## Disclaimer
Disclaimer
This connection point demand forecast workbook contains data provided by or collected from third parties,
and conclusions, opinions, assumptions or forecasts that are based on that data.
This workbook may be of assistance to you, but VicGrid and its officers and employees do not guarantee it is
without flaw or appropriate for your particular purposes and, therefore, disclaims all liability for any error, loss or
other consequence arising from your reliance on any information in it.
VicGrid has made reasonable efforts to ensure the quality of the information in this workbook but cannot
guarantee that information, forecasts and assumptions are accurate, complete or appropriate for all
circumstances. Anyone proposing to use the information should independently verify and check its accuracy and
suitability for purpose and obtain independent expert advice. To the maximum extent permitted by law, VicGrid
and its officers, employees and consultants involved in the preparation of this workbook:
• make no representation or warranty, express or implied, as to the currency, accuracy, reliability or
completeness of the information in this workbook; and
• are not liable (whether by reason of negligence or otherwise) for any statements, opinions, information or
matters contained in or derived from this workbook, or any omissions from it, or for any use of the information.

## Introduction
This interface gives users access to the connection point information used to develop VicGrid’s connection point forecasts.
It contains data for connection points in Victoria.
Information for each connection point includes historical and forecast data for maximum and minimum operational demand in relevant seasons, along with commentary on the factors influencing demand.
Some minimum values of historical operational demand (ACTUAL_OPG) are affected by outages and temporary transfers, but these events are not represented in the forecasts. To provide a comparison with forecasts in such cases, an adjusted historical operational demand is also shown (ACTUAL_ADJUSTEDOPG) with the effects of outages and temporary transfers removed.
The percentage of demand offset by energy efficiency is embedded in the forecasts and therefore not able to be separately quantified.
Using this interface:
To view information for a specific connection point, go to the Report tab and select the network service provider, connection point and minimum or maximum demand from the drop down boxes.
To access all data for all connection points, go to the DataInput tab.
Introduction
Connection Point Forecasts
List of abbreviations
PV: Photovoltaic
POE: Probability of
exceedence
MW: Megawatt

## Report
3
COMMENTARY
Connection Point Forecasts:
Select CP to display
Cranbourne (United Energy) 66 kV
VIC
DATA LAST UPDATED 29/05/2026
MINIMUM DEMAND
STEP 1:
STEP 2: :
Select demand
STEP 3:

## CommentaryInput (hidden)
Region | CP_ID | MAIN.SECTORS | min_max | coincidence | type | pfSentence | pvSentence | genSentence | bltSentence | weatherSensetivity | summary
VIC | ATSWP | Predominantly residential and commercial | MAX_DEMAND | Non-coincident | poe10 | Power factors: Summer = 0.98, lagging; Winter = 0.99, lagging. | The load forecasts include the impact of a 172.15MW increase in PV capacity over 10 years. | The load forecasts are reduced by the impact of non-operational generator(s): Boral Landfill & Waste Biogas. | Multiple block loads/planned load transfers impact forecasts. | Demand is weather sensitive in summer. | The load forecasts are reduced by the impact of non-operational generator(s): Boral Landfill & Waste Biogas. Multiple block loads/planned load transfers impact forecasts. Demand is weather sensitive in summer.
VIC | BATS66P | NA | MAX_DEMAND | Non-coincident | poe10 | Power factors: Summer = 0.99, lagging; Winter = 0.99, lagging. | The load forecasts include the impact of a 132.9MW increase in PV capacity over 10 years. | The load forecasts are reduced by the impact of non-operational generator(s): Hepburn Wind Farm, Ballarat Base Hospital Plant, Chepstowe Wind Farm - VIC, Maroona Wind Farm, McCains (HV Customer)(MCSF), plus some small embedded generators. The load forecasts are not reduced by the impact of operational generator(s): Yaloak South Wind Farm, Yendon WF. | Block loads/planned load transfers impact demand in 2026-2027 onwards. | NA | The load forecasts are reduced by the impact of non-operational generator(s): Hepburn Wind Farm, Ballarat Base Hospital Plant, Chepstowe Wind Farm - VIC, Maroona Wind Farm, McCains (HV Customer)(MCSF), plus some small embedded generators. The load forecasts are not reduced by the impact of operational generator(s): Yaloak South Wind Farm, Yendon WF. Block loads/planned load transfers impact demand in 2026-2027 onwards.
VIC | BETS22 | Predominantly residential and commercial | MAX_DEMAND | Non-coincident | poe10 | Power factors: Summer = 1, lagging; Winter = 1, lagging. | The load forecasts include the impact of a 46.95MW increase in PV capacity over 10 years. | NA | NA | Demand is weather sensitive in summer and winter. | Demand is weather sensitive in summer and winter.
VIC | BETS66 | Mix of agricultural (poultry, pigs, grape growing), residential and commercial | MAX_DEMAND | Non-coincident | poe10 | Power factors: Summer = 0.99, lagging; Winter = 1, lagging. | The load forecasts include the impact of a 122.43MW increase in PV capacity over 10 years. | The load forecasts are reduced by the impact of non-operational generator(s): Coonooer Bridge Wind Farm, Yawong (YHW). | Block loads/planned load transfers impact demand in 2025-2026 onwards. | Demand is weather sensitive in summer and winter. | The load forecasts are reduced by the impact of non-operational generator(s): Coonooer Bridge Wind Farm, Yawong (YHW). Block loads/planned load transfers impact demand in 2025-2026 onwards. Demand is weather sensitive in summer and winter.
VIC | BLTS22J | Predominantly industrial | MAX_DEMAND | Non-coincident | poe10 | Power factors: Summer = 0.99, lagging; Winter = 0.98, lagging. | The load forecasts include the impact of a -0.06MW increase in PV capacity over 10 years. | NA | Multiple block loads/planned load transfers impact forecasts. | Demand is not weather sensitive. | Multiple block loads/planned load transfers impact forecasts. Demand is not weather sensitive.
VIC | BLTS22P | Predominantly commercial and industrial. Includes oil refinery loads. | MAX_DEMAND | Non-coincident | poe10 | Power factors: Summer = 0.99, lagging; Winter = 0.98, lagging. | The load forecasts include the impact of a 15.3MW increase in PV capacity over 10 years. | NA | Block loads/planned load transfers impact demand in 2025-2026 onwards. | Demand is not weather sensitive. | Block loads/planned load transfers impact demand in 2025-2026 onwards. Demand is not weather sensitive.
VIC | BLTS66J | NA | MAX_DEMAND | Non-coincident | poe10 | Power factors: Summer = 0.96, lagging; Winter = 0.96, lagging. | The load forecasts include the impact of a 66.14MW increase in PV capacity over 10 years. | The load forecasts are reduced by the impact of non-operational generator(s): Brooklyn Landfill Gas Power Station. | Multiple block loads/planned load transfers impact forecasts. | NA | The load forecasts are reduced by the impact of non-operational generator(s): Brooklyn Landfill Gas Power Station. Multiple block loads/planned load transfers impact forecasts.
VIC | BLTS66P | NA | MAX_DEMAND | Non-coincident | poe10 | Power factors: Summer = 0.96, lagging; Winter = 0.96, lagging. | The load forecasts include the impact of a 53.84MW increase in PV capacity over 10 years. | NA | Block loads/planned load transfers impact demand in 2025-2026 and 2026-2027 onwards. | NA | Block loads/planned load transfers impact demand in 2025-2026 and 2026-2027 onwards.
VIC | BTS22C | Mix of industrial, residential and commercial | MAX_DEMAND | Non-coincident | poe10 | Power factors: Summer = 0.98, lagging; Winter = 0.98, lagging. | The load forecasts include the impact of a 45.1MW increase in PV capacity over 10 years. | NA | NA | Demand is weather sensitive in summer and winter. | Demand is weather sensitive in summer and winter.
VIC | BTS22J | Mix of industrial, residential and commercial | MAX_DEMAND | Non-coincident | poe10 | Power factors: Summer = 0.98, lagging; Winter = 0.98, lagging. | The load forecasts include the impact of a 27.74MW increase in PV capacity over 10 years. | NA | Multiple block loads/planned load transfers impact forecasts. | Demand is weather sensitive in summer and winter. | Multiple block loads/planned load transfers impact forecasts. Demand is weather sensitive in summer and winter.
VIC | BTS66C | NA | MAX_DEMAND | Non-coincident | poe10 | Power factors: Summer = 0.93, lagging; Winter = 0.92, lagging. | The load forecasts include the impact of a 141.37MW increase in PV capacity over 10 years. | NA | Block loads/planned load transfers impact demand in 2026-2027 onwards. | NA | Block loads/planned load transfers impact demand in 2026-2027 onwards.
VIC | CBTS66A | Predominantly residential | MAX_DEMAND | Non-coincident | poe10 | Power factors: Summer = 0.99, lagging; Winter = 0.99, lagging. | The load forecasts include the impact of a 355.81MW increase in PV capacity over 10 years. | The load forecasts are reduced by the impact of non-operational generator(s): South East Water - Hallam Hydro Plant, Berwick Landfill. | Multiple block loads/planned load transfers impact forecasts. | Demand is weather sensitive in summer and winter. | The load forecasts are reduced by the impact of non-operational generator(s): South East Water - Hallam Hydro Plant, Berwick Landfill. Multiple block loads/planned load transfers impact forecasts. Demand is weather sensitive in summer and winter.
VIC | CBTS66U | Predominantly residential and commercial | MAX_DEMAND | Non-coincident | poe10 | Power factors: Summer = 0.99, lagging; Winter = 0.99, lagging. | The load forecasts include the impact of a 123.98MW increase in PV capacity over 10 years. | NA | Block loads/planned load transfers impact demand in 2026-2027 onwards. | Demand is weather sensitive in summer and winter. | Block loads/planned load transfers impact demand in 2026-2027 onwards. Demand is weather sensitive in summer and winter.
VIC | DPTS | Predominantly residential and commercial | MAX_DEMAND | Non-coincident | poe10 | Power factors: Summer = 0.99, lagging; Winter = 0.99, lagging. | The load forecasts include the impact of a 292.17MW increase in PV capacity over 10 years. | NA | Multiple block loads/planned load transfers impact forecasts. | Demand is weather sensitive in summer. | Multiple block loads/planned load transfers impact forecasts. Demand is weather sensitive in summer.
VIC | ERTS1266A | Predominantly industrial and residential | MAX_DEMAND | Non-coincident | poe10 | Power factors: Summer = 0.99, lagging; Winter = 0.99, lagging. | The load forecasts include the impact of a 64.8MW increase in PV capacity over 10 years. | NA | Block loads/planned load transfers impact demand in 2025-2026 and 2026-2027 onwards. | Demand is weather sensitive in summer and winter. | Block loads/planned load transfers impact demand in 2025-2026 and 2026-2027 onwards. Demand is weather sensitive in summer and winter.
VIC | ERTS1266U | Mix of industrial, residential and commercial | MAX_DEMAND | Non-coincident | poe10 | Power factors: Summer = 0.99, lagging; Winter = 0.99, lagging. | The load forecasts include the impact of a 52.82MW increase in PV capacity over 10 years. | The load forecasts are reduced by the impact of non-operational generator(s): ALDI, Genfac, Mainfreight, Aust Meat Group. | Block loads/planned load transfers impact demand in 2026-2027 onwards. | Demand is weather sensitive in summer. | The load forecasts are reduced by the impact of non-operational generator(s): ALDI, Genfac, Mainfreight, Aust Meat Group. Block loads/planned load transfers impact demand in 2026-2027 onwards. Demand is weather sensitive in summer.
VIC | ERTS3466A | Predominantly industrial and residential | MAX_DEMAND | Non-coincident | poe10 | Power factors: Summer = 0.99, lagging; Winter = 0.99, lagging. | The load forecasts include the impact of a 56.69MW increase in PV capacity over 10 years. | The load forecasts are reduced by the impact of non-operational generator(s): Hallam Road Renewable Energy Facility, Cardinia Hydro Power Station. | Block loads/planned load transfers impact demand in 2025-2026 and 2026-2027 onwards. | Demand is weather sensitive in summer and winter. | The load forecasts are reduced by the impact of non-operational generator(s): Hallam Road Renewable Energy Facility, Cardinia Hydro Power Station. Block loads/planned load transfers impact demand in 2025-2026 and 2026-2027 onwards. Demand is weather sensitive in summer and winter.
VIC | ERTS3466U | Mix of industrial, residential and commercial | MAX_DEMAND | Non-coincident | poe10 | Power factors: Summer = 0.99, lagging; Winter = 0.99, lagging. | The load forecasts include the impact of a 48.28MW increase in PV capacity over 10 years. | The load forecasts are reduced by the impact of non-operational generator(s): Dandenong HOSP, Dandenong PEP. | Block loads/planned load transfers impact demand in 2026-2027 onwards. | Demand is not weather sensitive. | The load forecasts are reduced by the impact of non-operational generator(s): Dandenong HOSP, Dandenong PEP. Block loads/planned load transfers impact demand in 2026-2027 onwards. Demand is not weather sensitive.
VIC | FBTS66C | Mainly residential and commercial | MAX_DEMAND | Non-coincident | poe10 | Power factors: Summer = 0.97, lagging; Winter = 0.99, lagging. | The load forecasts include the impact of a 54.09MW increase in PV capacity over 10 years. | NA | Block loads/planned load transfers impact demand in 2025-2026 and 2026-2027 onwards. | Demand is weather sensitive in summer. | Block loads/planned load transfers impact demand in 2025-2026 and 2026-2027 onwards. Demand is weather sensitive in summer.
VIC | FBTS66P | Mainly residential and commercial | MAX_DEMAND | Non-coincident | poe10 | Power factors: Summer = 0.97, lagging; Winter = 0.99, lagging. | The load forecasts include the impact of a 0.19MW increase in PV capacity over 10 years. | NA | NA | Demand is weather sensitive in summer. | Demand is weather sensitive in summer.
VIC | GNTS | NA | MAX_DEMAND | Non-coincident | poe10 | Power factors: Summer = 0.99, lagging; Winter = 1, lagging. | The load forecasts include the impact of a 66.31MW increase in PV capacity over 10 years. | The load forecasts are reduced by the impact of non-operational generator(s): Pacific Hydro Lake William Hovel (LWHPS). The load forecasts are not reduced by the impact of operational generator(s): Glenrowan Solar Farm, Winton Solar Farm. | Block loads/planned load transfers impact demand in 2029-2030 and 2030-2031 onwards. | NA | The load forecasts are reduced by the impact of non-operational generator(s): Pacific Hydro Lake William Hovel (LWHPS). The load forecasts are not reduced by the impact of operational generator(s): Glenrowan Solar Farm, Winton Solar Farm. Block loads/planned load transfers impact demand in 2029-2030 and 2030-2031 onwards.
VIC | GTS1266 | Predominantly agricultural and residential | MAX_DEMAND | Non-coincident | poe10 | Power factors: Summer = 0.99, lagging; Winter = 1, lagging. | The load forecasts include the impact of a 192.81MW increase in PV capacity over 10 years. | The load forecasts are reduced by the impact of non-operational generator(s): Corio Landfill Gas Power Station, Deakin University Waurn Ponds Microgrid, LMS Generator, Tip. The load forecasts are not reduced by the impact of operational generator(s): Mt Gellibrand Wind Farm. | Block loads/planned load transfers impact demand in 2030-2031 onwards. | Demand is weather sensitive in summer and winter. | The load forecasts are reduced by the impact of non-operational generator(s): Corio Landfill Gas Power Station, Deakin University Waurn Ponds Microgrid, LMS Generator, Tip. The load forecasts are not reduced by the impact of operational generator(s): Mt Gellibrand Wind Farm. Block loads/planned load transfers impact demand in 2030-2031 onwards. Demand is weather sensitive in summer and winter.
VIC | GTS3466 | Predominantly agricultural and residential | MAX_DEMAND | Non-coincident | poe10 | Power factors: Summer = 0.99, lagging; Winter = 1, lagging. | The load forecasts include the impact of a 141.57MW increase in PV capacity over 10 years. | NA | NA | Demand is weather sensitive in summer and winter. | Demand is weather sensitive in summer and winter.
VIC | HOTS | NA | MAX_DEMAND | Non-coincident | poe10 | Power factors: Summer = 1, lagging; Winter = 1, leading. | The load forecasts include the impact of a 51.74MW increase in PV capacity over 10 years. | The load forecasts are reduced by the impact of non-operational generator(s): Diapur (DPWF). The load forecasts are not reduced by the impact of operational generator(s): Challicum Hills, Kiata Wind Farm. | NA | NA | The load forecasts are reduced by the impact of non-operational generator(s): Diapur (DPWF). The load forecasts are not reduced by the impact of operational generator(s): Challicum Hills, Kiata Wind Farm.
VIC | HTS | NA | MAX_DEMAND | Non-coincident | poe10 | Power factors: Summer = 1, lagging; Winter = 1, lagging. | The load forecasts include the impact of a 199.84MW increase in PV capacity over 10 years. | NA | Block loads/planned load transfers impact demand in 2026-2027 onwards. | NA | Block loads/planned load transfers impact demand in 2026-2027 onwards.
VIC | HYTS22 | Timber mill load | MAX_DEMAND | Non-coincident | poe10 | Power factors: Summer = 0.98, lagging; Winter = 0.98, lagging. | The load forecasts include the impact of a 0.34MW increase in PV capacity over 10 years. | NA | NA | Demand is not weather sensitive. | Demand is not weather sensitive.
VIC | KGTS22 | Predominantly residential and commercial | MAX_DEMAND | Non-coincident | poe10 | Power factors: Summer = 0.95, lagging; Winter = 0.96, lagging. | The load forecasts include the impact of a 11.86MW increase in PV capacity over 10 years. | NA | NA | Demand is weather sensitive in summer and winter. | Demand is weather sensitive in summer and winter.
VIC | KGTS66 | Mix of agricultural (grapes, sheep, cattle, cherries), residential and commercial | MAX_DEMAND | Non-coincident | poe10 | Power factors: Summer = 1, lagging; Winter = 1, leading. | The load forecasts include the impact of a 27.41MW increase in PV capacity over 10 years. | NA | NA | Demand is weather sensitive in summer and winter. | Demand is weather sensitive in summer and winter.
VIC | KTSEJ | Mix of industrial, residential and commercial | MAX_DEMAND | Non-coincident | poe10 | Power factors: Summer = 0.98, lagging; Winter = 0.99, lagging. | The load forecasts include the impact of a 137.39MW increase in PV capacity over 10 years. | NA | Multiple block loads/planned load transfers impact forecasts. | Demand is weather sensitive in summer. | Multiple block loads/planned load transfers impact forecasts. Demand is weather sensitive in summer.
VIC | KTSEP | Mix of industrial, residential and commercial | MAX_DEMAND | Non-coincident | poe10 | Power factors: Summer = 0.98, lagging; Winter = 0.99, lagging. | The load forecasts include the impact of a 47.58MW increase in PV capacity over 10 years. | NA | NA | Demand is weather sensitive in summer. | Demand is weather sensitive in summer.
VIC | KTSWJ | Mix of industrial, residential and commercial | MAX_DEMAND | Non-coincident | poe10 | Power factors: Summer = 0.98, lagging; Winter = 0.99, lagging. | The load forecasts include the impact of a 76.45MW increase in PV capacity over 10 years. | NA | Multiple block loads/planned load transfers impact forecasts. | Demand is weather sensitive in summer and winter. | Multiple block loads/planned load transfers impact forecasts. Demand is weather sensitive in summer and winter.
VIC | KTSWP | Mix of industrial, residential and commercial | MAX_DEMAND | Non-coincident | poe10 | Power factors: Summer = 0.98, lagging; Winter = 0.99, lagging. | The load forecasts include the impact of a 106.16MW increase in PV capacity over 10 years. | NA | NA | Demand is weather sensitive in summer and winter. | Demand is weather sensitive in summer and winter.
VIC | LY66 | Industrial | MAX_DEMAND | Non-coincident | poe10 | Power factors: Summer = 0.08, lagging; Winter = 0.07, lagging. | The load forecasts include the impact of a -0.38MW increase in PV capacity over 10 years. | NA | NA | Demand is weather sensitive in summer. | Demand is weather sensitive in summer.
VIC | MBTS66 | Predominantly residential and agricultural | MAX_DEMAND | Non-coincident | poe10 | Power factors: Summer = 0.95, leading; Winter = 1, leading. | The load forecasts include the impact of a 25.57MW increase in PV capacity over 10 years. | The load forecasts are reduced by the impact of non-operational generator(s): CLOVER POWER STATION POST 2016. The load forecasts are not reduced by the impact of operational generator(s): CLOVER POWER STATION GEN 1, CLOVER POWER STATION GEN 2. | NA | Demand is weather sensitive in summer and winter. | The load forecasts are reduced by the impact of non-operational generator(s): CLOVER POWER STATION POST 2016. The load forecasts are not reduced by the impact of operational generator(s): CLOVER POWER STATION GEN 1, CLOVER POWER STATION GEN 2. Demand is weather sensitive in summer and winter.
VIC | MTS22U | NA | MAX_DEMAND | Non-coincident | poe10 | Power factors: Summer = 0.95, leading; Winter = 0.96, leading. | The load forecasts include the impact of a 17.67MW increase in PV capacity over 10 years. | NA | NA | NA
VIC | MTS66U | NA | MAX_DEMAND | Non-coincident | poe10 | Power factors: Summer = 0.96, lagging; Winter = 0.95, lagging. | The load forecasts include the impact of a 105.05MW increase in PV capacity over 10 years. | NA | Block loads/planned load transfers impact demand in 2026-2027 onwards. | NA | Block loads/planned load transfers impact demand in 2026-2027 onwards.
VIC | MWTS | NA | MAX_DEMAND | Non-coincident | poe10 | Power factors: Summer = 1, lagging; Winter = 1, lagging. | The load forecasts include the impact of a 302.6MW increase in PV capacity over 10 years. | The load forecasts are reduced by the impact of non-operational generator(s): Toora Wind Farm, BLUE ROCK DAM, Wonthaggi Wind Farm, Murray Goulburn Co-Op @ Leongatha, Gippsland Water Factory G1, G2,G3, Melbourne Water Thomson Dam OU, Taralgon Network Support Station, Murray Goulburn, Leongatha, Glenmaggie Hydro, Esso (ELD). The load forecasts are not reduced by the impact of operational generator(s): Bairnsdale Power Station, Bald Hills Wind Farm, Longford Plant. | Multiple block loads/planned load transfers impact forecasts. | NA | The load forecasts are reduced by the impact of non-operational generator(s): Toora Wind Farm, BLUE ROCK DAM, Wonthaggi Wind Farm, Murray Goulburn Co-Op @ Leongatha, Gippsland Water Factory G1, G2,G3, Melbourne Water Thomson Dam OU, Taralgon Network Support Station, Murray Goulburn, Leongatha, Glenmaggie Hydro, Esso (ELD). The load forecasts are not reduced by the impact of operational generator(s): Bairnsdale Power Station, Bald Hills Wind Farm, Longford Plant. Multiple block loads/planned load transfers impact forecasts.
VIC | RCTS22 | Mainly residential, with some commercial and industrial | MAX_DEMAND | Non-coincident | poe10 | Power factors: Summer = 0.93, lagging; Winter = 0.97, lagging. | The load forecasts include the impact of a 7.62MW increase in PV capacity over 10 years. | The load forecasts are reduced by the impact of non-operational generator(s): Mildura Solar Park. | NA | Demand is weather sensitive in summer and winter. | The load forecasts are reduced by the impact of non-operational generator(s): Mildura Solar Park. Demand is weather sensitive in summer and winter.
VIC | RCTS66 | Mainly of agricultural (citrus fruits, grapes) | MAX_DEMAND | Non-coincident | poe10 | Power factors: Summer = 0.99, lagging; Winter = 1, lagging. | The load forecasts include the impact of a 36.02MW increase in PV capacity over 10 years. | The load forecasts are reduced by the impact of non-operational generator(s): Robinvale Solar Farm (RVSF). The load forecasts are not reduced by the impact of operational generator(s): Karadoc Solar Farm (KSF), Yatpool Sun Farm (YSF). | Block loads/planned load transfers impact demand in 2025-2026 onwards. | Demand is weather sensitive in summer and winter. | The load forecasts are reduced by the impact of non-operational generator(s): Robinvale Solar Farm (RVSF). The load forecasts are not reduced by the impact of operational generator(s): Karadoc Solar Farm (KSF), Yatpool Sun Farm (YSF). Block loads/planned load transfers impact demand in 2025-2026 onwards. Demand is weather sensitive in summer and winter.
VIC | RTS22C | NA | MAX_DEMAND | Non-coincident | poe10 | Power factors: Summer = 1, lagging; Winter = 1, lagging. | The load forecasts include the impact of a 9.44MW increase in PV capacity over 10 years. | NA | Block loads/planned load transfers impact demand in 2026-2027 onwards. | NA | Block loads/planned load transfers impact demand in 2026-2027 onwards.
VIC | RTS66C | NA | MAX_DEMAND | Non-coincident | poe10 | Power factors: Summer = 0.99, lagging; Winter = 1, lagging. | The load forecasts include the impact of a 176.29MW increase in PV capacity over 10 years. | The load forecasts are reduced by the impact of non-operational generator(s): Carlton & United Breweries (CUB). | Block loads/planned load transfers impact demand in 2025-2026 and 2026-2027 onwards. | NA | The load forecasts are reduced by the impact of non-operational generator(s): Carlton & United Breweries (CUB). Block loads/planned load transfers impact demand in 2025-2026 and 2026-2027 onwards.
VIC | RTS66U | Primarily residential and commercial | MAX_DEMAND | Non-coincident | poe10 | Power factors: Summer = 0.99, lagging; Winter = 1, lagging. | The load forecasts include the impact of a 43.69MW increase in PV capacity over 10 years. | NA | NA | Demand is weather sensitive in summer and winter. | Demand is weather sensitive in summer and winter.
VIC | RWTS1366A | Predominantly residential and commercial | MAX_DEMAND | Non-coincident | poe10 | Power factors: Summer = 0.99, lagging; Winter = 0.99, lagging. | The load forecasts include the impact of a 111.43MW increase in PV capacity over 10 years. | The load forecasts are reduced by the impact of non-operational generator(s): Olinda CK Mini Hydro (Melb Water Corp), Upper Yarra Mini Hydro (Melb Water Corp), Silvan Inlet Hydro, NAB Knox, Brushy Creek, Yarra Valley Water Chirnside. | NA | Demand is weather sensitive in summer and winter. | The load forecasts are reduced by the impact of non-operational generator(s): Olinda CK Mini Hydro (Melb Water Corp), Upper Yarra Mini Hydro (Melb Water Corp), Silvan Inlet Hydro, NAB Knox, Brushy Creek, Yarra Valley Water Chirnside. Demand is weather sensitive in summer and winter.
VIC | RWTS1366U | Predominantly residential and commercial | MAX_DEMAND | Non-coincident | poe10 | Power factors: Summer = 0.99, lagging; Winter = 0.99, lagging. | The load forecasts include the impact of a 57.32MW increase in PV capacity over 10 years. | NA | Block loads/planned load transfers impact demand in 2026-2027 and 2029-2030 onwards. | Demand is weather sensitive in summer and winter. | Block loads/planned load transfers impact demand in 2026-2027 and 2029-2030 onwards. Demand is weather sensitive in summer and winter.
VIC | RWTS22A | Predominantly residential | MAX_DEMAND | Non-coincident | poe10 | Power factors: Summer = 1, lagging; Winter = 1, lagging. | The load forecasts include the impact of a 21.3MW increase in PV capacity over 10 years. | NA | NA | Demand is weather sensitive in summer. | Demand is weather sensitive in summer.
VIC | RWTS22U | Predominantly residential and commercial | MAX_DEMAND | Non-coincident | poe10 | Power factors: Summer = 1, lagging; Winter = 1, lagging. | The load forecasts include the impact of a 20.23MW increase in PV capacity over 10 years. | NA | NA | Demand is weather sensitive in summer and winter. | Demand is weather sensitive in summer and winter.
VIC | RWTS2466A | Predominantly residential and commercial | MAX_DEMAND | Non-coincident | poe10 | Power factors: Summer = 0.99, lagging; Winter = 0.99, lagging. | The load forecasts include the impact of a 97.4MW increase in PV capacity over 10 years. | NA | NA | Demand is weather sensitive in summer. | Demand is weather sensitive in summer.
VIC | SHTS | NA | MAX_DEMAND | Non-coincident | poe10 | Power factors: Summer = 0.99, lagging; Winter = 1, lagging. | The load forecasts include the impact of a 167.66MW increase in PV capacity over 10 years. | The load forecasts are reduced by the impact of non-operational generator(s): Yarrawonga Hydro Power Station, Tatura Biomass Generator, Shepparton Wastewater Treatment Facility, ACEnergy, Numurkah Rd (ACSF), Katamatite (KMSF), Kyabram South Solar Farm (KSSF), West Road (WTSF), Naring Road West, Numurkah (NGSF), Curr Rd (CRSF), Hill Road (HLSF), Goulburn Valley Highway (GVSF), Midland Highway,Tatura (TNSF), Midland Highway, Pine Lodge (PLSF), Montgomery Road, Yarroweyah (YRSF), Stokes Rd, Stanhope Solar (STSF), Middleton Rd, Bamawm (BWSF), plus some small embedded generators. The load forecasts are not reduced by the impact of operational generator(s): Numurkah Solar Farm (NSF). | NA | NA | The load forecasts are reduced by the impact of non-operational generator(s): Yarrawonga Hydro Power Station, Tatura Biomass Generator, Shepparton Wastewater Treatment Facility, ACEnergy, Numurkah Rd (ACSF), Katamatite (KMSF), Kyabram South Solar Farm (KSSF), West Road (WTSF), Naring Road West, Numurkah (NGSF), Curr Rd (CRSF), Hill Road (HLSF), Goulburn Valley Highway (GVSF), Midland Highway,Tatura (TNSF), Midland Highway, Pine Lodge (PLSF), Montgomery Road, Yarroweyah (YRSF), Stokes Rd, Stanhope Solar (STSF), Middleton Rd, Bamawm (BWSF), plus some small embedded generators. The load forecasts are not reduced by the impact of operational generator(s): Numurkah Solar Farm (NSF).
VIC | SMTS | NA | MAX_DEMAND | Non-coincident | poe10 | Power factors: Summer = 1, lagging; Winter = 1, leading. | The load forecasts include the impact of a 33.4MW increase in PV capacity over 10 years. | The load forecasts are not reduced by the impact of operational generator(s): Somerton Power Station. | Multiple block loads/planned load transfers impact forecasts. | NA | The load forecasts are not reduced by the impact of operational generator(s): Somerton Power Station. Multiple block loads/planned load transfers impact forecasts.
VIC | SMTS66A | Predominantly residential | MAX_DEMAND | Non-coincident | poe10 | Power factors: Summer = 1, lagging; Winter = 1, leading. | The load forecasts include the impact of a 341.11MW increase in PV capacity over 10 years. | The load forecasts are reduced by the impact of non-operational generator(s): Wollert Landfill, YVW Craigieburn (AURORA), RMIT Bundoora West, Northern Hospital, Eildon Pondage Hydro Power Station, RUBICON SUB. The load forecasts are not reduced by the impact of operational generator(s): Cherry Tree Wind Farm. | Multiple block loads/planned load transfers impact forecasts. | Demand is weather sensitive in summer and winter. | The load forecasts are reduced by the impact of non-operational generator(s): Wollert Landfill, YVW Craigieburn (AURORA), RMIT Bundoora West, Northern Hospital, Eildon Pondage Hydro Power Station, RUBICON SUB. The load forecasts are not reduced by the impact of operational generator(s): Cherry Tree Wind Farm. Multiple block loads/planned load transfers impact forecasts. Demand is weather sensitive in summer and winter.
VIC | SVTS1266U | Mix of industrial, residential and commercial | MAX_DEMAND | Non-coincident | poe10 | Power factors: Summer = 1, lagging; Winter = 1, lagging. | The load forecasts include the impact of a 113.19MW increase in PV capacity over 10 years. | The load forecasts are reduced by the impact of non-operational generator(s): Clayton LFG Cogen, Synchrotron, Monash health - Childerens, Monash Health Main Hospital, VHH, DSI Holdings. | Block loads/planned load transfers impact demand in 2026-2027 onwards. | Demand is weather sensitive in summer. | The load forecasts are reduced by the impact of non-operational generator(s): Clayton LFG Cogen, Synchrotron, Monash health - Childerens, Monash Health Main Hospital, VHH, DSI Holdings. Block loads/planned load transfers impact demand in 2026-2027 onwards. Demand is weather sensitive in summer.
VIC | SVTS3466C | Predominantly residential and commercial | MAX_DEMAND | Non-coincident | poe10 | Power factors: Summer = 1, lagging; Winter = 1, lagging. | The load forecasts include the impact of a 13.84MW increase in PV capacity over 10 years. | NA | NA | Demand is weather sensitive in summer and winter. | Demand is weather sensitive in summer and winter.
VIC | SVTS3466U | Mix of industrial, residential and commercial | MAX_DEMAND | Non-coincident | poe10 | Power factors: Summer = 1, lagging; Winter = 1, lagging. | The load forecasts include the impact of a 47.16MW increase in PV capacity over 10 years. | NA | Block loads/planned load transfers impact demand in 2026-2027 onwards. | Demand is weather sensitive in summer. | Block loads/planned load transfers impact demand in 2026-2027 onwards. Demand is weather sensitive in summer.
VIC | TBTS | NA | MAX_DEMAND | Non-coincident | poe10 | Power factors: Summer = 1, lagging; Winter = 1, lagging. | The load forecasts include the impact of a 158.25MW increase in PV capacity over 10 years. | The load forecasts are reduced by the impact of non-operational generator(s): Mortons Lane Wind Farm, Mornington Waste Disposal Facility, Penninsula Health, Aggreko, SEW, GREENSYNC GAZZOLA, GREENSYNC LAMATTINA BROWNS, GREENSYNC N163 NEPEAN, GREENSYNC N133 DRIVEIN, GREENSYNC WEEROONA, Pacific Blue, LID Hastings. The load forecasts are not reduced by the impact of operational generator(s): Codrington Wind Farm, Yambuk Wind Farm, Oaklands Hill Wind Farm. | Block loads/planned load transfers impact demand in 2026-2027 onwards. | NA | The load forecasts are reduced by the impact of non-operational generator(s): Mortons Lane Wind Farm, Mornington Waste Disposal Facility, Penninsula Health, Aggreko, SEW, GREENSYNC GAZZOLA, GREENSYNC LAMATTINA BROWNS, GREENSYNC N163 NEPEAN, GREENSYNC N133 DRIVEIN, GREENSYNC WEEROONA, Pacific Blue, LID Hastings. The load forecasts are not reduced by the impact of operational generator(s): Codrington Wind Farm, Yambuk Wind Farm, Oaklands Hill Wind Farm. Block loads/planned load transfers impact demand in 2026-2027 onwards.
VIC | TGTS | NA | MAX_DEMAND | Non-coincident | poe10 | Power factors: Summer = 0.98, lagging; Winter = 0.99, lagging. | The load forecasts include the impact of a 115.35MW increase in PV capacity over 10 years. | The load forecasts are reduced by the impact of non-operational generator(s): Timboon West Wind Farm, Ferguson(FSWF), Ferguson(FNWF). | NA | NA | The load forecasts are reduced by the impact of non-operational generator(s): Timboon West Wind Farm, Ferguson(FSWF), Ferguson(FNWF).
VIC | TSTS | NA | MAX_DEMAND | Non-coincident | poe10 | Power factors: Summer = 0.99, lagging; Winter = 1, lagging. | The load forecasts include the impact of a 11.68MW increase in PV capacity over 10 years. | NA | Block loads/planned load transfers impact demand in 2026-2027 onwards. | NA | Block loads/planned load transfers impact demand in 2026-2027 onwards.
VIC | TSTS66A | Predominantly residential | MAX_DEMAND | Non-coincident | poe10 | Power factors: Summer = 0.99, lagging; Winter = 1, lagging. | The load forecasts include the impact of a 34.87MW increase in PV capacity over 10 years. | NA | NA | Demand is weather sensitive in summer and winter. | Demand is weather sensitive in summer and winter.
VIC | TSTS66C | Predominantly residential and commercial | MAX_DEMAND | Non-coincident | poe10 | Power factors: Summer = 0.99, lagging; Winter = 1, lagging. | The load forecasts include the impact of a 46.02MW increase in PV capacity over 10 years. | NA | NA | Demand is weather sensitive in summer and winter. | Demand is weather sensitive in summer and winter.
VIC | TSTS66U | Predominantly residential and commercial | MAX_DEMAND | Non-coincident | poe10 | Power factors: Summer = 0.99, lagging; Winter = 1, lagging. | The load forecasts include the impact of a 64.15MW increase in PV capacity over 10 years. | The load forecasts are reduced by the impact of non-operational generator(s): Box Hill Hospital. | Block loads/planned load transfers impact demand in 2028-2029 onwards. | Demand is weather sensitive in summer and winter. | The load forecasts are reduced by the impact of non-operational generator(s): Box Hill Hospital. Block loads/planned load transfers impact demand in 2028-2029 onwards. Demand is weather sensitive in summer and winter.
VIC | TTS | NA | MAX_DEMAND | Non-coincident | poe10 | Power factors: Summer = 0.99, lagging; Winter = 0.98, lagging. | The load forecasts include the impact of a 38.34MW increase in PV capacity over 10 years. | NA | Block loads/planned load transfers impact demand in 2025-2026 and 2026-2027 onwards. | NA | Block loads/planned load transfers impact demand in 2025-2026 and 2026-2027 onwards.
VIC | TTS1266J | Predominantly industrial and residential | MAX_DEMAND | Non-coincident | poe10 | Power factors: Summer = 0.98, lagging; Winter = 0.98, lagging. | The load forecasts include the impact of a 35.08MW increase in PV capacity over 10 years. | NA | Multiple block loads/planned load transfers impact forecasts. | Demand is weather sensitive in summer. | Multiple block loads/planned load transfers impact forecasts. Demand is weather sensitive in summer.
VIC | TTS3466J | Predominantly industrial and residential | MAX_DEMAND | Non-coincident | poe10 | Power factors: Summer = 0.99, lagging; Winter = 0.98, lagging. | The load forecasts include the impact of a 169.23MW increase in PV capacity over 10 years. | NA | Multiple block loads/planned load transfers impact forecasts. | Demand is weather sensitive in summer. | Multiple block loads/planned load transfers impact forecasts. Demand is weather sensitive in summer.
VIC | WETS66 | Predominantly agricultural and commercial | MAX_DEMAND | Non-coincident | poe10 | Power factors: Summer = 1, lagging; Winter = 1, leading. | The load forecasts include the impact of a 19.58MW increase in PV capacity over 10 years. | The load forecasts are not reduced by the impact of operational generator(s): Bannerton Solar Park, Wemen Solar Farm. | NA | Demand is weather sensitive in summer. | The load forecasts are not reduced by the impact of operational generator(s): Bannerton Solar Park, Wemen Solar Farm. Demand is weather sensitive in summer.
VIC | WMTS66C | Predominantly commercial | MAX_DEMAND | Non-coincident | poe10 | Power factors: Summer = 0.99, lagging; Winter = 0.99, lagging. | The load forecasts include the impact of a 6.33MW increase in PV capacity over 10 years. | NA | Block loads/planned load transfers impact demand in 2026-2027 onwards. | Demand is weather sensitive in summer. | Block loads/planned load transfers impact demand in 2026-2027 onwards. Demand is weather sensitive in summer.
VIC | WMTS66J | Predominantly commercial | MAX_DEMAND | Non-coincident | poe10 | Power factors: Summer = 0.99, lagging; Winter = 0.99, lagging. | The load forecasts include the impact of a 53.08MW increase in PV capacity over 10 years. | NA | Multiple block loads/planned load transfers impact forecasts. | Demand is weather sensitive in summer and winter. | Multiple block loads/planned load transfers impact forecasts. Demand is weather sensitive in summer and winter.
VIC | WOTS22 | Predominantly residential | MAX_DEMAND | Non-coincident | poe10 | Power factors: Summer = 0.98, lagging; Winter = 0.98, lagging. | The load forecasts include the impact of a 30.69MW increase in PV capacity over 10 years. | NA | NA | Demand is weather sensitive in summer and winter. | Demand is weather sensitive in summer and winter.
VIC | WOTS66 | Predominantly agricultural and residential | MAX_DEMAND | Non-coincident | poe10 | Power factors: Summer = 0.99, lagging; Winter = 0.99, lagging. | The load forecasts include the impact of a 27.18MW increase in PV capacity over 10 years. | The load forecasts are reduced by the impact of non-operational generator(s): Wodonga Rendering Plant. The load forecasts are not reduced by the impact of operational generator(s): Hume Power Station. | NA | Demand is weather sensitive in summer. | The load forecasts are reduced by the impact of non-operational generator(s): Wodonga Rendering Plant. The load forecasts are not reduced by the impact of operational generator(s): Hume Power Station. Demand is weather sensitive in summer.
VIC | MTSC | NA | MAX_DEMAND | Non-coincident | poe10 | NA | The load forecasts include the impact of a 4.18MW increase in PV capacity over 10 years. | NA | NA | NA
VIC | ATSWP | Predominantly residential and commercial | MIN_DEMAND | Non-coincident | poe90 | Power factors: Summer = 1, lagging; Shoulder = 1, leading. | The load forecasts include the impact of a 172.15MW increase in PV capacity over 10 years. | The load forecasts are reduced by the impact of non-operational generator(s): Boral Landfill & Waste Biogas. | Multiple block loads/planned load transfers impact forecasts. | Demand is weather sensitive in summer. | The load forecasts are reduced by the impact of non-operational generator(s): Boral Landfill & Waste Biogas. Multiple block loads/planned load transfers impact forecasts. Demand is weather sensitive in summer.
VIC | BATS66P | NA | MIN_DEMAND | Non-coincident | poe90 | Power factors: Summer = 1, leading; Shoulder = 1, leading. | The load forecasts include the impact of a 132.9MW increase in PV capacity over 10 years. | The load forecasts are reduced by the impact of non-operational generator(s): Hepburn Wind Farm, Ballarat Base Hospital Plant, Chepstowe Wind Farm - VIC, Maroona Wind Farm, McCains (HV Customer)(MCSF), plus some small embedded generators. The load forecasts are not reduced by the impact of operational generator(s): Yaloak South Wind Farm, Yendon WF. | Block loads/planned load transfers impact demand in 2026-2027 onwards. | NA | The load forecasts are reduced by the impact of non-operational generator(s): Hepburn Wind Farm, Ballarat Base Hospital Plant, Chepstowe Wind Farm - VIC, Maroona Wind Farm, McCains (HV Customer)(MCSF), plus some small embedded generators. The load forecasts are not reduced by the impact of operational generator(s): Yaloak South Wind Farm, Yendon WF. Block loads/planned load transfers impact demand in 2026-2027 onwards.
VIC | BETS22 | Predominantly residential and commercial | MIN_DEMAND | Non-coincident | poe90 | Power factors: Summer = 1, lagging; Shoulder = 1, leading. | The load forecasts include the impact of a 46.95MW increase in PV capacity over 10 years. | NA | NA | Demand is weather sensitive in summer and winter. | Demand is weather sensitive in summer and winter.
VIC | BETS66 | Mix of agricultural (poultry, pigs, grape growing), residential and commercial | MIN_DEMAND | Non-coincident | poe90 | Power factors: Summer = 1, lagging; Shoulder = 1, leading. | The load forecasts include the impact of a 122.43MW increase in PV capacity over 10 years. | The load forecasts are reduced by the impact of non-operational generator(s): Coonooer Bridge Wind Farm, Yawong (YHW). | Block loads/planned load transfers impact demand in 2025-2026 onwards. | Demand is weather sensitive in summer and winter. | The load forecasts are reduced by the impact of non-operational generator(s): Coonooer Bridge Wind Farm, Yawong (YHW). Block loads/planned load transfers impact demand in 2025-2026 onwards. Demand is weather sensitive in summer and winter.
VIC | BLTS22J | Predominantly industrial | MIN_DEMAND | Non-coincident | poe90 | Power factors: Summer = 1, lagging; Shoulder = 1, lagging. | The load forecasts include the impact of a -0.06MW increase in PV capacity over 10 years. | NA | Multiple block loads/planned load transfers impact forecasts. | Demand is not weather sensitive. | Multiple block loads/planned load transfers impact forecasts. Demand is not weather sensitive.
VIC | BLTS22P | Predominantly commercial and industrial. Includes oil refinery loads. | MIN_DEMAND | Non-coincident | poe90 | Power factors: Summer = 0.98, lagging; Shoulder = 0.99, lagging. | The load forecasts include the impact of a 15.3MW increase in PV capacity over 10 years. | NA | Block loads/planned load transfers impact demand in 2025-2026 onwards. | Demand is not weather sensitive. | Block loads/planned load transfers impact demand in 2025-2026 onwards. Demand is not weather sensitive.
VIC | BLTS66J | NA | MIN_DEMAND | Non-coincident | poe90 | Power factors: Summer = 1, lagging; Shoulder = 0.97, lagging. | The load forecasts include the impact of a 66.14MW increase in PV capacity over 10 years. | The load forecasts are reduced by the impact of non-operational generator(s): Brooklyn Landfill Gas Power Station. | Multiple block loads/planned load transfers impact forecasts. | NA | The load forecasts are reduced by the impact of non-operational generator(s): Brooklyn Landfill Gas Power Station. Multiple block loads/planned load transfers impact forecasts.
VIC | BLTS66P | NA | MIN_DEMAND | Non-coincident | poe90 | Power factors: Summer = 1, lagging; Shoulder = 0.99, lagging. | The load forecasts include the impact of a 53.84MW increase in PV capacity over 10 years. | NA | Block loads/planned load transfers impact demand in 2025-2026 and 2026-2027 onwards. | NA | Block loads/planned load transfers impact demand in 2025-2026 and 2026-2027 onwards.
VIC | BTS22C | Mix of industrial, residential and commercial | MIN_DEMAND | Non-coincident | poe90 | Power factors: Summer = 1, leading; Shoulder = 0.99, leading. | The load forecasts include the impact of a 45.1MW increase in PV capacity over 10 years. | NA | NA | Demand is weather sensitive in summer and winter. | Demand is weather sensitive in summer and winter.
VIC | BTS22J | Mix of industrial, residential and commercial | MIN_DEMAND | Non-coincident | poe90 | Power factors: Summer = 1, leading; Shoulder = 0.96, leading. | The load forecasts include the impact of a 27.74MW increase in PV capacity over 10 years. | NA | Multiple block loads/planned load transfers impact forecasts. | Demand is weather sensitive in summer and winter. | Multiple block loads/planned load transfers impact forecasts. Demand is weather sensitive in summer and winter.
VIC | BTS66C | NA | MIN_DEMAND | Non-coincident | poe90 | Power factors: Summer = 0.85, lagging; Shoulder = 0.82, lagging. | The load forecasts include the impact of a 141.37MW increase in PV capacity over 10 years. | NA | Block loads/planned load transfers impact demand in 2026-2027 onwards. | NA | Block loads/planned load transfers impact demand in 2026-2027 onwards.
VIC | CBTS66A | Predominantly residential | MIN_DEMAND | Non-coincident | poe90 | Power factors: Summer = 1, leading; Shoulder = 1, leading. | The load forecasts include the impact of a 355.81MW increase in PV capacity over 10 years. | The load forecasts are reduced by the impact of non-operational generator(s): South East Water - Hallam Hydro Plant, Berwick Landfill. | Multiple block loads/planned load transfers impact forecasts. | Demand is weather sensitive in summer and winter. | The load forecasts are reduced by the impact of non-operational generator(s): South East Water - Hallam Hydro Plant, Berwick Landfill. Multiple block loads/planned load transfers impact forecasts. Demand is weather sensitive in summer and winter.
VIC | CBTS66U | Predominantly residential and commercial | MIN_DEMAND | Non-coincident | poe90 | Power factors: Summer = 1, leading; Shoulder = 0.98, leading. | The load forecasts include the impact of a 123.98MW increase in PV capacity over 10 years. | NA | Block loads/planned load transfers impact demand in 2026-2027 onwards. | Demand is weather sensitive in summer and winter. | Block loads/planned load transfers impact demand in 2026-2027 onwards. Demand is weather sensitive in summer and winter.
VIC | DPTS | Predominantly residential and commercial | MIN_DEMAND | Non-coincident | poe90 | Power factors: Summer = 1, lagging; Shoulder = 1, lagging. | The load forecasts include the impact of a 292.17MW increase in PV capacity over 10 years. | NA | Multiple block loads/planned load transfers impact forecasts. | Demand is weather sensitive in summer. | Multiple block loads/planned load transfers impact forecasts. Demand is weather sensitive in summer.
VIC | ERTS1266A | Predominantly industrial and residential | MIN_DEMAND | Non-coincident | poe90 | Power factors: Summer = 1, leading; Shoulder = 1, leading. | The load forecasts include the impact of a 64.8MW increase in PV capacity over 10 years. | NA | Block loads/planned load transfers impact demand in 2025-2026 and 2026-2027 onwards. | Demand is weather sensitive in summer and winter. | Block loads/planned load transfers impact demand in 2025-2026 and 2026-2027 onwards. Demand is weather sensitive in summer and winter.
VIC | ERTS1266U | Mix of industrial, residential and commercial | MIN_DEMAND | Non-coincident | poe90 | Power factors: Summer = 1, leading; Shoulder = 1, leading. | The load forecasts include the impact of a 52.82MW increase in PV capacity over 10 years. | The load forecasts are reduced by the impact of non-operational generator(s): ALDI, Genfac, Mainfreight, Aust Meat Group. | Block loads/planned load transfers impact demand in 2026-2027 onwards. | Demand is weather sensitive in summer. | The load forecasts are reduced by the impact of non-operational generator(s): ALDI, Genfac, Mainfreight, Aust Meat Group. Block loads/planned load transfers impact demand in 2026-2027 onwards. Demand is weather sensitive in summer.
VIC | ERTS3466A | Predominantly industrial and residential | MIN_DEMAND | Non-coincident | poe90 | Power factors: Summer = 1, leading; Shoulder = 1, leading. | The load forecasts include the impact of a 56.69MW increase in PV capacity over 10 years. | The load forecasts are reduced by the impact of non-operational generator(s): Hallam Road Renewable Energy Facility, Cardinia Hydro Power Station. | Block loads/planned load transfers impact demand in 2025-2026 and 2026-2027 onwards. | Demand is weather sensitive in summer and winter. | The load forecasts are reduced by the impact of non-operational generator(s): Hallam Road Renewable Energy Facility, Cardinia Hydro Power Station. Block loads/planned load transfers impact demand in 2025-2026 and 2026-2027 onwards. Demand is weather sensitive in summer and winter.
VIC | ERTS3466U | Mix of industrial, residential and commercial | MIN_DEMAND | Non-coincident | poe90 | Power factors: Summer = 0.49, leading; Shoulder = 0.99, leading. | The load forecasts include the impact of a 48.28MW increase in PV capacity over 10 years. | The load forecasts are reduced by the impact of non-operational generator(s): Dandenong HOSP, Dandenong PEP. | Block loads/planned load transfers impact demand in 2026-2027 onwards. | Demand is not weather sensitive. | The load forecasts are reduced by the impact of non-operational generator(s): Dandenong HOSP, Dandenong PEP. Block loads/planned load transfers impact demand in 2026-2027 onwards. Demand is not weather sensitive.
VIC | FBTS66C | Mainly residential and commercial | MIN_DEMAND | Non-coincident | poe90 | Power factors: Summer = 1, leading; Shoulder = 1, leading. | The load forecasts include the impact of a 54.09MW increase in PV capacity over 10 years. | NA | Block loads/planned load transfers impact demand in 2025-2026 and 2026-2027 onwards. | Demand is weather sensitive in summer. | Block loads/planned load transfers impact demand in 2025-2026 and 2026-2027 onwards. Demand is weather sensitive in summer.
VIC | FBTS66P | Mainly residential and commercial | MIN_DEMAND | Non-coincident | poe90 | Power factors: Summer = 1, leading; Shoulder = 1, leading. | The load forecasts include the impact of a 0.19MW increase in PV capacity over 10 years. | NA | NA | Demand is weather sensitive in summer. | Demand is weather sensitive in summer.
VIC | GNTS | NA | MIN_DEMAND | Non-coincident | poe90 | Power factors: Summer = 1, leading; Shoulder = 0.99, leading. | The load forecasts include the impact of a 66.31MW increase in PV capacity over 10 years. | The load forecasts are reduced by the impact of non-operational generator(s): Pacific Hydro Lake William Hovel (LWHPS). The load forecasts are not reduced by the impact of operational generator(s): Glenrowan Solar Farm, Winton Solar Farm. | Block loads/planned load transfers impact demand in 2029-2030 and 2030-2031 onwards. | NA | The load forecasts are reduced by the impact of non-operational generator(s): Pacific Hydro Lake William Hovel (LWHPS). The load forecasts are not reduced by the impact of operational generator(s): Glenrowan Solar Farm, Winton Solar Farm. Block loads/planned load transfers impact demand in 2029-2030 and 2030-2031 onwards.
VIC | GTS1266 | Predominantly agricultural and residential | MIN_DEMAND | Non-coincident | poe90 | Power factors: Summer = 1, leading; Shoulder = 1, leading. | The load forecasts include the impact of a 192.81MW increase in PV capacity over 10 years. | The load forecasts are reduced by the impact of non-operational generator(s): Corio Landfill Gas Power Station, Deakin University Waurn Ponds Microgrid, LMS Generator, Tip. The load forecasts are not reduced by the impact of operational generator(s): Mt Gellibrand Wind Farm. | Block loads/planned load transfers impact demand in 2030-2031 onwards. | Demand is weather sensitive in summer and winter. | The load forecasts are reduced by the impact of non-operational generator(s): Corio Landfill Gas Power Station, Deakin University Waurn Ponds Microgrid, LMS Generator, Tip. The load forecasts are not reduced by the impact of operational generator(s): Mt Gellibrand Wind Farm. Block loads/planned load transfers impact demand in 2030-2031 onwards. Demand is weather sensitive in summer and winter.
VIC | GTS3466 | Predominantly agricultural and residential | MIN_DEMAND | Non-coincident | poe90 | Power factors: Summer = 1, leading; Shoulder = 0.96, leading. | The load forecasts include the impact of a 141.57MW increase in PV capacity over 10 years. | NA | NA | Demand is weather sensitive in summer and winter. | Demand is weather sensitive in summer and winter.
VIC | HOTS | NA | MIN_DEMAND | Non-coincident | poe90 | Power factors: Summer = 0.99, leading; Shoulder = 0.93, leading. | The load forecasts include the impact of a 51.74MW increase in PV capacity over 10 years. | The load forecasts are reduced by the impact of non-operational generator(s): Diapur (DPWF). The load forecasts are not reduced by the impact of operational generator(s): Challicum Hills, Kiata Wind Farm. | NA | NA | The load forecasts are reduced by the impact of non-operational generator(s): Diapur (DPWF). The load forecasts are not reduced by the impact of operational generator(s): Challicum Hills, Kiata Wind Farm.
VIC | HTS | NA | MIN_DEMAND | Non-coincident | poe90 | Power factors: Summer = 0.95, leading; Shoulder = 0.45, leading. | The load forecasts include the impact of a 199.84MW increase in PV capacity over 10 years. | NA | Block loads/planned load transfers impact demand in 2026-2027 onwards. | NA | Block loads/planned load transfers impact demand in 2026-2027 onwards.
VIC | HYTS22 | Timber mill load | MIN_DEMAND | Non-coincident | poe90 | Power factors: Summer = 0.99, leading; Shoulder = 1, leading. | The load forecasts include the impact of a 0.34MW increase in PV capacity over 10 years. | NA | NA | Demand is not weather sensitive. | Demand is not weather sensitive.
VIC | KGTS22 | Predominantly residential and commercial | MIN_DEMAND | Non-coincident | poe90 | Power factors: Summer = 1, lagging; Shoulder = 1, lagging. | The load forecasts include the impact of a 11.86MW increase in PV capacity over 10 years. | NA | NA | Demand is weather sensitive in summer and winter. | Demand is weather sensitive in summer and winter.
VIC | KGTS66 | Mix of agricultural (grapes, sheep, cattle, cherries), residential and commercial | MIN_DEMAND | Non-coincident | poe90 | Power factors: Summer = 1, leading; Shoulder = 1, leading. | The load forecasts include the impact of a 27.41MW increase in PV capacity over 10 years. | NA | NA | Demand is weather sensitive in summer and winter. | Demand is weather sensitive in summer and winter.
VIC | KTSEJ | Mix of industrial, residential and commercial | MIN_DEMAND | Non-coincident | poe90 | Power factors: Summer = 0.98, lagging; Shoulder = 1, leading. | The load forecasts include the impact of a 137.39MW increase in PV capacity over 10 years. | NA | Multiple block loads/planned load transfers impact forecasts. | Demand is weather sensitive in summer. | Multiple block loads/planned load transfers impact forecasts. Demand is weather sensitive in summer.
VIC | KTSEP | Mix of industrial, residential and commercial | MIN_DEMAND | Non-coincident | poe90 | Power factors: Summer = 0.99, lagging; Shoulder = 0.99, leading. | The load forecasts include the impact of a 47.58MW increase in PV capacity over 10 years. | NA | NA | Demand is weather sensitive in summer. | Demand is weather sensitive in summer.
VIC | KTSWJ | Mix of industrial, residential and commercial | MIN_DEMAND | Non-coincident | poe90 | Power factors: Summer = 1, lagging; Shoulder = 1, leading. | The load forecasts include the impact of a 76.45MW increase in PV capacity over 10 years. | NA | Multiple block loads/planned load transfers impact forecasts. | Demand is weather sensitive in summer and winter. | Multiple block loads/planned load transfers impact forecasts. Demand is weather sensitive in summer and winter.
VIC | KTSWP | Mix of industrial, residential and commercial | MIN_DEMAND | Non-coincident | poe90 | Power factors: Summer = 1, lagging; Shoulder = 1, leading. | The load forecasts include the impact of a 106.16MW increase in PV capacity over 10 years. | NA | NA | Demand is weather sensitive in summer and winter. | Demand is weather sensitive in summer and winter.
VIC | LY66 | Industrial | MIN_DEMAND | Non-coincident | poe90 | Power factors: Summer = 0.03, lagging; Shoulder = 0.01, lagging. | The load forecasts include the impact of a -0.38MW increase in PV capacity over 10 years. | NA | NA | Demand is weather sensitive in summer. | Demand is weather sensitive in summer.
VIC | MBTS66 | Predominantly residential and agricultural | MIN_DEMAND | Non-coincident | poe90 | Power factors: Summer = 0.96, leading; Shoulder = 0.97, leading. | The load forecasts include the impact of a 25.57MW increase in PV capacity over 10 years. | The load forecasts are reduced by the impact of non-operational generator(s): CLOVER POWER STATION POST 2016. The load forecasts are not reduced by the impact of operational generator(s): CLOVER POWER STATION GEN 1, CLOVER POWER STATION GEN 2. | NA | Demand is weather sensitive in summer and winter. | The load forecasts are reduced by the impact of non-operational generator(s): CLOVER POWER STATION POST 2016. The load forecasts are not reduced by the impact of operational generator(s): CLOVER POWER STATION GEN 1, CLOVER POWER STATION GEN 2. Demand is weather sensitive in summer and winter.
VIC | MTS22U | NA | MIN_DEMAND | Non-coincident | poe90 | Power factors: Summer = 0.18, leading; Shoulder = 0.13, leading. | The load forecasts include the impact of a 17.67MW increase in PV capacity over 10 years. | NA | NA | NA
VIC | MTS66U | NA | MIN_DEMAND | Non-coincident | poe90 | Power factors: Summer = 0.99, lagging; Shoulder = 0.97, lagging. | The load forecasts include the impact of a 105.05MW increase in PV capacity over 10 years. | NA | Block loads/planned load transfers impact demand in 2026-2027 onwards. | NA | Block loads/planned load transfers impact demand in 2026-2027 onwards.
VIC | MWTS | NA | MIN_DEMAND | Non-coincident | poe90 | Power factors: Summer = 1, lagging; Shoulder = 1, leading. | The load forecasts include the impact of a 302.6MW increase in PV capacity over 10 years. | The load forecasts are reduced by the impact of non-operational generator(s): Toora Wind Farm, BLUE ROCK DAM, Wonthaggi Wind Farm, Murray Goulburn Co-Op @ Leongatha, Gippsland Water Factory G1, G2,G3, Melbourne Water Thomson Dam OU, Taralgon Network Support Station, Murray Goulburn, Leongatha, Glenmaggie Hydro, Esso (ELD). The load forecasts are not reduced by the impact of operational generator(s): Bairnsdale Power Station, Bald Hills Wind Farm, Longford Plant. | Multiple block loads/planned load transfers impact forecasts. | NA | The load forecasts are reduced by the impact of non-operational generator(s): Toora Wind Farm, BLUE ROCK DAM, Wonthaggi Wind Farm, Murray Goulburn Co-Op @ Leongatha, Gippsland Water Factory G1, G2,G3, Melbourne Water Thomson Dam OU, Taralgon Network Support Station, Murray Goulburn, Leongatha, Glenmaggie Hydro, Esso (ELD). The load forecasts are not reduced by the impact of operational generator(s): Bairnsdale Power Station, Bald Hills Wind Farm, Longford Plant. Multiple block loads/planned load transfers impact forecasts.
VIC | RCTS22 | Mainly residential, with some commercial and industrial | MIN_DEMAND | Non-coincident | poe90 | Power factors: Summer = 1, lagging; Shoulder = 0.94, lagging. | The load forecasts include the impact of a 7.62MW increase in PV capacity over 10 years. | The load forecasts are reduced by the impact of non-operational generator(s): Mildura Solar Park. | NA | Demand is weather sensitive in summer and winter. | The load forecasts are reduced by the impact of non-operational generator(s): Mildura Solar Park. Demand is weather sensitive in summer and winter.
VIC | RCTS66 | Mainly of agricultural (citrus fruits, grapes) | MIN_DEMAND | Non-coincident | poe90 | Power factors: Summer = 1, lagging; Shoulder = 1, lagging. | The load forecasts include the impact of a 36.02MW increase in PV capacity over 10 years. | The load forecasts are reduced by the impact of non-operational generator(s): Robinvale Solar Farm (RVSF). The load forecasts are not reduced by the impact of operational generator(s): Karadoc Solar Farm (KSF), Yatpool Sun Farm (YSF). | Block loads/planned load transfers impact demand in 2025-2026 onwards. | Demand is weather sensitive in summer and winter. | The load forecasts are reduced by the impact of non-operational generator(s): Robinvale Solar Farm (RVSF). The load forecasts are not reduced by the impact of operational generator(s): Karadoc Solar Farm (KSF), Yatpool Sun Farm (YSF). Block loads/planned load transfers impact demand in 2025-2026 onwards. Demand is weather sensitive in summer and winter.
VIC | RTS22C | NA | MIN_DEMAND | Non-coincident | poe90 | Power factors: Summer = 0.95, leading; Shoulder = 0.97, leading. | The load forecasts include the impact of a 9.44MW increase in PV capacity over 10 years. | NA | Block loads/planned load transfers impact demand in 2026-2027 onwards. | NA | Block loads/planned load transfers impact demand in 2026-2027 onwards.
VIC | RTS66C | NA | MIN_DEMAND | Non-coincident | poe90 | Power factors: Summer = 0.91, leading; Shoulder = 0.94, leading. | The load forecasts include the impact of a 176.29MW increase in PV capacity over 10 years. | The load forecasts are reduced by the impact of non-operational generator(s): Carlton & United Breweries (CUB). | Block loads/planned load transfers impact demand in 2025-2026 and 2026-2027 onwards. | NA | The load forecasts are reduced by the impact of non-operational generator(s): Carlton & United Breweries (CUB). Block loads/planned load transfers impact demand in 2025-2026 and 2026-2027 onwards.
VIC | RTS66U | Primarily residential and commercial | MIN_DEMAND | Non-coincident | poe90 | Power factors: Summer = 0.8, leading; Shoulder = 0.82, leading. | The load forecasts include the impact of a 43.69MW increase in PV capacity over 10 years. | NA | NA | Demand is weather sensitive in summer and winter. | Demand is weather sensitive in summer and winter.
VIC | RWTS1366A | Predominantly residential and commercial | MIN_DEMAND | Non-coincident | poe90 | Power factors: Summer = 1, leading; Shoulder = 1, leading. | The load forecasts include the impact of a 111.43MW increase in PV capacity over 10 years. | The load forecasts are reduced by the impact of non-operational generator(s): Olinda CK Mini Hydro (Melb Water Corp), Upper Yarra Mini Hydro (Melb Water Corp), Silvan Inlet Hydro, NAB Knox, Brushy Creek, Yarra Valley Water Chirnside. | NA | Demand is weather sensitive in summer and winter. | The load forecasts are reduced by the impact of non-operational generator(s): Olinda CK Mini Hydro (Melb Water Corp), Upper Yarra Mini Hydro (Melb Water Corp), Silvan Inlet Hydro, NAB Knox, Brushy Creek, Yarra Valley Water Chirnside. Demand is weather sensitive in summer and winter.
VIC | RWTS1366U | Predominantly residential and commercial | MIN_DEMAND | Non-coincident | poe90 | Power factors: Summer = 1, leading; Shoulder = 0.98, leading. | The load forecasts include the impact of a 57.32MW increase in PV capacity over 10 years. | NA | Block loads/planned load transfers impact demand in 2026-2027 and 2029-2030 onwards. | Demand is weather sensitive in summer and winter. | Block loads/planned load transfers impact demand in 2026-2027 and 2029-2030 onwards. Demand is weather sensitive in summer and winter.
VIC | RWTS22A | Predominantly residential | MIN_DEMAND | Non-coincident | poe90 | Power factors: Summer = 1, leading; Shoulder = 0.99, leading. | The load forecasts include the impact of a 21.3MW increase in PV capacity over 10 years. | NA | NA | Demand is weather sensitive in summer. | Demand is weather sensitive in summer.
VIC | RWTS22U | Predominantly residential and commercial | MIN_DEMAND | Non-coincident | poe90 | Power factors: Summer = 1, leading; Shoulder = 1, leading. | The load forecasts include the impact of a 20.23MW increase in PV capacity over 10 years. | NA | NA | Demand is weather sensitive in summer and winter. | Demand is weather sensitive in summer and winter.
VIC | RWTS2466A | Predominantly residential and commercial | MIN_DEMAND | Non-coincident | poe90 | Power factors: Summer = 1, leading; Shoulder = 0.99, leading. | The load forecasts include the impact of a 97.4MW increase in PV capacity over 10 years. | NA | NA | Demand is weather sensitive in summer. | Demand is weather sensitive in summer.
VIC | SHTS | NA | MIN_DEMAND | Non-coincident | poe90 | Power factors: Summer = 1, lagging; Shoulder = 1, lagging. | The load forecasts include the impact of a 167.66MW increase in PV capacity over 10 years. | The load forecasts are reduced by the impact of non-operational generator(s): Yarrawonga Hydro Power Station, Tatura Biomass Generator, Shepparton Wastewater Treatment Facility, ACEnergy, Numurkah Rd (ACSF), Katamatite (KMSF), Kyabram South Solar Farm (KSSF), West Road (WTSF), Naring Road West, Numurkah (NGSF), Curr Rd (CRSF), Hill Road (HLSF), Goulburn Valley Highway (GVSF), Midland Highway,Tatura (TNSF), Midland Highway, Pine Lodge (PLSF), Montgomery Road, Yarroweyah (YRSF), Stokes Rd, Stanhope Solar (STSF), Middleton Rd, Bamawm (BWSF), plus some small embedded generators. The load forecasts are not reduced by the impact of operational generator(s): Numurkah Solar Farm (NSF). | NA | NA | The load forecasts are reduced by the impact of non-operational generator(s): Yarrawonga Hydro Power Station, Tatura Biomass Generator, Shepparton Wastewater Treatment Facility, ACEnergy, Numurkah Rd (ACSF), Katamatite (KMSF), Kyabram South Solar Farm (KSSF), West Road (WTSF), Naring Road West, Numurkah (NGSF), Curr Rd (CRSF), Hill Road (HLSF), Goulburn Valley Highway (GVSF), Midland Highway,Tatura (TNSF), Midland Highway, Pine Lodge (PLSF), Montgomery Road, Yarroweyah (YRSF), Stokes Rd, Stanhope Solar (STSF), Middleton Rd, Bamawm (BWSF), plus some small embedded generators. The load forecasts are not reduced by the impact of operational generator(s): Numurkah Solar Farm (NSF).
VIC | SMTS | NA | MIN_DEMAND | Non-coincident | poe90 | Power factors: Summer = 1, leading; Shoulder = 1, leading. | The load forecasts include the impact of a 33.4MW increase in PV capacity over 10 years. | The load forecasts are not reduced by the impact of operational generator(s): Somerton Power Station. | Multiple block loads/planned load transfers impact forecasts. | NA | The load forecasts are not reduced by the impact of operational generator(s): Somerton Power Station. Multiple block loads/planned load transfers impact forecasts.
VIC | SMTS66A | Predominantly residential | MIN_DEMAND | Non-coincident | poe90 | Power factors: Summer = 1, leading; Shoulder = 1, leading. | The load forecasts include the impact of a 341.11MW increase in PV capacity over 10 years. | The load forecasts are reduced by the impact of non-operational generator(s): Wollert Landfill, YVW Craigieburn (AURORA), RMIT Bundoora West, Northern Hospital, Eildon Pondage Hydro Power Station, RUBICON SUB. The load forecasts are not reduced by the impact of operational generator(s): Cherry Tree Wind Farm. | Multiple block loads/planned load transfers impact forecasts. | Demand is weather sensitive in summer and winter. | The load forecasts are reduced by the impact of non-operational generator(s): Wollert Landfill, YVW Craigieburn (AURORA), RMIT Bundoora West, Northern Hospital, Eildon Pondage Hydro Power Station, RUBICON SUB. The load forecasts are not reduced by the impact of operational generator(s): Cherry Tree Wind Farm. Multiple block loads/planned load transfers impact forecasts. Demand is weather sensitive in summer and winter.
VIC | SVTS1266U | Mix of industrial, residential and commercial | MIN_DEMAND | Non-coincident | poe90 | Power factors: Summer = 0.76, leading; Shoulder = 0.72, leading. | The load forecasts include the impact of a 113.19MW increase in PV capacity over 10 years. | The load forecasts are reduced by the impact of non-operational generator(s): Clayton LFG Cogen, Synchrotron, Monash health - Childerens, Monash Health Main Hospital, VHH, DSI Holdings. | Block loads/planned load transfers impact demand in 2026-2027 onwards. | Demand is weather sensitive in summer. | The load forecasts are reduced by the impact of non-operational generator(s): Clayton LFG Cogen, Synchrotron, Monash health - Childerens, Monash Health Main Hospital, VHH, DSI Holdings. Block loads/planned load transfers impact demand in 2026-2027 onwards. Demand is weather sensitive in summer.
VIC | SVTS3466C | Predominantly residential and commercial | MIN_DEMAND | Non-coincident | poe90 | Power factors: Summer = 0.99, leading; Shoulder = 0.39, leading. | The load forecasts include the impact of a 13.84MW increase in PV capacity over 10 years. | NA | NA | Demand is weather sensitive in summer and winter. | Demand is weather sensitive in summer and winter.
VIC | SVTS3466U | Mix of industrial, residential and commercial | MIN_DEMAND | Non-coincident | poe90 | Power factors: Summer = 0.99, leading; Shoulder = 0.96, leading. | The load forecasts include the impact of a 47.16MW increase in PV capacity over 10 years. | NA | Block loads/planned load transfers impact demand in 2026-2027 onwards. | Demand is weather sensitive in summer. | Block loads/planned load transfers impact demand in 2026-2027 onwards. Demand is weather sensitive in summer.
VIC | TBTS | NA | MIN_DEMAND | Non-coincident | poe90 | Power factors: Summer = 1, leading; Shoulder = 1, leading. | The load forecasts include the impact of a 158.25MW increase in PV capacity over 10 years. | The load forecasts are reduced by the impact of non-operational generator(s): Mortons Lane Wind Farm, Mornington Waste Disposal Facility, Penninsula Health, Aggreko, SEW, GREENSYNC GAZZOLA, GREENSYNC LAMATTINA BROWNS, GREENSYNC N163 NEPEAN, GREENSYNC N133 DRIVEIN, GREENSYNC WEEROONA, Pacific Blue, LID Hastings. The load forecasts are not reduced by the impact of operational generator(s): Codrington Wind Farm, Yambuk Wind Farm, Oaklands Hill Wind Farm. | Block loads/planned load transfers impact demand in 2026-2027 onwards. | NA | The load forecasts are reduced by the impact of non-operational generator(s): Mortons Lane Wind Farm, Mornington Waste Disposal Facility, Penninsula Health, Aggreko, SEW, GREENSYNC GAZZOLA, GREENSYNC LAMATTINA BROWNS, GREENSYNC N163 NEPEAN, GREENSYNC N133 DRIVEIN, GREENSYNC WEEROONA, Pacific Blue, LID Hastings. The load forecasts are not reduced by the impact of operational generator(s): Codrington Wind Farm, Yambuk Wind Farm, Oaklands Hill Wind Farm. Block loads/planned load transfers impact demand in 2026-2027 onwards.
VIC | TGTS | NA | MIN_DEMAND | Non-coincident | poe90 | Power factors: Summer = 1, lagging; Shoulder = 1, lagging. | The load forecasts include the impact of a 115.35MW increase in PV capacity over 10 years. | The load forecasts are reduced by the impact of non-operational generator(s): Timboon West Wind Farm, Ferguson(FSWF), Ferguson(FNWF). | NA | NA | The load forecasts are reduced by the impact of non-operational generator(s): Timboon West Wind Farm, Ferguson(FSWF), Ferguson(FNWF).
VIC | TSTS | NA | MIN_DEMAND | Non-coincident | poe90 | Power factors: Summer = 1, leading; Shoulder = 1, leading. | The load forecasts include the impact of a 11.68MW increase in PV capacity over 10 years. | NA | Block loads/planned load transfers impact demand in 2026-2027 onwards. | NA | Block loads/planned load transfers impact demand in 2026-2027 onwards.
VIC | TSTS66A | Predominantly residential | MIN_DEMAND | Non-coincident | poe90 | Power factors: Summer = 1, leading; Shoulder = 1, leading. | The load forecasts include the impact of a 34.87MW increase in PV capacity over 10 years. | NA | NA | Demand is weather sensitive in summer and winter. | Demand is weather sensitive in summer and winter.
VIC | TSTS66C | Predominantly residential and commercial | MIN_DEMAND | Non-coincident | poe90 | Power factors: Summer = 0.99, leading; Shoulder = 0.8, leading. | The load forecasts include the impact of a 46.02MW increase in PV capacity over 10 years. | NA | NA | Demand is weather sensitive in summer and winter. | Demand is weather sensitive in summer and winter.
VIC | TSTS66U | Predominantly residential and commercial | MIN_DEMAND | Non-coincident | poe90 | Power factors: Summer = 0.99, leading; Shoulder = 0.63, leading. | The load forecasts include the impact of a 64.15MW increase in PV capacity over 10 years. | The load forecasts are reduced by the impact of non-operational generator(s): Box Hill Hospital. | Block loads/planned load transfers impact demand in 2028-2029 onwards. | Demand is weather sensitive in summer and winter. | The load forecasts are reduced by the impact of non-operational generator(s): Box Hill Hospital. Block loads/planned load transfers impact demand in 2028-2029 onwards. Demand is weather sensitive in summer and winter.
VIC | TTS | NA | MIN_DEMAND | Non-coincident | poe90 | Power factors: Summer = 0, lagging; Shoulder = 1, leading. | The load forecasts include the impact of a 38.34MW increase in PV capacity over 10 years. | NA | Block loads/planned load transfers impact demand in 2025-2026 and 2026-2027 onwards. | NA | Block loads/planned load transfers impact demand in 2025-2026 and 2026-2027 onwards.
VIC | TTS1266J | Predominantly industrial and residential | MIN_DEMAND | Non-coincident | poe90 | Power factors: Summer = 0.71, lagging; Shoulder = 1, leading. | The load forecasts include the impact of a 35.08MW increase in PV capacity over 10 years. | NA | Multiple block loads/planned load transfers impact forecasts. | Demand is weather sensitive in summer. | Multiple block loads/planned load transfers impact forecasts. Demand is weather sensitive in summer.
VIC | TTS3466J | Predominantly industrial and residential | MIN_DEMAND | Non-coincident | poe90 | Power factors: Summer = 0.92, lagging; Shoulder = 0.99, leading. | The load forecasts include the impact of a 169.23MW increase in PV capacity over 10 years. | NA | Multiple block loads/planned load transfers impact forecasts. | Demand is weather sensitive in summer. | Multiple block loads/planned load transfers impact forecasts. Demand is weather sensitive in summer.
VIC | WETS66 | Predominantly agricultural and commercial | MIN_DEMAND | Non-coincident | poe90 | Power factors: Summer = 1, leading; Shoulder = 1, lagging. | The load forecasts include the impact of a 19.58MW increase in PV capacity over 10 years. | The load forecasts are not reduced by the impact of operational generator(s): Bannerton Solar Park, Wemen Solar Farm. | NA | Demand is weather sensitive in summer. | The load forecasts are not reduced by the impact of operational generator(s): Bannerton Solar Park, Wemen Solar Farm. Demand is weather sensitive in summer.
VIC | WMTS66C | Predominantly commercial | MIN_DEMAND | Non-coincident | poe90 | Power factors: Summer = 0.99, leading; Shoulder = 0.99, leading. | The load forecasts include the impact of a 6.33MW increase in PV capacity over 10 years. | NA | Block loads/planned load transfers impact demand in 2026-2027 onwards. | Demand is weather sensitive in summer. | Block loads/planned load transfers impact demand in 2026-2027 onwards. Demand is weather sensitive in summer.
VIC | WMTS66J | Predominantly commercial | MIN_DEMAND | Non-coincident | poe90 | Power factors: Summer = 0.99, leading; Shoulder = 0.94, leading. | The load forecasts include the impact of a 53.08MW increase in PV capacity over 10 years. | NA | Multiple block loads/planned load transfers impact forecasts. | Demand is weather sensitive in summer and winter. | Multiple block loads/planned load transfers impact forecasts. Demand is weather sensitive in summer and winter.
VIC | WOTS22 | Predominantly residential | MIN_DEMAND | Non-coincident | poe90 | Power factors: Summer = 1, lagging; Shoulder = 1, leading. | The load forecasts include the impact of a 30.69MW increase in PV capacity over 10 years. | NA | NA | Demand is weather sensitive in summer and winter. | Demand is weather sensitive in summer and winter.
VIC | WOTS66 | Predominantly agricultural and residential | MIN_DEMAND | Non-coincident | poe90 | Power factors: Summer = 1, lagging; Shoulder = 1, leading. | The load forecasts include the impact of a 27.18MW increase in PV capacity over 10 years. | The load forecasts are reduced by the impact of non-operational generator(s): Wodonga Rendering Plant. The load forecasts are not reduced by the impact of operational generator(s): Hume Power Station. | NA | Demand is weather sensitive in summer. | The load forecasts are reduced by the impact of non-operational generator(s): Wodonga Rendering Plant. The load forecasts are not reduced by the impact of operational generator(s): Hume Power Station. Demand is weather sensitive in summer.
VIC | MTSC | NA | MIN_DEMAND | Non-coincident | poe90 | NA | The load forecasts include the impact of a 4.18MW increase in PV capacity over 10 years. | NA | NA | NA

## CommentarySelection (hidden)
CP_ID | CBTS66U | AND(CP_ID,min_max)
min_max | MIN_DEMAND | FALSE
CommentInput Row | 81 | FALSE
|  | FALSE | VIC Cranbourne (United Energy) 66 kV
FALSE
FALSE
|  | FALSE | MAIN SECTORS
|  | FALSE | Predominantly residential and commercial
|  | FALSE | BLOCK LOADS
|  | FALSE | Block loads/planned load transfers impact demand in 2026-2027 onwards.
|  | FALSE | PV OFFSETS
|  | FALSE | The load forecasts include the impact of a 123.98MW increase in PV capacity over 10 years.
|  | FALSE | WEATHER SENSITIVITY
|  | FALSE | Demand is weather sensitive in summer and winter.
|  | FALSE | EMBEDDED GENERATION
|  | FALSE | NA
FALSE
FALSE
FALSE
|  | FALSE | Text lines | Row height
|  | FALSE | 1 | 16.5
|  | FALSE | 2 | 33
|  | FALSE | 3 | 49.5
|  | FALSE | 4 | 66
|  | FALSE | 5 | 82.5
|  | FALSE | 6 | 99
|  | FALSE | 7 | 115.5
FALSE
FALSE
FALSE
FALSE
FALSE
FALSE
FALSE
FALSE
FALSE
FALSE
FALSE
FALSE
FALSE
FALSE
FALSE
FALSE
FALSE
FALSE
FALSE
FALSE
FALSE
FALSE
FALSE
FALSE
FALSE
FALSE
FALSE
FALSE
FALSE
FALSE
FALSE
FALSE
FALSE
FALSE
FALSE
FALSE
FALSE
FALSE
FALSE
FALSE
FALSE
FALSE
FALSE
FALSE
FALSE
FALSE
FALSE
FALSE
FALSE
FALSE
FALSE
FALSE
FALSE
FALSE
TRUE
FALSE
FALSE
FALSE
FALSE
FALSE
FALSE
FALSE
FALSE
FALSE
FALSE
FALSE
FALSE
FALSE
FALSE
FALSE
FALSE
FALSE
FALSE
FALSE
FALSE
FALSE
FALSE
FALSE
FALSE
FALSE
FALSE
FALSE
FALSE
FALSE
FALSE
FALSE
FALSE
FALSE
FALSE
FALSE
FALSE
FALSE
FALSE
FALSE
FALSE
FALSE
FALSE
FALSE
FALSE
FALSE
FALSE
FALSE
FALSE
FALSE
FALSE
FALSE
FALSE
FALSE
FALSE
FALSE
#REF!
#REF!
#REF!
#REF!
#REF!
FALSE
FALSE
FALSE
FALSE
FALSE
FALSE
FALSE
FALSE
FALSE
FALSE
FALSE
FALSE
FALSE
FALSE
FALSE
FALSE
FALSE
FALSE
FALSE
FALSE
FALSE
FALSE
FALSE
FALSE
FALSE
FALSE
FALSE
FALSE
FALSE
FALSE
FALSE
FALSE
FALSE
FALSE
FALSE
FALSE
FALSE
FALSE
FALSE
FALSE
FALSE
FALSE
FALSE
FALSE
FALSE
FALSE
FALSE
FALSE
FALSE
FALSE
FALSE
FALSE
FALSE
FALSE
FALSE
FALSE
FALSE
FALSE
FALSE
FALSE
FALSE
FALSE
FALSE
FALSE
FALSE
FALSE
FALSE
FALSE
FALSE
FALSE
FALSE
FALSE
FALSE
FALSE
FALSE
FALSE
FALSE
FALSE
FALSE
FALSE
FALSE
FALSE
FALSE
FALSE
FALSE
FALSE
FALSE
FALSE
FALSE
FALSE
FALSE
FALSE
FALSE
FALSE
FALSE
FALSE
FALSE
FALSE
FALSE
FALSE
FALSE
FALSE
FALSE
FALSE
FALSE
FALSE
FALSE
FALSE
FALSE
FALSE
FALSE
FALSE
FALSE
FALSE
FALSE
FALSE
FALSE
FALSE
FALSE
FALSE
FALSE
FALSE
FALSE
FALSE
FALSE
FALSE
FALSE
FALSE
FALSE
FALSE
FALSE
FALSE
FALSE
FALSE
FALSE
FALSE
FALSE
FALSE
FALSE
FALSE
FALSE
FALSE
FALSE
FALSE
FALSE
FALSE
FALSE
FALSE
FALSE
FALSE
FALSE
FALSE
FALSE
FALSE
FALSE
FALSE
FALSE
FALSE
FALSE
FALSE
FALSE
FALSE
FALSE
FALSE
FALSE
FALSE
FALSE
FALSE
FALSE
FALSE
FALSE
FALSE
FALSE
FALSE
FALSE
FALSE
FALSE
FALSE
FALSE
FALSE
FALSE
FALSE
FALSE
FALSE
FALSE
FALSE
FALSE
FALSE
FALSE
FALSE
FALSE
FALSE
FALSE
FALSE
FALSE
FALSE
FALSE
FALSE
FALSE
FALSE
FALSE
FALSE
FALSE
FALSE
FALSE
FALSE
FALSE
FALSE
FALSE
FALSE
FALSE
FALSE
FALSE
FALSE
FALSE
FALSE
FALSE
FALSE
FALSE
FALSE
FALSE
FALSE
FALSE
FALSE
FALSE
FALSE
FALSE
FALSE
FALSE
FALSE
FALSE
FALSE
FALSE
FALSE
FALSE
FALSE
FALSE
FALSE
FALSE
FALSE
FALSE
FALSE
FALSE
FALSE
FALSE
FALSE
FALSE
FALSE
FALSE
FALSE
FALSE
FALSE
FALSE
FALSE
FALSE
FALSE
FALSE
FALSE
FALSE
FALSE
FALSE
FALSE
FALSE
FALSE
FALSE
FALSE
FALSE
FALSE
FALSE
FALSE
FALSE
FALSE
FALSE
FALSE
FALSE
FALSE
FALSE
FALSE
FALSE
FALSE
FALSE
FALSE
FALSE
FALSE
FALSE
FALSE
FALSE
FALSE
FALSE
FALSE
FALSE
FALSE
FALSE
FALSE
FALSE
FALSE
FALSE
FALSE
FALSE
FALSE
FALSE
FALSE
FALSE
FALSE
FALSE
FALSE
FALSE
FALSE
FALSE
FALSE
FALSE
FALSE
FALSE
FALSE
FALSE
FALSE
FALSE
FALSE
FALSE
FALSE
FALSE
FALSE
FALSE
FALSE
FALSE
FALSE
FALSE
FALSE
FALSE
FALSE
FALSE
FALSE
FALSE
FALSE
FALSE
FALSE
FALSE
FALSE
FALSE
FALSE
FALSE
FALSE
FALSE
FALSE
FALSE
FALSE
FALSE
FALSE
FALSE
FALSE
FALSE
FALSE
FALSE
FALSE
FALSE
FALSE
FALSE
FALSE
FALSE
FALSE
FALSE
FALSE
FALSE
FALSE
FALSE
FALSE
FALSE
FALSE
FALSE
FALSE
FALSE
FALSE
FALSE
FALSE
FALSE
FALSE
FALSE
FALSE
FALSE
FALSE
FALSE
FALSE
FALSE
FALSE
FALSE
FALSE
FALSE
FALSE
FALSE
FALSE
FALSE
FALSE
FALSE
FALSE
FALSE
FALSE
FALSE
FALSE
FALSE
FALSE
FALSE
FALSE
FALSE
FALSE
FALSE
FALSE
FALSE
FALSE
FALSE
FALSE
FALSE
FALSE
FALSE
FALSE
FALSE
FALSE
FALSE
FALSE
FALSE
FALSE
FALSE
FALSE
FALSE
FALSE
FALSE
FALSE
FALSE
FALSE
FALSE
FALSE
FALSE
FALSE
FALSE
FALSE
FALSE
FALSE
FALSE
FALSE
FALSE
FALSE
FALSE
FALSE
FALSE
FALSE
FALSE
FALSE
FALSE
FALSE
FALSE
FALSE
FALSE
FALSE
FALSE
FALSE
FALSE
FALSE
FALSE
FALSE
FALSE
FALSE
FALSE
FALSE
FALSE
FALSE
FALSE
FALSE
FALSE
FALSE
FALSE
FALSE
FALSE
FALSE
FALSE
FALSE
FALSE
FALSE
FALSE
FALSE
FALSE
FALSE
FALSE
FALSE
FALSE
FALSE
FALSE
FALSE
FALSE
FALSE
FALSE
FALSE
FALSE
FALSE
FALSE
FALSE
FALSE
FALSE
FALSE
FALSE
FALSE
FALSE
FALSE
FALSE
FALSE
FALSE
FALSE
FALSE
FALSE
FALSE
FALSE
FALSE
FALSE
FALSE
FALSE
FALSE
FALSE
FALSE
FALSE
FALSE
FALSE
FALSE
FALSE
FALSE
FALSE
FALSE
FALSE
FALSE
FALSE
FALSE
FALSE
FALSE
FALSE
FALSE
FALSE
FALSE
FALSE
FALSE
FALSE
FALSE
FALSE
FALSE
FALSE
FALSE
FALSE
FALSE
FALSE
FALSE
FALSE
FALSE
FALSE
FALSE
FALSE
FALSE
FALSE
FALSE
FALSE
FALSE
FALSE
FALSE
FALSE
FALSE
FALSE
FALSE
FALSE
FALSE
FALSE
FALSE
FALSE
FALSE
FALSE
FALSE
FALSE
FALSE
FALSE
FALSE
FALSE
FALSE
FALSE
FALSE
FALSE
FALSE
FALSE
FALSE
FALSE
FALSE
FALSE
FALSE
FALSE
FALSE
FALSE
FALSE
FALSE
FALSE
FALSE
FALSE
FALSE
FALSE
FALSE
FALSE
FALSE
FALSE
FALSE
FALSE
FALSE
FALSE
FALSE
FALSE
FALSE
FALSE
FALSE
FALSE
FALSE
FALSE
FALSE
FALSE
FALSE
FALSE
FALSE
FALSE
FALSE
FALSE
FALSE
FALSE
FALSE
FALSE
FALSE
FALSE
FALSE
FALSE
FALSE
FALSE
FALSE
FALSE
FALSE
FALSE
FALSE
FALSE
FALSE
FALSE
FALSE
FALSE
FALSE
FALSE
FALSE
FALSE
FALSE
FALSE
FALSE
FALSE
FALSE
FALSE
FALSE
FALSE
FALSE
FALSE
FALSE
FALSE
FALSE
FALSE
FALSE
FALSE
FALSE
FALSE
FALSE
FALSE
FALSE
FALSE
FALSE
FALSE
FALSE
FALSE
FALSE
FALSE
FALSE
FALSE
FALSE
FALSE
FALSE
FALSE
FALSE
FALSE
FALSE
FALSE
FALSE
FALSE
FALSE
FALSE
FALSE
FALSE
FALSE
FALSE
FALSE
FALSE
FALSE
FALSE
FALSE
FALSE
FALSE
FALSE
FALSE
FALSE
FALSE
FALSE
FALSE
FALSE
FALSE
FALSE
FALSE
FALSE
FALSE
FALSE
FALSE
FALSE
FALSE
FALSE
FALSE
FALSE
FALSE
FALSE
FALSE
FALSE
FALSE
FALSE
FALSE
FALSE
FALSE
FALSE
FALSE
FALSE
FALSE
FALSE
FALSE
FALSE
FALSE
FALSE
FALSE
FALSE
FALSE
FALSE
FALSE
FALSE
FALSE
FALSE
FALSE
FALSE
FALSE
FALSE
FALSE
FALSE
FALSE
FALSE
FALSE
FALSE
FALSE
FALSE
FALSE
FALSE
FALSE
FALSE
FALSE
FALSE
FALSE
FALSE
FALSE
FALSE
FALSE
FALSE
FALSE
FALSE
FALSE
FALSE
FALSE
FALSE
FALSE
FALSE
FALSE
FALSE
FALSE
FALSE
FALSE
FALSE
FALSE
FALSE
FALSE
FALSE
FALSE
FALSE
FALSE
FALSE
FALSE
FALSE
FALSE
FALSE
FALSE
FALSE
FALSE
FALSE
FALSE
FALSE
FALSE
FALSE
FALSE
FALSE
FALSE
FALSE
FALSE
FALSE
FALSE
FALSE
FALSE
FALSE
FALSE
FALSE
FALSE
FALSE
FALSE
FALSE
FALSE
FALSE
FALSE
FALSE
FALSE
FALSE
FALSE
FALSE
FALSE
FALSE
FALSE
FALSE
FALSE
FALSE
FALSE
FALSE
FALSE
FALSE
FALSE
FALSE
FALSE
FALSE
FALSE
FALSE
FALSE
FALSE
FALSE
FALSE
FALSE
FALSE
FALSE
FALSE
FALSE
FALSE
FALSE
FALSE
FALSE
FALSE
FALSE
FALSE
FALSE
FALSE

## DataInput
Last date updated |  | 2026-05-29
Region | cpID | Name | DB/DNSP | Season | reconciled | Year | Percentile | Component | MW min | MW max
VIC | ATSWP | Altona West (Powercor) 66 kV | Powercor | Shoulder | Coincident | 2019 | ACTUAL_OPG | Operational-demand | 81.332 | NA
VIC | ATSWP | Altona West (Powercor) 66 kV | Powercor | Shoulder | Coincident | 2019 | ACTUAL_RAW | Operational-demand | 81.332 | NA
VIC | ATSWP | Altona West (Powercor) 66 kV | Powercor | Shoulder | Non-coincident | 2019 | ACTUAL_RAW | Operational-demand | 67.3324 | NA
VIC | ATSWP | Altona West (Powercor) 66 kV | Powercor | Shoulder | Non-coincident | 2019 | ACTUAL_OPG | Operational-demand | 67.3324 | NA
VIC | ATSWP | Altona West (Powercor) 66 kV | Powercor | Shoulder | Non-coincident | 2019 | ACTUAL_ADJUSTEDOPG | Operational-demand | 67.3324 | NA
VIC | ATSWP | Altona West (Powercor) 66 kV | Powercor | Shoulder | Coincident | 2020 | ACTUAL_OPG | Operational-demand | 62.5883 | NA
VIC | ATSWP | Altona West (Powercor) 66 kV | Powercor | Shoulder | Coincident | 2020 | ACTUAL_RAW | Operational-demand | 62.5883 | NA
VIC | ATSWP | Altona West (Powercor) 66 kV | Powercor | Shoulder | Non-coincident | 2020 | ACTUAL_RAW | Operational-demand | 59.8359 | NA
VIC | ATSWP | Altona West (Powercor) 66 kV | Powercor | Shoulder | Non-coincident | 2020 | ACTUAL_OPG | Operational-demand | 59.8359 | NA
VIC | ATSWP | Altona West (Powercor) 66 kV | Powercor | Shoulder | Non-coincident | 2020 | ACTUAL_ADJUSTEDOPG | Operational-demand | 59.8359 | NA
VIC | ATSWP | Altona West (Powercor) 66 kV | Powercor | Shoulder | Coincident | 2021 | ACTUAL_OPG | Operational-demand | 46.0502 | NA
VIC | ATSWP | Altona West (Powercor) 66 kV | Powercor | Shoulder | Coincident | 2021 | ACTUAL_RAW | Operational-demand | 46.0502 | NA
VIC | ATSWP | Altona West (Powercor) 66 kV | Powercor | Shoulder | Non-coincident | 2021 | ACTUAL_RAW | Operational-demand | 43.8115 | NA
VIC | ATSWP | Altona West (Powercor) 66 kV | Powercor | Shoulder | Non-coincident | 2021 | ACTUAL_OPG | Operational-demand | 43.8115 | NA
VIC | ATSWP | Altona West (Powercor) 66 kV | Powercor | Shoulder | Non-coincident | 2021 | ACTUAL_ADJUSTEDOPG | Operational-demand | 43.8115 | NA
VIC | ATSWP | Altona West (Powercor) 66 kV | Powercor | Shoulder | Coincident | 2022 | ACTUAL_OPG | Operational-demand | 8.9726 | NA
VIC | ATSWP | Altona West (Powercor) 66 kV | Powercor | Shoulder | Coincident | 2022 | ACTUAL_RAW | Operational-demand | 8.9726 | NA
VIC | ATSWP | Altona West (Powercor) 66 kV | Powercor | Shoulder | Non-coincident | 2022 | ACTUAL_RAW | Operational-demand | 8.6082 | NA
VIC | ATSWP | Altona West (Powercor) 66 kV | Powercor | Shoulder | Non-coincident | 2022 | ACTUAL_OPG | Operational-demand | 8.6082 | NA
VIC | ATSWP | Altona West (Powercor) 66 kV | Powercor | Shoulder | Non-coincident | 2022 | ACTUAL_ADJUSTEDOPG | Operational-demand | 8.6082 | NA
VIC | ATSWP | Altona West (Powercor) 66 kV | Powercor | Shoulder | Coincident | 2023 | ACTUAL_OPG | Operational-demand | -0.1313 | NA
VIC | ATSWP | Altona West (Powercor) 66 kV | Powercor | Shoulder | Coincident | 2023 | ACTUAL_RAW | Operational-demand | -0.1313 | NA
VIC | ATSWP | Altona West (Powercor) 66 kV | Powercor | Shoulder | Non-coincident | 2023 | ACTUAL_RAW | Operational-demand | -16.9525 | NA
VIC | ATSWP | Altona West (Powercor) 66 kV | Powercor | Shoulder | Non-coincident | 2023 | ACTUAL_OPG | Operational-demand | -16.9525 | NA
VIC | ATSWP | Altona West (Powercor) 66 kV | Powercor | Shoulder | Non-coincident | 2023 | ACTUAL_ADJUSTEDOPG | Operational-demand | -16.9525 | NA
VIC | ATSWP | Altona West (Powercor) 66 kV | Powercor | Shoulder | Coincident | 2024 | ACTUAL_OPG | Operational-demand | -20.449 | NA
VIC | ATSWP | Altona West (Powercor) 66 kV | Powercor | Shoulder | Coincident | 2024 | ACTUAL_RAW | Operational-demand | -20.449 | NA
VIC | ATSWP | Altona West (Powercor) 66 kV | Powercor | Shoulder | Non-coincident | 2024 | ACTUAL_RAW | Operational-demand | -20.449 | NA
VIC | ATSWP | Altona West (Powercor) 66 kV | Powercor | Shoulder | Non-coincident | 2024 | ACTUAL_OPG | Operational-demand | -20.449 | NA
VIC | ATSWP | Altona West (Powercor) 66 kV | Powercor | Shoulder | Non-coincident | 2024 | ACTUAL_ADJUSTEDOPG | Operational-demand | -20.449 | NA
VIC | ATSWP | Altona West (Powercor) 66 kV | Powercor | Shoulder | Coincident | 2025 | ACTUAL_OPG | Operational-demand | -19.9923 | NA
VIC | ATSWP | Altona West (Powercor) 66 kV | Powercor | Shoulder | Coincident | 2025 | ACTUAL_RAW | Operational-demand | -19.9923 | NA
VIC | ATSWP | Altona West (Powercor) 66 kV | Powercor | Shoulder | Non-coincident | 2025 | ACTUAL_RAW | Operational-demand | -23.1369 | NA
VIC | ATSWP | Altona West (Powercor) 66 kV | Powercor | Shoulder | Non-coincident | 2025 | ACTUAL_OPG | Operational-demand | -23.1369 | NA
VIC | ATSWP | Altona West (Powercor) 66 kV | Powercor | Shoulder | Non-coincident | 2025 | ACTUAL_ADJUSTEDOPG | Operational-demand | -23.1369 | NA
VIC | ATSWP | Altona West (Powercor) 66 kV | Powercor | Shoulder | Non-coincident | 2025 | BASEYEARPOE90 | Operational-demand | -32.2926 | NA
VIC | ATSWP | Altona West (Powercor) 66 kV | Powercor | Shoulder | Non-coincident | 2025 | BASEYEARPOE50 | Operational-demand | -25.9732 | NA
VIC | ATSWP | Altona West (Powercor) 66 kV | Powercor | Shoulder | Coincident_unreconciled | 2026 | POE50 | Operational-demand | -41.1807 | NA
VIC | ATSWP | Altona West (Powercor) 66 kV | Powercor | Shoulder | Coincident_unreconciled | 2026 | POE90 | Operational-demand | -45.1133 | NA
VIC | ATSWP | Altona West (Powercor) 66 kV | Powercor | Shoulder | Non-coincident | 2026 | POE50 | Operational-demand | -44.1832 | NA
VIC | ATSWP | Altona West (Powercor) 66 kV | Powercor | Shoulder | Non-coincident | 2026 | POE90 | Operational-demand | -48.4025 | NA
VIC | ATSWP | Altona West (Powercor) 66 kV | Powercor | Shoulder | Coincident_unreconciled | 2027 | POE50 | Operational-demand | -53.6145 | NA
VIC | ATSWP | Altona West (Powercor) 66 kV | Powercor | Shoulder | Coincident_unreconciled | 2027 | POE90 | Operational-demand | -57.5914 | NA
VIC | ATSWP | Altona West (Powercor) 66 kV | Powercor | Shoulder | Non-coincident | 2027 | POE50 | Operational-demand | -57.5236 | NA
VIC | ATSWP | Altona West (Powercor) 66 kV | Powercor | Shoulder | Non-coincident | 2027 | POE90 | Operational-demand | -61.7904 | NA
VIC | ATSWP | Altona West (Powercor) 66 kV | Powercor | Shoulder | Coincident_unreconciled | 2028 | POE50 | Operational-demand | -64.4227 | NA
VIC | ATSWP | Altona West (Powercor) 66 kV | Powercor | Shoulder | Coincident_unreconciled | 2028 | POE90 | Operational-demand | -68.4415 | NA
VIC | ATSWP | Altona West (Powercor) 66 kV | Powercor | Shoulder | Non-coincident | 2028 | POE50 | Operational-demand | -69.1197 | NA
VIC | ATSWP | Altona West (Powercor) 66 kV | Powercor | Shoulder | Non-coincident | 2028 | POE90 | Operational-demand | -73.4315 | NA
VIC | ATSWP | Altona West (Powercor) 66 kV | Powercor | Shoulder | Coincident_unreconciled | 2029 | POE50 | Operational-demand | -75.3039 | NA
VIC | ATSWP | Altona West (Powercor) 66 kV | Powercor | Shoulder | Coincident_unreconciled | 2029 | POE90 | Operational-demand | -79.3646 | NA
VIC | ATSWP | Altona West (Powercor) 66 kV | Powercor | Shoulder | Non-coincident | 2029 | POE50 | Operational-demand | -80.7943 | NA
VIC | ATSWP | Altona West (Powercor) 66 kV | Powercor | Shoulder | Non-coincident | 2029 | POE90 | Operational-demand | -85.1511 | NA
VIC | ATSWP | Altona West (Powercor) 66 kV | Powercor | Shoulder | Coincident_unreconciled | 2030 | POE50 | Operational-demand | -85.7843 | NA
VIC | ATSWP | Altona West (Powercor) 66 kV | Powercor | Shoulder | Coincident_unreconciled | 2030 | POE90 | Operational-demand | -89.8869 | NA
VIC | ATSWP | Altona West (Powercor) 66 kV | Powercor | Shoulder | Non-coincident | 2030 | POE50 | Operational-demand | -92.0389 | NA
VIC | ATSWP | Altona West (Powercor) 66 kV | Powercor | Shoulder | Non-coincident | 2030 | POE90 | Operational-demand | -96.4406 | NA
VIC | ATSWP | Altona West (Powercor) 66 kV | Powercor | Shoulder | Coincident_unreconciled | 2031 | POE50 | Operational-demand | -95.9686 | NA
VIC | ATSWP | Altona West (Powercor) 66 kV | Powercor | Shoulder | Coincident_unreconciled | 2031 | POE90 | Operational-demand | -100.1131 | NA
VIC | ATSWP | Altona West (Powercor) 66 kV | Powercor | Shoulder | Non-coincident | 2031 | POE50 | Operational-demand | -102.9656 | NA
VIC | ATSWP | Altona West (Powercor) 66 kV | Powercor | Shoulder | Non-coincident | 2031 | POE90 | Operational-demand | -107.4123 | NA
VIC | ATSWP | Altona West (Powercor) 66 kV | Powercor | Shoulder | Coincident_unreconciled | 2032 | POE50 | Operational-demand | -103.5394 | NA
VIC | ATSWP | Altona West (Powercor) 66 kV | Powercor | Shoulder | Coincident_unreconciled | 2032 | POE90 | Operational-demand | -107.7254 | NA
VIC | ATSWP | Altona West (Powercor) 66 kV | Powercor | Shoulder | Non-coincident | 2032 | POE50 | Operational-demand | -111.0885 | NA
VIC | ATSWP | Altona West (Powercor) 66 kV | Powercor | Shoulder | Non-coincident | 2032 | POE90 | Operational-demand | -115.5797 | NA
VIC | ATSWP | Altona West (Powercor) 66 kV | Powercor | Shoulder | Coincident_unreconciled | 2033 | POE50 | Operational-demand | -109.1373 | NA
VIC | ATSWP | Altona West (Powercor) 66 kV | Powercor | Shoulder | Coincident_unreconciled | 2033 | POE90 | Operational-demand | -113.3646 | NA
VIC | ATSWP | Altona West (Powercor) 66 kV | Powercor | Shoulder | Non-coincident | 2033 | POE50 | Operational-demand | -117.0945 | NA
VIC | ATSWP | Altona West (Powercor) 66 kV | Powercor | Shoulder | Non-coincident | 2033 | POE90 | Operational-demand | -121.63 | NA
VIC | ATSWP | Altona West (Powercor) 66 kV | Powercor | Shoulder | Coincident_unreconciled | 2034 | POE50 | Operational-demand | -114.0915 | NA
VIC | ATSWP | Altona West (Powercor) 66 kV | Powercor | Shoulder | Coincident_unreconciled | 2034 | POE90 | Operational-demand | -118.3601 | NA
VIC | ATSWP | Altona West (Powercor) 66 kV | Powercor | Shoulder | Non-coincident | 2034 | POE50 | Operational-demand | -122.4099 | NA
VIC | ATSWP | Altona West (Powercor) 66 kV | Powercor | Shoulder | Non-coincident | 2034 | POE90 | Operational-demand | -126.9898 | NA
VIC | ATSWP | Altona West (Powercor) 66 kV | Powercor | Shoulder | Coincident_unreconciled | 2035 | POE50 | Operational-demand | -119.4921 | NA
VIC | ATSWP | Altona West (Powercor) 66 kV | Powercor | Shoulder | Coincident_unreconciled | 2035 | POE90 | Operational-demand | -123.8019 | NA
VIC | ATSWP | Altona West (Powercor) 66 kV | Powercor | Shoulder | Non-coincident | 2035 | POE50 | Operational-demand | -128.2042 | NA
VIC | ATSWP | Altona West (Powercor) 66 kV | Powercor | Shoulder | Non-coincident | 2035 | POE90 | Operational-demand | -132.8283 | NA
VIC | ATSWP | Altona West (Powercor) 66 kV | Powercor | Summer | Coincident | 2019 | ACTUAL_OPG | Operational-demand | 81.1419 | 251.2396
VIC | ATSWP | Altona West (Powercor) 66 kV | Powercor | Summer | Coincident | 2019 | ACTUAL_RAW | Operational-demand | 81.1419 | 251.2396
VIC | ATSWP | Altona West (Powercor) 66 kV | Powercor | Summer | Non-coincident | 2019 | ACTUAL_RAW | Operational-demand | 68.9913 | 286.0762
VIC | ATSWP | Altona West (Powercor) 66 kV | Powercor | Summer | Non-coincident | 2019 | ACTUAL_OPG | Operational-demand | 68.9913 | 286.0762
VIC | ATSWP | Altona West (Powercor) 66 kV | Powercor | Summer | Non-coincident | 2019 | ACTUAL_ADJUSTEDOPG | Operational-demand | 68.9913 | 286.0762
VIC | ATSWP | Altona West (Powercor) 66 kV | Powercor | Summer | Coincident | 2020 | ACTUAL_OPG | Operational-demand | 46.0965 | 295.4963
VIC | ATSWP | Altona West (Powercor) 66 kV | Powercor | Summer | Coincident | 2020 | ACTUAL_RAW | Operational-demand | 46.0965 | 295.4963
VIC | ATSWP | Altona West (Powercor) 66 kV | Powercor | Summer | Non-coincident | 2020 | ACTUAL_RAW | Operational-demand | 43.7468 | 296.5541
VIC | ATSWP | Altona West (Powercor) 66 kV | Powercor | Summer | Non-coincident | 2020 | ACTUAL_OPG | Operational-demand | 43.7468 | 296.5541
VIC | ATSWP | Altona West (Powercor) 66 kV | Powercor | Summer | Non-coincident | 2020 | ACTUAL_ADJUSTEDOPG | Operational-demand | 43.7468 | 296.5541
VIC | ATSWP | Altona West (Powercor) 66 kV | Powercor | Summer | Coincident | 2021 | ACTUAL_OPG | Operational-demand | 19.3599 | 239.7272
VIC | ATSWP | Altona West (Powercor) 66 kV | Powercor | Summer | Coincident | 2021 | ACTUAL_RAW | Operational-demand | 19.3599 | 239.7272
VIC | ATSWP | Altona West (Powercor) 66 kV | Powercor | Summer | Non-coincident | 2021 | ACTUAL_RAW | Operational-demand | 19.3599 | 247.0411
VIC | ATSWP | Altona West (Powercor) 66 kV | Powercor | Summer | Non-coincident | 2021 | ACTUAL_OPG | Operational-demand | 19.3599 | 247.0411
VIC | ATSWP | Altona West (Powercor) 66 kV | Powercor | Summer | Non-coincident | 2021 | ACTUAL_ADJUSTEDOPG | Operational-demand | 19.3599 | 247.0411
VIC | ATSWP | Altona West (Powercor) 66 kV | Powercor | Summer | Coincident | 2022 | ACTUAL_OPG | Operational-demand | 9.2224 | 258.4991
VIC | ATSWP | Altona West (Powercor) 66 kV | Powercor | Summer | Coincident | 2022 | ACTUAL_RAW | Operational-demand | 9.2224 | 258.4991
VIC | ATSWP | Altona West (Powercor) 66 kV | Powercor | Summer | Non-coincident | 2022 | ACTUAL_RAW | Operational-demand | -4.4163 | 258.4991
VIC | ATSWP | Altona West (Powercor) 66 kV | Powercor | Summer | Non-coincident | 2022 | ACTUAL_OPG | Operational-demand | -4.4163 | 258.4991
VIC | ATSWP | Altona West (Powercor) 66 kV | Powercor | Summer | Non-coincident | 2022 | ACTUAL_ADJUSTEDOPG | Operational-demand | -4.4163 | 258.4991
VIC | ATSWP | Altona West (Powercor) 66 kV | Powercor | Summer | Coincident | 2023 | ACTUAL_OPG | Operational-demand | -19.9559 | 266.4139
VIC | ATSWP | Altona West (Powercor) 66 kV | Powercor | Summer | Coincident | 2023 | ACTUAL_RAW | Operational-demand | -19.9559 | 266.4139
VIC | ATSWP | Altona West (Powercor) 66 kV | Powercor | Summer | Non-coincident | 2023 | ACTUAL_RAW | Operational-demand | -19.9559 | 266.4139
VIC | ATSWP | Altona West (Powercor) 66 kV | Powercor | Summer | Non-coincident | 2023 | ACTUAL_OPG | Operational-demand | -19.9559 | 266.4139
VIC | ATSWP | Altona West (Powercor) 66 kV | Powercor | Summer | Non-coincident | 2023 | ACTUAL_ADJUSTEDOPG | Operational-demand | -19.9559 | 266.4139
VIC | ATSWP | Altona West (Powercor) 66 kV | Powercor | Summer | Coincident | 2024 | ACTUAL_OPG | Operational-demand | -42.7054 | 260.7104
VIC | ATSWP | Altona West (Powercor) 66 kV | Powercor | Summer | Coincident | 2024 | ACTUAL_RAW | Operational-demand | -42.7054 | 260.7104
VIC | ATSWP | Altona West (Powercor) 66 kV | Powercor | Summer | Non-coincident | 2024 | ACTUAL_RAW | Operational-demand | -48.8493 | 286.2666
VIC | ATSWP | Altona West (Powercor) 66 kV | Powercor | Summer | Non-coincident | 2024 | ACTUAL_OPG | Operational-demand | -48.8493 | 286.2666
VIC | ATSWP | Altona West (Powercor) 66 kV | Powercor | Summer | Non-coincident | 2024 | ACTUAL_ADJUSTEDOPG | Operational-demand | -48.8493 | 286.2666
VIC | ATSWP | Altona West (Powercor) 66 kV | Powercor | Summer | Coincident | 2025 | ACTUAL_OPG | Operational-demand | -30.2038 | 318.9177
VIC | ATSWP | Altona West (Powercor) 66 kV | Powercor | Summer | Coincident | 2025 | ACTUAL_RAW | Operational-demand | -30.2038 | 318.9177
VIC | ATSWP | Altona West (Powercor) 66 kV | Powercor | Summer | Non-coincident | 2025 | ACTUAL_RAW | Operational-demand | -30.6054 | 318.9177
VIC | ATSWP | Altona West (Powercor) 66 kV | Powercor | Summer | Non-coincident | 2025 | ACTUAL_OPG | Operational-demand | -30.6054 | 318.9177
VIC | ATSWP | Altona West (Powercor) 66 kV | Powercor | Summer | Non-coincident | 2025 | ACTUAL_ADJUSTEDOPG | Operational-demand | -30.6054 | 318.9177
VIC | ATSWP | Altona West (Powercor) 66 kV | Powercor | Summer | Non-coincident | 2025 | BASEYEARPOE90 | Operational-demand | -56.6105 | NA
VIC | ATSWP | Altona West (Powercor) 66 kV | Powercor | Summer | Non-coincident | 2025 | BASEYEARPOE50 | Operational-demand | -45.2376 | 302.0675
VIC | ATSWP | Altona West (Powercor) 66 kV | Powercor | Summer | Coincident_unreconciled | 2026 | POE50 | Operational-demand | -55.4475 | NA
VIC | ATSWP | Altona West (Powercor) 66 kV | Powercor | Summer | Coincident_unreconciled | 2026 | POE90 | Operational-demand | -65.5015 | NA
VIC | ATSWP | Altona West (Powercor) 66 kV | Powercor | Summer | Non-coincident | 2026 | POE50 | Operational-demand | -59.5855 | 354.0308
VIC | ATSWP | Altona West (Powercor) 66 kV | Powercor | Summer | Non-coincident | 2026 | POE90 | Operational-demand | -70.3897 | NA
VIC | ATSWP | Altona West (Powercor) 66 kV | Powercor | Summer | Coincident_unreconciled | 2027 | POE50 | Operational-demand | -68.4082 | NA
VIC | ATSWP | Altona West (Powercor) 66 kV | Powercor | Summer | Coincident_unreconciled | 2027 | POE90 | Operational-demand | -78.5894 | NA
VIC | ATSWP | Altona West (Powercor) 66 kV | Powercor | Summer | Non-coincident | 2027 | POE50 | Operational-demand | -73.5133 | 452.7742
VIC | ATSWP | Altona West (Powercor) 66 kV | Powercor | Summer | Non-coincident | 2027 | POE90 | Operational-demand | -84.4544 | NA
VIC | ATSWP | Altona West (Powercor) 66 kV | Powercor | Summer | Coincident_unreconciled | 2028 | POE50 | Operational-demand | -79.7181 | NA
VIC | ATSWP | Altona West (Powercor) 66 kV | Powercor | Summer | Coincident_unreconciled | 2028 | POE90 | Operational-demand | -90.0199 | NA
VIC | ATSWP | Altona West (Powercor) 66 kV | Powercor | Summer | Non-coincident | 2028 | POE50 | Operational-demand | -85.6673 | 557.6776
VIC | ATSWP | Altona West (Powercor) 66 kV | Powercor | Summer | Non-coincident | 2028 | POE90 | Operational-demand | -96.7379 | NA
VIC | ATSWP | Altona West (Powercor) 66 kV | Powercor | Summer | Coincident_unreconciled | 2029 | POE50 | Operational-demand | -91.218 | NA
VIC | ATSWP | Altona West (Powercor) 66 kV | Powercor | Summer | Coincident_unreconciled | 2029 | POE90 | Operational-demand | -101.6403 | NA
VIC | ATSWP | Altona West (Powercor) 66 kV | Powercor | Summer | Non-coincident | 2029 | POE50 | Operational-demand | -98.0254 | 575.305
VIC | ATSWP | Altona West (Powercor) 66 kV | Powercor | Summer | Non-coincident | 2029 | POE90 | Operational-demand | -109.2255 | NA
VIC | ATSWP | Altona West (Powercor) 66 kV | Powercor | Summer | Coincident_unreconciled | 2030 | POE50 | Operational-demand | -102.3452 | NA
VIC | ATSWP | Altona West (Powercor) 66 kV | Powercor | Summer | Coincident_unreconciled | 2030 | POE90 | Operational-demand | -112.8881 | NA
VIC | ATSWP | Altona West (Powercor) 66 kV | Powercor | Summer | Non-coincident | 2030 | POE50 | Operational-demand | -109.983 | 600.8111
VIC | ATSWP | Altona West (Powercor) 66 kV | Powercor | Summer | Non-coincident | 2030 | POE90 | Operational-demand | -121.3127 | NA
VIC | ATSWP | Altona West (Powercor) 66 kV | Powercor | Summer | Coincident_unreconciled | 2031 | POE50 | Operational-demand | -113.1423 | NA
VIC | ATSWP | Altona West (Powercor) 66 kV | Powercor | Summer | Coincident_unreconciled | 2031 | POE90 | Operational-demand | -123.8057 | NA
VIC | ATSWP | Altona West (Powercor) 66 kV | Powercor | Summer | Non-coincident | 2031 | POE50 | Operational-demand | -121.5858 | 613.5067
VIC | ATSWP | Altona West (Powercor) 66 kV | Powercor | Summer | Non-coincident | 2031 | POE90 | Operational-demand | -133.0451 | NA
VIC | ATSWP | Altona West (Powercor) 66 kV | Powercor | Summer | Coincident_unreconciled | 2032 | POE50 | Operational-demand | -121.149 | NA
VIC | ATSWP | Altona West (Powercor) 66 kV | Powercor | Summer | Coincident_unreconciled | 2032 | POE90 | Operational-demand | -131.9319 | NA
VIC | ATSWP | Altona West (Powercor) 66 kV | Powercor | Summer | Non-coincident | 2032 | POE50 | Operational-demand | -130.1901 | 620.6414
VIC | ATSWP | Altona West (Powercor) 66 kV | Powercor | Summer | Non-coincident | 2032 | POE90 | Operational-demand | -141.7777 | NA
VIC | ATSWP | Altona West (Powercor) 66 kV | Powercor | Summer | Coincident_unreconciled | 2033 | POE50 | Operational-demand | -127.1379 | NA
VIC | ATSWP | Altona West (Powercor) 66 kV | Powercor | Summer | Coincident_unreconciled | 2033 | POE90 | Operational-demand | -138.0395 | NA
VIC | ATSWP | Altona West (Powercor) 66 kV | Powercor | Summer | Non-coincident | 2033 | POE50 | Operational-demand | -136.6259 | 628.8098
VIC | ATSWP | Altona West (Powercor) 66 kV | Powercor | Summer | Non-coincident | 2033 | POE90 | Operational-demand | -148.3411 | NA
VIC | ATSWP | Altona West (Powercor) 66 kV | Powercor | Summer | Coincident_unreconciled | 2034 | POE50 | Operational-demand | -132.4649 | NA
VIC | ATSWP | Altona West (Powercor) 66 kV | Powercor | Summer | Coincident_unreconciled | 2034 | POE90 | Operational-demand | -143.4854 | NA
VIC | ATSWP | Altona West (Powercor) 66 kV | Powercor | Summer | Non-coincident | 2034 | POE50 | Operational-demand | -142.3505 | 632.7077
VIC | ATSWP | Altona West (Powercor) 66 kV | Powercor | Summer | Non-coincident | 2034 | POE90 | Operational-demand | -154.1934 | NA
VIC | ATSWP | Altona West (Powercor) 66 kV | Powercor | Summer | Coincident_unreconciled | 2035 | POE50 | Operational-demand | -138.2598 | NA
VIC | ATSWP | Altona West (Powercor) 66 kV | Powercor | Summer | Coincident_unreconciled | 2035 | POE90 | Operational-demand | -149.3989 | NA
VIC | ATSWP | Altona West (Powercor) 66 kV | Powercor | Summer | Non-coincident | 2035 | POE50 | Operational-demand | -148.5778 | 636.5759
VIC | ATSWP | Altona West (Powercor) 66 kV | Powercor | Summer | Non-coincident | 2035 | POE90 | Operational-demand | -160.5483 | NA
VIC | ATSWP | Altona West (Powercor) 66 kV | Powercor | Summer | Non-coincident | 2025 | BASEYEARPOE10 | Operational-demand | NA | 337.0962
VIC | ATSWP | Altona West (Powercor) 66 kV | Powercor | Summer | Coincident | 2026 | POE10 | Operational-demand | NA | 367.9912
VIC | ATSWP | Altona West (Powercor) 66 kV | Powercor | Summer | Coincident | 2026 | POE50 | Operational-demand | NA | 334.6948
VIC | ATSWP | Altona West (Powercor) 66 kV | Powercor | Summer | Non-coincident | 2026 | POE10 | Operational-demand | NA | 401.2221
VIC | ATSWP | Altona West (Powercor) 66 kV | Powercor | Summer | Coincident | 2027 | POE10 | Operational-demand | NA | 446.9775
VIC | ATSWP | Altona West (Powercor) 66 kV | Powercor | Summer | Coincident | 2027 | POE50 | Operational-demand | NA | 415.9449
VIC | ATSWP | Altona West (Powercor) 66 kV | Powercor | Summer | Non-coincident | 2027 | POE10 | Operational-demand | NA | 500.521
VIC | ATSWP | Altona West (Powercor) 66 kV | Powercor | Summer | Coincident | 2028 | POE10 | Operational-demand | NA | 528.1394
VIC | ATSWP | Altona West (Powercor) 66 kV | Powercor | Summer | Coincident | 2028 | POE50 | Operational-demand | NA | 496.5531
VIC | ATSWP | Altona West (Powercor) 66 kV | Powercor | Summer | Non-coincident | 2028 | POE10 | Operational-demand | NA | 605.9501
VIC | ATSWP | Altona West (Powercor) 66 kV | Powercor | Summer | Coincident | 2029 | POE10 | Operational-demand | NA | 534.2558
VIC | ATSWP | Altona West (Powercor) 66 kV | Powercor | Summer | Coincident | 2029 | POE50 | Operational-demand | NA | 503.723
VIC | ATSWP | Altona West (Powercor) 66 kV | Powercor | Summer | Non-coincident | 2029 | POE10 | Operational-demand | NA | 624.1033
VIC | ATSWP | Altona West (Powercor) 66 kV | Powercor | Summer | Coincident | 2030 | POE10 | Operational-demand | NA | 548.3545
VIC | ATSWP | Altona West (Powercor) 66 kV | Powercor | Summer | Coincident | 2030 | POE50 | Operational-demand | NA | 513.6441
VIC | ATSWP | Altona West (Powercor) 66 kV | Powercor | Summer | Non-coincident | 2030 | POE10 | Operational-demand | NA | 650.1353
VIC | ATSWP | Altona West (Powercor) 66 kV | Powercor | Summer | Coincident | 2031 | POE10 | Operational-demand | NA | 545.313
VIC | ATSWP | Altona West (Powercor) 66 kV | Powercor | Summer | Coincident | 2031 | POE50 | Operational-demand | NA | 513.6694
VIC | ATSWP | Altona West (Powercor) 66 kV | Powercor | Summer | Non-coincident | 2031 | POE10 | Operational-demand | NA | 663.3567
VIC | ATSWP | Altona West (Powercor) 66 kV | Powercor | Summer | Coincident | 2032 | POE10 | Operational-demand | NA | 535.131
VIC | ATSWP | Altona West (Powercor) 66 kV | Powercor | Summer | Coincident | 2032 | POE50 | Operational-demand | NA | 503.0967
VIC | ATSWP | Altona West (Powercor) 66 kV | Powercor | Summer | Non-coincident | 2032 | POE10 | Operational-demand | NA | 671.0126
VIC | ATSWP | Altona West (Powercor) 66 kV | Powercor | Summer | Coincident | 2033 | POE10 | Operational-demand | NA | 529.3631
VIC | ATSWP | Altona West (Powercor) 66 kV | Powercor | Summer | Coincident | 2033 | POE50 | Operational-demand | NA | 493.1227
VIC | ATSWP | Altona West (Powercor) 66 kV | Powercor | Summer | Non-coincident | 2033 | POE10 | Operational-demand | NA | 679.6988
VIC | ATSWP | Altona West (Powercor) 66 kV | Powercor | Summer | Coincident | 2034 | POE10 | Operational-demand | NA | 527.2714
VIC | ATSWP | Altona West (Powercor) 66 kV | Powercor | Summer | Coincident | 2034 | POE50 | Operational-demand | NA | 491.5082
VIC | ATSWP | Altona West (Powercor) 66 kV | Powercor | Summer | Non-coincident | 2034 | POE10 | Operational-demand | NA | 684.1148
VIC | ATSWP | Altona West (Powercor) 66 kV | Powercor | Summer | Coincident | 2035 | POE10 | Operational-demand | NA | 527.3867
VIC | ATSWP | Altona West (Powercor) 66 kV | Powercor | Summer | Coincident | 2035 | POE50 | Operational-demand | NA | 491.5167
VIC | ATSWP | Altona West (Powercor) 66 kV | Powercor | Summer | Non-coincident | 2035 | POE10 | Operational-demand | NA | 688.5009
VIC | ATSWP | Altona West (Powercor) 66 kV | Powercor | Winter | Coincident | 2018 | ACTUAL_OPG | Operational-demand | NA | 205.7798
VIC | ATSWP | Altona West (Powercor) 66 kV | Powercor | Winter | Coincident | 2018 | ACTUAL_RAW | Operational-demand | NA | 205.7798
VIC | ATSWP | Altona West (Powercor) 66 kV | Powercor | Winter | Non-coincident | 2018 | ACTUAL_RAW | Operational-demand | NA | 207.8677
VIC | ATSWP | Altona West (Powercor) 66 kV | Powercor | Winter | Non-coincident | 2018 | ACTUAL_OPG | Operational-demand | NA | 207.8677
VIC | ATSWP | Altona West (Powercor) 66 kV | Powercor | Winter | Non-coincident | 2018 | ACTUAL_ADJUSTEDOPG | Operational-demand | NA | 207.8677
VIC | ATSWP | Altona West (Powercor) 66 kV | Powercor | Winter | Coincident | 2019 | ACTUAL_OPG | Operational-demand | NA | 219.577
VIC | ATSWP | Altona West (Powercor) 66 kV | Powercor | Winter | Coincident | 2019 | ACTUAL_RAW | Operational-demand | NA | 219.577
VIC | ATSWP | Altona West (Powercor) 66 kV | Powercor | Winter | Non-coincident | 2019 | ACTUAL_RAW | Operational-demand | NA | 221.1892
VIC | ATSWP | Altona West (Powercor) 66 kV | Powercor | Winter | Non-coincident | 2019 | ACTUAL_OPG | Operational-demand | NA | 221.1892
VIC | ATSWP | Altona West (Powercor) 66 kV | Powercor | Winter | Non-coincident | 2019 | ACTUAL_ADJUSTEDOPG | Operational-demand | NA | 221.1892
VIC | ATSWP | Altona West (Powercor) 66 kV | Powercor | Winter | Coincident | 2020 | ACTUAL_OPG | Operational-demand | NA | 235.4505
VIC | ATSWP | Altona West (Powercor) 66 kV | Powercor | Winter | Coincident | 2020 | ACTUAL_RAW | Operational-demand | NA | 235.4505
VIC | ATSWP | Altona West (Powercor) 66 kV | Powercor | Winter | Non-coincident | 2020 | ACTUAL_RAW | Operational-demand | NA | 235.4505
VIC | ATSWP | Altona West (Powercor) 66 kV | Powercor | Winter | Non-coincident | 2020 | ACTUAL_OPG | Operational-demand | NA | 235.4505
VIC | ATSWP | Altona West (Powercor) 66 kV | Powercor | Winter | Non-coincident | 2020 | ACTUAL_ADJUSTEDOPG | Operational-demand | NA | 235.4505
VIC | ATSWP | Altona West (Powercor) 66 kV | Powercor | Winter | Coincident | 2021 | ACTUAL_OPG | Operational-demand | NA | 215.4505
VIC | ATSWP | Altona West (Powercor) 66 kV | Powercor | Winter | Coincident | 2021 | ACTUAL_RAW | Operational-demand | NA | 215.4505
VIC | ATSWP | Altona West (Powercor) 66 kV | Powercor | Winter | Non-coincident | 2021 | ACTUAL_RAW | Operational-demand | NA | 231.3741
VIC | ATSWP | Altona West (Powercor) 66 kV | Powercor | Winter | Non-coincident | 2021 | ACTUAL_OPG | Operational-demand | NA | 231.3741
VIC | ATSWP | Altona West (Powercor) 66 kV | Powercor | Winter | Non-coincident | 2021 | ACTUAL_ADJUSTEDOPG | Operational-demand | NA | 231.3741
VIC | ATSWP | Altona West (Powercor) 66 kV | Powercor | Winter | Coincident | 2022 | ACTUAL_OPG | Operational-demand | NA | 209.7087
VIC | ATSWP | Altona West (Powercor) 66 kV | Powercor | Winter | Coincident | 2022 | ACTUAL_RAW | Operational-demand | NA | 209.7087
VIC | ATSWP | Altona West (Powercor) 66 kV | Powercor | Winter | Non-coincident | 2022 | ACTUAL_RAW | Operational-demand | NA | 227.5172
VIC | ATSWP | Altona West (Powercor) 66 kV | Powercor | Winter | Non-coincident | 2022 | ACTUAL_OPG | Operational-demand | NA | 227.5172
VIC | ATSWP | Altona West (Powercor) 66 kV | Powercor | Winter | Non-coincident | 2022 | ACTUAL_ADJUSTEDOPG | Operational-demand | NA | 227.5172
VIC | ATSWP | Altona West (Powercor) 66 kV | Powercor | Winter | Coincident | 2023 | ACTUAL_OPG | Operational-demand | NA | 209.1723
VIC | ATSWP | Altona West (Powercor) 66 kV | Powercor | Winter | Coincident | 2023 | ACTUAL_RAW | Operational-demand | NA | 209.1723
VIC | ATSWP | Altona West (Powercor) 66 kV | Powercor | Winter | Non-coincident | 2023 | ACTUAL_RAW | Operational-demand | NA | 219.5676
VIC | ATSWP | Altona West (Powercor) 66 kV | Powercor | Winter | Non-coincident | 2023 | ACTUAL_OPG | Operational-demand | NA | 219.5676
VIC | ATSWP | Altona West (Powercor) 66 kV | Powercor | Winter | Non-coincident | 2023 | ACTUAL_ADJUSTEDOPG | Operational-demand | NA | 219.5676
VIC | ATSWP | Altona West (Powercor) 66 kV | Powercor | Winter | Coincident | 2024 | ACTUAL_OPG | Operational-demand | NA | 226.2343
VIC | ATSWP | Altona West (Powercor) 66 kV | Powercor | Winter | Coincident | 2024 | ACTUAL_RAW | Operational-demand | NA | 226.2343
VIC | ATSWP | Altona West (Powercor) 66 kV | Powercor | Winter | Non-coincident | 2024 | ACTUAL_RAW | Operational-demand | NA | 228.8938
VIC | ATSWP | Altona West (Powercor) 66 kV | Powercor | Winter | Non-coincident | 2024 | ACTUAL_OPG | Operational-demand | NA | 228.8938
VIC | ATSWP | Altona West (Powercor) 66 kV | Powercor | Winter | Non-coincident | 2024 | ACTUAL_ADJUSTEDOPG | Operational-demand | NA | 228.8938
VIC | ATSWP | Altona West (Powercor) 66 kV | Powercor | Winter | Coincident | 2025 | POE10 | Operational-demand | NA | 244.1935
VIC | ATSWP | Altona West (Powercor) 66 kV | Powercor | Winter | Coincident | 2025 | POE50 | Operational-demand | NA | 242.4613
VIC | ATSWP | Altona West (Powercor) 66 kV | Powercor | Winter | Non-coincident | 2025 | ACTUAL_RAW | Operational-demand | NA | 270.3586
VIC | ATSWP | Altona West (Powercor) 66 kV | Powercor | Winter | Non-coincident | 2025 | ACTUAL_ADJUSTEDOPG | Operational-demand | NA | 270.3586
VIC | ATSWP | Altona West (Powercor) 66 kV | Powercor | Winter | Non-coincident | 2025 | BASEYEARPOE50 | Operational-demand | NA | 251.6241
VIC | ATSWP | Altona West (Powercor) 66 kV | Powercor | Winter | Non-coincident | 2025 | BASEYEARPOE10 | Operational-demand | NA | 255.6648
VIC | ATSWP | Altona West (Powercor) 66 kV | Powercor | Winter | Non-coincident | 2025 | POE10 | Operational-demand | NA | 266.5543
VIC | ATSWP | Altona West (Powercor) 66 kV | Powercor | Winter | Non-coincident | 2025 | POE50 | Operational-demand | NA | 256.7087
VIC | ATSWP | Altona West (Powercor) 66 kV | Powercor | Winter | Coincident | 2026 | POE10 | Operational-demand | NA | 303.7824
VIC | ATSWP | Altona West (Powercor) 66 kV | Powercor | Winter | Coincident | 2026 | POE50 | Operational-demand | NA | 302.0907
VIC | ATSWP | Altona West (Powercor) 66 kV | Powercor | Winter | Non-coincident | 2026 | POE10 | Operational-demand | NA | 342.1562
VIC | ATSWP | Altona West (Powercor) 66 kV | Powercor | Winter | Non-coincident | 2026 | POE50 | Operational-demand | NA | 332.594
VIC | ATSWP | Altona West (Powercor) 66 kV | Powercor | Winter | Coincident | 2027 | POE10 | Operational-demand | NA | 424.6432
VIC | ATSWP | Altona West (Powercor) 66 kV | Powercor | Winter | Coincident | 2027 | POE50 | Operational-demand | NA | 422.7752
VIC | ATSWP | Altona West (Powercor) 66 kV | Powercor | Winter | Non-coincident | 2027 | POE10 | Operational-demand | NA | 493.6418
VIC | ATSWP | Altona West (Powercor) 66 kV | Powercor | Winter | Non-coincident | 2027 | POE50 | Operational-demand | NA | 484.334
VIC | ATSWP | Altona West (Powercor) 66 kV | Powercor | Winter | Coincident | 2028 | POE10 | Operational-demand | NA | 439.3929
VIC | ATSWP | Altona West (Powercor) 66 kV | Powercor | Winter | Coincident | 2028 | POE50 | Operational-demand | NA | 437.9644
VIC | ATSWP | Altona West (Powercor) 66 kV | Powercor | Winter | Non-coincident | 2028 | POE10 | Operational-demand | NA | 520.193
VIC | ATSWP | Altona West (Powercor) 66 kV | Powercor | Winter | Non-coincident | 2028 | POE50 | Operational-demand | NA | 511.1818
VIC | ATSWP | Altona West (Powercor) 66 kV | Powercor | Winter | Coincident | 2029 | POE10 | Operational-demand | NA | 454.3496
VIC | ATSWP | Altona West (Powercor) 66 kV | Powercor | Winter | Coincident | 2029 | POE50 | Operational-demand | NA | 453.1567
VIC | ATSWP | Altona West (Powercor) 66 kV | Powercor | Winter | Non-coincident | 2029 | POE10 | Operational-demand | NA | 543.9826
VIC | ATSWP | Altona West (Powercor) 66 kV | Powercor | Winter | Non-coincident | 2029 | POE50 | Operational-demand | NA | 535.2642
VIC | ATSWP | Altona West (Powercor) 66 kV | Powercor | Winter | Coincident | 2030 | POE10 | Operational-demand | NA | 464.2195
VIC | ATSWP | Altona West (Powercor) 66 kV | Powercor | Winter | Coincident | 2030 | POE50 | Operational-demand | NA | 462.989
VIC | ATSWP | Altona West (Powercor) 66 kV | Powercor | Winter | Non-coincident | 2030 | POE10 | Operational-demand | NA | 563.3075
VIC | ATSWP | Altona West (Powercor) 66 kV | Powercor | Winter | Non-coincident | 2030 | POE50 | Operational-demand | NA | 554.6719
VIC | ATSWP | Altona West (Powercor) 66 kV | Powercor | Winter | Coincident | 2031 | POE10 | Operational-demand | NA | 464.8644
VIC | ATSWP | Altona West (Powercor) 66 kV | Powercor | Winter | Coincident | 2031 | POE50 | Operational-demand | NA | 463.6607
VIC | ATSWP | Altona West (Powercor) 66 kV | Powercor | Winter | Non-coincident | 2031 | POE10 | Operational-demand | NA | 570.9655
VIC | ATSWP | Altona West (Powercor) 66 kV | Powercor | Winter | Non-coincident | 2031 | POE50 | Operational-demand | NA | 562.3674
VIC | ATSWP | Altona West (Powercor) 66 kV | Powercor | Winter | Coincident | 2032 | POE10 | Operational-demand | NA | 460.9245
VIC | ATSWP | Altona West (Powercor) 66 kV | Powercor | Winter | Coincident | 2032 | POE50 | Operational-demand | NA | 458.8678
VIC | ATSWP | Altona West (Powercor) 66 kV | Powercor | Winter | Non-coincident | 2032 | POE10 | Operational-demand | NA | 577.913
VIC | ATSWP | Altona West (Powercor) 66 kV | Powercor | Winter | Non-coincident | 2032 | POE50 | Operational-demand | NA | 569.2795
VIC | ATSWP | Altona West (Powercor) 66 kV | Powercor | Winter | Coincident | 2033 | POE10 | Operational-demand | NA | 454.3683
VIC | ATSWP | Altona West (Powercor) 66 kV | Powercor | Winter | Coincident | 2033 | POE50 | Operational-demand | NA | 452.3963
VIC | ATSWP | Altona West (Powercor) 66 kV | Powercor | Winter | Non-coincident | 2033 | POE10 | Operational-demand | NA | 584.1946
VIC | ATSWP | Altona West (Powercor) 66 kV | Powercor | Winter | Non-coincident | 2033 | POE50 | Operational-demand | NA | 575.5181
VIC | ATSWP | Altona West (Powercor) 66 kV | Powercor | Winter | Coincident | 2034 | POE10 | Operational-demand | NA | 453.7222
VIC | ATSWP | Altona West (Powercor) 66 kV | Powercor | Winter | Coincident | 2034 | POE50 | Operational-demand | NA | 451.9828
VIC | ATSWP | Altona West (Powercor) 66 kV | Powercor | Winter | Non-coincident | 2034 | POE10 | Operational-demand | NA | 587.6737
VIC | ATSWP | Altona West (Powercor) 66 kV | Powercor | Winter | Non-coincident | 2034 | POE50 | Operational-demand | NA | 578.9775
VIC | BATS66P | Ballarat (Powercor) 66 kV | Powercor | Shoulder | Coincident | 2019 | ACTUAL_OPG | Operational-demand | 55.8819 | NA
VIC | BATS66P | Ballarat (Powercor) 66 kV | Powercor | Shoulder | Coincident | 2019 | ACTUAL_RAW | Operational-demand | 54.9518 | NA
VIC | BATS66P | Ballarat (Powercor) 66 kV | Powercor | Shoulder | Non-coincident | 2019 | ACTUAL_RAW | Operational-demand | 14.5925 | NA
VIC | BATS66P | Ballarat (Powercor) 66 kV | Powercor | Shoulder | Non-coincident | 2019 | ACTUAL_OPG | Operational-demand | 36.5616 | NA
VIC | BATS66P | Ballarat (Powercor) 66 kV | Powercor | Shoulder | Non-coincident | 2019 | ACTUAL_ADJUSTEDOPG | Operational-demand | 36.5616 | NA
VIC | BATS66P | Ballarat (Powercor) 66 kV | Powercor | Shoulder | Coincident | 2020 | ACTUAL_OPG | Operational-demand | 49.1914 | NA
VIC | BATS66P | Ballarat (Powercor) 66 kV | Powercor | Shoulder | Coincident | 2020 | ACTUAL_RAW | Operational-demand | 47.3036 | NA
VIC | BATS66P | Ballarat (Powercor) 66 kV | Powercor | Shoulder | Non-coincident | 2020 | ACTUAL_RAW | Operational-demand | -80.5597 | NA
VIC | BATS66P | Ballarat (Powercor) 66 kV | Powercor | Shoulder | Non-coincident | 2020 | ACTUAL_OPG | Operational-demand | 32.8308 | NA
VIC | BATS66P | Ballarat (Powercor) 66 kV | Powercor | Shoulder | Non-coincident | 2020 | ACTUAL_ADJUSTEDOPG | Operational-demand | 32.8308 | NA
VIC | BATS66P | Ballarat (Powercor) 66 kV | Powercor | Shoulder | Coincident | 2021 | ACTUAL_OPG | Operational-demand | 39.6517 | NA
VIC | BATS66P | Ballarat (Powercor) 66 kV | Powercor | Shoulder | Coincident | 2021 | ACTUAL_RAW | Operational-demand | 36.2419 | NA
VIC | BATS66P | Ballarat (Powercor) 66 kV | Powercor | Shoulder | Non-coincident | 2021 | ACTUAL_RAW | Operational-demand | -89.6474 | NA
VIC | BATS66P | Ballarat (Powercor) 66 kV | Powercor | Shoulder | Non-coincident | 2021 | ACTUAL_OPG | Operational-demand | 22.0475 | NA
VIC | BATS66P | Ballarat (Powercor) 66 kV | Powercor | Shoulder | Non-coincident | 2021 | ACTUAL_ADJUSTEDOPG | Operational-demand | 22.0475 | NA
VIC | BATS66P | Ballarat (Powercor) 66 kV | Powercor | Shoulder | Coincident | 2022 | ACTUAL_OPG | Operational-demand | 17.4429 | NA
VIC | BATS66P | Ballarat (Powercor) 66 kV | Powercor | Shoulder | Coincident | 2022 | ACTUAL_RAW | Operational-demand | 14.818 | NA
VIC | BATS66P | Ballarat (Powercor) 66 kV | Powercor | Shoulder | Non-coincident | 2022 | ACTUAL_RAW | Operational-demand | -100.9704 | NA
VIC | BATS66P | Ballarat (Powercor) 66 kV | Powercor | Shoulder | Non-coincident | 2022 | ACTUAL_OPG | Operational-demand | 10.9004 | NA
VIC | BATS66P | Ballarat (Powercor) 66 kV | Powercor | Shoulder | Non-coincident | 2022 | ACTUAL_ADJUSTEDOPG | Operational-demand | 10.9004 | NA
VIC | BATS66P | Ballarat (Powercor) 66 kV | Powercor | Shoulder | Coincident | 2023 | ACTUAL_OPG | Operational-demand | 27.968 | NA
VIC | BATS66P | Ballarat (Powercor) 66 kV | Powercor | Shoulder | Coincident | 2023 | ACTUAL_RAW | Operational-demand | 15.7247 | NA
VIC | BATS66P | Ballarat (Powercor) 66 kV | Powercor | Shoulder | Non-coincident | 2023 | ACTUAL_RAW | Operational-demand | -96.3776 | NA
VIC | BATS66P | Ballarat (Powercor) 66 kV | Powercor | Shoulder | Non-coincident | 2023 | ACTUAL_OPG | Operational-demand | -3.8151 | NA
VIC | BATS66P | Ballarat (Powercor) 66 kV | Powercor | Shoulder | Non-coincident | 2023 | ACTUAL_ADJUSTEDOPG | Operational-demand | -3.8151 | NA
VIC | BATS66P | Ballarat (Powercor) 66 kV | Powercor | Shoulder | Coincident | 2024 | ACTUAL_OPG | Operational-demand | -0.54993 | NA
VIC | BATS66P | Ballarat (Powercor) 66 kV | Powercor | Shoulder | Coincident | 2024 | ACTUAL_RAW | Operational-demand | -13.3077 | NA
VIC | BATS66P | Ballarat (Powercor) 66 kV | Powercor | Shoulder | Non-coincident | 2024 | ACTUAL_RAW | Operational-demand | -95.7844 | NA
VIC | BATS66P | Ballarat (Powercor) 66 kV | Powercor | Shoulder | Non-coincident | 2024 | ACTUAL_OPG | Operational-demand | -2.7873 | NA
VIC | BATS66P | Ballarat (Powercor) 66 kV | Powercor | Shoulder | Non-coincident | 2024 | ACTUAL_ADJUSTEDOPG | Operational-demand | -2.7873 | NA
VIC | BATS66P | Ballarat (Powercor) 66 kV | Powercor | Shoulder | Coincident | 2025 | ACTUAL_OPG | Operational-demand | -8.5743 | NA
VIC | BATS66P | Ballarat (Powercor) 66 kV | Powercor | Shoulder | Coincident | 2025 | ACTUAL_RAW | Operational-demand | -7.4485 | NA
VIC | BATS66P | Ballarat (Powercor) 66 kV | Powercor | Shoulder | Non-coincident | 2025 | ACTUAL_RAW | Operational-demand | -179.8808 | NA
VIC | BATS66P | Ballarat (Powercor) 66 kV | Powercor | Shoulder | Non-coincident | 2025 | ACTUAL_OPG | Operational-demand | -66.8153 | NA
VIC | BATS66P | Ballarat (Powercor) 66 kV | Powercor | Shoulder | Non-coincident | 2025 | ACTUAL_ADJUSTEDOPG | Operational-demand | -66.8153 | NA
VIC | BATS66P | Ballarat (Powercor) 66 kV | Powercor | Shoulder | Non-coincident | 2025 | BASEYEARPOE90 | Operational-demand | -60.8067 | NA
VIC | BATS66P | Ballarat (Powercor) 66 kV | Powercor | Shoulder | Non-coincident | 2025 | BASEYEARPOE50 | Operational-demand | -42.7043 | NA
VIC | BATS66P | Ballarat (Powercor) 66 kV | Powercor | Shoulder | Coincident_unreconciled | 2026 | POE50 | Operational-demand | -8.7462 | NA
VIC | BATS66P | Ballarat (Powercor) 66 kV | Powercor | Shoulder | Coincident_unreconciled | 2026 | POE90 | Operational-demand | -11.4442 | NA
VIC | BATS66P | Ballarat (Powercor) 66 kV | Powercor | Shoulder | Non-coincident | 2026 | POE50 | Operational-demand | -53.7193 | NA
VIC | BATS66P | Ballarat (Powercor) 66 kV | Powercor | Shoulder | Non-coincident | 2026 | POE90 | Operational-demand | -70.29 | NA
VIC | BATS66P | Ballarat (Powercor) 66 kV | Powercor | Shoulder | Coincident_unreconciled | 2027 | POE50 | Operational-demand | -9.982 | NA
VIC | BATS66P | Ballarat (Powercor) 66 kV | Powercor | Shoulder | Coincident_unreconciled | 2027 | POE90 | Operational-demand | -12.6942 | NA
VIC | BATS66P | Ballarat (Powercor) 66 kV | Powercor | Shoulder | Non-coincident | 2027 | POE50 | Operational-demand | -61.3098 | NA
VIC | BATS66P | Ballarat (Powercor) 66 kV | Powercor | Shoulder | Non-coincident | 2027 | POE90 | Operational-demand | -77.9676 | NA
VIC | BATS66P | Ballarat (Powercor) 66 kV | Powercor | Shoulder | Coincident_unreconciled | 2028 | POE50 | Operational-demand | -11.4083 | NA
VIC | BATS66P | Ballarat (Powercor) 66 kV | Powercor | Shoulder | Coincident_unreconciled | 2028 | POE90 | Operational-demand | -14.1348 | NA
VIC | BATS66P | Ballarat (Powercor) 66 kV | Powercor | Shoulder | Non-coincident | 2028 | POE50 | Operational-demand | -70.0697 | NA
VIC | BATS66P | Ballarat (Powercor) 66 kV | Powercor | Shoulder | Non-coincident | 2028 | POE90 | Operational-demand | -86.8159 | NA
VIC | BATS66P | Ballarat (Powercor) 66 kV | Powercor | Shoulder | Coincident_unreconciled | 2029 | POE50 | Operational-demand | -12.7351 | NA
VIC | BATS66P | Ballarat (Powercor) 66 kV | Powercor | Shoulder | Coincident_unreconciled | 2029 | POE90 | Operational-demand | -15.476 | NA
VIC | BATS66P | Ballarat (Powercor) 66 kV | Powercor | Shoulder | Non-coincident | 2029 | POE50 | Operational-demand | -78.2189 | NA
VIC | BATS66P | Ballarat (Powercor) 66 kV | Powercor | Shoulder | Non-coincident | 2029 | POE90 | Operational-demand | -95.0535 | NA
VIC | BATS66P | Ballarat (Powercor) 66 kV | Powercor | Shoulder | Coincident_unreconciled | 2030 | POE50 | Operational-demand | -14.078 | NA
VIC | BATS66P | Ballarat (Powercor) 66 kV | Powercor | Shoulder | Coincident_unreconciled | 2030 | POE90 | Operational-demand | -16.8333 | NA
VIC | BATS66P | Ballarat (Powercor) 66 kV | Powercor | Shoulder | Non-coincident | 2030 | POE50 | Operational-demand | -86.467 | NA
VIC | BATS66P | Ballarat (Powercor) 66 kV | Powercor | Shoulder | Non-coincident | 2030 | POE90 | Operational-demand | -103.39 | NA
VIC | BATS66P | Ballarat (Powercor) 66 kV | Powercor | Shoulder | Coincident_unreconciled | 2031 | POE50 | Operational-demand | -15.5144 | NA
VIC | BATS66P | Ballarat (Powercor) 66 kV | Powercor | Shoulder | Coincident_unreconciled | 2031 | POE90 | Operational-demand | -18.2841 | NA
VIC | BATS66P | Ballarat (Powercor) 66 kV | Powercor | Shoulder | Non-coincident | 2031 | POE50 | Operational-demand | -95.2896 | NA
VIC | BATS66P | Ballarat (Powercor) 66 kV | Powercor | Shoulder | Non-coincident | 2031 | POE90 | Operational-demand | -112.301 | NA
VIC | BATS66P | Ballarat (Powercor) 66 kV | Powercor | Shoulder | Coincident_unreconciled | 2032 | POE50 | Operational-demand | -16.5735 | NA
VIC | BATS66P | Ballarat (Powercor) 66 kV | Powercor | Shoulder | Coincident_unreconciled | 2032 | POE90 | Operational-demand | -19.3577 | NA
VIC | BATS66P | Ballarat (Powercor) 66 kV | Powercor | Shoulder | Non-coincident | 2032 | POE50 | Operational-demand | -101.7942 | NA
VIC | BATS66P | Ballarat (Powercor) 66 kV | Powercor | Shoulder | Non-coincident | 2032 | POE90 | Operational-demand | -118.8948 | NA
VIC | BATS66P | Ballarat (Powercor) 66 kV | Powercor | Shoulder | Coincident_unreconciled | 2033 | POE50 | Operational-demand | -17.3227 | NA
VIC | BATS66P | Ballarat (Powercor) 66 kV | Powercor | Shoulder | Coincident_unreconciled | 2033 | POE90 | Operational-demand | -20.1216 | NA
VIC | BATS66P | Ballarat (Powercor) 66 kV | Powercor | Shoulder | Non-coincident | 2033 | POE50 | Operational-demand | -106.3962 | NA
VIC | BATS66P | Ballarat (Powercor) 66 kV | Powercor | Shoulder | Non-coincident | 2033 | POE90 | Operational-demand | -123.5867 | NA
VIC | BATS66P | Ballarat (Powercor) 66 kV | Powercor | Shoulder | Coincident_unreconciled | 2034 | POE50 | Operational-demand | -18.0728 | NA
VIC | BATS66P | Ballarat (Powercor) 66 kV | Powercor | Shoulder | Coincident_unreconciled | 2034 | POE90 | Operational-demand | -20.8863 | NA
VIC | BATS66P | Ballarat (Powercor) 66 kV | Powercor | Shoulder | Non-coincident | 2034 | POE50 | Operational-demand | -111.0033 | NA
VIC | BATS66P | Ballarat (Powercor) 66 kV | Powercor | Shoulder | Non-coincident | 2034 | POE90 | Operational-demand | -128.2837 | NA
VIC | BATS66P | Ballarat (Powercor) 66 kV | Powercor | Shoulder | Coincident_unreconciled | 2035 | POE50 | Operational-demand | -18.9386 | NA
VIC | BATS66P | Ballarat (Powercor) 66 kV | Powercor | Shoulder | Coincident_unreconciled | 2035 | POE90 | Operational-demand | -21.7668 | NA
VIC | BATS66P | Ballarat (Powercor) 66 kV | Powercor | Shoulder | Non-coincident | 2035 | POE50 | Operational-demand | -116.3212 | NA
VIC | BATS66P | Ballarat (Powercor) 66 kV | Powercor | Shoulder | Non-coincident | 2035 | POE90 | Operational-demand | -133.6915 | NA
VIC | BATS66P | Ballarat (Powercor) 66 kV | Powercor | Summer | Coincident | 2019 | ACTUAL_OPG | Operational-demand | 52.8444 | 159.7021
VIC | BATS66P | Ballarat (Powercor) 66 kV | Powercor | Summer | Coincident | 2019 | ACTUAL_RAW | Operational-demand | 51.0797 | 141.6981
VIC | BATS66P | Ballarat (Powercor) 66 kV | Powercor | Summer | Non-coincident | 2019 | ACTUAL_RAW | Operational-demand | 11.9593 | 180.4902
VIC | BATS66P | Ballarat (Powercor) 66 kV | Powercor | Summer | Non-coincident | 2019 | ACTUAL_OPG | Operational-demand | 32.1359 | 180.9703
VIC | BATS66P | Ballarat (Powercor) 66 kV | Powercor | Summer | Non-coincident | 2019 | ACTUAL_ADJUSTEDOPG | Operational-demand | 32.1359 | 180.9703
VIC | BATS66P | Ballarat (Powercor) 66 kV | Powercor | Summer | Coincident | 2020 | ACTUAL_OPG | Operational-demand | 32.7761 | 170.7924
VIC | BATS66P | Ballarat (Powercor) 66 kV | Powercor | Summer | Coincident | 2020 | ACTUAL_RAW | Operational-demand | 29.4236 | 120.4728
VIC | BATS66P | Ballarat (Powercor) 66 kV | Powercor | Summer | Non-coincident | 2020 | ACTUAL_RAW | Operational-demand | -73.1799 | 179.1879
VIC | BATS66P | Ballarat (Powercor) 66 kV | Powercor | Summer | Non-coincident | 2020 | ACTUAL_OPG | Operational-demand | 25.7828 | 191.7984
VIC | BATS66P | Ballarat (Powercor) 66 kV | Powercor | Summer | Non-coincident | 2020 | ACTUAL_ADJUSTEDOPG | Operational-demand | 25.7828 | 191.7984
VIC | BATS66P | Ballarat (Powercor) 66 kV | Powercor | Summer | Coincident | 2021 | ACTUAL_OPG | Operational-demand | 20.8579 | 142.3093
VIC | BATS66P | Ballarat (Powercor) 66 kV | Powercor | Summer | Coincident | 2021 | ACTUAL_RAW | Operational-demand | 9.1808 | 29.6334
VIC | BATS66P | Ballarat (Powercor) 66 kV | Powercor | Summer | Non-coincident | 2021 | ACTUAL_RAW | Operational-demand | -110.4644 | 149.8383
VIC | BATS66P | Ballarat (Powercor) 66 kV | Powercor | Summer | Non-coincident | 2021 | ACTUAL_OPG | Operational-demand | 15.6085 | 163.4537
VIC | BATS66P | Ballarat (Powercor) 66 kV | Powercor | Summer | Non-coincident | 2021 | ACTUAL_ADJUSTEDOPG | Operational-demand | 15.6085 | 163.4537
VIC | BATS66P | Ballarat (Powercor) 66 kV | Powercor | Summer | Coincident | 2022 | ACTUAL_OPG | Operational-demand | 22.9086 | 161.5556
VIC | BATS66P | Ballarat (Powercor) 66 kV | Powercor | Summer | Coincident | 2022 | ACTUAL_RAW | Operational-demand | 16.365 | 83.7833
VIC | BATS66P | Ballarat (Powercor) 66 kV | Powercor | Summer | Non-coincident | 2022 | ACTUAL_RAW | Operational-demand | -79.9879 | 141.5617
VIC | BATS66P | Ballarat (Powercor) 66 kV | Powercor | Summer | Non-coincident | 2022 | ACTUAL_OPG | Operational-demand | -7.9506 | 175.3351
VIC | BATS66P | Ballarat (Powercor) 66 kV | Powercor | Summer | Non-coincident | 2022 | ACTUAL_ADJUSTEDOPG | Operational-demand | -7.9506 | 175.3351
VIC | BATS66P | Ballarat (Powercor) 66 kV | Powercor | Summer | Coincident | 2023 | ACTUAL_OPG | Operational-demand | -0.91064 | 146.0802
VIC | BATS66P | Ballarat (Powercor) 66 kV | Powercor | Summer | Coincident | 2023 | ACTUAL_RAW | Operational-demand | -9.3712 | 30.3745
VIC | BATS66P | Ballarat (Powercor) 66 kV | Powercor | Summer | Non-coincident | 2023 | ACTUAL_RAW | Operational-demand | -112.9155 | 169.4605
VIC | BATS66P | Ballarat (Powercor) 66 kV | Powercor | Summer | Non-coincident | 2023 | ACTUAL_OPG | Operational-demand | -2.6325 | 207.1326
VIC | BATS66P | Ballarat (Powercor) 66 kV | Powercor | Summer | Non-coincident | 2023 | ACTUAL_ADJUSTEDOPG | Operational-demand | 0.47564 | 162.4662
VIC | BATS66P | Ballarat (Powercor) 66 kV | Powercor | Summer | Coincident | 2024 | ACTUAL_OPG | Operational-demand | -20.5288 | 168.7243
VIC | BATS66P | Ballarat (Powercor) 66 kV | Powercor | Summer | Coincident | 2024 | ACTUAL_RAW | Operational-demand | -24.882 | 89.9066
VIC | BATS66P | Ballarat (Powercor) 66 kV | Powercor | Summer | Non-coincident | 2024 | ACTUAL_RAW | Operational-demand | -95.9677 | 168.1362
VIC | BATS66P | Ballarat (Powercor) 66 kV | Powercor | Summer | Non-coincident | 2024 | ACTUAL_OPG | Operational-demand | -20.9802 | 180.8454
VIC | BATS66P | Ballarat (Powercor) 66 kV | Powercor | Summer | Non-coincident | 2024 | ACTUAL_ADJUSTEDOPG | Operational-demand | -20.9802 | 180.8454
VIC | BATS66P | Ballarat (Powercor) 66 kV | Powercor | Summer | Coincident | 2025 | ACTUAL_OPG | Operational-demand | -18.2862 | 153.5141
VIC | BATS66P | Ballarat (Powercor) 66 kV | Powercor | Summer | Coincident | 2025 | ACTUAL_RAW | Operational-demand | -17.0564 | 26.4732
VIC | BATS66P | Ballarat (Powercor) 66 kV | Powercor | Summer | Non-coincident | 2025 | ACTUAL_RAW | Operational-demand | -177.1545 | 180.0081
VIC | BATS66P | Ballarat (Powercor) 66 kV | Powercor | Summer | Non-coincident | 2025 | ACTUAL_OPG | Operational-demand | -55.2691 | 189.014
VIC | BATS66P | Ballarat (Powercor) 66 kV | Powercor | Summer | Non-coincident | 2025 | ACTUAL_ADJUSTEDOPG | Operational-demand | -55.2691 | 189.014
VIC | BATS66P | Ballarat (Powercor) 66 kV | Powercor | Summer | Non-coincident | 2025 | BASEYEARPOE90 | Operational-demand | -61.2073 | NA
VIC | BATS66P | Ballarat (Powercor) 66 kV | Powercor | Summer | Non-coincident | 2025 | BASEYEARPOE50 | Operational-demand | -49.6728 | 178.4983
VIC | BATS66P | Ballarat (Powercor) 66 kV | Powercor | Summer | Coincident_unreconciled | 2026 | POE50 | Operational-demand | -35.5839 | NA
VIC | BATS66P | Ballarat (Powercor) 66 kV | Powercor | Summer | Coincident_unreconciled | 2026 | POE90 | Operational-demand | -38.6212 | NA
VIC | BATS66P | Ballarat (Powercor) 66 kV | Powercor | Summer | Non-coincident | 2026 | POE50 | Operational-demand | -54.3539 | 184.4954
VIC | BATS66P | Ballarat (Powercor) 66 kV | Powercor | Summer | Non-coincident | 2026 | POE90 | Operational-demand | -63.3588 | NA
VIC | BATS66P | Ballarat (Powercor) 66 kV | Powercor | Summer | Coincident_unreconciled | 2027 | POE50 | Operational-demand | -40.9008 | NA
VIC | BATS66P | Ballarat (Powercor) 66 kV | Powercor | Summer | Coincident_unreconciled | 2027 | POE90 | Operational-demand | -43.9541 | NA
VIC | BATS66P | Ballarat (Powercor) 66 kV | Powercor | Summer | Non-coincident | 2027 | POE50 | Operational-demand | -62.4754 | 185.4948
VIC | BATS66P | Ballarat (Powercor) 66 kV | Powercor | Summer | Non-coincident | 2027 | POE90 | Operational-demand | -70.823 | NA
VIC | BATS66P | Ballarat (Powercor) 66 kV | Powercor | Summer | Coincident_unreconciled | 2028 | POE50 | Operational-demand | -46.9972 | NA
VIC | BATS66P | Ballarat (Powercor) 66 kV | Powercor | Summer | Coincident_unreconciled | 2028 | POE90 | Operational-demand | -50.0667 | NA
VIC | BATS66P | Ballarat (Powercor) 66 kV | Powercor | Summer | Non-coincident | 2028 | POE50 | Operational-demand | -71.7875 | 186.6593
VIC | BATS66P | Ballarat (Powercor) 66 kV | Powercor | Summer | Non-coincident | 2028 | POE90 | Operational-demand | -79.3443 | NA
VIC | BATS66P | Ballarat (Powercor) 66 kV | Powercor | Summer | Coincident_unreconciled | 2029 | POE50 | Operational-demand | -52.6536 | NA
VIC | BATS66P | Ballarat (Powercor) 66 kV | Powercor | Summer | Coincident_unreconciled | 2029 | POE90 | Operational-demand | -55.7393 | NA
VIC | BATS66P | Ballarat (Powercor) 66 kV | Powercor | Summer | Non-coincident | 2029 | POE50 | Operational-demand | -80.4277 | 187.9984
VIC | BATS66P | Ballarat (Powercor) 66 kV | Powercor | Summer | Non-coincident | 2029 | POE90 | Operational-demand | -87.2209 | NA
VIC | BATS66P | Ballarat (Powercor) 66 kV | Powercor | Summer | Coincident_unreconciled | 2030 | POE50 | Operational-demand | -58.4349 | NA
VIC | BATS66P | Ballarat (Powercor) 66 kV | Powercor | Summer | Coincident_unreconciled | 2030 | POE90 | Operational-demand | -61.5367 | NA
VIC | BATS66P | Ballarat (Powercor) 66 kV | Powercor | Summer | Non-coincident | 2030 | POE50 | Operational-demand | -89.2584 | 189.5013
VIC | BATS66P | Ballarat (Powercor) 66 kV | Powercor | Summer | Non-coincident | 2030 | POE90 | Operational-demand | -95.2131 | NA
VIC | BATS66P | Ballarat (Powercor) 66 kV | Powercor | Summer | Coincident_unreconciled | 2031 | POE50 | Operational-demand | -64.62 | NA
VIC | BATS66P | Ballarat (Powercor) 66 kV | Powercor | Summer | Coincident_unreconciled | 2031 | POE90 | Operational-demand | -67.7381 | NA
VIC | BATS66P | Ballarat (Powercor) 66 kV | Powercor | Summer | Non-coincident | 2031 | POE50 | Operational-demand | -98.7062 | 191.0095
VIC | BATS66P | Ballarat (Powercor) 66 kV | Powercor | Summer | Non-coincident | 2031 | POE90 | Operational-demand | -103.731 | NA
VIC | BATS66P | Ballarat (Powercor) 66 kV | Powercor | Summer | Coincident_unreconciled | 2032 | POE50 | Operational-demand | -69.1632 | NA
VIC | BATS66P | Ballarat (Powercor) 66 kV | Powercor | Summer | Coincident_unreconciled | 2032 | POE90 | Operational-demand | -72.2976 | NA
VIC | BATS66P | Ballarat (Powercor) 66 kV | Powercor | Summer | Non-coincident | 2032 | POE50 | Operational-demand | -105.6458 | 192.7128
VIC | BATS66P | Ballarat (Powercor) 66 kV | Powercor | Summer | Non-coincident | 2032 | POE90 | Operational-demand | -110.4336 | NA
VIC | BATS66P | Ballarat (Powercor) 66 kV | Powercor | Summer | Coincident_unreconciled | 2033 | POE50 | Operational-demand | -72.3985 | NA
VIC | BATS66P | Ballarat (Powercor) 66 kV | Powercor | Summer | Coincident_unreconciled | 2033 | POE90 | Operational-demand | -75.5494 | NA
VIC | BATS66P | Ballarat (Powercor) 66 kV | Powercor | Summer | Non-coincident | 2033 | POE50 | Operational-demand | -110.5877 | 194.539
VIC | BATS66P | Ballarat (Powercor) 66 kV | Powercor | Summer | Non-coincident | 2033 | POE90 | Operational-demand | -115.4007 | NA
VIC | BATS66P | Ballarat (Powercor) 66 kV | Powercor | Summer | Coincident_unreconciled | 2034 | POE50 | Operational-demand | -75.6673 | NA
VIC | BATS66P | Ballarat (Powercor) 66 kV | Powercor | Summer | Coincident_unreconciled | 2034 | POE90 | Operational-demand | -78.8347 | NA
VIC | BATS66P | Ballarat (Powercor) 66 kV | Powercor | Summer | Non-coincident | 2034 | POE50 | Operational-demand | -115.5808 | 196.3694
VIC | BATS66P | Ballarat (Powercor) 66 kV | Powercor | Summer | Non-coincident | 2034 | POE90 | Operational-demand | -120.4189 | NA
VIC | BATS66P | Ballarat (Powercor) 66 kV | Powercor | Summer | Coincident_unreconciled | 2035 | POE50 | Operational-demand | -79.4352 | NA
VIC | BATS66P | Ballarat (Powercor) 66 kV | Powercor | Summer | Coincident_unreconciled | 2035 | POE90 | Operational-demand | -82.619 | NA
VIC | BATS66P | Ballarat (Powercor) 66 kV | Powercor | Summer | Non-coincident | 2035 | POE50 | Operational-demand | -121.3361 | 198.1698
VIC | BATS66P | Ballarat (Powercor) 66 kV | Powercor | Summer | Non-coincident | 2035 | POE90 | Operational-demand | -126.1994 | NA
VIC | BATS66P | Ballarat (Powercor) 66 kV | Powercor | Summer | Non-coincident | 2025 | BASEYEARPOE10 | Operational-demand | NA | 189.6212
VIC | BATS66P | Ballarat (Powercor) 66 kV | Powercor | Summer | Coincident | 2026 | POE10 | Operational-demand | NA | 167.6968
VIC | BATS66P | Ballarat (Powercor) 66 kV | Powercor | Summer | Coincident | 2026 | POE50 | Operational-demand | NA | 155.9982
VIC | BATS66P | Ballarat (Powercor) 66 kV | Powercor | Summer | Non-coincident | 2026 | POE10 | Operational-demand | NA | 204.4308
VIC | BATS66P | Ballarat (Powercor) 66 kV | Powercor | Summer | Coincident | 2027 | POE10 | Operational-demand | NA | 164.1629
VIC | BATS66P | Ballarat (Powercor) 66 kV | Powercor | Summer | Coincident | 2027 | POE50 | Operational-demand | NA | 151.6801
VIC | BATS66P | Ballarat (Powercor) 66 kV | Powercor | Summer | Non-coincident | 2027 | POE10 | Operational-demand | NA | 205.5349
VIC | BATS66P | Ballarat (Powercor) 66 kV | Powercor | Summer | Coincident | 2028 | POE10 | Operational-demand | NA | 161.2131
VIC | BATS66P | Ballarat (Powercor) 66 kV | Powercor | Summer | Coincident | 2028 | POE50 | Operational-demand | NA | 147.8547
VIC | BATS66P | Ballarat (Powercor) 66 kV | Powercor | Summer | Non-coincident | 2028 | POE10 | Operational-demand | NA | 206.8058
VIC | BATS66P | Ballarat (Powercor) 66 kV | Powercor | Summer | Coincident | 2029 | POE10 | Operational-demand | NA | 159.4433
VIC | BATS66P | Ballarat (Powercor) 66 kV | Powercor | Summer | Coincident | 2029 | POE50 | Operational-demand | NA | 146.3502
VIC | BATS66P | Ballarat (Powercor) 66 kV | Powercor | Summer | Non-coincident | 2029 | POE10 | Operational-demand | NA | 208.2512
VIC | BATS66P | Ballarat (Powercor) 66 kV | Powercor | Summer | Coincident | 2030 | POE10 | Operational-demand | NA | 158.3121
VIC | BATS66P | Ballarat (Powercor) 66 kV | Powercor | Summer | Coincident | 2030 | POE50 | Operational-demand | NA | 144.898
VIC | BATS66P | Ballarat (Powercor) 66 kV | Powercor | Summer | Non-coincident | 2030 | POE10 | Operational-demand | NA | 209.8604
VIC | BATS66P | Ballarat (Powercor) 66 kV | Powercor | Summer | Coincident | 2031 | POE10 | Operational-demand | NA | 155.4833
VIC | BATS66P | Ballarat (Powercor) 66 kV | Powercor | Summer | Coincident | 2031 | POE50 | Operational-demand | NA | 143.036
VIC | BATS66P | Ballarat (Powercor) 66 kV | Powercor | Summer | Non-coincident | 2031 | POE10 | Operational-demand | NA | 211.475
VIC | BATS66P | Ballarat (Powercor) 66 kV | Powercor | Summer | Coincident | 2032 | POE10 | Operational-demand | NA | 152.1308
VIC | BATS66P | Ballarat (Powercor) 66 kV | Powercor | Summer | Coincident | 2032 | POE50 | Operational-demand | NA | 139.7164
VIC | BATS66P | Ballarat (Powercor) 66 kV | Powercor | Summer | Non-coincident | 2032 | POE10 | Operational-demand | NA | 213.2857
VIC | BATS66P | Ballarat (Powercor) 66 kV | Powercor | Summer | Coincident | 2033 | POE10 | Operational-demand | NA | 149.9152
VIC | BATS66P | Ballarat (Powercor) 66 kV | Powercor | Summer | Coincident | 2033 | POE50 | Operational-demand | NA | 136.4483
VIC | BATS66P | Ballarat (Powercor) 66 kV | Powercor | Summer | Non-coincident | 2033 | POE10 | Operational-demand | NA | 215.22
VIC | BATS66P | Ballarat (Powercor) 66 kV | Powercor | Summer | Coincident | 2034 | POE10 | Operational-demand | NA | 149.6953
VIC | BATS66P | Ballarat (Powercor) 66 kV | Powercor | Summer | Coincident | 2034 | POE50 | Operational-demand | NA | 136.4355
VIC | BATS66P | Ballarat (Powercor) 66 kV | Powercor | Summer | Non-coincident | 2034 | POE10 | Operational-demand | NA | 217.1585
VIC | BATS66P | Ballarat (Powercor) 66 kV | Powercor | Summer | Coincident | 2035 | POE10 | Operational-demand | NA | 150.0817
VIC | BATS66P | Ballarat (Powercor) 66 kV | Powercor | Summer | Coincident | 2035 | POE50 | Operational-demand | NA | 136.8521
VIC | BATS66P | Ballarat (Powercor) 66 kV | Powercor | Summer | Non-coincident | 2035 | POE10 | Operational-demand | NA | 219.0671
VIC | BATS66P | Ballarat (Powercor) 66 kV | Powercor | Winter | Coincident | 2018 | ACTUAL_OPG | Operational-demand | NA | 149.0942
VIC | BATS66P | Ballarat (Powercor) 66 kV | Powercor | Winter | Coincident | 2018 | ACTUAL_RAW | Operational-demand | NA | 149.1882
VIC | BATS66P | Ballarat (Powercor) 66 kV | Powercor | Winter | Non-coincident | 2018 | ACTUAL_RAW | Operational-demand | NA | 173.1448
VIC | BATS66P | Ballarat (Powercor) 66 kV | Powercor | Winter | Non-coincident | 2018 | ACTUAL_OPG | Operational-demand | NA | 173.0363
VIC | BATS66P | Ballarat (Powercor) 66 kV | Powercor | Winter | Non-coincident | 2018 | ACTUAL_ADJUSTEDOPG | Operational-demand | NA | 173.0363
VIC | BATS66P | Ballarat (Powercor) 66 kV | Powercor | Winter | Coincident | 2019 | ACTUAL_OPG | Operational-demand | NA | 156.9603
VIC | BATS66P | Ballarat (Powercor) 66 kV | Powercor | Winter | Coincident | 2019 | ACTUAL_RAW | Operational-demand | NA | 144.5005
VIC | BATS66P | Ballarat (Powercor) 66 kV | Powercor | Winter | Non-coincident | 2019 | ACTUAL_RAW | Operational-demand | NA | 158.7232
VIC | BATS66P | Ballarat (Powercor) 66 kV | Powercor | Winter | Non-coincident | 2019 | ACTUAL_OPG | Operational-demand | NA | 166.9468
VIC | BATS66P | Ballarat (Powercor) 66 kV | Powercor | Winter | Non-coincident | 2019 | ACTUAL_ADJUSTEDOPG | Operational-demand | NA | 166.9468
VIC | BATS66P | Ballarat (Powercor) 66 kV | Powercor | Winter | Coincident | 2020 | ACTUAL_OPG | Operational-demand | NA | 176.0119
VIC | BATS66P | Ballarat (Powercor) 66 kV | Powercor | Winter | Coincident | 2020 | ACTUAL_RAW | Operational-demand | NA | 83.8076
VIC | BATS66P | Ballarat (Powercor) 66 kV | Powercor | Winter | Non-coincident | 2020 | ACTUAL_RAW | Operational-demand | NA | 168.1872
VIC | BATS66P | Ballarat (Powercor) 66 kV | Powercor | Winter | Non-coincident | 2020 | ACTUAL_OPG | Operational-demand | NA | 176.0119
VIC | BATS66P | Ballarat (Powercor) 66 kV | Powercor | Winter | Non-coincident | 2020 | ACTUAL_ADJUSTEDOPG | Operational-demand | NA | 176.0119
VIC | BATS66P | Ballarat (Powercor) 66 kV | Powercor | Winter | Coincident | 2021 | ACTUAL_OPG | Operational-demand | NA | 157.9777
VIC | BATS66P | Ballarat (Powercor) 66 kV | Powercor | Winter | Coincident | 2021 | ACTUAL_RAW | Operational-demand | NA | 45.814
VIC | BATS66P | Ballarat (Powercor) 66 kV | Powercor | Winter | Non-coincident | 2021 | ACTUAL_RAW | Operational-demand | NA | 176.4869
VIC | BATS66P | Ballarat (Powercor) 66 kV | Powercor | Winter | Non-coincident | 2021 | ACTUAL_OPG | Operational-demand | NA | 176.5964
VIC | BATS66P | Ballarat (Powercor) 66 kV | Powercor | Winter | Non-coincident | 2021 | ACTUAL_ADJUSTEDOPG | Operational-demand | NA | 176.5964
VIC | BATS66P | Ballarat (Powercor) 66 kV | Powercor | Winter | Coincident | 2022 | ACTUAL_OPG | Operational-demand | NA | 176.835
VIC | BATS66P | Ballarat (Powercor) 66 kV | Powercor | Winter | Coincident | 2022 | ACTUAL_RAW | Operational-demand | NA | 89.9794
VIC | BATS66P | Ballarat (Powercor) 66 kV | Powercor | Winter | Non-coincident | 2022 | ACTUAL_RAW | Operational-demand | NA | 175.1266
VIC | BATS66P | Ballarat (Powercor) 66 kV | Powercor | Winter | Non-coincident | 2022 | ACTUAL_OPG | Operational-demand | NA | 180.5615
VIC | BATS66P | Ballarat (Powercor) 66 kV | Powercor | Winter | Non-coincident | 2022 | ACTUAL_ADJUSTEDOPG | Operational-demand | NA | 180.5615
VIC | BATS66P | Ballarat (Powercor) 66 kV | Powercor | Winter | Coincident | 2023 | ACTUAL_OPG | Operational-demand | NA | 180.5413
VIC | BATS66P | Ballarat (Powercor) 66 kV | Powercor | Winter | Coincident | 2023 | ACTUAL_RAW | Operational-demand | NA | 154.0542
VIC | BATS66P | Ballarat (Powercor) 66 kV | Powercor | Winter | Non-coincident | 2023 | ACTUAL_RAW | Operational-demand | NA | 183.8816
VIC | BATS66P | Ballarat (Powercor) 66 kV | Powercor | Winter | Non-coincident | 2023 | ACTUAL_OPG | Operational-demand | NA | 185.4773
VIC | BATS66P | Ballarat (Powercor) 66 kV | Powercor | Winter | Non-coincident | 2023 | ACTUAL_ADJUSTEDOPG | Operational-demand | NA | 185.4773
VIC | BATS66P | Ballarat (Powercor) 66 kV | Powercor | Winter | Coincident | 2024 | ACTUAL_OPG | Operational-demand | NA | 107.2902
VIC | BATS66P | Ballarat (Powercor) 66 kV | Powercor | Winter | Coincident | 2024 | ACTUAL_RAW | Operational-demand | NA | -36.8968
VIC | BATS66P | Ballarat (Powercor) 66 kV | Powercor | Winter | Non-coincident | 2024 | ACTUAL_RAW | Operational-demand | NA | 185.7117
VIC | BATS66P | Ballarat (Powercor) 66 kV | Powercor | Winter | Non-coincident | 2024 | ACTUAL_OPG | Operational-demand | NA | 184.588
VIC | BATS66P | Ballarat (Powercor) 66 kV | Powercor | Winter | Non-coincident | 2024 | ACTUAL_ADJUSTEDOPG | Operational-demand | NA | 184.588
VIC | BATS66P | Ballarat (Powercor) 66 kV | Powercor | Winter | Coincident | 2025 | POE10 | Operational-demand | NA | 157.1906
VIC | BATS66P | Ballarat (Powercor) 66 kV | Powercor | Winter | Coincident | 2025 | POE50 | Operational-demand | NA | 154.587
VIC | BATS66P | Ballarat (Powercor) 66 kV | Powercor | Winter | Non-coincident | 2025 | ACTUAL_RAW | Operational-demand | NA | 194.5297
VIC | BATS66P | Ballarat (Powercor) 66 kV | Powercor | Winter | Non-coincident | 2025 | ACTUAL_ADJUSTEDOPG | Operational-demand | NA | 195.5779
VIC | BATS66P | Ballarat (Powercor) 66 kV | Powercor | Winter | Non-coincident | 2025 | BASEYEARPOE50 | Operational-demand | NA | 182.63
VIC | BATS66P | Ballarat (Powercor) 66 kV | Powercor | Winter | Non-coincident | 2025 | BASEYEARPOE10 | Operational-demand | NA | 191.4889
VIC | BATS66P | Ballarat (Powercor) 66 kV | Powercor | Winter | Non-coincident | 2025 | POE10 | Operational-demand | NA | 200.7776
VIC | BATS66P | Ballarat (Powercor) 66 kV | Powercor | Winter | Non-coincident | 2025 | POE50 | Operational-demand | NA | 186.9981
VIC | BATS66P | Ballarat (Powercor) 66 kV | Powercor | Winter | Coincident | 2026 | POE10 | Operational-demand | NA | 152.2857
VIC | BATS66P | Ballarat (Powercor) 66 kV | Powercor | Winter | Coincident | 2026 | POE50 | Operational-demand | NA | 149.4847
VIC | BATS66P | Ballarat (Powercor) 66 kV | Powercor | Winter | Non-coincident | 2026 | POE10 | Operational-demand | NA | 201.7378
VIC | BATS66P | Ballarat (Powercor) 66 kV | Powercor | Winter | Non-coincident | 2026 | POE50 | Operational-demand | NA | 188.0355
VIC | BATS66P | Ballarat (Powercor) 66 kV | Powercor | Winter | Coincident | 2027 | POE10 | Operational-demand | NA | 147.7325
VIC | BATS66P | Ballarat (Powercor) 66 kV | Powercor | Winter | Coincident | 2027 | POE50 | Operational-demand | NA | 144.65
VIC | BATS66P | Ballarat (Powercor) 66 kV | Powercor | Winter | Non-coincident | 2027 | POE10 | Operational-demand | NA | 202.7
VIC | BATS66P | Ballarat (Powercor) 66 kV | Powercor | Winter | Non-coincident | 2027 | POE50 | Operational-demand | NA | 189.3302
VIC | BATS66P | Ballarat (Powercor) 66 kV | Powercor | Winter | Coincident | 2028 | POE10 | Operational-demand | NA | 146.0082
VIC | BATS66P | Ballarat (Powercor) 66 kV | Powercor | Winter | Coincident | 2028 | POE50 | Operational-demand | NA | 143.0837
VIC | BATS66P | Ballarat (Powercor) 66 kV | Powercor | Winter | Non-coincident | 2028 | POE10 | Operational-demand | NA | 203.8697
VIC | BATS66P | Ballarat (Powercor) 66 kV | Powercor | Winter | Non-coincident | 2028 | POE50 | Operational-demand | NA | 190.8064
VIC | BATS66P | Ballarat (Powercor) 66 kV | Powercor | Winter | Coincident | 2029 | POE10 | Operational-demand | NA | 145.4591
VIC | BATS66P | Ballarat (Powercor) 66 kV | Powercor | Winter | Coincident | 2029 | POE50 | Operational-demand | NA | 142.6064
VIC | BATS66P | Ballarat (Powercor) 66 kV | Powercor | Winter | Non-coincident | 2029 | POE10 | Operational-demand | NA | 205.2137
VIC | BATS66P | Ballarat (Powercor) 66 kV | Powercor | Winter | Non-coincident | 2029 | POE50 | Operational-demand | NA | 192.4531
VIC | BATS66P | Ballarat (Powercor) 66 kV | Powercor | Winter | Coincident | 2030 | POE10 | Operational-demand | NA | 144.6895
VIC | BATS66P | Ballarat (Powercor) 66 kV | Powercor | Winter | Coincident | 2030 | POE50 | Operational-demand | NA | 141.8328
VIC | BATS66P | Ballarat (Powercor) 66 kV | Powercor | Winter | Non-coincident | 2030 | POE10 | Operational-demand | NA | 206.7561
VIC | BATS66P | Ballarat (Powercor) 66 kV | Powercor | Winter | Non-coincident | 2030 | POE50 | Operational-demand | NA | 194.137
VIC | BATS66P | Ballarat (Powercor) 66 kV | Powercor | Winter | Coincident | 2031 | POE10 | Operational-demand | NA | 144.1755
VIC | BATS66P | Ballarat (Powercor) 66 kV | Powercor | Winter | Coincident | 2031 | POE50 | Operational-demand | NA | 141.3467
VIC | BATS66P | Ballarat (Powercor) 66 kV | Powercor | Winter | Non-coincident | 2031 | POE10 | Operational-demand | NA | 208.3553
VIC | BATS66P | Ballarat (Powercor) 66 kV | Powercor | Winter | Non-coincident | 2031 | POE50 | Operational-demand | NA | 195.8716
VIC | BATS66P | Ballarat (Powercor) 66 kV | Powercor | Winter | Coincident | 2032 | POE10 | Operational-demand | NA | 142.5115
VIC | BATS66P | Ballarat (Powercor) 66 kV | Powercor | Winter | Coincident | 2032 | POE50 | Operational-demand | NA | 139.4641
VIC | BATS66P | Ballarat (Powercor) 66 kV | Powercor | Winter | Non-coincident | 2032 | POE10 | Operational-demand | NA | 210.2089
VIC | BATS66P | Ballarat (Powercor) 66 kV | Powercor | Winter | Non-coincident | 2032 | POE50 | Operational-demand | NA | 197.6817
VIC | BATS66P | Ballarat (Powercor) 66 kV | Powercor | Winter | Coincident | 2033 | POE10 | Operational-demand | NA | 140.2218
VIC | BATS66P | Ballarat (Powercor) 66 kV | Powercor | Winter | Coincident | 2033 | POE50 | Operational-demand | NA | 137.2522
VIC | BATS66P | Ballarat (Powercor) 66 kV | Powercor | Winter | Non-coincident | 2033 | POE10 | Operational-demand | NA | 212.0707
VIC | BATS66P | Ballarat (Powercor) 66 kV | Powercor | Winter | Non-coincident | 2033 | POE50 | Operational-demand | NA | 199.4918
VIC | BATS66P | Ballarat (Powercor) 66 kV | Powercor | Winter | Coincident | 2034 | POE10 | Operational-demand | NA | 140.4178
VIC | BATS66P | Ballarat (Powercor) 66 kV | Powercor | Winter | Coincident | 2034 | POE50 | Operational-demand | NA | 137.5305
VIC | BATS66P | Ballarat (Powercor) 66 kV | Powercor | Winter | Non-coincident | 2034 | POE10 | Operational-demand | NA | 213.8584
VIC | BATS66P | Ballarat (Powercor) 66 kV | Powercor | Winter | Non-coincident | 2034 | POE50 | Operational-demand | NA | 201.2819
VIC | BETS22 | Bendigo (Powercor) 22 kV | Powercor | Shoulder | Coincident | 2019 | ACTUAL_OPG | Operational-demand | 19.1044 | NA
VIC | BETS22 | Bendigo (Powercor) 22 kV | Powercor | Shoulder | Coincident | 2019 | ACTUAL_RAW | Operational-demand | 19.1044 | NA
VIC | BETS22 | Bendigo (Powercor) 22 kV | Powercor | Shoulder | Non-coincident | 2019 | ACTUAL_RAW | Operational-demand | 9.5967 | NA
VIC | BETS22 | Bendigo (Powercor) 22 kV | Powercor | Shoulder | Non-coincident | 2019 | ACTUAL_OPG | Operational-demand | 9.5967 | NA
VIC | BETS22 | Bendigo (Powercor) 22 kV | Powercor | Shoulder | Non-coincident | 2019 | ACTUAL_ADJUSTEDOPG | Operational-demand | 9.5967 | NA
VIC | BETS22 | Bendigo (Powercor) 22 kV | Powercor | Shoulder | Coincident | 2020 | ACTUAL_OPG | Operational-demand | 6.967 | NA
VIC | BETS22 | Bendigo (Powercor) 22 kV | Powercor | Shoulder | Coincident | 2020 | ACTUAL_RAW | Operational-demand | 6.967 | NA
VIC | BETS22 | Bendigo (Powercor) 22 kV | Powercor | Shoulder | Non-coincident | 2020 | ACTUAL_RAW | Operational-demand | 6.7205 | NA
VIC | BETS22 | Bendigo (Powercor) 22 kV | Powercor | Shoulder | Non-coincident | 2020 | ACTUAL_OPG | Operational-demand | 6.7205 | NA
VIC | BETS22 | Bendigo (Powercor) 22 kV | Powercor | Shoulder | Non-coincident | 2020 | ACTUAL_ADJUSTEDOPG | Operational-demand | 6.7205 | NA
VIC | BETS22 | Bendigo (Powercor) 22 kV | Powercor | Shoulder | Coincident | 2021 | ACTUAL_OPG | Operational-demand | 2.0822 | NA
VIC | BETS22 | Bendigo (Powercor) 22 kV | Powercor | Shoulder | Coincident | 2021 | ACTUAL_RAW | Operational-demand | 2.0822 | NA
VIC | BETS22 | Bendigo (Powercor) 22 kV | Powercor | Shoulder | Non-coincident | 2021 | ACTUAL_RAW | Operational-demand | 0 | NA
VIC | BETS22 | Bendigo (Powercor) 22 kV | Powercor | Shoulder | Non-coincident | 2021 | ACTUAL_OPG | Operational-demand | 0 | NA
VIC | BETS22 | Bendigo (Powercor) 22 kV | Powercor | Shoulder | Non-coincident | 2021 | ACTUAL_ADJUSTEDOPG | Operational-demand | 1.32 | NA
VIC | BETS22 | Bendigo (Powercor) 22 kV | Powercor | Shoulder | Coincident | 2022 | ACTUAL_OPG | Operational-demand | -1.8364 | NA
VIC | BETS22 | Bendigo (Powercor) 22 kV | Powercor | Shoulder | Coincident | 2022 | ACTUAL_RAW | Operational-demand | -1.8364 | NA
VIC | BETS22 | Bendigo (Powercor) 22 kV | Powercor | Shoulder | Non-coincident | 2022 | ACTUAL_RAW | Operational-demand | -1.9793 | NA
VIC | BETS22 | Bendigo (Powercor) 22 kV | Powercor | Shoulder | Non-coincident | 2022 | ACTUAL_OPG | Operational-demand | -1.9793 | NA
VIC | BETS22 | Bendigo (Powercor) 22 kV | Powercor | Shoulder | Non-coincident | 2022 | ACTUAL_ADJUSTEDOPG | Operational-demand | -1.9793 | NA
VIC | BETS22 | Bendigo (Powercor) 22 kV | Powercor | Shoulder | Coincident | 2023 | ACTUAL_OPG | Operational-demand | 1.9701 | NA
VIC | BETS22 | Bendigo (Powercor) 22 kV | Powercor | Shoulder | Coincident | 2023 | ACTUAL_RAW | Operational-demand | 1.9701 | NA
VIC | BETS22 | Bendigo (Powercor) 22 kV | Powercor | Shoulder | Non-coincident | 2023 | ACTUAL_RAW | Operational-demand | -19.0081 | NA
VIC | BETS22 | Bendigo (Powercor) 22 kV | Powercor | Shoulder | Non-coincident | 2023 | ACTUAL_OPG | Operational-demand | -19.0081 | NA
VIC | BETS22 | Bendigo (Powercor) 22 kV | Powercor | Shoulder | Non-coincident | 2023 | ACTUAL_ADJUSTEDOPG | Operational-demand | -19.0081 | NA
VIC | BETS22 | Bendigo (Powercor) 22 kV | Powercor | Shoulder | Coincident | 2024 | ACTUAL_OPG | Operational-demand | -8.3064 | NA
VIC | BETS22 | Bendigo (Powercor) 22 kV | Powercor | Shoulder | Coincident | 2024 | ACTUAL_RAW | Operational-demand | -8.3064 | NA
VIC | BETS22 | Bendigo (Powercor) 22 kV | Powercor | Shoulder | Non-coincident | 2024 | ACTUAL_RAW | Operational-demand | -8.9751 | NA
VIC | BETS22 | Bendigo (Powercor) 22 kV | Powercor | Shoulder | Non-coincident | 2024 | ACTUAL_OPG | Operational-demand | -8.9751 | NA
VIC | BETS22 | Bendigo (Powercor) 22 kV | Powercor | Shoulder | Non-coincident | 2024 | ACTUAL_ADJUSTEDOPG | Operational-demand | -8.9751 | NA
VIC | BETS22 | Bendigo (Powercor) 22 kV | Powercor | Shoulder | Coincident | 2025 | ACTUAL_OPG | Operational-demand | -14.1916 | NA
VIC | BETS22 | Bendigo (Powercor) 22 kV | Powercor | Shoulder | Coincident | 2025 | ACTUAL_RAW | Operational-demand | -14.1916 | NA
VIC | BETS22 | Bendigo (Powercor) 22 kV | Powercor | Shoulder | Non-coincident | 2025 | ACTUAL_RAW | Operational-demand | -14.1916 | NA
VIC | BETS22 | Bendigo (Powercor) 22 kV | Powercor | Shoulder | Non-coincident | 2025 | ACTUAL_OPG | Operational-demand | -14.1916 | NA
VIC | BETS22 | Bendigo (Powercor) 22 kV | Powercor | Shoulder | Non-coincident | 2025 | ACTUAL_ADJUSTEDOPG | Operational-demand | -14.1916 | NA
VIC | BETS22 | Bendigo (Powercor) 22 kV | Powercor | Shoulder | Non-coincident | 2025 | BASEYEARPOE90 | Operational-demand | -19.3506 | NA
VIC | BETS22 | Bendigo (Powercor) 22 kV | Powercor | Shoulder | Non-coincident | 2025 | BASEYEARPOE50 | Operational-demand | -17.1591 | NA
VIC | BETS22 | Bendigo (Powercor) 22 kV | Powercor | Shoulder | Coincident_unreconciled | 2026 | POE50 | Operational-demand | -19.8403 | NA
VIC | BETS22 | Bendigo (Powercor) 22 kV | Powercor | Shoulder | Coincident_unreconciled | 2026 | POE90 | Operational-demand | -21.6894 | NA
VIC | BETS22 | Bendigo (Powercor) 22 kV | Powercor | Shoulder | Non-coincident | 2026 | POE50 | Operational-demand | -20.6079 | NA
VIC | BETS22 | Bendigo (Powercor) 22 kV | Powercor | Shoulder | Non-coincident | 2026 | POE90 | Operational-demand | -22.5285 | NA
VIC | BETS22 | Bendigo (Powercor) 22 kV | Powercor | Shoulder | Coincident_unreconciled | 2027 | POE50 | Operational-demand | -22.9661 | NA
VIC | BETS22 | Bendigo (Powercor) 22 kV | Powercor | Shoulder | Coincident_unreconciled | 2027 | POE90 | Operational-demand | -24.8238 | NA
VIC | BETS22 | Bendigo (Powercor) 22 kV | Powercor | Shoulder | Non-coincident | 2027 | POE50 | Operational-demand | -23.8546 | NA
VIC | BETS22 | Bendigo (Powercor) 22 kV | Powercor | Shoulder | Non-coincident | 2027 | POE90 | Operational-demand | -25.7843 | NA
VIC | BETS22 | Bendigo (Powercor) 22 kV | Powercor | Shoulder | Coincident_unreconciled | 2028 | POE50 | Operational-demand | -25.9659 | NA
VIC | BETS22 | Bendigo (Powercor) 22 kV | Powercor | Shoulder | Coincident_unreconciled | 2028 | POE90 | Operational-demand | -27.8327 | NA
VIC | BETS22 | Bendigo (Powercor) 22 kV | Powercor | Shoulder | Non-coincident | 2028 | POE50 | Operational-demand | -26.9705 | NA
VIC | BETS22 | Bendigo (Powercor) 22 kV | Powercor | Shoulder | Non-coincident | 2028 | POE90 | Operational-demand | -28.9096 | NA
VIC | BETS22 | Bendigo (Powercor) 22 kV | Powercor | Shoulder | Coincident_unreconciled | 2029 | POE50 | Operational-demand | -28.9389 | NA
VIC | BETS22 | Bendigo (Powercor) 22 kV | Powercor | Shoulder | Coincident_unreconciled | 2029 | POE90 | Operational-demand | -30.8148 | NA
VIC | BETS22 | Bendigo (Powercor) 22 kV | Powercor | Shoulder | Non-coincident | 2029 | POE50 | Operational-demand | -30.0586 | NA
VIC | BETS22 | Bendigo (Powercor) 22 kV | Powercor | Shoulder | Non-coincident | 2029 | POE90 | Operational-demand | -32.0071 | NA
VIC | BETS22 | Bendigo (Powercor) 22 kV | Powercor | Shoulder | Coincident_unreconciled | 2030 | POE50 | Operational-demand | -31.8693 | NA
VIC | BETS22 | Bendigo (Powercor) 22 kV | Powercor | Shoulder | Coincident_unreconciled | 2030 | POE90 | Operational-demand | -33.7544 | NA
VIC | BETS22 | Bendigo (Powercor) 22 kV | Powercor | Shoulder | Non-coincident | 2030 | POE50 | Operational-demand | -33.1024 | NA
VIC | BETS22 | Bendigo (Powercor) 22 kV | Powercor | Shoulder | Non-coincident | 2030 | POE90 | Operational-demand | -35.0604 | NA
VIC | BETS22 | Bendigo (Powercor) 22 kV | Powercor | Shoulder | Coincident_unreconciled | 2031 | POE50 | Operational-demand | -34.8462 | NA
VIC | BETS22 | Bendigo (Powercor) 22 kV | Powercor | Shoulder | Coincident_unreconciled | 2031 | POE90 | Operational-demand | -36.7403 | NA
VIC | BETS22 | Bendigo (Powercor) 22 kV | Powercor | Shoulder | Non-coincident | 2031 | POE50 | Operational-demand | -36.1944 | NA
VIC | BETS22 | Bendigo (Powercor) 22 kV | Powercor | Shoulder | Non-coincident | 2031 | POE90 | Operational-demand | -38.1618 | NA
VIC | BETS22 | Bendigo (Powercor) 22 kV | Powercor | Shoulder | Coincident_unreconciled | 2032 | POE50 | Operational-demand | -37.0297 | NA
VIC | BETS22 | Bendigo (Powercor) 22 kV | Powercor | Shoulder | Coincident_unreconciled | 2032 | POE90 | Operational-demand | -38.9331 | NA
VIC | BETS22 | Bendigo (Powercor) 22 kV | Powercor | Shoulder | Non-coincident | 2032 | POE50 | Operational-demand | -38.4624 | NA
VIC | BETS22 | Bendigo (Powercor) 22 kV | Powercor | Shoulder | Non-coincident | 2032 | POE90 | Operational-demand | -40.4394 | NA
VIC | BETS22 | Bendigo (Powercor) 22 kV | Powercor | Shoulder | Coincident_unreconciled | 2033 | POE50 | Operational-demand | -38.5811 | NA
VIC | BETS22 | Bendigo (Powercor) 22 kV | Powercor | Shoulder | Coincident_unreconciled | 2033 | POE90 | Operational-demand | -40.4938 | NA
VIC | BETS22 | Bendigo (Powercor) 22 kV | Powercor | Shoulder | Non-coincident | 2033 | POE50 | Operational-demand | -40.0739 | NA
VIC | BETS22 | Bendigo (Powercor) 22 kV | Powercor | Shoulder | Non-coincident | 2033 | POE90 | Operational-demand | -42.0605 | NA
VIC | BETS22 | Bendigo (Powercor) 22 kV | Powercor | Shoulder | Coincident_unreconciled | 2034 | POE50 | Operational-demand | -40.0341 | NA
VIC | BETS22 | Bendigo (Powercor) 22 kV | Powercor | Shoulder | Coincident_unreconciled | 2034 | POE90 | Operational-demand | -41.956 | NA
VIC | BETS22 | Bendigo (Powercor) 22 kV | Powercor | Shoulder | Non-coincident | 2034 | POE50 | Operational-demand | -41.5831 | NA
VIC | BETS22 | Bendigo (Powercor) 22 kV | Powercor | Shoulder | Non-coincident | 2034 | POE90 | Operational-demand | -43.5794 | NA
VIC | BETS22 | Bendigo (Powercor) 22 kV | Powercor | Shoulder | Coincident_unreconciled | 2035 | POE50 | Operational-demand | -41.6801 | NA
VIC | BETS22 | Bendigo (Powercor) 22 kV | Powercor | Shoulder | Coincident_unreconciled | 2035 | POE90 | Operational-demand | -43.6113 | NA
VIC | BETS22 | Bendigo (Powercor) 22 kV | Powercor | Shoulder | Non-coincident | 2035 | POE50 | Operational-demand | -43.2928 | NA
VIC | BETS22 | Bendigo (Powercor) 22 kV | Powercor | Shoulder | Non-coincident | 2035 | POE90 | Operational-demand | -45.2987 | NA
VIC | BETS22 | Bendigo (Powercor) 22 kV | Powercor | Summer | Coincident | 2019 | ACTUAL_OPG | Operational-demand | 17.605 | 62.0593
VIC | BETS22 | Bendigo (Powercor) 22 kV | Powercor | Summer | Coincident | 2019 | ACTUAL_RAW | Operational-demand | 17.605 | 62.0593
VIC | BETS22 | Bendigo (Powercor) 22 kV | Powercor | Summer | Non-coincident | 2019 | ACTUAL_RAW | Operational-demand | 8.9475 | 75.694
VIC | BETS22 | Bendigo (Powercor) 22 kV | Powercor | Summer | Non-coincident | 2019 | ACTUAL_OPG | Operational-demand | 8.9475 | 75.694
VIC | BETS22 | Bendigo (Powercor) 22 kV | Powercor | Summer | Non-coincident | 2019 | ACTUAL_ADJUSTEDOPG | Operational-demand | 8.9475 | 75.694
VIC | BETS22 | Bendigo (Powercor) 22 kV | Powercor | Summer | Coincident | 2020 | ACTUAL_OPG | Operational-demand | 10.8648 | 78.3923
VIC | BETS22 | Bendigo (Powercor) 22 kV | Powercor | Summer | Coincident | 2020 | ACTUAL_RAW | Operational-demand | 10.8648 | 78.3923
VIC | BETS22 | Bendigo (Powercor) 22 kV | Powercor | Summer | Non-coincident | 2020 | ACTUAL_RAW | Operational-demand | 3.7239 | 78.3923
VIC | BETS22 | Bendigo (Powercor) 22 kV | Powercor | Summer | Non-coincident | 2020 | ACTUAL_OPG | Operational-demand | 3.7239 | 78.3923
VIC | BETS22 | Bendigo (Powercor) 22 kV | Powercor | Summer | Non-coincident | 2020 | ACTUAL_ADJUSTEDOPG | Operational-demand | 4.964 | 78.3923
VIC | BETS22 | Bendigo (Powercor) 22 kV | Powercor | Summer | Coincident | 2021 | ACTUAL_OPG | Operational-demand | 1.591 | 55.04
VIC | BETS22 | Bendigo (Powercor) 22 kV | Powercor | Summer | Coincident | 2021 | ACTUAL_RAW | Operational-demand | 1.591 | 55.04
VIC | BETS22 | Bendigo (Powercor) 22 kV | Powercor | Summer | Non-coincident | 2021 | ACTUAL_RAW | Operational-demand | -0.48564 | 64.7941
VIC | BETS22 | Bendigo (Powercor) 22 kV | Powercor | Summer | Non-coincident | 2021 | ACTUAL_OPG | Operational-demand | -0.48564 | 64.7941
VIC | BETS22 | Bendigo (Powercor) 22 kV | Powercor | Summer | Non-coincident | 2021 | ACTUAL_ADJUSTEDOPG | Operational-demand | -0.48564 | 64.7941
VIC | BETS22 | Bendigo (Powercor) 22 kV | Powercor | Summer | Coincident | 2022 | ACTUAL_OPG | Operational-demand | -0.82375 | 59.4955
VIC | BETS22 | Bendigo (Powercor) 22 kV | Powercor | Summer | Coincident | 2022 | ACTUAL_RAW | Operational-demand | -0.82375 | 59.4955
VIC | BETS22 | Bendigo (Powercor) 22 kV | Powercor | Summer | Non-coincident | 2022 | ACTUAL_RAW | Operational-demand | -3.7545 | 68.0644
VIC | BETS22 | Bendigo (Powercor) 22 kV | Powercor | Summer | Non-coincident | 2022 | ACTUAL_OPG | Operational-demand | -3.7545 | 68.0644
VIC | BETS22 | Bendigo (Powercor) 22 kV | Powercor | Summer | Non-coincident | 2022 | ACTUAL_ADJUSTEDOPG | Operational-demand | -3.7545 | 68.0644
VIC | BETS22 | Bendigo (Powercor) 22 kV | Powercor | Summer | Coincident | 2023 | ACTUAL_OPG | Operational-demand | -5.1891 | 57.3665
VIC | BETS22 | Bendigo (Powercor) 22 kV | Powercor | Summer | Coincident | 2023 | ACTUAL_RAW | Operational-demand | -5.1891 | 57.3665
VIC | BETS22 | Bendigo (Powercor) 22 kV | Powercor | Summer | Non-coincident | 2023 | ACTUAL_RAW | Operational-demand | -13.2788 | 71.1478
VIC | BETS22 | Bendigo (Powercor) 22 kV | Powercor | Summer | Non-coincident | 2023 | ACTUAL_OPG | Operational-demand | -13.2788 | 71.1478
VIC | BETS22 | Bendigo (Powercor) 22 kV | Powercor | Summer | Non-coincident | 2023 | ACTUAL_ADJUSTEDOPG | Operational-demand | -13.2788 | 71.1478
VIC | BETS22 | Bendigo (Powercor) 22 kV | Powercor | Summer | Coincident | 2024 | ACTUAL_OPG | Operational-demand | -8.7897 | 62.0736
VIC | BETS22 | Bendigo (Powercor) 22 kV | Powercor | Summer | Coincident | 2024 | ACTUAL_RAW | Operational-demand | -8.7897 | 62.0736
VIC | BETS22 | Bendigo (Powercor) 22 kV | Powercor | Summer | Non-coincident | 2024 | ACTUAL_RAW | Operational-demand | -10.1351 | 69.401
VIC | BETS22 | Bendigo (Powercor) 22 kV | Powercor | Summer | Non-coincident | 2024 | ACTUAL_OPG | Operational-demand | -10.1351 | 69.401
VIC | BETS22 | Bendigo (Powercor) 22 kV | Powercor | Summer | Non-coincident | 2024 | ACTUAL_ADJUSTEDOPG | Operational-demand | -10.1351 | 69.401
VIC | BETS22 | Bendigo (Powercor) 22 kV | Powercor | Summer | Coincident | 2025 | ACTUAL_OPG | Operational-demand | -6.2703 | 67.3125
VIC | BETS22 | Bendigo (Powercor) 22 kV | Powercor | Summer | Coincident | 2025 | ACTUAL_RAW | Operational-demand | -6.2703 | 67.3125
VIC | BETS22 | Bendigo (Powercor) 22 kV | Powercor | Summer | Non-coincident | 2025 | ACTUAL_RAW | Operational-demand | -13.5732 | 77.1487
VIC | BETS22 | Bendigo (Powercor) 22 kV | Powercor | Summer | Non-coincident | 2025 | ACTUAL_OPG | Operational-demand | -13.5732 | 77.1487
VIC | BETS22 | Bendigo (Powercor) 22 kV | Powercor | Summer | Non-coincident | 2025 | ACTUAL_ADJUSTEDOPG | Operational-demand | -13.5732 | 77.1487
VIC | BETS22 | Bendigo (Powercor) 22 kV | Powercor | Summer | Non-coincident | 2025 | BASEYEARPOE90 | Operational-demand | -20.6189 | NA
VIC | BETS22 | Bendigo (Powercor) 22 kV | Powercor | Summer | Non-coincident | 2025 | BASEYEARPOE50 | Operational-demand | -18.866 | 78.2929
VIC | BETS22 | Bendigo (Powercor) 22 kV | Powercor | Summer | Coincident_unreconciled | 2026 | POE50 | Operational-demand | -14.4818 | NA
VIC | BETS22 | Bendigo (Powercor) 22 kV | Powercor | Summer | Coincident_unreconciled | 2026 | POE90 | Operational-demand | -15.2228 | NA
VIC | BETS22 | Bendigo (Powercor) 22 kV | Powercor | Summer | Non-coincident | 2026 | POE50 | Operational-demand | -21.7899 | 79.4296
VIC | BETS22 | Bendigo (Powercor) 22 kV | Powercor | Summer | Non-coincident | 2026 | POE90 | Operational-demand | -22.9049 | NA
VIC | BETS22 | Bendigo (Powercor) 22 kV | Powercor | Summer | Coincident_unreconciled | 2027 | POE50 | Operational-demand | -16.7358 | NA
VIC | BETS22 | Bendigo (Powercor) 22 kV | Powercor | Summer | Coincident_unreconciled | 2027 | POE90 | Operational-demand | -17.4804 | NA
VIC | BETS22 | Bendigo (Powercor) 22 kV | Powercor | Summer | Non-coincident | 2027 | POE50 | Operational-demand | -25.1815 | 79.5532
VIC | BETS22 | Bendigo (Powercor) 22 kV | Powercor | Summer | Non-coincident | 2027 | POE90 | Operational-demand | -26.3017 | NA
VIC | BETS22 | Bendigo (Powercor) 22 kV | Powercor | Summer | Coincident_unreconciled | 2028 | POE50 | Operational-demand | -18.8867 | NA
VIC | BETS22 | Bendigo (Powercor) 22 kV | Powercor | Summer | Coincident_unreconciled | 2028 | POE90 | Operational-demand | -19.6349 | NA
VIC | BETS22 | Bendigo (Powercor) 22 kV | Powercor | Summer | Non-coincident | 2028 | POE50 | Operational-demand | -28.4179 | 79.7733
VIC | BETS22 | Bendigo (Powercor) 22 kV | Powercor | Summer | Non-coincident | 2028 | POE90 | Operational-demand | -29.5436 | NA
VIC | BETS22 | Bendigo (Powercor) 22 kV | Powercor | Summer | Coincident_unreconciled | 2029 | POE50 | Operational-demand | -21.032 | NA
VIC | BETS22 | Bendigo (Powercor) 22 kV | Powercor | Summer | Coincident_unreconciled | 2029 | POE90 | Operational-demand | -21.7838 | NA
VIC | BETS22 | Bendigo (Powercor) 22 kV | Powercor | Summer | Non-coincident | 2029 | POE50 | Operational-demand | -31.6457 | 80.04
VIC | BETS22 | Bendigo (Powercor) 22 kV | Powercor | Summer | Non-coincident | 2029 | POE90 | Operational-demand | -32.7769 | NA
VIC | BETS22 | Bendigo (Powercor) 22 kV | Powercor | Summer | Coincident_unreconciled | 2030 | POE50 | Operational-demand | -23.1613 | NA
VIC | BETS22 | Bendigo (Powercor) 22 kV | Powercor | Summer | Coincident_unreconciled | 2030 | POE90 | Operational-demand | -23.9167 | NA
VIC | BETS22 | Bendigo (Powercor) 22 kV | Powercor | Summer | Non-coincident | 2030 | POE50 | Operational-demand | -34.8495 | 80.3575
VIC | BETS22 | Bendigo (Powercor) 22 kV | Powercor | Summer | Non-coincident | 2030 | POE90 | Operational-demand | -35.9862 | NA
VIC | BETS22 | Bendigo (Powercor) 22 kV | Powercor | Summer | Coincident_unreconciled | 2031 | POE50 | Operational-demand | -25.3288 | NA
VIC | BETS22 | Bendigo (Powercor) 22 kV | Powercor | Summer | Coincident_unreconciled | 2031 | POE90 | Operational-demand | -26.0879 | NA
VIC | BETS22 | Bendigo (Powercor) 22 kV | Powercor | Summer | Non-coincident | 2031 | POE50 | Operational-demand | -38.1109 | 80.6722
VIC | BETS22 | Bendigo (Powercor) 22 kV | Powercor | Summer | Non-coincident | 2031 | POE90 | Operational-demand | -39.2531 | NA
VIC | BETS22 | Bendigo (Powercor) 22 kV | Powercor | Summer | Coincident_unreconciled | 2032 | POE50 | Operational-demand | -26.9114 | NA
VIC | BETS22 | Bendigo (Powercor) 22 kV | Powercor | Summer | Coincident_unreconciled | 2032 | POE90 | Operational-demand | -27.6742 | NA
VIC | BETS22 | Bendigo (Powercor) 22 kV | Powercor | Summer | Non-coincident | 2032 | POE50 | Operational-demand | -40.4922 | 81.1094
VIC | BETS22 | Bendigo (Powercor) 22 kV | Powercor | Summer | Non-coincident | 2032 | POE90 | Operational-demand | -41.6399 | NA
VIC | BETS22 | Bendigo (Powercor) 22 kV | Powercor | Summer | Coincident_unreconciled | 2033 | POE50 | Operational-demand | -28.0472 | NA
VIC | BETS22 | Bendigo (Powercor) 22 kV | Powercor | Summer | Coincident_unreconciled | 2033 | POE90 | Operational-demand | -28.8137 | NA
VIC | BETS22 | Bendigo (Powercor) 22 kV | Powercor | Summer | Non-coincident | 2033 | POE50 | Operational-demand | -42.2011 | 81.6279
VIC | BETS22 | Bendigo (Powercor) 22 kV | Powercor | Summer | Non-coincident | 2033 | POE90 | Operational-demand | -43.3544 | NA
VIC | BETS22 | Bendigo (Powercor) 22 kV | Powercor | Summer | Coincident_unreconciled | 2034 | POE50 | Operational-demand | -29.12 | NA
VIC | BETS22 | Bendigo (Powercor) 22 kV | Powercor | Summer | Coincident_unreconciled | 2034 | POE90 | Operational-demand | -29.8903 | NA
VIC | BETS22 | Bendigo (Powercor) 22 kV | Powercor | Summer | Non-coincident | 2034 | POE50 | Operational-demand | -43.8153 | 82.1587
VIC | BETS22 | Bendigo (Powercor) 22 kV | Powercor | Summer | Non-coincident | 2034 | POE90 | Operational-demand | -44.9742 | NA
VIC | BETS22 | Bendigo (Powercor) 22 kV | Powercor | Summer | Coincident_unreconciled | 2035 | POE50 | Operational-demand | -30.3342 | NA
VIC | BETS22 | Bendigo (Powercor) 22 kV | Powercor | Summer | Coincident_unreconciled | 2035 | POE90 | Operational-demand | -31.1082 | NA
VIC | BETS22 | Bendigo (Powercor) 22 kV | Powercor | Summer | Non-coincident | 2035 | POE50 | Operational-demand | -45.6422 | 82.6686
VIC | BETS22 | Bendigo (Powercor) 22 kV | Powercor | Summer | Non-coincident | 2035 | POE90 | Operational-demand | -46.8068 | NA
VIC | BETS22 | Bendigo (Powercor) 22 kV | Powercor | Summer | Non-coincident | 2025 | BASEYEARPOE10 | Operational-demand | NA | 90.3501
VIC | BETS22 | Bendigo (Powercor) 22 kV | Powercor | Summer | Coincident | 2026 | POE10 | Operational-demand | NA | 73.3967
VIC | BETS22 | Bendigo (Powercor) 22 kV | Powercor | Summer | Coincident | 2026 | POE50 | Operational-demand | NA | 66.3432
VIC | BETS22 | Bendigo (Powercor) 22 kV | Powercor | Summer | Non-coincident | 2026 | POE10 | Operational-demand | NA | 90.577
VIC | BETS22 | Bendigo (Powercor) 22 kV | Powercor | Summer | Coincident | 2027 | POE10 | Operational-demand | NA | 71.6027
VIC | BETS22 | Bendigo (Powercor) 22 kV | Powercor | Summer | Coincident | 2027 | POE50 | Operational-demand | NA | 64.2591
VIC | BETS22 | Bendigo (Powercor) 22 kV | Powercor | Summer | Non-coincident | 2027 | POE10 | Operational-demand | NA | 90.7528
VIC | BETS22 | Bendigo (Powercor) 22 kV | Powercor | Summer | Coincident | 2028 | POE10 | Operational-demand | NA | 70.0957
VIC | BETS22 | Bendigo (Powercor) 22 kV | Powercor | Summer | Coincident | 2028 | POE50 | Operational-demand | NA | 62.4199
VIC | BETS22 | Bendigo (Powercor) 22 kV | Powercor | Summer | Non-coincident | 2028 | POE10 | Operational-demand | NA | 91.0277
VIC | BETS22 | Bendigo (Powercor) 22 kV | Powercor | Summer | Coincident | 2029 | POE10 | Operational-demand | NA | 69.0882
VIC | BETS22 | Bendigo (Powercor) 22 kV | Powercor | Summer | Coincident | 2029 | POE50 | Operational-demand | NA | 61.5498
VIC | BETS22 | Bendigo (Powercor) 22 kV | Powercor | Summer | Non-coincident | 2029 | POE10 | Operational-demand | NA | 91.3493
VIC | BETS22 | Bendigo (Powercor) 22 kV | Powercor | Summer | Coincident | 2030 | POE10 | Operational-demand | NA | 68.3495
VIC | BETS22 | Bendigo (Powercor) 22 kV | Powercor | Summer | Coincident | 2030 | POE50 | Operational-demand | NA | 60.6955
VIC | BETS22 | Bendigo (Powercor) 22 kV | Powercor | Summer | Non-coincident | 2030 | POE10 | Operational-demand | NA | 91.7216
VIC | BETS22 | Bendigo (Powercor) 22 kV | Powercor | Summer | Coincident | 2031 | POE10 | Operational-demand | NA | 66.8841
VIC | BETS22 | Bendigo (Powercor) 22 kV | Powercor | Summer | Coincident | 2031 | POE50 | Operational-demand | NA | 59.6753
VIC | BETS22 | Bendigo (Powercor) 22 kV | Powercor | Summer | Non-coincident | 2031 | POE10 | Operational-demand | NA | 92.0912
VIC | BETS22 | Bendigo (Powercor) 22 kV | Powercor | Summer | Coincident | 2032 | POE10 | Operational-demand | NA | 65.2336
VIC | BETS22 | Bendigo (Powercor) 22 kV | Powercor | Summer | Coincident | 2032 | POE50 | Operational-demand | NA | 58.0882
VIC | BETS22 | Bendigo (Powercor) 22 kV | Powercor | Summer | Non-coincident | 2032 | POE10 | Operational-demand | NA | 92.5839
VIC | BETS22 | Bendigo (Powercor) 22 kV | Powercor | Summer | Coincident | 2033 | POE10 | Operational-demand | NA | 64.1011
VIC | BETS22 | Bendigo (Powercor) 22 kV | Powercor | Summer | Coincident | 2033 | POE50 | Operational-demand | NA | 56.5562
VIC | BETS22 | Bendigo (Powercor) 22 kV | Powercor | Summer | Non-coincident | 2033 | POE10 | Operational-demand | NA | 93.1584
VIC | BETS22 | Bendigo (Powercor) 22 kV | Powercor | Summer | Coincident | 2034 | POE10 | Operational-demand | NA | 63.8352
VIC | BETS22 | Bendigo (Powercor) 22 kV | Powercor | Summer | Coincident | 2034 | POE50 | Operational-demand | NA | 56.3881
VIC | BETS22 | Bendigo (Powercor) 22 kV | Powercor | Summer | Non-coincident | 2034 | POE10 | Operational-demand | NA | 93.7452
VIC | BETS22 | Bendigo (Powercor) 22 kV | Powercor | Summer | Coincident | 2035 | POE10 | Operational-demand | NA | 63.8253
VIC | BETS22 | Bendigo (Powercor) 22 kV | Powercor | Summer | Coincident | 2035 | POE50 | Operational-demand | NA | 56.3942
VIC | BETS22 | Bendigo (Powercor) 22 kV | Powercor | Summer | Non-coincident | 2035 | POE10 | Operational-demand | NA | 94.311
VIC | BETS22 | Bendigo (Powercor) 22 kV | Powercor | Winter | Coincident | 2018 | ACTUAL_OPG | Operational-demand | NA | 45.1455
VIC | BETS22 | Bendigo (Powercor) 22 kV | Powercor | Winter | Coincident | 2018 | ACTUAL_RAW | Operational-demand | NA | 45.1455
VIC | BETS22 | Bendigo (Powercor) 22 kV | Powercor | Winter | Non-coincident | 2018 | ACTUAL_RAW | Operational-demand | NA | 51.5722
VIC | BETS22 | Bendigo (Powercor) 22 kV | Powercor | Winter | Non-coincident | 2018 | ACTUAL_OPG | Operational-demand | NA | 51.5722
VIC | BETS22 | Bendigo (Powercor) 22 kV | Powercor | Winter | Non-coincident | 2018 | ACTUAL_ADJUSTEDOPG | Operational-demand | NA | 51.5722
VIC | BETS22 | Bendigo (Powercor) 22 kV | Powercor | Winter | Coincident | 2019 | ACTUAL_OPG | Operational-demand | NA | 52.3565
VIC | BETS22 | Bendigo (Powercor) 22 kV | Powercor | Winter | Coincident | 2019 | ACTUAL_RAW | Operational-demand | NA | 52.3565
VIC | BETS22 | Bendigo (Powercor) 22 kV | Powercor | Winter | Non-coincident | 2019 | ACTUAL_RAW | Operational-demand | NA | 52.4759
VIC | BETS22 | Bendigo (Powercor) 22 kV | Powercor | Winter | Non-coincident | 2019 | ACTUAL_OPG | Operational-demand | NA | 52.4759
VIC | BETS22 | Bendigo (Powercor) 22 kV | Powercor | Winter | Non-coincident | 2019 | ACTUAL_ADJUSTEDOPG | Operational-demand | NA | 52.4759
VIC | BETS22 | Bendigo (Powercor) 22 kV | Powercor | Winter | Coincident | 2020 | ACTUAL_OPG | Operational-demand | NA | 54.6661
VIC | BETS22 | Bendigo (Powercor) 22 kV | Powercor | Winter | Coincident | 2020 | ACTUAL_RAW | Operational-demand | NA | 54.6661
VIC | BETS22 | Bendigo (Powercor) 22 kV | Powercor | Winter | Non-coincident | 2020 | ACTUAL_RAW | Operational-demand | NA | 54.8534
VIC | BETS22 | Bendigo (Powercor) 22 kV | Powercor | Winter | Non-coincident | 2020 | ACTUAL_OPG | Operational-demand | NA | 54.8534
VIC | BETS22 | Bendigo (Powercor) 22 kV | Powercor | Winter | Non-coincident | 2020 | ACTUAL_ADJUSTEDOPG | Operational-demand | NA | 54.8534
VIC | BETS22 | Bendigo (Powercor) 22 kV | Powercor | Winter | Coincident | 2021 | ACTUAL_OPG | Operational-demand | NA | 53.625
VIC | BETS22 | Bendigo (Powercor) 22 kV | Powercor | Winter | Coincident | 2021 | ACTUAL_RAW | Operational-demand | NA | 53.625
VIC | BETS22 | Bendigo (Powercor) 22 kV | Powercor | Winter | Non-coincident | 2021 | ACTUAL_RAW | Operational-demand | NA | 56.476
VIC | BETS22 | Bendigo (Powercor) 22 kV | Powercor | Winter | Non-coincident | 2021 | ACTUAL_OPG | Operational-demand | NA | 56.476
VIC | BETS22 | Bendigo (Powercor) 22 kV | Powercor | Winter | Non-coincident | 2021 | ACTUAL_ADJUSTEDOPG | Operational-demand | NA | 56.476
VIC | BETS22 | Bendigo (Powercor) 22 kV | Powercor | Winter | Coincident | 2022 | ACTUAL_OPG | Operational-demand | NA | 56.2581
VIC | BETS22 | Bendigo (Powercor) 22 kV | Powercor | Winter | Coincident | 2022 | ACTUAL_RAW | Operational-demand | NA | 56.2581
VIC | BETS22 | Bendigo (Powercor) 22 kV | Powercor | Winter | Non-coincident | 2022 | ACTUAL_RAW | Operational-demand | NA | 58.0438
VIC | BETS22 | Bendigo (Powercor) 22 kV | Powercor | Winter | Non-coincident | 2022 | ACTUAL_OPG | Operational-demand | NA | 58.0438
VIC | BETS22 | Bendigo (Powercor) 22 kV | Powercor | Winter | Non-coincident | 2022 | ACTUAL_ADJUSTEDOPG | Operational-demand | NA | 58.0438
VIC | BETS22 | Bendigo (Powercor) 22 kV | Powercor | Winter | Coincident | 2023 | ACTUAL_OPG | Operational-demand | NA | 58.2036
VIC | BETS22 | Bendigo (Powercor) 22 kV | Powercor | Winter | Coincident | 2023 | ACTUAL_RAW | Operational-demand | NA | 58.2036
VIC | BETS22 | Bendigo (Powercor) 22 kV | Powercor | Winter | Non-coincident | 2023 | ACTUAL_RAW | Operational-demand | NA | 62.2408
VIC | BETS22 | Bendigo (Powercor) 22 kV | Powercor | Winter | Non-coincident | 2023 | ACTUAL_OPG | Operational-demand | NA | 62.2408
VIC | BETS22 | Bendigo (Powercor) 22 kV | Powercor | Winter | Non-coincident | 2023 | ACTUAL_ADJUSTEDOPG | Operational-demand | NA | 62.2408
VIC | BETS22 | Bendigo (Powercor) 22 kV | Powercor | Winter | Coincident | 2024 | ACTUAL_OPG | Operational-demand | NA | 59.1396
VIC | BETS22 | Bendigo (Powercor) 22 kV | Powercor | Winter | Coincident | 2024 | ACTUAL_RAW | Operational-demand | NA | 59.1396
VIC | BETS22 | Bendigo (Powercor) 22 kV | Powercor | Winter | Non-coincident | 2024 | ACTUAL_RAW | Operational-demand | NA | 62.2793
VIC | BETS22 | Bendigo (Powercor) 22 kV | Powercor | Winter | Non-coincident | 2024 | ACTUAL_OPG | Operational-demand | NA | 62.2793
VIC | BETS22 | Bendigo (Powercor) 22 kV | Powercor | Winter | Non-coincident | 2024 | ACTUAL_ADJUSTEDOPG | Operational-demand | NA | 62.2793
VIC | BETS22 | Bendigo (Powercor) 22 kV | Powercor | Winter | Coincident | 2025 | POE10 | Operational-demand | NA | 53.0322
VIC | BETS22 | Bendigo (Powercor) 22 kV | Powercor | Winter | Coincident | 2025 | POE50 | Operational-demand | NA | 51.8439
VIC | BETS22 | Bendigo (Powercor) 22 kV | Powercor | Winter | Non-coincident | 2025 | ACTUAL_RAW | Operational-demand | NA | 65.097
VIC | BETS22 | Bendigo (Powercor) 22 kV | Powercor | Winter | Non-coincident | 2025 | ACTUAL_ADJUSTEDOPG | Operational-demand | NA | 65.097
VIC | BETS22 | Bendigo (Powercor) 22 kV | Powercor | Winter | Non-coincident | 2025 | BASEYEARPOE50 | Operational-demand | NA | 56.5791
VIC | BETS22 | Bendigo (Powercor) 22 kV | Powercor | Winter | Non-coincident | 2025 | BASEYEARPOE10 | Operational-demand | NA | 58.3521
VIC | BETS22 | Bendigo (Powercor) 22 kV | Powercor | Winter | Non-coincident | 2025 | POE10 | Operational-demand | NA | 58.4623
VIC | BETS22 | Bendigo (Powercor) 22 kV | Powercor | Winter | Non-coincident | 2025 | POE50 | Operational-demand | NA | 56.6656
VIC | BETS22 | Bendigo (Powercor) 22 kV | Powercor | Winter | Coincident | 2026 | POE10 | Operational-demand | NA | 51.3223
VIC | BETS22 | Bendigo (Powercor) 22 kV | Powercor | Winter | Coincident | 2026 | POE50 | Operational-demand | NA | 50.0785
VIC | BETS22 | Bendigo (Powercor) 22 kV | Powercor | Winter | Non-coincident | 2026 | POE10 | Operational-demand | NA | 58.723
VIC | BETS22 | Bendigo (Powercor) 22 kV | Powercor | Winter | Non-coincident | 2026 | POE50 | Operational-demand | NA | 56.9184
VIC | BETS22 | Bendigo (Powercor) 22 kV | Powercor | Winter | Coincident | 2027 | POE10 | Operational-demand | NA | 49.7582
VIC | BETS22 | Bendigo (Powercor) 22 kV | Powercor | Winter | Coincident | 2027 | POE50 | Operational-demand | NA | 48.4303
VIC | BETS22 | Bendigo (Powercor) 22 kV | Powercor | Winter | Non-coincident | 2027 | POE10 | Operational-demand | NA | 59.09
VIC | BETS22 | Bendigo (Powercor) 22 kV | Powercor | Winter | Non-coincident | 2027 | POE50 | Operational-demand | NA | 57.2766
VIC | BETS22 | Bendigo (Powercor) 22 kV | Powercor | Winter | Coincident | 2028 | POE10 | Operational-demand | NA | 49.1555
VIC | BETS22 | Bendigo (Powercor) 22 kV | Powercor | Winter | Coincident | 2028 | POE50 | Operational-demand | NA | 47.8852
VIC | BETS22 | Bendigo (Powercor) 22 kV | Powercor | Winter | Non-coincident | 2028 | POE10 | Operational-demand | NA | 59.5205
VIC | BETS22 | Bendigo (Powercor) 22 kV | Powercor | Winter | Non-coincident | 2028 | POE50 | Operational-demand | NA | 57.6982
VIC | BETS22 | Bendigo (Powercor) 22 kV | Powercor | Winter | Coincident | 2029 | POE10 | Operational-demand | NA | 48.9542
VIC | BETS22 | Bendigo (Powercor) 22 kV | Powercor | Winter | Coincident | 2029 | POE50 | Operational-demand | NA | 47.7104
VIC | BETS22 | Bendigo (Powercor) 22 kV | Powercor | Winter | Non-coincident | 2029 | POE10 | Operational-demand | NA | 60.009
VIC | BETS22 | Bendigo (Powercor) 22 kV | Powercor | Winter | Non-coincident | 2029 | POE50 | Operational-demand | NA | 58.1778
VIC | BETS22 | Bendigo (Powercor) 22 kV | Powercor | Winter | Coincident | 2030 | POE10 | Operational-demand | NA | 48.6748
VIC | BETS22 | Bendigo (Powercor) 22 kV | Powercor | Winter | Coincident | 2030 | POE50 | Operational-demand | NA | 47.4327
VIC | BETS22 | Bendigo (Powercor) 22 kV | Powercor | Winter | Non-coincident | 2030 | POE10 | Operational-demand | NA | 60.5034
VIC | BETS22 | Bendigo (Powercor) 22 kV | Powercor | Winter | Non-coincident | 2030 | POE50 | Operational-demand | NA | 58.6634
VIC | BETS22 | Bendigo (Powercor) 22 kV | Powercor | Winter | Coincident | 2031 | POE10 | Operational-demand | NA | 48.4788
VIC | BETS22 | Bendigo (Powercor) 22 kV | Powercor | Winter | Coincident | 2031 | POE50 | Operational-demand | NA | 47.2485
VIC | BETS22 | Bendigo (Powercor) 22 kV | Powercor | Winter | Non-coincident | 2031 | POE10 | Operational-demand | NA | 61.0095
VIC | BETS22 | Bendigo (Powercor) 22 kV | Powercor | Winter | Non-coincident | 2031 | POE50 | Operational-demand | NA | 59.1606
VIC | BETS22 | Bendigo (Powercor) 22 kV | Powercor | Winter | Coincident | 2032 | POE10 | Operational-demand | NA | 47.8976
VIC | BETS22 | Bendigo (Powercor) 22 kV | Powercor | Winter | Coincident | 2032 | POE50 | Operational-demand | NA | 46.5992
VIC | BETS22 | Bendigo (Powercor) 22 kV | Powercor | Winter | Non-coincident | 2032 | POE10 | Operational-demand | NA | 61.5396
VIC | BETS22 | Bendigo (Powercor) 22 kV | Powercor | Winter | Non-coincident | 2032 | POE50 | Operational-demand | NA | 59.6816
VIC | BETS22 | Bendigo (Powercor) 22 kV | Powercor | Winter | Coincident | 2033 | POE10 | Operational-demand | NA | 47.105
VIC | BETS22 | Bendigo (Powercor) 22 kV | Powercor | Winter | Coincident | 2033 | POE50 | Operational-demand | NA | 45.8385
VIC | BETS22 | Bendigo (Powercor) 22 kV | Powercor | Winter | Non-coincident | 2033 | POE10 | Operational-demand | NA | 62.0667
VIC | BETS22 | Bendigo (Powercor) 22 kV | Powercor | Winter | Non-coincident | 2033 | POE50 | Operational-demand | NA | 60.1997
VIC | BETS22 | Bendigo (Powercor) 22 kV | Powercor | Winter | Coincident | 2034 | POE10 | Operational-demand | NA | 47.146
VIC | BETS22 | Bendigo (Powercor) 22 kV | Powercor | Winter | Coincident | 2034 | POE50 | Operational-demand | NA | 45.9081
VIC | BETS22 | Bendigo (Powercor) 22 kV | Powercor | Winter | Non-coincident | 2034 | POE10 | Operational-demand | NA | 62.5851
VIC | BETS22 | Bendigo (Powercor) 22 kV | Powercor | Winter | Non-coincident | 2034 | POE50 | Operational-demand | NA | 60.709
VIC | BETS66 | Bendigo (Powercor) 66 kV | Powercor | Shoulder | Coincident | 2019 | ACTUAL_OPG | Operational-demand | 33.9349 | NA
VIC | BETS66 | Bendigo (Powercor) 66 kV | Powercor | Shoulder | Coincident | 2019 | ACTUAL_RAW | Operational-demand | 33.9349 | NA
VIC | BETS66 | Bendigo (Powercor) 66 kV | Powercor | Shoulder | Non-coincident | 2019 | ACTUAL_RAW | Operational-demand | 14.4815 | NA
VIC | BETS66 | Bendigo (Powercor) 66 kV | Powercor | Shoulder | Non-coincident | 2019 | ACTUAL_OPG | Operational-demand | 14.4815 | NA
VIC | BETS66 | Bendigo (Powercor) 66 kV | Powercor | Shoulder | Non-coincident | 2019 | ACTUAL_ADJUSTEDOPG | Operational-demand | 14.4815 | NA
VIC | BETS66 | Bendigo (Powercor) 66 kV | Powercor | Shoulder | Coincident | 2020 | ACTUAL_OPG | Operational-demand | 26.1593 | NA
VIC | BETS66 | Bendigo (Powercor) 66 kV | Powercor | Shoulder | Coincident | 2020 | ACTUAL_RAW | Operational-demand | 26.1593 | NA
VIC | BETS66 | Bendigo (Powercor) 66 kV | Powercor | Shoulder | Non-coincident | 2020 | ACTUAL_RAW | Operational-demand | 4.1235 | NA
VIC | BETS66 | Bendigo (Powercor) 66 kV | Powercor | Shoulder | Non-coincident | 2020 | ACTUAL_OPG | Operational-demand | 4.1235 | NA
VIC | BETS66 | Bendigo (Powercor) 66 kV | Powercor | Shoulder | Non-coincident | 2020 | ACTUAL_ADJUSTEDOPG | Operational-demand | 4.1235 | NA
VIC | BETS66 | Bendigo (Powercor) 66 kV | Powercor | Shoulder | Coincident | 2021 | ACTUAL_OPG | Operational-demand | 11.0461 | NA
VIC | BETS66 | Bendigo (Powercor) 66 kV | Powercor | Shoulder | Coincident | 2021 | ACTUAL_RAW | Operational-demand | 11.0461 | NA
VIC | BETS66 | Bendigo (Powercor) 66 kV | Powercor | Shoulder | Non-coincident | 2021 | ACTUAL_RAW | Operational-demand | -0.58827 | NA
VIC | BETS66 | Bendigo (Powercor) 66 kV | Powercor | Shoulder | Non-coincident | 2021 | ACTUAL_OPG | Operational-demand | -0.58827 | NA
VIC | BETS66 | Bendigo (Powercor) 66 kV | Powercor | Shoulder | Non-coincident | 2021 | ACTUAL_ADJUSTEDOPG | Operational-demand | -0.58827 | NA
VIC | BETS66 | Bendigo (Powercor) 66 kV | Powercor | Shoulder | Coincident | 2022 | ACTUAL_OPG | Operational-demand | 2.3106 | NA
VIC | BETS66 | Bendigo (Powercor) 66 kV | Powercor | Shoulder | Coincident | 2022 | ACTUAL_RAW | Operational-demand | 2.3106 | NA
VIC | BETS66 | Bendigo (Powercor) 66 kV | Powercor | Shoulder | Non-coincident | 2022 | ACTUAL_RAW | Operational-demand | -2.3682 | NA
VIC | BETS66 | Bendigo (Powercor) 66 kV | Powercor | Shoulder | Non-coincident | 2022 | ACTUAL_OPG | Operational-demand | -2.3682 | NA
VIC | BETS66 | Bendigo (Powercor) 66 kV | Powercor | Shoulder | Non-coincident | 2022 | ACTUAL_ADJUSTEDOPG | Operational-demand | -2.3682 | NA
VIC | BETS66 | Bendigo (Powercor) 66 kV | Powercor | Shoulder | Coincident | 2023 | ACTUAL_OPG | Operational-demand | 14.4219 | NA
VIC | BETS66 | Bendigo (Powercor) 66 kV | Powercor | Shoulder | Coincident | 2023 | ACTUAL_RAW | Operational-demand | 14.4219 | NA
VIC | BETS66 | Bendigo (Powercor) 66 kV | Powercor | Shoulder | Non-coincident | 2023 | ACTUAL_RAW | Operational-demand | -10.009 | NA
VIC | BETS66 | Bendigo (Powercor) 66 kV | Powercor | Shoulder | Non-coincident | 2023 | ACTUAL_OPG | Operational-demand | -10.009 | NA
VIC | BETS66 | Bendigo (Powercor) 66 kV | Powercor | Shoulder | Non-coincident | 2023 | ACTUAL_ADJUSTEDOPG | Operational-demand | -10.009 | NA
VIC | BETS66 | Bendigo (Powercor) 66 kV | Powercor | Shoulder | Coincident | 2024 | ACTUAL_OPG | Operational-demand | -15.5915 | NA
VIC | BETS66 | Bendigo (Powercor) 66 kV | Powercor | Shoulder | Coincident | 2024 | ACTUAL_RAW | Operational-demand | -15.5915 | NA
VIC | BETS66 | Bendigo (Powercor) 66 kV | Powercor | Shoulder | Non-coincident | 2024 | ACTUAL_RAW | Operational-demand | -28.5988 | NA
VIC | BETS66 | Bendigo (Powercor) 66 kV | Powercor | Shoulder | Non-coincident | 2024 | ACTUAL_OPG | Operational-demand | -28.5988 | NA
VIC | BETS66 | Bendigo (Powercor) 66 kV | Powercor | Shoulder | Non-coincident | 2024 | ACTUAL_ADJUSTEDOPG | Operational-demand | -28.5988 | NA
VIC | BETS66 | Bendigo (Powercor) 66 kV | Powercor | Shoulder | Coincident | 2025 | ACTUAL_OPG | Operational-demand | -15.6087 | NA
VIC | BETS66 | Bendigo (Powercor) 66 kV | Powercor | Shoulder | Coincident | 2025 | ACTUAL_RAW | Operational-demand | -15.6087 | NA
VIC | BETS66 | Bendigo (Powercor) 66 kV | Powercor | Shoulder | Non-coincident | 2025 | ACTUAL_RAW | Operational-demand | -51.3173 | NA
VIC | BETS66 | Bendigo (Powercor) 66 kV | Powercor | Shoulder | Non-coincident | 2025 | ACTUAL_OPG | Operational-demand | -51.3173 | NA
VIC | BETS66 | Bendigo (Powercor) 66 kV | Powercor | Shoulder | Non-coincident | 2025 | ACTUAL_ADJUSTEDOPG | Operational-demand | -51.3173 | NA
VIC | BETS66 | Bendigo (Powercor) 66 kV | Powercor | Shoulder | Non-coincident | 2025 | BASEYEARPOE90 | Operational-demand | -59.8382 | NA
VIC | BETS66 | Bendigo (Powercor) 66 kV | Powercor | Shoulder | Non-coincident | 2025 | BASEYEARPOE50 | Operational-demand | -54.102 | NA
VIC | BETS66 | Bendigo (Powercor) 66 kV | Powercor | Shoulder | Coincident_unreconciled | 2026 | POE50 | Operational-demand | -29.3788 | NA
VIC | BETS66 | Bendigo (Powercor) 66 kV | Powercor | Shoulder | Coincident_unreconciled | 2026 | POE90 | Operational-demand | -31.4137 | NA
VIC | BETS66 | Bendigo (Powercor) 66 kV | Powercor | Shoulder | Non-coincident | 2026 | POE50 | Operational-demand | -69.1803 | NA
VIC | BETS66 | Bendigo (Powercor) 66 kV | Powercor | Shoulder | Non-coincident | 2026 | POE90 | Operational-demand | -73.9719 | NA
VIC | BETS66 | Bendigo (Powercor) 66 kV | Powercor | Shoulder | Coincident_unreconciled | 2027 | POE50 | Operational-demand | -34.1776 | NA
VIC | BETS66 | Bendigo (Powercor) 66 kV | Powercor | Shoulder | Coincident_unreconciled | 2027 | POE90 | Operational-demand | -36.2196 | NA
VIC | BETS66 | Bendigo (Powercor) 66 kV | Powercor | Shoulder | Non-coincident | 2027 | POE50 | Operational-demand | -80.4802 | NA
VIC | BETS66 | Bendigo (Powercor) 66 kV | Powercor | Shoulder | Non-coincident | 2027 | POE90 | Operational-demand | -85.2887 | NA
VIC | BETS66 | Bendigo (Powercor) 66 kV | Powercor | Shoulder | Coincident_unreconciled | 2028 | POE50 | Operational-demand | -37.2342 | NA
VIC | BETS66 | Bendigo (Powercor) 66 kV | Powercor | Shoulder | Coincident_unreconciled | 2028 | POE90 | Operational-demand | -39.2837 | NA
VIC | BETS66 | Bendigo (Powercor) 66 kV | Powercor | Shoulder | Non-coincident | 2028 | POE50 | Operational-demand | -87.6778 | NA
VIC | BETS66 | Bendigo (Powercor) 66 kV | Powercor | Shoulder | Non-coincident | 2028 | POE90 | Operational-demand | -92.5039 | NA
VIC | BETS66 | Bendigo (Powercor) 66 kV | Powercor | Shoulder | Coincident_unreconciled | 2029 | POE50 | Operational-demand | -40.4095 | NA
VIC | BETS66 | Bendigo (Powercor) 66 kV | Powercor | Shoulder | Coincident_unreconciled | 2029 | POE90 | Operational-demand | -42.4665 | NA
VIC | BETS66 | Bendigo (Powercor) 66 kV | Powercor | Shoulder | Non-coincident | 2029 | POE50 | Operational-demand | -95.1549 | NA
VIC | BETS66 | Bendigo (Powercor) 66 kV | Powercor | Shoulder | Non-coincident | 2029 | POE90 | Operational-demand | -99.9986 | NA
VIC | BETS66 | Bendigo (Powercor) 66 kV | Powercor | Shoulder | Coincident_unreconciled | 2030 | POE50 | Operational-demand | -43.6956 | NA
VIC | BETS66 | Bendigo (Powercor) 66 kV | Powercor | Shoulder | Coincident_unreconciled | 2030 | POE90 | Operational-demand | -45.76 | NA
VIC | BETS66 | Bendigo (Powercor) 66 kV | Powercor | Shoulder | Non-coincident | 2030 | POE50 | Operational-demand | -102.8929 | NA
VIC | BETS66 | Bendigo (Powercor) 66 kV | Powercor | Shoulder | Non-coincident | 2030 | POE90 | Operational-demand | -107.7541 | NA
VIC | BETS66 | Bendigo (Powercor) 66 kV | Powercor | Shoulder | Coincident_unreconciled | 2031 | POE50 | Operational-demand | -47.4959 | NA
VIC | BETS66 | Bendigo (Powercor) 66 kV | Powercor | Shoulder | Coincident_unreconciled | 2031 | POE90 | Operational-demand | -49.5678 | NA
VIC | BETS66 | Bendigo (Powercor) 66 kV | Powercor | Shoulder | Non-coincident | 2031 | POE50 | Operational-demand | -111.8417 | NA
VIC | BETS66 | Bendigo (Powercor) 66 kV | Powercor | Shoulder | Non-coincident | 2031 | POE90 | Operational-demand | -116.7206 | NA
VIC | BETS66 | Bendigo (Powercor) 66 kV | Powercor | Shoulder | Coincident_unreconciled | 2032 | POE50 | Operational-demand | -50.2509 | NA
VIC | BETS66 | Bendigo (Powercor) 66 kV | Powercor | Shoulder | Coincident_unreconciled | 2032 | POE90 | Operational-demand | -52.3303 | NA
VIC | BETS66 | Bendigo (Powercor) 66 kV | Powercor | Shoulder | Non-coincident | 2032 | POE50 | Operational-demand | -118.3291 | NA
VIC | BETS66 | Bendigo (Powercor) 66 kV | Powercor | Shoulder | Non-coincident | 2032 | POE90 | Operational-demand | -123.2256 | NA
VIC | BETS66 | Bendigo (Powercor) 66 kV | Powercor | Shoulder | Coincident_unreconciled | 2033 | POE50 | Operational-demand | -52.1711 | NA
VIC | BETS66 | Bendigo (Powercor) 66 kV | Powercor | Shoulder | Coincident_unreconciled | 2033 | POE90 | Operational-demand | -54.2581 | NA
VIC | BETS66 | Bendigo (Powercor) 66 kV | Powercor | Shoulder | Non-coincident | 2033 | POE50 | Operational-demand | -122.8508 | NA
VIC | BETS66 | Bendigo (Powercor) 66 kV | Powercor | Shoulder | Non-coincident | 2033 | POE90 | Operational-demand | -127.7651 | NA
VIC | BETS66 | Bendigo (Powercor) 66 kV | Powercor | Shoulder | Coincident_unreconciled | 2034 | POE50 | Operational-demand | -54.2383 | NA
VIC | BETS66 | Bendigo (Powercor) 66 kV | Powercor | Shoulder | Coincident_unreconciled | 2034 | POE90 | Operational-demand | -56.3327 | NA
VIC | BETS66 | Bendigo (Powercor) 66 kV | Powercor | Shoulder | Non-coincident | 2034 | POE50 | Operational-demand | -127.7184 | NA
VIC | BETS66 | Bendigo (Powercor) 66 kV | Powercor | Shoulder | Non-coincident | 2034 | POE90 | Operational-demand | -132.6503 | NA
VIC | BETS66 | Bendigo (Powercor) 66 kV | Powercor | Shoulder | Coincident_unreconciled | 2035 | POE50 | Operational-demand | -56.7061 | NA
VIC | BETS66 | Bendigo (Powercor) 66 kV | Powercor | Shoulder | Coincident_unreconciled | 2035 | POE90 | Operational-demand | -58.808 | NA
VIC | BETS66 | Bendigo (Powercor) 66 kV | Powercor | Shoulder | Non-coincident | 2035 | POE50 | Operational-demand | -133.5295 | NA
VIC | BETS66 | Bendigo (Powercor) 66 kV | Powercor | Shoulder | Non-coincident | 2035 | POE90 | Operational-demand | -138.4791 | NA
VIC | BETS66 | Bendigo (Powercor) 66 kV | Powercor | Summer | Coincident | 2019 | ACTUAL_OPG | Operational-demand | 24.1529 | 137.4129
VIC | BETS66 | Bendigo (Powercor) 66 kV | Powercor | Summer | Coincident | 2019 | ACTUAL_RAW | Operational-demand | 24.1529 | 137.4129
VIC | BETS66 | Bendigo (Powercor) 66 kV | Powercor | Summer | Non-coincident | 2019 | ACTUAL_RAW | Operational-demand | 14.6931 | 171.2575
VIC | BETS66 | Bendigo (Powercor) 66 kV | Powercor | Summer | Non-coincident | 2019 | ACTUAL_OPG | Operational-demand | 14.6931 | 171.2575
VIC | BETS66 | Bendigo (Powercor) 66 kV | Powercor | Summer | Non-coincident | 2019 | ACTUAL_ADJUSTEDOPG | Operational-demand | 14.6931 | 171.2575
VIC | BETS66 | Bendigo (Powercor) 66 kV | Powercor | Summer | Coincident | 2020 | ACTUAL_OPG | Operational-demand | 22.7265 | 143.1648
VIC | BETS66 | Bendigo (Powercor) 66 kV | Powercor | Summer | Coincident | 2020 | ACTUAL_RAW | Operational-demand | 22.7265 | 143.1648
VIC | BETS66 | Bendigo (Powercor) 66 kV | Powercor | Summer | Non-coincident | 2020 | ACTUAL_RAW | Operational-demand | 1.8428 | 165.6352
VIC | BETS66 | Bendigo (Powercor) 66 kV | Powercor | Summer | Non-coincident | 2020 | ACTUAL_OPG | Operational-demand | 1.8428 | 165.6352
VIC | BETS66 | Bendigo (Powercor) 66 kV | Powercor | Summer | Non-coincident | 2020 | ACTUAL_ADJUSTEDOPG | Operational-demand | 1.8428 | 165.6352
VIC | BETS66 | Bendigo (Powercor) 66 kV | Powercor | Summer | Coincident | 2021 | ACTUAL_OPG | Operational-demand | 5.8391 | 108.6861
VIC | BETS66 | Bendigo (Powercor) 66 kV | Powercor | Summer | Coincident | 2021 | ACTUAL_RAW | Operational-demand | 5.8391 | 108.6861
VIC | BETS66 | Bendigo (Powercor) 66 kV | Powercor | Summer | Non-coincident | 2021 | ACTUAL_RAW | Operational-demand | -4.3804 | 138.469
VIC | BETS66 | Bendigo (Powercor) 66 kV | Powercor | Summer | Non-coincident | 2021 | ACTUAL_OPG | Operational-demand | -4.3804 | 138.469
VIC | BETS66 | Bendigo (Powercor) 66 kV | Powercor | Summer | Non-coincident | 2021 | ACTUAL_ADJUSTEDOPG | Operational-demand | -4.3804 | 138.469
VIC | BETS66 | Bendigo (Powercor) 66 kV | Powercor | Summer | Coincident | 2022 | ACTUAL_OPG | Operational-demand | 5.0306 | 123.2412
VIC | BETS66 | Bendigo (Powercor) 66 kV | Powercor | Summer | Coincident | 2022 | ACTUAL_RAW | Operational-demand | 5.0306 | 123.2412
VIC | BETS66 | Bendigo (Powercor) 66 kV | Powercor | Summer | Non-coincident | 2022 | ACTUAL_RAW | Operational-demand | -20.8027 | 144.7098
VIC | BETS66 | Bendigo (Powercor) 66 kV | Powercor | Summer | Non-coincident | 2022 | ACTUAL_OPG | Operational-demand | -20.8027 | 144.7098
VIC | BETS66 | Bendigo (Powercor) 66 kV | Powercor | Summer | Non-coincident | 2022 | ACTUAL_ADJUSTEDOPG | Operational-demand | -20.8027 | 144.7098
VIC | BETS66 | Bendigo (Powercor) 66 kV | Powercor | Summer | Coincident | 2023 | ACTUAL_OPG | Operational-demand | 3.0461 | 126.1967
VIC | BETS66 | Bendigo (Powercor) 66 kV | Powercor | Summer | Coincident | 2023 | ACTUAL_RAW | Operational-demand | 3.0461 | 126.1967
VIC | BETS66 | Bendigo (Powercor) 66 kV | Powercor | Summer | Non-coincident | 2023 | ACTUAL_RAW | Operational-demand | -42.8209 | 182.4203
VIC | BETS66 | Bendigo (Powercor) 66 kV | Powercor | Summer | Non-coincident | 2023 | ACTUAL_OPG | Operational-demand | -42.8209 | 182.4203
VIC | BETS66 | Bendigo (Powercor) 66 kV | Powercor | Summer | Non-coincident | 2023 | ACTUAL_ADJUSTEDOPG | Operational-demand | -42.8209 | 145.0066
VIC | BETS66 | Bendigo (Powercor) 66 kV | Powercor | Summer | Coincident | 2024 | ACTUAL_OPG | Operational-demand | -14.6016 | 109.0194
VIC | BETS66 | Bendigo (Powercor) 66 kV | Powercor | Summer | Coincident | 2024 | ACTUAL_RAW | Operational-demand | -14.6016 | 109.0194
VIC | BETS66 | Bendigo (Powercor) 66 kV | Powercor | Summer | Non-coincident | 2024 | ACTUAL_RAW | Operational-demand | -24.6506 | 143.4672
VIC | BETS66 | Bendigo (Powercor) 66 kV | Powercor | Summer | Non-coincident | 2024 | ACTUAL_OPG | Operational-demand | -24.6506 | 143.4672
VIC | BETS66 | Bendigo (Powercor) 66 kV | Powercor | Summer | Non-coincident | 2024 | ACTUAL_ADJUSTEDOPG | Operational-demand | -24.6506 | 143.4672
VIC | BETS66 | Bendigo (Powercor) 66 kV | Powercor | Summer | Coincident | 2025 | ACTUAL_OPG | Operational-demand | -15.9856 | 104.3865
VIC | BETS66 | Bendigo (Powercor) 66 kV | Powercor | Summer | Coincident | 2025 | ACTUAL_RAW | Operational-demand | -15.9856 | 104.3865
VIC | BETS66 | Bendigo (Powercor) 66 kV | Powercor | Summer | Non-coincident | 2025 | ACTUAL_RAW | Operational-demand | -49.5534 | 135.7621
VIC | BETS66 | Bendigo (Powercor) 66 kV | Powercor | Summer | Non-coincident | 2025 | ACTUAL_OPG | Operational-demand | -49.5534 | 135.7621
VIC | BETS66 | Bendigo (Powercor) 66 kV | Powercor | Summer | Non-coincident | 2025 | ACTUAL_ADJUSTEDOPG | Operational-demand | -49.5534 | 135.7621
VIC | BETS66 | Bendigo (Powercor) 66 kV | Powercor | Summer | Non-coincident | 2025 | BASEYEARPOE90 | Operational-demand | -63.6774 | NA
VIC | BETS66 | Bendigo (Powercor) 66 kV | Powercor | Summer | Non-coincident | 2025 | BASEYEARPOE50 | Operational-demand | -59.3662 | 157.3741
VIC | BETS66 | Bendigo (Powercor) 66 kV | Powercor | Summer | Coincident_unreconciled | 2026 | POE50 | Operational-demand | -32.8261 | NA
VIC | BETS66 | Bendigo (Powercor) 66 kV | Powercor | Summer | Coincident_unreconciled | 2026 | POE90 | Operational-demand | -34.5403 | NA
VIC | BETS66 | Bendigo (Powercor) 66 kV | Powercor | Summer | Non-coincident | 2026 | POE50 | Operational-demand | -71.7562 | 171.2183
VIC | BETS66 | Bendigo (Powercor) 66 kV | Powercor | Summer | Non-coincident | 2026 | POE90 | Operational-demand | -75.5033 | NA
VIC | BETS66 | Bendigo (Powercor) 66 kV | Powercor | Summer | Coincident_unreconciled | 2027 | POE50 | Operational-demand | -38.0615 | NA
VIC | BETS66 | Bendigo (Powercor) 66 kV | Powercor | Summer | Coincident_unreconciled | 2027 | POE90 | Operational-demand | -39.7818 | NA
VIC | BETS66 | Bendigo (Powercor) 66 kV | Powercor | Summer | Non-coincident | 2027 | POE50 | Operational-demand | -83.2005 | 170.8907
VIC | BETS66 | Bendigo (Powercor) 66 kV | Powercor | Summer | Non-coincident | 2027 | POE90 | Operational-demand | -86.9608 | NA
VIC | BETS66 | Bendigo (Powercor) 66 kV | Powercor | Summer | Coincident_unreconciled | 2028 | POE50 | Operational-demand | -41.3715 | NA
VIC | BETS66 | Bendigo (Powercor) 66 kV | Powercor | Summer | Coincident_unreconciled | 2028 | POE90 | Operational-demand | -43.098 | NA
VIC | BETS66 | Bendigo (Powercor) 66 kV | Powercor | Summer | Non-coincident | 2028 | POE50 | Operational-demand | -90.4358 | 171.114
VIC | BETS66 | Bendigo (Powercor) 66 kV | Powercor | Summer | Non-coincident | 2028 | POE90 | Operational-demand | -94.21 | NA
VIC | BETS66 | Bendigo (Powercor) 66 kV | Powercor | Summer | Coincident_unreconciled | 2029 | POE50 | Operational-demand | -44.9306 | NA
VIC | BETS66 | Bendigo (Powercor) 66 kV | Powercor | Summer | Coincident_unreconciled | 2029 | POE90 | Operational-demand | -46.6634 | NA
VIC | BETS66 | Bendigo (Powercor) 66 kV | Powercor | Summer | Non-coincident | 2029 | POE50 | Operational-demand | -98.2158 | 171.3784
VIC | BETS66 | Bendigo (Powercor) 66 kV | Powercor | Summer | Non-coincident | 2029 | POE90 | Operational-demand | -102.0037 | NA
VIC | BETS66 | Bendigo (Powercor) 66 kV | Powercor | Summer | Coincident_unreconciled | 2030 | POE50 | Operational-demand | -48.6154 | NA
VIC | BETS66 | Bendigo (Powercor) 66 kV | Powercor | Summer | Coincident_unreconciled | 2030 | POE90 | Operational-demand | -50.3545 | NA
VIC | BETS66 | Bendigo (Powercor) 66 kV | Powercor | Summer | Non-coincident | 2030 | POE50 | Operational-demand | -106.2707 | 171.7156
VIC | BETS66 | Bendigo (Powercor) 66 kV | Powercor | Summer | Non-coincident | 2030 | POE90 | Operational-demand | -110.0723 | NA
VIC | BETS66 | Bendigo (Powercor) 66 kV | Powercor | Summer | Coincident_unreconciled | 2031 | POE50 | Operational-demand | -52.8672 | NA
VIC | BETS66 | Bendigo (Powercor) 66 kV | Powercor | Summer | Coincident_unreconciled | 2031 | POE90 | Operational-demand | -54.6126 | NA
VIC | BETS66 | Bendigo (Powercor) 66 kV | Powercor | Summer | Non-coincident | 2031 | POE50 | Operational-demand | -115.5648 | 171.941
VIC | BETS66 | Bendigo (Powercor) 66 kV | Powercor | Summer | Non-coincident | 2031 | POE90 | Operational-demand | -119.3802 | NA
VIC | BETS66 | Bendigo (Powercor) 66 kV | Powercor | Summer | Coincident_unreconciled | 2032 | POE50 | Operational-demand | -55.9355 | NA
VIC | BETS66 | Bendigo (Powercor) 66 kV | Powercor | Summer | Coincident_unreconciled | 2032 | POE90 | Operational-demand | -57.6872 | NA
VIC | BETS66 | Bendigo (Powercor) 66 kV | Powercor | Summer | Non-coincident | 2032 | POE50 | Operational-demand | -122.272 | 172.476
VIC | BETS66 | Bendigo (Powercor) 66 kV | Powercor | Summer | Non-coincident | 2032 | POE90 | Operational-demand | -126.1012 | NA
VIC | BETS66 | Bendigo (Powercor) 66 kV | Powercor | Summer | Coincident_unreconciled | 2033 | POE50 | Operational-demand | -58.0694 | NA
VIC | BETS66 | Bendigo (Powercor) 66 kV | Powercor | Summer | Coincident_unreconciled | 2033 | POE90 | Operational-demand | -59.8274 | NA
VIC | BETS66 | Bendigo (Powercor) 66 kV | Powercor | Summer | Non-coincident | 2033 | POE50 | Operational-demand | -126.9365 | 173.2298
VIC | BETS66 | Bendigo (Powercor) 66 kV | Powercor | Summer | Non-coincident | 2033 | POE90 | Operational-demand | -130.7796 | NA
VIC | BETS66 | Bendigo (Powercor) 66 kV | Powercor | Summer | Coincident_unreconciled | 2034 | POE50 | Operational-demand | -60.3975 | NA
VIC | BETS66 | Bendigo (Powercor) 66 kV | Powercor | Summer | Coincident_unreconciled | 2034 | POE90 | Operational-demand | -62.1619 | NA
VIC | BETS66 | Bendigo (Powercor) 66 kV | Powercor | Summer | Non-coincident | 2034 | POE50 | Operational-demand | -132.0257 | 173.9475
VIC | BETS66 | Bendigo (Powercor) 66 kV | Powercor | Summer | Non-coincident | 2034 | POE90 | Operational-demand | -135.8826 | NA
VIC | BETS66 | Bendigo (Powercor) 66 kV | Powercor | Summer | Coincident_unreconciled | 2035 | POE50 | Operational-demand | -63.189 | NA
VIC | BETS66 | Bendigo (Powercor) 66 kV | Powercor | Summer | Coincident_unreconciled | 2035 | POE90 | Operational-demand | -64.9597 | NA
VIC | BETS66 | Bendigo (Powercor) 66 kV | Powercor | Summer | Non-coincident | 2035 | POE50 | Operational-demand | -138.1277 | 174.5695
VIC | BETS66 | Bendigo (Powercor) 66 kV | Powercor | Summer | Non-coincident | 2035 | POE90 | Operational-demand | -141.9984 | NA
VIC | BETS66 | Bendigo (Powercor) 66 kV | Powercor | Summer | Non-coincident | 2025 | BASEYEARPOE10 | Operational-demand | NA | 182.5001
VIC | BETS66 | Bendigo (Powercor) 66 kV | Powercor | Summer | Coincident | 2026 | POE10 | Operational-demand | NA | 147.4534
VIC | BETS66 | Bendigo (Powercor) 66 kV | Powercor | Summer | Coincident | 2026 | POE50 | Operational-demand | NA | 134.4378
VIC | BETS66 | Bendigo (Powercor) 66 kV | Powercor | Summer | Non-coincident | 2026 | POE10 | Operational-demand | NA | 193.5704
VIC | BETS66 | Bendigo (Powercor) 66 kV | Powercor | Summer | Coincident | 2027 | POE10 | Operational-demand | NA | 143.3862
VIC | BETS66 | Bendigo (Powercor) 66 kV | Powercor | Summer | Coincident | 2027 | POE50 | Operational-demand | NA | 129.7635
VIC | BETS66 | Bendigo (Powercor) 66 kV | Powercor | Summer | Non-coincident | 2027 | POE10 | Operational-demand | NA | 193.3217
VIC | BETS66 | Bendigo (Powercor) 66 kV | Powercor | Summer | Coincident | 2028 | POE10 | Operational-demand | NA | 140.1655
VIC | BETS66 | Bendigo (Powercor) 66 kV | Powercor | Summer | Coincident | 2028 | POE50 | Operational-demand | NA | 125.8661
VIC | BETS66 | Bendigo (Powercor) 66 kV | Powercor | Summer | Non-coincident | 2028 | POE10 | Operational-demand | NA | 193.6271
VIC | BETS66 | Bendigo (Powercor) 66 kV | Powercor | Summer | Coincident | 2029 | POE10 | Operational-demand | NA | 137.9109
VIC | BETS66 | Bendigo (Powercor) 66 kV | Powercor | Summer | Coincident | 2029 | POE50 | Operational-demand | NA | 123.889
VIC | BETS66 | Bendigo (Powercor) 66 kV | Powercor | Summer | Non-coincident | 2029 | POE10 | Operational-demand | NA | 193.9736
VIC | BETS66 | Bendigo (Powercor) 66 kV | Powercor | Summer | Coincident | 2030 | POE10 | Operational-demand | NA | 136.1762
VIC | BETS66 | Bendigo (Powercor) 66 kV | Powercor | Summer | Coincident | 2030 | POE50 | Operational-demand | NA | 121.9263
VIC | BETS66 | Bendigo (Powercor) 66 kV | Powercor | Summer | Non-coincident | 2030 | POE10 | Operational-demand | NA | 194.3929
VIC | BETS66 | Bendigo (Powercor) 66 kV | Powercor | Summer | Coincident | 2031 | POE10 | Operational-demand | NA | 132.9318
VIC | BETS66 | Bendigo (Powercor) 66 kV | Powercor | Summer | Coincident | 2031 | POE50 | Operational-demand | NA | 119.5659
VIC | BETS66 | Bendigo (Powercor) 66 kV | Powercor | Summer | Non-coincident | 2031 | POE10 | Operational-demand | NA | 194.7003
VIC | BETS66 | Bendigo (Powercor) 66 kV | Powercor | Summer | Coincident | 2032 | POE10 | Operational-demand | NA | 129.3702
VIC | BETS66 | Bendigo (Powercor) 66 kV | Powercor | Summer | Coincident | 2032 | POE50 | Operational-demand | NA | 116.1189
VIC | BETS66 | Bendigo (Powercor) 66 kV | Powercor | Summer | Non-coincident | 2032 | POE10 | Operational-demand | NA | 195.3177
VIC | BETS66 | Bendigo (Powercor) 66 kV | Powercor | Summer | Coincident | 2033 | POE10 | Operational-demand | NA | 126.8813
VIC | BETS66 | Bendigo (Powercor) 66 kV | Powercor | Summer | Coincident | 2033 | POE50 | Operational-demand | NA | 112.8292
VIC | BETS66 | Bendigo (Powercor) 66 kV | Powercor | Summer | Non-coincident | 2033 | POE10 | Operational-demand | NA | 196.154
VIC | BETS66 | Bendigo (Powercor) 66 kV | Powercor | Summer | Coincident | 2034 | POE10 | Operational-demand | NA | 126.0764
VIC | BETS66 | Bendigo (Powercor) 66 kV | Powercor | Summer | Coincident | 2034 | POE50 | Operational-demand | NA | 112.2301
VIC | BETS66 | Bendigo (Powercor) 66 kV | Powercor | Summer | Non-coincident | 2034 | POE10 | Operational-demand | NA | 196.9542
VIC | BETS66 | Bendigo (Powercor) 66 kV | Powercor | Summer | Coincident | 2035 | POE10 | Operational-demand | NA | 125.7489
VIC | BETS66 | Bendigo (Powercor) 66 kV | Powercor | Summer | Coincident | 2035 | POE50 | Operational-demand | NA | 111.9489
VIC | BETS66 | Bendigo (Powercor) 66 kV | Powercor | Summer | Non-coincident | 2035 | POE10 | Operational-demand | NA | 197.6588
VIC | BETS66 | Bendigo (Powercor) 66 kV | Powercor | Winter | Coincident | 2018 | ACTUAL_OPG | Operational-demand | NA | 113.447
VIC | BETS66 | Bendigo (Powercor) 66 kV | Powercor | Winter | Coincident | 2018 | ACTUAL_RAW | Operational-demand | NA | 113.447
VIC | BETS66 | Bendigo (Powercor) 66 kV | Powercor | Winter | Non-coincident | 2018 | ACTUAL_RAW | Operational-demand | NA | 128.4524
VIC | BETS66 | Bendigo (Powercor) 66 kV | Powercor | Winter | Non-coincident | 2018 | ACTUAL_OPG | Operational-demand | NA | 128.4524
VIC | BETS66 | Bendigo (Powercor) 66 kV | Powercor | Winter | Non-coincident | 2018 | ACTUAL_ADJUSTEDOPG | Operational-demand | NA | 128.4524
VIC | BETS66 | Bendigo (Powercor) 66 kV | Powercor | Winter | Coincident | 2019 | ACTUAL_OPG | Operational-demand | NA | 116.6203
VIC | BETS66 | Bendigo (Powercor) 66 kV | Powercor | Winter | Coincident | 2019 | ACTUAL_RAW | Operational-demand | NA | 116.6203
VIC | BETS66 | Bendigo (Powercor) 66 kV | Powercor | Winter | Non-coincident | 2019 | ACTUAL_RAW | Operational-demand | NA | 122.0497
VIC | BETS66 | Bendigo (Powercor) 66 kV | Powercor | Winter | Non-coincident | 2019 | ACTUAL_OPG | Operational-demand | NA | 122.0497
VIC | BETS66 | Bendigo (Powercor) 66 kV | Powercor | Winter | Non-coincident | 2019 | ACTUAL_ADJUSTEDOPG | Operational-demand | NA | 122.0497
VIC | BETS66 | Bendigo (Powercor) 66 kV | Powercor | Winter | Coincident | 2020 | ACTUAL_OPG | Operational-demand | NA | 116.9453
VIC | BETS66 | Bendigo (Powercor) 66 kV | Powercor | Winter | Coincident | 2020 | ACTUAL_RAW | Operational-demand | NA | 116.9453
VIC | BETS66 | Bendigo (Powercor) 66 kV | Powercor | Winter | Non-coincident | 2020 | ACTUAL_RAW | Operational-demand | NA | 129.2589
VIC | BETS66 | Bendigo (Powercor) 66 kV | Powercor | Winter | Non-coincident | 2020 | ACTUAL_OPG | Operational-demand | NA | 129.2589
VIC | BETS66 | Bendigo (Powercor) 66 kV | Powercor | Winter | Non-coincident | 2020 | ACTUAL_ADJUSTEDOPG | Operational-demand | NA | 129.2589
VIC | BETS66 | Bendigo (Powercor) 66 kV | Powercor | Winter | Coincident | 2021 | ACTUAL_OPG | Operational-demand | NA | 103.7312
VIC | BETS66 | Bendigo (Powercor) 66 kV | Powercor | Winter | Coincident | 2021 | ACTUAL_RAW | Operational-demand | NA | 103.7312
VIC | BETS66 | Bendigo (Powercor) 66 kV | Powercor | Winter | Non-coincident | 2021 | ACTUAL_RAW | Operational-demand | NA | 132.1037
VIC | BETS66 | Bendigo (Powercor) 66 kV | Powercor | Winter | Non-coincident | 2021 | ACTUAL_OPG | Operational-demand | NA | 132.1037
VIC | BETS66 | Bendigo (Powercor) 66 kV | Powercor | Winter | Non-coincident | 2021 | ACTUAL_ADJUSTEDOPG | Operational-demand | NA | 132.1037
VIC | BETS66 | Bendigo (Powercor) 66 kV | Powercor | Winter | Coincident | 2022 | ACTUAL_OPG | Operational-demand | NA | 104.5499
VIC | BETS66 | Bendigo (Powercor) 66 kV | Powercor | Winter | Coincident | 2022 | ACTUAL_RAW | Operational-demand | NA | 104.5499
VIC | BETS66 | Bendigo (Powercor) 66 kV | Powercor | Winter | Non-coincident | 2022 | ACTUAL_RAW | Operational-demand | NA | 128.9324
VIC | BETS66 | Bendigo (Powercor) 66 kV | Powercor | Winter | Non-coincident | 2022 | ACTUAL_OPG | Operational-demand | NA | 128.9324
VIC | BETS66 | Bendigo (Powercor) 66 kV | Powercor | Winter | Non-coincident | 2022 | ACTUAL_ADJUSTEDOPG | Operational-demand | NA | 128.9324
VIC | BETS66 | Bendigo (Powercor) 66 kV | Powercor | Winter | Coincident | 2023 | ACTUAL_OPG | Operational-demand | NA | 116.9708
VIC | BETS66 | Bendigo (Powercor) 66 kV | Powercor | Winter | Coincident | 2023 | ACTUAL_RAW | Operational-demand | NA | 116.9708
VIC | BETS66 | Bendigo (Powercor) 66 kV | Powercor | Winter | Non-coincident | 2023 | ACTUAL_RAW | Operational-demand | NA | 140.1798
VIC | BETS66 | Bendigo (Powercor) 66 kV | Powercor | Winter | Non-coincident | 2023 | ACTUAL_OPG | Operational-demand | NA | 140.1798
VIC | BETS66 | Bendigo (Powercor) 66 kV | Powercor | Winter | Non-coincident | 2023 | ACTUAL_ADJUSTEDOPG | Operational-demand | NA | 140.1798
VIC | BETS66 | Bendigo (Powercor) 66 kV | Powercor | Winter | Coincident | 2024 | ACTUAL_OPG | Operational-demand | NA | 93.0846
VIC | BETS66 | Bendigo (Powercor) 66 kV | Powercor | Winter | Coincident | 2024 | ACTUAL_RAW | Operational-demand | NA | 93.0846
VIC | BETS66 | Bendigo (Powercor) 66 kV | Powercor | Winter | Non-coincident | 2024 | ACTUAL_RAW | Operational-demand | NA | 142.6854
VIC | BETS66 | Bendigo (Powercor) 66 kV | Powercor | Winter | Non-coincident | 2024 | ACTUAL_OPG | Operational-demand | NA | 142.6854
VIC | BETS66 | Bendigo (Powercor) 66 kV | Powercor | Winter | Non-coincident | 2024 | ACTUAL_ADJUSTEDOPG | Operational-demand | NA | 142.6854
VIC | BETS66 | Bendigo (Powercor) 66 kV | Powercor | Winter | Coincident | 2025 | POE10 | Operational-demand | NA | 103.8364
VIC | BETS66 | Bendigo (Powercor) 66 kV | Powercor | Winter | Coincident | 2025 | POE50 | Operational-demand | NA | 101.1818
VIC | BETS66 | Bendigo (Powercor) 66 kV | Powercor | Winter | Non-coincident | 2025 | ACTUAL_RAW | Operational-demand | NA | 139.9998
VIC | BETS66 | Bendigo (Powercor) 66 kV | Powercor | Winter | Non-coincident | 2025 | ACTUAL_ADJUSTEDOPG | Operational-demand | NA | 139.9998
VIC | BETS66 | Bendigo (Powercor) 66 kV | Powercor | Winter | Non-coincident | 2025 | BASEYEARPOE50 | Operational-demand | NA | 132.2058
VIC | BETS66 | Bendigo (Powercor) 66 kV | Powercor | Winter | Non-coincident | 2025 | BASEYEARPOE10 | Operational-demand | NA | 137.1413
VIC | BETS66 | Bendigo (Powercor) 66 kV | Powercor | Winter | Non-coincident | 2025 | POE10 | Operational-demand | NA | 142.2019
VIC | BETS66 | Bendigo (Powercor) 66 kV | Powercor | Winter | Non-coincident | 2025 | POE50 | Operational-demand | NA | 133.0892
VIC | BETS66 | Bendigo (Powercor) 66 kV | Powercor | Winter | Coincident | 2026 | POE10 | Operational-demand | NA | 106.9718
VIC | BETS66 | Bendigo (Powercor) 66 kV | Powercor | Winter | Coincident | 2026 | POE50 | Operational-demand | NA | 104.2669
VIC | BETS66 | Bendigo (Powercor) 66 kV | Powercor | Winter | Non-coincident | 2026 | POE10 | Operational-demand | NA | 150.9786
VIC | BETS66 | Bendigo (Powercor) 66 kV | Powercor | Winter | Non-coincident | 2026 | POE50 | Operational-demand | NA | 142.6152
VIC | BETS66 | Bendigo (Powercor) 66 kV | Powercor | Winter | Coincident | 2027 | POE10 | Operational-demand | NA | 103.5554
VIC | BETS66 | Bendigo (Powercor) 66 kV | Powercor | Winter | Coincident | 2027 | POE50 | Operational-demand | NA | 100.6823
VIC | BETS66 | Bendigo (Powercor) 66 kV | Powercor | Winter | Non-coincident | 2027 | POE10 | Operational-demand | NA | 151.3832
VIC | BETS66 | Bendigo (Powercor) 66 kV | Powercor | Winter | Non-coincident | 2027 | POE50 | Operational-demand | NA | 143.295
VIC | BETS66 | Bendigo (Powercor) 66 kV | Powercor | Winter | Coincident | 2028 | POE10 | Operational-demand | NA | 102.126
VIC | BETS66 | Bendigo (Powercor) 66 kV | Powercor | Winter | Coincident | 2028 | POE50 | Operational-demand | NA | 99.3774
VIC | BETS66 | Bendigo (Powercor) 66 kV | Powercor | Winter | Non-coincident | 2028 | POE10 | Operational-demand | NA | 151.9035
VIC | BETS66 | Bendigo (Powercor) 66 kV | Powercor | Winter | Non-coincident | 2028 | POE50 | Operational-demand | NA | 144.1008
VIC | BETS66 | Bendigo (Powercor) 66 kV | Powercor | Winter | Coincident | 2029 | POE10 | Operational-demand | NA | 101.516
VIC | BETS66 | Bendigo (Powercor) 66 kV | Powercor | Winter | Coincident | 2029 | POE50 | Operational-demand | NA | 98.8263
VIC | BETS66 | Bendigo (Powercor) 66 kV | Powercor | Winter | Non-coincident | 2029 | POE10 | Operational-demand | NA | 152.5605
VIC | BETS66 | Bendigo (Powercor) 66 kV | Powercor | Winter | Non-coincident | 2029 | POE50 | Operational-demand | NA | 145.0223
VIC | BETS66 | Bendigo (Powercor) 66 kV | Powercor | Winter | Coincident | 2030 | POE10 | Operational-demand | NA | 100.7481
VIC | BETS66 | Bendigo (Powercor) 66 kV | Powercor | Winter | Coincident | 2030 | POE50 | Operational-demand | NA | 98.0658
VIC | BETS66 | Bendigo (Powercor) 66 kV | Powercor | Winter | Non-coincident | 2030 | POE10 | Operational-demand | NA | 153.3047
VIC | BETS66 | Bendigo (Powercor) 66 kV | Powercor | Winter | Non-coincident | 2030 | POE50 | Operational-demand | NA | 145.9572
VIC | BETS66 | Bendigo (Powercor) 66 kV | Powercor | Winter | Coincident | 2031 | POE10 | Operational-demand | NA | 100.1519
VIC | BETS66 | Bendigo (Powercor) 66 kV | Powercor | Winter | Coincident | 2031 | POE50 | Operational-demand | NA | 97.4977
VIC | BETS66 | Bendigo (Powercor) 66 kV | Powercor | Winter | Non-coincident | 2031 | POE10 | Operational-demand | NA | 154.0624
VIC | BETS66 | Bendigo (Powercor) 66 kV | Powercor | Winter | Non-coincident | 2031 | POE50 | Operational-demand | NA | 146.9118
VIC | BETS66 | Bendigo (Powercor) 66 kV | Powercor | Winter | Coincident | 2032 | POE10 | Operational-demand | NA | 98.7513
VIC | BETS66 | Bendigo (Powercor) 66 kV | Powercor | Winter | Coincident | 2032 | POE50 | Operational-demand | NA | 95.9615
VIC | BETS66 | Bendigo (Powercor) 66 kV | Powercor | Winter | Non-coincident | 2032 | POE10 | Operational-demand | NA | 155.0738
VIC | BETS66 | Bendigo (Powercor) 66 kV | Powercor | Winter | Non-coincident | 2032 | POE50 | Operational-demand | NA | 147.9032
VIC | BETS66 | Bendigo (Powercor) 66 kV | Powercor | Winter | Coincident | 2033 | POE10 | Operational-demand | NA | 96.9227
VIC | BETS66 | Bendigo (Powercor) 66 kV | Powercor | Winter | Coincident | 2033 | POE50 | Operational-demand | NA | 94.2043
VIC | BETS66 | Bendigo (Powercor) 66 kV | Powercor | Winter | Non-coincident | 2033 | POE10 | Operational-demand | NA | 156.0816
VIC | BETS66 | Bendigo (Powercor) 66 kV | Powercor | Winter | Non-coincident | 2033 | POE50 | Operational-demand | NA | 148.8857
VIC | BETS66 | Bendigo (Powercor) 66 kV | Powercor | Winter | Coincident | 2034 | POE10 | Operational-demand | NA | 96.8161
VIC | BETS66 | Bendigo (Powercor) 66 kV | Powercor | Winter | Coincident | 2034 | POE50 | Operational-demand | NA | 94.1597
VIC | BETS66 | Bendigo (Powercor) 66 kV | Powercor | Winter | Non-coincident | 2034 | POE10 | Operational-demand | NA | 157.0048
VIC | BETS66 | Bendigo (Powercor) 66 kV | Powercor | Winter | Non-coincident | 2034 | POE50 | Operational-demand | NA | 149.8467
VIC | BLTS22J | Brooklyn (Jemena) 22 kV | Jemena | Shoulder | Coincident | 2019 | ACTUAL_OPG | Operational-demand | 0.84815 | NA
VIC | BLTS22J | Brooklyn (Jemena) 22 kV | Jemena | Shoulder | Coincident | 2019 | ACTUAL_RAW | Operational-demand | 0.84815 | NA
VIC | BLTS22J | Brooklyn (Jemena) 22 kV | Jemena | Shoulder | Non-coincident | 2019 | ACTUAL_RAW | Operational-demand | 0.13627 | NA
VIC | BLTS22J | Brooklyn (Jemena) 22 kV | Jemena | Shoulder | Non-coincident | 2019 | ACTUAL_OPG | Operational-demand | 0.13627 | NA
VIC | BLTS22J | Brooklyn (Jemena) 22 kV | Jemena | Shoulder | Non-coincident | 2019 | ACTUAL_ADJUSTEDOPG | Operational-demand | 0.13627 | NA
VIC | BLTS22J | Brooklyn (Jemena) 22 kV | Jemena | Shoulder | Coincident | 2020 | ACTUAL_OPG | Operational-demand | 1.3105 | NA
VIC | BLTS22J | Brooklyn (Jemena) 22 kV | Jemena | Shoulder | Coincident | 2020 | ACTUAL_RAW | Operational-demand | 1.3105 | NA
VIC | BLTS22J | Brooklyn (Jemena) 22 kV | Jemena | Shoulder | Non-coincident | 2020 | ACTUAL_RAW | Operational-demand | -0.001298 | NA
VIC | BLTS22J | Brooklyn (Jemena) 22 kV | Jemena | Shoulder | Non-coincident | 2020 | ACTUAL_OPG | Operational-demand | -0.001298 | NA
VIC | BLTS22J | Brooklyn (Jemena) 22 kV | Jemena | Shoulder | Non-coincident | 2020 | ACTUAL_ADJUSTEDOPG | Operational-demand | -0.001298 | NA
VIC | BLTS22J | Brooklyn (Jemena) 22 kV | Jemena | Shoulder | Coincident | 2021 | ACTUAL_OPG | Operational-demand | 1.3895 | NA
VIC | BLTS22J | Brooklyn (Jemena) 22 kV | Jemena | Shoulder | Coincident | 2021 | ACTUAL_RAW | Operational-demand | 1.3895 | NA
VIC | BLTS22J | Brooklyn (Jemena) 22 kV | Jemena | Shoulder | Non-coincident | 2021 | ACTUAL_RAW | Operational-demand | -0.001056 | NA
VIC | BLTS22J | Brooklyn (Jemena) 22 kV | Jemena | Shoulder | Non-coincident | 2021 | ACTUAL_OPG | Operational-demand | -0.001056 | NA
VIC | BLTS22J | Brooklyn (Jemena) 22 kV | Jemena | Shoulder | Non-coincident | 2021 | ACTUAL_ADJUSTEDOPG | Operational-demand | -0.001056 | NA
VIC | BLTS22J | Brooklyn (Jemena) 22 kV | Jemena | Shoulder | Coincident | 2022 | ACTUAL_OPG | Operational-demand | 1.3168 | NA
VIC | BLTS22J | Brooklyn (Jemena) 22 kV | Jemena | Shoulder | Coincident | 2022 | ACTUAL_RAW | Operational-demand | 1.3168 | NA
VIC | BLTS22J | Brooklyn (Jemena) 22 kV | Jemena | Shoulder | Non-coincident | 2022 | ACTUAL_RAW | Operational-demand | 0.0082852 | NA
VIC | BLTS22J | Brooklyn (Jemena) 22 kV | Jemena | Shoulder | Non-coincident | 2022 | ACTUAL_OPG | Operational-demand | 0.0082852 | NA
VIC | BLTS22J | Brooklyn (Jemena) 22 kV | Jemena | Shoulder | Non-coincident | 2022 | ACTUAL_ADJUSTEDOPG | Operational-demand | 0.0082852 | NA
VIC | BLTS22J | Brooklyn (Jemena) 22 kV | Jemena | Shoulder | Coincident | 2023 | ACTUAL_OPG | Operational-demand | 9.7092 | NA
VIC | BLTS22J | Brooklyn (Jemena) 22 kV | Jemena | Shoulder | Coincident | 2023 | ACTUAL_RAW | Operational-demand | 9.7092 | NA
VIC | BLTS22J | Brooklyn (Jemena) 22 kV | Jemena | Shoulder | Non-coincident | 2023 | ACTUAL_RAW | Operational-demand | 9.4899 | NA
VIC | BLTS22J | Brooklyn (Jemena) 22 kV | Jemena | Shoulder | Non-coincident | 2023 | ACTUAL_OPG | Operational-demand | 9.4899 | NA
VIC | BLTS22J | Brooklyn (Jemena) 22 kV | Jemena | Shoulder | Non-coincident | 2023 | ACTUAL_ADJUSTEDOPG | Operational-demand | 10.6507 | NA
VIC | BLTS22J | Brooklyn (Jemena) 22 kV | Jemena | Shoulder | Coincident | 2024 | ACTUAL_OPG | Operational-demand | 8.839 | NA
VIC | BLTS22J | Brooklyn (Jemena) 22 kV | Jemena | Shoulder | Coincident | 2024 | ACTUAL_RAW | Operational-demand | 8.839 | NA
VIC | BLTS22J | Brooklyn (Jemena) 22 kV | Jemena | Shoulder | Non-coincident | 2024 | ACTUAL_RAW | Operational-demand | 8.1352 | NA
VIC | BLTS22J | Brooklyn (Jemena) 22 kV | Jemena | Shoulder | Non-coincident | 2024 | ACTUAL_OPG | Operational-demand | 8.1352 | NA
VIC | BLTS22J | Brooklyn (Jemena) 22 kV | Jemena | Shoulder | Non-coincident | 2024 | ACTUAL_ADJUSTEDOPG | Operational-demand | 8.1352 | NA
VIC | BLTS22J | Brooklyn (Jemena) 22 kV | Jemena | Shoulder | Coincident | 2025 | ACTUAL_OPG | Operational-demand | 10.488 | NA
VIC | BLTS22J | Brooklyn (Jemena) 22 kV | Jemena | Shoulder | Coincident | 2025 | ACTUAL_RAW | Operational-demand | 10.488 | NA
VIC | BLTS22J | Brooklyn (Jemena) 22 kV | Jemena | Shoulder | Non-coincident | 2025 | ACTUAL_RAW | Operational-demand | 9.2758 | NA
VIC | BLTS22J | Brooklyn (Jemena) 22 kV | Jemena | Shoulder | Non-coincident | 2025 | ACTUAL_OPG | Operational-demand | 9.2758 | NA
VIC | BLTS22J | Brooklyn (Jemena) 22 kV | Jemena | Shoulder | Non-coincident | 2025 | ACTUAL_ADJUSTEDOPG | Operational-demand | 9.2758 | NA
VIC | BLTS22J | Brooklyn (Jemena) 22 kV | Jemena | Shoulder | Non-coincident | 2025 | BASEYEARPOE90 | Operational-demand | -8.123 | NA
VIC | BLTS22J | Brooklyn (Jemena) 22 kV | Jemena | Shoulder | Non-coincident | 2025 | BASEYEARPOE50 | Operational-demand | -7.8296 | NA
VIC | BLTS22J | Brooklyn (Jemena) 22 kV | Jemena | Shoulder | Coincident_unreconciled | 2026 | POE50 | Operational-demand | -5.7981 | NA
VIC | BLTS22J | Brooklyn (Jemena) 22 kV | Jemena | Shoulder | Coincident_unreconciled | 2026 | POE90 | Operational-demand | -6.0605 | NA
VIC | BLTS22J | Brooklyn (Jemena) 22 kV | Jemena | Shoulder | Non-coincident | 2026 | POE50 | Operational-demand | 0 | NA
VIC | BLTS22J | Brooklyn (Jemena) 22 kV | Jemena | Shoulder | Non-coincident | 2026 | POE90 | Operational-demand | -0.29991 | NA
VIC | BLTS22J | Brooklyn (Jemena) 22 kV | Jemena | Shoulder | Coincident_unreconciled | 2027 | POE50 | Operational-demand | -5.8563 | NA
VIC | BLTS22J | Brooklyn (Jemena) 22 kV | Jemena | Shoulder | Coincident_unreconciled | 2027 | POE90 | Operational-demand | -6.123 | NA
VIC | BLTS22J | Brooklyn (Jemena) 22 kV | Jemena | Shoulder | Non-coincident | 2027 | POE50 | Operational-demand | -0.14545 | NA
VIC | BLTS22J | Brooklyn (Jemena) 22 kV | Jemena | Shoulder | Non-coincident | 2027 | POE90 | Operational-demand | -0.45018 | NA
VIC | BLTS22J | Brooklyn (Jemena) 22 kV | Jemena | Shoulder | Coincident_unreconciled | 2028 | POE50 | Operational-demand | -5.9246 | NA
VIC | BLTS22J | Brooklyn (Jemena) 22 kV | Jemena | Shoulder | Coincident_unreconciled | 2028 | POE90 | Operational-demand | -6.1942 | NA
VIC | BLTS22J | Brooklyn (Jemena) 22 kV | Jemena | Shoulder | Non-coincident | 2028 | POE50 | Operational-demand | -0.24932 | NA
VIC | BLTS22J | Brooklyn (Jemena) 22 kV | Jemena | Shoulder | Non-coincident | 2028 | POE90 | Operational-demand | -0.55748 | NA
VIC | BLTS22J | Brooklyn (Jemena) 22 kV | Jemena | Shoulder | Coincident_unreconciled | 2029 | POE50 | Operational-demand | -5.9236 | NA
VIC | BLTS22J | Brooklyn (Jemena) 22 kV | Jemena | Shoulder | Coincident_unreconciled | 2029 | POE90 | Operational-demand | -6.1932 | NA
VIC | BLTS22J | Brooklyn (Jemena) 22 kV | Jemena | Shoulder | Non-coincident | 2029 | POE50 | Operational-demand | -0.24926 | NA
VIC | BLTS22J | Brooklyn (Jemena) 22 kV | Jemena | Shoulder | Non-coincident | 2029 | POE90 | Operational-demand | -0.55742 | NA
VIC | BLTS22J | Brooklyn (Jemena) 22 kV | Jemena | Shoulder | Coincident_unreconciled | 2030 | POE50 | Operational-demand | -5.9245 | NA
VIC | BLTS22J | Brooklyn (Jemena) 22 kV | Jemena | Shoulder | Coincident_unreconciled | 2030 | POE90 | Operational-demand | -6.1941 | NA
VIC | BLTS22J | Brooklyn (Jemena) 22 kV | Jemena | Shoulder | Non-coincident | 2030 | POE50 | Operational-demand | -0.24918 | NA
VIC | BLTS22J | Brooklyn (Jemena) 22 kV | Jemena | Shoulder | Non-coincident | 2030 | POE90 | Operational-demand | -0.55734 | NA
VIC | BLTS22J | Brooklyn (Jemena) 22 kV | Jemena | Shoulder | Coincident_unreconciled | 2031 | POE50 | Operational-demand | -5.9249 | NA
VIC | BLTS22J | Brooklyn (Jemena) 22 kV | Jemena | Shoulder | Coincident_unreconciled | 2031 | POE90 | Operational-demand | -6.1945 | NA
VIC | BLTS22J | Brooklyn (Jemena) 22 kV | Jemena | Shoulder | Non-coincident | 2031 | POE50 | Operational-demand | -0.2491 | NA
VIC | BLTS22J | Brooklyn (Jemena) 22 kV | Jemena | Shoulder | Non-coincident | 2031 | POE90 | Operational-demand | -0.55726 | NA
VIC | BLTS22J | Brooklyn (Jemena) 22 kV | Jemena | Shoulder | Coincident_unreconciled | 2032 | POE50 | Operational-demand | -5.9253 | NA
VIC | BLTS22J | Brooklyn (Jemena) 22 kV | Jemena | Shoulder | Coincident_unreconciled | 2032 | POE90 | Operational-demand | -6.195 | NA
VIC | BLTS22J | Brooklyn (Jemena) 22 kV | Jemena | Shoulder | Non-coincident | 2032 | POE50 | Operational-demand | -0.24901 | NA
VIC | BLTS22J | Brooklyn (Jemena) 22 kV | Jemena | Shoulder | Non-coincident | 2032 | POE90 | Operational-demand | -0.55717 | NA
VIC | BLTS22J | Brooklyn (Jemena) 22 kV | Jemena | Shoulder | Coincident_unreconciled | 2033 | POE50 | Operational-demand | -5.9257 | NA
VIC | BLTS22J | Brooklyn (Jemena) 22 kV | Jemena | Shoulder | Coincident_unreconciled | 2033 | POE90 | Operational-demand | -6.1953 | NA
VIC | BLTS22J | Brooklyn (Jemena) 22 kV | Jemena | Shoulder | Non-coincident | 2033 | POE50 | Operational-demand | -0.24892 | NA
VIC | BLTS22J | Brooklyn (Jemena) 22 kV | Jemena | Shoulder | Non-coincident | 2033 | POE90 | Operational-demand | -0.55708 | NA
VIC | BLTS22J | Brooklyn (Jemena) 22 kV | Jemena | Shoulder | Coincident_unreconciled | 2034 | POE50 | Operational-demand | -6.0185 | NA
VIC | BLTS22J | Brooklyn (Jemena) 22 kV | Jemena | Shoulder | Coincident_unreconciled | 2034 | POE90 | Operational-demand | -6.2923 | NA
VIC | BLTS22J | Brooklyn (Jemena) 22 kV | Jemena | Shoulder | Non-coincident | 2034 | POE50 | Operational-demand | -0.39432 | NA
VIC | BLTS22J | Brooklyn (Jemena) 22 kV | Jemena | Shoulder | Non-coincident | 2034 | POE90 | Operational-demand | -0.70729 | NA
VIC | BLTS22J | Brooklyn (Jemena) 22 kV | Jemena | Shoulder | Coincident_unreconciled | 2035 | POE50 | Operational-demand | -6.0849 | NA
VIC | BLTS22J | Brooklyn (Jemena) 22 kV | Jemena | Shoulder | Coincident_unreconciled | 2035 | POE90 | Operational-demand | -6.3617 | NA
VIC | BLTS22J | Brooklyn (Jemena) 22 kV | Jemena | Shoulder | Non-coincident | 2035 | POE50 | Operational-demand | -0.49815 | NA
VIC | BLTS22J | Brooklyn (Jemena) 22 kV | Jemena | Shoulder | Non-coincident | 2035 | POE90 | Operational-demand | -0.81456 | NA
VIC | BLTS22J | Brooklyn (Jemena) 22 kV | Jemena | Summer | Coincident | 2019 | ACTUAL_OPG | Operational-demand | 0.96636 | 1.4097
VIC | BLTS22J | Brooklyn (Jemena) 22 kV | Jemena | Summer | Coincident | 2019 | ACTUAL_RAW | Operational-demand | 0.96636 | 1.4097
VIC | BLTS22J | Brooklyn (Jemena) 22 kV | Jemena | Summer | Non-coincident | 2019 | ACTUAL_RAW | Operational-demand | -0.001278 | 3.7138
VIC | BLTS22J | Brooklyn (Jemena) 22 kV | Jemena | Summer | Non-coincident | 2019 | ACTUAL_OPG | Operational-demand | -0.001278 | 3.7138
VIC | BLTS22J | Brooklyn (Jemena) 22 kV | Jemena | Summer | Non-coincident | 2019 | ACTUAL_ADJUSTEDOPG | Operational-demand | -0.001278 | 3.7138
VIC | BLTS22J | Brooklyn (Jemena) 22 kV | Jemena | Summer | Coincident | 2020 | ACTUAL_OPG | Operational-demand | 1.1262 | 1.3989
VIC | BLTS22J | Brooklyn (Jemena) 22 kV | Jemena | Summer | Coincident | 2020 | ACTUAL_RAW | Operational-demand | 1.1262 | 1.3989
VIC | BLTS22J | Brooklyn (Jemena) 22 kV | Jemena | Summer | Non-coincident | 2020 | ACTUAL_RAW | Operational-demand | 0.046254 | 3.7229
VIC | BLTS22J | Brooklyn (Jemena) 22 kV | Jemena | Summer | Non-coincident | 2020 | ACTUAL_OPG | Operational-demand | 0.046254 | 3.7229
VIC | BLTS22J | Brooklyn (Jemena) 22 kV | Jemena | Summer | Non-coincident | 2020 | ACTUAL_ADJUSTEDOPG | Operational-demand | 0.046254 | 3.7229
VIC | BLTS22J | Brooklyn (Jemena) 22 kV | Jemena | Summer | Coincident | 2021 | ACTUAL_OPG | Operational-demand | 1.3057 | 1.2676
VIC | BLTS22J | Brooklyn (Jemena) 22 kV | Jemena | Summer | Coincident | 2021 | ACTUAL_RAW | Operational-demand | 1.3057 | 1.2676
VIC | BLTS22J | Brooklyn (Jemena) 22 kV | Jemena | Summer | Non-coincident | 2021 | ACTUAL_RAW | Operational-demand | -0.001076 | 3.7742
VIC | BLTS22J | Brooklyn (Jemena) 22 kV | Jemena | Summer | Non-coincident | 2021 | ACTUAL_OPG | Operational-demand | -0.001076 | 3.7742
VIC | BLTS22J | Brooklyn (Jemena) 22 kV | Jemena | Summer | Non-coincident | 2021 | ACTUAL_ADJUSTEDOPG | Operational-demand | -0.001076 | 3.7742
VIC | BLTS22J | Brooklyn (Jemena) 22 kV | Jemena | Summer | Coincident | 2022 | ACTUAL_OPG | Operational-demand | 1.3033 | 1.2426
VIC | BLTS22J | Brooklyn (Jemena) 22 kV | Jemena | Summer | Coincident | 2022 | ACTUAL_RAW | Operational-demand | 1.3033 | 1.2426
VIC | BLTS22J | Brooklyn (Jemena) 22 kV | Jemena | Summer | Non-coincident | 2022 | ACTUAL_RAW | Operational-demand | 0.026145 | 2.8752
VIC | BLTS22J | Brooklyn (Jemena) 22 kV | Jemena | Summer | Non-coincident | 2022 | ACTUAL_OPG | Operational-demand | 0.026145 | 2.8752
VIC | BLTS22J | Brooklyn (Jemena) 22 kV | Jemena | Summer | Non-coincident | 2022 | ACTUAL_ADJUSTEDOPG | Operational-demand | 0.026145 | 2.8752
VIC | BLTS22J | Brooklyn (Jemena) 22 kV | Jemena | Summer | Coincident | 2023 | ACTUAL_OPG | Operational-demand | 8.6588 | 44.8333
VIC | BLTS22J | Brooklyn (Jemena) 22 kV | Jemena | Summer | Coincident | 2023 | ACTUAL_RAW | Operational-demand | 8.6588 | 44.8333
VIC | BLTS22J | Brooklyn (Jemena) 22 kV | Jemena | Summer | Non-coincident | 2023 | ACTUAL_RAW | Operational-demand | 8.6588 | 45.0427
VIC | BLTS22J | Brooklyn (Jemena) 22 kV | Jemena | Summer | Non-coincident | 2023 | ACTUAL_OPG | Operational-demand | 8.6588 | 45.0427
VIC | BLTS22J | Brooklyn (Jemena) 22 kV | Jemena | Summer | Coincident | 2024 | ACTUAL_OPG | Operational-demand | 6.7687 | 43.3245
VIC | BLTS22J | Brooklyn (Jemena) 22 kV | Jemena | Summer | Coincident | 2024 | ACTUAL_RAW | Operational-demand | 6.7687 | 43.3245
VIC | BLTS22J | Brooklyn (Jemena) 22 kV | Jemena | Summer | Non-coincident | 2024 | ACTUAL_RAW | Operational-demand | 6.4465 | 44.2567
VIC | BLTS22J | Brooklyn (Jemena) 22 kV | Jemena | Summer | Non-coincident | 2024 | ACTUAL_OPG | Operational-demand | 6.4465 | 44.2567
VIC | BLTS22J | Brooklyn (Jemena) 22 kV | Jemena | Summer | Non-coincident | 2024 | ACTUAL_ADJUSTEDOPG | Operational-demand | 6.4465 | 44.2567
VIC | BLTS22J | Brooklyn (Jemena) 22 kV | Jemena | Summer | Coincident | 2025 | ACTUAL_OPG | Operational-demand | 6.5479 | 48.8422
VIC | BLTS22J | Brooklyn (Jemena) 22 kV | Jemena | Summer | Coincident | 2025 | ACTUAL_RAW | Operational-demand | 6.5479 | 48.8422
VIC | BLTS22J | Brooklyn (Jemena) 22 kV | Jemena | Summer | Non-coincident | 2025 | ACTUAL_RAW | Operational-demand | 6.5479 | 49.4532
VIC | BLTS22J | Brooklyn (Jemena) 22 kV | Jemena | Summer | Non-coincident | 2025 | ACTUAL_OPG | Operational-demand | 6.5479 | 49.4532
VIC | BLTS22J | Brooklyn (Jemena) 22 kV | Jemena | Summer | Non-coincident | 2025 | ACTUAL_ADJUSTEDOPG | Operational-demand | 6.5479 | 49.4532
VIC | BLTS22J | Brooklyn (Jemena) 22 kV | Jemena | Summer | Non-coincident | 2025 | BASEYEARPOE90 | Operational-demand | -7.7836 | NA
VIC | BLTS22J | Brooklyn (Jemena) 22 kV | Jemena | Summer | Non-coincident | 2025 | BASEYEARPOE50 | Operational-demand | -7.4754 | 37.647
VIC | BLTS22J | Brooklyn (Jemena) 22 kV | Jemena | Summer | Coincident_unreconciled | 2026 | POE50 | Operational-demand | -6.0789 | NA
VIC | BLTS22J | Brooklyn (Jemena) 22 kV | Jemena | Summer | Coincident_unreconciled | 2026 | POE90 | Operational-demand | -6.3577 | NA
VIC | BLTS22J | Brooklyn (Jemena) 22 kV | Jemena | Summer | Non-coincident | 2026 | POE50 | Operational-demand | 0 | 37.6719
VIC | BLTS22J | Brooklyn (Jemena) 22 kV | Jemena | Summer | Non-coincident | 2026 | POE90 | Operational-demand | -0.30721 | NA
VIC | BLTS22J | Brooklyn (Jemena) 22 kV | Jemena | Summer | Coincident_unreconciled | 2027 | POE50 | Operational-demand | -6.138 | NA
VIC | BLTS22J | Brooklyn (Jemena) 22 kV | Jemena | Summer | Coincident_unreconciled | 2027 | POE90 | Operational-demand | -6.4212 | NA
VIC | BLTS22J | Brooklyn (Jemena) 22 kV | Jemena | Summer | Non-coincident | 2027 | POE50 | Operational-demand | -0.14088 | 38.2608
VIC | BLTS22J | Brooklyn (Jemena) 22 kV | Jemena | Summer | Non-coincident | 2027 | POE90 | Operational-demand | -0.45302 | NA
VIC | BLTS22J | Brooklyn (Jemena) 22 kV | Jemena | Summer | Coincident_unreconciled | 2028 | POE50 | Operational-demand | -6.2103 | NA
VIC | BLTS22J | Brooklyn (Jemena) 22 kV | Jemena | Summer | Coincident_unreconciled | 2028 | POE90 | Operational-demand | -6.4967 | NA
VIC | BLTS22J | Brooklyn (Jemena) 22 kV | Jemena | Summer | Non-coincident | 2028 | POE50 | Operational-demand | -0.24147 | 39.6744
VIC | BLTS22J | Brooklyn (Jemena) 22 kV | Jemena | Summer | Non-coincident | 2028 | POE90 | Operational-demand | -0.55714 | NA
VIC | BLTS22J | Brooklyn (Jemena) 22 kV | Jemena | Summer | Coincident_unreconciled | 2029 | POE50 | Operational-demand | -6.2085 | NA
VIC | BLTS22J | Brooklyn (Jemena) 22 kV | Jemena | Summer | Coincident_unreconciled | 2029 | POE90 | Operational-demand | -6.4949 | NA
VIC | BLTS22J | Brooklyn (Jemena) 22 kV | Jemena | Summer | Non-coincident | 2029 | POE50 | Operational-demand | -0.2414 | 40.2749
VIC | BLTS22J | Brooklyn (Jemena) 22 kV | Jemena | Summer | Non-coincident | 2029 | POE90 | Operational-demand | -0.55706 | NA
VIC | BLTS22J | Brooklyn (Jemena) 22 kV | Jemena | Summer | Coincident_unreconciled | 2030 | POE50 | Operational-demand | -6.2097 | NA
VIC | BLTS22J | Brooklyn (Jemena) 22 kV | Jemena | Summer | Coincident_unreconciled | 2030 | POE90 | Operational-demand | -6.4961 | NA
VIC | BLTS22J | Brooklyn (Jemena) 22 kV | Jemena | Summer | Non-coincident | 2030 | POE50 | Operational-demand | -0.24131 | 40.4747
VIC | BLTS22J | Brooklyn (Jemena) 22 kV | Jemena | Summer | Non-coincident | 2030 | POE90 | Operational-demand | -0.55697 | NA
VIC | BLTS22J | Brooklyn (Jemena) 22 kV | Jemena | Summer | Coincident_unreconciled | 2031 | POE50 | Operational-demand | -6.2101 | NA
VIC | BLTS22J | Brooklyn (Jemena) 22 kV | Jemena | Summer | Coincident_unreconciled | 2031 | POE90 | Operational-demand | -6.4965 | NA
VIC | BLTS22J | Brooklyn (Jemena) 22 kV | Jemena | Summer | Non-coincident | 2031 | POE50 | Operational-demand | -0.24122 | 40.5746
VIC | BLTS22J | Brooklyn (Jemena) 22 kV | Jemena | Summer | Non-coincident | 2031 | POE90 | Operational-demand | -0.55688 | NA
VIC | BLTS22J | Brooklyn (Jemena) 22 kV | Jemena | Summer | Coincident_unreconciled | 2032 | POE50 | Operational-demand | -6.2107 | NA
VIC | BLTS22J | Brooklyn (Jemena) 22 kV | Jemena | Summer | Coincident_unreconciled | 2032 | POE90 | Operational-demand | -6.4971 | NA
VIC | BLTS22J | Brooklyn (Jemena) 22 kV | Jemena | Summer | Non-coincident | 2032 | POE50 | Operational-demand | -0.24112 | 40.5746
VIC | BLTS22J | Brooklyn (Jemena) 22 kV | Jemena | Summer | Non-coincident | 2032 | POE90 | Operational-demand | -0.55678 | NA
VIC | BLTS22J | Brooklyn (Jemena) 22 kV | Jemena | Summer | Coincident_unreconciled | 2033 | POE50 | Operational-demand | -6.2111 | NA
VIC | BLTS22J | Brooklyn (Jemena) 22 kV | Jemena | Summer | Coincident_unreconciled | 2033 | POE90 | Operational-demand | -6.4975 | NA
VIC | BLTS22J | Brooklyn (Jemena) 22 kV | Jemena | Summer | Non-coincident | 2033 | POE50 | Operational-demand | -0.24103 | 40.5746
VIC | BLTS22J | Brooklyn (Jemena) 22 kV | Jemena | Summer | Non-coincident | 2033 | POE90 | Operational-demand | -0.55669 | NA
VIC | BLTS22J | Brooklyn (Jemena) 22 kV | Jemena | Summer | Coincident_unreconciled | 2034 | POE50 | Operational-demand | -6.3083 | NA
VIC | BLTS22J | Brooklyn (Jemena) 22 kV | Jemena | Summer | Coincident_unreconciled | 2034 | POE90 | Operational-demand | -6.5993 | NA
VIC | BLTS22J | Brooklyn (Jemena) 22 kV | Jemena | Summer | Non-coincident | 2034 | POE50 | Operational-demand | -0.38186 | 41.1547
VIC | BLTS22J | Brooklyn (Jemena) 22 kV | Jemena | Summer | Non-coincident | 2034 | POE90 | Operational-demand | -0.70245 | NA
VIC | BLTS22J | Brooklyn (Jemena) 22 kV | Jemena | Summer | Coincident_unreconciled | 2035 | POE50 | Operational-demand | -6.378 | NA
VIC | BLTS22J | Brooklyn (Jemena) 22 kV | Jemena | Summer | Coincident_unreconciled | 2035 | POE90 | Operational-demand | -6.6721 | NA
VIC | BLTS22J | Brooklyn (Jemena) 22 kV | Jemena | Summer | Non-coincident | 2035 | POE50 | Operational-demand | -0.48242 | 41.569
VIC | BLTS22J | Brooklyn (Jemena) 22 kV | Jemena | Summer | Non-coincident | 2035 | POE90 | Operational-demand | -0.80654 | NA
VIC | BLTS22J | Brooklyn (Jemena) 22 kV | Jemena | Summer | Non-coincident | 2025 | BASEYEARPOE10 | Operational-demand | NA | 42.8005
VIC | BLTS22J | Brooklyn (Jemena) 22 kV | Jemena | Summer | Coincident | 2026 | POE10 | Operational-demand | NA | 27.7988
VIC | BLTS22J | Brooklyn (Jemena) 22 kV | Jemena | Summer | Coincident | 2026 | POE50 | Operational-demand | NA | 25.2208
VIC | BLTS22J | Brooklyn (Jemena) 22 kV | Jemena | Summer | Non-coincident | 2026 | POE10 | Operational-demand | NA | 42.7996
VIC | BLTS22J | Brooklyn (Jemena) 22 kV | Jemena | Summer | Coincident | 2027 | POE10 | Operational-demand | NA | 27.491
VIC | BLTS22J | Brooklyn (Jemena) 22 kV | Jemena | Summer | Coincident | 2027 | POE50 | Operational-demand | NA | 24.7718
VIC | BLTS22J | Brooklyn (Jemena) 22 kV | Jemena | Summer | Non-coincident | 2027 | POE10 | Operational-demand | NA | 43.4704
VIC | BLTS22J | Brooklyn (Jemena) 22 kV | Jemena | Summer | Coincident | 2028 | POE10 | Operational-demand | NA | 27.7398
VIC | BLTS22J | Brooklyn (Jemena) 22 kV | Jemena | Summer | Coincident | 2028 | POE50 | Operational-demand | NA | 24.8831
VIC | BLTS22J | Brooklyn (Jemena) 22 kV | Jemena | Summer | Non-coincident | 2028 | POE10 | Operational-demand | NA | 44.9426
VIC | BLTS22J | Brooklyn (Jemena) 22 kV | Jemena | Summer | Coincident | 2029 | POE10 | Operational-demand | NA | 27.6088
VIC | BLTS22J | Brooklyn (Jemena) 22 kV | Jemena | Summer | Coincident | 2029 | POE50 | Operational-demand | NA | 24.8245
VIC | BLTS22J | Brooklyn (Jemena) 22 kV | Jemena | Summer | Non-coincident | 2029 | POE10 | Operational-demand | NA | 45.5431
VIC | BLTS22J | Brooklyn (Jemena) 22 kV | Jemena | Summer | Coincident | 2030 | POE10 | Operational-demand | NA | 27.3221
VIC | BLTS22J | Brooklyn (Jemena) 22 kV | Jemena | Summer | Coincident | 2030 | POE50 | Operational-demand | NA | 24.5042
VIC | BLTS22J | Brooklyn (Jemena) 22 kV | Jemena | Summer | Non-coincident | 2030 | POE10 | Operational-demand | NA | 45.7428
VIC | BLTS22J | Brooklyn (Jemena) 22 kV | Jemena | Summer | Coincident | 2031 | POE10 | Operational-demand | NA | 26.6872
VIC | BLTS22J | Brooklyn (Jemena) 22 kV | Jemena | Summer | Coincident | 2031 | POE50 | Operational-demand | NA | 24.0576
VIC | BLTS22J | Brooklyn (Jemena) 22 kV | Jemena | Summer | Non-coincident | 2031 | POE10 | Operational-demand | NA | 45.8428
VIC | BLTS22J | Brooklyn (Jemena) 22 kV | Jemena | Summer | Coincident | 2032 | POE10 | Operational-demand | NA | 25.8901
VIC | BLTS22J | Brooklyn (Jemena) 22 kV | Jemena | Summer | Coincident | 2032 | POE50 | Operational-demand | NA | 23.2915
VIC | BLTS22J | Brooklyn (Jemena) 22 kV | Jemena | Summer | Non-coincident | 2032 | POE10 | Operational-demand | NA | 45.8427
VIC | BLTS22J | Brooklyn (Jemena) 22 kV | Jemena | Summer | Coincident | 2033 | POE10 | Operational-demand | NA | 25.2837
VIC | BLTS22J | Brooklyn (Jemena) 22 kV | Jemena | Summer | Coincident | 2033 | POE50 | Operational-demand | NA | 22.5332
VIC | BLTS22J | Brooklyn (Jemena) 22 kV | Jemena | Summer | Non-coincident | 2033 | POE10 | Operational-demand | NA | 45.8427
VIC | BLTS22J | Brooklyn (Jemena) 22 kV | Jemena | Summer | Coincident | 2034 | POE10 | Operational-demand | NA | 25.3825
VIC | BLTS22J | Brooklyn (Jemena) 22 kV | Jemena | Summer | Coincident | 2034 | POE50 | Operational-demand | NA | 22.6402
VIC | BLTS22J | Brooklyn (Jemena) 22 kV | Jemena | Summer | Non-coincident | 2034 | POE10 | Operational-demand | NA | 46.5047
VIC | BLTS22J | Brooklyn (Jemena) 22 kV | Jemena | Summer | Coincident | 2035 | POE10 | Operational-demand | NA | 25.4829
VIC | BLTS22J | Brooklyn (Jemena) 22 kV | Jemena | Summer | Coincident | 2035 | POE50 | Operational-demand | NA | 22.7295
VIC | BLTS22J | Brooklyn (Jemena) 22 kV | Jemena | Summer | Non-coincident | 2035 | POE10 | Operational-demand | NA | 46.9776
VIC | BLTS22J | Brooklyn (Jemena) 22 kV | Jemena | Winter | Coincident | 2018 | ACTUAL_OPG | Operational-demand | NA | 1.2322
VIC | BLTS22J | Brooklyn (Jemena) 22 kV | Jemena | Winter | Coincident | 2018 | ACTUAL_RAW | Operational-demand | NA | 1.2322
VIC | BLTS22J | Brooklyn (Jemena) 22 kV | Jemena | Winter | Non-coincident | 2018 | ACTUAL_RAW | Operational-demand | NA | 2.5526
VIC | BLTS22J | Brooklyn (Jemena) 22 kV | Jemena | Winter | Non-coincident | 2018 | ACTUAL_OPG | Operational-demand | NA | 2.5526
VIC | BLTS22J | Brooklyn (Jemena) 22 kV | Jemena | Winter | Non-coincident | 2018 | ACTUAL_ADJUSTEDOPG | Operational-demand | NA | 2.5526
VIC | BLTS22J | Brooklyn (Jemena) 22 kV | Jemena | Winter | Coincident | 2019 | ACTUAL_OPG | Operational-demand | NA | 1.279
VIC | BLTS22J | Brooklyn (Jemena) 22 kV | Jemena | Winter | Coincident | 2019 | ACTUAL_RAW | Operational-demand | NA | 1.279
VIC | BLTS22J | Brooklyn (Jemena) 22 kV | Jemena | Winter | Non-coincident | 2019 | ACTUAL_RAW | Operational-demand | NA | 2.2332
VIC | BLTS22J | Brooklyn (Jemena) 22 kV | Jemena | Winter | Non-coincident | 2019 | ACTUAL_OPG | Operational-demand | NA | 2.2332
VIC | BLTS22J | Brooklyn (Jemena) 22 kV | Jemena | Winter | Non-coincident | 2019 | ACTUAL_ADJUSTEDOPG | Operational-demand | NA | 2.2332
VIC | BLTS22J | Brooklyn (Jemena) 22 kV | Jemena | Winter | Coincident | 2020 | ACTUAL_OPG | Operational-demand | NA | 1.572
VIC | BLTS22J | Brooklyn (Jemena) 22 kV | Jemena | Winter | Coincident | 2020 | ACTUAL_RAW | Operational-demand | NA | 1.572
VIC | BLTS22J | Brooklyn (Jemena) 22 kV | Jemena | Winter | Non-coincident | 2020 | ACTUAL_RAW | Operational-demand | NA | 2.5493
VIC | BLTS22J | Brooklyn (Jemena) 22 kV | Jemena | Winter | Non-coincident | 2020 | ACTUAL_OPG | Operational-demand | NA | 2.5493
VIC | BLTS22J | Brooklyn (Jemena) 22 kV | Jemena | Winter | Non-coincident | 2020 | ACTUAL_ADJUSTEDOPG | Operational-demand | NA | 2.5493
VIC | BLTS22J | Brooklyn (Jemena) 22 kV | Jemena | Winter | Coincident | 2021 | ACTUAL_OPG | Operational-demand | NA | 1.9285
VIC | BLTS22J | Brooklyn (Jemena) 22 kV | Jemena | Winter | Coincident | 2021 | ACTUAL_RAW | Operational-demand | NA | 1.9285
VIC | BLTS22J | Brooklyn (Jemena) 22 kV | Jemena | Winter | Non-coincident | 2021 | ACTUAL_RAW | Operational-demand | NA | 2.3797
VIC | BLTS22J | Brooklyn (Jemena) 22 kV | Jemena | Winter | Non-coincident | 2021 | ACTUAL_OPG | Operational-demand | NA | 2.3797
VIC | BLTS22J | Brooklyn (Jemena) 22 kV | Jemena | Winter | Non-coincident | 2021 | ACTUAL_ADJUSTEDOPG | Operational-demand | NA | 2.3797
VIC | BLTS22J | Brooklyn (Jemena) 22 kV | Jemena | Winter | Coincident | 2022 | ACTUAL_OPG | Operational-demand | NA | 33.4654
VIC | BLTS22J | Brooklyn (Jemena) 22 kV | Jemena | Winter | Coincident | 2022 | ACTUAL_RAW | Operational-demand | NA | 33.4654
VIC | BLTS22J | Brooklyn (Jemena) 22 kV | Jemena | Winter | Non-coincident | 2022 | ACTUAL_RAW | Operational-demand | NA | 39.2474
VIC | BLTS22J | Brooklyn (Jemena) 22 kV | Jemena | Winter | Non-coincident | 2022 | ACTUAL_OPG | Operational-demand | NA | 39.2474
VIC | BLTS22J | Brooklyn (Jemena) 22 kV | Jemena | Winter | Coincident | 2023 | ACTUAL_OPG | Operational-demand | NA | 34.2359
VIC | BLTS22J | Brooklyn (Jemena) 22 kV | Jemena | Winter | Coincident | 2023 | ACTUAL_RAW | Operational-demand | NA | 34.2359
VIC | BLTS22J | Brooklyn (Jemena) 22 kV | Jemena | Winter | Non-coincident | 2023 | ACTUAL_RAW | Operational-demand | NA | 36.2345
VIC | BLTS22J | Brooklyn (Jemena) 22 kV | Jemena | Winter | Non-coincident | 2023 | ACTUAL_OPG | Operational-demand | NA | 36.2345
VIC | BLTS22J | Brooklyn (Jemena) 22 kV | Jemena | Winter | Non-coincident | 2023 | ACTUAL_ADJUSTEDOPG | Operational-demand | NA | 36.2345
VIC | BLTS22J | Brooklyn (Jemena) 22 kV | Jemena | Winter | Coincident | 2024 | ACTUAL_OPG | Operational-demand | NA | 41.1979
VIC | BLTS22J | Brooklyn (Jemena) 22 kV | Jemena | Winter | Coincident | 2024 | ACTUAL_RAW | Operational-demand | NA | 41.1979
VIC | BLTS22J | Brooklyn (Jemena) 22 kV | Jemena | Winter | Non-coincident | 2024 | ACTUAL_RAW | Operational-demand | NA | 48.163
VIC | BLTS22J | Brooklyn (Jemena) 22 kV | Jemena | Winter | Non-coincident | 2024 | ACTUAL_OPG | Operational-demand | NA | 48.163
VIC | BLTS22J | Brooklyn (Jemena) 22 kV | Jemena | Winter | Non-coincident | 2024 | ACTUAL_ADJUSTEDOPG | Operational-demand | NA | 48.163
VIC | BLTS22J | Brooklyn (Jemena) 22 kV | Jemena | Winter | Coincident | 2025 | POE10 | Operational-demand | NA | 12.2863
VIC | BLTS22J | Brooklyn (Jemena) 22 kV | Jemena | Winter | Coincident | 2025 | POE50 | Operational-demand | NA | 11.4446
VIC | BLTS22J | Brooklyn (Jemena) 22 kV | Jemena | Winter | Non-coincident | 2025 | ACTUAL_RAW | Operational-demand | NA | 48.2954
VIC | BLTS22J | Brooklyn (Jemena) 22 kV | Jemena | Winter | Non-coincident | 2025 | ACTUAL_ADJUSTEDOPG | Operational-demand | NA | 48.2954
VIC | BLTS22J | Brooklyn (Jemena) 22 kV | Jemena | Winter | Non-coincident | 2025 | BASEYEARPOE50 | Operational-demand | NA | 15.0464
VIC | BLTS22J | Brooklyn (Jemena) 22 kV | Jemena | Winter | Non-coincident | 2025 | BASEYEARPOE10 | Operational-demand | NA | 16.7593
VIC | BLTS22J | Brooklyn (Jemena) 22 kV | Jemena | Winter | Non-coincident | 2025 | POE10 | Operational-demand | NA | 15.9626
VIC | BLTS22J | Brooklyn (Jemena) 22 kV | Jemena | Winter | Non-coincident | 2025 | POE50 | Operational-demand | NA | 15.2294
VIC | BLTS22J | Brooklyn (Jemena) 22 kV | Jemena | Winter | Coincident | 2026 | POE10 | Operational-demand | NA | 11.8627
VIC | BLTS22J | Brooklyn (Jemena) 22 kV | Jemena | Winter | Coincident | 2026 | POE50 | Operational-demand | NA | 11.0292
VIC | BLTS22J | Brooklyn (Jemena) 22 kV | Jemena | Winter | Non-coincident | 2026 | POE10 | Operational-demand | NA | 16.0494
VIC | BLTS22J | Brooklyn (Jemena) 22 kV | Jemena | Winter | Non-coincident | 2026 | POE50 | Operational-demand | NA | 15.3112
VIC | BLTS22J | Brooklyn (Jemena) 22 kV | Jemena | Winter | Coincident | 2027 | POE10 | Operational-demand | NA | 11.6977
VIC | BLTS22J | Brooklyn (Jemena) 22 kV | Jemena | Winter | Coincident | 2027 | POE50 | Operational-demand | NA | 10.8462
VIC | BLTS22J | Brooklyn (Jemena) 22 kV | Jemena | Winter | Non-coincident | 2027 | POE10 | Operational-demand | NA | 16.4191
VIC | BLTS22J | Brooklyn (Jemena) 22 kV | Jemena | Winter | Non-coincident | 2027 | POE50 | Operational-demand | NA | 15.6268
VIC | BLTS22J | Brooklyn (Jemena) 22 kV | Jemena | Winter | Coincident | 2028 | POE10 | Operational-demand | NA | 12.1753
VIC | BLTS22J | Brooklyn (Jemena) 22 kV | Jemena | Winter | Coincident | 2028 | POE50 | Operational-demand | NA | 11.3521
VIC | BLTS22J | Brooklyn (Jemena) 22 kV | Jemena | Winter | Non-coincident | 2028 | POE10 | Operational-demand | NA | 17.4194
VIC | BLTS22J | Brooklyn (Jemena) 22 kV | Jemena | Winter | Non-coincident | 2028 | POE50 | Operational-demand | NA | 16.6272
VIC | BLTS22J | Brooklyn (Jemena) 22 kV | Jemena | Winter | Coincident | 2029 | POE10 | Operational-demand | NA | 12.4433
VIC | BLTS22J | Brooklyn (Jemena) 22 kV | Jemena | Winter | Coincident | 2029 | POE50 | Operational-demand | NA | 11.6362
VIC | BLTS22J | Brooklyn (Jemena) 22 kV | Jemena | Winter | Non-coincident | 2029 | POE10 | Operational-demand | NA | 18.019
VIC | BLTS22J | Brooklyn (Jemena) 22 kV | Jemena | Winter | Non-coincident | 2029 | POE50 | Operational-demand | NA | 17.2267
VIC | BLTS22J | Brooklyn (Jemena) 22 kV | Jemena | Winter | Coincident | 2030 | POE10 | Operational-demand | NA | 12.4081
VIC | BLTS22J | Brooklyn (Jemena) 22 kV | Jemena | Winter | Coincident | 2030 | POE50 | Operational-demand | NA | 11.6104
VIC | BLTS22J | Brooklyn (Jemena) 22 kV | Jemena | Winter | Non-coincident | 2030 | POE10 | Operational-demand | NA | 18.2187
VIC | BLTS22J | Brooklyn (Jemena) 22 kV | Jemena | Winter | Non-coincident | 2030 | POE50 | Operational-demand | NA | 17.4264
VIC | BLTS22J | Brooklyn (Jemena) 22 kV | Jemena | Winter | Coincident | 2031 | POE10 | Operational-demand | NA | 12.3233
VIC | BLTS22J | Brooklyn (Jemena) 22 kV | Jemena | Winter | Coincident | 2031 | POE50 | Operational-demand | NA | 11.5361
VIC | BLTS22J | Brooklyn (Jemena) 22 kV | Jemena | Winter | Non-coincident | 2031 | POE10 | Operational-demand | NA | 18.3184
VIC | BLTS22J | Brooklyn (Jemena) 22 kV | Jemena | Winter | Non-coincident | 2031 | POE50 | Operational-demand | NA | 17.5261
VIC | BLTS22J | Brooklyn (Jemena) 22 kV | Jemena | Winter | Coincident | 2032 | POE10 | Operational-demand | NA | 12.0708
VIC | BLTS22J | Brooklyn (Jemena) 22 kV | Jemena | Winter | Coincident | 2032 | POE50 | Operational-demand | NA | 11.2783
VIC | BLTS22J | Brooklyn (Jemena) 22 kV | Jemena | Winter | Non-coincident | 2032 | POE10 | Operational-demand | NA | 18.3182
VIC | BLTS22J | Brooklyn (Jemena) 22 kV | Jemena | Winter | Non-coincident | 2032 | POE50 | Operational-demand | NA | 17.5259
VIC | BLTS22J | Brooklyn (Jemena) 22 kV | Jemena | Winter | Coincident | 2033 | POE10 | Operational-demand | NA | 11.7922
VIC | BLTS22J | Brooklyn (Jemena) 22 kV | Jemena | Winter | Coincident | 2033 | POE50 | Operational-demand | NA | 11.019
VIC | BLTS22J | Brooklyn (Jemena) 22 kV | Jemena | Winter | Non-coincident | 2033 | POE10 | Operational-demand | NA | 18.3517
VIC | BLTS22J | Brooklyn (Jemena) 22 kV | Jemena | Winter | Non-coincident | 2033 | POE50 | Operational-demand | NA | 17.5545
VIC | BLTS22J | Brooklyn (Jemena) 22 kV | Jemena | Winter | Coincident | 2034 | POE10 | Operational-demand | NA | 11.9445
VIC | BLTS22J | Brooklyn (Jemena) 22 kV | Jemena | Winter | Coincident | 2034 | POE50 | Operational-demand | NA | 11.1638
VIC | BLTS22J | Brooklyn (Jemena) 22 kV | Jemena | Winter | Non-coincident | 2034 | POE10 | Operational-demand | NA | 18.7223
VIC | BLTS22J | Brooklyn (Jemena) 22 kV | Jemena | Winter | Non-coincident | 2034 | POE50 | Operational-demand | NA | 17.871
VIC | BLTS22P | Brooklyn (Powercor) 22 kV | Powercor | Shoulder | Coincident | 2019 | ACTUAL_OPG | Operational-demand | 30.9524 | NA
VIC | BLTS22P | Brooklyn (Powercor) 22 kV | Powercor | Shoulder | Coincident | 2019 | ACTUAL_RAW | Operational-demand | 30.9524 | NA
VIC | BLTS22P | Brooklyn (Powercor) 22 kV | Powercor | Shoulder | Non-coincident | 2019 | ACTUAL_RAW | Operational-demand | 25.5671 | NA
VIC | BLTS22P | Brooklyn (Powercor) 22 kV | Powercor | Shoulder | Non-coincident | 2019 | ACTUAL_OPG | Operational-demand | 25.5671 | NA
VIC | BLTS22P | Brooklyn (Powercor) 22 kV | Powercor | Shoulder | Non-coincident | 2019 | ACTUAL_ADJUSTEDOPG | Operational-demand | 28.9467 | NA
VIC | BLTS22P | Brooklyn (Powercor) 22 kV | Powercor | Shoulder | Coincident | 2020 | ACTUAL_OPG | Operational-demand | 27.2505 | NA
VIC | BLTS22P | Brooklyn (Powercor) 22 kV | Powercor | Shoulder | Coincident | 2020 | ACTUAL_RAW | Operational-demand | 27.2505 | NA
VIC | BLTS22P | Brooklyn (Powercor) 22 kV | Powercor | Shoulder | Non-coincident | 2020 | ACTUAL_RAW | Operational-demand | 14.0592 | NA
VIC | BLTS22P | Brooklyn (Powercor) 22 kV | Powercor | Shoulder | Non-coincident | 2020 | ACTUAL_OPG | Operational-demand | 14.0592 | NA
VIC | BLTS22P | Brooklyn (Powercor) 22 kV | Powercor | Shoulder | Non-coincident | 2020 | ACTUAL_ADJUSTEDOPG | Operational-demand | 14.0592 | NA
VIC | BLTS22P | Brooklyn (Powercor) 22 kV | Powercor | Shoulder | Coincident | 2021 | ACTUAL_OPG | Operational-demand | 24.7563 | NA
VIC | BLTS22P | Brooklyn (Powercor) 22 kV | Powercor | Shoulder | Coincident | 2021 | ACTUAL_RAW | Operational-demand | 24.7563 | NA
VIC | BLTS22P | Brooklyn (Powercor) 22 kV | Powercor | Shoulder | Non-coincident | 2021 | ACTUAL_RAW | Operational-demand | 23.9105 | NA
VIC | BLTS22P | Brooklyn (Powercor) 22 kV | Powercor | Shoulder | Non-coincident | 2021 | ACTUAL_OPG | Operational-demand | 23.9105 | NA
VIC | BLTS22P | Brooklyn (Powercor) 22 kV | Powercor | Shoulder | Non-coincident | 2021 | ACTUAL_ADJUSTEDOPG | Operational-demand | 23.9105 | NA
VIC | BLTS22P | Brooklyn (Powercor) 22 kV | Powercor | Shoulder | Coincident | 2022 | ACTUAL_OPG | Operational-demand | 10.2033 | NA
VIC | BLTS22P | Brooklyn (Powercor) 22 kV | Powercor | Shoulder | Coincident | 2022 | ACTUAL_RAW | Operational-demand | 10.2033 | NA
VIC | BLTS22P | Brooklyn (Powercor) 22 kV | Powercor | Shoulder | Non-coincident | 2022 | ACTUAL_RAW | Operational-demand | 8.9094 | NA
VIC | BLTS22P | Brooklyn (Powercor) 22 kV | Powercor | Shoulder | Non-coincident | 2022 | ACTUAL_OPG | Operational-demand | 8.9094 | NA
VIC | BLTS22P | Brooklyn (Powercor) 22 kV | Powercor | Shoulder | Non-coincident | 2022 | ACTUAL_ADJUSTEDOPG | Operational-demand | 8.9094 | NA
VIC | BLTS22P | Brooklyn (Powercor) 22 kV | Powercor | Shoulder | Coincident | 2023 | ACTUAL_OPG | Operational-demand | 9.0984 | NA
VIC | BLTS22P | Brooklyn (Powercor) 22 kV | Powercor | Shoulder | Coincident | 2023 | ACTUAL_RAW | Operational-demand | 9.0984 | NA
VIC | BLTS22P | Brooklyn (Powercor) 22 kV | Powercor | Shoulder | Non-coincident | 2023 | ACTUAL_RAW | Operational-demand | 3.4571 | NA
VIC | BLTS22P | Brooklyn (Powercor) 22 kV | Powercor | Shoulder | Non-coincident | 2023 | ACTUAL_OPG | Operational-demand | 3.4571 | NA
VIC | BLTS22P | Brooklyn (Powercor) 22 kV | Powercor | Shoulder | Non-coincident | 2023 | ACTUAL_ADJUSTEDOPG | Operational-demand | 3.4571 | NA
VIC | BLTS22P | Brooklyn (Powercor) 22 kV | Powercor | Shoulder | Coincident | 2024 | ACTUAL_OPG | Operational-demand | 6.5036 | NA
VIC | BLTS22P | Brooklyn (Powercor) 22 kV | Powercor | Shoulder | Coincident | 2024 | ACTUAL_RAW | Operational-demand | 6.5036 | NA
VIC | BLTS22P | Brooklyn (Powercor) 22 kV | Powercor | Shoulder | Non-coincident | 2024 | ACTUAL_RAW | Operational-demand | 6.0296 | NA
VIC | BLTS22P | Brooklyn (Powercor) 22 kV | Powercor | Shoulder | Non-coincident | 2024 | ACTUAL_OPG | Operational-demand | 6.0296 | NA
VIC | BLTS22P | Brooklyn (Powercor) 22 kV | Powercor | Shoulder | Non-coincident | 2024 | ACTUAL_ADJUSTEDOPG | Operational-demand | 6.0296 | NA
VIC | BLTS22P | Brooklyn (Powercor) 22 kV | Powercor | Shoulder | Coincident | 2025 | ACTUAL_OPG | Operational-demand | 10.1627 | NA
VIC | BLTS22P | Brooklyn (Powercor) 22 kV | Powercor | Shoulder | Coincident | 2025 | ACTUAL_RAW | Operational-demand | 10.1627 | NA
VIC | BLTS22P | Brooklyn (Powercor) 22 kV | Powercor | Shoulder | Non-coincident | 2025 | ACTUAL_RAW | Operational-demand | 3.9995 | NA
VIC | BLTS22P | Brooklyn (Powercor) 22 kV | Powercor | Shoulder | Non-coincident | 2025 | ACTUAL_OPG | Operational-demand | 3.9995 | NA
VIC | BLTS22P | Brooklyn (Powercor) 22 kV | Powercor | Shoulder | Non-coincident | 2025 | ACTUAL_ADJUSTEDOPG | Operational-demand | 3.9995 | NA
VIC | BLTS22P | Brooklyn (Powercor) 22 kV | Powercor | Shoulder | Non-coincident | 2025 | BASEYEARPOE90 | Operational-demand | 4.0375 | NA
VIC | BLTS22P | Brooklyn (Powercor) 22 kV | Powercor | Shoulder | Non-coincident | 2025 | BASEYEARPOE50 | Operational-demand | 6.3275 | NA
VIC | BLTS22P | Brooklyn (Powercor) 22 kV | Powercor | Shoulder | Coincident_unreconciled | 2026 | POE50 | Operational-demand | 9.3667 | NA
VIC | BLTS22P | Brooklyn (Powercor) 22 kV | Powercor | Shoulder | Coincident_unreconciled | 2026 | POE90 | Operational-demand | 5.4123 | NA
VIC | BLTS22P | Brooklyn (Powercor) 22 kV | Powercor | Shoulder | Non-coincident | 2026 | POE50 | Operational-demand | 5.1755 | NA
VIC | BLTS22P | Brooklyn (Powercor) 22 kV | Powercor | Shoulder | Non-coincident | 2026 | POE90 | Operational-demand | 2.9905 | NA
VIC | BLTS22P | Brooklyn (Powercor) 22 kV | Powercor | Shoulder | Coincident_unreconciled | 2027 | POE50 | Operational-demand | 7.5597 | NA
VIC | BLTS22P | Brooklyn (Powercor) 22 kV | Powercor | Shoulder | Coincident_unreconciled | 2027 | POE90 | Operational-demand | 3.5883 | NA
VIC | BLTS22P | Brooklyn (Powercor) 22 kV | Powercor | Shoulder | Non-coincident | 2027 | POE50 | Operational-demand | 4.1771 | NA
VIC | BLTS22P | Brooklyn (Powercor) 22 kV | Powercor | Shoulder | Non-coincident | 2027 | POE90 | Operational-demand | 1.9827 | NA
VIC | BLTS22P | Brooklyn (Powercor) 22 kV | Powercor | Shoulder | Coincident_unreconciled | 2028 | POE50 | Operational-demand | 5.5915 | NA
VIC | BLTS22P | Brooklyn (Powercor) 22 kV | Powercor | Shoulder | Coincident_unreconciled | 2028 | POE90 | Operational-demand | 1.6023 | NA
VIC | BLTS22P | Brooklyn (Powercor) 22 kV | Powercor | Shoulder | Non-coincident | 2028 | POE50 | Operational-demand | 3.0895 | NA
VIC | BLTS22P | Brooklyn (Powercor) 22 kV | Powercor | Shoulder | Non-coincident | 2028 | POE90 | Operational-demand | 0.88536 | NA
VIC | BLTS22P | Brooklyn (Powercor) 22 kV | Powercor | Shoulder | Coincident_unreconciled | 2029 | POE50 | Operational-demand | 3.7433 | NA
VIC | BLTS22P | Brooklyn (Powercor) 22 kV | Powercor | Shoulder | Coincident_unreconciled | 2029 | POE90 | Operational-demand | -0.0277 | NA
VIC | BLTS22P | Brooklyn (Powercor) 22 kV | Powercor | Shoulder | Non-coincident | 2029 | POE50 | Operational-demand | 2.0683 | NA
VIC | BLTS22P | Brooklyn (Powercor) 22 kV | Powercor | Shoulder | Non-coincident | 2029 | POE90 | Operational-demand | -0.14564 | NA
VIC | BLTS22P | Brooklyn (Powercor) 22 kV | Powercor | Shoulder | Coincident_unreconciled | 2030 | POE50 | Operational-demand | 1.9251 | NA
VIC | BLTS22P | Brooklyn (Powercor) 22 kV | Powercor | Shoulder | Coincident_unreconciled | 2030 | POE90 | Operational-demand | -0.22063 | NA
VIC | BLTS22P | Brooklyn (Powercor) 22 kV | Powercor | Shoulder | Non-coincident | 2030 | POE50 | Operational-demand | 1.0637 | NA
VIC | BLTS22P | Brooklyn (Powercor) 22 kV | Powercor | Shoulder | Non-coincident | 2030 | POE90 | Operational-demand | -1.16 | NA
VIC | BLTS22P | Brooklyn (Powercor) 22 kV | Powercor | Shoulder | Coincident_unreconciled | 2031 | POE50 | Operational-demand | 0.10737 | NA
VIC | BLTS22P | Brooklyn (Powercor) 22 kV | Powercor | Shoulder | Coincident_unreconciled | 2031 | POE90 | Operational-demand | -0.41353 | NA
VIC | BLTS22P | Brooklyn (Powercor) 22 kV | Powercor | Shoulder | Non-coincident | 2031 | POE50 | Operational-demand | 0.05933 | NA
VIC | BLTS22P | Brooklyn (Powercor) 22 kV | Powercor | Shoulder | Non-coincident | 2031 | POE90 | Operational-demand | -2.1742 | NA
VIC | BLTS22P | Brooklyn (Powercor) 22 kV | Powercor | Shoulder | Coincident_unreconciled | 2032 | POE50 | Operational-demand | -0.13845 | NA
VIC | BLTS22P | Brooklyn (Powercor) 22 kV | Powercor | Shoulder | Coincident_unreconciled | 2032 | POE90 | Operational-demand | -0.56516 | NA
VIC | BLTS22P | Brooklyn (Powercor) 22 kV | Powercor | Shoulder | Non-coincident | 2032 | POE50 | Operational-demand | -0.72794 | NA
VIC | BLTS22P | Brooklyn (Powercor) 22 kV | Powercor | Shoulder | Non-coincident | 2032 | POE90 | Operational-demand | -2.9715 | NA
VIC | BLTS22P | Brooklyn (Powercor) 22 kV | Powercor | Shoulder | Coincident_unreconciled | 2033 | POE50 | Operational-demand | -0.25727 | NA
VIC | BLTS22P | Brooklyn (Powercor) 22 kV | Powercor | Shoulder | Coincident_unreconciled | 2033 | POE90 | Operational-demand | -0.6859 | NA
VIC | BLTS22P | Brooklyn (Powercor) 22 kV | Powercor | Shoulder | Non-coincident | 2033 | POE50 | Operational-demand | -1.3527 | NA
VIC | BLTS22P | Brooklyn (Powercor) 22 kV | Powercor | Shoulder | Non-coincident | 2033 | POE90 | Operational-demand | -3.6063 | NA
VIC | BLTS22P | Brooklyn (Powercor) 22 kV | Powercor | Shoulder | Coincident_unreconciled | 2034 | POE50 | Operational-demand | -0.36993 | NA
VIC | BLTS22P | Brooklyn (Powercor) 22 kV | Powercor | Shoulder | Coincident_unreconciled | 2034 | POE90 | Operational-demand | -0.80048 | NA
VIC | BLTS22P | Brooklyn (Powercor) 22 kV | Powercor | Shoulder | Non-coincident | 2034 | POE50 | Operational-demand | -1.945 | NA
VIC | BLTS22P | Brooklyn (Powercor) 22 kV | Powercor | Shoulder | Non-coincident | 2034 | POE90 | Operational-demand | -4.2087 | NA
VIC | BLTS22P | Brooklyn (Powercor) 22 kV | Powercor | Shoulder | Coincident_unreconciled | 2035 | POE50 | Operational-demand | -0.4917 | NA
VIC | BLTS22P | Brooklyn (Powercor) 22 kV | Powercor | Shoulder | Coincident_unreconciled | 2035 | POE90 | Operational-demand | -0.92417 | NA
VIC | BLTS22P | Brooklyn (Powercor) 22 kV | Powercor | Shoulder | Non-coincident | 2035 | POE50 | Operational-demand | -2.5852 | NA
VIC | BLTS22P | Brooklyn (Powercor) 22 kV | Powercor | Shoulder | Non-coincident | 2035 | POE90 | Operational-demand | -4.859 | NA
VIC | BLTS22P | Brooklyn (Powercor) 22 kV | Powercor | Summer | Coincident | 2019 | ACTUAL_OPG | Operational-demand | 33.1997 | 58.4689
VIC | BLTS22P | Brooklyn (Powercor) 22 kV | Powercor | Summer | Coincident | 2019 | ACTUAL_RAW | Operational-demand | 33.1997 | 58.4689
VIC | BLTS22P | Brooklyn (Powercor) 22 kV | Powercor | Summer | Non-coincident | 2019 | ACTUAL_RAW | Operational-demand | 27.2563 | 58.7632
VIC | BLTS22P | Brooklyn (Powercor) 22 kV | Powercor | Summer | Non-coincident | 2019 | ACTUAL_OPG | Operational-demand | 27.2563 | 58.7632
VIC | BLTS22P | Brooklyn (Powercor) 22 kV | Powercor | Summer | Non-coincident | 2019 | ACTUAL_ADJUSTEDOPG | Operational-demand | 28.9005 | 50.2629
VIC | BLTS22P | Brooklyn (Powercor) 22 kV | Powercor | Summer | Coincident | 2020 | ACTUAL_OPG | Operational-demand | 29.8296 | 52.2237
VIC | BLTS22P | Brooklyn (Powercor) 22 kV | Powercor | Summer | Coincident | 2020 | ACTUAL_RAW | Operational-demand | 29.8296 | 52.2237
VIC | BLTS22P | Brooklyn (Powercor) 22 kV | Powercor | Summer | Non-coincident | 2020 | ACTUAL_RAW | Operational-demand | 14.7799 | 55.9028
VIC | BLTS22P | Brooklyn (Powercor) 22 kV | Powercor | Summer | Non-coincident | 2020 | ACTUAL_OPG | Operational-demand | 14.7799 | 55.9028
VIC | BLTS22P | Brooklyn (Powercor) 22 kV | Powercor | Summer | Non-coincident | 2020 | ACTUAL_ADJUSTEDOPG | Operational-demand | 14.7799 | 55.9028
VIC | BLTS22P | Brooklyn (Powercor) 22 kV | Powercor | Summer | Coincident | 2021 | ACTUAL_OPG | Operational-demand | 25.9875 | 48.2133
VIC | BLTS22P | Brooklyn (Powercor) 22 kV | Powercor | Summer | Coincident | 2021 | ACTUAL_RAW | Operational-demand | 25.9875 | 48.2133
VIC | BLTS22P | Brooklyn (Powercor) 22 kV | Powercor | Summer | Non-coincident | 2021 | ACTUAL_RAW | Operational-demand | 24.9354 | 52.6136
VIC | BLTS22P | Brooklyn (Powercor) 22 kV | Powercor | Summer | Non-coincident | 2021 | ACTUAL_OPG | Operational-demand | 24.9354 | 52.6136
VIC | BLTS22P | Brooklyn (Powercor) 22 kV | Powercor | Summer | Non-coincident | 2021 | ACTUAL_ADJUSTEDOPG | Operational-demand | 24.9354 | 52.6136
VIC | BLTS22P | Brooklyn (Powercor) 22 kV | Powercor | Summer | Coincident | 2022 | ACTUAL_OPG | Operational-demand | 10.1606 | 36.8827
VIC | BLTS22P | Brooklyn (Powercor) 22 kV | Powercor | Summer | Coincident | 2022 | ACTUAL_RAW | Operational-demand | 10.1606 | 36.8827
VIC | BLTS22P | Brooklyn (Powercor) 22 kV | Powercor | Summer | Non-coincident | 2022 | ACTUAL_RAW | Operational-demand | 8.8147 | 42.1895
VIC | BLTS22P | Brooklyn (Powercor) 22 kV | Powercor | Summer | Non-coincident | 2022 | ACTUAL_OPG | Operational-demand | 8.8147 | 42.1895
VIC | BLTS22P | Brooklyn (Powercor) 22 kV | Powercor | Summer | Non-coincident | 2022 | ACTUAL_ADJUSTEDOPG | Operational-demand | 8.8147 | 42.1895
VIC | BLTS22P | Brooklyn (Powercor) 22 kV | Powercor | Summer | Coincident | 2023 | ACTUAL_OPG | Operational-demand | 8.9643 | 36.5341
VIC | BLTS22P | Brooklyn (Powercor) 22 kV | Powercor | Summer | Coincident | 2023 | ACTUAL_RAW | Operational-demand | 8.9643 | 36.5341
VIC | BLTS22P | Brooklyn (Powercor) 22 kV | Powercor | Summer | Non-coincident | 2023 | ACTUAL_RAW | Operational-demand | 7.3339 | 39.6261
VIC | BLTS22P | Brooklyn (Powercor) 22 kV | Powercor | Summer | Non-coincident | 2023 | ACTUAL_OPG | Operational-demand | 7.3339 | 39.6261
VIC | BLTS22P | Brooklyn (Powercor) 22 kV | Powercor | Summer | Non-coincident | 2023 | ACTUAL_ADJUSTEDOPG | Operational-demand | 7.3339 | 39.6261
VIC | BLTS22P | Brooklyn (Powercor) 22 kV | Powercor | Summer | Coincident | 2024 | ACTUAL_OPG | Operational-demand | 3.4309 | 52.3899
VIC | BLTS22P | Brooklyn (Powercor) 22 kV | Powercor | Summer | Coincident | 2024 | ACTUAL_RAW | Operational-demand | 3.4309 | 52.3899
VIC | BLTS22P | Brooklyn (Powercor) 22 kV | Powercor | Summer | Non-coincident | 2024 | ACTUAL_RAW | Operational-demand | 2.9955 | 54.585
VIC | BLTS22P | Brooklyn (Powercor) 22 kV | Powercor | Summer | Non-coincident | 2024 | ACTUAL_OPG | Operational-demand | 2.9955 | 54.585
VIC | BLTS22P | Brooklyn (Powercor) 22 kV | Powercor | Summer | Non-coincident | 2024 | ACTUAL_ADJUSTEDOPG | Operational-demand | 2.9955 | 54.585
VIC | BLTS22P | Brooklyn (Powercor) 22 kV | Powercor | Summer | Coincident | 2025 | ACTUAL_OPG | Operational-demand | 3.2792 | 39.1386
VIC | BLTS22P | Brooklyn (Powercor) 22 kV | Powercor | Summer | Coincident | 2025 | ACTUAL_RAW | Operational-demand | 3.2792 | 39.1386
VIC | BLTS22P | Brooklyn (Powercor) 22 kV | Powercor | Summer | Non-coincident | 2025 | ACTUAL_RAW | Operational-demand | 2.5391 | 39.5311
VIC | BLTS22P | Brooklyn (Powercor) 22 kV | Powercor | Summer | Non-coincident | 2025 | ACTUAL_OPG | Operational-demand | 2.5391 | 39.5311
VIC | BLTS22P | Brooklyn (Powercor) 22 kV | Powercor | Summer | Non-coincident | 2025 | ACTUAL_ADJUSTEDOPG | Operational-demand | 2.5391 | 39.5311
VIC | BLTS22P | Brooklyn (Powercor) 22 kV | Powercor | Summer | Non-coincident | 2025 | BASEYEARPOE90 | Operational-demand | 2.3338 | NA
VIC | BLTS22P | Brooklyn (Powercor) 22 kV | Powercor | Summer | Non-coincident | 2025 | BASEYEARPOE50 | Operational-demand | 4.0482 | 41.2378
VIC | BLTS22P | Brooklyn (Powercor) 22 kV | Powercor | Summer | Coincident_unreconciled | 2026 | POE50 | Operational-demand | 3.983 | NA
VIC | BLTS22P | Brooklyn (Powercor) 22 kV | Powercor | Summer | Coincident_unreconciled | 2026 | POE90 | Operational-demand | 1.8291 | NA
VIC | BLTS22P | Brooklyn (Powercor) 22 kV | Powercor | Summer | Non-coincident | 2026 | POE50 | Operational-demand | 3.4104 | 60
VIC | BLTS22P | Brooklyn (Powercor) 22 kV | Powercor | Summer | Non-coincident | 2026 | POE90 | Operational-demand | 1.5661 | NA
VIC | BLTS22P | Brooklyn (Powercor) 22 kV | Powercor | Summer | Coincident_unreconciled | 2027 | POE50 | Operational-demand | 2.7694 | NA
VIC | BLTS22P | Brooklyn (Powercor) 22 kV | Powercor | Summer | Coincident_unreconciled | 2027 | POE90 | Operational-demand | 0.60624 | NA
VIC | BLTS22P | Brooklyn (Powercor) 22 kV | Powercor | Summer | Non-coincident | 2027 | POE50 | Operational-demand | 2.3713 | 60.1052
VIC | BLTS22P | Brooklyn (Powercor) 22 kV | Powercor | Summer | Non-coincident | 2027 | POE90 | Operational-demand | 0.51908 | NA
VIC | BLTS22P | Brooklyn (Powercor) 22 kV | Powercor | Summer | Coincident_unreconciled | 2028 | POE50 | Operational-demand | 1.4438 | NA
VIC | BLTS22P | Brooklyn (Powercor) 22 kV | Powercor | Summer | Coincident_unreconciled | 2028 | POE90 | Operational-demand | -0.51942 | NA
VIC | BLTS22P | Brooklyn (Powercor) 22 kV | Powercor | Summer | Non-coincident | 2028 | POE50 | Operational-demand | 1.2362 | 60.2294
VIC | BLTS22P | Brooklyn (Powercor) 22 kV | Powercor | Summer | Non-coincident | 2028 | POE90 | Operational-demand | -0.62425 | NA
VIC | BLTS22P | Brooklyn (Powercor) 22 kV | Powercor | Summer | Coincident_unreconciled | 2029 | POE50 | Operational-demand | 0.19064 | NA
VIC | BLTS22P | Brooklyn (Powercor) 22 kV | Powercor | Summer | Coincident_unreconciled | 2029 | POE90 | Operational-demand | -1.4191 | NA
VIC | BLTS22P | Brooklyn (Powercor) 22 kV | Powercor | Summer | Non-coincident | 2029 | POE50 | Operational-demand | 0.16323 | 60.3806
VIC | BLTS22P | Brooklyn (Powercor) 22 kV | Powercor | Summer | Non-coincident | 2029 | POE90 | Operational-demand | -1.7055 | NA
VIC | BLTS22P | Brooklyn (Powercor) 22 kV | Powercor | Summer | Coincident_unreconciled | 2030 | POE50 | Operational-demand | -0.75335 | NA
VIC | BLTS22P | Brooklyn (Powercor) 22 kV | Powercor | Summer | Coincident_unreconciled | 2030 | POE90 | Operational-demand | -2.3152 | NA
VIC | BLTS22P | Brooklyn (Powercor) 22 kV | Powercor | Summer | Non-coincident | 2030 | POE50 | Operational-demand | -0.90538 | 60.5593
VIC | BLTS22P | Brooklyn (Powercor) 22 kV | Powercor | Summer | Non-coincident | 2030 | POE90 | Operational-demand | -2.7824 | NA
VIC | BLTS22P | Brooklyn (Powercor) 22 kV | Powercor | Summer | Coincident_unreconciled | 2031 | POE50 | Operational-demand | -1.6346 | NA
VIC | BLTS22P | Brooklyn (Powercor) 22 kV | Powercor | Summer | Coincident_unreconciled | 2031 | POE90 | Operational-demand | -3.2034 | NA
VIC | BLTS22P | Brooklyn (Powercor) 22 kV | Powercor | Summer | Non-coincident | 2031 | POE50 | Operational-demand | -1.9645 | 60.7462
VIC | BLTS22P | Brooklyn (Powercor) 22 kV | Powercor | Summer | Non-coincident | 2031 | POE90 | Operational-demand | -3.8499 | NA
VIC | BLTS22P | Brooklyn (Powercor) 22 kV | Powercor | Summer | Coincident_unreconciled | 2032 | POE50 | Operational-demand | -2.331 | NA
VIC | BLTS22P | Brooklyn (Powercor) 22 kV | Powercor | Summer | Coincident_unreconciled | 2032 | POE90 | Operational-demand | -3.9068 | NA
VIC | BLTS22P | Brooklyn (Powercor) 22 kV | Powercor | Summer | Non-coincident | 2032 | POE50 | Operational-demand | -2.8015 | 60.9618
VIC | BLTS22P | Brooklyn (Powercor) 22 kV | Powercor | Summer | Non-coincident | 2032 | POE90 | Operational-demand | -4.6952 | NA
VIC | BLTS22P | Brooklyn (Powercor) 22 kV | Powercor | Summer | Coincident_unreconciled | 2033 | POE50 | Operational-demand | -2.8895 | NA
VIC | BLTS22P | Brooklyn (Powercor) 22 kV | Powercor | Summer | Coincident_unreconciled | 2033 | POE90 | Operational-demand | -4.4724 | NA
VIC | BLTS22P | Brooklyn (Powercor) 22 kV | Powercor | Summer | Non-coincident | 2033 | POE50 | Operational-demand | -3.4727 | 61.1961
VIC | BLTS22P | Brooklyn (Powercor) 22 kV | Powercor | Summer | Non-coincident | 2033 | POE90 | Operational-demand | -5.375 | NA
VIC | BLTS22P | Brooklyn (Powercor) 22 kV | Powercor | Summer | Coincident_unreconciled | 2034 | POE50 | Operational-demand | -3.4201 | NA
VIC | BLTS22P | Brooklyn (Powercor) 22 kV | Powercor | Summer | Coincident_unreconciled | 2034 | POE90 | Operational-demand | -5.0101 | NA
VIC | BLTS22P | Brooklyn (Powercor) 22 kV | Powercor | Summer | Non-coincident | 2034 | POE50 | Operational-demand | -4.1103 | 61.4296
VIC | BLTS22P | Brooklyn (Powercor) 22 kV | Powercor | Summer | Non-coincident | 2034 | POE90 | Operational-demand | -6.0212 | NA
VIC | BLTS22P | Brooklyn (Powercor) 22 kV | Powercor | Summer | Coincident_unreconciled | 2035 | POE50 | Operational-demand | -3.99 | NA
VIC | BLTS22P | Brooklyn (Powercor) 22 kV | Powercor | Summer | Coincident_unreconciled | 2035 | POE90 | Operational-demand | -5.587 | NA
VIC | BLTS22P | Brooklyn (Powercor) 22 kV | Powercor | Summer | Non-coincident | 2035 | POE50 | Operational-demand | -4.7952 | 61.6512
VIC | BLTS22P | Brooklyn (Powercor) 22 kV | Powercor | Summer | Non-coincident | 2035 | POE90 | Operational-demand | -6.7146 | NA
VIC | BLTS22P | Brooklyn (Powercor) 22 kV | Powercor | Summer | Non-coincident | 2025 | BASEYEARPOE10 | Operational-demand | NA | 43.1174
VIC | BLTS22P | Brooklyn (Powercor) 22 kV | Powercor | Summer | Coincident | 2026 | POE10 | Operational-demand | NA | 58.5619
VIC | BLTS22P | Brooklyn (Powercor) 22 kV | Powercor | Summer | Coincident | 2026 | POE50 | Operational-demand | NA | 56.9585
VIC | BLTS22P | Brooklyn (Powercor) 22 kV | Powercor | Summer | Non-coincident | 2026 | POE10 | Operational-demand | NA | 64.1754
VIC | BLTS22P | Brooklyn (Powercor) 22 kV | Powercor | Summer | Coincident | 2027 | POE10 | Operational-demand | NA | 57.1814
VIC | BLTS22P | Brooklyn (Powercor) 22 kV | Powercor | Summer | Coincident | 2027 | POE50 | Operational-demand | NA | 55.2345
VIC | BLTS22P | Brooklyn (Powercor) 22 kV | Powercor | Summer | Non-coincident | 2027 | POE10 | Operational-demand | NA | 64.2985
VIC | BLTS22P | Brooklyn (Powercor) 22 kV | Powercor | Summer | Coincident | 2028 | POE10 | Operational-demand | NA | 55.9881
VIC | BLTS22P | Brooklyn (Powercor) 22 kV | Powercor | Summer | Coincident | 2028 | POE50 | Operational-demand | NA | 53.6731
VIC | BLTS22P | Brooklyn (Powercor) 22 kV | Powercor | Summer | Non-coincident | 2028 | POE10 | Operational-demand | NA | 64.4414
VIC | BLTS22P | Brooklyn (Powercor) 22 kV | Powercor | Summer | Coincident | 2029 | POE10 | Operational-demand | NA | 55.1813
VIC | BLTS22P | Brooklyn (Powercor) 22 kV | Powercor | Summer | Coincident | 2029 | POE50 | Operational-demand | NA | 52.9296
VIC | BLTS22P | Brooklyn (Powercor) 22 kV | Powercor | Summer | Non-coincident | 2029 | POE10 | Operational-demand | NA | 64.6113
VIC | BLTS22P | Brooklyn (Powercor) 22 kV | Powercor | Summer | Coincident | 2030 | POE10 | Operational-demand | NA | 54.5785
VIC | BLTS22P | Brooklyn (Powercor) 22 kV | Powercor | Summer | Coincident | 2030 | POE50 | Operational-demand | NA | 52.1864
VIC | BLTS22P | Brooklyn (Powercor) 22 kV | Powercor | Summer | Non-coincident | 2030 | POE10 | Operational-demand | NA | 64.8086
VIC | BLTS22P | Brooklyn (Powercor) 22 kV | Powercor | Summer | Coincident | 2031 | POE10 | Operational-demand | NA | 53.4051
VIC | BLTS22P | Brooklyn (Powercor) 22 kV | Powercor | Summer | Coincident | 2031 | POE50 | Operational-demand | NA | 51.3102
VIC | BLTS22P | Brooklyn (Powercor) 22 kV | Powercor | Summer | Non-coincident | 2031 | POE10 | Operational-demand | NA | 65.0141
VIC | BLTS22P | Brooklyn (Powercor) 22 kV | Powercor | Summer | Coincident | 2032 | POE10 | Operational-demand | NA | 52.0267
VIC | BLTS22P | Brooklyn (Powercor) 22 kV | Powercor | Summer | Coincident | 2032 | POE50 | Operational-demand | NA | 49.8831
VIC | BLTS22P | Brooklyn (Powercor) 22 kV | Powercor | Summer | Non-coincident | 2032 | POE10 | Operational-demand | NA | 65.2488
VIC | BLTS22P | Brooklyn (Powercor) 22 kV | Powercor | Summer | Coincident | 2033 | POE10 | Operational-demand | NA | 51.0268
VIC | BLTS22P | Brooklyn (Powercor) 22 kV | Powercor | Summer | Coincident | 2033 | POE50 | Operational-demand | NA | 48.4659
VIC | BLTS22P | Brooklyn (Powercor) 22 kV | Powercor | Summer | Non-coincident | 2033 | POE10 | Operational-demand | NA | 65.5023
VIC | BLTS22P | Brooklyn (Powercor) 22 kV | Powercor | Summer | Coincident | 2034 | POE10 | Operational-demand | NA | 50.7141
VIC | BLTS22P | Brooklyn (Powercor) 22 kV | Powercor | Summer | Coincident | 2034 | POE50 | Operational-demand | NA | 48.2151
VIC | BLTS22P | Brooklyn (Powercor) 22 kV | Powercor | Summer | Non-coincident | 2034 | POE10 | Operational-demand | NA | 65.7551
VIC | BLTS22P | Brooklyn (Powercor) 22 kV | Powercor | Summer | Coincident | 2035 | POE10 | Operational-demand | NA | 50.6157
VIC | BLTS22P | Brooklyn (Powercor) 22 kV | Powercor | Summer | Coincident | 2035 | POE50 | Operational-demand | NA | 48.1252
VIC | BLTS22P | Brooklyn (Powercor) 22 kV | Powercor | Summer | Non-coincident | 2035 | POE10 | Operational-demand | NA | 65.9959
VIC | BLTS22P | Brooklyn (Powercor) 22 kV | Powercor | Winter | Coincident | 2018 | ACTUAL_OPG | Operational-demand | NA | 44.4649
VIC | BLTS22P | Brooklyn (Powercor) 22 kV | Powercor | Winter | Coincident | 2018 | ACTUAL_RAW | Operational-demand | NA | 44.4649
VIC | BLTS22P | Brooklyn (Powercor) 22 kV | Powercor | Winter | Non-coincident | 2018 | ACTUAL_RAW | Operational-demand | NA | 57.6825
VIC | BLTS22P | Brooklyn (Powercor) 22 kV | Powercor | Winter | Non-coincident | 2018 | ACTUAL_OPG | Operational-demand | NA | 57.6825
VIC | BLTS22P | Brooklyn (Powercor) 22 kV | Powercor | Winter | Non-coincident | 2018 | ACTUAL_ADJUSTEDOPG | Operational-demand | NA | 57.6825
VIC | BLTS22P | Brooklyn (Powercor) 22 kV | Powercor | Winter | Coincident | 2019 | ACTUAL_OPG | Operational-demand | NA | 47.9007
VIC | BLTS22P | Brooklyn (Powercor) 22 kV | Powercor | Winter | Coincident | 2019 | ACTUAL_RAW | Operational-demand | NA | 47.9007
VIC | BLTS22P | Brooklyn (Powercor) 22 kV | Powercor | Winter | Non-coincident | 2019 | ACTUAL_RAW | Operational-demand | NA | 52.8139
VIC | BLTS22P | Brooklyn (Powercor) 22 kV | Powercor | Winter | Non-coincident | 2019 | ACTUAL_OPG | Operational-demand | NA | 52.8139
VIC | BLTS22P | Brooklyn (Powercor) 22 kV | Powercor | Winter | Non-coincident | 2019 | ACTUAL_ADJUSTEDOPG | Operational-demand | NA | 52.8139
VIC | BLTS22P | Brooklyn (Powercor) 22 kV | Powercor | Winter | Coincident | 2020 | ACTUAL_OPG | Operational-demand | NA | 45.6891
VIC | BLTS22P | Brooklyn (Powercor) 22 kV | Powercor | Winter | Coincident | 2020 | ACTUAL_RAW | Operational-demand | NA | 45.6891
VIC | BLTS22P | Brooklyn (Powercor) 22 kV | Powercor | Winter | Non-coincident | 2020 | ACTUAL_RAW | Operational-demand | NA | 53.7906
VIC | BLTS22P | Brooklyn (Powercor) 22 kV | Powercor | Winter | Non-coincident | 2020 | ACTUAL_OPG | Operational-demand | NA | 53.7906
VIC | BLTS22P | Brooklyn (Powercor) 22 kV | Powercor | Winter | Non-coincident | 2020 | ACTUAL_ADJUSTEDOPG | Operational-demand | NA | 53.7906
VIC | BLTS22P | Brooklyn (Powercor) 22 kV | Powercor | Winter | Coincident | 2021 | ACTUAL_OPG | Operational-demand | NA | 47.2823
VIC | BLTS22P | Brooklyn (Powercor) 22 kV | Powercor | Winter | Coincident | 2021 | ACTUAL_RAW | Operational-demand | NA | 47.2823
VIC | BLTS22P | Brooklyn (Powercor) 22 kV | Powercor | Winter | Non-coincident | 2021 | ACTUAL_RAW | Operational-demand | NA | 54.5473
VIC | BLTS22P | Brooklyn (Powercor) 22 kV | Powercor | Winter | Non-coincident | 2021 | ACTUAL_OPG | Operational-demand | NA | 54.5473
VIC | BLTS22P | Brooklyn (Powercor) 22 kV | Powercor | Winter | Non-coincident | 2021 | ACTUAL_ADJUSTEDOPG | Operational-demand | NA | 54.5473
VIC | BLTS22P | Brooklyn (Powercor) 22 kV | Powercor | Winter | Coincident | 2022 | ACTUAL_OPG | Operational-demand | NA | 34.125
VIC | BLTS22P | Brooklyn (Powercor) 22 kV | Powercor | Winter | Coincident | 2022 | ACTUAL_RAW | Operational-demand | NA | 34.125
VIC | BLTS22P | Brooklyn (Powercor) 22 kV | Powercor | Winter | Non-coincident | 2022 | ACTUAL_RAW | Operational-demand | NA | 40.2367
VIC | BLTS22P | Brooklyn (Powercor) 22 kV | Powercor | Winter | Non-coincident | 2022 | ACTUAL_OPG | Operational-demand | NA | 40.2367
VIC | BLTS22P | Brooklyn (Powercor) 22 kV | Powercor | Winter | Non-coincident | 2022 | ACTUAL_ADJUSTEDOPG | Operational-demand | NA | 40.2367
VIC | BLTS22P | Brooklyn (Powercor) 22 kV | Powercor | Winter | Coincident | 2023 | ACTUAL_OPG | Operational-demand | NA | 34.2315
VIC | BLTS22P | Brooklyn (Powercor) 22 kV | Powercor | Winter | Coincident | 2023 | ACTUAL_RAW | Operational-demand | NA | 34.2315
VIC | BLTS22P | Brooklyn (Powercor) 22 kV | Powercor | Winter | Non-coincident | 2023 | ACTUAL_RAW | Operational-demand | NA | 40.8661
VIC | BLTS22P | Brooklyn (Powercor) 22 kV | Powercor | Winter | Non-coincident | 2023 | ACTUAL_OPG | Operational-demand | NA | 40.8661
VIC | BLTS22P | Brooklyn (Powercor) 22 kV | Powercor | Winter | Non-coincident | 2023 | ACTUAL_ADJUSTEDOPG | Operational-demand | NA | 40.8661
VIC | BLTS22P | Brooklyn (Powercor) 22 kV | Powercor | Winter | Coincident | 2024 | ACTUAL_OPG | Operational-demand | NA | 32.7688
VIC | BLTS22P | Brooklyn (Powercor) 22 kV | Powercor | Winter | Coincident | 2024 | ACTUAL_RAW | Operational-demand | NA | 32.7688
VIC | BLTS22P | Brooklyn (Powercor) 22 kV | Powercor | Winter | Non-coincident | 2024 | ACTUAL_RAW | Operational-demand | NA | 41.3826
VIC | BLTS22P | Brooklyn (Powercor) 22 kV | Powercor | Winter | Non-coincident | 2024 | ACTUAL_OPG | Operational-demand | NA | 41.3826
VIC | BLTS22P | Brooklyn (Powercor) 22 kV | Powercor | Winter | Non-coincident | 2024 | ACTUAL_ADJUSTEDOPG | Operational-demand | NA | 41.3826
VIC | BLTS22P | Brooklyn (Powercor) 22 kV | Powercor | Winter | Coincident | 2025 | POE10 | Operational-demand | NA | 58.0218
VIC | BLTS22P | Brooklyn (Powercor) 22 kV | Powercor | Winter | Coincident | 2025 | POE50 | Operational-demand | NA | 57.7309
VIC | BLTS22P | Brooklyn (Powercor) 22 kV | Powercor | Winter | Non-coincident | 2025 | ACTUAL_RAW | Operational-demand | NA | 40.111
VIC | BLTS22P | Brooklyn (Powercor) 22 kV | Powercor | Winter | Non-coincident | 2025 | ACTUAL_ADJUSTEDOPG | Operational-demand | NA | 40.111
VIC | BLTS22P | Brooklyn (Powercor) 22 kV | Powercor | Winter | Non-coincident | 2025 | BASEYEARPOE50 | Operational-demand | NA | 53.604
VIC | BLTS22P | Brooklyn (Powercor) 22 kV | Powercor | Winter | Non-coincident | 2025 | BASEYEARPOE10 | Operational-demand | NA | 54.705
VIC | BLTS22P | Brooklyn (Powercor) 22 kV | Powercor | Winter | Non-coincident | 2025 | POE10 | Operational-demand | NA | 61.5917
VIC | BLTS22P | Brooklyn (Powercor) 22 kV | Powercor | Winter | Non-coincident | 2025 | POE50 | Operational-demand | NA | 60
VIC | BLTS22P | Brooklyn (Powercor) 22 kV | Powercor | Winter | Coincident | 2026 | POE10 | Operational-demand | NA | 62.198
VIC | BLTS22P | Brooklyn (Powercor) 22 kV | Powercor | Winter | Coincident | 2026 | POE50 | Operational-demand | NA | 61.8525
VIC | BLTS22P | Brooklyn (Powercor) 22 kV | Powercor | Winter | Non-coincident | 2026 | POE10 | Operational-demand | NA | 68.6908
VIC | BLTS22P | Brooklyn (Powercor) 22 kV | Powercor | Winter | Non-coincident | 2026 | POE50 | Operational-demand | NA | 67.0923
VIC | BLTS22P | Brooklyn (Powercor) 22 kV | Powercor | Winter | Coincident | 2027 | POE10 | Operational-demand | NA | 60.09
VIC | BLTS22P | Brooklyn (Powercor) 22 kV | Powercor | Winter | Coincident | 2027 | POE50 | Operational-demand | NA | 59.6018
VIC | BLTS22P | Brooklyn (Powercor) 22 kV | Powercor | Winter | Non-coincident | 2027 | POE10 | Operational-demand | NA | 68.7993
VIC | BLTS22P | Brooklyn (Powercor) 22 kV | Powercor | Winter | Non-coincident | 2027 | POE50 | Operational-demand | NA | 67.1932
VIC | BLTS22P | Brooklyn (Powercor) 22 kV | Powercor | Winter | Coincident | 2028 | POE10 | Operational-demand | NA | 59.1093
VIC | BLTS22P | Brooklyn (Powercor) 22 kV | Powercor | Winter | Coincident | 2028 | POE50 | Operational-demand | NA | 58.6741
VIC | BLTS22P | Brooklyn (Powercor) 22 kV | Powercor | Winter | Non-coincident | 2028 | POE10 | Operational-demand | NA | 68.9295
VIC | BLTS22P | Brooklyn (Powercor) 22 kV | Powercor | Winter | Non-coincident | 2028 | POE50 | Operational-demand | NA | 67.3159
VIC | BLTS22P | Brooklyn (Powercor) 22 kV | Powercor | Winter | Coincident | 2029 | POE10 | Operational-demand | NA | 58.5776
VIC | BLTS22P | Brooklyn (Powercor) 22 kV | Powercor | Winter | Coincident | 2029 | POE50 | Operational-demand | NA | 58.1651
VIC | BLTS22P | Brooklyn (Powercor) 22 kV | Powercor | Winter | Non-coincident | 2029 | POE10 | Operational-demand | NA | 69.0788
VIC | BLTS22P | Brooklyn (Powercor) 22 kV | Powercor | Winter | Non-coincident | 2029 | POE50 | Operational-demand | NA | 67.4577
VIC | BLTS22P | Brooklyn (Powercor) 22 kV | Powercor | Winter | Coincident | 2030 | POE10 | Operational-demand | NA | 57.9607
VIC | BLTS22P | Brooklyn (Powercor) 22 kV | Powercor | Winter | Coincident | 2030 | POE50 | Operational-demand | NA | 57.5388
VIC | BLTS22P | Brooklyn (Powercor) 22 kV | Powercor | Winter | Non-coincident | 2030 | POE10 | Operational-demand | NA | 69.2499
VIC | BLTS22P | Brooklyn (Powercor) 22 kV | Powercor | Winter | Non-coincident | 2030 | POE50 | Operational-demand | NA | 67.6213
VIC | BLTS22P | Brooklyn (Powercor) 22 kV | Powercor | Winter | Coincident | 2031 | POE10 | Operational-demand | NA | 57.4412
VIC | BLTS22P | Brooklyn (Powercor) 22 kV | Powercor | Winter | Coincident | 2031 | POE50 | Operational-demand | NA | 57.024
VIC | BLTS22P | Brooklyn (Powercor) 22 kV | Powercor | Winter | Non-coincident | 2031 | POE10 | Operational-demand | NA | 69.4318
VIC | BLTS22P | Brooklyn (Powercor) 22 kV | Powercor | Winter | Non-coincident | 2031 | POE50 | Operational-demand | NA | 67.7957
VIC | BLTS22P | Brooklyn (Powercor) 22 kV | Powercor | Winter | Coincident | 2032 | POE10 | Operational-demand | NA | 56.4587
VIC | BLTS22P | Brooklyn (Powercor) 22 kV | Powercor | Winter | Coincident | 2032 | POE50 | Operational-demand | NA | 55.9415
VIC | BLTS22P | Brooklyn (Powercor) 22 kV | Powercor | Winter | Non-coincident | 2032 | POE10 | Operational-demand | NA | 69.6461
VIC | BLTS22P | Brooklyn (Powercor) 22 kV | Powercor | Winter | Non-coincident | 2032 | POE50 | Operational-demand | NA | 68.0022
VIC | BLTS22P | Brooklyn (Powercor) 22 kV | Powercor | Winter | Coincident | 2033 | POE10 | Operational-demand | NA | 55.2413
VIC | BLTS22P | Brooklyn (Powercor) 22 kV | Powercor | Winter | Coincident | 2033 | POE50 | Operational-demand | NA | 54.7405
VIC | BLTS22P | Brooklyn (Powercor) 22 kV | Powercor | Winter | Non-coincident | 2033 | POE10 | Operational-demand | NA | 69.8643
VIC | BLTS22P | Brooklyn (Powercor) 22 kV | Powercor | Winter | Non-coincident | 2033 | POE50 | Operational-demand | NA | 68.2127
VIC | BLTS22P | Brooklyn (Powercor) 22 kV | Powercor | Winter | Coincident | 2034 | POE10 | Operational-demand | NA | 55.0175
VIC | BLTS22P | Brooklyn (Powercor) 22 kV | Powercor | Winter | Coincident | 2034 | POE50 | Operational-demand | NA | 54.547
VIC | BLTS22P | Brooklyn (Powercor) 22 kV | Powercor | Winter | Non-coincident | 2034 | POE10 | Operational-demand | NA | 70.0772
VIC | BLTS22P | Brooklyn (Powercor) 22 kV | Powercor | Winter | Non-coincident | 2034 | POE50 | Operational-demand | NA | 68.4178
VIC | BLTS66J | Brooklyn (Jemena) 66 kV | Jemena | Shoulder | Coincident | 2019 | ACTUAL_OPG | Operational-demand | 60.4655 | NA
VIC | BLTS66J | Brooklyn (Jemena) 66 kV | Jemena | Shoulder | Coincident | 2019 | ACTUAL_RAW | Operational-demand | 60.4655 | NA
VIC | BLTS66J | Brooklyn (Jemena) 66 kV | Jemena | Shoulder | Non-coincident | 2019 | ACTUAL_RAW | Operational-demand | 58.0093 | NA
VIC | BLTS66J | Brooklyn (Jemena) 66 kV | Jemena | Shoulder | Non-coincident | 2019 | ACTUAL_OPG | Operational-demand | 58.0093 | NA
VIC | BLTS66J | Brooklyn (Jemena) 66 kV | Jemena | Shoulder | Non-coincident | 2019 | ACTUAL_ADJUSTEDOPG | Operational-demand | 58.0093 | NA
VIC | BLTS66J | Brooklyn (Jemena) 66 kV | Jemena | Shoulder | Coincident | 2020 | ACTUAL_OPG | Operational-demand | 63.6387 | NA
VIC | BLTS66J | Brooklyn (Jemena) 66 kV | Jemena | Shoulder | Coincident | 2020 | ACTUAL_RAW | Operational-demand | 63.6387 | NA
VIC | BLTS66J | Brooklyn (Jemena) 66 kV | Jemena | Shoulder | Non-coincident | 2020 | ACTUAL_RAW | Operational-demand | 52.3738 | NA
VIC | BLTS66J | Brooklyn (Jemena) 66 kV | Jemena | Shoulder | Non-coincident | 2020 | ACTUAL_OPG | Operational-demand | 52.3738 | NA
VIC | BLTS66J | Brooklyn (Jemena) 66 kV | Jemena | Shoulder | Non-coincident | 2020 | ACTUAL_ADJUSTEDOPG | Operational-demand | 52.3738 | NA
VIC | BLTS66J | Brooklyn (Jemena) 66 kV | Jemena | Shoulder | Coincident | 2021 | ACTUAL_OPG | Operational-demand | 60.1782 | NA
VIC | BLTS66J | Brooklyn (Jemena) 66 kV | Jemena | Shoulder | Coincident | 2021 | ACTUAL_RAW | Operational-demand | 60.1782 | NA
VIC | BLTS66J | Brooklyn (Jemena) 66 kV | Jemena | Shoulder | Non-coincident | 2021 | ACTUAL_RAW | Operational-demand | 57.1909 | NA
VIC | BLTS66J | Brooklyn (Jemena) 66 kV | Jemena | Shoulder | Non-coincident | 2021 | ACTUAL_OPG | Operational-demand | 57.1909 | NA
VIC | BLTS66J | Brooklyn (Jemena) 66 kV | Jemena | Shoulder | Non-coincident | 2021 | ACTUAL_ADJUSTEDOPG | Operational-demand | 57.1909 | NA
VIC | BLTS66J | Brooklyn (Jemena) 66 kV | Jemena | Shoulder | Coincident | 2022 | ACTUAL_OPG | Operational-demand | 60.7075 | NA
VIC | BLTS66J | Brooklyn (Jemena) 66 kV | Jemena | Shoulder | Coincident | 2022 | ACTUAL_RAW | Operational-demand | 60.7075 | NA
VIC | BLTS66J | Brooklyn (Jemena) 66 kV | Jemena | Shoulder | Non-coincident | 2022 | ACTUAL_RAW | Operational-demand | 52.2402 | NA
VIC | BLTS66J | Brooklyn (Jemena) 66 kV | Jemena | Shoulder | Non-coincident | 2022 | ACTUAL_OPG | Operational-demand | 52.2402 | NA
VIC | BLTS66J | Brooklyn (Jemena) 66 kV | Jemena | Shoulder | Non-coincident | 2022 | ACTUAL_ADJUSTEDOPG | Operational-demand | 52.2402 | NA
VIC | BLTS66J | Brooklyn (Jemena) 66 kV | Jemena | Shoulder | Coincident | 2023 | ACTUAL_OPG | Operational-demand | 61.4314 | NA
VIC | BLTS66J | Brooklyn (Jemena) 66 kV | Jemena | Shoulder | Coincident | 2023 | ACTUAL_RAW | Operational-demand | 61.4314 | NA
VIC | BLTS66J | Brooklyn (Jemena) 66 kV | Jemena | Shoulder | Non-coincident | 2023 | ACTUAL_RAW | Operational-demand | 60.0687 | NA
VIC | BLTS66J | Brooklyn (Jemena) 66 kV | Jemena | Shoulder | Non-coincident | 2023 | ACTUAL_OPG | Operational-demand | 60.0687 | NA
VIC | BLTS66J | Brooklyn (Jemena) 66 kV | Jemena | Shoulder | Non-coincident | 2023 | ACTUAL_ADJUSTEDOPG | Operational-demand | 60.0687 | NA
VIC | BLTS66J | Brooklyn (Jemena) 66 kV | Jemena | Shoulder | Coincident | 2024 | ACTUAL_OPG | Operational-demand | 63.2154 | NA
VIC | BLTS66J | Brooklyn (Jemena) 66 kV | Jemena | Shoulder | Coincident | 2024 | ACTUAL_RAW | Operational-demand | 63.2154 | NA
VIC | BLTS66J | Brooklyn (Jemena) 66 kV | Jemena | Shoulder | Non-coincident | 2024 | ACTUAL_RAW | Operational-demand | 47.3224 | NA
VIC | BLTS66J | Brooklyn (Jemena) 66 kV | Jemena | Shoulder | Non-coincident | 2024 | ACTUAL_OPG | Operational-demand | 47.3224 | NA
VIC | BLTS66J | Brooklyn (Jemena) 66 kV | Jemena | Shoulder | Non-coincident | 2024 | ACTUAL_ADJUSTEDOPG | Operational-demand | 47.3224 | NA
VIC | BLTS66J | Brooklyn (Jemena) 66 kV | Jemena | Shoulder | Coincident | 2025 | ACTUAL_OPG | Operational-demand | 67.7336 | NA
VIC | BLTS66J | Brooklyn (Jemena) 66 kV | Jemena | Shoulder | Coincident | 2025 | ACTUAL_RAW | Operational-demand | 67.7336 | NA
VIC | BLTS66J | Brooklyn (Jemena) 66 kV | Jemena | Shoulder | Non-coincident | 2025 | ACTUAL_RAW | Operational-demand | 27.8368 | NA
VIC | BLTS66J | Brooklyn (Jemena) 66 kV | Jemena | Shoulder | Non-coincident | 2025 | ACTUAL_OPG | Operational-demand | 27.8368 | NA
VIC | BLTS66J | Brooklyn (Jemena) 66 kV | Jemena | Shoulder | Non-coincident | 2025 | ACTUAL_ADJUSTEDOPG | Operational-demand | 27.8368 | NA
VIC | BLTS66J | Brooklyn (Jemena) 66 kV | Jemena | Shoulder | Non-coincident | 2025 | BASEYEARPOE90 | Operational-demand | 90.425 | NA
VIC | BLTS66J | Brooklyn (Jemena) 66 kV | Jemena | Shoulder | Non-coincident | 2025 | BASEYEARPOE50 | Operational-demand | 94.3984 | NA
VIC | BLTS66J | Brooklyn (Jemena) 66 kV | Jemena | Shoulder | Coincident_unreconciled | 2026 | POE50 | Operational-demand | 70 | NA
VIC | BLTS66J | Brooklyn (Jemena) 66 kV | Jemena | Shoulder | Coincident_unreconciled | 2026 | POE90 | Operational-demand | 63.2295 | NA
VIC | BLTS66J | Brooklyn (Jemena) 66 kV | Jemena | Shoulder | Non-coincident | 2026 | POE50 | Operational-demand | 50 | NA
VIC | BLTS66J | Brooklyn (Jemena) 66 kV | Jemena | Shoulder | Non-coincident | 2026 | POE90 | Operational-demand | 46.4073 | NA
VIC | BLTS66J | Brooklyn (Jemena) 66 kV | Jemena | Shoulder | Coincident_unreconciled | 2027 | POE50 | Operational-demand | 61.6004 | NA
VIC | BLTS66J | Brooklyn (Jemena) 66 kV | Jemena | Shoulder | Coincident_unreconciled | 2027 | POE90 | Operational-demand | 54.786 | NA
VIC | BLTS66J | Brooklyn (Jemena) 66 kV | Jemena | Shoulder | Non-coincident | 2027 | POE50 | Operational-demand | 45.5429 | NA
VIC | BLTS66J | Brooklyn (Jemena) 66 kV | Jemena | Shoulder | Non-coincident | 2027 | POE90 | Operational-demand | 41.927 | NA
VIC | BLTS66J | Brooklyn (Jemena) 66 kV | Jemena | Shoulder | Coincident_unreconciled | 2028 | POE50 | Operational-demand | 54.0346 | NA
VIC | BLTS66J | Brooklyn (Jemena) 66 kV | Jemena | Shoulder | Coincident_unreconciled | 2028 | POE90 | Operational-demand | 47.1782 | NA
VIC | BLTS66J | Brooklyn (Jemena) 66 kV | Jemena | Shoulder | Non-coincident | 2028 | POE50 | Operational-demand | 41.5282 | NA
VIC | BLTS66J | Brooklyn (Jemena) 66 kV | Jemena | Shoulder | Non-coincident | 2028 | POE90 | Operational-demand | 37.89 | NA
VIC | BLTS66J | Brooklyn (Jemena) 66 kV | Jemena | Shoulder | Coincident_unreconciled | 2029 | POE50 | Operational-demand | 46.9712 | NA
VIC | BLTS66J | Brooklyn (Jemena) 66 kV | Jemena | Shoulder | Coincident_unreconciled | 2029 | POE90 | Operational-demand | 40.073 | NA
VIC | BLTS66J | Brooklyn (Jemena) 66 kV | Jemena | Shoulder | Non-coincident | 2029 | POE50 | Operational-demand | 37.7802 | NA
VIC | BLTS66J | Brooklyn (Jemena) 66 kV | Jemena | Shoulder | Non-coincident | 2029 | POE90 | Operational-demand | 34.1198 | NA
VIC | BLTS66J | Brooklyn (Jemena) 66 kV | Jemena | Shoulder | Coincident_unreconciled | 2030 | POE50 | Operational-demand | 40.2843 | NA
VIC | BLTS66J | Brooklyn (Jemena) 66 kV | Jemena | Shoulder | Coincident_unreconciled | 2030 | POE90 | Operational-demand | 33.3442 | NA
VIC | BLTS66J | Brooklyn (Jemena) 66 kV | Jemena | Shoulder | Non-coincident | 2030 | POE50 | Operational-demand | 34.2319 | NA
VIC | BLTS66J | Brooklyn (Jemena) 66 kV | Jemena | Shoulder | Non-coincident | 2030 | POE90 | Operational-demand | 30.5492 | NA
VIC | BLTS66J | Brooklyn (Jemena) 66 kV | Jemena | Shoulder | Coincident_unreconciled | 2031 | POE50 | Operational-demand | 33.6368 | NA
VIC | BLTS66J | Brooklyn (Jemena) 66 kV | Jemena | Shoulder | Coincident_unreconciled | 2031 | POE90 | Operational-demand | 26.6548 | NA
VIC | BLTS66J | Brooklyn (Jemena) 66 kV | Jemena | Shoulder | Non-coincident | 2031 | POE50 | Operational-demand | 30.7045 | NA
VIC | BLTS66J | Brooklyn (Jemena) 66 kV | Jemena | Shoulder | Non-coincident | 2031 | POE90 | Operational-demand | 26.9996 | NA
VIC | BLTS66J | Brooklyn (Jemena) 66 kV | Jemena | Shoulder | Coincident_unreconciled | 2032 | POE50 | Operational-demand | 28.4473 | NA
VIC | BLTS66J | Brooklyn (Jemena) 66 kV | Jemena | Shoulder | Coincident_unreconciled | 2032 | POE90 | Operational-demand | 21.4224 | NA
VIC | BLTS66J | Brooklyn (Jemena) 66 kV | Jemena | Shoulder | Non-coincident | 2032 | POE50 | Operational-demand | 27.9508 | NA
VIC | BLTS66J | Brooklyn (Jemena) 66 kV | Jemena | Shoulder | Non-coincident | 2032 | POE90 | Operational-demand | 24.2231 | NA
VIC | BLTS66J | Brooklyn (Jemena) 66 kV | Jemena | Shoulder | Coincident_unreconciled | 2033 | POE50 | Operational-demand | 24.4357 | NA
VIC | BLTS66J | Brooklyn (Jemena) 66 kV | Jemena | Shoulder | Coincident_unreconciled | 2033 | POE90 | Operational-demand | 17.3671 | NA
VIC | BLTS66J | Brooklyn (Jemena) 66 kV | Jemena | Shoulder | Non-coincident | 2033 | POE50 | Operational-demand | 25.8221 | NA
VIC | BLTS66J | Brooklyn (Jemena) 66 kV | Jemena | Shoulder | Non-coincident | 2033 | POE90 | Operational-demand | 22.0713 | NA
VIC | BLTS66J | Brooklyn (Jemena) 66 kV | Jemena | Shoulder | Coincident_unreconciled | 2034 | POE50 | Operational-demand | 20.6548 | NA
VIC | BLTS66J | Brooklyn (Jemena) 66 kV | Jemena | Shoulder | Coincident_unreconciled | 2034 | POE90 | Operational-demand | 13.5424 | NA
VIC | BLTS66J | Brooklyn (Jemena) 66 kV | Jemena | Shoulder | Non-coincident | 2034 | POE50 | Operational-demand | 23.8158 | NA
VIC | BLTS66J | Brooklyn (Jemena) 66 kV | Jemena | Shoulder | Non-coincident | 2034 | POE90 | Operational-demand | 20.0418 | NA
VIC | BLTS66J | Brooklyn (Jemena) 66 kV | Jemena | Shoulder | Coincident_unreconciled | 2035 | POE50 | Operational-demand | 16.5755 | NA
VIC | BLTS66J | Brooklyn (Jemena) 66 kV | Jemena | Shoulder | Coincident_unreconciled | 2035 | POE90 | Operational-demand | 9.4194 | NA
VIC | BLTS66J | Brooklyn (Jemena) 66 kV | Jemena | Shoulder | Non-coincident | 2035 | POE50 | Operational-demand | 21.6512 | NA
VIC | BLTS66J | Brooklyn (Jemena) 66 kV | Jemena | Shoulder | Non-coincident | 2035 | POE90 | Operational-demand | 17.854 | NA
VIC | BLTS66J | Brooklyn (Jemena) 66 kV | Jemena | Summer | Coincident | 2019 | ACTUAL_OPG | Operational-demand | 58.9172 | 142.8343
VIC | BLTS66J | Brooklyn (Jemena) 66 kV | Jemena | Summer | Coincident | 2019 | ACTUAL_RAW | Operational-demand | 58.9172 | 142.8343
VIC | BLTS66J | Brooklyn (Jemena) 66 kV | Jemena | Summer | Non-coincident | 2019 | ACTUAL_RAW | Operational-demand | 52.1251 | 156.6648
VIC | BLTS66J | Brooklyn (Jemena) 66 kV | Jemena | Summer | Non-coincident | 2019 | ACTUAL_OPG | Operational-demand | 52.1251 | 156.6648
VIC | BLTS66J | Brooklyn (Jemena) 66 kV | Jemena | Summer | Non-coincident | 2019 | ACTUAL_ADJUSTEDOPG | Operational-demand | 52.1251 | 156.6648
VIC | BLTS66J | Brooklyn (Jemena) 66 kV | Jemena | Summer | Coincident | 2020 | ACTUAL_OPG | Operational-demand | 52.4005 | 142.3337
VIC | BLTS66J | Brooklyn (Jemena) 66 kV | Jemena | Summer | Coincident | 2020 | ACTUAL_RAW | Operational-demand | 52.4005 | 142.3337
VIC | BLTS66J | Brooklyn (Jemena) 66 kV | Jemena | Summer | Non-coincident | 2020 | ACTUAL_RAW | Operational-demand | 50.7424 | 162.0193
VIC | BLTS66J | Brooklyn (Jemena) 66 kV | Jemena | Summer | Non-coincident | 2020 | ACTUAL_OPG | Operational-demand | 50.7424 | 162.0193
VIC | BLTS66J | Brooklyn (Jemena) 66 kV | Jemena | Summer | Non-coincident | 2020 | ACTUAL_ADJUSTEDOPG | Operational-demand | 50.7424 | 162.0193
VIC | BLTS66J | Brooklyn (Jemena) 66 kV | Jemena | Summer | Coincident | 2021 | ACTUAL_OPG | Operational-demand | 45.377 | 146.4542
VIC | BLTS66J | Brooklyn (Jemena) 66 kV | Jemena | Summer | Coincident | 2021 | ACTUAL_RAW | Operational-demand | 45.377 | 146.4542
VIC | BLTS66J | Brooklyn (Jemena) 66 kV | Jemena | Summer | Non-coincident | 2021 | ACTUAL_RAW | Operational-demand | 45.377 | 159.6314
VIC | BLTS66J | Brooklyn (Jemena) 66 kV | Jemena | Summer | Non-coincident | 2021 | ACTUAL_OPG | Operational-demand | 45.377 | 159.6314
VIC | BLTS66J | Brooklyn (Jemena) 66 kV | Jemena | Summer | Non-coincident | 2021 | ACTUAL_ADJUSTEDOPG | Operational-demand | 45.377 | 159.6314
VIC | BLTS66J | Brooklyn (Jemena) 66 kV | Jemena | Summer | Coincident | 2022 | ACTUAL_OPG | Operational-demand | 65.9209 | 145.2924
VIC | BLTS66J | Brooklyn (Jemena) 66 kV | Jemena | Summer | Coincident | 2022 | ACTUAL_RAW | Operational-demand | 65.9209 | 145.2924
VIC | BLTS66J | Brooklyn (Jemena) 66 kV | Jemena | Summer | Non-coincident | 2022 | ACTUAL_RAW | Operational-demand | 46.4804 | 147.4362
VIC | BLTS66J | Brooklyn (Jemena) 66 kV | Jemena | Summer | Non-coincident | 2022 | ACTUAL_OPG | Operational-demand | 46.4804 | 147.4362
VIC | BLTS66J | Brooklyn (Jemena) 66 kV | Jemena | Summer | Non-coincident | 2022 | ACTUAL_ADJUSTEDOPG | Operational-demand | 46.4804 | 147.4362
VIC | BLTS66J | Brooklyn (Jemena) 66 kV | Jemena | Summer | Coincident | 2023 | ACTUAL_OPG | Operational-demand | 58.1817 | 167.1088
VIC | BLTS66J | Brooklyn (Jemena) 66 kV | Jemena | Summer | Coincident | 2023 | ACTUAL_RAW | Operational-demand | 58.1817 | 167.1088
VIC | BLTS66J | Brooklyn (Jemena) 66 kV | Jemena | Summer | Non-coincident | 2023 | ACTUAL_RAW | Operational-demand | 52.4403 | 167.1088
VIC | BLTS66J | Brooklyn (Jemena) 66 kV | Jemena | Summer | Non-coincident | 2023 | ACTUAL_OPG | Operational-demand | 52.4403 | 167.1088
VIC | BLTS66J | Brooklyn (Jemena) 66 kV | Jemena | Summer | Non-coincident | 2023 | ACTUAL_ADJUSTEDOPG | Operational-demand | 52.4403 | 167.1088
VIC | BLTS66J | Brooklyn (Jemena) 66 kV | Jemena | Summer | Coincident | 2024 | ACTUAL_OPG | Operational-demand | 37.1511 | 152.7214
VIC | BLTS66J | Brooklyn (Jemena) 66 kV | Jemena | Summer | Coincident | 2024 | ACTUAL_RAW | Operational-demand | 37.1511 | 152.7214
VIC | BLTS66J | Brooklyn (Jemena) 66 kV | Jemena | Summer | Non-coincident | 2024 | ACTUAL_RAW | Operational-demand | 36.3371 | 160.3006
VIC | BLTS66J | Brooklyn (Jemena) 66 kV | Jemena | Summer | Non-coincident | 2024 | ACTUAL_OPG | Operational-demand | 36.3371 | 160.3006
VIC | BLTS66J | Brooklyn (Jemena) 66 kV | Jemena | Summer | Non-coincident | 2024 | ACTUAL_ADJUSTEDOPG | Operational-demand | 36.3371 | 160.3006
VIC | BLTS66J | Brooklyn (Jemena) 66 kV | Jemena | Summer | Coincident | 2025 | ACTUAL_OPG | Operational-demand | 40.5539 | 167.4976
VIC | BLTS66J | Brooklyn (Jemena) 66 kV | Jemena | Summer | Coincident | 2025 | ACTUAL_RAW | Operational-demand | 40.5539 | 167.4976
VIC | BLTS66J | Brooklyn (Jemena) 66 kV | Jemena | Summer | Non-coincident | 2025 | ACTUAL_RAW | Operational-demand | 23.4791 | 210.9664
VIC | BLTS66J | Brooklyn (Jemena) 66 kV | Jemena | Summer | Non-coincident | 2025 | ACTUAL_OPG | Operational-demand | 23.4791 | 210.9664
VIC | BLTS66J | Brooklyn (Jemena) 66 kV | Jemena | Summer | Non-coincident | 2025 | ACTUAL_ADJUSTEDOPG | Operational-demand | 23.4791 | 210.9664
VIC | BLTS66J | Brooklyn (Jemena) 66 kV | Jemena | Summer | Non-coincident | 2025 | BASEYEARPOE90 | Operational-demand | 61.5154 | NA
VIC | BLTS66J | Brooklyn (Jemena) 66 kV | Jemena | Summer | Non-coincident | 2025 | BASEYEARPOE50 | Operational-demand | 73.6748 | 272.531
VIC | BLTS66J | Brooklyn (Jemena) 66 kV | Jemena | Summer | Coincident_unreconciled | 2026 | POE50 | Operational-demand | 40 | NA
VIC | BLTS66J | Brooklyn (Jemena) 66 kV | Jemena | Summer | Coincident_unreconciled | 2026 | POE90 | Operational-demand | 22.6309 | NA
VIC | BLTS66J | Brooklyn (Jemena) 66 kV | Jemena | Summer | Non-coincident | 2026 | POE50 | Operational-demand | 69.8213 | 310.7822
VIC | BLTS66J | Brooklyn (Jemena) 66 kV | Jemena | Summer | Non-coincident | 2026 | POE90 | Operational-demand | 57.1875 | NA
VIC | BLTS66J | Brooklyn (Jemena) 66 kV | Jemena | Summer | Coincident_unreconciled | 2027 | POE50 | Operational-demand | 33.1812 | NA
VIC | BLTS66J | Brooklyn (Jemena) 66 kV | Jemena | Summer | Coincident_unreconciled | 2027 | POE90 | Operational-demand | 15.6995 | NA
VIC | BLTS66J | Brooklyn (Jemena) 66 kV | Jemena | Summer | Non-coincident | 2027 | POE50 | Operational-demand | 64.8615 | 342.1399
VIC | BLTS66J | Brooklyn (Jemena) 66 kV | Jemena | Summer | Non-coincident | 2027 | POE90 | Operational-demand | 52.1458 | NA
VIC | BLTS66J | Brooklyn (Jemena) 66 kV | Jemena | Summer | Coincident_unreconciled | 2028 | POE50 | Operational-demand | 26.9644 | NA
VIC | BLTS66J | Brooklyn (Jemena) 66 kV | Jemena | Summer | Coincident_unreconciled | 2028 | POE90 | Operational-demand | 9.3752 | NA
VIC | BLTS66J | Brooklyn (Jemena) 66 kV | Jemena | Summer | Non-coincident | 2028 | POE50 | Operational-demand | 60.3396 | 375.4984
VIC | BLTS66J | Brooklyn (Jemena) 66 kV | Jemena | Summer | Non-coincident | 2028 | POE90 | Operational-demand | 47.5457 | NA
VIC | BLTS66J | Brooklyn (Jemena) 66 kV | Jemena | Summer | Coincident_unreconciled | 2029 | POE50 | Operational-demand | 21.065 | NA
VIC | BLTS66J | Brooklyn (Jemena) 66 kV | Jemena | Summer | Coincident_unreconciled | 2029 | POE90 | Operational-demand | 3.3683 | NA
VIC | BLTS66J | Brooklyn (Jemena) 66 kV | Jemena | Summer | Non-coincident | 2029 | POE50 | Operational-demand | 56.0485 | 441.8421
VIC | BLTS66J | Brooklyn (Jemena) 66 kV | Jemena | Summer | Non-coincident | 2029 | POE90 | Operational-demand | 43.1765 | NA
VIC | BLTS66J | Brooklyn (Jemena) 66 kV | Jemena | Summer | Coincident_unreconciled | 2030 | POE50 | Operational-demand | 15.4013 | NA
VIC | BLTS66J | Brooklyn (Jemena) 66 kV | Jemena | Summer | Coincident_unreconciled | 2030 | POE90 | Operational-demand | -2.4029 | NA
VIC | BLTS66J | Brooklyn (Jemena) 66 kV | Jemena | Summer | Non-coincident | 2030 | POE50 | Operational-demand | 51.9289 | 521.6182
VIC | BLTS66J | Brooklyn (Jemena) 66 kV | Jemena | Summer | Non-coincident | 2030 | POE90 | Operational-demand | 38.9787 | NA
VIC | BLTS66J | Brooklyn (Jemena) 66 kV | Jemena | Summer | Coincident_unreconciled | 2031 | POE50 | Operational-demand | 9.8034 | NA
VIC | BLTS66J | Brooklyn (Jemena) 66 kV | Jemena | Summer | Coincident_unreconciled | 2031 | POE90 | Operational-demand | -8.1083 | NA
VIC | BLTS66J | Brooklyn (Jemena) 66 kV | Jemena | Summer | Non-coincident | 2031 | POE50 | Operational-demand | 47.8572 | 672.8686
VIC | BLTS66J | Brooklyn (Jemena) 66 kV | Jemena | Summer | Non-coincident | 2031 | POE90 | Operational-demand | 34.8288 | NA
VIC | BLTS66J | Brooklyn (Jemena) 66 kV | Jemena | Summer | Coincident_unreconciled | 2032 | POE50 | Operational-demand | 5.385 | NA
VIC | BLTS66J | Brooklyn (Jemena) 66 kV | Jemena | Summer | Coincident_unreconciled | 2032 | POE90 | Operational-demand | -12.6369 | NA
VIC | BLTS66J | Brooklyn (Jemena) 66 kV | Jemena | Summer | Non-coincident | 2032 | POE50 | Operational-demand | 44.6434 | 856.0689
VIC | BLTS66J | Brooklyn (Jemena) 66 kV | Jemena | Summer | Non-coincident | 2032 | POE90 | Operational-demand | 31.5348 | NA
VIC | BLTS66J | Brooklyn (Jemena) 66 kV | Jemena | Summer | Coincident_unreconciled | 2033 | POE50 | Operational-demand | 1.8951 | NA
VIC | BLTS66J | Brooklyn (Jemena) 66 kV | Jemena | Summer | Coincident_unreconciled | 2033 | POE90 | Operational-demand | -16.239 | NA
VIC | BLTS66J | Brooklyn (Jemena) 66 kV | Jemena | Summer | Non-coincident | 2033 | POE50 | Operational-demand | 42.1049 | 1034.8165
VIC | BLTS66J | Brooklyn (Jemena) 66 kV | Jemena | Summer | Non-coincident | 2033 | POE90 | Operational-demand | 28.9148 | NA
VIC | BLTS66J | Brooklyn (Jemena) 66 kV | Jemena | Summer | Coincident_unreconciled | 2034 | POE50 | Operational-demand | -1.3967 | NA
VIC | BLTS66J | Brooklyn (Jemena) 66 kV | Jemena | Summer | Coincident_unreconciled | 2034 | POE90 | Operational-demand | -19.643 | NA
VIC | BLTS66J | Brooklyn (Jemena) 66 kV | Jemena | Summer | Non-coincident | 2034 | POE50 | Operational-demand | 39.7105 | 1116.1536
VIC | BLTS66J | Brooklyn (Jemena) 66 kV | Jemena | Summer | Non-coincident | 2034 | POE90 | Operational-demand | 26.4388 | NA
VIC | BLTS66J | Brooklyn (Jemena) 66 kV | Jemena | Summer | Coincident_unreconciled | 2035 | POE50 | Operational-demand | -4.8888 | NA
VIC | BLTS66J | Brooklyn (Jemena) 66 kV | Jemena | Summer | Coincident_unreconciled | 2035 | POE90 | Operational-demand | -23.2472 | NA
VIC | BLTS66J | Brooklyn (Jemena) 66 kV | Jemena | Summer | Non-coincident | 2035 | POE50 | Operational-demand | 37.1705 | 1181.3946
VIC | BLTS66J | Brooklyn (Jemena) 66 kV | Jemena | Summer | Non-coincident | 2035 | POE90 | Operational-demand | 23.8172 | NA
VIC | BLTS66J | Brooklyn (Jemena) 66 kV | Jemena | Summer | Non-coincident | 2025 | BASEYEARPOE10 | Operational-demand | NA | 296.0465
VIC | BLTS66J | Brooklyn (Jemena) 66 kV | Jemena | Summer | Coincident | 2026 | POE10 | Operational-demand | NA | 309.3875
VIC | BLTS66J | Brooklyn (Jemena) 66 kV | Jemena | Summer | Coincident | 2026 | POE50 | Operational-demand | NA | 295.0281
VIC | BLTS66J | Brooklyn (Jemena) 66 kV | Jemena | Summer | Non-coincident | 2026 | POE10 | Operational-demand | NA | 335.9315
VIC | BLTS66J | Brooklyn (Jemena) 66 kV | Jemena | Summer | Coincident | 2027 | POE10 | Operational-demand | NA | 329.5064
VIC | BLTS66J | Brooklyn (Jemena) 66 kV | Jemena | Summer | Coincident | 2027 | POE50 | Operational-demand | NA | 314.1044
VIC | BLTS66J | Brooklyn (Jemena) 66 kV | Jemena | Summer | Non-coincident | 2027 | POE10 | Operational-demand | NA | 367.4524
VIC | BLTS66J | Brooklyn (Jemena) 66 kV | Jemena | Summer | Coincident | 2028 | POE10 | Operational-demand | NA | 350.9289
VIC | BLTS66J | Brooklyn (Jemena) 66 kV | Jemena | Summer | Coincident | 2028 | POE50 | Operational-demand | NA | 333.939
VIC | BLTS66J | Brooklyn (Jemena) 66 kV | Jemena | Summer | Non-coincident | 2028 | POE10 | Operational-demand | NA | 400.9665
VIC | BLTS66J | Brooklyn (Jemena) 66 kV | Jemena | Summer | Coincident | 2029 | POE10 | Operational-demand | NA | 401.8296
VIC | BLTS66J | Brooklyn (Jemena) 66 kV | Jemena | Summer | Coincident | 2029 | POE50 | Operational-demand | NA | 386.1712
VIC | BLTS66J | Brooklyn (Jemena) 66 kV | Jemena | Summer | Non-coincident | 2029 | POE10 | Operational-demand | NA | 467.4658
VIC | BLTS66J | Brooklyn (Jemena) 66 kV | Jemena | Summer | Coincident | 2030 | POE10 | Operational-demand | NA | 463.6176
VIC | BLTS66J | Brooklyn (Jemena) 66 kV | Jemena | Summer | Coincident | 2030 | POE50 | Operational-demand | NA | 447.7923
VIC | BLTS66J | Brooklyn (Jemena) 66 kV | Jemena | Summer | Non-coincident | 2030 | POE10 | Operational-demand | NA | 547.3975
VIC | BLTS66J | Brooklyn (Jemena) 66 kV | Jemena | Summer | Coincident | 2031 | POE10 | Operational-demand | NA | 576.8372
VIC | BLTS66J | Brooklyn (Jemena) 66 kV | Jemena | Summer | Coincident | 2031 | POE50 | Operational-demand | NA | 565.7103
VIC | BLTS66J | Brooklyn (Jemena) 66 kV | Jemena | Summer | Non-coincident | 2031 | POE10 | Operational-demand | NA | 698.8035
VIC | BLTS66J | Brooklyn (Jemena) 66 kV | Jemena | Summer | Coincident | 2032 | POE10 | Operational-demand | NA | 706.4442
VIC | BLTS66J | Brooklyn (Jemena) 66 kV | Jemena | Summer | Coincident | 2032 | POE50 | Operational-demand | NA | 696.8171
VIC | BLTS66J | Brooklyn (Jemena) 66 kV | Jemena | Summer | Non-coincident | 2032 | POE10 | Operational-demand | NA | 882.1634
VIC | BLTS66J | Brooklyn (Jemena) 66 kV | Jemena | Summer | Coincident | 2033 | POE10 | Operational-demand | NA | 829.8164
VIC | BLTS66J | Brooklyn (Jemena) 66 kV | Jemena | Summer | Coincident | 2033 | POE50 | Operational-demand | NA | 814.8889
VIC | BLTS66J | Brooklyn (Jemena) 66 kV | Jemena | Summer | Non-coincident | 2033 | POE10 | Operational-demand | NA | 1061.0734
VIC | BLTS66J | Brooklyn (Jemena) 66 kV | Jemena | Summer | Coincident | 2034 | POE10 | Operational-demand | NA | 884.2775
VIC | BLTS66J | Brooklyn (Jemena) 66 kV | Jemena | Summer | Coincident | 2034 | POE50 | Operational-demand | NA | 870.6649
VIC | BLTS66J | Brooklyn (Jemena) 66 kV | Jemena | Summer | Non-coincident | 2034 | POE10 | Operational-demand | NA | 1142.573
VIC | BLTS66J | Brooklyn (Jemena) 66 kV | Jemena | Summer | Coincident | 2035 | POE10 | Operational-demand | NA | 929.1428
VIC | BLTS66J | Brooklyn (Jemena) 66 kV | Jemena | Summer | Coincident | 2035 | POE50 | Operational-demand | NA | 915.9727
VIC | BLTS66J | Brooklyn (Jemena) 66 kV | Jemena | Summer | Non-coincident | 2035 | POE10 | Operational-demand | NA | 1207.9764
VIC | BLTS66J | Brooklyn (Jemena) 66 kV | Jemena | Winter | Coincident | 2018 | ACTUAL_OPG | Operational-demand | NA | 123.7215
VIC | BLTS66J | Brooklyn (Jemena) 66 kV | Jemena | Winter | Coincident | 2018 | ACTUAL_RAW | Operational-demand | NA | 123.7215
VIC | BLTS66J | Brooklyn (Jemena) 66 kV | Jemena | Winter | Non-coincident | 2018 | ACTUAL_RAW | Operational-demand | NA | 161.0388
VIC | BLTS66J | Brooklyn (Jemena) 66 kV | Jemena | Winter | Non-coincident | 2018 | ACTUAL_OPG | Operational-demand | NA | 161.0388
VIC | BLTS66J | Brooklyn (Jemena) 66 kV | Jemena | Winter | Non-coincident | 2018 | ACTUAL_ADJUSTEDOPG | Operational-demand | NA | 161.0388
VIC | BLTS66J | Brooklyn (Jemena) 66 kV | Jemena | Winter | Coincident | 2019 | ACTUAL_OPG | Operational-demand | NA | 132.4711
VIC | BLTS66J | Brooklyn (Jemena) 66 kV | Jemena | Winter | Coincident | 2019 | ACTUAL_RAW | Operational-demand | NA | 132.4711
VIC | BLTS66J | Brooklyn (Jemena) 66 kV | Jemena | Winter | Non-coincident | 2019 | ACTUAL_RAW | Operational-demand | NA | 181.1759
VIC | BLTS66J | Brooklyn (Jemena) 66 kV | Jemena | Winter | Non-coincident | 2019 | ACTUAL_OPG | Operational-demand | NA | 181.1759
VIC | BLTS66J | Brooklyn (Jemena) 66 kV | Jemena | Winter | Non-coincident | 2019 | ACTUAL_ADJUSTEDOPG | Operational-demand | NA | 181.1759
VIC | BLTS66J | Brooklyn (Jemena) 66 kV | Jemena | Winter | Coincident | 2020 | ACTUAL_OPG | Operational-demand | NA | 155.0463
VIC | BLTS66J | Brooklyn (Jemena) 66 kV | Jemena | Winter | Coincident | 2020 | ACTUAL_RAW | Operational-demand | NA | 155.0463
VIC | BLTS66J | Brooklyn (Jemena) 66 kV | Jemena | Winter | Non-coincident | 2020 | ACTUAL_RAW | Operational-demand | NA | 201.6663
VIC | BLTS66J | Brooklyn (Jemena) 66 kV | Jemena | Winter | Non-coincident | 2020 | ACTUAL_OPG | Operational-demand | NA | 201.6663
VIC | BLTS66J | Brooklyn (Jemena) 66 kV | Jemena | Winter | Non-coincident | 2020 | ACTUAL_ADJUSTEDOPG | Operational-demand | NA | 201.6663
VIC | BLTS66J | Brooklyn (Jemena) 66 kV | Jemena | Winter | Coincident | 2021 | ACTUAL_OPG | Operational-demand | NA | 149.57
VIC | BLTS66J | Brooklyn (Jemena) 66 kV | Jemena | Winter | Coincident | 2021 | ACTUAL_RAW | Operational-demand | NA | 149.57
VIC | BLTS66J | Brooklyn (Jemena) 66 kV | Jemena | Winter | Non-coincident | 2021 | ACTUAL_RAW | Operational-demand | NA | 207.9175
VIC | BLTS66J | Brooklyn (Jemena) 66 kV | Jemena | Winter | Non-coincident | 2021 | ACTUAL_OPG | Operational-demand | NA | 207.9175
VIC | BLTS66J | Brooklyn (Jemena) 66 kV | Jemena | Winter | Non-coincident | 2021 | ACTUAL_ADJUSTEDOPG | Operational-demand | NA | 207.9175
VIC | BLTS66J | Brooklyn (Jemena) 66 kV | Jemena | Winter | Coincident | 2022 | ACTUAL_OPG | Operational-demand | NA | 146.071
VIC | BLTS66J | Brooklyn (Jemena) 66 kV | Jemena | Winter | Coincident | 2022 | ACTUAL_RAW | Operational-demand | NA | 146.071
VIC | BLTS66J | Brooklyn (Jemena) 66 kV | Jemena | Winter | Non-coincident | 2022 | ACTUAL_RAW | Operational-demand | NA | 158.7018
VIC | BLTS66J | Brooklyn (Jemena) 66 kV | Jemena | Winter | Non-coincident | 2022 | ACTUAL_OPG | Operational-demand | NA | 158.7018
VIC | BLTS66J | Brooklyn (Jemena) 66 kV | Jemena | Winter | Non-coincident | 2022 | ACTUAL_ADJUSTEDOPG | Operational-demand | NA | 158.7018
VIC | BLTS66J | Brooklyn (Jemena) 66 kV | Jemena | Winter | Coincident | 2023 | ACTUAL_OPG | Operational-demand | NA | 136.0663
VIC | BLTS66J | Brooklyn (Jemena) 66 kV | Jemena | Winter | Coincident | 2023 | ACTUAL_RAW | Operational-demand | NA | 136.0663
VIC | BLTS66J | Brooklyn (Jemena) 66 kV | Jemena | Winter | Non-coincident | 2023 | ACTUAL_RAW | Operational-demand | NA | 158.4209
VIC | BLTS66J | Brooklyn (Jemena) 66 kV | Jemena | Winter | Non-coincident | 2023 | ACTUAL_OPG | Operational-demand | NA | 158.4209
VIC | BLTS66J | Brooklyn (Jemena) 66 kV | Jemena | Winter | Non-coincident | 2023 | ACTUAL_ADJUSTEDOPG | Operational-demand | NA | 158.4209
VIC | BLTS66J | Brooklyn (Jemena) 66 kV | Jemena | Winter | Coincident | 2024 | ACTUAL_OPG | Operational-demand | NA | 147.7282
VIC | BLTS66J | Brooklyn (Jemena) 66 kV | Jemena | Winter | Coincident | 2024 | ACTUAL_RAW | Operational-demand | NA | 147.7282
VIC | BLTS66J | Brooklyn (Jemena) 66 kV | Jemena | Winter | Non-coincident | 2024 | ACTUAL_RAW | Operational-demand | NA | 197.4297
VIC | BLTS66J | Brooklyn (Jemena) 66 kV | Jemena | Winter | Non-coincident | 2024 | ACTUAL_OPG | Operational-demand | NA | 197.4297
VIC | BLTS66J | Brooklyn (Jemena) 66 kV | Jemena | Winter | Non-coincident | 2024 | ACTUAL_ADJUSTEDOPG | Operational-demand | NA | 197.4297
VIC | BLTS66J | Brooklyn (Jemena) 66 kV | Jemena | Winter | Coincident | 2025 | POE10 | Operational-demand | NA | 276.9963
VIC | BLTS66J | Brooklyn (Jemena) 66 kV | Jemena | Winter | Coincident | 2025 | POE50 | Operational-demand | NA | 270.1402
VIC | BLTS66J | Brooklyn (Jemena) 66 kV | Jemena | Winter | Non-coincident | 2025 | ACTUAL_RAW | Operational-demand | NA | 229.8355
VIC | BLTS66J | Brooklyn (Jemena) 66 kV | Jemena | Winter | Non-coincident | 2025 | ACTUAL_ADJUSTEDOPG | Operational-demand | NA | 229.8355
VIC | BLTS66J | Brooklyn (Jemena) 66 kV | Jemena | Winter | Non-coincident | 2025 | BASEYEARPOE50 | Operational-demand | NA | 323.3166
VIC | BLTS66J | Brooklyn (Jemena) 66 kV | Jemena | Winter | Non-coincident | 2025 | BASEYEARPOE10 | Operational-demand | NA | 339.2706
VIC | BLTS66J | Brooklyn (Jemena) 66 kV | Jemena | Winter | Non-coincident | 2025 | POE10 | Operational-demand | NA | 342.6807
VIC | BLTS66J | Brooklyn (Jemena) 66 kV | Jemena | Winter | Non-coincident | 2025 | POE50 | Operational-demand | NA | 325.0365
VIC | BLTS66J | Brooklyn (Jemena) 66 kV | Jemena | Winter | Coincident | 2026 | POE10 | Operational-demand | NA | 300.7513
VIC | BLTS66J | Brooklyn (Jemena) 66 kV | Jemena | Winter | Coincident | 2026 | POE50 | Operational-demand | NA | 293.825
VIC | BLTS66J | Brooklyn (Jemena) 66 kV | Jemena | Winter | Non-coincident | 2026 | POE10 | Operational-demand | NA | 381.3175
VIC | BLTS66J | Brooklyn (Jemena) 66 kV | Jemena | Winter | Non-coincident | 2026 | POE50 | Operational-demand | NA | 363.5521
VIC | BLTS66J | Brooklyn (Jemena) 66 kV | Jemena | Winter | Coincident | 2027 | POE10 | Operational-demand | NA | 316.8726
VIC | BLTS66J | Brooklyn (Jemena) 66 kV | Jemena | Winter | Coincident | 2027 | POE50 | Operational-demand | NA | 309.5342
VIC | BLTS66J | Brooklyn (Jemena) 66 kV | Jemena | Winter | Non-coincident | 2027 | POE10 | Operational-demand | NA | 413.3658
VIC | BLTS66J | Brooklyn (Jemena) 66 kV | Jemena | Winter | Non-coincident | 2027 | POE50 | Operational-demand | NA | 395.4905
VIC | BLTS66J | Brooklyn (Jemena) 66 kV | Jemena | Winter | Coincident | 2028 | POE10 | Operational-demand | NA | 339.0127
VIC | BLTS66J | Brooklyn (Jemena) 66 kV | Jemena | Winter | Coincident | 2028 | POE50 | Operational-demand | NA | 332.143
VIC | BLTS66J | Brooklyn (Jemena) 66 kV | Jemena | Winter | Non-coincident | 2028 | POE10 | Operational-demand | NA | 447.4475
VIC | BLTS66J | Brooklyn (Jemena) 66 kV | Jemena | Winter | Non-coincident | 2028 | POE50 | Operational-demand | NA | 429.4624
VIC | BLTS66J | Brooklyn (Jemena) 66 kV | Jemena | Winter | Coincident | 2029 | POE10 | Operational-demand | NA | 389.6649
VIC | BLTS66J | Brooklyn (Jemena) 66 kV | Jemena | Winter | Coincident | 2029 | POE50 | Operational-demand | NA | 383.2289
VIC | BLTS66J | Brooklyn (Jemena) 66 kV | Jemena | Winter | Non-coincident | 2029 | POE10 | Operational-demand | NA | 514.5147
VIC | BLTS66J | Brooklyn (Jemena) 66 kV | Jemena | Winter | Non-coincident | 2029 | POE50 | Operational-demand | NA | 496.4198
VIC | BLTS66J | Brooklyn (Jemena) 66 kV | Jemena | Winter | Coincident | 2030 | POE10 | Operational-demand | NA | 449.054
VIC | BLTS66J | Brooklyn (Jemena) 66 kV | Jemena | Winter | Coincident | 2030 | POE50 | Operational-demand | NA | 442.8998
VIC | BLTS66J | Brooklyn (Jemena) 66 kV | Jemena | Winter | Non-coincident | 2030 | POE10 | Operational-demand | NA | 595.0183
VIC | BLTS66J | Brooklyn (Jemena) 66 kV | Jemena | Winter | Non-coincident | 2030 | POE50 | Operational-demand | NA | 576.8135
VIC | BLTS66J | Brooklyn (Jemena) 66 kV | Jemena | Winter | Coincident | 2031 | POE10 | Operational-demand | NA | 564.2925
VIC | BLTS66J | Brooklyn (Jemena) 66 kV | Jemena | Winter | Coincident | 2031 | POE50 | Operational-demand | NA | 558.7923
VIC | BLTS66J | Brooklyn (Jemena) 66 kV | Jemena | Winter | Non-coincident | 2031 | POE10 | Operational-demand | NA | 747.0062
VIC | BLTS66J | Brooklyn (Jemena) 66 kV | Jemena | Winter | Non-coincident | 2031 | POE50 | Operational-demand | NA | 728.6912
VIC | BLTS66J | Brooklyn (Jemena) 66 kV | Jemena | Winter | Coincident | 2032 | POE10 | Operational-demand | NA | 695.8144
VIC | BLTS66J | Brooklyn (Jemena) 66 kV | Jemena | Winter | Coincident | 2032 | POE50 | Operational-demand | NA | 689.7939
VIC | BLTS66J | Brooklyn (Jemena) 66 kV | Jemena | Winter | Non-coincident | 2032 | POE10 | Operational-demand | NA | 930.9492
VIC | BLTS66J | Brooklyn (Jemena) 66 kV | Jemena | Winter | Non-coincident | 2032 | POE50 | Operational-demand | NA | 912.5196
VIC | BLTS66J | Brooklyn (Jemena) 66 kV | Jemena | Winter | Coincident | 2033 | POE10 | Operational-demand | NA | 814.542
VIC | BLTS66J | Brooklyn (Jemena) 66 kV | Jemena | Winter | Coincident | 2033 | POE50 | Operational-demand | NA | 809.1472
VIC | BLTS66J | Brooklyn (Jemena) 66 kV | Jemena | Winter | Non-coincident | 2033 | POE10 | Operational-demand | NA | 1110.3262
VIC | BLTS66J | Brooklyn (Jemena) 66 kV | Jemena | Winter | Non-coincident | 2033 | POE50 | Operational-demand | NA | 1091.7819
VIC | BLTS66J | Brooklyn (Jemena) 66 kV | Jemena | Winter | Coincident | 2034 | POE10 | Operational-demand | NA | 870.176
VIC | BLTS66J | Brooklyn (Jemena) 66 kV | Jemena | Winter | Coincident | 2034 | POE50 | Operational-demand | NA | 865.44
VIC | BLTS66J | Brooklyn (Jemena) 66 kV | Jemena | Winter | Non-coincident | 2034 | POE10 | Operational-demand | NA | 1192.2532
VIC | BLTS66J | Brooklyn (Jemena) 66 kV | Jemena | Winter | Non-coincident | 2034 | POE50 | Operational-demand | NA | 1173.5944
VIC | BLTS66P | Brooklyn (Powercor) 66 kV | Powercor | Shoulder | Coincident | 2019 | ACTUAL_OPG | Operational-demand | 62.7029 | NA
VIC | BLTS66P | Brooklyn (Powercor) 66 kV | Powercor | Shoulder | Coincident | 2019 | ACTUAL_RAW | Operational-demand | 62.7029 | NA
VIC | BLTS66P | Brooklyn (Powercor) 66 kV | Powercor | Shoulder | Non-coincident | 2019 | ACTUAL_RAW | Operational-demand | 14.3653 | NA
VIC | BLTS66P | Brooklyn (Powercor) 66 kV | Powercor | Shoulder | Non-coincident | 2019 | ACTUAL_OPG | Operational-demand | 14.3653 | NA
VIC | BLTS66P | Brooklyn (Powercor) 66 kV | Powercor | Shoulder | Non-coincident | 2019 | ACTUAL_ADJUSTEDOPG | Operational-demand | 14.3653 | NA
VIC | BLTS66P | Brooklyn (Powercor) 66 kV | Powercor | Shoulder | Coincident | 2020 | ACTUAL_OPG | Operational-demand | 64.2946 | NA
VIC | BLTS66P | Brooklyn (Powercor) 66 kV | Powercor | Shoulder | Coincident | 2020 | ACTUAL_RAW | Operational-demand | 64.2946 | NA
VIC | BLTS66P | Brooklyn (Powercor) 66 kV | Powercor | Shoulder | Non-coincident | 2020 | ACTUAL_RAW | Operational-demand | 6.8991 | NA
VIC | BLTS66P | Brooklyn (Powercor) 66 kV | Powercor | Shoulder | Non-coincident | 2020 | ACTUAL_OPG | Operational-demand | 6.8991 | NA
VIC | BLTS66P | Brooklyn (Powercor) 66 kV | Powercor | Shoulder | Non-coincident | 2020 | ACTUAL_ADJUSTEDOPG | Operational-demand | 6.8991 | NA
VIC | BLTS66P | Brooklyn (Powercor) 66 kV | Powercor | Shoulder | Coincident | 2021 | ACTUAL_OPG | Operational-demand | 51.4713 | NA
VIC | BLTS66P | Brooklyn (Powercor) 66 kV | Powercor | Shoulder | Coincident | 2021 | ACTUAL_RAW | Operational-demand | 51.4713 | NA
VIC | BLTS66P | Brooklyn (Powercor) 66 kV | Powercor | Shoulder | Non-coincident | 2021 | ACTUAL_RAW | Operational-demand | -0.9345 | NA
VIC | BLTS66P | Brooklyn (Powercor) 66 kV | Powercor | Shoulder | Non-coincident | 2021 | ACTUAL_OPG | Operational-demand | -0.9345 | NA
VIC | BLTS66P | Brooklyn (Powercor) 66 kV | Powercor | Shoulder | Non-coincident | 2021 | ACTUAL_ADJUSTEDOPG | Operational-demand | -0.9345 | NA
VIC | BLTS66P | Brooklyn (Powercor) 66 kV | Powercor | Shoulder | Coincident | 2022 | ACTUAL_OPG | Operational-demand | 70.3424 | NA
VIC | BLTS66P | Brooklyn (Powercor) 66 kV | Powercor | Shoulder | Coincident | 2022 | ACTUAL_RAW | Operational-demand | 70.3424 | NA
VIC | BLTS66P | Brooklyn (Powercor) 66 kV | Powercor | Shoulder | Non-coincident | 2022 | ACTUAL_RAW | Operational-demand | -25.1547 | NA
VIC | BLTS66P | Brooklyn (Powercor) 66 kV | Powercor | Shoulder | Non-coincident | 2022 | ACTUAL_OPG | Operational-demand | -25.1547 | NA
VIC | BLTS66P | Brooklyn (Powercor) 66 kV | Powercor | Shoulder | Non-coincident | 2022 | ACTUAL_ADJUSTEDOPG | Operational-demand | 11.9353 | NA
VIC | BLTS66P | Brooklyn (Powercor) 66 kV | Powercor | Shoulder | Coincident | 2023 | ACTUAL_OPG | Operational-demand | 54.1136 | NA
VIC | BLTS66P | Brooklyn (Powercor) 66 kV | Powercor | Shoulder | Coincident | 2023 | ACTUAL_RAW | Operational-demand | 54.1136 | NA
VIC | BLTS66P | Brooklyn (Powercor) 66 kV | Powercor | Shoulder | Non-coincident | 2023 | ACTUAL_RAW | Operational-demand | 3.3797 | NA
VIC | BLTS66P | Brooklyn (Powercor) 66 kV | Powercor | Shoulder | Non-coincident | 2023 | ACTUAL_OPG | Operational-demand | 3.3797 | NA
VIC | BLTS66P | Brooklyn (Powercor) 66 kV | Powercor | Shoulder | Non-coincident | 2023 | ACTUAL_ADJUSTEDOPG | Operational-demand | 3.3797 | NA
VIC | BLTS66P | Brooklyn (Powercor) 66 kV | Powercor | Shoulder | Coincident | 2024 | ACTUAL_OPG | Operational-demand | 23.4347 | NA
VIC | BLTS66P | Brooklyn (Powercor) 66 kV | Powercor | Shoulder | Coincident | 2024 | ACTUAL_RAW | Operational-demand | 23.4347 | NA
VIC | BLTS66P | Brooklyn (Powercor) 66 kV | Powercor | Shoulder | Non-coincident | 2024 | ACTUAL_RAW | Operational-demand | 2.1571 | NA
VIC | BLTS66P | Brooklyn (Powercor) 66 kV | Powercor | Shoulder | Non-coincident | 2024 | ACTUAL_OPG | Operational-demand | 2.1571 | NA
VIC | BLTS66P | Brooklyn (Powercor) 66 kV | Powercor | Shoulder | Non-coincident | 2024 | ACTUAL_ADJUSTEDOPG | Operational-demand | 2.1571 | NA
VIC | BLTS66P | Brooklyn (Powercor) 66 kV | Powercor | Shoulder | Coincident | 2025 | ACTUAL_OPG | Operational-demand | 69.6338 | NA
VIC | BLTS66P | Brooklyn (Powercor) 66 kV | Powercor | Shoulder | Coincident | 2025 | ACTUAL_RAW | Operational-demand | 69.6338 | NA
VIC | BLTS66P | Brooklyn (Powercor) 66 kV | Powercor | Shoulder | Non-coincident | 2025 | ACTUAL_RAW | Operational-demand | 30.5374 | NA
VIC | BLTS66P | Brooklyn (Powercor) 66 kV | Powercor | Shoulder | Non-coincident | 2025 | ACTUAL_OPG | Operational-demand | 30.5374 | NA
VIC | BLTS66P | Brooklyn (Powercor) 66 kV | Powercor | Shoulder | Non-coincident | 2025 | ACTUAL_ADJUSTEDOPG | Operational-demand | 30.5374 | NA
VIC | BLTS66P | Brooklyn (Powercor) 66 kV | Powercor | Shoulder | Non-coincident | 2025 | BASEYEARPOE90 | Operational-demand | -18.7029 | NA
VIC | BLTS66P | Brooklyn (Powercor) 66 kV | Powercor | Shoulder | Non-coincident | 2025 | BASEYEARPOE50 | Operational-demand | -15.0832 | NA
VIC | BLTS66P | Brooklyn (Powercor) 66 kV | Powercor | Shoulder | Coincident_unreconciled | 2026 | POE90 | Operational-demand | 50 | NA
VIC | BLTS66P | Brooklyn (Powercor) 66 kV | Powercor | Shoulder | Coincident_unreconciled | 2026 | POE50 | Operational-demand | 50 | NA
VIC | BLTS66P | Brooklyn (Powercor) 66 kV | Powercor | Shoulder | Non-coincident | 2026 | POE50 | Operational-demand | -17.9438 | NA
VIC | BLTS66P | Brooklyn (Powercor) 66 kV | Powercor | Shoulder | Non-coincident | 2026 | POE90 | Operational-demand | -21.5646 | NA
VIC | BLTS66P | Brooklyn (Powercor) 66 kV | Powercor | Shoulder | Coincident_unreconciled | 2027 | POE90 | Operational-demand | 49 | NA
VIC | BLTS66P | Brooklyn (Powercor) 66 kV | Powercor | Shoulder | Coincident_unreconciled | 2027 | POE50 | Operational-demand | 49 | NA
VIC | BLTS66P | Brooklyn (Powercor) 66 kV | Powercor | Shoulder | Non-coincident | 2027 | POE50 | Operational-demand | -21.104 | NA
VIC | BLTS66P | Brooklyn (Powercor) 66 kV | Powercor | Shoulder | Non-coincident | 2027 | POE90 | Operational-demand | -24.7487 | NA
VIC | BLTS66P | Brooklyn (Powercor) 66 kV | Powercor | Shoulder | Coincident_unreconciled | 2028 | POE90 | Operational-demand | 48.02 | NA
VIC | BLTS66P | Brooklyn (Powercor) 66 kV | Powercor | Shoulder | Coincident_unreconciled | 2028 | POE50 | Operational-demand | 48.02 | NA
VIC | BLTS66P | Brooklyn (Powercor) 66 kV | Powercor | Shoulder | Non-coincident | 2028 | POE50 | Operational-demand | -25.2208 | NA
VIC | BLTS66P | Brooklyn (Powercor) 66 kV | Powercor | Shoulder | Non-coincident | 2028 | POE90 | Operational-demand | -28.8919 | NA
VIC | BLTS66P | Brooklyn (Powercor) 66 kV | Powercor | Shoulder | Coincident_unreconciled | 2029 | POE90 | Operational-demand | 47.0596 | NA
VIC | BLTS66P | Brooklyn (Powercor) 66 kV | Powercor | Shoulder | Coincident_unreconciled | 2029 | POE50 | Operational-demand | 47.0596 | NA
VIC | BLTS66P | Brooklyn (Powercor) 66 kV | Powercor | Shoulder | Non-coincident | 2029 | POE50 | Operational-demand | -28.9855 | NA
VIC | BLTS66P | Brooklyn (Powercor) 66 kV | Powercor | Shoulder | Non-coincident | 2029 | POE90 | Operational-demand | -32.6829 | NA
VIC | BLTS66P | Brooklyn (Powercor) 66 kV | Powercor | Shoulder | Coincident_unreconciled | 2030 | POE90 | Operational-demand | 46.1184 | NA
VIC | BLTS66P | Brooklyn (Powercor) 66 kV | Powercor | Shoulder | Coincident_unreconciled | 2030 | POE50 | Operational-demand | 46.1184 | NA
VIC | BLTS66P | Brooklyn (Powercor) 66 kV | Powercor | Shoulder | Non-coincident | 2030 | POE50 | Operational-demand | -32.7198 | NA
VIC | BLTS66P | Brooklyn (Powercor) 66 kV | Powercor | Shoulder | Non-coincident | 2030 | POE90 | Operational-demand | -36.4436 | NA
VIC | BLTS66P | Brooklyn (Powercor) 66 kV | Powercor | Shoulder | Coincident_unreconciled | 2031 | POE90 | Operational-demand | 45.196 | NA
VIC | BLTS66P | Brooklyn (Powercor) 66 kV | Powercor | Shoulder | Coincident_unreconciled | 2031 | POE50 | Operational-demand | 45.196 | NA
VIC | BLTS66P | Brooklyn (Powercor) 66 kV | Powercor | Shoulder | Non-coincident | 2031 | POE50 | Operational-demand | -36.4643 | NA
VIC | BLTS66P | Brooklyn (Powercor) 66 kV | Powercor | Shoulder | Non-coincident | 2031 | POE90 | Operational-demand | -40.2144 | NA
VIC | BLTS66P | Brooklyn (Powercor) 66 kV | Powercor | Shoulder | Coincident_unreconciled | 2032 | POE90 | Operational-demand | 44.2921 | NA
VIC | BLTS66P | Brooklyn (Powercor) 66 kV | Powercor | Shoulder | Coincident_unreconciled | 2032 | POE50 | Operational-demand | 44.2921 | NA
VIC | BLTS66P | Brooklyn (Powercor) 66 kV | Powercor | Shoulder | Non-coincident | 2032 | POE50 | Operational-demand | -39.4519 | NA
VIC | BLTS66P | Brooklyn (Powercor) 66 kV | Powercor | Shoulder | Non-coincident | 2032 | POE90 | Operational-demand | -43.2294 | NA
VIC | BLTS66P | Brooklyn (Powercor) 66 kV | Powercor | Shoulder | Coincident_unreconciled | 2033 | POE90 | Operational-demand | 43.4063 | NA
VIC | BLTS66P | Brooklyn (Powercor) 66 kV | Powercor | Shoulder | Coincident_unreconciled | 2033 | POE50 | Operational-demand | 43.4063 | NA
VIC | BLTS66P | Brooklyn (Powercor) 66 kV | Powercor | Shoulder | Non-coincident | 2033 | POE50 | Operational-demand | -41.8182 | NA
VIC | BLTS66P | Brooklyn (Powercor) 66 kV | Powercor | Shoulder | Non-coincident | 2033 | POE90 | Operational-demand | -45.6237 | NA
VIC | BLTS66P | Brooklyn (Powercor) 66 kV | Powercor | Shoulder | Coincident_unreconciled | 2034 | POE90 | Operational-demand | 42.5382 | NA
VIC | BLTS66P | Brooklyn (Powercor) 66 kV | Powercor | Shoulder | Coincident_unreconciled | 2034 | POE50 | Operational-demand | 42.5382 | NA
VIC | BLTS66P | Brooklyn (Powercor) 66 kV | Powercor | Shoulder | Non-coincident | 2034 | POE50 | Operational-demand | -44.0795 | NA
VIC | BLTS66P | Brooklyn (Powercor) 66 kV | Powercor | Shoulder | Non-coincident | 2034 | POE90 | Operational-demand | -47.913 | NA
VIC | BLTS66P | Brooklyn (Powercor) 66 kV | Powercor | Shoulder | Coincident_unreconciled | 2035 | POE90 | Operational-demand | 41.6874 | NA
VIC | BLTS66P | Brooklyn (Powercor) 66 kV | Powercor | Shoulder | Coincident_unreconciled | 2035 | POE50 | Operational-demand | 41.6874 | NA
VIC | BLTS66P | Brooklyn (Powercor) 66 kV | Powercor | Shoulder | Non-coincident | 2035 | POE50 | Operational-demand | -46.5006 | NA
VIC | BLTS66P | Brooklyn (Powercor) 66 kV | Powercor | Shoulder | Non-coincident | 2035 | POE90 | Operational-demand | -50.3621 | NA
VIC | BLTS66P | Brooklyn (Powercor) 66 kV | Powercor | Summer | Coincident | 2019 | ACTUAL_OPG | Operational-demand | 22.8218 | 20.9942
VIC | BLTS66P | Brooklyn (Powercor) 66 kV | Powercor | Summer | Coincident | 2019 | ACTUAL_RAW | Operational-demand | 22.8218 | 20.9942
VIC | BLTS66P | Brooklyn (Powercor) 66 kV | Powercor | Summer | Non-coincident | 2019 | ACTUAL_RAW | Operational-demand | 6.1883 | 126.2395
VIC | BLTS66P | Brooklyn (Powercor) 66 kV | Powercor | Summer | Non-coincident | 2019 | ACTUAL_OPG | Operational-demand | 6.1883 | 126.2395
VIC | BLTS66P | Brooklyn (Powercor) 66 kV | Powercor | Summer | Non-coincident | 2019 | ACTUAL_ADJUSTEDOPG | Operational-demand | 6.1883 | 126.2395
VIC | BLTS66P | Brooklyn (Powercor) 66 kV | Powercor | Summer | Coincident | 2020 | ACTUAL_OPG | Operational-demand | 16.3771 | 28.961
VIC | BLTS66P | Brooklyn (Powercor) 66 kV | Powercor | Summer | Coincident | 2020 | ACTUAL_RAW | Operational-demand | 16.3771 | 28.961
VIC | BLTS66P | Brooklyn (Powercor) 66 kV | Powercor | Summer | Non-coincident | 2020 | ACTUAL_RAW | Operational-demand | 11.7004 | 152.3292
VIC | BLTS66P | Brooklyn (Powercor) 66 kV | Powercor | Summer | Non-coincident | 2020 | ACTUAL_OPG | Operational-demand | 11.7004 | 152.3292
VIC | BLTS66P | Brooklyn (Powercor) 66 kV | Powercor | Summer | Non-coincident | 2020 | ACTUAL_ADJUSTEDOPG | Operational-demand | 11.7004 | 152.3292
VIC | BLTS66P | Brooklyn (Powercor) 66 kV | Powercor | Summer | Coincident | 2021 | ACTUAL_OPG | Operational-demand | 14.4517 | 86.6015
VIC | BLTS66P | Brooklyn (Powercor) 66 kV | Powercor | Summer | Coincident | 2021 | ACTUAL_RAW | Operational-demand | 14.4517 | 86.6015
VIC | BLTS66P | Brooklyn (Powercor) 66 kV | Powercor | Summer | Non-coincident | 2021 | ACTUAL_RAW | Operational-demand | 4.1218 | 153.006
VIC | BLTS66P | Brooklyn (Powercor) 66 kV | Powercor | Summer | Non-coincident | 2021 | ACTUAL_OPG | Operational-demand | 4.1218 | 153.006
VIC | BLTS66P | Brooklyn (Powercor) 66 kV | Powercor | Summer | Non-coincident | 2021 | ACTUAL_ADJUSTEDOPG | Operational-demand | 4.1218 | 153.006
VIC | BLTS66P | Brooklyn (Powercor) 66 kV | Powercor | Summer | Coincident | 2022 | ACTUAL_OPG | Operational-demand | 54.4406 | 79.5782
VIC | BLTS66P | Brooklyn (Powercor) 66 kV | Powercor | Summer | Coincident | 2022 | ACTUAL_RAW | Operational-demand | 54.4406 | 79.5782
VIC | BLTS66P | Brooklyn (Powercor) 66 kV | Powercor | Summer | Non-coincident | 2022 | ACTUAL_RAW | Operational-demand | -18.1073 | 118.5099
VIC | BLTS66P | Brooklyn (Powercor) 66 kV | Powercor | Summer | Non-coincident | 2022 | ACTUAL_OPG | Operational-demand | -18.1073 | 118.5099
VIC | BLTS66P | Brooklyn (Powercor) 66 kV | Powercor | Summer | Non-coincident | 2022 | ACTUAL_ADJUSTEDOPG | Operational-demand | 10.1449 | 118.5099
VIC | BLTS66P | Brooklyn (Powercor) 66 kV | Powercor | Summer | Coincident | 2023 | ACTUAL_OPG | Operational-demand | 25.6187 | 93.2824
VIC | BLTS66P | Brooklyn (Powercor) 66 kV | Powercor | Summer | Coincident | 2023 | ACTUAL_RAW | Operational-demand | 25.6187 | 93.2824
VIC | BLTS66P | Brooklyn (Powercor) 66 kV | Powercor | Summer | Non-coincident | 2023 | ACTUAL_RAW | Operational-demand | -4.5733 | 206.1197
VIC | BLTS66P | Brooklyn (Powercor) 66 kV | Powercor | Summer | Non-coincident | 2023 | ACTUAL_OPG | Operational-demand | -4.5733 | 206.1197
VIC | BLTS66P | Brooklyn (Powercor) 66 kV | Powercor | Summer | Non-coincident | 2023 | ACTUAL_ADJUSTEDOPG | Operational-demand | 7.1316 | 106.0201
VIC | BLTS66P | Brooklyn (Powercor) 66 kV | Powercor | Summer | Coincident | 2024 | ACTUAL_OPG | Operational-demand | -6.7338 | 79.6856
VIC | BLTS66P | Brooklyn (Powercor) 66 kV | Powercor | Summer | Coincident | 2024 | ACTUAL_RAW | Operational-demand | -6.7338 | 79.6856
VIC | BLTS66P | Brooklyn (Powercor) 66 kV | Powercor | Summer | Non-coincident | 2024 | ACTUAL_RAW | Operational-demand | -6.7649 | 104.0981
VIC | BLTS66P | Brooklyn (Powercor) 66 kV | Powercor | Summer | Non-coincident | 2024 | ACTUAL_OPG | Operational-demand | -6.7649 | 104.0981
VIC | BLTS66P | Brooklyn (Powercor) 66 kV | Powercor | Summer | Non-coincident | 2024 | ACTUAL_ADJUSTEDOPG | Operational-demand | -6.7649 | 104.0981
VIC | BLTS66P | Brooklyn (Powercor) 66 kV | Powercor | Summer | Coincident | 2025 | ACTUAL_OPG | Operational-demand | 22.2378 | 174.6302
VIC | BLTS66P | Brooklyn (Powercor) 66 kV | Powercor | Summer | Coincident | 2025 | ACTUAL_RAW | Operational-demand | 22.2378 | 174.6302
VIC | BLTS66P | Brooklyn (Powercor) 66 kV | Powercor | Summer | Non-coincident | 2025 | ACTUAL_RAW | Operational-demand | 21.9201 | 190.4431
VIC | BLTS66P | Brooklyn (Powercor) 66 kV | Powercor | Summer | Non-coincident | 2025 | ACTUAL_OPG | Operational-demand | 21.9201 | 190.4431
VIC | BLTS66P | Brooklyn (Powercor) 66 kV | Powercor | Summer | Non-coincident | 2025 | ACTUAL_ADJUSTEDOPG | Operational-demand | 21.9201 | 190.4431
VIC | BLTS66P | Brooklyn (Powercor) 66 kV | Powercor | Summer | Non-coincident | 2025 | BASEYEARPOE90 | Operational-demand | -18.3123 | NA
VIC | BLTS66P | Brooklyn (Powercor) 66 kV | Powercor | Summer | Non-coincident | 2025 | BASEYEARPOE50 | Operational-demand | -14.4361 | 154.3031
VIC | BLTS66P | Brooklyn (Powercor) 66 kV | Powercor | Summer | Coincident_unreconciled | 2026 | POE50 | Operational-demand | -16.8627 | NA
VIC | BLTS66P | Brooklyn (Powercor) 66 kV | Powercor | Summer | Coincident_unreconciled | 2026 | POE90 | Operational-demand | -20.5535 | NA
VIC | BLTS66P | Brooklyn (Powercor) 66 kV | Powercor | Summer | Non-coincident | 2026 | POE50 | Operational-demand | -17.0252 | 236.9252
VIC | BLTS66P | Brooklyn (Powercor) 66 kV | Powercor | Summer | Non-coincident | 2026 | POE90 | Operational-demand | -20.7516 | NA
VIC | BLTS66P | Brooklyn (Powercor) 66 kV | Powercor | Summer | Coincident_unreconciled | 2027 | POE50 | Operational-demand | -20.1723 | NA
VIC | BLTS66P | Brooklyn (Powercor) 66 kV | Powercor | Summer | Coincident_unreconciled | 2027 | POE90 | Operational-demand | -23.8878 | NA
VIC | BLTS66P | Brooklyn (Powercor) 66 kV | Powercor | Summer | Non-coincident | 2027 | POE50 | Operational-demand | -20.3667 | 251.5098
VIC | BLTS66P | Brooklyn (Powercor) 66 kV | Powercor | Summer | Non-coincident | 2027 | POE90 | Operational-demand | -24.118 | NA
VIC | BLTS66P | Brooklyn (Powercor) 66 kV | Powercor | Summer | Coincident_unreconciled | 2028 | POE50 | Operational-demand | -24.4826 | NA
VIC | BLTS66P | Brooklyn (Powercor) 66 kV | Powercor | Summer | Coincident_unreconciled | 2028 | POE90 | Operational-demand | -28.2254 | NA
VIC | BLTS66P | Brooklyn (Powercor) 66 kV | Powercor | Summer | Non-coincident | 2028 | POE50 | Operational-demand | -24.7186 | 252.7415
VIC | BLTS66P | Brooklyn (Powercor) 66 kV | Powercor | Summer | Non-coincident | 2028 | POE90 | Operational-demand | -28.4974 | NA
VIC | BLTS66P | Brooklyn (Powercor) 66 kV | Powercor | Summer | Coincident_unreconciled | 2029 | POE50 | Operational-demand | -28.3602 | NA
VIC | BLTS66P | Brooklyn (Powercor) 66 kV | Powercor | Summer | Coincident_unreconciled | 2029 | POE90 | Operational-demand | -32.1302 | NA
VIC | BLTS66P | Brooklyn (Powercor) 66 kV | Powercor | Summer | Non-coincident | 2029 | POE50 | Operational-demand | -28.6335 | 254.0254
VIC | BLTS66P | Brooklyn (Powercor) 66 kV | Powercor | Summer | Non-coincident | 2029 | POE90 | Operational-demand | -32.4398 | NA
VIC | BLTS66P | Brooklyn (Powercor) 66 kV | Powercor | Summer | Coincident_unreconciled | 2030 | POE50 | Operational-demand | -32.2331 | NA
VIC | BLTS66P | Brooklyn (Powercor) 66 kV | Powercor | Summer | Coincident_unreconciled | 2030 | POE90 | Operational-demand | -36.0303 | NA
VIC | BLTS66P | Brooklyn (Powercor) 66 kV | Powercor | Summer | Non-coincident | 2030 | POE50 | Operational-demand | -32.5437 | 255.3664
VIC | BLTS66P | Brooklyn (Powercor) 66 kV | Powercor | Summer | Non-coincident | 2030 | POE90 | Operational-demand | -36.3776 | NA
VIC | BLTS66P | Brooklyn (Powercor) 66 kV | Powercor | Summer | Coincident_unreconciled | 2031 | POE50 | Operational-demand | -36.1209 | NA
VIC | BLTS66P | Brooklyn (Powercor) 66 kV | Powercor | Summer | Coincident_unreconciled | 2031 | POE90 | Operational-demand | -39.9454 | NA
VIC | BLTS66P | Brooklyn (Powercor) 66 kV | Powercor | Summer | Non-coincident | 2031 | POE50 | Operational-demand | -36.4691 | 256.7135
VIC | BLTS66P | Brooklyn (Powercor) 66 kV | Powercor | Summer | Non-coincident | 2031 | POE90 | Operational-demand | -40.3304 | NA
VIC | BLTS66P | Brooklyn (Powercor) 66 kV | Powercor | Summer | Coincident_unreconciled | 2032 | POE50 | Operational-demand | -39.1854 | NA
VIC | BLTS66P | Brooklyn (Powercor) 66 kV | Powercor | Summer | Coincident_unreconciled | 2032 | POE90 | Operational-demand | -43.0381 | NA
VIC | BLTS66P | Brooklyn (Powercor) 66 kV | Powercor | Summer | Non-coincident | 2032 | POE50 | Operational-demand | -39.563 | 258.1258
VIC | BLTS66P | Brooklyn (Powercor) 66 kV | Powercor | Summer | Non-coincident | 2032 | POE90 | Operational-demand | -43.4529 | NA
VIC | BLTS66P | Brooklyn (Powercor) 66 kV | Powercor | Summer | Coincident_unreconciled | 2033 | POE50 | Operational-demand | -41.6005 | NA
VIC | BLTS66P | Brooklyn (Powercor) 66 kV | Powercor | Summer | Coincident_unreconciled | 2033 | POE90 | Operational-demand | -45.4821 | NA
VIC | BLTS66P | Brooklyn (Powercor) 66 kV | Powercor | Summer | Non-coincident | 2033 | POE50 | Operational-demand | -42.0014 | 259.5757
VIC | BLTS66P | Brooklyn (Powercor) 66 kV | Powercor | Summer | Non-coincident | 2033 | POE90 | Operational-demand | -45.9204 | NA
VIC | BLTS66P | Brooklyn (Powercor) 66 kV | Powercor | Summer | Coincident_unreconciled | 2034 | POE50 | Operational-demand | -43.9167 | NA
VIC | BLTS66P | Brooklyn (Powercor) 66 kV | Powercor | Summer | Coincident_unreconciled | 2034 | POE90 | Operational-demand | -47.8273 | NA
VIC | BLTS66P | Brooklyn (Powercor) 66 kV | Powercor | Summer | Non-coincident | 2034 | POE50 | Operational-demand | -44.34 | 261.027
VIC | BLTS66P | Brooklyn (Powercor) 66 kV | Powercor | Summer | Non-coincident | 2034 | POE90 | Operational-demand | -48.2883 | NA
VIC | BLTS66P | Brooklyn (Powercor) 66 kV | Powercor | Summer | Coincident_unreconciled | 2035 | POE50 | Operational-demand | -46.4061 | NA
VIC | BLTS66P | Brooklyn (Powercor) 66 kV | Powercor | Summer | Coincident_unreconciled | 2035 | POE90 | Operational-demand | -50.3457 | NA
VIC | BLTS66P | Brooklyn (Powercor) 66 kV | Powercor | Summer | Non-coincident | 2035 | POE50 | Operational-demand | -46.8533 | 262.4741
VIC | BLTS66P | Brooklyn (Powercor) 66 kV | Powercor | Summer | Non-coincident | 2035 | POE90 | Operational-demand | -50.8309 | NA
VIC | BLTS66P | Brooklyn (Powercor) 66 kV | Powercor | Summer | Non-coincident | 2025 | BASEYEARPOE10 | Operational-demand | NA | 158.797
VIC | BLTS66P | Brooklyn (Powercor) 66 kV | Powercor | Summer | Coincident | 2026 | POE10 | Operational-demand | NA | 163.9864
VIC | BLTS66P | Brooklyn (Powercor) 66 kV | Powercor | Summer | Coincident | 2026 | POE50 | Operational-demand | NA | 165.6262
VIC | BLTS66P | Brooklyn (Powercor) 66 kV | Powercor | Summer | Non-coincident | 2026 | POE10 | Operational-demand | NA | 241.7938
VIC | BLTS66P | Brooklyn (Powercor) 66 kV | Powercor | Summer | Coincident | 2027 | POE10 | Operational-demand | NA | 169.321
VIC | BLTS66P | Brooklyn (Powercor) 66 kV | Powercor | Summer | Coincident | 2027 | POE50 | Operational-demand | NA | 170.0339
VIC | BLTS66P | Brooklyn (Powercor) 66 kV | Powercor | Summer | Non-coincident | 2027 | POE10 | Operational-demand | NA | 256.4114
VIC | BLTS66P | Brooklyn (Powercor) 66 kV | Powercor | Summer | Coincident | 2028 | POE10 | Operational-demand | NA | 166.074
VIC | BLTS66P | Brooklyn (Powercor) 66 kV | Powercor | Summer | Coincident | 2028 | POE50 | Operational-demand | NA | 165.5184
VIC | BLTS66P | Brooklyn (Powercor) 66 kV | Powercor | Summer | Non-coincident | 2028 | POE10 | Operational-demand | NA | 257.6795
VIC | BLTS66P | Brooklyn (Powercor) 66 kV | Powercor | Summer | Coincident | 2029 | POE10 | Operational-demand | NA | 163.9466
VIC | BLTS66P | Brooklyn (Powercor) 66 kV | Powercor | Summer | Coincident | 2029 | POE50 | Operational-demand | NA | 163.4935
VIC | BLTS66P | Brooklyn (Powercor) 66 kV | Powercor | Summer | Non-coincident | 2029 | POE10 | Operational-demand | NA | 258.9999
VIC | BLTS66P | Brooklyn (Powercor) 66 kV | Powercor | Summer | Coincident | 2030 | POE10 | Operational-demand | NA | 162.3943
VIC | BLTS66P | Brooklyn (Powercor) 66 kV | Powercor | Summer | Coincident | 2030 | POE50 | Operational-demand | NA | 161.4352
VIC | BLTS66P | Brooklyn (Powercor) 66 kV | Powercor | Summer | Non-coincident | 2030 | POE10 | Operational-demand | NA | 260.3774
VIC | BLTS66P | Brooklyn (Powercor) 66 kV | Powercor | Summer | Coincident | 2031 | POE10 | Operational-demand | NA | 159.1159
VIC | BLTS66P | Brooklyn (Powercor) 66 kV | Powercor | Summer | Coincident | 2031 | POE50 | Operational-demand | NA | 158.9363
VIC | BLTS66P | Brooklyn (Powercor) 66 kV | Powercor | Summer | Non-coincident | 2031 | POE10 | Operational-demand | NA | 261.7609
VIC | BLTS66P | Brooklyn (Powercor) 66 kV | Powercor | Summer | Coincident | 2032 | POE10 | Operational-demand | NA | 155.2184
VIC | BLTS66P | Brooklyn (Powercor) 66 kV | Powercor | Summer | Coincident | 2032 | POE50 | Operational-demand | NA | 154.722
VIC | BLTS66P | Brooklyn (Powercor) 66 kV | Powercor | Summer | Non-coincident | 2032 | POE10 | Operational-demand | NA | 263.2109
VIC | BLTS66P | Brooklyn (Powercor) 66 kV | Powercor | Summer | Coincident | 2033 | POE10 | Operational-demand | NA | 152.4405
VIC | BLTS66P | Brooklyn (Powercor) 66 kV | Powercor | Summer | Coincident | 2033 | POE50 | Operational-demand | NA | 150.5254
VIC | BLTS66P | Brooklyn (Powercor) 66 kV | Powercor | Summer | Non-coincident | 2033 | POE10 | Operational-demand | NA | 264.6995
VIC | BLTS66P | Brooklyn (Powercor) 66 kV | Powercor | Summer | Coincident | 2034 | POE10 | Operational-demand | NA | 151.7072
VIC | BLTS66P | Brooklyn (Powercor) 66 kV | Powercor | Summer | Coincident | 2034 | POE50 | Operational-demand | NA | 149.9419
VIC | BLTS66P | Brooklyn (Powercor) 66 kV | Powercor | Summer | Non-coincident | 2034 | POE10 | Operational-demand | NA | 266.1896
VIC | BLTS66P | Brooklyn (Powercor) 66 kV | Powercor | Summer | Coincident | 2035 | POE10 | Operational-demand | NA | 151.6153
VIC | BLTS66P | Brooklyn (Powercor) 66 kV | Powercor | Summer | Coincident | 2035 | POE50 | Operational-demand | NA | 149.8596
VIC | BLTS66P | Brooklyn (Powercor) 66 kV | Powercor | Summer | Non-coincident | 2035 | POE10 | Operational-demand | NA | 267.6753
VIC | BLTS66P | Brooklyn (Powercor) 66 kV | Powercor | Winter | Coincident | 2018 | ACTUAL_OPG | Operational-demand | NA | 105.4674
VIC | BLTS66P | Brooklyn (Powercor) 66 kV | Powercor | Winter | Coincident | 2018 | ACTUAL_RAW | Operational-demand | NA | 105.4674
VIC | BLTS66P | Brooklyn (Powercor) 66 kV | Powercor | Winter | Non-coincident | 2018 | ACTUAL_RAW | Operational-demand | NA | 124.6715
VIC | BLTS66P | Brooklyn (Powercor) 66 kV | Powercor | Winter | Non-coincident | 2018 | ACTUAL_OPG | Operational-demand | NA | 124.6715
VIC | BLTS66P | Brooklyn (Powercor) 66 kV | Powercor | Winter | Non-coincident | 2018 | ACTUAL_ADJUSTEDOPG | Operational-demand | NA | 124.6715
VIC | BLTS66P | Brooklyn (Powercor) 66 kV | Powercor | Winter | Coincident | 2019 | ACTUAL_OPG | Operational-demand | NA | 98.982
VIC | BLTS66P | Brooklyn (Powercor) 66 kV | Powercor | Winter | Coincident | 2019 | ACTUAL_RAW | Operational-demand | NA | 98.982
VIC | BLTS66P | Brooklyn (Powercor) 66 kV | Powercor | Winter | Non-coincident | 2019 | ACTUAL_RAW | Operational-demand | NA | 115.4226
VIC | BLTS66P | Brooklyn (Powercor) 66 kV | Powercor | Winter | Non-coincident | 2019 | ACTUAL_OPG | Operational-demand | NA | 115.4226
VIC | BLTS66P | Brooklyn (Powercor) 66 kV | Powercor | Winter | Non-coincident | 2019 | ACTUAL_ADJUSTEDOPG | Operational-demand | NA | 115.4226
VIC | BLTS66P | Brooklyn (Powercor) 66 kV | Powercor | Winter | Coincident | 2020 | ACTUAL_OPG | Operational-demand | NA | 107.3463
VIC | BLTS66P | Brooklyn (Powercor) 66 kV | Powercor | Winter | Coincident | 2020 | ACTUAL_RAW | Operational-demand | NA | 107.3463
VIC | BLTS66P | Brooklyn (Powercor) 66 kV | Powercor | Winter | Non-coincident | 2020 | ACTUAL_RAW | Operational-demand | NA | 182.3303
VIC | BLTS66P | Brooklyn (Powercor) 66 kV | Powercor | Winter | Non-coincident | 2020 | ACTUAL_OPG | Operational-demand | NA | 182.3303
VIC | BLTS66P | Brooklyn (Powercor) 66 kV | Powercor | Winter | Non-coincident | 2020 | ACTUAL_ADJUSTEDOPG | Operational-demand | NA | 182.3303
VIC | BLTS66P | Brooklyn (Powercor) 66 kV | Powercor | Winter | Coincident | 2021 | ACTUAL_OPG | Operational-demand | NA | 99.9729
VIC | BLTS66P | Brooklyn (Powercor) 66 kV | Powercor | Winter | Coincident | 2021 | ACTUAL_RAW | Operational-demand | NA | 99.9729
VIC | BLTS66P | Brooklyn (Powercor) 66 kV | Powercor | Winter | Non-coincident | 2021 | ACTUAL_RAW | Operational-demand | NA | 167.3896
VIC | BLTS66P | Brooklyn (Powercor) 66 kV | Powercor | Winter | Non-coincident | 2021 | ACTUAL_OPG | Operational-demand | NA | 167.3896
VIC | BLTS66P | Brooklyn (Powercor) 66 kV | Powercor | Winter | Non-coincident | 2021 | ACTUAL_ADJUSTEDOPG | Operational-demand | NA | 167.3896
VIC | BLTS66P | Brooklyn (Powercor) 66 kV | Powercor | Winter | Coincident | 2022 | ACTUAL_OPG | Operational-demand | NA | 98.4905
VIC | BLTS66P | Brooklyn (Powercor) 66 kV | Powercor | Winter | Coincident | 2022 | ACTUAL_RAW | Operational-demand | NA | 98.4905
VIC | BLTS66P | Brooklyn (Powercor) 66 kV | Powercor | Winter | Non-coincident | 2022 | ACTUAL_RAW | Operational-demand | NA | 115.3096
VIC | BLTS66P | Brooklyn (Powercor) 66 kV | Powercor | Winter | Non-coincident | 2022 | ACTUAL_OPG | Operational-demand | NA | 115.3096
VIC | BLTS66P | Brooklyn (Powercor) 66 kV | Powercor | Winter | Non-coincident | 2022 | ACTUAL_ADJUSTEDOPG | Operational-demand | NA | 115.3096
VIC | BLTS66P | Brooklyn (Powercor) 66 kV | Powercor | Winter | Coincident | 2023 | ACTUAL_OPG | Operational-demand | NA | 90.5386
VIC | BLTS66P | Brooklyn (Powercor) 66 kV | Powercor | Winter | Coincident | 2023 | ACTUAL_RAW | Operational-demand | NA | 90.5386
VIC | BLTS66P | Brooklyn (Powercor) 66 kV | Powercor | Winter | Non-coincident | 2023 | ACTUAL_RAW | Operational-demand | NA | 116.2605
VIC | BLTS66P | Brooklyn (Powercor) 66 kV | Powercor | Winter | Non-coincident | 2023 | ACTUAL_OPG | Operational-demand | NA | 116.2605
VIC | BLTS66P | Brooklyn (Powercor) 66 kV | Powercor | Winter | Non-coincident | 2023 | ACTUAL_ADJUSTEDOPG | Operational-demand | NA | 116.2605
VIC | BLTS66P | Brooklyn (Powercor) 66 kV | Powercor | Winter | Coincident | 2024 | ACTUAL_OPG | Operational-demand | NA | 82.074
VIC | BLTS66P | Brooklyn (Powercor) 66 kV | Powercor | Winter | Coincident | 2024 | ACTUAL_RAW | Operational-demand | NA | 82.074
VIC | BLTS66P | Brooklyn (Powercor) 66 kV | Powercor | Winter | Non-coincident | 2024 | ACTUAL_RAW | Operational-demand | NA | 170.6255
VIC | BLTS66P | Brooklyn (Powercor) 66 kV | Powercor | Winter | Non-coincident | 2024 | ACTUAL_OPG | Operational-demand | NA | 170.6255
VIC | BLTS66P | Brooklyn (Powercor) 66 kV | Powercor | Winter | Non-coincident | 2024 | ACTUAL_ADJUSTEDOPG | Operational-demand | NA | 170.6255
VIC | BLTS66P | Brooklyn (Powercor) 66 kV | Powercor | Winter | Coincident | 2025 | POE10 | Operational-demand | NA | 184.4543
VIC | BLTS66P | Brooklyn (Powercor) 66 kV | Powercor | Winter | Coincident | 2025 | POE50 | Operational-demand | NA | 182.0738
VIC | BLTS66P | Brooklyn (Powercor) 66 kV | Powercor | Winter | Non-coincident | 2025 | ACTUAL_RAW | Operational-demand | NA | 176.2801
VIC | BLTS66P | Brooklyn (Powercor) 66 kV | Powercor | Winter | Non-coincident | 2025 | ACTUAL_ADJUSTEDOPG | Operational-demand | NA | 176.2801
VIC | BLTS66P | Brooklyn (Powercor) 66 kV | Powercor | Winter | Non-coincident | 2025 | BASEYEARPOE50 | Operational-demand | NA | 180.9087
VIC | BLTS66P | Brooklyn (Powercor) 66 kV | Powercor | Winter | Non-coincident | 2025 | BASEYEARPOE10 | Operational-demand | NA | 186.4405
VIC | BLTS66P | Brooklyn (Powercor) 66 kV | Powercor | Winter | Non-coincident | 2025 | POE10 | Operational-demand | NA | 258.5919
VIC | BLTS66P | Brooklyn (Powercor) 66 kV | Powercor | Winter | Non-coincident | 2025 | POE50 | Operational-demand | NA | 253.081
VIC | BLTS66P | Brooklyn (Powercor) 66 kV | Powercor | Winter | Coincident | 2026 | POE10 | Operational-demand | NA | 194.4997
VIC | BLTS66P | Brooklyn (Powercor) 66 kV | Powercor | Winter | Coincident | 2026 | POE50 | Operational-demand | NA | 191.9686
VIC | BLTS66P | Brooklyn (Powercor) 66 kV | Powercor | Winter | Non-coincident | 2026 | POE10 | Operational-demand | NA | 283.0162
VIC | BLTS66P | Brooklyn (Powercor) 66 kV | Powercor | Winter | Non-coincident | 2026 | POE50 | Operational-demand | NA | 277.4734
VIC | BLTS66P | Brooklyn (Powercor) 66 kV | Powercor | Winter | Coincident | 2027 | POE10 | Operational-demand | NA | 188.3384
VIC | BLTS66P | Brooklyn (Powercor) 66 kV | Powercor | Winter | Coincident | 2027 | POE50 | Operational-demand | NA | 185.4038
VIC | BLTS66P | Brooklyn (Powercor) 66 kV | Powercor | Winter | Non-coincident | 2027 | POE10 | Operational-demand | NA | 284.4316
VIC | BLTS66P | Brooklyn (Powercor) 66 kV | Powercor | Winter | Non-coincident | 2027 | POE50 | Operational-demand | NA | 278.8484
VIC | BLTS66P | Brooklyn (Powercor) 66 kV | Powercor | Winter | Coincident | 2028 | POE10 | Operational-demand | NA | 185.6679
VIC | BLTS66P | Brooklyn (Powercor) 66 kV | Powercor | Winter | Coincident | 2028 | POE50 | Operational-demand | NA | 182.9123
VIC | BLTS66P | Brooklyn (Powercor) 66 kV | Powercor | Winter | Non-coincident | 2028 | POE10 | Operational-demand | NA | 285.9043
VIC | BLTS66P | Brooklyn (Powercor) 66 kV | Powercor | Winter | Non-coincident | 2028 | POE50 | Operational-demand | NA | 280.2808
VIC | BLTS66P | Brooklyn (Powercor) 66 kV | Powercor | Winter | Coincident | 2029 | POE10 | Operational-demand | NA | 184.3871
VIC | BLTS66P | Brooklyn (Powercor) 66 kV | Powercor | Winter | Coincident | 2029 | POE50 | Operational-demand | NA | 181.7064
VIC | BLTS66P | Brooklyn (Powercor) 66 kV | Powercor | Winter | Non-coincident | 2029 | POE10 | Operational-demand | NA | 287.4397
VIC | BLTS66P | Brooklyn (Powercor) 66 kV | Powercor | Winter | Non-coincident | 2029 | POE50 | Operational-demand | NA | 281.7759
VIC | BLTS66P | Brooklyn (Powercor) 66 kV | Powercor | Winter | Coincident | 2030 | POE10 | Operational-demand | NA | 182.8182
VIC | BLTS66P | Brooklyn (Powercor) 66 kV | Powercor | Winter | Coincident | 2030 | POE50 | Operational-demand | NA | 180.1143
VIC | BLTS66P | Brooklyn (Powercor) 66 kV | Powercor | Winter | Non-coincident | 2030 | POE10 | Operational-demand | NA | 288.9918
VIC | BLTS66P | Brooklyn (Powercor) 66 kV | Powercor | Winter | Non-coincident | 2030 | POE50 | Operational-demand | NA | 283.2876
VIC | BLTS66P | Brooklyn (Powercor) 66 kV | Powercor | Winter | Coincident | 2031 | POE10 | Operational-demand | NA | 181.5608
VIC | BLTS66P | Brooklyn (Powercor) 66 kV | Powercor | Winter | Coincident | 2031 | POE50 | Operational-demand | NA | 178.8759
VIC | BLTS66P | Brooklyn (Powercor) 66 kV | Powercor | Winter | Non-coincident | 2031 | POE10 | Operational-demand | NA | 290.5746
VIC | BLTS66P | Brooklyn (Powercor) 66 kV | Powercor | Winter | Non-coincident | 2031 | POE50 | Operational-demand | NA | 284.8299
VIC | BLTS66P | Brooklyn (Powercor) 66 kV | Powercor | Winter | Coincident | 2032 | POE10 | Operational-demand | NA | 178.8688
VIC | BLTS66P | Brooklyn (Powercor) 66 kV | Powercor | Winter | Coincident | 2032 | POE50 | Operational-demand | NA | 175.8839
VIC | BLTS66P | Brooklyn (Powercor) 66 kV | Powercor | Winter | Non-coincident | 2032 | POE10 | Operational-demand | NA | 292.2568
VIC | BLTS66P | Brooklyn (Powercor) 66 kV | Powercor | Winter | Non-coincident | 2032 | POE50 | Operational-demand | NA | 286.4693
VIC | BLTS66P | Brooklyn (Powercor) 66 kV | Powercor | Winter | Coincident | 2033 | POE10 | Operational-demand | NA | 175.4208
VIC | BLTS66P | Brooklyn (Powercor) 66 kV | Powercor | Winter | Coincident | 2033 | POE50 | Operational-demand | NA | 172.5077
VIC | BLTS66P | Brooklyn (Powercor) 66 kV | Powercor | Winter | Non-coincident | 2033 | POE10 | Operational-demand | NA | 293.9431
VIC | BLTS66P | Brooklyn (Powercor) 66 kV | Powercor | Winter | Non-coincident | 2033 | POE50 | Operational-demand | NA | 288.1127
VIC | BLTS66P | Brooklyn (Powercor) 66 kV | Powercor | Winter | Coincident | 2034 | POE10 | Operational-demand | NA | 175.116
VIC | BLTS66P | Brooklyn (Powercor) 66 kV | Powercor | Winter | Coincident | 2034 | POE50 | Operational-demand | NA | 172.2949
VIC | BLTS66P | Brooklyn (Powercor) 66 kV | Powercor | Winter | Non-coincident | 2034 | POE10 | Operational-demand | NA | 295.6251
VIC | BLTS66P | Brooklyn (Powercor) 66 kV | Powercor | Winter | Non-coincident | 2034 | POE50 | Operational-demand | NA | 289.7518
VIC | BTS22C | Brunswick (CitiPower) 22 kV | Citipower | Shoulder | Coincident | 2019 | ACTUAL_OPG | Operational-demand | 12.096 | NA
VIC | BTS22C | Brunswick (CitiPower) 22 kV | Citipower | Shoulder | Coincident | 2019 | ACTUAL_RAW | Operational-demand | 12.096 | NA
VIC | BTS22C | Brunswick (CitiPower) 22 kV | Citipower | Shoulder | Non-coincident | 2019 | ACTUAL_RAW | Operational-demand | 12.0671 | NA
VIC | BTS22C | Brunswick (CitiPower) 22 kV | Citipower | Shoulder | Non-coincident | 2019 | ACTUAL_OPG | Operational-demand | 12.0671 | NA
VIC | BTS22C | Brunswick (CitiPower) 22 kV | Citipower | Shoulder | Non-coincident | 2019 | ACTUAL_ADJUSTEDOPG | Operational-demand | 12.0671 | NA
VIC | BTS22C | Brunswick (CitiPower) 22 kV | Citipower | Shoulder | Coincident | 2020 | ACTUAL_OPG | Operational-demand | 19.8948 | NA
VIC | BTS22C | Brunswick (CitiPower) 22 kV | Citipower | Shoulder | Coincident | 2020 | ACTUAL_RAW | Operational-demand | 19.8948 | NA
VIC | BTS22C | Brunswick (CitiPower) 22 kV | Citipower | Shoulder | Non-coincident | 2020 | ACTUAL_RAW | Operational-demand | 12.4484 | NA
VIC | BTS22C | Brunswick (CitiPower) 22 kV | Citipower | Shoulder | Non-coincident | 2020 | ACTUAL_OPG | Operational-demand | 12.4484 | NA
VIC | BTS22C | Brunswick (CitiPower) 22 kV | Citipower | Shoulder | Non-coincident | 2020 | ACTUAL_ADJUSTEDOPG | Operational-demand | 12.4484 | NA
VIC | BTS22C | Brunswick (CitiPower) 22 kV | Citipower | Shoulder | Coincident | 2021 | ACTUAL_OPG | Operational-demand | 17.251 | NA
VIC | BTS22C | Brunswick (CitiPower) 22 kV | Citipower | Shoulder | Coincident | 2021 | ACTUAL_RAW | Operational-demand | 17.251 | NA
VIC | BTS22C | Brunswick (CitiPower) 22 kV | Citipower | Shoulder | Non-coincident | 2021 | ACTUAL_RAW | Operational-demand | 11.9562 | NA
VIC | BTS22C | Brunswick (CitiPower) 22 kV | Citipower | Shoulder | Non-coincident | 2021 | ACTUAL_OPG | Operational-demand | 11.9562 | NA
VIC | BTS22C | Brunswick (CitiPower) 22 kV | Citipower | Shoulder | Non-coincident | 2021 | ACTUAL_ADJUSTEDOPG | Operational-demand | 11.9562 | NA
VIC | BTS22C | Brunswick (CitiPower) 22 kV | Citipower | Shoulder | Coincident | 2022 | ACTUAL_OPG | Operational-demand | 14.7752 | NA
VIC | BTS22C | Brunswick (CitiPower) 22 kV | Citipower | Shoulder | Coincident | 2022 | ACTUAL_RAW | Operational-demand | 14.7752 | NA
VIC | BTS22C | Brunswick (CitiPower) 22 kV | Citipower | Shoulder | Non-coincident | 2022 | ACTUAL_RAW | Operational-demand | 12.2924 | NA
VIC | BTS22C | Brunswick (CitiPower) 22 kV | Citipower | Shoulder | Non-coincident | 2022 | ACTUAL_OPG | Operational-demand | 12.2924 | NA
VIC | BTS22C | Brunswick (CitiPower) 22 kV | Citipower | Shoulder | Non-coincident | 2022 | ACTUAL_ADJUSTEDOPG | Operational-demand | 12.2924 | NA
VIC | BTS22C | Brunswick (CitiPower) 22 kV | Citipower | Shoulder | Coincident | 2023 | ACTUAL_OPG | Operational-demand | 13.4959 | NA
VIC | BTS22C | Brunswick (CitiPower) 22 kV | Citipower | Shoulder | Coincident | 2023 | ACTUAL_RAW | Operational-demand | 13.4959 | NA
VIC | BTS22C | Brunswick (CitiPower) 22 kV | Citipower | Shoulder | Non-coincident | 2023 | ACTUAL_RAW | Operational-demand | 9.7988 | NA
VIC | BTS22C | Brunswick (CitiPower) 22 kV | Citipower | Shoulder | Non-coincident | 2023 | ACTUAL_OPG | Operational-demand | 9.7988 | NA
VIC | BTS22C | Brunswick (CitiPower) 22 kV | Citipower | Shoulder | Non-coincident | 2023 | ACTUAL_ADJUSTEDOPG | Operational-demand | 9.7988 | NA
VIC | BTS22C | Brunswick (CitiPower) 22 kV | Citipower | Shoulder | Coincident | 2024 | ACTUAL_OPG | Operational-demand | 11.3414 | NA
VIC | BTS22C | Brunswick (CitiPower) 22 kV | Citipower | Shoulder | Coincident | 2024 | ACTUAL_RAW | Operational-demand | 11.3414 | NA
VIC | BTS22C | Brunswick (CitiPower) 22 kV | Citipower | Shoulder | Non-coincident | 2024 | ACTUAL_RAW | Operational-demand | 9.9021 | NA
VIC | BTS22C | Brunswick (CitiPower) 22 kV | Citipower | Shoulder | Non-coincident | 2024 | ACTUAL_OPG | Operational-demand | 9.9021 | NA
VIC | BTS22C | Brunswick (CitiPower) 22 kV | Citipower | Shoulder | Non-coincident | 2024 | ACTUAL_ADJUSTEDOPG | Operational-demand | 9.9021 | NA
VIC | BTS22C | Brunswick (CitiPower) 22 kV | Citipower | Shoulder | Coincident | 2025 | ACTUAL_OPG | Operational-demand | 10.1563 | NA
VIC | BTS22C | Brunswick (CitiPower) 22 kV | Citipower | Shoulder | Coincident | 2025 | ACTUAL_RAW | Operational-demand | 10.1563 | NA
VIC | BTS22C | Brunswick (CitiPower) 22 kV | Citipower | Shoulder | Non-coincident | 2025 | ACTUAL_RAW | Operational-demand | 10.1563 | NA
VIC | BTS22C | Brunswick (CitiPower) 22 kV | Citipower | Shoulder | Non-coincident | 2025 | ACTUAL_OPG | Operational-demand | 10.1563 | NA
VIC | BTS22C | Brunswick (CitiPower) 22 kV | Citipower | Shoulder | Non-coincident | 2025 | ACTUAL_ADJUSTEDOPG | Operational-demand | 10.1563 | NA
VIC | BTS22C | Brunswick (CitiPower) 22 kV | Citipower | Shoulder | Non-coincident | 2025 | BASEYEARPOE90 | Operational-demand | 10.208 | NA
VIC | BTS22C | Brunswick (CitiPower) 22 kV | Citipower | Shoulder | Non-coincident | 2025 | BASEYEARPOE50 | Operational-demand | 11.0283 | NA
VIC | BTS22C | Brunswick (CitiPower) 22 kV | Citipower | Shoulder | Coincident_unreconciled | 2026 | POE50 | Operational-demand | 8.856 | NA
VIC | BTS22C | Brunswick (CitiPower) 22 kV | Citipower | Shoulder | Coincident_unreconciled | 2026 | POE90 | Operational-demand | 8.1735 | NA
VIC | BTS22C | Brunswick (CitiPower) 22 kV | Citipower | Shoulder | Non-coincident | 2026 | POE50 | Operational-demand | 8.856 | NA
VIC | BTS22C | Brunswick (CitiPower) 22 kV | Citipower | Shoulder | Non-coincident | 2026 | POE90 | Operational-demand | 7.4731 | NA
VIC | BTS22C | Brunswick (CitiPower) 22 kV | Citipower | Shoulder | Coincident_unreconciled | 2027 | POE50 | Operational-demand | 5.4031 | NA
VIC | BTS22C | Brunswick (CitiPower) 22 kV | Citipower | Shoulder | Coincident_unreconciled | 2027 | POE90 | Operational-demand | 4.7155 | NA
VIC | BTS22C | Brunswick (CitiPower) 22 kV | Citipower | Shoulder | Non-coincident | 2027 | POE50 | Operational-demand | 5.4031 | NA
VIC | BTS22C | Brunswick (CitiPower) 22 kV | Citipower | Shoulder | Non-coincident | 2027 | POE90 | Operational-demand | 4.7155 | NA
VIC | BTS22C | Brunswick (CitiPower) 22 kV | Citipower | Shoulder | Coincident_unreconciled | 2028 | POE50 | Operational-demand | 2.2478 | NA
VIC | BTS22C | Brunswick (CitiPower) 22 kV | Citipower | Shoulder | Coincident_unreconciled | 2028 | POE90 | Operational-demand | 1.5555 | NA
VIC | BTS22C | Brunswick (CitiPower) 22 kV | Citipower | Shoulder | Non-coincident | 2028 | POE50 | Operational-demand | 2.2478 | NA
VIC | BTS22C | Brunswick (CitiPower) 22 kV | Citipower | Shoulder | Non-coincident | 2028 | POE90 | Operational-demand | 1.5555 | NA
VIC | BTS22C | Brunswick (CitiPower) 22 kV | Citipower | Shoulder | Coincident_unreconciled | 2029 | POE50 | Operational-demand | -0.68543 | NA
VIC | BTS22C | Brunswick (CitiPower) 22 kV | Citipower | Shoulder | Coincident_unreconciled | 2029 | POE90 | Operational-demand | -1.3825 | NA
VIC | BTS22C | Brunswick (CitiPower) 22 kV | Citipower | Shoulder | Non-coincident | 2029 | POE50 | Operational-demand | -0.68543 | NA
VIC | BTS22C | Brunswick (CitiPower) 22 kV | Citipower | Shoulder | Non-coincident | 2029 | POE90 | Operational-demand | -1.3825 | NA
VIC | BTS22C | Brunswick (CitiPower) 22 kV | Citipower | Shoulder | Coincident_unreconciled | 2030 | POE50 | Operational-demand | -3.4548 | NA
VIC | BTS22C | Brunswick (CitiPower) 22 kV | Citipower | Shoulder | Coincident_unreconciled | 2030 | POE90 | Operational-demand | -4.1566 | NA
VIC | BTS22C | Brunswick (CitiPower) 22 kV | Citipower | Shoulder | Non-coincident | 2030 | POE50 | Operational-demand | -3.4548 | NA
VIC | BTS22C | Brunswick (CitiPower) 22 kV | Citipower | Shoulder | Non-coincident | 2030 | POE90 | Operational-demand | -4.1566 | NA
VIC | BTS22C | Brunswick (CitiPower) 22 kV | Citipower | Shoulder | Coincident_unreconciled | 2031 | POE50 | Operational-demand | -6.156 | NA
VIC | BTS22C | Brunswick (CitiPower) 22 kV | Citipower | Shoulder | Coincident_unreconciled | 2031 | POE90 | Operational-demand | -6.8627 | NA
VIC | BTS22C | Brunswick (CitiPower) 22 kV | Citipower | Shoulder | Non-coincident | 2031 | POE50 | Operational-demand | -6.156 | NA
VIC | BTS22C | Brunswick (CitiPower) 22 kV | Citipower | Shoulder | Non-coincident | 2031 | POE90 | Operational-demand | -6.8627 | NA
VIC | BTS22C | Brunswick (CitiPower) 22 kV | Citipower | Shoulder | Coincident_unreconciled | 2032 | POE50 | Operational-demand | -8.3849 | NA
VIC | BTS22C | Brunswick (CitiPower) 22 kV | Citipower | Shoulder | Coincident_unreconciled | 2032 | POE90 | Operational-demand | -9.0964 | NA
VIC | BTS22C | Brunswick (CitiPower) 22 kV | Citipower | Shoulder | Non-coincident | 2032 | POE50 | Operational-demand | -8.3849 | NA
VIC | BTS22C | Brunswick (CitiPower) 22 kV | Citipower | Shoulder | Non-coincident | 2032 | POE90 | Operational-demand | -9.0964 | NA
VIC | BTS22C | Brunswick (CitiPower) 22 kV | Citipower | Shoulder | Coincident_unreconciled | 2033 | POE50 | Operational-demand | -10.2125 | NA
VIC | BTS22C | Brunswick (CitiPower) 22 kV | Citipower | Shoulder | Coincident_unreconciled | 2033 | POE90 | Operational-demand | -10.9287 | NA
VIC | BTS22C | Brunswick (CitiPower) 22 kV | Citipower | Shoulder | Non-coincident | 2033 | POE50 | Operational-demand | -10.2125 | NA
VIC | BTS22C | Brunswick (CitiPower) 22 kV | Citipower | Shoulder | Non-coincident | 2033 | POE90 | Operational-demand | -10.9287 | NA
VIC | BTS22C | Brunswick (CitiPower) 22 kV | Citipower | Shoulder | Coincident_unreconciled | 2034 | POE50 | Operational-demand | -11.9474 | NA
VIC | BTS22C | Brunswick (CitiPower) 22 kV | Citipower | Shoulder | Coincident_unreconciled | 2034 | POE90 | Operational-demand | -12.6684 | NA
VIC | BTS22C | Brunswick (CitiPower) 22 kV | Citipower | Shoulder | Non-coincident | 2034 | POE50 | Operational-demand | -11.9474 | NA
VIC | BTS22C | Brunswick (CitiPower) 22 kV | Citipower | Shoulder | Non-coincident | 2034 | POE90 | Operational-demand | -12.6684 | NA
VIC | BTS22C | Brunswick (CitiPower) 22 kV | Citipower | Shoulder | Coincident_unreconciled | 2035 | POE50 | Operational-demand | -13.7605 | NA
VIC | BTS22C | Brunswick (CitiPower) 22 kV | Citipower | Shoulder | Coincident_unreconciled | 2035 | POE90 | Operational-demand | -14.4863 | NA
VIC | BTS22C | Brunswick (CitiPower) 22 kV | Citipower | Shoulder | Non-coincident | 2035 | POE50 | Operational-demand | -13.7605 | NA
VIC | BTS22C | Brunswick (CitiPower) 22 kV | Citipower | Shoulder | Non-coincident | 2035 | POE90 | Operational-demand | -14.4863 | NA
VIC | BTS22C | Brunswick (CitiPower) 22 kV | Citipower | Summer | Coincident | 2019 | ACTUAL_OPG | Operational-demand | 13.3297 | 45.9675
VIC | BTS22C | Brunswick (CitiPower) 22 kV | Citipower | Summer | Coincident | 2019 | ACTUAL_RAW | Operational-demand | 13.3297 | 45.9675
VIC | BTS22C | Brunswick (CitiPower) 22 kV | Citipower | Summer | Non-coincident | 2019 | ACTUAL_RAW | Operational-demand | 12.2012 | 53.3808
VIC | BTS22C | Brunswick (CitiPower) 22 kV | Citipower | Summer | Non-coincident | 2019 | ACTUAL_OPG | Operational-demand | 12.2012 | 53.3808
VIC | BTS22C | Brunswick (CitiPower) 22 kV | Citipower | Summer | Non-coincident | 2019 | ACTUAL_ADJUSTEDOPG | Operational-demand | 12.2012 | 53.3808
VIC | BTS22C | Brunswick (CitiPower) 22 kV | Citipower | Summer | Coincident | 2020 | ACTUAL_OPG | Operational-demand | 15.0455 | 56.4356
VIC | BTS22C | Brunswick (CitiPower) 22 kV | Citipower | Summer | Coincident | 2020 | ACTUAL_RAW | Operational-demand | 15.0455 | 56.4356
VIC | BTS22C | Brunswick (CitiPower) 22 kV | Citipower | Summer | Non-coincident | 2020 | ACTUAL_RAW | Operational-demand | 11.9628 | 56.4356
VIC | BTS22C | Brunswick (CitiPower) 22 kV | Citipower | Summer | Non-coincident | 2020 | ACTUAL_OPG | Operational-demand | 11.9628 | 56.4356
VIC | BTS22C | Brunswick (CitiPower) 22 kV | Citipower | Summer | Non-coincident | 2020 | ACTUAL_ADJUSTEDOPG | Operational-demand | 11.9628 | 56.4356
VIC | BTS22C | Brunswick (CitiPower) 22 kV | Citipower | Summer | Coincident | 2021 | ACTUAL_OPG | Operational-demand | 12.3681 | 45.9677
VIC | BTS22C | Brunswick (CitiPower) 22 kV | Citipower | Summer | Coincident | 2021 | ACTUAL_RAW | Operational-demand | 12.3681 | 45.9677
VIC | BTS22C | Brunswick (CitiPower) 22 kV | Citipower | Summer | Non-coincident | 2021 | ACTUAL_RAW | Operational-demand | 11.2416 | 48.193
VIC | BTS22C | Brunswick (CitiPower) 22 kV | Citipower | Summer | Non-coincident | 2021 | ACTUAL_OPG | Operational-demand | 11.2416 | 48.193
VIC | BTS22C | Brunswick (CitiPower) 22 kV | Citipower | Summer | Non-coincident | 2021 | ACTUAL_ADJUSTEDOPG | Operational-demand | 11.2416 | 48.193
VIC | BTS22C | Brunswick (CitiPower) 22 kV | Citipower | Summer | Coincident | 2022 | ACTUAL_OPG | Operational-demand | 15.3999 | 50.566
VIC | BTS22C | Brunswick (CitiPower) 22 kV | Citipower | Summer | Coincident | 2022 | ACTUAL_RAW | Operational-demand | 15.3999 | 50.566
VIC | BTS22C | Brunswick (CitiPower) 22 kV | Citipower | Summer | Non-coincident | 2022 | ACTUAL_RAW | Operational-demand | 11.4325 | 52.6727
VIC | BTS22C | Brunswick (CitiPower) 22 kV | Citipower | Summer | Non-coincident | 2022 | ACTUAL_OPG | Operational-demand | 11.4325 | 52.6727
VIC | BTS22C | Brunswick (CitiPower) 22 kV | Citipower | Summer | Non-coincident | 2022 | ACTUAL_ADJUSTEDOPG | Operational-demand | 11.4325 | 52.6727
VIC | BTS22C | Brunswick (CitiPower) 22 kV | Citipower | Summer | Coincident | 2023 | ACTUAL_OPG | Operational-demand | 11.9212 | 41.8786
VIC | BTS22C | Brunswick (CitiPower) 22 kV | Citipower | Summer | Coincident | 2023 | ACTUAL_RAW | Operational-demand | 11.9212 | 41.8786
VIC | BTS22C | Brunswick (CitiPower) 22 kV | Citipower | Summer | Non-coincident | 2023 | ACTUAL_RAW | Operational-demand | 7.3712 | 41.8786
VIC | BTS22C | Brunswick (CitiPower) 22 kV | Citipower | Summer | Non-coincident | 2023 | ACTUAL_OPG | Operational-demand | 7.3712 | 41.8786
VIC | BTS22C | Brunswick (CitiPower) 22 kV | Citipower | Summer | Non-coincident | 2023 | ACTUAL_ADJUSTEDOPG | Operational-demand | 7.3712 | 41.8786
VIC | BTS22C | Brunswick (CitiPower) 22 kV | Citipower | Summer | Coincident | 2024 | ACTUAL_OPG | Operational-demand | 8.1613 | 44.6685
VIC | BTS22C | Brunswick (CitiPower) 22 kV | Citipower | Summer | Coincident | 2024 | ACTUAL_RAW | Operational-demand | 8.1613 | 44.6685
VIC | BTS22C | Brunswick (CitiPower) 22 kV | Citipower | Summer | Non-coincident | 2024 | ACTUAL_RAW | Operational-demand | 7.7674 | 45.3309
VIC | BTS22C | Brunswick (CitiPower) 22 kV | Citipower | Summer | Non-coincident | 2024 | ACTUAL_OPG | Operational-demand | 7.7674 | 45.3309
VIC | BTS22C | Brunswick (CitiPower) 22 kV | Citipower | Summer | Non-coincident | 2024 | ACTUAL_ADJUSTEDOPG | Operational-demand | 7.7674 | 45.3309
VIC | BTS22C | Brunswick (CitiPower) 22 kV | Citipower | Summer | Coincident | 2025 | ACTUAL_OPG | Operational-demand | 8.5496 | 48.3701
VIC | BTS22C | Brunswick (CitiPower) 22 kV | Citipower | Summer | Coincident | 2025 | ACTUAL_RAW | Operational-demand | 8.5496 | 48.3701
VIC | BTS22C | Brunswick (CitiPower) 22 kV | Citipower | Summer | Non-coincident | 2025 | ACTUAL_RAW | Operational-demand | 8.1948 | 50.1733
VIC | BTS22C | Brunswick (CitiPower) 22 kV | Citipower | Summer | Non-coincident | 2025 | ACTUAL_OPG | Operational-demand | 8.1948 | 50.1733
VIC | BTS22C | Brunswick (CitiPower) 22 kV | Citipower | Summer | Non-coincident | 2025 | ACTUAL_ADJUSTEDOPG | Operational-demand | 8.1948 | 50.1733
VIC | BTS22C | Brunswick (CitiPower) 22 kV | Citipower | Summer | Non-coincident | 2025 | BASEYEARPOE90 | Operational-demand | 6.6244 | NA
VIC | BTS22C | Brunswick (CitiPower) 22 kV | Citipower | Summer | Non-coincident | 2025 | BASEYEARPOE50 | Operational-demand | 8.32 | 52.7203
VIC | BTS22C | Brunswick (CitiPower) 22 kV | Citipower | Summer | Coincident_unreconciled | 2026 | POE50 | Operational-demand | 6.1572 | NA
VIC | BTS22C | Brunswick (CitiPower) 22 kV | Citipower | Summer | Coincident_unreconciled | 2026 | POE90 | Operational-demand | 4.4071 | NA
VIC | BTS22C | Brunswick (CitiPower) 22 kV | Citipower | Summer | Non-coincident | 2026 | POE50 | Operational-demand | 5.8808 | 52.7381
VIC | BTS22C | Brunswick (CitiPower) 22 kV | Citipower | Summer | Non-coincident | 2026 | POE90 | Operational-demand | 4.2092 | NA
VIC | BTS22C | Brunswick (CitiPower) 22 kV | Citipower | Summer | Coincident_unreconciled | 2027 | POE50 | Operational-demand | 2.2496 | NA
VIC | BTS22C | Brunswick (CitiPower) 22 kV | Citipower | Summer | Coincident_unreconciled | 2027 | POE90 | Operational-demand | 0.48653 | NA
VIC | BTS22C | Brunswick (CitiPower) 22 kV | Citipower | Summer | Non-coincident | 2027 | POE50 | Operational-demand | 2.1486 | 52.5673
VIC | BTS22C | Brunswick (CitiPower) 22 kV | Citipower | Summer | Non-coincident | 2027 | POE90 | Operational-demand | 0.46469 | NA
VIC | BTS22C | Brunswick (CitiPower) 22 kV | Citipower | Summer | Coincident_unreconciled | 2028 | POE50 | Operational-demand | -1.2318 | NA
VIC | BTS22C | Brunswick (CitiPower) 22 kV | Citipower | Summer | Coincident_unreconciled | 2028 | POE90 | Operational-demand | -2.8477 | NA
VIC | BTS22C | Brunswick (CitiPower) 22 kV | Citipower | Summer | Non-coincident | 2028 | POE50 | Operational-demand | -1.2925 | 52.4721
VIC | BTS22C | Brunswick (CitiPower) 22 kV | Citipower | Summer | Non-coincident | 2028 | POE90 | Operational-demand | -2.9882 | NA
VIC | BTS22C | Brunswick (CitiPower) 22 kV | Citipower | Summer | Coincident_unreconciled | 2029 | POE50 | Operational-demand | -4.3133 | NA
VIC | BTS22C | Brunswick (CitiPower) 22 kV | Citipower | Summer | Coincident_unreconciled | 2029 | POE90 | Operational-demand | -5.9404 | NA
VIC | BTS22C | Brunswick (CitiPower) 22 kV | Citipower | Summer | Non-coincident | 2029 | POE50 | Operational-demand | -4.526 | 52.444
VIC | BTS22C | Brunswick (CitiPower) 22 kV | Citipower | Summer | Non-coincident | 2029 | POE90 | Operational-demand | -6.2334 | NA
VIC | BTS22C | Brunswick (CitiPower) 22 kV | Citipower | Summer | Coincident_unreconciled | 2030 | POE50 | Operational-demand | -7.2591 | NA
VIC | BTS22C | Brunswick (CitiPower) 22 kV | Citipower | Summer | Coincident_unreconciled | 2030 | POE90 | Operational-demand | -8.8973 | NA
VIC | BTS22C | Brunswick (CitiPower) 22 kV | Citipower | Summer | Non-coincident | 2030 | POE50 | Operational-demand | -7.6171 | 52.4868
VIC | BTS22C | Brunswick (CitiPower) 22 kV | Citipower | Summer | Non-coincident | 2030 | POE90 | Operational-demand | -9.3361 | NA
VIC | BTS22C | Brunswick (CitiPower) 22 kV | Citipower | Summer | Coincident_unreconciled | 2031 | POE50 | Operational-demand | -10.1474 | NA
VIC | BTS22C | Brunswick (CitiPower) 22 kV | Citipower | Summer | Coincident_unreconciled | 2031 | POE90 | Operational-demand | -11.7968 | NA
VIC | BTS22C | Brunswick (CitiPower) 22 kV | Citipower | Summer | Non-coincident | 2031 | POE50 | Operational-demand | -10.6478 | 52.5602
VIC | BTS22C | Brunswick (CitiPower) 22 kV | Citipower | Summer | Non-coincident | 2031 | POE90 | Operational-demand | -12.3786 | NA
VIC | BTS22C | Brunswick (CitiPower) 22 kV | Citipower | Summer | Coincident_unreconciled | 2032 | POE50 | Operational-demand | -12.5419 | NA
VIC | BTS22C | Brunswick (CitiPower) 22 kV | Citipower | Summer | Coincident_unreconciled | 2032 | POE90 | Operational-demand | -14.2025 | NA
VIC | BTS22C | Brunswick (CitiPower) 22 kV | Citipower | Summer | Non-coincident | 2032 | POE50 | Operational-demand | -13.1605 | 52.7321
VIC | BTS22C | Brunswick (CitiPower) 22 kV | Citipower | Summer | Non-coincident | 2032 | POE90 | Operational-demand | -14.903 | NA
VIC | BTS22C | Brunswick (CitiPower) 22 kV | Citipower | Summer | Coincident_unreconciled | 2033 | POE50 | Operational-demand | -14.5318 | NA
VIC | BTS22C | Brunswick (CitiPower) 22 kV | Citipower | Summer | Coincident_unreconciled | 2033 | POE90 | Operational-demand | -16.2035 | NA
VIC | BTS22C | Brunswick (CitiPower) 22 kV | Citipower | Summer | Non-coincident | 2033 | POE50 | Operational-demand | -15.2485 | 52.9833
VIC | BTS22C | Brunswick (CitiPower) 22 kV | Citipower | Summer | Non-coincident | 2033 | POE90 | Operational-demand | -17.0027 | NA
VIC | BTS22C | Brunswick (CitiPower) 22 kV | Citipower | Summer | Coincident_unreconciled | 2034 | POE50 | Operational-demand | -16.4307 | NA
VIC | BTS22C | Brunswick (CitiPower) 22 kV | Citipower | Summer | Coincident_unreconciled | 2034 | POE90 | Operational-demand | -18.1136 | NA
VIC | BTS22C | Brunswick (CitiPower) 22 kV | Citipower | Summer | Non-coincident | 2034 | POE50 | Operational-demand | -17.241 | 53.2539
VIC | BTS22C | Brunswick (CitiPower) 22 kV | Citipower | Summer | Non-coincident | 2034 | POE90 | Operational-demand | -19.0069 | NA
VIC | BTS22C | Brunswick (CitiPower) 22 kV | Citipower | Summer | Coincident_unreconciled | 2035 | POE50 | Operational-demand | -18.4072 | NA
VIC | BTS22C | Brunswick (CitiPower) 22 kV | Citipower | Summer | Coincident_unreconciled | 2035 | POE90 | Operational-demand | -20.1012 | NA
VIC | BTS22C | Brunswick (CitiPower) 22 kV | Citipower | Summer | Non-coincident | 2035 | POE50 | Operational-demand | -19.315 | 53.5133
VIC | BTS22C | Brunswick (CitiPower) 22 kV | Citipower | Summer | Non-coincident | 2035 | POE90 | Operational-demand | -21.0926 | NA
VIC | BTS22C | Brunswick (CitiPower) 22 kV | Citipower | Summer | Non-coincident | 2025 | BASEYEARPOE10 | Operational-demand | NA | 58.3556
VIC | BTS22C | Brunswick (CitiPower) 22 kV | Citipower | Summer | Coincident | 2026 | POE10 | Operational-demand | NA | 53.5739
VIC | BTS22C | Brunswick (CitiPower) 22 kV | Citipower | Summer | Coincident | 2026 | POE50 | Operational-demand | NA | 49.1143
VIC | BTS22C | Brunswick (CitiPower) 22 kV | Citipower | Summer | Non-coincident | 2026 | POE10 | Operational-demand | NA | 59.296
VIC | BTS22C | Brunswick (CitiPower) 22 kV | Citipower | Summer | Coincident | 2027 | POE10 | Operational-demand | NA | 52.0557
VIC | BTS22C | Brunswick (CitiPower) 22 kV | Citipower | Summer | Coincident | 2027 | POE50 | Operational-demand | NA | 47.3437
VIC | BTS22C | Brunswick (CitiPower) 22 kV | Citipower | Summer | Non-coincident | 2027 | POE10 | Operational-demand | NA | 59.1737
VIC | BTS22C | Brunswick (CitiPower) 22 kV | Citipower | Summer | Coincident | 2028 | POE10 | Operational-demand | NA | 50.7639
VIC | BTS22C | Brunswick (CitiPower) 22 kV | Citipower | Summer | Coincident | 2028 | POE50 | Operational-demand | NA | 45.7787
VIC | BTS22C | Brunswick (CitiPower) 22 kV | Citipower | Summer | Non-coincident | 2028 | POE10 | Operational-demand | NA | 59.1245
VIC | BTS22C | Brunswick (CitiPower) 22 kV | Citipower | Summer | Coincident | 2029 | POE10 | Operational-demand | NA | 49.8732
VIC | BTS22C | Brunswick (CitiPower) 22 kV | Citipower | Summer | Coincident | 2029 | POE50 | Operational-demand | NA | 44.9661
VIC | BTS22C | Brunswick (CitiPower) 22 kV | Citipower | Summer | Non-coincident | 2029 | POE10 | Operational-demand | NA | 59.1424
VIC | BTS22C | Brunswick (CitiPower) 22 kV | Citipower | Summer | Coincident | 2030 | POE10 | Operational-demand | NA | 49.2134
VIC | BTS22C | Brunswick (CitiPower) 22 kV | Citipower | Summer | Coincident | 2030 | POE50 | Operational-demand | NA | 44.2028
VIC | BTS22C | Brunswick (CitiPower) 22 kV | Citipower | Summer | Non-coincident | 2030 | POE10 | Operational-demand | NA | 59.2311
VIC | BTS22C | Brunswick (CitiPower) 22 kV | Citipower | Summer | Coincident | 2031 | POE10 | Operational-demand | NA | 48.0617
VIC | BTS22C | Brunswick (CitiPower) 22 kV | Citipower | Summer | Coincident | 2031 | POE50 | Operational-demand | NA | 43.3508
VIC | BTS22C | Brunswick (CitiPower) 22 kV | Citipower | Summer | Non-coincident | 2031 | POE10 | Operational-demand | NA | 59.3505
VIC | BTS22C | Brunswick (CitiPower) 22 kV | Citipower | Summer | Coincident | 2032 | POE10 | Operational-demand | NA | 46.7973
VIC | BTS22C | Brunswick (CitiPower) 22 kV | Citipower | Summer | Coincident | 2032 | POE50 | Operational-demand | NA | 42.1077
VIC | BTS22C | Brunswick (CitiPower) 22 kV | Citipower | Summer | Non-coincident | 2032 | POE10 | Operational-demand | NA | 59.5683
VIC | BTS22C | Brunswick (CitiPower) 22 kV | Citipower | Summer | Coincident | 2033 | POE10 | Operational-demand | NA | 45.9293
VIC | BTS22C | Brunswick (CitiPower) 22 kV | Citipower | Summer | Coincident | 2033 | POE50 | Operational-demand | NA | 40.9308
VIC | BTS22C | Brunswick (CitiPower) 22 kV | Citipower | Summer | Non-coincident | 2033 | POE10 | Operational-demand | NA | 59.8655
VIC | BTS22C | Brunswick (CitiPower) 22 kV | Citipower | Summer | Coincident | 2034 | POE10 | Operational-demand | NA | 45.6928
VIC | BTS22C | Brunswick (CitiPower) 22 kV | Citipower | Summer | Coincident | 2034 | POE50 | Operational-demand | NA | 40.7525
VIC | BTS22C | Brunswick (CitiPower) 22 kV | Citipower | Summer | Non-coincident | 2034 | POE10 | Operational-demand | NA | 60.1821
VIC | BTS22C | Brunswick (CitiPower) 22 kV | Citipower | Summer | Coincident | 2035 | POE10 | Operational-demand | NA | 45.6421
VIC | BTS22C | Brunswick (CitiPower) 22 kV | Citipower | Summer | Coincident | 2035 | POE50 | Operational-demand | NA | 40.7029
VIC | BTS22C | Brunswick (CitiPower) 22 kV | Citipower | Summer | Non-coincident | 2035 | POE10 | Operational-demand | NA | 60.4874
VIC | BTS22C | Brunswick (CitiPower) 22 kV | Citipower | Winter | Coincident | 2018 | ACTUAL_OPG | Operational-demand | NA | 47.4276
VIC | BTS22C | Brunswick (CitiPower) 22 kV | Citipower | Winter | Coincident | 2018 | ACTUAL_RAW | Operational-demand | NA | 47.4276
VIC | BTS22C | Brunswick (CitiPower) 22 kV | Citipower | Winter | Non-coincident | 2018 | ACTUAL_RAW | Operational-demand | NA | 50.6707
VIC | BTS22C | Brunswick (CitiPower) 22 kV | Citipower | Winter | Non-coincident | 2018 | ACTUAL_OPG | Operational-demand | NA | 50.6707
VIC | BTS22C | Brunswick (CitiPower) 22 kV | Citipower | Winter | Non-coincident | 2018 | ACTUAL_ADJUSTEDOPG | Operational-demand | NA | 50.6707
VIC | BTS22C | Brunswick (CitiPower) 22 kV | Citipower | Winter | Coincident | 2019 | ACTUAL_OPG | Operational-demand | NA | 50.4722
VIC | BTS22C | Brunswick (CitiPower) 22 kV | Citipower | Winter | Coincident | 2019 | ACTUAL_RAW | Operational-demand | NA | 50.4722
VIC | BTS22C | Brunswick (CitiPower) 22 kV | Citipower | Winter | Non-coincident | 2019 | ACTUAL_RAW | Operational-demand | NA | 52.6248
VIC | BTS22C | Brunswick (CitiPower) 22 kV | Citipower | Winter | Non-coincident | 2019 | ACTUAL_OPG | Operational-demand | NA | 52.6248
VIC | BTS22C | Brunswick (CitiPower) 22 kV | Citipower | Winter | Non-coincident | 2019 | ACTUAL_ADJUSTEDOPG | Operational-demand | NA | 52.6248
VIC | BTS22C | Brunswick (CitiPower) 22 kV | Citipower | Winter | Coincident | 2020 | ACTUAL_OPG | Operational-demand | NA | 55.9224
VIC | BTS22C | Brunswick (CitiPower) 22 kV | Citipower | Winter | Coincident | 2020 | ACTUAL_RAW | Operational-demand | NA | 55.9224
VIC | BTS22C | Brunswick (CitiPower) 22 kV | Citipower | Winter | Non-coincident | 2020 | ACTUAL_RAW | Operational-demand | NA | 55.9224
VIC | BTS22C | Brunswick (CitiPower) 22 kV | Citipower | Winter | Non-coincident | 2020 | ACTUAL_OPG | Operational-demand | NA | 55.9224
VIC | BTS22C | Brunswick (CitiPower) 22 kV | Citipower | Winter | Non-coincident | 2020 | ACTUAL_ADJUSTEDOPG | Operational-demand | NA | 55.9224
VIC | BTS22C | Brunswick (CitiPower) 22 kV | Citipower | Winter | Coincident | 2021 | ACTUAL_OPG | Operational-demand | NA | 55.104
VIC | BTS22C | Brunswick (CitiPower) 22 kV | Citipower | Winter | Coincident | 2021 | ACTUAL_RAW | Operational-demand | NA | 55.104
VIC | BTS22C | Brunswick (CitiPower) 22 kV | Citipower | Winter | Non-coincident | 2021 | ACTUAL_RAW | Operational-demand | NA | 55.836
VIC | BTS22C | Brunswick (CitiPower) 22 kV | Citipower | Winter | Non-coincident | 2021 | ACTUAL_OPG | Operational-demand | NA | 55.836
VIC | BTS22C | Brunswick (CitiPower) 22 kV | Citipower | Winter | Non-coincident | 2021 | ACTUAL_ADJUSTEDOPG | Operational-demand | NA | 55.836
VIC | BTS22C | Brunswick (CitiPower) 22 kV | Citipower | Winter | Coincident | 2022 | ACTUAL_OPG | Operational-demand | NA | 51.6059
VIC | BTS22C | Brunswick (CitiPower) 22 kV | Citipower | Winter | Coincident | 2022 | ACTUAL_RAW | Operational-demand | NA | 51.6059
VIC | BTS22C | Brunswick (CitiPower) 22 kV | Citipower | Winter | Non-coincident | 2022 | ACTUAL_RAW | Operational-demand | NA | 52.2302
VIC | BTS22C | Brunswick (CitiPower) 22 kV | Citipower | Winter | Non-coincident | 2022 | ACTUAL_OPG | Operational-demand | NA | 52.2302
VIC | BTS22C | Brunswick (CitiPower) 22 kV | Citipower | Winter | Non-coincident | 2022 | ACTUAL_ADJUSTEDOPG | Operational-demand | NA | 52.2302
VIC | BTS22C | Brunswick (CitiPower) 22 kV | Citipower | Winter | Coincident | 2023 | ACTUAL_OPG | Operational-demand | NA | 41.4121
VIC | BTS22C | Brunswick (CitiPower) 22 kV | Citipower | Winter | Coincident | 2023 | ACTUAL_RAW | Operational-demand | NA | 41.4121
VIC | BTS22C | Brunswick (CitiPower) 22 kV | Citipower | Winter | Non-coincident | 2023 | ACTUAL_RAW | Operational-demand | NA | 44.2078
VIC | BTS22C | Brunswick (CitiPower) 22 kV | Citipower | Winter | Non-coincident | 2023 | ACTUAL_OPG | Operational-demand | NA | 44.2078
VIC | BTS22C | Brunswick (CitiPower) 22 kV | Citipower | Winter | Non-coincident | 2023 | ACTUAL_ADJUSTEDOPG | Operational-demand | NA | 44.2078
VIC | BTS22C | Brunswick (CitiPower) 22 kV | Citipower | Winter | Coincident | 2024 | ACTUAL_OPG | Operational-demand | NA | 44.4576
VIC | BTS22C | Brunswick (CitiPower) 22 kV | Citipower | Winter | Coincident | 2024 | ACTUAL_RAW | Operational-demand | NA | 44.4576
VIC | BTS22C | Brunswick (CitiPower) 22 kV | Citipower | Winter | Non-coincident | 2024 | ACTUAL_RAW | Operational-demand | NA | 45.7047
VIC | BTS22C | Brunswick (CitiPower) 22 kV | Citipower | Winter | Non-coincident | 2024 | ACTUAL_OPG | Operational-demand | NA | 45.7047
VIC | BTS22C | Brunswick (CitiPower) 22 kV | Citipower | Winter | Non-coincident | 2024 | ACTUAL_ADJUSTEDOPG | Operational-demand | NA | 45.7047
VIC | BTS22C | Brunswick (CitiPower) 22 kV | Citipower | Winter | Coincident | 2025 | POE10 | Operational-demand | NA | 53.4061
VIC | BTS22C | Brunswick (CitiPower) 22 kV | Citipower | Winter | Coincident | 2025 | POE50 | Operational-demand | NA | 52.8521
VIC | BTS22C | Brunswick (CitiPower) 22 kV | Citipower | Winter | Non-coincident | 2025 | ACTUAL_RAW | Operational-demand | NA | 48.2832
VIC | BTS22C | Brunswick (CitiPower) 22 kV | Citipower | Winter | Non-coincident | 2025 | ACTUAL_ADJUSTEDOPG | Operational-demand | NA | 48.2832
VIC | BTS22C | Brunswick (CitiPower) 22 kV | Citipower | Winter | Non-coincident | 2025 | BASEYEARPOE50 | Operational-demand | NA | 56.3216
VIC | BTS22C | Brunswick (CitiPower) 22 kV | Citipower | Winter | Non-coincident | 2025 | BASEYEARPOE10 | Operational-demand | NA | 57.3998
VIC | BTS22C | Brunswick (CitiPower) 22 kV | Citipower | Winter | Non-coincident | 2025 | POE10 | Operational-demand | NA | 57.6478
VIC | BTS22C | Brunswick (CitiPower) 22 kV | Citipower | Winter | Non-coincident | 2025 | POE50 | Operational-demand | NA | 56.564
VIC | BTS22C | Brunswick (CitiPower) 22 kV | Citipower | Winter | Coincident | 2026 | POE10 | Operational-demand | NA | 51.8681
VIC | BTS22C | Brunswick (CitiPower) 22 kV | Citipower | Winter | Coincident | 2026 | POE50 | Operational-demand | NA | 51.2342
VIC | BTS22C | Brunswick (CitiPower) 22 kV | Citipower | Winter | Non-coincident | 2026 | POE10 | Operational-demand | NA | 58.111
VIC | BTS22C | Brunswick (CitiPower) 22 kV | Citipower | Winter | Non-coincident | 2026 | POE50 | Operational-demand | NA | 57.0186
VIC | BTS22C | Brunswick (CitiPower) 22 kV | Citipower | Winter | Coincident | 2027 | POE10 | Operational-demand | NA | 50.3789
VIC | BTS22C | Brunswick (CitiPower) 22 kV | Citipower | Winter | Coincident | 2027 | POE50 | Operational-demand | NA | 49.6369
VIC | BTS22C | Brunswick (CitiPower) 22 kV | Citipower | Winter | Non-coincident | 2027 | POE10 | Operational-demand | NA | 58.5804
VIC | BTS22C | Brunswick (CitiPower) 22 kV | Citipower | Winter | Non-coincident | 2027 | POE50 | Operational-demand | NA | 57.4804
VIC | BTS22C | Brunswick (CitiPower) 22 kV | Citipower | Winter | Coincident | 2028 | POE10 | Operational-demand | NA | 49.8477
VIC | BTS22C | Brunswick (CitiPower) 22 kV | Citipower | Winter | Coincident | 2028 | POE50 | Operational-demand | NA | 49.1543
VIC | BTS22C | Brunswick (CitiPower) 22 kV | Citipower | Winter | Non-coincident | 2028 | POE10 | Operational-demand | NA | 59.1009
VIC | BTS22C | Brunswick (CitiPower) 22 kV | Citipower | Winter | Non-coincident | 2028 | POE50 | Operational-demand | NA | 57.9932
VIC | BTS22C | Brunswick (CitiPower) 22 kV | Citipower | Winter | Coincident | 2029 | POE10 | Operational-demand | NA | 49.7185
VIC | BTS22C | Brunswick (CitiPower) 22 kV | Citipower | Winter | Coincident | 2029 | POE50 | Operational-demand | NA | 49.0464
VIC | BTS22C | Brunswick (CitiPower) 22 kV | Citipower | Winter | Non-coincident | 2029 | POE10 | Operational-demand | NA | 59.676
VIC | BTS22C | Brunswick (CitiPower) 22 kV | Citipower | Winter | Non-coincident | 2029 | POE50 | Operational-demand | NA | 58.5607
VIC | BTS22C | Brunswick (CitiPower) 22 kV | Citipower | Winter | Coincident | 2030 | POE10 | Operational-demand | NA | 49.5091
VIC | BTS22C | Brunswick (CitiPower) 22 kV | Citipower | Winter | Coincident | 2030 | POE50 | Operational-demand | NA | 48.8316
VIC | BTS22C | Brunswick (CitiPower) 22 kV | Citipower | Winter | Non-coincident | 2030 | POE10 | Operational-demand | NA | 60.2582
VIC | BTS22C | Brunswick (CitiPower) 22 kV | Citipower | Winter | Non-coincident | 2030 | POE50 | Operational-demand | NA | 59.1352
VIC | BTS22C | Brunswick (CitiPower) 22 kV | Citipower | Winter | Coincident | 2031 | POE10 | Operational-demand | NA | 49.3817
VIC | BTS22C | Brunswick (CitiPower) 22 kV | Citipower | Winter | Coincident | 2031 | POE50 | Operational-demand | NA | 48.7105
VIC | BTS22C | Brunswick (CitiPower) 22 kV | Citipower | Winter | Non-coincident | 2031 | POE10 | Operational-demand | NA | 60.8509
VIC | BTS22C | Brunswick (CitiPower) 22 kV | Citipower | Winter | Non-coincident | 2031 | POE50 | Operational-demand | NA | 59.7203
VIC | BTS22C | Brunswick (CitiPower) 22 kV | Citipower | Winter | Coincident | 2032 | POE10 | Operational-demand | NA | 48.8514
VIC | BTS22C | Brunswick (CitiPower) 22 kV | Citipower | Winter | Coincident | 2032 | POE50 | Operational-demand | NA | 48.099
VIC | BTS22C | Brunswick (CitiPower) 22 kV | Citipower | Winter | Non-coincident | 2032 | POE10 | Operational-demand | NA | 61.4572
VIC | BTS22C | Brunswick (CitiPower) 22 kV | Citipower | Winter | Non-coincident | 2032 | POE50 | Operational-demand | NA | 60.3189
VIC | BTS22C | Brunswick (CitiPower) 22 kV | Citipower | Winter | Coincident | 2033 | POE10 | Operational-demand | NA | 48.1055
VIC | BTS22C | Brunswick (CitiPower) 22 kV | Citipower | Winter | Coincident | 2033 | POE50 | Operational-demand | NA | 47.3728
VIC | BTS22C | Brunswick (CitiPower) 22 kV | Citipower | Winter | Non-coincident | 2033 | POE10 | Operational-demand | NA | 62.0643
VIC | BTS22C | Brunswick (CitiPower) 22 kV | Citipower | Winter | Non-coincident | 2033 | POE50 | Operational-demand | NA | 60.9184
VIC | BTS22C | Brunswick (CitiPower) 22 kV | Citipower | Winter | Coincident | 2034 | POE10 | Operational-demand | NA | 48.2126
VIC | BTS22C | Brunswick (CitiPower) 22 kV | Citipower | Winter | Coincident | 2034 | POE50 | Operational-demand | NA | 47.5065
VIC | BTS22C | Brunswick (CitiPower) 22 kV | Citipower | Winter | Non-coincident | 2034 | POE10 | Operational-demand | NA | 62.6674
VIC | BTS22C | Brunswick (CitiPower) 22 kV | Citipower | Winter | Non-coincident | 2034 | POE50 | Operational-demand | NA | 61.5138
VIC | BTS22J | Brunswick (Jemena) 22 kV | Jemena | Shoulder | Coincident | 2019 | ACTUAL_OPG | Operational-demand | 10.0336 | NA
VIC | BTS22J | Brunswick (Jemena) 22 kV | Jemena | Shoulder | Coincident | 2019 | ACTUAL_RAW | Operational-demand | 10.0336 | NA
VIC | BTS22J | Brunswick (Jemena) 22 kV | Jemena | Shoulder | Non-coincident | 2019 | ACTUAL_RAW | Operational-demand | 9.4019 | NA
VIC | BTS22J | Brunswick (Jemena) 22 kV | Jemena | Shoulder | Non-coincident | 2019 | ACTUAL_OPG | Operational-demand | 9.4019 | NA
VIC | BTS22J | Brunswick (Jemena) 22 kV | Jemena | Shoulder | Non-coincident | 2019 | ACTUAL_ADJUSTEDOPG | Operational-demand | 9.4019 | NA
VIC | BTS22J | Brunswick (Jemena) 22 kV | Jemena | Shoulder | Coincident | 2020 | ACTUAL_OPG | Operational-demand | 13.6633 | NA
VIC | BTS22J | Brunswick (Jemena) 22 kV | Jemena | Shoulder | Coincident | 2020 | ACTUAL_RAW | Operational-demand | 13.6633 | NA
VIC | BTS22J | Brunswick (Jemena) 22 kV | Jemena | Shoulder | Non-coincident | 2020 | ACTUAL_RAW | Operational-demand | 9.0853 | NA
VIC | BTS22J | Brunswick (Jemena) 22 kV | Jemena | Shoulder | Non-coincident | 2020 | ACTUAL_OPG | Operational-demand | 9.0853 | NA
VIC | BTS22J | Brunswick (Jemena) 22 kV | Jemena | Shoulder | Non-coincident | 2020 | ACTUAL_ADJUSTEDOPG | Operational-demand | 9.0853 | NA
VIC | BTS22J | Brunswick (Jemena) 22 kV | Jemena | Shoulder | Coincident | 2021 | ACTUAL_OPG | Operational-demand | 11.6564 | NA
VIC | BTS22J | Brunswick (Jemena) 22 kV | Jemena | Shoulder | Coincident | 2021 | ACTUAL_RAW | Operational-demand | 11.6564 | NA
VIC | BTS22J | Brunswick (Jemena) 22 kV | Jemena | Shoulder | Non-coincident | 2021 | ACTUAL_RAW | Operational-demand | 9.8099 | NA
VIC | BTS22J | Brunswick (Jemena) 22 kV | Jemena | Shoulder | Non-coincident | 2021 | ACTUAL_OPG | Operational-demand | 9.8099 | NA
VIC | BTS22J | Brunswick (Jemena) 22 kV | Jemena | Shoulder | Non-coincident | 2021 | ACTUAL_ADJUSTEDOPG | Operational-demand | 9.8099 | NA
VIC | BTS22J | Brunswick (Jemena) 22 kV | Jemena | Shoulder | Coincident | 2022 | ACTUAL_OPG | Operational-demand | 10.3744 | NA
VIC | BTS22J | Brunswick (Jemena) 22 kV | Jemena | Shoulder | Coincident | 2022 | ACTUAL_RAW | Operational-demand | 10.3744 | NA
VIC | BTS22J | Brunswick (Jemena) 22 kV | Jemena | Shoulder | Non-coincident | 2022 | ACTUAL_RAW | Operational-demand | 9.5942 | NA
VIC | BTS22J | Brunswick (Jemena) 22 kV | Jemena | Shoulder | Non-coincident | 2022 | ACTUAL_OPG | Operational-demand | 9.5942 | NA
VIC | BTS22J | Brunswick (Jemena) 22 kV | Jemena | Shoulder | Non-coincident | 2022 | ACTUAL_ADJUSTEDOPG | Operational-demand | 9.5942 | NA
VIC | BTS22J | Brunswick (Jemena) 22 kV | Jemena | Shoulder | Coincident | 2023 | ACTUAL_OPG | Operational-demand | 9.5218 | NA
VIC | BTS22J | Brunswick (Jemena) 22 kV | Jemena | Shoulder | Coincident | 2023 | ACTUAL_RAW | Operational-demand | 9.5218 | NA
VIC | BTS22J | Brunswick (Jemena) 22 kV | Jemena | Shoulder | Non-coincident | 2023 | ACTUAL_RAW | Operational-demand | 9.4398 | NA
VIC | BTS22J | Brunswick (Jemena) 22 kV | Jemena | Shoulder | Non-coincident | 2023 | ACTUAL_OPG | Operational-demand | 9.4398 | NA
VIC | BTS22J | Brunswick (Jemena) 22 kV | Jemena | Shoulder | Non-coincident | 2023 | ACTUAL_ADJUSTEDOPG | Operational-demand | 9.4398 | NA
VIC | BTS22J | Brunswick (Jemena) 22 kV | Jemena | Shoulder | Coincident | 2024 | ACTUAL_OPG | Operational-demand | 9.137 | NA
VIC | BTS22J | Brunswick (Jemena) 22 kV | Jemena | Shoulder | Coincident | 2024 | ACTUAL_RAW | Operational-demand | 9.137 | NA
VIC | BTS22J | Brunswick (Jemena) 22 kV | Jemena | Shoulder | Non-coincident | 2024 | ACTUAL_RAW | Operational-demand | 8.8954 | NA
VIC | BTS22J | Brunswick (Jemena) 22 kV | Jemena | Shoulder | Non-coincident | 2024 | ACTUAL_OPG | Operational-demand | 8.8954 | NA
VIC | BTS22J | Brunswick (Jemena) 22 kV | Jemena | Shoulder | Non-coincident | 2024 | ACTUAL_ADJUSTEDOPG | Operational-demand | 8.8954 | NA
VIC | BTS22J | Brunswick (Jemena) 22 kV | Jemena | Shoulder | Coincident | 2025 | ACTUAL_OPG | Operational-demand | 8.3046 | NA
VIC | BTS22J | Brunswick (Jemena) 22 kV | Jemena | Shoulder | Coincident | 2025 | ACTUAL_RAW | Operational-demand | 8.3046 | NA
VIC | BTS22J | Brunswick (Jemena) 22 kV | Jemena | Shoulder | Non-coincident | 2025 | ACTUAL_RAW | Operational-demand | 8.0399 | NA
VIC | BTS22J | Brunswick (Jemena) 22 kV | Jemena | Shoulder | Non-coincident | 2025 | ACTUAL_OPG | Operational-demand | 8.0399 | NA
VIC | BTS22J | Brunswick (Jemena) 22 kV | Jemena | Shoulder | Non-coincident | 2025 | ACTUAL_ADJUSTEDOPG | Operational-demand | 8.0399 | NA
VIC | BTS22J | Brunswick (Jemena) 22 kV | Jemena | Shoulder | Non-coincident | 2025 | BASEYEARPOE90 | Operational-demand | 4.474 | NA
VIC | BTS22J | Brunswick (Jemena) 22 kV | Jemena | Shoulder | Non-coincident | 2025 | BASEYEARPOE50 | Operational-demand | 5.2169 | NA
VIC | BTS22J | Brunswick (Jemena) 22 kV | Jemena | Shoulder | Coincident_unreconciled | 2026 | POE50 | Operational-demand | 3.6218 | NA
VIC | BTS22J | Brunswick (Jemena) 22 kV | Jemena | Shoulder | Coincident_unreconciled | 2026 | POE90 | Operational-demand | 2.716 | NA
VIC | BTS22J | Brunswick (Jemena) 22 kV | Jemena | Shoulder | Non-coincident | 2026 | POE50 | Operational-demand | 3.5162 | NA
VIC | BTS22J | Brunswick (Jemena) 22 kV | Jemena | Shoulder | Non-coincident | 2026 | POE90 | Operational-demand | 2.6368 | NA
VIC | BTS22J | Brunswick (Jemena) 22 kV | Jemena | Shoulder | Coincident_unreconciled | 2027 | POE50 | Operational-demand | 1.628 | NA
VIC | BTS22J | Brunswick (Jemena) 22 kV | Jemena | Shoulder | Coincident_unreconciled | 2027 | POE90 | Operational-demand | 0.71759 | NA
VIC | BTS22J | Brunswick (Jemena) 22 kV | Jemena | Shoulder | Non-coincident | 2027 | POE50 | Operational-demand | 1.5805 | NA
VIC | BTS22J | Brunswick (Jemena) 22 kV | Jemena | Shoulder | Non-coincident | 2027 | POE90 | Operational-demand | 0.69666 | NA
VIC | BTS22J | Brunswick (Jemena) 22 kV | Jemena | Shoulder | Coincident_unreconciled | 2028 | POE50 | Operational-demand | -0.32612 | NA
VIC | BTS22J | Brunswick (Jemena) 22 kV | Jemena | Shoulder | Coincident_unreconciled | 2028 | POE90 | Operational-demand | -1.1879 | NA
VIC | BTS22J | Brunswick (Jemena) 22 kV | Jemena | Shoulder | Non-coincident | 2028 | POE50 | Operational-demand | -0.33622 | NA
VIC | BTS22J | Brunswick (Jemena) 22 kV | Jemena | Shoulder | Non-coincident | 2028 | POE90 | Operational-demand | -1.2247 | NA
VIC | BTS22J | Brunswick (Jemena) 22 kV | Jemena | Shoulder | Coincident_unreconciled | 2029 | POE50 | Operational-demand | -2.037 | NA
VIC | BTS22J | Brunswick (Jemena) 22 kV | Jemena | Shoulder | Coincident_unreconciled | 2029 | POE90 | Operational-demand | -2.9032 | NA
VIC | BTS22J | Brunswick (Jemena) 22 kV | Jemena | Shoulder | Non-coincident | 2029 | POE50 | Operational-demand | -2.1001 | NA
VIC | BTS22J | Brunswick (Jemena) 22 kV | Jemena | Shoulder | Non-coincident | 2029 | POE90 | Operational-demand | -2.9931 | NA
VIC | BTS22J | Brunswick (Jemena) 22 kV | Jemena | Shoulder | Coincident_unreconciled | 2030 | POE50 | Operational-demand | -3.6773 | NA
VIC | BTS22J | Brunswick (Jemena) 22 kV | Jemena | Shoulder | Coincident_unreconciled | 2030 | POE90 | Operational-demand | -4.5479 | NA
VIC | BTS22J | Brunswick (Jemena) 22 kV | Jemena | Shoulder | Non-coincident | 2030 | POE50 | Operational-demand | -3.7912 | NA
VIC | BTS22J | Brunswick (Jemena) 22 kV | Jemena | Shoulder | Non-coincident | 2030 | POE90 | Operational-demand | -4.6888 | NA
VIC | BTS22J | Brunswick (Jemena) 22 kV | Jemena | Shoulder | Coincident_unreconciled | 2031 | POE50 | Operational-demand | -5.319 | NA
VIC | BTS22J | Brunswick (Jemena) 22 kV | Jemena | Shoulder | Coincident_unreconciled | 2031 | POE90 | Operational-demand | -6.194 | NA
VIC | BTS22J | Brunswick (Jemena) 22 kV | Jemena | Shoulder | Non-coincident | 2031 | POE50 | Operational-demand | -5.4838 | NA
VIC | BTS22J | Brunswick (Jemena) 22 kV | Jemena | Shoulder | Non-coincident | 2031 | POE90 | Operational-demand | -6.3859 | NA
VIC | BTS22J | Brunswick (Jemena) 22 kV | Jemena | Shoulder | Coincident_unreconciled | 2032 | POE50 | Operational-demand | -6.6128 | NA
VIC | BTS22J | Brunswick (Jemena) 22 kV | Jemena | Shoulder | Coincident_unreconciled | 2032 | POE90 | Operational-demand | -7.4922 | NA
VIC | BTS22J | Brunswick (Jemena) 22 kV | Jemena | Shoulder | Non-coincident | 2032 | POE50 | Operational-demand | -6.8176 | NA
VIC | BTS22J | Brunswick (Jemena) 22 kV | Jemena | Shoulder | Non-coincident | 2032 | POE90 | Operational-demand | -7.7242 | NA
VIC | BTS22J | Brunswick (Jemena) 22 kV | Jemena | Shoulder | Coincident_unreconciled | 2033 | POE50 | Operational-demand | -7.6129 | NA
VIC | BTS22J | Brunswick (Jemena) 22 kV | Jemena | Shoulder | Coincident_unreconciled | 2033 | POE90 | Operational-demand | -8.4966 | NA
VIC | BTS22J | Brunswick (Jemena) 22 kV | Jemena | Shoulder | Non-coincident | 2033 | POE50 | Operational-demand | -7.8487 | NA
VIC | BTS22J | Brunswick (Jemena) 22 kV | Jemena | Shoulder | Non-coincident | 2033 | POE90 | Operational-demand | -8.7598 | NA
VIC | BTS22J | Brunswick (Jemena) 22 kV | Jemena | Shoulder | Coincident_unreconciled | 2034 | POE50 | Operational-demand | -8.5742 | NA
VIC | BTS22J | Brunswick (Jemena) 22 kV | Jemena | Shoulder | Coincident_unreconciled | 2034 | POE90 | Operational-demand | -9.4623 | NA
VIC | BTS22J | Brunswick (Jemena) 22 kV | Jemena | Shoulder | Non-coincident | 2034 | POE50 | Operational-demand | -8.8398 | NA
VIC | BTS22J | Brunswick (Jemena) 22 kV | Jemena | Shoulder | Non-coincident | 2034 | POE90 | Operational-demand | -9.7554 | NA
VIC | BTS22J | Brunswick (Jemena) 22 kV | Jemena | Shoulder | Coincident_unreconciled | 2035 | POE50 | Operational-demand | -9.6151 | NA
VIC | BTS22J | Brunswick (Jemena) 22 kV | Jemena | Shoulder | Coincident_unreconciled | 2035 | POE90 | Operational-demand | -10.5075 | NA
VIC | BTS22J | Brunswick (Jemena) 22 kV | Jemena | Shoulder | Non-coincident | 2035 | POE50 | Operational-demand | -9.9129 | NA
VIC | BTS22J | Brunswick (Jemena) 22 kV | Jemena | Shoulder | Non-coincident | 2035 | POE90 | Operational-demand | -10.833 | NA
VIC | BTS22J | Brunswick (Jemena) 22 kV | Jemena | Summer | Coincident | 2019 | ACTUAL_OPG | Operational-demand | 10.3602 | 41.935
VIC | BTS22J | Brunswick (Jemena) 22 kV | Jemena | Summer | Coincident | 2019 | ACTUAL_RAW | Operational-demand | 10.3602 | 41.935
VIC | BTS22J | Brunswick (Jemena) 22 kV | Jemena | Summer | Non-coincident | 2019 | ACTUAL_RAW | Operational-demand | 9.5936 | 48.3721
VIC | BTS22J | Brunswick (Jemena) 22 kV | Jemena | Summer | Non-coincident | 2019 | ACTUAL_OPG | Operational-demand | 9.5936 | 48.3721
VIC | BTS22J | Brunswick (Jemena) 22 kV | Jemena | Summer | Non-coincident | 2019 | ACTUAL_ADJUSTEDOPG | Operational-demand | 9.5936 | 48.3721
VIC | BTS22J | Brunswick (Jemena) 22 kV | Jemena | Summer | Coincident | 2020 | ACTUAL_OPG | Operational-demand | 10.9811 | 51.6476
VIC | BTS22J | Brunswick (Jemena) 22 kV | Jemena | Summer | Coincident | 2020 | ACTUAL_RAW | Operational-demand | 10.9811 | 51.6476
VIC | BTS22J | Brunswick (Jemena) 22 kV | Jemena | Summer | Non-coincident | 2020 | ACTUAL_RAW | Operational-demand | 9.9531 | 51.6476
VIC | BTS22J | Brunswick (Jemena) 22 kV | Jemena | Summer | Non-coincident | 2020 | ACTUAL_OPG | Operational-demand | 9.9531 | 51.6476
VIC | BTS22J | Brunswick (Jemena) 22 kV | Jemena | Summer | Non-coincident | 2020 | ACTUAL_ADJUSTEDOPG | Operational-demand | 9.9531 | 51.6476
VIC | BTS22J | Brunswick (Jemena) 22 kV | Jemena | Summer | Coincident | 2021 | ACTUAL_OPG | Operational-demand | 8.6926 | 38.4854
VIC | BTS22J | Brunswick (Jemena) 22 kV | Jemena | Summer | Coincident | 2021 | ACTUAL_RAW | Operational-demand | 8.6926 | 38.4854
VIC | BTS22J | Brunswick (Jemena) 22 kV | Jemena | Summer | Non-coincident | 2021 | ACTUAL_RAW | Operational-demand | 8.4537 | 41.9986
VIC | BTS22J | Brunswick (Jemena) 22 kV | Jemena | Summer | Non-coincident | 2021 | ACTUAL_OPG | Operational-demand | 8.4537 | 41.9986
VIC | BTS22J | Brunswick (Jemena) 22 kV | Jemena | Summer | Non-coincident | 2021 | ACTUAL_ADJUSTEDOPG | Operational-demand | 8.4537 | 41.9986
VIC | BTS22J | Brunswick (Jemena) 22 kV | Jemena | Summer | Coincident | 2022 | ACTUAL_OPG | Operational-demand | 11.0793 | 43.4109
VIC | BTS22J | Brunswick (Jemena) 22 kV | Jemena | Summer | Coincident | 2022 | ACTUAL_RAW | Operational-demand | 11.0793 | 43.4109
VIC | BTS22J | Brunswick (Jemena) 22 kV | Jemena | Summer | Non-coincident | 2022 | ACTUAL_RAW | Operational-demand | 8.0795 | 44.442
VIC | BTS22J | Brunswick (Jemena) 22 kV | Jemena | Summer | Non-coincident | 2022 | ACTUAL_OPG | Operational-demand | 8.0795 | 44.442
VIC | BTS22J | Brunswick (Jemena) 22 kV | Jemena | Summer | Non-coincident | 2022 | ACTUAL_ADJUSTEDOPG | Operational-demand | 8.0795 | 44.442
VIC | BTS22J | Brunswick (Jemena) 22 kV | Jemena | Summer | Coincident | 2023 | ACTUAL_OPG | Operational-demand | 9.6492 | 47.8739
VIC | BTS22J | Brunswick (Jemena) 22 kV | Jemena | Summer | Coincident | 2023 | ACTUAL_RAW | Operational-demand | 9.6492 | 47.8739
VIC | BTS22J | Brunswick (Jemena) 22 kV | Jemena | Summer | Non-coincident | 2023 | ACTUAL_RAW | Operational-demand | 9.5703 | 48.0317
VIC | BTS22J | Brunswick (Jemena) 22 kV | Jemena | Summer | Non-coincident | 2023 | ACTUAL_OPG | Operational-demand | 9.5703 | 48.0317
VIC | BTS22J | Brunswick (Jemena) 22 kV | Jemena | Summer | Non-coincident | 2023 | ACTUAL_ADJUSTEDOPG | Operational-demand | 9.5703 | 48.0317
VIC | BTS22J | Brunswick (Jemena) 22 kV | Jemena | Summer | Coincident | 2024 | ACTUAL_OPG | Operational-demand | 6.5344 | 52.083
VIC | BTS22J | Brunswick (Jemena) 22 kV | Jemena | Summer | Coincident | 2024 | ACTUAL_RAW | Operational-demand | 6.5344 | 52.083
VIC | BTS22J | Brunswick (Jemena) 22 kV | Jemena | Summer | Non-coincident | 2024 | ACTUAL_RAW | Operational-demand | 6.5034 | 52.083
VIC | BTS22J | Brunswick (Jemena) 22 kV | Jemena | Summer | Non-coincident | 2024 | ACTUAL_OPG | Operational-demand | 6.5034 | 52.083
VIC | BTS22J | Brunswick (Jemena) 22 kV | Jemena | Summer | Non-coincident | 2024 | ACTUAL_ADJUSTEDOPG | Operational-demand | 6.5034 | 52.083
VIC | BTS22J | Brunswick (Jemena) 22 kV | Jemena | Summer | Coincident | 2025 | ACTUAL_OPG | Operational-demand | 6.1479 | 52.2783
VIC | BTS22J | Brunswick (Jemena) 22 kV | Jemena | Summer | Coincident | 2025 | ACTUAL_RAW | Operational-demand | 6.1479 | 52.2783
VIC | BTS22J | Brunswick (Jemena) 22 kV | Jemena | Summer | Non-coincident | 2025 | ACTUAL_RAW | Operational-demand | 5.9729 | 54.9741
VIC | BTS22J | Brunswick (Jemena) 22 kV | Jemena | Summer | Non-coincident | 2025 | ACTUAL_OPG | Operational-demand | 5.9729 | 54.9741
VIC | BTS22J | Brunswick (Jemena) 22 kV | Jemena | Summer | Non-coincident | 2025 | ACTUAL_ADJUSTEDOPG | Operational-demand | 5.9729 | 54.9741
VIC | BTS22J | Brunswick (Jemena) 22 kV | Jemena | Summer | Non-coincident | 2025 | BASEYEARPOE90 | Operational-demand | 3.0073 | NA
VIC | BTS22J | Brunswick (Jemena) 22 kV | Jemena | Summer | Non-coincident | 2025 | BASEYEARPOE50 | Operational-demand | 3.8035 | 51.9054
VIC | BTS22J | Brunswick (Jemena) 22 kV | Jemena | Summer | Coincident_unreconciled | 2026 | POE50 | Operational-demand | 2.3056 | NA
VIC | BTS22J | Brunswick (Jemena) 22 kV | Jemena | Summer | Coincident_unreconciled | 2026 | POE90 | Operational-demand | 1.1611 | NA
VIC | BTS22J | Brunswick (Jemena) 22 kV | Jemena | Summer | Non-coincident | 2026 | POE50 | Operational-demand | 2.267 | 54.3064
VIC | BTS22J | Brunswick (Jemena) 22 kV | Jemena | Summer | Non-coincident | 2026 | POE90 | Operational-demand | 1.1417 | NA
VIC | BTS22J | Brunswick (Jemena) 22 kV | Jemena | Summer | Coincident_unreconciled | 2027 | POE50 | Operational-demand | 0.20651 | NA
VIC | BTS22J | Brunswick (Jemena) 22 kV | Jemena | Summer | Coincident_unreconciled | 2027 | POE90 | Operational-demand | -0.91212 | NA
VIC | BTS22J | Brunswick (Jemena) 22 kV | Jemena | Summer | Non-coincident | 2027 | POE50 | Operational-demand | 0.20305 | 57.5233
VIC | BTS22J | Brunswick (Jemena) 22 kV | Jemena | Summer | Non-coincident | 2027 | POE90 | Operational-demand | -0.92792 | NA
VIC | BTS22J | Brunswick (Jemena) 22 kV | Jemena | Summer | Coincident_unreconciled | 2028 | POE50 | Operational-demand | -1.8294 | NA
VIC | BTS22J | Brunswick (Jemena) 22 kV | Jemena | Summer | Coincident_unreconciled | 2028 | POE90 | Operational-demand | -2.9469 | NA
VIC | BTS22J | Brunswick (Jemena) 22 kV | Jemena | Summer | Non-coincident | 2028 | POE50 | Operational-demand | -1.8611 | 59.1234
VIC | BTS22J | Brunswick (Jemena) 22 kV | Jemena | Summer | Non-coincident | 2028 | POE90 | Operational-demand | -2.9979 | NA
VIC | BTS22J | Brunswick (Jemena) 22 kV | Jemena | Summer | Coincident_unreconciled | 2029 | POE50 | Operational-demand | -3.7138 | NA
VIC | BTS22J | Brunswick (Jemena) 22 kV | Jemena | Summer | Coincident_unreconciled | 2029 | POE90 | Operational-demand | -4.837 | NA
VIC | BTS22J | Brunswick (Jemena) 22 kV | Jemena | Summer | Non-coincident | 2029 | POE50 | Operational-demand | -3.7781 | 61.0411
VIC | BTS22J | Brunswick (Jemena) 22 kV | Jemena | Summer | Non-coincident | 2029 | POE90 | Operational-demand | -4.9208 | NA
VIC | BTS22J | Brunswick (Jemena) 22 kV | Jemena | Summer | Coincident_unreconciled | 2030 | POE50 | Operational-demand | -5.5464 | NA
VIC | BTS22J | Brunswick (Jemena) 22 kV | Jemena | Summer | Coincident_unreconciled | 2030 | POE90 | Operational-demand | -6.6753 | NA
VIC | BTS22J | Brunswick (Jemena) 22 kV | Jemena | Summer | Non-coincident | 2030 | POE50 | Operational-demand | -5.6424 | 62.4481
VIC | BTS22J | Brunswick (Jemena) 22 kV | Jemena | Summer | Non-coincident | 2030 | POE90 | Operational-demand | -6.7909 | NA
VIC | BTS22J | Brunswick (Jemena) 22 kV | Jemena | Summer | Coincident_unreconciled | 2031 | POE50 | Operational-demand | -7.3894 | NA
VIC | BTS22J | Brunswick (Jemena) 22 kV | Jemena | Summer | Coincident_unreconciled | 2031 | POE90 | Operational-demand | -8.5241 | NA
VIC | BTS22J | Brunswick (Jemena) 22 kV | Jemena | Summer | Non-coincident | 2031 | POE50 | Operational-demand | -7.5174 | 62.8782
VIC | BTS22J | Brunswick (Jemena) 22 kV | Jemena | Summer | Non-coincident | 2031 | POE90 | Operational-demand | -8.6717 | NA
VIC | BTS22J | Brunswick (Jemena) 22 kV | Jemena | Summer | Coincident_unreconciled | 2032 | POE50 | Operational-demand | -8.8518 | NA
VIC | BTS22J | Brunswick (Jemena) 22 kV | Jemena | Summer | Coincident_unreconciled | 2032 | POE90 | Operational-demand | -9.9921 | NA
VIC | BTS22J | Brunswick (Jemena) 22 kV | Jemena | Summer | Non-coincident | 2032 | POE50 | Operational-demand | -9.0052 | 63.2757
VIC | BTS22J | Brunswick (Jemena) 22 kV | Jemena | Summer | Non-coincident | 2032 | POE90 | Operational-demand | -10.1652 | NA
VIC | BTS22J | Brunswick (Jemena) 22 kV | Jemena | Summer | Coincident_unreconciled | 2033 | POE50 | Operational-demand | -10.0051 | NA
VIC | BTS22J | Brunswick (Jemena) 22 kV | Jemena | Summer | Coincident_unreconciled | 2033 | POE90 | Operational-demand | -11.1511 | NA
VIC | BTS22J | Brunswick (Jemena) 22 kV | Jemena | Summer | Non-coincident | 2033 | POE50 | Operational-demand | -10.1784 | 63.5714
VIC | BTS22J | Brunswick (Jemena) 22 kV | Jemena | Summer | Non-coincident | 2033 | POE90 | Operational-demand | -11.3443 | NA
VIC | BTS22J | Brunswick (Jemena) 22 kV | Jemena | Summer | Coincident_unreconciled | 2034 | POE50 | Operational-demand | -11.1207 | NA
VIC | BTS22J | Brunswick (Jemena) 22 kV | Jemena | Summer | Coincident_unreconciled | 2034 | POE90 | Operational-demand | -12.2724 | NA
VIC | BTS22J | Brunswick (Jemena) 22 kV | Jemena | Summer | Non-coincident | 2034 | POE50 | Operational-demand | -11.3134 | 63.8745
VIC | BTS22J | Brunswick (Jemena) 22 kV | Jemena | Summer | Non-coincident | 2034 | POE90 | Operational-demand | -12.485 | NA
VIC | BTS22J | Brunswick (Jemena) 22 kV | Jemena | Summer | Coincident_unreconciled | 2035 | POE50 | Operational-demand | -12.3193 | NA
VIC | BTS22J | Brunswick (Jemena) 22 kV | Jemena | Summer | Coincident_unreconciled | 2035 | POE90 | Operational-demand | -13.4765 | NA
VIC | BTS22J | Brunswick (Jemena) 22 kV | Jemena | Summer | Non-coincident | 2035 | POE50 | Operational-demand | -12.5327 | 64.1683
VIC | BTS22J | Brunswick (Jemena) 22 kV | Jemena | Summer | Non-coincident | 2035 | POE90 | Operational-demand | -13.71 | NA
VIC | BTS22J | Brunswick (Jemena) 22 kV | Jemena | Summer | Non-coincident | 2025 | BASEYEARPOE10 | Operational-demand | NA | 59.4739
VIC | BTS22J | Brunswick (Jemena) 22 kV | Jemena | Summer | Coincident | 2026 | POE10 | Operational-demand | NA | 55.5261
VIC | BTS22J | Brunswick (Jemena) 22 kV | Jemena | Summer | Coincident | 2026 | POE50 | Operational-demand | NA | 50.6225
VIC | BTS22J | Brunswick (Jemena) 22 kV | Jemena | Summer | Non-coincident | 2026 | POE10 | Operational-demand | NA | 61.3988
VIC | BTS22J | Brunswick (Jemena) 22 kV | Jemena | Summer | Coincident | 2027 | POE10 | Operational-demand | NA | 56.9282
VIC | BTS22J | Brunswick (Jemena) 22 kV | Jemena | Summer | Coincident | 2027 | POE50 | Operational-demand | NA | 51.856
VIC | BTS22J | Brunswick (Jemena) 22 kV | Jemena | Summer | Non-coincident | 2027 | POE10 | Operational-demand | NA | 64.6516
VIC | BTS22J | Brunswick (Jemena) 22 kV | Jemena | Summer | Coincident | 2028 | POE10 | Operational-demand | NA | 56.9685
VIC | BTS22J | Brunswick (Jemena) 22 kV | Jemena | Summer | Coincident | 2028 | POE50 | Operational-demand | NA | 51.6302
VIC | BTS22J | Brunswick (Jemena) 22 kV | Jemena | Summer | Non-coincident | 2028 | POE10 | Operational-demand | NA | 66.2885
VIC | BTS22J | Brunswick (Jemena) 22 kV | Jemena | Summer | Coincident | 2029 | POE10 | Operational-demand | NA | 57.6017
VIC | BTS22J | Brunswick (Jemena) 22 kV | Jemena | Summer | Coincident | 2029 | POE50 | Operational-demand | NA | 52.3866
VIC | BTS22J | Brunswick (Jemena) 22 kV | Jemena | Summer | Non-coincident | 2029 | POE10 | Operational-demand | NA | 68.243
VIC | BTS22J | Brunswick (Jemena) 22 kV | Jemena | Summer | Coincident | 2030 | POE10 | Operational-demand | NA | 57.9551
VIC | BTS22J | Brunswick (Jemena) 22 kV | Jemena | Summer | Coincident | 2030 | POE50 | Operational-demand | NA | 52.6414
VIC | BTS22J | Brunswick (Jemena) 22 kV | Jemena | Summer | Non-coincident | 2030 | POE10 | Operational-demand | NA | 69.6867
VIC | BTS22J | Brunswick (Jemena) 22 kV | Jemena | Summer | Coincident | 2031 | POE10 | Operational-demand | NA | 56.8634
VIC | BTS22J | Brunswick (Jemena) 22 kV | Jemena | Summer | Coincident | 2031 | POE50 | Operational-demand | NA | 51.9098
VIC | BTS22J | Brunswick (Jemena) 22 kV | Jemena | Summer | Non-coincident | 2031 | POE10 | Operational-demand | NA | 70.1536
VIC | BTS22J | Brunswick (Jemena) 22 kV | Jemena | Summer | Coincident | 2032 | POE10 | Operational-demand | NA | 55.5062
VIC | BTS22J | Brunswick (Jemena) 22 kV | Jemena | Summer | Coincident | 2032 | POE50 | Operational-demand | NA | 50.5745
VIC | BTS22J | Brunswick (Jemena) 22 kV | Jemena | Summer | Non-coincident | 2032 | POE10 | Operational-demand | NA | 70.5874
VIC | BTS22J | Brunswick (Jemena) 22 kV | Jemena | Summer | Coincident | 2033 | POE10 | Operational-demand | NA | 54.4611
VIC | BTS22J | Brunswick (Jemena) 22 kV | Jemena | Summer | Coincident | 2033 | POE50 | Operational-demand | NA | 49.1566
VIC | BTS22J | Brunswick (Jemena) 22 kV | Jemena | Summer | Non-coincident | 2033 | POE10 | Operational-demand | NA | 70.9194
VIC | BTS22J | Brunswick (Jemena) 22 kV | Jemena | Summer | Coincident | 2034 | POE10 | Operational-demand | NA | 54.1537
VIC | BTS22J | Brunswick (Jemena) 22 kV | Jemena | Summer | Coincident | 2034 | POE50 | Operational-demand | NA | 48.926
VIC | BTS22J | Brunswick (Jemena) 22 kV | Jemena | Summer | Non-coincident | 2034 | POE10 | Operational-demand | NA | 71.2588
VIC | BTS22J | Brunswick (Jemena) 22 kV | Jemena | Summer | Coincident | 2035 | POE10 | Operational-demand | NA | 54.0697
VIC | BTS22J | Brunswick (Jemena) 22 kV | Jemena | Summer | Coincident | 2035 | POE50 | Operational-demand | NA | 48.8532
VIC | BTS22J | Brunswick (Jemena) 22 kV | Jemena | Summer | Non-coincident | 2035 | POE10 | Operational-demand | NA | 71.5888
VIC | BTS22J | Brunswick (Jemena) 22 kV | Jemena | Winter | Coincident | 2018 | ACTUAL_OPG | Operational-demand | NA | 29.8184
VIC | BTS22J | Brunswick (Jemena) 22 kV | Jemena | Winter | Coincident | 2018 | ACTUAL_RAW | Operational-demand | NA | 29.8184
VIC | BTS22J | Brunswick (Jemena) 22 kV | Jemena | Winter | Non-coincident | 2018 | ACTUAL_RAW | Operational-demand | NA | 32.0015
VIC | BTS22J | Brunswick (Jemena) 22 kV | Jemena | Winter | Non-coincident | 2018 | ACTUAL_OPG | Operational-demand | NA | 32.0015
VIC | BTS22J | Brunswick (Jemena) 22 kV | Jemena | Winter | Non-coincident | 2018 | ACTUAL_ADJUSTEDOPG | Operational-demand | NA | 32.0015
VIC | BTS22J | Brunswick (Jemena) 22 kV | Jemena | Winter | Coincident | 2019 | ACTUAL_OPG | Operational-demand | NA | 33.245
VIC | BTS22J | Brunswick (Jemena) 22 kV | Jemena | Winter | Coincident | 2019 | ACTUAL_RAW | Operational-demand | NA | 33.245
VIC | BTS22J | Brunswick (Jemena) 22 kV | Jemena | Winter | Non-coincident | 2019 | ACTUAL_RAW | Operational-demand | NA | 34.0726
VIC | BTS22J | Brunswick (Jemena) 22 kV | Jemena | Winter | Non-coincident | 2019 | ACTUAL_OPG | Operational-demand | NA | 34.0726
VIC | BTS22J | Brunswick (Jemena) 22 kV | Jemena | Winter | Non-coincident | 2019 | ACTUAL_ADJUSTEDOPG | Operational-demand | NA | 34.0726
VIC | BTS22J | Brunswick (Jemena) 22 kV | Jemena | Winter | Coincident | 2020 | ACTUAL_OPG | Operational-demand | NA | 36.2831
VIC | BTS22J | Brunswick (Jemena) 22 kV | Jemena | Winter | Coincident | 2020 | ACTUAL_RAW | Operational-demand | NA | 36.2831
VIC | BTS22J | Brunswick (Jemena) 22 kV | Jemena | Winter | Non-coincident | 2020 | ACTUAL_RAW | Operational-demand | NA | 36.3066
VIC | BTS22J | Brunswick (Jemena) 22 kV | Jemena | Winter | Non-coincident | 2020 | ACTUAL_OPG | Operational-demand | NA | 36.3066
VIC | BTS22J | Brunswick (Jemena) 22 kV | Jemena | Winter | Non-coincident | 2020 | ACTUAL_ADJUSTEDOPG | Operational-demand | NA | 36.3066
VIC | BTS22J | Brunswick (Jemena) 22 kV | Jemena | Winter | Coincident | 2021 | ACTUAL_OPG | Operational-demand | NA | 36.476
VIC | BTS22J | Brunswick (Jemena) 22 kV | Jemena | Winter | Coincident | 2021 | ACTUAL_RAW | Operational-demand | NA | 36.476
VIC | BTS22J | Brunswick (Jemena) 22 kV | Jemena | Winter | Non-coincident | 2021 | ACTUAL_RAW | Operational-demand | NA | 37.1184
VIC | BTS22J | Brunswick (Jemena) 22 kV | Jemena | Winter | Non-coincident | 2021 | ACTUAL_OPG | Operational-demand | NA | 37.1184
VIC | BTS22J | Brunswick (Jemena) 22 kV | Jemena | Winter | Non-coincident | 2021 | ACTUAL_ADJUSTEDOPG | Operational-demand | NA | 37.1184
VIC | BTS22J | Brunswick (Jemena) 22 kV | Jemena | Winter | Coincident | 2022 | ACTUAL_OPG | Operational-demand | NA | 38.6391
VIC | BTS22J | Brunswick (Jemena) 22 kV | Jemena | Winter | Coincident | 2022 | ACTUAL_RAW | Operational-demand | NA | 38.6391
VIC | BTS22J | Brunswick (Jemena) 22 kV | Jemena | Winter | Non-coincident | 2022 | ACTUAL_RAW | Operational-demand | NA | 39.1785
VIC | BTS22J | Brunswick (Jemena) 22 kV | Jemena | Winter | Non-coincident | 2022 | ACTUAL_OPG | Operational-demand | NA | 39.1785
VIC | BTS22J | Brunswick (Jemena) 22 kV | Jemena | Winter | Non-coincident | 2022 | ACTUAL_ADJUSTEDOPG | Operational-demand | NA | 39.1785
VIC | BTS22J | Brunswick (Jemena) 22 kV | Jemena | Winter | Coincident | 2023 | ACTUAL_OPG | Operational-demand | NA | 38.0609
VIC | BTS22J | Brunswick (Jemena) 22 kV | Jemena | Winter | Coincident | 2023 | ACTUAL_RAW | Operational-demand | NA | 38.0609
VIC | BTS22J | Brunswick (Jemena) 22 kV | Jemena | Winter | Non-coincident | 2023 | ACTUAL_RAW | Operational-demand | NA | 40.1226
VIC | BTS22J | Brunswick (Jemena) 22 kV | Jemena | Winter | Non-coincident | 2023 | ACTUAL_OPG | Operational-demand | NA | 40.1226
VIC | BTS22J | Brunswick (Jemena) 22 kV | Jemena | Winter | Non-coincident | 2023 | ACTUAL_ADJUSTEDOPG | Operational-demand | NA | 40.1226
VIC | BTS22J | Brunswick (Jemena) 22 kV | Jemena | Winter | Coincident | 2024 | ACTUAL_OPG | Operational-demand | NA | 41.4108
VIC | BTS22J | Brunswick (Jemena) 22 kV | Jemena | Winter | Coincident | 2024 | ACTUAL_RAW | Operational-demand | NA | 41.4108
VIC | BTS22J | Brunswick (Jemena) 22 kV | Jemena | Winter | Non-coincident | 2024 | ACTUAL_RAW | Operational-demand | NA | 41.6918
VIC | BTS22J | Brunswick (Jemena) 22 kV | Jemena | Winter | Non-coincident | 2024 | ACTUAL_OPG | Operational-demand | NA | 41.6918
VIC | BTS22J | Brunswick (Jemena) 22 kV | Jemena | Winter | Non-coincident | 2024 | ACTUAL_ADJUSTEDOPG | Operational-demand | NA | 41.6918
VIC | BTS22J | Brunswick (Jemena) 22 kV | Jemena | Winter | Coincident | 2025 | POE10 | Operational-demand | NA | 34.8261
VIC | BTS22J | Brunswick (Jemena) 22 kV | Jemena | Winter | Coincident | 2025 | POE50 | Operational-demand | NA | 34.2268
VIC | BTS22J | Brunswick (Jemena) 22 kV | Jemena | Winter | Non-coincident | 2025 | ACTUAL_RAW | Operational-demand | NA | 43.8062
VIC | BTS22J | Brunswick (Jemena) 22 kV | Jemena | Winter | Non-coincident | 2025 | ACTUAL_ADJUSTEDOPG | Operational-demand | NA | 43.8062
VIC | BTS22J | Brunswick (Jemena) 22 kV | Jemena | Winter | Non-coincident | 2025 | BASEYEARPOE50 | Operational-demand | NA | 36.309
VIC | BTS22J | Brunswick (Jemena) 22 kV | Jemena | Winter | Non-coincident | 2025 | BASEYEARPOE10 | Operational-demand | NA | 37.2606
VIC | BTS22J | Brunswick (Jemena) 22 kV | Jemena | Winter | Non-coincident | 2025 | POE10 | Operational-demand | NA | 37.3384
VIC | BTS22J | Brunswick (Jemena) 22 kV | Jemena | Winter | Non-coincident | 2025 | POE50 | Operational-demand | NA | 36.3834
VIC | BTS22J | Brunswick (Jemena) 22 kV | Jemena | Winter | Coincident | 2026 | POE10 | Operational-demand | NA | 35.1127
VIC | BTS22J | Brunswick (Jemena) 22 kV | Jemena | Winter | Coincident | 2026 | POE50 | Operational-demand | NA | 34.4799
VIC | BTS22J | Brunswick (Jemena) 22 kV | Jemena | Winter | Non-coincident | 2026 | POE10 | Operational-demand | NA | 39.0735
VIC | BTS22J | Brunswick (Jemena) 22 kV | Jemena | Winter | Non-coincident | 2026 | POE50 | Operational-demand | NA | 38.1138
VIC | BTS22J | Brunswick (Jemena) 22 kV | Jemena | Winter | Coincident | 2027 | POE10 | Operational-demand | NA | 36.7931
VIC | BTS22J | Brunswick (Jemena) 22 kV | Jemena | Winter | Coincident | 2027 | POE50 | Operational-demand | NA | 36.1063
VIC | BTS22J | Brunswick (Jemena) 22 kV | Jemena | Winter | Non-coincident | 2027 | POE10 | Operational-demand | NA | 42.4943
VIC | BTS22J | Brunswick (Jemena) 22 kV | Jemena | Winter | Non-coincident | 2027 | POE50 | Operational-demand | NA | 41.5296
VIC | BTS22J | Brunswick (Jemena) 22 kV | Jemena | Winter | Coincident | 2028 | POE10 | Operational-demand | NA | 37.6139
VIC | BTS22J | Brunswick (Jemena) 22 kV | Jemena | Winter | Coincident | 2028 | POE50 | Operational-demand | NA | 36.9717
VIC | BTS22J | Brunswick (Jemena) 22 kV | Jemena | Winter | Non-coincident | 2028 | POE10 | Operational-demand | NA | 44.2953
VIC | BTS22J | Brunswick (Jemena) 22 kV | Jemena | Winter | Non-coincident | 2028 | POE50 | Operational-demand | NA | 43.3256
VIC | BTS22J | Brunswick (Jemena) 22 kV | Jemena | Winter | Coincident | 2029 | POE10 | Operational-demand | NA | 38.9248
VIC | BTS22J | Brunswick (Jemena) 22 kV | Jemena | Winter | Coincident | 2029 | POE50 | Operational-demand | NA | 38.3081
VIC | BTS22J | Brunswick (Jemena) 22 kV | Jemena | Winter | Non-coincident | 2029 | POE10 | Operational-demand | NA | 46.4053
VIC | BTS22J | Brunswick (Jemena) 22 kV | Jemena | Winter | Non-coincident | 2029 | POE50 | Operational-demand | NA | 45.4307
VIC | BTS22J | Brunswick (Jemena) 22 kV | Jemena | Winter | Coincident | 2030 | POE10 | Operational-demand | NA | 39.6873
VIC | BTS22J | Brunswick (Jemena) 22 kV | Jemena | Winter | Coincident | 2030 | POE50 | Operational-demand | NA | 39.0732
VIC | BTS22J | Brunswick (Jemena) 22 kV | Jemena | Winter | Non-coincident | 2030 | POE10 | Operational-demand | NA | 47.978
VIC | BTS22J | Brunswick (Jemena) 22 kV | Jemena | Winter | Non-coincident | 2030 | POE50 | Operational-demand | NA | 46.9984
VIC | BTS22J | Brunswick (Jemena) 22 kV | Jemena | Winter | Coincident | 2031 | POE10 | Operational-demand | NA | 39.6894
VIC | BTS22J | Brunswick (Jemena) 22 kV | Jemena | Winter | Coincident | 2031 | POE50 | Operational-demand | NA | 39.0826
VIC | BTS22J | Brunswick (Jemena) 22 kV | Jemena | Winter | Non-coincident | 2031 | POE10 | Operational-demand | NA | 48.5775
VIC | BTS22J | Brunswick (Jemena) 22 kV | Jemena | Winter | Non-coincident | 2031 | POE50 | Operational-demand | NA | 47.5929
VIC | BTS22J | Brunswick (Jemena) 22 kV | Jemena | Winter | Coincident | 2032 | POE10 | Operational-demand | NA | 39.283
VIC | BTS22J | Brunswick (Jemena) 22 kV | Jemena | Winter | Coincident | 2032 | POE50 | Operational-demand | NA | 38.6135
VIC | BTS22J | Brunswick (Jemena) 22 kV | Jemena | Winter | Non-coincident | 2032 | POE10 | Operational-demand | NA | 49.0862
VIC | BTS22J | Brunswick (Jemena) 22 kV | Jemena | Winter | Non-coincident | 2032 | POE50 | Operational-demand | NA | 48.0968
VIC | BTS22J | Brunswick (Jemena) 22 kV | Jemena | Winter | Coincident | 2033 | POE10 | Operational-demand | NA | 38.5849
VIC | BTS22J | Brunswick (Jemena) 22 kV | Jemena | Winter | Coincident | 2033 | POE50 | Operational-demand | NA | 37.9335
VIC | BTS22J | Brunswick (Jemena) 22 kV | Jemena | Winter | Non-coincident | 2033 | POE10 | Operational-demand | NA | 49.4453
VIC | BTS22J | Brunswick (Jemena) 22 kV | Jemena | Winter | Non-coincident | 2033 | POE50 | Operational-demand | NA | 48.4509
VIC | BTS22J | Brunswick (Jemena) 22 kV | Jemena | Winter | Coincident | 2034 | POE10 | Operational-demand | NA | 38.574
VIC | BTS22J | Brunswick (Jemena) 22 kV | Jemena | Winter | Coincident | 2034 | POE50 | Operational-demand | NA | 37.9449
VIC | BTS22J | Brunswick (Jemena) 22 kV | Jemena | Winter | Non-coincident | 2034 | POE10 | Operational-demand | NA | 49.8007
VIC | BTS22J | Brunswick (Jemena) 22 kV | Jemena | Winter | Non-coincident | 2034 | POE50 | Operational-demand | NA | 48.8014
VIC | BTS66C | Brunswick (CitiPower) 66 kV | Citipower | Shoulder | Coincident | 2019 | ACTUAL_OPG | Operational-demand | 59.8728 | NA
VIC | BTS66C | Brunswick (CitiPower) 66 kV | Citipower | Shoulder | Coincident | 2019 | ACTUAL_RAW | Operational-demand | 59.8728 | NA
VIC | BTS66C | Brunswick (CitiPower) 66 kV | Citipower | Shoulder | Non-coincident | 2019 | ACTUAL_RAW | Operational-demand | 47.9394 | NA
VIC | BTS66C | Brunswick (CitiPower) 66 kV | Citipower | Shoulder | Non-coincident | 2019 | ACTUAL_OPG | Operational-demand | 47.9394 | NA
VIC | BTS66C | Brunswick (CitiPower) 66 kV | Citipower | Shoulder | Non-coincident | 2019 | ACTUAL_ADJUSTEDOPG | Operational-demand | 47.9394 | NA
VIC | BTS66C | Brunswick (CitiPower) 66 kV | Citipower | Shoulder | Coincident | 2020 | ACTUAL_OPG | Operational-demand | 71.0848 | NA
VIC | BTS66C | Brunswick (CitiPower) 66 kV | Citipower | Shoulder | Coincident | 2020 | ACTUAL_RAW | Operational-demand | 71.0848 | NA
VIC | BTS66C | Brunswick (CitiPower) 66 kV | Citipower | Shoulder | Non-coincident | 2020 | ACTUAL_RAW | Operational-demand | 54.3091 | NA
VIC | BTS66C | Brunswick (CitiPower) 66 kV | Citipower | Shoulder | Non-coincident | 2020 | ACTUAL_OPG | Operational-demand | 54.3091 | NA
VIC | BTS66C | Brunswick (CitiPower) 66 kV | Citipower | Shoulder | Non-coincident | 2020 | ACTUAL_ADJUSTEDOPG | Operational-demand | 54.3091 | NA
VIC | BTS66C | Brunswick (CitiPower) 66 kV | Citipower | Shoulder | Coincident | 2021 | ACTUAL_OPG | Operational-demand | 93.0027 | NA
VIC | BTS66C | Brunswick (CitiPower) 66 kV | Citipower | Shoulder | Coincident | 2021 | ACTUAL_RAW | Operational-demand | 93.0027 | NA
VIC | BTS66C | Brunswick (CitiPower) 66 kV | Citipower | Shoulder | Non-coincident | 2021 | ACTUAL_RAW | Operational-demand | 56.5762 | NA
VIC | BTS66C | Brunswick (CitiPower) 66 kV | Citipower | Shoulder | Non-coincident | 2021 | ACTUAL_OPG | Operational-demand | 56.5762 | NA
VIC | BTS66C | Brunswick (CitiPower) 66 kV | Citipower | Shoulder | Non-coincident | 2021 | ACTUAL_ADJUSTEDOPG | Operational-demand | 56.5762 | NA
VIC | BTS66C | Brunswick (CitiPower) 66 kV | Citipower | Shoulder | Coincident | 2022 | ACTUAL_OPG | Operational-demand | 91.499 | NA
VIC | BTS66C | Brunswick (CitiPower) 66 kV | Citipower | Shoulder | Coincident | 2022 | ACTUAL_RAW | Operational-demand | 91.499 | NA
VIC | BTS66C | Brunswick (CitiPower) 66 kV | Citipower | Shoulder | Non-coincident | 2022 | ACTUAL_RAW | Operational-demand | 72.4341 | NA
VIC | BTS66C | Brunswick (CitiPower) 66 kV | Citipower | Shoulder | Non-coincident | 2022 | ACTUAL_OPG | Operational-demand | 72.4341 | NA
VIC | BTS66C | Brunswick (CitiPower) 66 kV | Citipower | Shoulder | Non-coincident | 2022 | ACTUAL_ADJUSTEDOPG | Operational-demand | 72.4341 | NA
VIC | BTS66C | Brunswick (CitiPower) 66 kV | Citipower | Shoulder | Coincident | 2023 | ACTUAL_OPG | Operational-demand | 121.2489 | NA
VIC | BTS66C | Brunswick (CitiPower) 66 kV | Citipower | Shoulder | Coincident | 2023 | ACTUAL_RAW | Operational-demand | 121.2489 | NA
VIC | BTS66C | Brunswick (CitiPower) 66 kV | Citipower | Shoulder | Non-coincident | 2023 | ACTUAL_RAW | Operational-demand | 82.6652 | NA
VIC | BTS66C | Brunswick (CitiPower) 66 kV | Citipower | Shoulder | Non-coincident | 2023 | ACTUAL_OPG | Operational-demand | 82.6652 | NA
VIC | BTS66C | Brunswick (CitiPower) 66 kV | Citipower | Shoulder | Non-coincident | 2023 | ACTUAL_ADJUSTEDOPG | Operational-demand | 82.6652 | NA
VIC | BTS66C | Brunswick (CitiPower) 66 kV | Citipower | Shoulder | Coincident | 2024 | ACTUAL_OPG | Operational-demand | 133.5093 | NA
VIC | BTS66C | Brunswick (CitiPower) 66 kV | Citipower | Shoulder | Coincident | 2024 | ACTUAL_RAW | Operational-demand | 133.5093 | NA
VIC | BTS66C | Brunswick (CitiPower) 66 kV | Citipower | Shoulder | Non-coincident | 2024 | ACTUAL_RAW | Operational-demand | 97.0663 | NA
VIC | BTS66C | Brunswick (CitiPower) 66 kV | Citipower | Shoulder | Non-coincident | 2024 | ACTUAL_OPG | Operational-demand | 97.0663 | NA
VIC | BTS66C | Brunswick (CitiPower) 66 kV | Citipower | Shoulder | Non-coincident | 2024 | ACTUAL_ADJUSTEDOPG | Operational-demand | 97.0663 | NA
VIC | BTS66C | Brunswick (CitiPower) 66 kV | Citipower | Shoulder | Coincident | 2025 | ACTUAL_OPG | Operational-demand | 144.8153 | NA
VIC | BTS66C | Brunswick (CitiPower) 66 kV | Citipower | Shoulder | Coincident | 2025 | ACTUAL_RAW | Operational-demand | 144.8153 | NA
VIC | BTS66C | Brunswick (CitiPower) 66 kV | Citipower | Shoulder | Non-coincident | 2025 | ACTUAL_RAW | Operational-demand | 114.4069 | NA
VIC | BTS66C | Brunswick (CitiPower) 66 kV | Citipower | Shoulder | Non-coincident | 2025 | ACTUAL_OPG | Operational-demand | 114.4069 | NA
VIC | BTS66C | Brunswick (CitiPower) 66 kV | Citipower | Shoulder | Non-coincident | 2025 | ACTUAL_ADJUSTEDOPG | Operational-demand | 114.4069 | NA
VIC | BTS66C | Brunswick (CitiPower) 66 kV | Citipower | Shoulder | Non-coincident | 2025 | BASEYEARPOE90 | Operational-demand | 51.199 | NA
VIC | BTS66C | Brunswick (CitiPower) 66 kV | Citipower | Shoulder | Non-coincident | 2025 | BASEYEARPOE50 | Operational-demand | 55.7078 | NA
VIC | BTS66C | Brunswick (CitiPower) 66 kV | Citipower | Shoulder | Coincident_unreconciled | 2026 | POE50 | Operational-demand | 145 | NA
VIC | BTS66C | Brunswick (CitiPower) 66 kV | Citipower | Shoulder | Coincident_unreconciled | 2026 | POE90 | Operational-demand | 142.189 | NA
VIC | BTS66C | Brunswick (CitiPower) 66 kV | Citipower | Shoulder | Non-coincident | 2026 | POE50 | Operational-demand | 50.3202 | NA
VIC | BTS66C | Brunswick (CitiPower) 66 kV | Citipower | Shoulder | Non-coincident | 2026 | POE90 | Operational-demand | 45.2096 | NA
VIC | BTS66C | Brunswick (CitiPower) 66 kV | Citipower | Shoulder | Coincident_unreconciled | 2027 | POE50 | Operational-demand | 134.3328 | NA
VIC | BTS66C | Brunswick (CitiPower) 66 kV | Citipower | Shoulder | Coincident_unreconciled | 2027 | POE90 | Operational-demand | 131.4962 | NA
VIC | BTS66C | Brunswick (CitiPower) 66 kV | Citipower | Shoulder | Non-coincident | 2027 | POE50 | Operational-demand | 43.8343 | NA
VIC | BTS66C | Brunswick (CitiPower) 66 kV | Citipower | Shoulder | Non-coincident | 2027 | POE90 | Operational-demand | 38.6771 | NA
VIC | BTS66C | Brunswick (CitiPower) 66 kV | Citipower | Shoulder | Coincident_unreconciled | 2028 | POE50 | Operational-demand | 124.2608 | NA
VIC | BTS66C | Brunswick (CitiPower) 66 kV | Citipower | Shoulder | Coincident_unreconciled | 2028 | POE90 | Operational-demand | 121.4025 | NA
VIC | BTS66C | Brunswick (CitiPower) 66 kV | Citipower | Shoulder | Non-coincident | 2028 | POE50 | Operational-demand | 35.9866 | NA
VIC | BTS66C | Brunswick (CitiPower) 66 kV | Citipower | Shoulder | Non-coincident | 2028 | POE90 | Operational-demand | 32.5921 | NA
VIC | BTS66C | Brunswick (CitiPower) 66 kV | Citipower | Shoulder | Coincident_unreconciled | 2029 | POE50 | Operational-demand | 115.0263 | NA
VIC | BTS66C | Brunswick (CitiPower) 66 kV | Citipower | Shoulder | Coincident_unreconciled | 2029 | POE90 | Operational-demand | 112.1464 | NA
VIC | BTS66C | Brunswick (CitiPower) 66 kV | Citipower | Shoulder | Non-coincident | 2029 | POE50 | Operational-demand | 27.144 | NA
VIC | BTS66C | Brunswick (CitiPower) 66 kV | Citipower | Shoulder | Non-coincident | 2029 | POE90 | Operational-demand | 24.3862 | NA
VIC | BTS66C | Brunswick (CitiPower) 66 kV | Citipower | Shoulder | Coincident_unreconciled | 2030 | POE50 | Operational-demand | 106.2439 | NA
VIC | BTS66C | Brunswick (CitiPower) 66 kV | Citipower | Shoulder | Coincident_unreconciled | 2030 | POE90 | Operational-demand | 103.3422 | NA
VIC | BTS66C | Brunswick (CitiPower) 66 kV | Citipower | Shoulder | Non-coincident | 2030 | POE50 | Operational-demand | 18.7341 | NA
VIC | BTS66C | Brunswick (CitiPower) 66 kV | Citipower | Shoulder | Non-coincident | 2030 | POE90 | Operational-demand | 15.9556 | NA
VIC | BTS66C | Brunswick (CitiPower) 66 kV | Citipower | Shoulder | Coincident_unreconciled | 2031 | POE50 | Operational-demand | 97.4398 | NA
VIC | BTS66C | Brunswick (CitiPower) 66 kV | Citipower | Shoulder | Coincident_unreconciled | 2031 | POE90 | Operational-demand | 94.5164 | NA
VIC | BTS66C | Brunswick (CitiPower) 66 kV | Citipower | Shoulder | Non-coincident | 2031 | POE50 | Operational-demand | 10.3035 | NA
VIC | BTS66C | Brunswick (CitiPower) 66 kV | Citipower | Shoulder | Non-coincident | 2031 | POE90 | Operational-demand | 7.5041 | NA
VIC | BTS66C | Brunswick (CitiPower) 66 kV | Citipower | Shoulder | Coincident_unreconciled | 2032 | POE50 | Operational-demand | 90.1618 | NA
VIC | BTS66C | Brunswick (CitiPower) 66 kV | Citipower | Shoulder | Coincident_unreconciled | 2032 | POE90 | Operational-demand | 87.2161 | NA
VIC | BTS66C | Brunswick (CitiPower) 66 kV | Citipower | Shoulder | Non-coincident | 2032 | POE50 | Operational-demand | 3.3343 | NA
VIC | BTS66C | Brunswick (CitiPower) 66 kV | Citipower | Shoulder | Non-coincident | 2032 | POE90 | Operational-demand | 0.51363 | NA
VIC | BTS66C | Brunswick (CitiPower) 66 kV | Citipower | Shoulder | Coincident_unreconciled | 2033 | POE50 | Operational-demand | 84.3554 | NA
VIC | BTS66C | Brunswick (CitiPower) 66 kV | Citipower | Shoulder | Coincident_unreconciled | 2033 | POE90 | Operational-demand | 81.6391 | NA
VIC | BTS66C | Brunswick (CitiPower) 66 kV | Citipower | Shoulder | Non-coincident | 2033 | POE50 | Operational-demand | -2.4321 | NA
VIC | BTS66C | Brunswick (CitiPower) 66 kV | Citipower | Shoulder | Non-coincident | 2033 | POE90 | Operational-demand | -5.2743 | NA
VIC | BTS66C | Brunswick (CitiPower) 66 kV | Citipower | Shoulder | Coincident_unreconciled | 2034 | POE50 | Operational-demand | 79.0135 | NA
VIC | BTS66C | Brunswick (CitiPower) 66 kV | Citipower | Shoulder | Coincident_unreconciled | 2034 | POE90 | Operational-demand | 76.2765 | NA
VIC | BTS66C | Brunswick (CitiPower) 66 kV | Citipower | Shoulder | Non-coincident | 2034 | POE50 | Operational-demand | -8.0217 | NA
VIC | BTS66C | Brunswick (CitiPower) 66 kV | Citipower | Shoulder | Non-coincident | 2034 | POE90 | Operational-demand | -10.8855 | NA
VIC | BTS66C | Brunswick (CitiPower) 66 kV | Citipower | Shoulder | Coincident_unreconciled | 2035 | POE50 | Operational-demand | 73.3628 | NA
VIC | BTS66C | Brunswick (CitiPower) 66 kV | Citipower | Shoulder | Coincident_unreconciled | 2035 | POE90 | Operational-demand | 70.6052 | NA
VIC | BTS66C | Brunswick (CitiPower) 66 kV | Citipower | Shoulder | Non-coincident | 2035 | POE50 | Operational-demand | -13.9343 | NA
VIC | BTS66C | Brunswick (CitiPower) 66 kV | Citipower | Shoulder | Non-coincident | 2035 | POE90 | Operational-demand | -16.8198 | NA
VIC | BTS66C | Brunswick (CitiPower) 66 kV | Citipower | Summer | Coincident | 2019 | ACTUAL_OPG | Operational-demand | 56.7167 | 163.5219
VIC | BTS66C | Brunswick (CitiPower) 66 kV | Citipower | Summer | Coincident | 2019 | ACTUAL_RAW | Operational-demand | 56.7167 | 163.5219
VIC | BTS66C | Brunswick (CitiPower) 66 kV | Citipower | Summer | Non-coincident | 2019 | ACTUAL_RAW | Operational-demand | 46.0448 | 163.5219
VIC | BTS66C | Brunswick (CitiPower) 66 kV | Citipower | Summer | Non-coincident | 2019 | ACTUAL_OPG | Operational-demand | 46.0448 | 163.5219
VIC | BTS66C | Brunswick (CitiPower) 66 kV | Citipower | Summer | Non-coincident | 2019 | ACTUAL_ADJUSTEDOPG | Operational-demand | 46.0448 | 163.5219
VIC | BTS66C | Brunswick (CitiPower) 66 kV | Citipower | Summer | Coincident | 2020 | ACTUAL_OPG | Operational-demand | 76.531 | 160.4349
VIC | BTS66C | Brunswick (CitiPower) 66 kV | Citipower | Summer | Coincident | 2020 | ACTUAL_RAW | Operational-demand | 76.531 | 160.4349
VIC | BTS66C | Brunswick (CitiPower) 66 kV | Citipower | Summer | Non-coincident | 2020 | ACTUAL_RAW | Operational-demand | 54.1468 | 169.5213
VIC | BTS66C | Brunswick (CitiPower) 66 kV | Citipower | Summer | Non-coincident | 2020 | ACTUAL_OPG | Operational-demand | 54.1468 | 169.5213
VIC | BTS66C | Brunswick (CitiPower) 66 kV | Citipower | Summer | Non-coincident | 2020 | ACTUAL_ADJUSTEDOPG | Operational-demand | 54.1468 | 169.5213
VIC | BTS66C | Brunswick (CitiPower) 66 kV | Citipower | Summer | Coincident | 2021 | ACTUAL_OPG | Operational-demand | 96.3844 | 179.2681
VIC | BTS66C | Brunswick (CitiPower) 66 kV | Citipower | Summer | Coincident | 2021 | ACTUAL_RAW | Operational-demand | 96.3844 | 179.2681
VIC | BTS66C | Brunswick (CitiPower) 66 kV | Citipower | Summer | Non-coincident | 2021 | ACTUAL_RAW | Operational-demand | 78.7524 | 208.5072
VIC | BTS66C | Brunswick (CitiPower) 66 kV | Citipower | Summer | Non-coincident | 2021 | ACTUAL_OPG | Operational-demand | 78.7524 | 208.5072
VIC | BTS66C | Brunswick (CitiPower) 66 kV | Citipower | Summer | Non-coincident | 2021 | ACTUAL_ADJUSTEDOPG | Operational-demand | 78.7524 | 208.5072
VIC | BTS66C | Brunswick (CitiPower) 66 kV | Citipower | Summer | Coincident | 2022 | ACTUAL_OPG | Operational-demand | 100.8276 | 177.1156
VIC | BTS66C | Brunswick (CitiPower) 66 kV | Citipower | Summer | Coincident | 2022 | ACTUAL_RAW | Operational-demand | 100.8276 | 177.1156
VIC | BTS66C | Brunswick (CitiPower) 66 kV | Citipower | Summer | Non-coincident | 2022 | ACTUAL_RAW | Operational-demand | 73.4157 | 212.0921
VIC | BTS66C | Brunswick (CitiPower) 66 kV | Citipower | Summer | Non-coincident | 2022 | ACTUAL_OPG | Operational-demand | 73.4157 | 212.0921
VIC | BTS66C | Brunswick (CitiPower) 66 kV | Citipower | Summer | Non-coincident | 2022 | ACTUAL_ADJUSTEDOPG | Operational-demand | 73.4157 | 212.0921
VIC | BTS66C | Brunswick (CitiPower) 66 kV | Citipower | Summer | Coincident | 2023 | ACTUAL_OPG | Operational-demand | 127.8293 | 214.6291
VIC | BTS66C | Brunswick (CitiPower) 66 kV | Citipower | Summer | Coincident | 2023 | ACTUAL_RAW | Operational-demand | 127.8293 | 214.6291
VIC | BTS66C | Brunswick (CitiPower) 66 kV | Citipower | Summer | Non-coincident | 2023 | ACTUAL_RAW | Operational-demand | 88.1369 | 268.5585
VIC | BTS66C | Brunswick (CitiPower) 66 kV | Citipower | Summer | Non-coincident | 2023 | ACTUAL_OPG | Operational-demand | 88.1369 | 268.5585
VIC | BTS66C | Brunswick (CitiPower) 66 kV | Citipower | Summer | Non-coincident | 2023 | ACTUAL_ADJUSTEDOPG | Operational-demand | 88.1369 | 268.5585
VIC | BTS66C | Brunswick (CitiPower) 66 kV | Citipower | Summer | Coincident | 2024 | ACTUAL_OPG | Operational-demand | 119.2387 | 269.1881
VIC | BTS66C | Brunswick (CitiPower) 66 kV | Citipower | Summer | Coincident | 2024 | ACTUAL_RAW | Operational-demand | 119.2387 | 269.1881
VIC | BTS66C | Brunswick (CitiPower) 66 kV | Citipower | Summer | Non-coincident | 2024 | ACTUAL_RAW | Operational-demand | 96.1756 | 271.3101
VIC | BTS66C | Brunswick (CitiPower) 66 kV | Citipower | Summer | Non-coincident | 2024 | ACTUAL_OPG | Operational-demand | 96.1756 | 271.3101
VIC | BTS66C | Brunswick (CitiPower) 66 kV | Citipower | Summer | Non-coincident | 2024 | ACTUAL_ADJUSTEDOPG | Operational-demand | 96.1756 | 271.3101
VIC | BTS66C | Brunswick (CitiPower) 66 kV | Citipower | Summer | Coincident | 2025 | ACTUAL_OPG | Operational-demand | 133.662 | 335.1253
VIC | BTS66C | Brunswick (CitiPower) 66 kV | Citipower | Summer | Coincident | 2025 | ACTUAL_RAW | Operational-demand | 133.662 | 335.1253
VIC | BTS66C | Brunswick (CitiPower) 66 kV | Citipower | Summer | Non-coincident | 2025 | ACTUAL_RAW | Operational-demand | 111.5007 | 338.6921
VIC | BTS66C | Brunswick (CitiPower) 66 kV | Citipower | Summer | Non-coincident | 2025 | ACTUAL_OPG | Operational-demand | 111.5007 | 338.6921
VIC | BTS66C | Brunswick (CitiPower) 66 kV | Citipower | Summer | Non-coincident | 2025 | ACTUAL_ADJUSTEDOPG | Operational-demand | 111.5007 | 338.6921
VIC | BTS66C | Brunswick (CitiPower) 66 kV | Citipower | Summer | Non-coincident | 2025 | BASEYEARPOE90 | Operational-demand | 63.6016 | NA
VIC | BTS66C | Brunswick (CitiPower) 66 kV | Citipower | Summer | Non-coincident | 2025 | BASEYEARPOE50 | Operational-demand | 68.0216 | 269.5403
VIC | BTS66C | Brunswick (CitiPower) 66 kV | Citipower | Summer | Coincident_unreconciled | 2026 | POE50 | Operational-demand | 140 | NA
VIC | BTS66C | Brunswick (CitiPower) 66 kV | Citipower | Summer | Coincident_unreconciled | 2026 | POE90 | Operational-demand | 137.0718 | NA
VIC | BTS66C | Brunswick (CitiPower) 66 kV | Citipower | Summer | Non-coincident | 2026 | POE50 | Operational-demand | 100 | 282.5607
VIC | BTS66C | Brunswick (CitiPower) 66 kV | Citipower | Summer | Non-coincident | 2026 | POE90 | Operational-demand | 95.3763 | NA
VIC | BTS66C | Brunswick (CitiPower) 66 kV | Citipower | Summer | Coincident_unreconciled | 2027 | POE50 | Operational-demand | 129.1245 | NA
VIC | BTS66C | Brunswick (CitiPower) 66 kV | Citipower | Summer | Coincident_unreconciled | 2027 | POE90 | Operational-demand | 126.1696 | NA
VIC | BTS66C | Brunswick (CitiPower) 66 kV | Citipower | Summer | Non-coincident | 2027 | POE50 | Operational-demand | 92.9438 | 281.4825
VIC | BTS66C | Brunswick (CitiPower) 66 kV | Citipower | Summer | Non-coincident | 2027 | POE90 | Operational-demand | 88.278 | NA
VIC | BTS66C | Brunswick (CitiPower) 66 kV | Citipower | Summer | Coincident_unreconciled | 2028 | POE50 | Operational-demand | 118.893 | NA
VIC | BTS66C | Brunswick (CitiPower) 66 kV | Citipower | Summer | Coincident_unreconciled | 2028 | POE90 | Operational-demand | 115.9155 | NA
VIC | BTS66C | Brunswick (CitiPower) 66 kV | Citipower | Summer | Non-coincident | 2028 | POE50 | Operational-demand | 83.2323 | 279.7076
VIC | BTS66C | Brunswick (CitiPower) 66 kV | Citipower | Summer | Non-coincident | 2028 | POE90 | Operational-demand | 80.2794 | NA
VIC | BTS66C | Brunswick (CitiPower) 66 kV | Citipower | Summer | Coincident_unreconciled | 2029 | POE50 | Operational-demand | 109.5413 | NA
VIC | BTS66C | Brunswick (CitiPower) 66 kV | Citipower | Summer | Coincident_unreconciled | 2029 | POE90 | Operational-demand | 106.5411 | NA
VIC | BTS66C | Brunswick (CitiPower) 66 kV | Citipower | Summer | Non-coincident | 2029 | POE50 | Operational-demand | 73.9581 | 278.3461
VIC | BTS66C | Brunswick (CitiPower) 66 kV | Citipower | Summer | Non-coincident | 2029 | POE90 | Operational-demand | 70.9827 | NA
VIC | BTS66C | Brunswick (CitiPower) 66 kV | Citipower | Summer | Coincident_unreconciled | 2030 | POE50 | Operational-demand | 100.6306 | NA
VIC | BTS66C | Brunswick (CitiPower) 66 kV | Citipower | Summer | Coincident_unreconciled | 2030 | POE90 | Operational-demand | 97.6078 | NA
VIC | BTS66C | Brunswick (CitiPower) 66 kV | Citipower | Summer | Non-coincident | 2030 | POE50 | Operational-demand | 65.1212 | 277.2833
VIC | BTS66C | Brunswick (CitiPower) 66 kV | Citipower | Summer | Non-coincident | 2030 | POE90 | Operational-demand | 62.1234 | NA
VIC | BTS66C | Brunswick (CitiPower) 66 kV | Citipower | Summer | Coincident_unreconciled | 2031 | POE50 | Operational-demand | 91.7123 | NA
VIC | BTS66C | Brunswick (CitiPower) 66 kV | Citipower | Summer | Coincident_unreconciled | 2031 | POE90 | Operational-demand | 88.6668 | NA
VIC | BTS66C | Brunswick (CitiPower) 66 kV | Citipower | Summer | Non-coincident | 2031 | POE50 | Operational-demand | 56.2767 | 276.304
VIC | BTS66C | Brunswick (CitiPower) 66 kV | Citipower | Summer | Non-coincident | 2031 | POE90 | Operational-demand | 53.2565 | NA
VIC | BTS66C | Brunswick (CitiPower) 66 kV | Citipower | Summer | Coincident_unreconciled | 2032 | POE50 | Operational-demand | 84.4428 | NA
VIC | BTS66C | Brunswick (CitiPower) 66 kV | Citipower | Summer | Coincident_unreconciled | 2032 | POE90 | Operational-demand | 81.3742 | NA
VIC | BTS66C | Brunswick (CitiPower) 66 kV | Citipower | Summer | Non-coincident | 2032 | POE50 | Operational-demand | 49.0674 | 276.0459
VIC | BTS66C | Brunswick (CitiPower) 66 kV | Citipower | Summer | Non-coincident | 2032 | POE90 | Operational-demand | 46.0242 | NA
VIC | BTS66C | Brunswick (CitiPower) 66 kV | Citipower | Summer | Coincident_unreconciled | 2033 | POE50 | Operational-demand | 78.4931 | NA
VIC | BTS66C | Brunswick (CitiPower) 66 kV | Citipower | Summer | Coincident_unreconciled | 2033 | POE90 | Operational-demand | 75.401 | NA
VIC | BTS66C | Brunswick (CitiPower) 66 kV | Citipower | Summer | Non-coincident | 2033 | POE50 | Operational-demand | 43.167 | 276.3611
VIC | BTS66C | Brunswick (CitiPower) 66 kV | Citipower | Summer | Non-coincident | 2033 | POE90 | Operational-demand | 40.1005 | NA
VIC | BTS66C | Brunswick (CitiPower) 66 kV | Citipower | Summer | Coincident_unreconciled | 2034 | POE50 | Operational-demand | 72.7307 | NA
VIC | BTS66C | Brunswick (CitiPower) 66 kV | Citipower | Summer | Coincident_unreconciled | 2034 | POE90 | Operational-demand | 69.6577 | NA
VIC | BTS66C | Brunswick (CitiPower) 66 kV | Citipower | Summer | Non-coincident | 2034 | POE50 | Operational-demand | 37.4523 | 276.7692
VIC | BTS66C | Brunswick (CitiPower) 66 kV | Citipower | Summer | Non-coincident | 2034 | POE90 | Operational-demand | 34.3626 | NA
VIC | BTS66C | Brunswick (CitiPower) 66 kV | Citipower | Summer | Coincident_unreconciled | 2035 | POE50 | Operational-demand | 66.7234 | NA
VIC | BTS66C | Brunswick (CitiPower) 66 kV | Citipower | Summer | Coincident_unreconciled | 2035 | POE90 | Operational-demand | 63.6363 | NA
VIC | BTS66C | Brunswick (CitiPower) 66 kV | Citipower | Summer | Non-coincident | 2035 | POE50 | Operational-demand | 31.4036 | 277.0732
VIC | BTS66C | Brunswick (CitiPower) 66 kV | Citipower | Summer | Non-coincident | 2035 | POE90 | Operational-demand | 28.2906 | NA
VIC | BTS66C | Brunswick (CitiPower) 66 kV | Citipower | Summer | Non-coincident | 2025 | BASEYEARPOE10 | Operational-demand | NA | 289.2194
VIC | BTS66C | Brunswick (CitiPower) 66 kV | Citipower | Summer | Coincident | 2026 | POE10 | Operational-demand | NA | 244.2838
VIC | BTS66C | Brunswick (CitiPower) 66 kV | Citipower | Summer | Coincident | 2026 | POE50 | Operational-demand | NA | 233.5182
VIC | BTS66C | Brunswick (CitiPower) 66 kV | Citipower | Summer | Non-coincident | 2026 | POE10 | Operational-demand | NA | 301.2164
VIC | BTS66C | Brunswick (CitiPower) 66 kV | Citipower | Summer | Coincident | 2027 | POE10 | Operational-demand | NA | 237.557
VIC | BTS66C | Brunswick (CitiPower) 66 kV | Citipower | Summer | Coincident | 2027 | POE50 | Operational-demand | NA | 225.3688
VIC | BTS66C | Brunswick (CitiPower) 66 kV | Citipower | Summer | Non-coincident | 2027 | POE10 | Operational-demand | NA | 300.3081
VIC | BTS66C | Brunswick (CitiPower) 66 kV | Citipower | Summer | Coincident | 2028 | POE10 | Operational-demand | NA | 230.9627
VIC | BTS66C | Brunswick (CitiPower) 66 kV | Citipower | Summer | Coincident | 2028 | POE50 | Operational-demand | NA | 217.2756
VIC | BTS66C | Brunswick (CitiPower) 66 kV | Citipower | Summer | Non-coincident | 2028 | POE10 | Operational-demand | NA | 298.6774
VIC | BTS66C | Brunswick (CitiPower) 66 kV | Citipower | Summer | Coincident | 2029 | POE10 | Operational-demand | NA | 226.254
VIC | BTS66C | Brunswick (CitiPower) 66 kV | Citipower | Summer | Coincident | 2029 | POE50 | Operational-demand | NA | 212.8051
VIC | BTS66C | Brunswick (CitiPower) 66 kV | Citipower | Summer | Non-coincident | 2029 | POE10 | Operational-demand | NA | 297.4601
VIC | BTS66C | Brunswick (CitiPower) 66 kV | Citipower | Summer | Coincident | 2030 | POE10 | Operational-demand | NA | 222.5556
VIC | BTS66C | Brunswick (CitiPower) 66 kV | Citipower | Summer | Coincident | 2030 | POE50 | Operational-demand | NA | 208.5191
VIC | BTS66C | Brunswick (CitiPower) 66 kV | Citipower | Summer | Non-coincident | 2030 | POE10 | Operational-demand | NA | 296.5417
VIC | BTS66C | Brunswick (CitiPower) 66 kV | Citipower | Summer | Coincident | 2031 | POE10 | Operational-demand | NA | 216.6019
VIC | BTS66C | Brunswick (CitiPower) 66 kV | Citipower | Summer | Coincident | 2031 | POE50 | Operational-demand | NA | 203.775
VIC | BTS66C | Brunswick (CitiPower) 66 kV | Citipower | Summer | Non-coincident | 2031 | POE10 | Operational-demand | NA | 295.7067
VIC | BTS66C | Brunswick (CitiPower) 66 kV | Citipower | Summer | Coincident | 2032 | POE10 | Operational-demand | NA | 210.2998
VIC | BTS66C | Brunswick (CitiPower) 66 kV | Citipower | Summer | Coincident | 2032 | POE50 | Operational-demand | NA | 197.3328
VIC | BTS66C | Brunswick (CitiPower) 66 kV | Citipower | Summer | Non-coincident | 2032 | POE10 | Operational-demand | NA | 295.596
VIC | BTS66C | Brunswick (CitiPower) 66 kV | Citipower | Summer | Coincident | 2033 | POE10 | Operational-demand | NA | 205.8987
VIC | BTS66C | Brunswick (CitiPower) 66 kV | Citipower | Summer | Coincident | 2033 | POE50 | Operational-demand | NA | 191.3142
VIC | BTS66C | Brunswick (CitiPower) 66 kV | Citipower | Summer | Non-coincident | 2033 | POE10 | Operational-demand | NA | 296.061
VIC | BTS66C | Brunswick (CitiPower) 66 kV | Citipower | Summer | Coincident | 2034 | POE10 | Operational-demand | NA | 204.3405
VIC | BTS66C | Brunswick (CitiPower) 66 kV | Citipower | Summer | Coincident | 2034 | POE50 | Operational-demand | NA | 189.9764
VIC | BTS66C | Brunswick (CitiPower) 66 kV | Citipower | Summer | Non-coincident | 2034 | POE10 | Operational-demand | NA | 296.6188
VIC | BTS66C | Brunswick (CitiPower) 66 kV | Citipower | Summer | Coincident | 2035 | POE10 | Operational-demand | NA | 203.6011
VIC | BTS66C | Brunswick (CitiPower) 66 kV | Citipower | Summer | Coincident | 2035 | POE50 | Operational-demand | NA | 189.2275
VIC | BTS66C | Brunswick (CitiPower) 66 kV | Citipower | Summer | Non-coincident | 2035 | POE10 | Operational-demand | NA | 297.0725
VIC | BTS66C | Brunswick (CitiPower) 66 kV | Citipower | Winter | Coincident | 2018 | ACTUAL_OPG | Operational-demand | NA | 107.4021
VIC | BTS66C | Brunswick (CitiPower) 66 kV | Citipower | Winter | Coincident | 2018 | ACTUAL_RAW | Operational-demand | NA | 107.4021
VIC | BTS66C | Brunswick (CitiPower) 66 kV | Citipower | Winter | Non-coincident | 2018 | ACTUAL_RAW | Operational-demand | NA | 120.3204
VIC | BTS66C | Brunswick (CitiPower) 66 kV | Citipower | Winter | Non-coincident | 2018 | ACTUAL_OPG | Operational-demand | NA | 120.3204
VIC | BTS66C | Brunswick (CitiPower) 66 kV | Citipower | Winter | Non-coincident | 2018 | ACTUAL_ADJUSTEDOPG | Operational-demand | NA | 120.3204
VIC | BTS66C | Brunswick (CitiPower) 66 kV | Citipower | Winter | Coincident | 2019 | ACTUAL_OPG | Operational-demand | NA | 113.2945
VIC | BTS66C | Brunswick (CitiPower) 66 kV | Citipower | Winter | Coincident | 2019 | ACTUAL_RAW | Operational-demand | NA | 113.2945
VIC | BTS66C | Brunswick (CitiPower) 66 kV | Citipower | Winter | Non-coincident | 2019 | ACTUAL_RAW | Operational-demand | NA | 125.1448
VIC | BTS66C | Brunswick (CitiPower) 66 kV | Citipower | Winter | Non-coincident | 2019 | ACTUAL_OPG | Operational-demand | NA | 125.1448
VIC | BTS66C | Brunswick (CitiPower) 66 kV | Citipower | Winter | Non-coincident | 2019 | ACTUAL_ADJUSTEDOPG | Operational-demand | NA | 125.1448
VIC | BTS66C | Brunswick (CitiPower) 66 kV | Citipower | Winter | Coincident | 2020 | ACTUAL_OPG | Operational-demand | NA | 95.792
VIC | BTS66C | Brunswick (CitiPower) 66 kV | Citipower | Winter | Coincident | 2020 | ACTUAL_RAW | Operational-demand | NA | 95.792
VIC | BTS66C | Brunswick (CitiPower) 66 kV | Citipower | Winter | Non-coincident | 2020 | ACTUAL_RAW | Operational-demand | NA | 104.0243
VIC | BTS66C | Brunswick (CitiPower) 66 kV | Citipower | Winter | Non-coincident | 2020 | ACTUAL_OPG | Operational-demand | NA | 104.0243
VIC | BTS66C | Brunswick (CitiPower) 66 kV | Citipower | Winter | Non-coincident | 2020 | ACTUAL_ADJUSTEDOPG | Operational-demand | NA | 104.0243
VIC | BTS66C | Brunswick (CitiPower) 66 kV | Citipower | Winter | Coincident | 2021 | ACTUAL_OPG | Operational-demand | NA | 142.8374
VIC | BTS66C | Brunswick (CitiPower) 66 kV | Citipower | Winter | Coincident | 2021 | ACTUAL_RAW | Operational-demand | NA | 142.8374
VIC | BTS66C | Brunswick (CitiPower) 66 kV | Citipower | Winter | Non-coincident | 2021 | ACTUAL_RAW | Operational-demand | NA | 151.4167
VIC | BTS66C | Brunswick (CitiPower) 66 kV | Citipower | Winter | Non-coincident | 2021 | ACTUAL_OPG | Operational-demand | NA | 151.4167
VIC | BTS66C | Brunswick (CitiPower) 66 kV | Citipower | Winter | Non-coincident | 2021 | ACTUAL_ADJUSTEDOPG | Operational-demand | NA | 151.4167
VIC | BTS66C | Brunswick (CitiPower) 66 kV | Citipower | Winter | Coincident | 2022 | ACTUAL_OPG | Operational-demand | NA | 179.4827
VIC | BTS66C | Brunswick (CitiPower) 66 kV | Citipower | Winter | Coincident | 2022 | ACTUAL_RAW | Operational-demand | NA | 179.4827
VIC | BTS66C | Brunswick (CitiPower) 66 kV | Citipower | Winter | Non-coincident | 2022 | ACTUAL_RAW | Operational-demand | NA | 271.359
VIC | BTS66C | Brunswick (CitiPower) 66 kV | Citipower | Winter | Non-coincident | 2022 | ACTUAL_OPG | Operational-demand | NA | 271.359
VIC | BTS66C | Brunswick (CitiPower) 66 kV | Citipower | Winter | Non-coincident | 2022 | ACTUAL_ADJUSTEDOPG | Operational-demand | NA | 271.359
VIC | BTS66C | Brunswick (CitiPower) 66 kV | Citipower | Winter | Coincident | 2023 | ACTUAL_OPG | Operational-demand | NA | 187.232
VIC | BTS66C | Brunswick (CitiPower) 66 kV | Citipower | Winter | Coincident | 2023 | ACTUAL_RAW | Operational-demand | NA | 187.232
VIC | BTS66C | Brunswick (CitiPower) 66 kV | Citipower | Winter | Non-coincident | 2023 | ACTUAL_RAW | Operational-demand | NA | 203.9251
VIC | BTS66C | Brunswick (CitiPower) 66 kV | Citipower | Winter | Non-coincident | 2023 | ACTUAL_OPG | Operational-demand | NA | 203.9251
VIC | BTS66C | Brunswick (CitiPower) 66 kV | Citipower | Winter | Non-coincident | 2023 | ACTUAL_ADJUSTEDOPG | Operational-demand | NA | 203.9251
VIC | BTS66C | Brunswick (CitiPower) 66 kV | Citipower | Winter | Coincident | 2024 | ACTUAL_OPG | Operational-demand | NA | 307.3529
VIC | BTS66C | Brunswick (CitiPower) 66 kV | Citipower | Winter | Coincident | 2024 | ACTUAL_RAW | Operational-demand | NA | 307.3529
VIC | BTS66C | Brunswick (CitiPower) 66 kV | Citipower | Winter | Non-coincident | 2024 | ACTUAL_RAW | Operational-demand | NA | 368.6219
VIC | BTS66C | Brunswick (CitiPower) 66 kV | Citipower | Winter | Non-coincident | 2024 | ACTUAL_OPG | Operational-demand | NA | 368.6219
VIC | BTS66C | Brunswick (CitiPower) 66 kV | Citipower | Winter | Non-coincident | 2024 | ACTUAL_ADJUSTEDOPG | Operational-demand | NA | 368.6219
VIC | BTS66C | Brunswick (CitiPower) 66 kV | Citipower | Winter | Coincident | 2025 | POE10 | Operational-demand | NA | 227.2433
VIC | BTS66C | Brunswick (CitiPower) 66 kV | Citipower | Winter | Coincident | 2025 | POE50 | Operational-demand | NA | 216.0122
VIC | BTS66C | Brunswick (CitiPower) 66 kV | Citipower | Winter | Non-coincident | 2025 | ACTUAL_RAW | Operational-demand | NA | 267.8354
VIC | BTS66C | Brunswick (CitiPower) 66 kV | Citipower | Winter | Non-coincident | 2025 | ACTUAL_ADJUSTEDOPG | Operational-demand | NA | 267.8354
VIC | BTS66C | Brunswick (CitiPower) 66 kV | Citipower | Winter | Non-coincident | 2025 | BASEYEARPOE50 | Operational-demand | NA | 259.0379
VIC | BTS66C | Brunswick (CitiPower) 66 kV | Citipower | Winter | Non-coincident | 2025 | BASEYEARPOE10 | Operational-demand | NA | 274.9061
VIC | BTS66C | Brunswick (CitiPower) 66 kV | Citipower | Winter | Non-coincident | 2025 | POE10 | Operational-demand | NA | 280.0586
VIC | BTS66C | Brunswick (CitiPower) 66 kV | Citipower | Winter | Non-coincident | 2025 | POE50 | Operational-demand | NA | 263.9503
VIC | BTS66C | Brunswick (CitiPower) 66 kV | Citipower | Winter | Coincident | 2026 | POE10 | Operational-demand | NA | 227.9743
VIC | BTS66C | Brunswick (CitiPower) 66 kV | Citipower | Winter | Coincident | 2026 | POE50 | Operational-demand | NA | 216.6875
VIC | BTS66C | Brunswick (CitiPower) 66 kV | Citipower | Winter | Non-coincident | 2026 | POE10 | Operational-demand | NA | 291.6149
VIC | BTS66C | Brunswick (CitiPower) 66 kV | Citipower | Winter | Non-coincident | 2026 | POE50 | Operational-demand | NA | 275.3319
VIC | BTS66C | Brunswick (CitiPower) 66 kV | Citipower | Winter | Coincident | 2027 | POE10 | Operational-demand | NA | 222.2239
VIC | BTS66C | Brunswick (CitiPower) 66 kV | Citipower | Winter | Coincident | 2027 | POE50 | Operational-demand | NA | 210.7307
VIC | BTS66C | Brunswick (CitiPower) 66 kV | Citipower | Winter | Non-coincident | 2027 | POE10 | Operational-demand | NA | 295.0267
VIC | BTS66C | Brunswick (CitiPower) 66 kV | Citipower | Winter | Non-coincident | 2027 | POE50 | Operational-demand | NA | 278.6178
VIC | BTS66C | Brunswick (CitiPower) 66 kV | Citipower | Winter | Coincident | 2028 | POE10 | Operational-demand | NA | 220.0937
VIC | BTS66C | Brunswick (CitiPower) 66 kV | Citipower | Winter | Coincident | 2028 | POE50 | Operational-demand | NA | 208.9028
VIC | BTS66C | Brunswick (CitiPower) 66 kV | Citipower | Winter | Non-coincident | 2028 | POE10 | Operational-demand | NA | 297.9361
VIC | BTS66C | Brunswick (CitiPower) 66 kV | Citipower | Winter | Non-coincident | 2028 | POE50 | Operational-demand | NA | 281.4016
VIC | BTS66C | Brunswick (CitiPower) 66 kV | Citipower | Winter | Coincident | 2029 | POE10 | Operational-demand | NA | 219.6613
VIC | BTS66C | Brunswick (CitiPower) 66 kV | Citipower | Winter | Coincident | 2029 | POE50 | Operational-demand | NA | 208.5975
VIC | BTS66C | Brunswick (CitiPower) 66 kV | Citipower | Winter | Non-coincident | 2029 | POE10 | Operational-demand | NA | 301.0242
VIC | BTS66C | Brunswick (CitiPower) 66 kV | Citipower | Winter | Non-coincident | 2029 | POE50 | Operational-demand | NA | 284.3639
VIC | BTS66C | Brunswick (CitiPower) 66 kV | Citipower | Winter | Coincident | 2030 | POE10 | Operational-demand | NA | 218.9335
VIC | BTS66C | Brunswick (CitiPower) 66 kV | Citipower | Winter | Coincident | 2030 | POE50 | Operational-demand | NA | 207.898
VIC | BTS66C | Brunswick (CitiPower) 66 kV | Citipower | Winter | Non-coincident | 2030 | POE10 | Operational-demand | NA | 304.2356
VIC | BTS66C | Brunswick (CitiPower) 66 kV | Citipower | Winter | Non-coincident | 2030 | POE50 | Operational-demand | NA | 287.4494
VIC | BTS66C | Brunswick (CitiPower) 66 kV | Citipower | Winter | Coincident | 2031 | POE10 | Operational-demand | NA | 218.5464
VIC | BTS66C | Brunswick (CitiPower) 66 kV | Citipower | Winter | Coincident | 2031 | POE50 | Operational-demand | NA | 207.5751
VIC | BTS66C | Brunswick (CitiPower) 66 kV | Citipower | Winter | Non-coincident | 2031 | POE10 | Operational-demand | NA | 307.4757
VIC | BTS66C | Brunswick (CitiPower) 66 kV | Citipower | Winter | Non-coincident | 2031 | POE50 | Operational-demand | NA | 290.5633
VIC | BTS66C | Brunswick (CitiPower) 66 kV | Citipower | Winter | Coincident | 2032 | POE10 | Operational-demand | NA | 216.3885
VIC | BTS66C | Brunswick (CitiPower) 66 kV | Citipower | Winter | Coincident | 2032 | POE50 | Operational-demand | NA | 205.1733
VIC | BTS66C | Brunswick (CitiPower) 66 kV | Citipower | Winter | Non-coincident | 2032 | POE10 | Operational-demand | NA | 310.8108
VIC | BTS66C | Brunswick (CitiPower) 66 kV | Citipower | Winter | Non-coincident | 2032 | POE50 | Operational-demand | NA | 293.7679
VIC | BTS66C | Brunswick (CitiPower) 66 kV | Citipower | Winter | Coincident | 2033 | POE10 | Operational-demand | NA | 213.259
VIC | BTS66C | Brunswick (CitiPower) 66 kV | Citipower | Winter | Coincident | 2033 | POE50 | Operational-demand | NA | 202.2646
VIC | BTS66C | Brunswick (CitiPower) 66 kV | Citipower | Winter | Non-coincident | 2033 | POE10 | Operational-demand | NA | 314.1385
VIC | BTS66C | Brunswick (CitiPower) 66 kV | Citipower | Winter | Non-coincident | 2033 | POE50 | Operational-demand | NA | 296.9651
VIC | BTS66C | Brunswick (CitiPower) 66 kV | Citipower | Winter | Coincident | 2034 | POE10 | Operational-demand | NA | 213.9109
VIC | BTS66C | Brunswick (CitiPower) 66 kV | Citipower | Winter | Coincident | 2034 | POE50 | Operational-demand | NA | 203.0264
VIC | BTS66C | Brunswick (CitiPower) 66 kV | Citipower | Winter | Non-coincident | 2034 | POE10 | Operational-demand | NA | 317.4536
VIC | BTS66C | Brunswick (CitiPower) 66 kV | Citipower | Winter | Non-coincident | 2034 | POE50 | Operational-demand | NA | 300.1497
VIC | CBTS66A | Cranbourne (AusNet) 66 kV | AusNet | Shoulder | Coincident | 2019 | ACTUAL_OPG | Operational-demand | 67.0919 | NA
VIC | CBTS66A | Cranbourne (AusNet) 66 kV | AusNet | Shoulder | Coincident | 2019 | ACTUAL_RAW | Operational-demand | 67.0919 | NA
VIC | CBTS66A | Cranbourne (AusNet) 66 kV | AusNet | Shoulder | Non-coincident | 2019 | ACTUAL_RAW | Operational-demand | 46.4188 | NA
VIC | CBTS66A | Cranbourne (AusNet) 66 kV | AusNet | Shoulder | Non-coincident | 2019 | ACTUAL_OPG | Operational-demand | 46.4188 | NA
VIC | CBTS66A | Cranbourne (AusNet) 66 kV | AusNet | Shoulder | Non-coincident | 2019 | ACTUAL_ADJUSTEDOPG | Operational-demand | 46.4188 | NA
VIC | CBTS66A | Cranbourne (AusNet) 66 kV | AusNet | Shoulder | Coincident | 2020 | ACTUAL_OPG | Operational-demand | 53.551 | NA
VIC | CBTS66A | Cranbourne (AusNet) 66 kV | AusNet | Shoulder | Coincident | 2020 | ACTUAL_RAW | Operational-demand | 53.551 | NA
VIC | CBTS66A | Cranbourne (AusNet) 66 kV | AusNet | Shoulder | Non-coincident | 2020 | ACTUAL_RAW | Operational-demand | 32.0481 | NA
VIC | CBTS66A | Cranbourne (AusNet) 66 kV | AusNet | Shoulder | Non-coincident | 2020 | ACTUAL_OPG | Operational-demand | 32.0481 | NA
VIC | CBTS66A | Cranbourne (AusNet) 66 kV | AusNet | Shoulder | Non-coincident | 2020 | ACTUAL_ADJUSTEDOPG | Operational-demand | 32.0481 | NA
VIC | CBTS66A | Cranbourne (AusNet) 66 kV | AusNet | Shoulder | Coincident | 2021 | ACTUAL_OPG | Operational-demand | 43.7714 | NA
VIC | CBTS66A | Cranbourne (AusNet) 66 kV | AusNet | Shoulder | Coincident | 2021 | ACTUAL_RAW | Operational-demand | 43.7714 | NA
VIC | CBTS66A | Cranbourne (AusNet) 66 kV | AusNet | Shoulder | Non-coincident | 2021 | ACTUAL_RAW | Operational-demand | 13.4243 | NA
VIC | CBTS66A | Cranbourne (AusNet) 66 kV | AusNet | Shoulder | Non-coincident | 2021 | ACTUAL_OPG | Operational-demand | 13.4243 | NA
VIC | CBTS66A | Cranbourne (AusNet) 66 kV | AusNet | Shoulder | Non-coincident | 2021 | ACTUAL_ADJUSTEDOPG | Operational-demand | 13.4243 | NA
VIC | CBTS66A | Cranbourne (AusNet) 66 kV | AusNet | Shoulder | Coincident | 2022 | ACTUAL_OPG | Operational-demand | -28.0301 | NA
VIC | CBTS66A | Cranbourne (AusNet) 66 kV | AusNet | Shoulder | Coincident | 2022 | ACTUAL_RAW | Operational-demand | -28.0301 | NA
VIC | CBTS66A | Cranbourne (AusNet) 66 kV | AusNet | Shoulder | Non-coincident | 2022 | ACTUAL_RAW | Operational-demand | -29.033 | NA
VIC | CBTS66A | Cranbourne (AusNet) 66 kV | AusNet | Shoulder | Non-coincident | 2022 | ACTUAL_OPG | Operational-demand | -29.033 | NA
VIC | CBTS66A | Cranbourne (AusNet) 66 kV | AusNet | Shoulder | Non-coincident | 2022 | ACTUAL_ADJUSTEDOPG | Operational-demand | -29.033 | NA
VIC | CBTS66A | Cranbourne (AusNet) 66 kV | AusNet | Shoulder | Coincident | 2023 | ACTUAL_OPG | Operational-demand | -28.6149 | NA
VIC | CBTS66A | Cranbourne (AusNet) 66 kV | AusNet | Shoulder | Coincident | 2023 | ACTUAL_RAW | Operational-demand | -28.6149 | NA
VIC | CBTS66A | Cranbourne (AusNet) 66 kV | AusNet | Shoulder | Non-coincident | 2023 | ACTUAL_RAW | Operational-demand | -31.6933 | NA
VIC | CBTS66A | Cranbourne (AusNet) 66 kV | AusNet | Shoulder | Non-coincident | 2023 | ACTUAL_OPG | Operational-demand | -31.6933 | NA
VIC | CBTS66A | Cranbourne (AusNet) 66 kV | AusNet | Shoulder | Non-coincident | 2023 | ACTUAL_ADJUSTEDOPG | Operational-demand | -31.6933 | NA
VIC | CBTS66A | Cranbourne (AusNet) 66 kV | AusNet | Shoulder | Coincident | 2024 | ACTUAL_OPG | Operational-demand | -60.3114 | NA
VIC | CBTS66A | Cranbourne (AusNet) 66 kV | AusNet | Shoulder | Coincident | 2024 | ACTUAL_RAW | Operational-demand | -60.3114 | NA
VIC | CBTS66A | Cranbourne (AusNet) 66 kV | AusNet | Shoulder | Non-coincident | 2024 | ACTUAL_RAW | Operational-demand | -60.7707 | NA
VIC | CBTS66A | Cranbourne (AusNet) 66 kV | AusNet | Shoulder | Non-coincident | 2024 | ACTUAL_OPG | Operational-demand | -60.7707 | NA
VIC | CBTS66A | Cranbourne (AusNet) 66 kV | AusNet | Shoulder | Non-coincident | 2024 | ACTUAL_ADJUSTEDOPG | Operational-demand | -60.7707 | NA
VIC | CBTS66A | Cranbourne (AusNet) 66 kV | AusNet | Shoulder | Coincident | 2025 | ACTUAL_OPG | Operational-demand | -84.7467 | NA
VIC | CBTS66A | Cranbourne (AusNet) 66 kV | AusNet | Shoulder | Coincident | 2025 | ACTUAL_RAW | Operational-demand | -84.7467 | NA
VIC | CBTS66A | Cranbourne (AusNet) 66 kV | AusNet | Shoulder | Non-coincident | 2025 | ACTUAL_RAW | Operational-demand | -84.7467 | NA
VIC | CBTS66A | Cranbourne (AusNet) 66 kV | AusNet | Shoulder | Non-coincident | 2025 | ACTUAL_OPG | Operational-demand | -84.7467 | NA
VIC | CBTS66A | Cranbourne (AusNet) 66 kV | AusNet | Shoulder | Non-coincident | 2025 | ACTUAL_ADJUSTEDOPG | Operational-demand | -84.7467 | NA
VIC | CBTS66A | Cranbourne (AusNet) 66 kV | AusNet | Shoulder | Non-coincident | 2025 | BASEYEARPOE90 | Operational-demand | -131.7109 | NA
VIC | CBTS66A | Cranbourne (AusNet) 66 kV | AusNet | Shoulder | Non-coincident | 2025 | BASEYEARPOE50 | Operational-demand | -122.4346 | NA
VIC | CBTS66A | Cranbourne (AusNet) 66 kV | AusNet | Shoulder | Coincident_unreconciled | 2026 | POE50 | Operational-demand | -80 | NA
VIC | CBTS66A | Cranbourne (AusNet) 66 kV | AusNet | Shoulder | Coincident_unreconciled | 2026 | POE90 | Operational-demand | -84.9931 | NA
VIC | CBTS66A | Cranbourne (AusNet) 66 kV | AusNet | Shoulder | Non-coincident | 2026 | POE50 | Operational-demand | -150.7308 | NA
VIC | CBTS66A | Cranbourne (AusNet) 66 kV | AusNet | Shoulder | Non-coincident | 2026 | POE90 | Operational-demand | -155.7429 | NA
VIC | CBTS66A | Cranbourne (AusNet) 66 kV | AusNet | Shoulder | Coincident_unreconciled | 2027 | POE50 | Operational-demand | -106.5292 | NA
VIC | CBTS66A | Cranbourne (AusNet) 66 kV | AusNet | Shoulder | Coincident_unreconciled | 2027 | POE90 | Operational-demand | -111.5681 | NA
VIC | CBTS66A | Cranbourne (AusNet) 66 kV | AusNet | Shoulder | Non-coincident | 2027 | POE50 | Operational-demand | -177.3606 | NA
VIC | CBTS66A | Cranbourne (AusNet) 66 kV | AusNet | Shoulder | Non-coincident | 2027 | POE90 | Operational-demand | -182.4187 | NA
VIC | CBTS66A | Cranbourne (AusNet) 66 kV | AusNet | Shoulder | Coincident_unreconciled | 2028 | POE50 | Operational-demand | -132.8788 | NA
VIC | CBTS66A | Cranbourne (AusNet) 66 kV | AusNet | Shoulder | Coincident_unreconciled | 2028 | POE90 | Operational-demand | -137.963 | NA
VIC | CBTS66A | Cranbourne (AusNet) 66 kV | AusNet | Shoulder | Non-coincident | 2028 | POE50 | Operational-demand | -203.8102 | NA
VIC | CBTS66A | Cranbourne (AusNet) 66 kV | AusNet | Shoulder | Non-coincident | 2028 | POE90 | Operational-demand | -208.9136 | NA
VIC | CBTS66A | Cranbourne (AusNet) 66 kV | AusNet | Shoulder | Coincident_unreconciled | 2029 | POE50 | Operational-demand | -158.4176 | NA
VIC | CBTS66A | Cranbourne (AusNet) 66 kV | AusNet | Shoulder | Coincident_unreconciled | 2029 | POE90 | Operational-demand | -163.547 | NA
VIC | CBTS66A | Cranbourne (AusNet) 66 kV | AusNet | Shoulder | Non-coincident | 2029 | POE50 | Operational-demand | -229.4458 | NA
VIC | CBTS66A | Cranbourne (AusNet) 66 kV | AusNet | Shoulder | Non-coincident | 2029 | POE90 | Operational-demand | -234.5946 | NA
VIC | CBTS66A | Cranbourne (AusNet) 66 kV | AusNet | Shoulder | Coincident_unreconciled | 2030 | POE50 | Operational-demand | -183.2438 | NA
VIC | CBTS66A | Cranbourne (AusNet) 66 kV | AusNet | Shoulder | Coincident_unreconciled | 2030 | POE90 | Operational-demand | -188.4184 | NA
VIC | CBTS66A | Cranbourne (AusNet) 66 kV | AusNet | Shoulder | Non-coincident | 2030 | POE50 | Operational-demand | -254.3662 | NA
VIC | CBTS66A | Cranbourne (AusNet) 66 kV | AusNet | Shoulder | Non-coincident | 2030 | POE90 | Operational-demand | -259.5604 | NA
VIC | CBTS66A | Cranbourne (AusNet) 66 kV | AusNet | Shoulder | Coincident_unreconciled | 2031 | POE50 | Operational-demand | -207.5147 | NA
VIC | CBTS66A | Cranbourne (AusNet) 66 kV | AusNet | Shoulder | Coincident_unreconciled | 2031 | POE90 | Operational-demand | -212.7345 | NA
VIC | CBTS66A | Cranbourne (AusNet) 66 kV | AusNet | Shoulder | Non-coincident | 2031 | POE50 | Operational-demand | -278.7292 | NA
VIC | CBTS66A | Cranbourne (AusNet) 66 kV | AusNet | Shoulder | Non-coincident | 2031 | POE90 | Operational-demand | -283.9688 | NA
VIC | CBTS66A | Cranbourne (AusNet) 66 kV | AusNet | Shoulder | Coincident_unreconciled | 2032 | POE50 | Operational-demand | -226.6009 | NA
VIC | CBTS66A | Cranbourne (AusNet) 66 kV | AusNet | Shoulder | Coincident_unreconciled | 2032 | POE90 | Operational-demand | -231.8619 | NA
VIC | CBTS66A | Cranbourne (AusNet) 66 kV | AusNet | Shoulder | Non-coincident | 2032 | POE50 | Operational-demand | -297.8877 | NA
VIC | CBTS66A | Cranbourne (AusNet) 66 kV | AusNet | Shoulder | Non-coincident | 2032 | POE90 | Operational-demand | -303.1686 | NA
VIC | CBTS66A | Cranbourne (AusNet) 66 kV | AusNet | Shoulder | Coincident_unreconciled | 2033 | POE50 | Operational-demand | -241.4761 | NA
VIC | CBTS66A | Cranbourne (AusNet) 66 kV | AusNet | Shoulder | Coincident_unreconciled | 2033 | POE90 | Operational-demand | -246.7754 | NA
VIC | CBTS66A | Cranbourne (AusNet) 66 kV | AusNet | Shoulder | Non-coincident | 2033 | POE50 | Operational-demand | -312.8193 | NA
VIC | CBTS66A | Cranbourne (AusNet) 66 kV | AusNet | Shoulder | Non-coincident | 2033 | POE90 | Operational-demand | -318.1388 | NA
VIC | CBTS66A | Cranbourne (AusNet) 66 kV | AusNet | Shoulder | Coincident_unreconciled | 2034 | POE50 | Operational-demand | -255.2211 | NA
VIC | CBTS66A | Cranbourne (AusNet) 66 kV | AusNet | Shoulder | Coincident_unreconciled | 2034 | POE90 | Operational-demand | -260.5587 | NA
VIC | CBTS66A | Cranbourne (AusNet) 66 kV | AusNet | Shoulder | Non-coincident | 2034 | POE50 | Operational-demand | -326.6164 | NA
VIC | CBTS66A | Cranbourne (AusNet) 66 kV | AusNet | Shoulder | Non-coincident | 2034 | POE90 | Operational-demand | -331.9743 | NA
VIC | CBTS66A | Cranbourne (AusNet) 66 kV | AusNet | Shoulder | Coincident_unreconciled | 2035 | POE50 | Operational-demand | -269.8468 | NA
VIC | CBTS66A | Cranbourne (AusNet) 66 kV | AusNet | Shoulder | Coincident_unreconciled | 2035 | POE90 | Operational-demand | -275.2228 | NA
VIC | CBTS66A | Cranbourne (AusNet) 66 kV | AusNet | Shoulder | Non-coincident | 2035 | POE50 | Operational-demand | -341.2976 | NA
VIC | CBTS66A | Cranbourne (AusNet) 66 kV | AusNet | Shoulder | Non-coincident | 2035 | POE90 | Operational-demand | -346.694 | NA
VIC | CBTS66A | Cranbourne (AusNet) 66 kV | AusNet | Summer | Coincident | 2019 | ACTUAL_OPG | Operational-demand | 66.3728 | 257.4366
VIC | CBTS66A | Cranbourne (AusNet) 66 kV | AusNet | Summer | Coincident | 2019 | ACTUAL_RAW | Operational-demand | 66.3728 | 257.4366
VIC | CBTS66A | Cranbourne (AusNet) 66 kV | AusNet | Summer | Non-coincident | 2019 | ACTUAL_RAW | Operational-demand | 46.3159 | 282.7894
VIC | CBTS66A | Cranbourne (AusNet) 66 kV | AusNet | Summer | Non-coincident | 2019 | ACTUAL_OPG | Operational-demand | 46.3159 | 282.7894
VIC | CBTS66A | Cranbourne (AusNet) 66 kV | AusNet | Summer | Non-coincident | 2019 | ACTUAL_ADJUSTEDOPG | Operational-demand | 46.3159 | 282.7894
VIC | CBTS66A | Cranbourne (AusNet) 66 kV | AusNet | Summer | Coincident | 2020 | ACTUAL_OPG | Operational-demand | 23.2054 | 288.8358
VIC | CBTS66A | Cranbourne (AusNet) 66 kV | AusNet | Summer | Coincident | 2020 | ACTUAL_RAW | Operational-demand | 23.2054 | 288.8358
VIC | CBTS66A | Cranbourne (AusNet) 66 kV | AusNet | Summer | Non-coincident | 2020 | ACTUAL_RAW | Operational-demand | 20.7578 | 305.7336
VIC | CBTS66A | Cranbourne (AusNet) 66 kV | AusNet | Summer | Non-coincident | 2020 | ACTUAL_OPG | Operational-demand | 20.7578 | 305.7336
VIC | CBTS66A | Cranbourne (AusNet) 66 kV | AusNet | Summer | Non-coincident | 2020 | ACTUAL_ADJUSTEDOPG | Operational-demand | 20.7578 | 305.7336
VIC | CBTS66A | Cranbourne (AusNet) 66 kV | AusNet | Summer | Coincident | 2021 | ACTUAL_OPG | Operational-demand | -12.5021 | 240.1509
VIC | CBTS66A | Cranbourne (AusNet) 66 kV | AusNet | Summer | Coincident | 2021 | ACTUAL_RAW | Operational-demand | -12.5021 | 240.1509
VIC | CBTS66A | Cranbourne (AusNet) 66 kV | AusNet | Summer | Non-coincident | 2021 | ACTUAL_RAW | Operational-demand | -12.671 | 265.5985
VIC | CBTS66A | Cranbourne (AusNet) 66 kV | AusNet | Summer | Non-coincident | 2021 | ACTUAL_OPG | Operational-demand | -12.671 | 265.5985
VIC | CBTS66A | Cranbourne (AusNet) 66 kV | AusNet | Summer | Non-coincident | 2021 | ACTUAL_ADJUSTEDOPG | Operational-demand | -12.671 | 265.5985
VIC | CBTS66A | Cranbourne (AusNet) 66 kV | AusNet | Summer | Coincident | 2022 | ACTUAL_OPG | Operational-demand | -31.7894 | 255.2534
VIC | CBTS66A | Cranbourne (AusNet) 66 kV | AusNet | Summer | Coincident | 2022 | ACTUAL_RAW | Operational-demand | -31.7894 | 255.2534
VIC | CBTS66A | Cranbourne (AusNet) 66 kV | AusNet | Summer | Non-coincident | 2022 | ACTUAL_RAW | Operational-demand | -31.7894 | 277.7293
VIC | CBTS66A | Cranbourne (AusNet) 66 kV | AusNet | Summer | Non-coincident | 2022 | ACTUAL_OPG | Operational-demand | -31.7894 | 277.7293
VIC | CBTS66A | Cranbourne (AusNet) 66 kV | AusNet | Summer | Non-coincident | 2022 | ACTUAL_ADJUSTEDOPG | Operational-demand | -31.7894 | 277.7293
VIC | CBTS66A | Cranbourne (AusNet) 66 kV | AusNet | Summer | Coincident | 2023 | ACTUAL_OPG | Operational-demand | -48.444 | 259.5277
VIC | CBTS66A | Cranbourne (AusNet) 66 kV | AusNet | Summer | Coincident | 2023 | ACTUAL_RAW | Operational-demand | -48.444 | 259.5277
VIC | CBTS66A | Cranbourne (AusNet) 66 kV | AusNet | Summer | Non-coincident | 2023 | ACTUAL_RAW | Operational-demand | -97.4003 | 288.1871
VIC | CBTS66A | Cranbourne (AusNet) 66 kV | AusNet | Summer | Non-coincident | 2023 | ACTUAL_OPG | Operational-demand | -97.4003 | 288.1871
VIC | CBTS66A | Cranbourne (AusNet) 66 kV | AusNet | Summer | Non-coincident | 2023 | ACTUAL_ADJUSTEDOPG | Operational-demand | -56.2336 | 288.1871
VIC | CBTS66A | Cranbourne (AusNet) 66 kV | AusNet | Summer | Coincident | 2024 | ACTUAL_OPG | Operational-demand | -62.5744 | 292.1857
VIC | CBTS66A | Cranbourne (AusNet) 66 kV | AusNet | Summer | Coincident | 2024 | ACTUAL_RAW | Operational-demand | -62.5744 | 292.1857
VIC | CBTS66A | Cranbourne (AusNet) 66 kV | AusNet | Summer | Non-coincident | 2024 | ACTUAL_RAW | Operational-demand | -64.2575 | 347.0214
VIC | CBTS66A | Cranbourne (AusNet) 66 kV | AusNet | Summer | Non-coincident | 2024 | ACTUAL_OPG | Operational-demand | -64.2575 | 347.0214
VIC | CBTS66A | Cranbourne (AusNet) 66 kV | AusNet | Summer | Non-coincident | 2024 | ACTUAL_ADJUSTEDOPG | Operational-demand | -64.2575 | 347.0214
VIC | CBTS66A | Cranbourne (AusNet) 66 kV | AusNet | Summer | Coincident | 2025 | ACTUAL_OPG | Operational-demand | -83.802 | 293.6206
VIC | CBTS66A | Cranbourne (AusNet) 66 kV | AusNet | Summer | Coincident | 2025 | ACTUAL_RAW | Operational-demand | -83.802 | 293.6206
VIC | CBTS66A | Cranbourne (AusNet) 66 kV | AusNet | Summer | Non-coincident | 2025 | ACTUAL_RAW | Operational-demand | -93.4426 | 360.9959
VIC | CBTS66A | Cranbourne (AusNet) 66 kV | AusNet | Summer | Non-coincident | 2025 | ACTUAL_OPG | Operational-demand | -93.4426 | 360.9959
VIC | CBTS66A | Cranbourne (AusNet) 66 kV | AusNet | Summer | Non-coincident | 2025 | ACTUAL_ADJUSTEDOPG | Operational-demand | -93.4426 | 360.9959
VIC | CBTS66A | Cranbourne (AusNet) 66 kV | AusNet | Summer | Non-coincident | 2025 | BASEYEARPOE90 | Operational-demand | -143.0734 | NA
VIC | CBTS66A | Cranbourne (AusNet) 66 kV | AusNet | Summer | Non-coincident | 2025 | BASEYEARPOE50 | Operational-demand | -135.3748 | 333.2455
VIC | CBTS66A | Cranbourne (AusNet) 66 kV | AusNet | Summer | Coincident_unreconciled | 2026 | POE50 | Operational-demand | -90 | NA
VIC | CBTS66A | Cranbourne (AusNet) 66 kV | AusNet | Summer | Coincident_unreconciled | 2026 | POE90 | Operational-demand | -94.8447 | NA
VIC | CBTS66A | Cranbourne (AusNet) 66 kV | AusNet | Summer | Non-coincident | 2026 | POE50 | Operational-demand | -159.6951 | 400
VIC | CBTS66A | Cranbourne (AusNet) 66 kV | AusNet | Summer | Non-coincident | 2026 | POE90 | Operational-demand | -164.8749 | NA
VIC | CBTS66A | Cranbourne (AusNet) 66 kV | AusNet | Summer | Coincident_unreconciled | 2027 | POE50 | Operational-demand | -115.7634 | NA
VIC | CBTS66A | Cranbourne (AusNet) 66 kV | AusNet | Summer | Coincident_unreconciled | 2027 | POE90 | Operational-demand | -120.6525 | NA
VIC | CBTS66A | Cranbourne (AusNet) 66 kV | AusNet | Summer | Non-coincident | 2027 | POE50 | Operational-demand | -187.2403 | 411.6
VIC | CBTS66A | Cranbourne (AusNet) 66 kV | AusNet | Summer | Non-coincident | 2027 | POE90 | Operational-demand | -192.4675 | NA
VIC | CBTS66A | Cranbourne (AusNet) 66 kV | AusNet | Summer | Coincident_unreconciled | 2028 | POE50 | Operational-demand | -141.3271 | NA
VIC | CBTS66A | Cranbourne (AusNet) 66 kV | AusNet | Summer | Coincident_unreconciled | 2028 | POE90 | Operational-demand | -146.2601 | NA
VIC | CBTS66A | Cranbourne (AusNet) 66 kV | AusNet | Summer | Non-coincident | 2028 | POE50 | Operational-demand | -214.5718 | 423.5364
VIC | CBTS66A | Cranbourne (AusNet) 66 kV | AusNet | Summer | Non-coincident | 2028 | POE90 | Operational-demand | -219.8459 | NA
VIC | CBTS66A | Cranbourne (AusNet) 66 kV | AusNet | Summer | Coincident_unreconciled | 2029 | POE50 | Operational-demand | -166.1184 | NA
VIC | CBTS66A | Cranbourne (AusNet) 66 kV | AusNet | Summer | Coincident_unreconciled | 2029 | POE90 | Operational-demand | -171.0952 | NA
VIC | CBTS66A | Cranbourne (AusNet) 66 kV | AusNet | Summer | Non-coincident | 2029 | POE50 | Operational-demand | -241.0776 | 435.819
VIC | CBTS66A | Cranbourne (AusNet) 66 kV | AusNet | Summer | Non-coincident | 2029 | POE90 | Operational-demand | -246.3986 | NA
VIC | CBTS66A | Cranbourne (AusNet) 66 kV | AusNet | Summer | Coincident_unreconciled | 2030 | POE50 | Operational-demand | -190.364 | NA
VIC | CBTS66A | Cranbourne (AusNet) 66 kV | AusNet | Summer | Coincident_unreconciled | 2030 | POE90 | Operational-demand | -195.3847 | NA
VIC | CBTS66A | Cranbourne (AusNet) 66 kV | AusNet | Summer | Non-coincident | 2030 | POE50 | Operational-demand | -266.9999 | 448.4577
VIC | CBTS66A | Cranbourne (AusNet) 66 kV | AusNet | Summer | Non-coincident | 2030 | POE90 | Operational-demand | -272.3678 | NA
VIC | CBTS66A | Cranbourne (AusNet) 66 kV | AusNet | Summer | Coincident_unreconciled | 2031 | POE50 | Operational-demand | -214.1617 | NA
VIC | CBTS66A | Cranbourne (AusNet) 66 kV | AusNet | Summer | Coincident_unreconciled | 2031 | POE90 | Operational-demand | -219.2263 | NA
VIC | CBTS66A | Cranbourne (AusNet) 66 kV | AusNet | Summer | Non-coincident | 2031 | POE50 | Operational-demand | -292.4433 | 461.463
VIC | CBTS66A | Cranbourne (AusNet) 66 kV | AusNet | Summer | Non-coincident | 2031 | POE90 | Operational-demand | -297.8582 | NA
VIC | CBTS66A | Cranbourne (AusNet) 66 kV | AusNet | Summer | Coincident_unreconciled | 2032 | POE50 | Operational-demand | -232.7661 | NA
VIC | CBTS66A | Cranbourne (AusNet) 66 kV | AusNet | Summer | Coincident_unreconciled | 2032 | POE90 | Operational-demand | -237.8707 | NA
VIC | CBTS66A | Cranbourne (AusNet) 66 kV | AusNet | Summer | Non-coincident | 2032 | POE50 | Operational-demand | -312.3344 | 474.8454
VIC | CBTS66A | Cranbourne (AusNet) 66 kV | AusNet | Summer | Non-coincident | 2032 | POE90 | Operational-demand | -317.792 | NA
VIC | CBTS66A | Cranbourne (AusNet) 66 kV | AusNet | Summer | Coincident_unreconciled | 2033 | POE50 | Operational-demand | -247.3528 | NA
VIC | CBTS66A | Cranbourne (AusNet) 66 kV | AusNet | Summer | Coincident_unreconciled | 2033 | POE90 | Operational-demand | -252.4945 | NA
VIC | CBTS66A | Cranbourne (AusNet) 66 kV | AusNet | Summer | Non-coincident | 2033 | POE50 | Operational-demand | -327.9298 | 488.6159
VIC | CBTS66A | Cranbourne (AusNet) 66 kV | AusNet | Summer | Non-coincident | 2033 | POE90 | Operational-demand | -333.4271 | NA
VIC | CBTS66A | Cranbourne (AusNet) 66 kV | AusNet | Summer | Coincident_unreconciled | 2034 | POE50 | Operational-demand | -260.9045 | NA
VIC | CBTS66A | Cranbourne (AusNet) 66 kV | AusNet | Summer | Coincident_unreconciled | 2034 | POE90 | Operational-demand | -266.0835 | NA
VIC | CBTS66A | Cranbourne (AusNet) 66 kV | AusNet | Summer | Non-coincident | 2034 | POE50 | Operational-demand | -342.4187 | 502.7858
VIC | CBTS66A | Cranbourne (AusNet) 66 kV | AusNet | Summer | Non-coincident | 2034 | POE90 | Operational-demand | -347.9558 | NA
VIC | CBTS66A | Cranbourne (AusNet) 66 kV | AusNet | Summer | Coincident_unreconciled | 2035 | POE50 | Operational-demand | -275.3363 | NA
VIC | CBTS66A | Cranbourne (AusNet) 66 kV | AusNet | Summer | Coincident_unreconciled | 2035 | POE90 | Operational-demand | -280.5525 | NA
VIC | CBTS66A | Cranbourne (AusNet) 66 kV | AusNet | Summer | Non-coincident | 2035 | POE50 | Operational-demand | -357.8486 | 517.3666
VIC | CBTS66A | Cranbourne (AusNet) 66 kV | AusNet | Summer | Non-coincident | 2035 | POE90 | Operational-demand | -363.4254 | NA
VIC | CBTS66A | Cranbourne (AusNet) 66 kV | AusNet | Summer | Non-coincident | 2025 | BASEYEARPOE10 | Operational-demand | NA | 363.9291
VIC | CBTS66A | Cranbourne (AusNet) 66 kV | AusNet | Summer | Coincident | 2026 | POE50 | Operational-demand | NA | 379.7234
VIC | CBTS66A | Cranbourne (AusNet) 66 kV | AusNet | Summer | Coincident | 2026 | POE10 | Operational-demand | NA | 368.3935
VIC | CBTS66A | Cranbourne (AusNet) 66 kV | AusNet | Summer | Non-coincident | 2026 | POE10 | Operational-demand | NA | 400
VIC | CBTS66A | Cranbourne (AusNet) 66 kV | AusNet | Summer | Coincident | 2027 | POE50 | Operational-demand | NA | 377.8727
VIC | CBTS66A | Cranbourne (AusNet) 66 kV | AusNet | Summer | Coincident | 2027 | POE10 | Operational-demand | NA | 369.095
VIC | CBTS66A | Cranbourne (AusNet) 66 kV | AusNet | Summer | Non-coincident | 2027 | POE10 | Operational-demand | NA | 411.6
VIC | CBTS66A | Cranbourne (AusNet) 66 kV | AusNet | Summer | Coincident | 2028 | POE50 | Operational-demand | NA | 376.6603
VIC | CBTS66A | Cranbourne (AusNet) 66 kV | AusNet | Summer | Coincident | 2028 | POE10 | Operational-demand | NA | 370.6823
VIC | CBTS66A | Cranbourne (AusNet) 66 kV | AusNet | Summer | Non-coincident | 2028 | POE10 | Operational-demand | NA | 423.5364
VIC | CBTS66A | Cranbourne (AusNet) 66 kV | AusNet | Summer | Coincident | 2029 | POE50 | Operational-demand | NA | 380.9069
VIC | CBTS66A | Cranbourne (AusNet) 66 kV | AusNet | Summer | Coincident | 2029 | POE10 | Operational-demand | NA | 374.6263
VIC | CBTS66A | Cranbourne (AusNet) 66 kV | AusNet | Summer | Non-coincident | 2029 | POE10 | Operational-demand | NA | 435.819
VIC | CBTS66A | Cranbourne (AusNet) 66 kV | AusNet | Summer | Coincident | 2030 | POE50 | Operational-demand | NA | 384.9863
VIC | CBTS66A | Cranbourne (AusNet) 66 kV | AusNet | Summer | Coincident | 2030 | POE10 | Operational-demand | NA | 379.8207
VIC | CBTS66A | Cranbourne (AusNet) 66 kV | AusNet | Summer | Non-coincident | 2030 | POE10 | Operational-demand | NA | 448.4577
VIC | CBTS66A | Cranbourne (AusNet) 66 kV | AusNet | Summer | Coincident | 2031 | POE50 | Operational-demand | NA | 387.9723
VIC | CBTS66A | Cranbourne (AusNet) 66 kV | AusNet | Summer | Coincident | 2031 | POE10 | Operational-demand | NA | 380.9211
VIC | CBTS66A | Cranbourne (AusNet) 66 kV | AusNet | Summer | Non-coincident | 2031 | POE10 | Operational-demand | NA | 461.463
VIC | CBTS66A | Cranbourne (AusNet) 66 kV | AusNet | Summer | Coincident | 2032 | POE50 | Operational-demand | NA | 386.5114
VIC | CBTS66A | Cranbourne (AusNet) 66 kV | AusNet | Summer | Coincident | 2032 | POE10 | Operational-demand | NA | 380.2604
VIC | CBTS66A | Cranbourne (AusNet) 66 kV | AusNet | Summer | Non-coincident | 2032 | POE10 | Operational-demand | NA | 474.8454
VIC | CBTS66A | Cranbourne (AusNet) 66 kV | AusNet | Summer | Coincident | 2033 | POE50 | Operational-demand | NA | 384.7713
VIC | CBTS66A | Cranbourne (AusNet) 66 kV | AusNet | Summer | Coincident | 2033 | POE10 | Operational-demand | NA | 382.1239
VIC | CBTS66A | Cranbourne (AusNet) 66 kV | AusNet | Summer | Non-coincident | 2033 | POE10 | Operational-demand | NA | 488.6159
VIC | CBTS66A | Cranbourne (AusNet) 66 kV | AusNet | Summer | Coincident | 2034 | POE50 | Operational-demand | NA | 392.2022
VIC | CBTS66A | Cranbourne (AusNet) 66 kV | AusNet | Summer | Coincident | 2034 | POE10 | Operational-demand | NA | 389.1236
VIC | CBTS66A | Cranbourne (AusNet) 66 kV | AusNet | Summer | Non-coincident | 2034 | POE10 | Operational-demand | NA | 502.7858
VIC | CBTS66A | Cranbourne (AusNet) 66 kV | AusNet | Summer | Coincident | 2035 | POE50 | Operational-demand | NA | 401.1307
VIC | CBTS66A | Cranbourne (AusNet) 66 kV | AusNet | Summer | Coincident | 2035 | POE10 | Operational-demand | NA | 397.9444
VIC | CBTS66A | Cranbourne (AusNet) 66 kV | AusNet | Summer | Non-coincident | 2035 | POE10 | Operational-demand | NA | 517.3666
VIC | CBTS66A | Cranbourne (AusNet) 66 kV | AusNet | Winter | Coincident | 2018 | ACTUAL_OPG | Operational-demand | NA | 197.3233
VIC | CBTS66A | Cranbourne (AusNet) 66 kV | AusNet | Winter | Coincident | 2018 | ACTUAL_RAW | Operational-demand | NA | 197.3233
VIC | CBTS66A | Cranbourne (AusNet) 66 kV | AusNet | Winter | Non-coincident | 2018 | ACTUAL_RAW | Operational-demand | NA | 198.2398
VIC | CBTS66A | Cranbourne (AusNet) 66 kV | AusNet | Winter | Non-coincident | 2018 | ACTUAL_OPG | Operational-demand | NA | 198.2398
VIC | CBTS66A | Cranbourne (AusNet) 66 kV | AusNet | Winter | Non-coincident | 2018 | ACTUAL_ADJUSTEDOPG | Operational-demand | NA | 198.2398
VIC | CBTS66A | Cranbourne (AusNet) 66 kV | AusNet | Winter | Coincident | 2019 | ACTUAL_OPG | Operational-demand | NA | 207.5807
VIC | CBTS66A | Cranbourne (AusNet) 66 kV | AusNet | Winter | Coincident | 2019 | ACTUAL_RAW | Operational-demand | NA | 207.5807
VIC | CBTS66A | Cranbourne (AusNet) 66 kV | AusNet | Winter | Non-coincident | 2019 | ACTUAL_RAW | Operational-demand | NA | 212.7435
VIC | CBTS66A | Cranbourne (AusNet) 66 kV | AusNet | Winter | Non-coincident | 2019 | ACTUAL_OPG | Operational-demand | NA | 212.7435
VIC | CBTS66A | Cranbourne (AusNet) 66 kV | AusNet | Winter | Non-coincident | 2019 | ACTUAL_ADJUSTEDOPG | Operational-demand | NA | 212.7435
VIC | CBTS66A | Cranbourne (AusNet) 66 kV | AusNet | Winter | Coincident | 2020 | ACTUAL_OPG | Operational-demand | NA | 233.0267
VIC | CBTS66A | Cranbourne (AusNet) 66 kV | AusNet | Winter | Coincident | 2020 | ACTUAL_RAW | Operational-demand | NA | 233.0267
VIC | CBTS66A | Cranbourne (AusNet) 66 kV | AusNet | Winter | Non-coincident | 2020 | ACTUAL_RAW | Operational-demand | NA | 233.0267
VIC | CBTS66A | Cranbourne (AusNet) 66 kV | AusNet | Winter | Non-coincident | 2020 | ACTUAL_OPG | Operational-demand | NA | 233.0267
VIC | CBTS66A | Cranbourne (AusNet) 66 kV | AusNet | Winter | Non-coincident | 2020 | ACTUAL_ADJUSTEDOPG | Operational-demand | NA | 233.0267
VIC | CBTS66A | Cranbourne (AusNet) 66 kV | AusNet | Winter | Coincident | 2021 | ACTUAL_OPG | Operational-demand | NA | 232.3836
VIC | CBTS66A | Cranbourne (AusNet) 66 kV | AusNet | Winter | Coincident | 2021 | ACTUAL_RAW | Operational-demand | NA | 232.3836
VIC | CBTS66A | Cranbourne (AusNet) 66 kV | AusNet | Winter | Non-coincident | 2021 | ACTUAL_RAW | Operational-demand | NA | 232.7892
VIC | CBTS66A | Cranbourne (AusNet) 66 kV | AusNet | Winter | Non-coincident | 2021 | ACTUAL_OPG | Operational-demand | NA | 232.7892
VIC | CBTS66A | Cranbourne (AusNet) 66 kV | AusNet | Winter | Non-coincident | 2021 | ACTUAL_ADJUSTEDOPG | Operational-demand | NA | 232.7892
VIC | CBTS66A | Cranbourne (AusNet) 66 kV | AusNet | Winter | Coincident | 2022 | ACTUAL_OPG | Operational-demand | NA | 249.2361
VIC | CBTS66A | Cranbourne (AusNet) 66 kV | AusNet | Winter | Coincident | 2022 | ACTUAL_RAW | Operational-demand | NA | 249.2361
VIC | CBTS66A | Cranbourne (AusNet) 66 kV | AusNet | Winter | Non-coincident | 2022 | ACTUAL_RAW | Operational-demand | NA | 249.2361
VIC | CBTS66A | Cranbourne (AusNet) 66 kV | AusNet | Winter | Non-coincident | 2022 | ACTUAL_OPG | Operational-demand | NA | 249.2361
VIC | CBTS66A | Cranbourne (AusNet) 66 kV | AusNet | Winter | Non-coincident | 2022 | ACTUAL_ADJUSTEDOPG | Operational-demand | NA | 249.2361
VIC | CBTS66A | Cranbourne (AusNet) 66 kV | AusNet | Winter | Coincident | 2023 | ACTUAL_OPG | Operational-demand | NA | 250.5934
VIC | CBTS66A | Cranbourne (AusNet) 66 kV | AusNet | Winter | Coincident | 2023 | ACTUAL_RAW | Operational-demand | NA | 250.5934
VIC | CBTS66A | Cranbourne (AusNet) 66 kV | AusNet | Winter | Non-coincident | 2023 | ACTUAL_RAW | Operational-demand | NA | 250.5934
VIC | CBTS66A | Cranbourne (AusNet) 66 kV | AusNet | Winter | Non-coincident | 2023 | ACTUAL_OPG | Operational-demand | NA | 250.5934
VIC | CBTS66A | Cranbourne (AusNet) 66 kV | AusNet | Winter | Non-coincident | 2023 | ACTUAL_ADJUSTEDOPG | Operational-demand | NA | 250.5934
VIC | CBTS66A | Cranbourne (AusNet) 66 kV | AusNet | Winter | Coincident | 2024 | ACTUAL_OPG | Operational-demand | NA | 280.8205
VIC | CBTS66A | Cranbourne (AusNet) 66 kV | AusNet | Winter | Coincident | 2024 | ACTUAL_RAW | Operational-demand | NA | 280.8205
VIC | CBTS66A | Cranbourne (AusNet) 66 kV | AusNet | Winter | Non-coincident | 2024 | ACTUAL_RAW | Operational-demand | NA | 336.2218
VIC | CBTS66A | Cranbourne (AusNet) 66 kV | AusNet | Winter | Non-coincident | 2024 | ACTUAL_OPG | Operational-demand | NA | 336.2218
VIC | CBTS66A | Cranbourne (AusNet) 66 kV | AusNet | Winter | Non-coincident | 2024 | ACTUAL_ADJUSTEDOPG | Operational-demand | NA | 336.2218
VIC | CBTS66A | Cranbourne (AusNet) 66 kV | AusNet | Winter | Coincident | 2025 | POE50 | Operational-demand | NA | 288.6545
VIC | CBTS66A | Cranbourne (AusNet) 66 kV | AusNet | Winter | Coincident | 2025 | POE10 | Operational-demand | NA | 286.1965
VIC | CBTS66A | Cranbourne (AusNet) 66 kV | AusNet | Winter | Non-coincident | 2025 | ACTUAL_RAW | Operational-demand | NA | 300.6274
VIC | CBTS66A | Cranbourne (AusNet) 66 kV | AusNet | Winter | Non-coincident | 2025 | ACTUAL_ADJUSTEDOPG | Operational-demand | NA | 300.6274
VIC | CBTS66A | Cranbourne (AusNet) 66 kV | AusNet | Winter | Non-coincident | 2025 | BASEYEARPOE50 | Operational-demand | NA | 249.1625
VIC | CBTS66A | Cranbourne (AusNet) 66 kV | AusNet | Winter | Non-coincident | 2025 | BASEYEARPOE10 | Operational-demand | NA | 270.407
VIC | CBTS66A | Cranbourne (AusNet) 66 kV | AusNet | Winter | Non-coincident | 2025 | POE50 | Operational-demand | NA | 300
VIC | CBTS66A | Cranbourne (AusNet) 66 kV | AusNet | Winter | Non-coincident | 2025 | POE10 | Operational-demand | NA | 300
VIC | CBTS66A | Cranbourne (AusNet) 66 kV | AusNet | Winter | Coincident | 2026 | POE50 | Operational-demand | NA | 289.2459
VIC | CBTS66A | Cranbourne (AusNet) 66 kV | AusNet | Winter | Coincident | 2026 | POE10 | Operational-demand | NA | 287.3201
VIC | CBTS66A | Cranbourne (AusNet) 66 kV | AusNet | Winter | Non-coincident | 2026 | POE50 | Operational-demand | NA | 312.6
VIC | CBTS66A | Cranbourne (AusNet) 66 kV | AusNet | Winter | Non-coincident | 2026 | POE10 | Operational-demand | NA | 312.6
VIC | CBTS66A | Cranbourne (AusNet) 66 kV | AusNet | Winter | Coincident | 2027 | POE50 | Operational-demand | NA | 289.652
VIC | CBTS66A | Cranbourne (AusNet) 66 kV | AusNet | Winter | Coincident | 2027 | POE10 | Operational-demand | NA | 288.461
VIC | CBTS66A | Cranbourne (AusNet) 66 kV | AusNet | Winter | Non-coincident | 2027 | POE50 | Operational-demand | NA | 325.7292
VIC | CBTS66A | Cranbourne (AusNet) 66 kV | AusNet | Winter | Non-coincident | 2027 | POE10 | Operational-demand | NA | 325.7292
VIC | CBTS66A | Cranbourne (AusNet) 66 kV | AusNet | Winter | Coincident | 2028 | POE50 | Operational-demand | NA | 296.2396
VIC | CBTS66A | Cranbourne (AusNet) 66 kV | AusNet | Winter | Coincident | 2028 | POE10 | Operational-demand | NA | 294.788
VIC | CBTS66A | Cranbourne (AusNet) 66 kV | AusNet | Winter | Non-coincident | 2028 | POE50 | Operational-demand | NA | 339.4098
VIC | CBTS66A | Cranbourne (AusNet) 66 kV | AusNet | Winter | Non-coincident | 2028 | POE10 | Operational-demand | NA | 339.4098
VIC | CBTS66A | Cranbourne (AusNet) 66 kV | AusNet | Winter | Coincident | 2029 | POE50 | Operational-demand | NA | 305.0195
VIC | CBTS66A | Cranbourne (AusNet) 66 kV | AusNet | Winter | Coincident | 2029 | POE10 | Operational-demand | NA | 303.4207
VIC | CBTS66A | Cranbourne (AusNet) 66 kV | AusNet | Winter | Non-coincident | 2029 | POE50 | Operational-demand | NA | 353.665
VIC | CBTS66A | Cranbourne (AusNet) 66 kV | AusNet | Winter | Non-coincident | 2029 | POE10 | Operational-demand | NA | 353.665
VIC | CBTS66A | Cranbourne (AusNet) 66 kV | AusNet | Winter | Coincident | 2030 | POE50 | Operational-demand | NA | 313.3644
VIC | CBTS66A | Cranbourne (AusNet) 66 kV | AusNet | Winter | Coincident | 2030 | POE10 | Operational-demand | NA | 311.7907
VIC | CBTS66A | Cranbourne (AusNet) 66 kV | AusNet | Winter | Non-coincident | 2030 | POE50 | Operational-demand | NA | 368.519
VIC | CBTS66A | Cranbourne (AusNet) 66 kV | AusNet | Winter | Non-coincident | 2030 | POE10 | Operational-demand | NA | 368.519
VIC | CBTS66A | Cranbourne (AusNet) 66 kV | AusNet | Winter | Coincident | 2031 | POE50 | Operational-demand | NA | 322.5247
VIC | CBTS66A | Cranbourne (AusNet) 66 kV | AusNet | Winter | Coincident | 2031 | POE10 | Operational-demand | NA | 320.8938
VIC | CBTS66A | Cranbourne (AusNet) 66 kV | AusNet | Winter | Non-coincident | 2031 | POE50 | Operational-demand | NA | 383.9968
VIC | CBTS66A | Cranbourne (AusNet) 66 kV | AusNet | Winter | Non-coincident | 2031 | POE10 | Operational-demand | NA | 383.9968
VIC | CBTS66A | Cranbourne (AusNet) 66 kV | AusNet | Winter | Coincident | 2032 | POE50 | Operational-demand | NA | 328.5585
VIC | CBTS66A | Cranbourne (AusNet) 66 kV | AusNet | Winter | Coincident | 2032 | POE10 | Operational-demand | NA | 327.5174
VIC | CBTS66A | Cranbourne (AusNet) 66 kV | AusNet | Winter | Non-coincident | 2032 | POE50 | Operational-demand | NA | 400.1246
VIC | CBTS66A | Cranbourne (AusNet) 66 kV | AusNet | Winter | Non-coincident | 2032 | POE10 | Operational-demand | NA | 400.1246
VIC | CBTS66A | Cranbourne (AusNet) 66 kV | AusNet | Winter | Coincident | 2033 | POE50 | Operational-demand | NA | 333.8708
VIC | CBTS66A | Cranbourne (AusNet) 66 kV | AusNet | Winter | Coincident | 2033 | POE10 | Operational-demand | NA | 332.7746
VIC | CBTS66A | Cranbourne (AusNet) 66 kV | AusNet | Winter | Non-coincident | 2033 | POE50 | Operational-demand | NA | 416.9299
VIC | CBTS66A | Cranbourne (AusNet) 66 kV | AusNet | Winter | Non-coincident | 2033 | POE10 | Operational-demand | NA | 416.9299
VIC | CBTS66A | Cranbourne (AusNet) 66 kV | AusNet | Winter | Coincident | 2034 | POE50 | Operational-demand | NA | 345.4985
VIC | CBTS66A | Cranbourne (AusNet) 66 kV | AusNet | Winter | Coincident | 2034 | POE10 | Operational-demand | NA | 344.1791
VIC | CBTS66A | Cranbourne (AusNet) 66 kV | AusNet | Winter | Non-coincident | 2034 | POE50 | Operational-demand | NA | 434.4409
VIC | CBTS66A | Cranbourne (AusNet) 66 kV | AusNet | Winter | Non-coincident | 2034 | POE10 | Operational-demand | NA | 434.4409
VIC | CBTS66U | Cranbourne (United Energy) 66 kV | United Energy | Shoulder | Coincident | 2019 | ACTUAL_OPG | Operational-demand | 39.9859 | NA
VIC | CBTS66U | Cranbourne (United Energy) 66 kV | United Energy | Shoulder | Coincident | 2019 | ACTUAL_RAW | Operational-demand | 39.9859 | NA
VIC | CBTS66U | Cranbourne (United Energy) 66 kV | United Energy | Shoulder | Non-coincident | 2019 | ACTUAL_RAW | Operational-demand | 39.8903 | NA
VIC | CBTS66U | Cranbourne (United Energy) 66 kV | United Energy | Shoulder | Non-coincident | 2019 | ACTUAL_OPG | Operational-demand | 39.8903 | NA
VIC | CBTS66U | Cranbourne (United Energy) 66 kV | United Energy | Shoulder | Non-coincident | 2019 | ACTUAL_ADJUSTEDOPG | Operational-demand | 39.8903 | NA
VIC | CBTS66U | Cranbourne (United Energy) 66 kV | United Energy | Shoulder | Coincident | 2020 | ACTUAL_OPG | Operational-demand | 47.3282 | NA
VIC | CBTS66U | Cranbourne (United Energy) 66 kV | United Energy | Shoulder | Coincident | 2020 | ACTUAL_RAW | Operational-demand | 47.3282 | NA
VIC | CBTS66U | Cranbourne (United Energy) 66 kV | United Energy | Shoulder | Non-coincident | 2020 | ACTUAL_RAW | Operational-demand | 40.5546 | NA
VIC | CBTS66U | Cranbourne (United Energy) 66 kV | United Energy | Shoulder | Non-coincident | 2020 | ACTUAL_OPG | Operational-demand | 40.5546 | NA
VIC | CBTS66U | Cranbourne (United Energy) 66 kV | United Energy | Shoulder | Non-coincident | 2020 | ACTUAL_ADJUSTEDOPG | Operational-demand | 40.5546 | NA
VIC | CBTS66U | Cranbourne (United Energy) 66 kV | United Energy | Shoulder | Coincident | 2021 | ACTUAL_OPG | Operational-demand | 49.3338 | NA
VIC | CBTS66U | Cranbourne (United Energy) 66 kV | United Energy | Shoulder | Coincident | 2021 | ACTUAL_RAW | Operational-demand | 49.3338 | NA
VIC | CBTS66U | Cranbourne (United Energy) 66 kV | United Energy | Shoulder | Non-coincident | 2021 | ACTUAL_RAW | Operational-demand | 33.115 | NA
VIC | CBTS66U | Cranbourne (United Energy) 66 kV | United Energy | Shoulder | Non-coincident | 2021 | ACTUAL_OPG | Operational-demand | 33.115 | NA
VIC | CBTS66U | Cranbourne (United Energy) 66 kV | United Energy | Shoulder | Non-coincident | 2021 | ACTUAL_ADJUSTEDOPG | Operational-demand | 33.115 | NA
VIC | CBTS66U | Cranbourne (United Energy) 66 kV | United Energy | Shoulder | Coincident | 2022 | ACTUAL_OPG | Operational-demand | 35.5525 | NA
VIC | CBTS66U | Cranbourne (United Energy) 66 kV | United Energy | Shoulder | Coincident | 2022 | ACTUAL_RAW | Operational-demand | 35.5525 | NA
VIC | CBTS66U | Cranbourne (United Energy) 66 kV | United Energy | Shoulder | Non-coincident | 2022 | ACTUAL_RAW | Operational-demand | 27.0474 | NA
VIC | CBTS66U | Cranbourne (United Energy) 66 kV | United Energy | Shoulder | Non-coincident | 2022 | ACTUAL_OPG | Operational-demand | 27.0474 | NA
VIC | CBTS66U | Cranbourne (United Energy) 66 kV | United Energy | Shoulder | Non-coincident | 2022 | ACTUAL_ADJUSTEDOPG | Operational-demand | 27.0474 | NA
VIC | CBTS66U | Cranbourne (United Energy) 66 kV | United Energy | Shoulder | Coincident | 2023 | ACTUAL_OPG | Operational-demand | 30.9492 | NA
VIC | CBTS66U | Cranbourne (United Energy) 66 kV | United Energy | Shoulder | Coincident | 2023 | ACTUAL_RAW | Operational-demand | 30.9492 | NA
VIC | CBTS66U | Cranbourne (United Energy) 66 kV | United Energy | Shoulder | Non-coincident | 2023 | ACTUAL_RAW | Operational-demand | 18.4224 | NA
VIC | CBTS66U | Cranbourne (United Energy) 66 kV | United Energy | Shoulder | Non-coincident | 2023 | ACTUAL_OPG | Operational-demand | 18.4224 | NA
VIC | CBTS66U | Cranbourne (United Energy) 66 kV | United Energy | Shoulder | Non-coincident | 2023 | ACTUAL_ADJUSTEDOPG | Operational-demand | 18.4224 | NA
VIC | CBTS66U | Cranbourne (United Energy) 66 kV | United Energy | Shoulder | Coincident | 2024 | ACTUAL_OPG | Operational-demand | 0.62327 | NA
VIC | CBTS66U | Cranbourne (United Energy) 66 kV | United Energy | Shoulder | Coincident | 2024 | ACTUAL_RAW | Operational-demand | 0.62327 | NA
VIC | CBTS66U | Cranbourne (United Energy) 66 kV | United Energy | Shoulder | Non-coincident | 2024 | ACTUAL_RAW | Operational-demand | -1.7001 | NA
VIC | CBTS66U | Cranbourne (United Energy) 66 kV | United Energy | Shoulder | Non-coincident | 2024 | ACTUAL_OPG | Operational-demand | -1.7001 | NA
VIC | CBTS66U | Cranbourne (United Energy) 66 kV | United Energy | Shoulder | Non-coincident | 2024 | ACTUAL_ADJUSTEDOPG | Operational-demand | -1.7001 | NA
VIC | CBTS66U | Cranbourne (United Energy) 66 kV | United Energy | Shoulder | Coincident | 2025 | ACTUAL_OPG | Operational-demand | -11.1027 | NA
VIC | CBTS66U | Cranbourne (United Energy) 66 kV | United Energy | Shoulder | Coincident | 2025 | ACTUAL_RAW | Operational-demand | -11.1027 | NA
VIC | CBTS66U | Cranbourne (United Energy) 66 kV | United Energy | Shoulder | Non-coincident | 2025 | ACTUAL_RAW | Operational-demand | -12.1972 | NA
VIC | CBTS66U | Cranbourne (United Energy) 66 kV | United Energy | Shoulder | Non-coincident | 2025 | ACTUAL_OPG | Operational-demand | -12.1972 | NA
VIC | CBTS66U | Cranbourne (United Energy) 66 kV | United Energy | Shoulder | Non-coincident | 2025 | ACTUAL_ADJUSTEDOPG | Operational-demand | -12.1972 | NA
VIC | CBTS66U | Cranbourne (United Energy) 66 kV | United Energy | Shoulder | Non-coincident | 2025 | BASEYEARPOE90 | Operational-demand | -11.9201 | NA
VIC | CBTS66U | Cranbourne (United Energy) 66 kV | United Energy | Shoulder | Non-coincident | 2025 | BASEYEARPOE50 | Operational-demand | -6.6001 | NA
VIC | CBTS66U | Cranbourne (United Energy) 66 kV | United Energy | Shoulder | Coincident_unreconciled | 2026 | POE50 | Operational-demand | -3.1229 | NA
VIC | CBTS66U | Cranbourne (United Energy) 66 kV | United Energy | Shoulder | Coincident_unreconciled | 2026 | POE90 | Operational-demand | -4.408 | NA
VIC | CBTS66U | Cranbourne (United Energy) 66 kV | United Energy | Shoulder | Non-coincident | 2026 | POE50 | Operational-demand | -11.4887 | NA
VIC | CBTS66U | Cranbourne (United Energy) 66 kV | United Energy | Shoulder | Non-coincident | 2026 | POE90 | Operational-demand | -16.2166 | NA
VIC | CBTS66U | Cranbourne (United Energy) 66 kV | United Energy | Shoulder | Coincident_unreconciled | 2027 | POE50 | Operational-demand | -5.1751 | NA
VIC | CBTS66U | Cranbourne (United Energy) 66 kV | United Energy | Shoulder | Coincident_unreconciled | 2027 | POE90 | Operational-demand | -6.464 | NA
VIC | CBTS66U | Cranbourne (United Energy) 66 kV | United Energy | Shoulder | Non-coincident | 2027 | POE50 | Operational-demand | -19.0386 | NA
VIC | CBTS66U | Cranbourne (United Energy) 66 kV | United Energy | Shoulder | Non-coincident | 2027 | POE90 | Operational-demand | -23.7801 | NA
VIC | CBTS66U | Cranbourne (United Energy) 66 kV | United Energy | Shoulder | Coincident_unreconciled | 2028 | POE50 | Operational-demand | -7.788 | NA
VIC | CBTS66U | Cranbourne (United Energy) 66 kV | United Energy | Shoulder | Coincident_unreconciled | 2028 | POE90 | Operational-demand | -9.0806 | NA
VIC | CBTS66U | Cranbourne (United Energy) 66 kV | United Energy | Shoulder | Non-coincident | 2028 | POE50 | Operational-demand | -28.651 | NA
VIC | CBTS66U | Cranbourne (United Energy) 66 kV | United Energy | Shoulder | Non-coincident | 2028 | POE90 | Operational-demand | -33.4062 | NA
VIC | CBTS66U | Cranbourne (United Energy) 66 kV | United Energy | Shoulder | Coincident_unreconciled | 2029 | POE50 | Operational-demand | -10.1637 | NA
VIC | CBTS66U | Cranbourne (United Energy) 66 kV | United Energy | Shoulder | Coincident_unreconciled | 2029 | POE90 | Operational-demand | -11.4601 | NA
VIC | CBTS66U | Cranbourne (United Energy) 66 kV | United Energy | Shoulder | Non-coincident | 2029 | POE50 | Operational-demand | -37.3911 | NA
VIC | CBTS66U | Cranbourne (United Energy) 66 kV | United Energy | Shoulder | Non-coincident | 2029 | POE90 | Operational-demand | -42.16 | NA
VIC | CBTS66U | Cranbourne (United Energy) 66 kV | United Energy | Shoulder | Coincident_unreconciled | 2030 | POE50 | Operational-demand | -12.4761 | NA
VIC | CBTS66U | Cranbourne (United Energy) 66 kV | United Energy | Shoulder | Coincident_unreconciled | 2030 | POE90 | Operational-demand | -13.7761 | NA
VIC | CBTS66U | Cranbourne (United Energy) 66 kV | United Energy | Shoulder | Non-coincident | 2030 | POE50 | Operational-demand | -45.8978 | NA
VIC | CBTS66U | Cranbourne (United Energy) 66 kV | United Energy | Shoulder | Non-coincident | 2030 | POE90 | Operational-demand | -50.6805 | NA
VIC | CBTS66U | Cranbourne (United Energy) 66 kV | United Energy | Shoulder | Coincident_unreconciled | 2031 | POE50 | Operational-demand | -14.724 | NA
VIC | CBTS66U | Cranbourne (United Energy) 66 kV | United Energy | Shoulder | Coincident_unreconciled | 2031 | POE90 | Operational-demand | -16.0278 | NA
VIC | CBTS66U | Cranbourne (United Energy) 66 kV | United Energy | Shoulder | Non-coincident | 2031 | POE50 | Operational-demand | -54.1677 | NA
VIC | CBTS66U | Cranbourne (United Energy) 66 kV | United Energy | Shoulder | Non-coincident | 2031 | POE90 | Operational-demand | -58.9641 | NA
VIC | CBTS66U | Cranbourne (United Energy) 66 kV | United Energy | Shoulder | Coincident_unreconciled | 2032 | POE50 | Operational-demand | -16.5223 | NA
VIC | CBTS66U | Cranbourne (United Energy) 66 kV | United Energy | Shoulder | Coincident_unreconciled | 2032 | POE90 | Operational-demand | -17.8298 | NA
VIC | CBTS66U | Cranbourne (United Energy) 66 kV | United Energy | Shoulder | Non-coincident | 2032 | POE50 | Operational-demand | -60.7833 | NA
VIC | CBTS66U | Cranbourne (United Energy) 66 kV | United Energy | Shoulder | Non-coincident | 2032 | POE90 | Operational-demand | -65.5936 | NA
VIC | CBTS66U | Cranbourne (United Energy) 66 kV | United Energy | Shoulder | Coincident_unreconciled | 2033 | POE50 | Operational-demand | -17.9462 | NA
VIC | CBTS66U | Cranbourne (United Energy) 66 kV | United Energy | Shoulder | Coincident_unreconciled | 2033 | POE90 | Operational-demand | -19.2576 | NA
VIC | CBTS66U | Cranbourne (United Energy) 66 kV | United Energy | Shoulder | Non-coincident | 2033 | POE50 | Operational-demand | -66.0218 | NA
VIC | CBTS66U | Cranbourne (United Energy) 66 kV | United Energy | Shoulder | Non-coincident | 2033 | POE90 | Operational-demand | -70.846 | NA
VIC | CBTS66U | Cranbourne (United Energy) 66 kV | United Energy | Shoulder | Coincident_unreconciled | 2034 | POE50 | Operational-demand | -19.2781 | NA
VIC | CBTS66U | Cranbourne (United Energy) 66 kV | United Energy | Shoulder | Coincident_unreconciled | 2034 | POE90 | Operational-demand | -20.5932 | NA
VIC | CBTS66U | Cranbourne (United Energy) 66 kV | United Energy | Shoulder | Non-coincident | 2034 | POE50 | Operational-demand | -70.9215 | NA
VIC | CBTS66U | Cranbourne (United Energy) 66 kV | United Energy | Shoulder | Non-coincident | 2034 | POE90 | Operational-demand | -75.7598 | NA
VIC | CBTS66U | Cranbourne (United Energy) 66 kV | United Energy | Shoulder | Coincident_unreconciled | 2035 | POE50 | Operational-demand | -20.691 | NA
VIC | CBTS66U | Cranbourne (United Energy) 66 kV | United Energy | Shoulder | Coincident_unreconciled | 2035 | POE90 | Operational-demand | -22.0099 | NA
VIC | CBTS66U | Cranbourne (United Energy) 66 kV | United Energy | Shoulder | Non-coincident | 2035 | POE50 | Operational-demand | -76.1193 | NA
VIC | CBTS66U | Cranbourne (United Energy) 66 kV | United Energy | Shoulder | Non-coincident | 2035 | POE90 | Operational-demand | -80.9716 | NA
VIC | CBTS66U | Cranbourne (United Energy) 66 kV | United Energy | Summer | Coincident | 2019 | ACTUAL_OPG | Operational-demand | 48.7142 | 159.4584
VIC | CBTS66U | Cranbourne (United Energy) 66 kV | United Energy | Summer | Coincident | 2019 | ACTUAL_RAW | Operational-demand | 48.7142 | 159.4584
VIC | CBTS66U | Cranbourne (United Energy) 66 kV | United Energy | Summer | Non-coincident | 2019 | ACTUAL_RAW | Operational-demand | 35.4424 | 164.4845
VIC | CBTS66U | Cranbourne (United Energy) 66 kV | United Energy | Summer | Non-coincident | 2019 | ACTUAL_OPG | Operational-demand | 35.4424 | 164.4845
VIC | CBTS66U | Cranbourne (United Energy) 66 kV | United Energy | Summer | Non-coincident | 2019 | ACTUAL_ADJUSTEDOPG | Operational-demand | 35.4424 | 164.4845
VIC | CBTS66U | Cranbourne (United Energy) 66 kV | United Energy | Summer | Coincident | 2020 | ACTUAL_OPG | Operational-demand | 35.8914 | 158.1789
VIC | CBTS66U | Cranbourne (United Energy) 66 kV | United Energy | Summer | Coincident | 2020 | ACTUAL_RAW | Operational-demand | 35.8914 | 158.1789
VIC | CBTS66U | Cranbourne (United Energy) 66 kV | United Energy | Summer | Non-coincident | 2020 | ACTUAL_RAW | Operational-demand | 32.3885 | 170.8798
VIC | CBTS66U | Cranbourne (United Energy) 66 kV | United Energy | Summer | Non-coincident | 2020 | ACTUAL_OPG | Operational-demand | 32.3885 | 170.8798
VIC | CBTS66U | Cranbourne (United Energy) 66 kV | United Energy | Summer | Non-coincident | 2020 | ACTUAL_ADJUSTEDOPG | Operational-demand | 32.3885 | 170.5111
VIC | CBTS66U | Cranbourne (United Energy) 66 kV | United Energy | Summer | Coincident | 2021 | ACTUAL_OPG | Operational-demand | 22.9312 | 141.2621
VIC | CBTS66U | Cranbourne (United Energy) 66 kV | United Energy | Summer | Coincident | 2021 | ACTUAL_RAW | Operational-demand | 22.9312 | 141.2621
VIC | CBTS66U | Cranbourne (United Energy) 66 kV | United Energy | Summer | Non-coincident | 2021 | ACTUAL_RAW | Operational-demand | 22.7728 | 147.9479
VIC | CBTS66U | Cranbourne (United Energy) 66 kV | United Energy | Summer | Non-coincident | 2021 | ACTUAL_OPG | Operational-demand | 22.7728 | 147.9479
VIC | CBTS66U | Cranbourne (United Energy) 66 kV | United Energy | Summer | Non-coincident | 2021 | ACTUAL_ADJUSTEDOPG | Operational-demand | 22.7728 | 147.9479
VIC | CBTS66U | Cranbourne (United Energy) 66 kV | United Energy | Summer | Coincident | 2022 | ACTUAL_OPG | Operational-demand | 26.4671 | 149.5655
VIC | CBTS66U | Cranbourne (United Energy) 66 kV | United Energy | Summer | Coincident | 2022 | ACTUAL_RAW | Operational-demand | 26.4671 | 149.5655
VIC | CBTS66U | Cranbourne (United Energy) 66 kV | United Energy | Summer | Non-coincident | 2022 | ACTUAL_RAW | Operational-demand | 24.0424 | 156.6885
VIC | CBTS66U | Cranbourne (United Energy) 66 kV | United Energy | Summer | Non-coincident | 2022 | ACTUAL_OPG | Operational-demand | 24.0424 | 156.6885
VIC | CBTS66U | Cranbourne (United Energy) 66 kV | United Energy | Summer | Non-coincident | 2022 | ACTUAL_ADJUSTEDOPG | Operational-demand | 24.0424 | 156.6885
VIC | CBTS66U | Cranbourne (United Energy) 66 kV | United Energy | Summer | Coincident | 2023 | ACTUAL_OPG | Operational-demand | 30.4675 | 157.6007
VIC | CBTS66U | Cranbourne (United Energy) 66 kV | United Energy | Summer | Coincident | 2023 | ACTUAL_RAW | Operational-demand | 30.4675 | 157.6007
VIC | CBTS66U | Cranbourne (United Energy) 66 kV | United Energy | Summer | Non-coincident | 2023 | ACTUAL_RAW | Operational-demand | 25.6153 | 162.731
VIC | CBTS66U | Cranbourne (United Energy) 66 kV | United Energy | Summer | Non-coincident | 2023 | ACTUAL_OPG | Operational-demand | 25.6153 | 162.731
VIC | CBTS66U | Cranbourne (United Energy) 66 kV | United Energy | Summer | Non-coincident | 2023 | ACTUAL_ADJUSTEDOPG | Operational-demand | 25.6153 | 162.731
VIC | CBTS66U | Cranbourne (United Energy) 66 kV | United Energy | Summer | Coincident | 2024 | ACTUAL_OPG | Operational-demand | -17.536 | 166.8186
VIC | CBTS66U | Cranbourne (United Energy) 66 kV | United Energy | Summer | Coincident | 2024 | ACTUAL_RAW | Operational-demand | -17.536 | 166.8186
VIC | CBTS66U | Cranbourne (United Energy) 66 kV | United Energy | Summer | Non-coincident | 2024 | ACTUAL_RAW | Operational-demand | -18.2948 | 183.2017
VIC | CBTS66U | Cranbourne (United Energy) 66 kV | United Energy | Summer | Non-coincident | 2024 | ACTUAL_OPG | Operational-demand | -18.2948 | 183.2017
VIC | CBTS66U | Cranbourne (United Energy) 66 kV | United Energy | Summer | Non-coincident | 2024 | ACTUAL_ADJUSTEDOPG | Operational-demand | -18.2948 | 183.2017
VIC | CBTS66U | Cranbourne (United Energy) 66 kV | United Energy | Summer | Coincident | 2025 | ACTUAL_OPG | Operational-demand | -21.6884 | 167.8635
VIC | CBTS66U | Cranbourne (United Energy) 66 kV | United Energy | Summer | Coincident | 2025 | ACTUAL_RAW | Operational-demand | -21.6884 | 167.8635
VIC | CBTS66U | Cranbourne (United Energy) 66 kV | United Energy | Summer | Non-coincident | 2025 | ACTUAL_RAW | Operational-demand | -21.8523 | 177.0998
VIC | CBTS66U | Cranbourne (United Energy) 66 kV | United Energy | Summer | Non-coincident | 2025 | ACTUAL_OPG | Operational-demand | -21.8523 | 177.0998
VIC | CBTS66U | Cranbourne (United Energy) 66 kV | United Energy | Summer | Non-coincident | 2025 | ACTUAL_ADJUSTEDOPG | Operational-demand | -21.8523 | 177.0998
VIC | CBTS66U | Cranbourne (United Energy) 66 kV | United Energy | Summer | Non-coincident | 2025 | BASEYEARPOE90 | Operational-demand | -17.1673 | NA
VIC | CBTS66U | Cranbourne (United Energy) 66 kV | United Energy | Summer | Non-coincident | 2025 | BASEYEARPOE50 | Operational-demand | -13.9701 | 171.3889
VIC | CBTS66U | Cranbourne (United Energy) 66 kV | United Energy | Summer | Coincident_unreconciled | 2026 | POE50 | Operational-demand | -17.2611 | NA
VIC | CBTS66U | Cranbourne (United Energy) 66 kV | United Energy | Summer | Coincident_unreconciled | 2026 | POE90 | Operational-demand | -19.147 | NA
VIC | CBTS66U | Cranbourne (United Energy) 66 kV | United Energy | Summer | Non-coincident | 2026 | POE50 | Operational-demand | -17.6943 | 174.13
VIC | CBTS66U | Cranbourne (United Energy) 66 kV | United Energy | Summer | Non-coincident | 2026 | POE90 | Operational-demand | -19.6276 | NA
VIC | CBTS66U | Cranbourne (United Energy) 66 kV | United Energy | Summer | Coincident_unreconciled | 2027 | POE50 | Operational-demand | -24.8931 | NA
VIC | CBTS66U | Cranbourne (United Energy) 66 kV | United Energy | Summer | Coincident_unreconciled | 2027 | POE90 | Operational-demand | -26.7846 | NA
VIC | CBTS66U | Cranbourne (United Energy) 66 kV | United Energy | Summer | Non-coincident | 2027 | POE50 | Operational-demand | -25.5179 | 174.7121
VIC | CBTS66U | Cranbourne (United Energy) 66 kV | United Energy | Summer | Non-coincident | 2027 | POE90 | Operational-demand | -27.4569 | NA
VIC | CBTS66U | Cranbourne (United Energy) 66 kV | United Energy | Summer | Coincident_unreconciled | 2028 | POE50 | Operational-demand | -34.614 | NA
VIC | CBTS66U | Cranbourne (United Energy) 66 kV | United Energy | Summer | Coincident_unreconciled | 2028 | POE90 | Operational-demand | -36.5111 | NA
VIC | CBTS66U | Cranbourne (United Energy) 66 kV | United Energy | Summer | Non-coincident | 2028 | POE50 | Operational-demand | -35.4828 | 174.1755
VIC | CBTS66U | Cranbourne (United Energy) 66 kV | United Energy | Summer | Non-coincident | 2028 | POE90 | Operational-demand | -37.4275 | NA
VIC | CBTS66U | Cranbourne (United Energy) 66 kV | United Energy | Summer | Coincident_unreconciled | 2029 | POE50 | Operational-demand | -43.3485 | NA
VIC | CBTS66U | Cranbourne (United Energy) 66 kV | United Energy | Summer | Coincident_unreconciled | 2029 | POE90 | Operational-demand | -45.2512 | NA
VIC | CBTS66U | Cranbourne (United Energy) 66 kV | United Energy | Summer | Non-coincident | 2029 | POE50 | Operational-demand | -44.4366 | 173.8675
VIC | CBTS66U | Cranbourne (United Energy) 66 kV | United Energy | Summer | Non-coincident | 2029 | POE90 | Operational-demand | -46.387 | NA
VIC | CBTS66U | Cranbourne (United Energy) 66 kV | United Energy | Summer | Coincident_unreconciled | 2030 | POE50 | Operational-demand | -51.9295 | NA
VIC | CBTS66U | Cranbourne (United Energy) 66 kV | United Energy | Summer | Coincident_unreconciled | 2030 | POE90 | Operational-demand | -53.8377 | NA
VIC | CBTS66U | Cranbourne (United Energy) 66 kV | United Energy | Summer | Non-coincident | 2030 | POE50 | Operational-demand | -53.2329 | 173.6835
VIC | CBTS66U | Cranbourne (United Energy) 66 kV | United Energy | Summer | Non-coincident | 2030 | POE90 | Operational-demand | -55.1891 | NA
VIC | CBTS66U | Cranbourne (United Energy) 66 kV | United Energy | Summer | Coincident_unreconciled | 2031 | POE50 | Operational-demand | -60.2894 | NA
VIC | CBTS66U | Cranbourne (United Energy) 66 kV | United Energy | Summer | Coincident_unreconciled | 2031 | POE90 | Operational-demand | -62.2033 | NA
VIC | CBTS66U | Cranbourne (United Energy) 66 kV | United Energy | Summer | Non-coincident | 2031 | POE50 | Operational-demand | -61.8027 | 173.5305
VIC | CBTS66U | Cranbourne (United Energy) 66 kV | United Energy | Summer | Non-coincident | 2031 | POE90 | Operational-demand | -63.7646 | NA
VIC | CBTS66U | Cranbourne (United Energy) 66 kV | United Energy | Summer | Coincident_unreconciled | 2032 | POE50 | Operational-demand | -66.9395 | NA
VIC | CBTS66U | Cranbourne (United Energy) 66 kV | United Energy | Summer | Coincident_unreconciled | 2032 | POE90 | Operational-demand | -68.859 | NA
VIC | CBTS66U | Cranbourne (United Energy) 66 kV | United Energy | Summer | Non-coincident | 2032 | POE50 | Operational-demand | -68.6197 | 173.6801
VIC | CBTS66U | Cranbourne (United Energy) 66 kV | United Energy | Summer | Non-coincident | 2032 | POE90 | Operational-demand | -70.5874 | NA
VIC | CBTS66U | Cranbourne (United Energy) 66 kV | United Energy | Summer | Coincident_unreconciled | 2033 | POE50 | Operational-demand | -72.2264 | NA
VIC | CBTS66U | Cranbourne (United Energy) 66 kV | United Energy | Summer | Coincident_unreconciled | 2033 | POE90 | Operational-demand | -74.1516 | NA
VIC | CBTS66U | Cranbourne (United Energy) 66 kV | United Energy | Summer | Non-coincident | 2033 | POE50 | Operational-demand | -74.0393 | 174.0424
VIC | CBTS66U | Cranbourne (United Energy) 66 kV | United Energy | Summer | Non-coincident | 2033 | POE90 | Operational-demand | -76.0128 | NA
VIC | CBTS66U | Cranbourne (United Energy) 66 kV | United Energy | Summer | Coincident_unreconciled | 2034 | POE50 | Operational-demand | -77.192 | NA
VIC | CBTS66U | Cranbourne (United Energy) 66 kV | United Energy | Summer | Coincident_unreconciled | 2034 | POE90 | Operational-demand | -79.1228 | NA
VIC | CBTS66U | Cranbourne (United Energy) 66 kV | United Energy | Summer | Non-coincident | 2034 | POE50 | Operational-demand | -79.1295 | 174.4553
VIC | CBTS66U | Cranbourne (United Energy) 66 kV | United Energy | Summer | Non-coincident | 2034 | POE90 | Operational-demand | -81.1089 | NA
VIC | CBTS66U | Cranbourne (United Energy) 66 kV | United Energy | Summer | Coincident_unreconciled | 2035 | POE50 | Operational-demand | -82.4614 | NA
VIC | CBTS66U | Cranbourne (United Energy) 66 kV | United Energy | Summer | Coincident_unreconciled | 2035 | POE90 | Operational-demand | -84.3979 | NA
VIC | CBTS66U | Cranbourne (United Energy) 66 kV | United Energy | Summer | Non-coincident | 2035 | POE50 | Operational-demand | -84.5312 | 174.8312
VIC | CBTS66U | Cranbourne (United Energy) 66 kV | United Energy | Summer | Non-coincident | 2035 | POE90 | Operational-demand | -86.5164 | NA
VIC | CBTS66U | Cranbourne (United Energy) 66 kV | United Energy | Summer | Non-coincident | 2025 | BASEYEARPOE10 | Operational-demand | NA | 192.7582
VIC | CBTS66U | Cranbourne (United Energy) 66 kV | United Energy | Summer | Coincident | 2026 | POE10 | Operational-demand | NA | 179.6454
VIC | CBTS66U | Cranbourne (United Energy) 66 kV | United Energy | Summer | Coincident | 2026 | POE50 | Operational-demand | NA | 159.9663
VIC | CBTS66U | Cranbourne (United Energy) 66 kV | United Energy | Summer | Non-coincident | 2026 | POE10 | Operational-demand | NA | 201.5656
VIC | CBTS66U | Cranbourne (United Energy) 66 kV | United Energy | Summer | Coincident | 2027 | POE10 | Operational-demand | NA | 175.488
VIC | CBTS66U | Cranbourne (United Energy) 66 kV | United Energy | Summer | Coincident | 2027 | POE50 | Operational-demand | NA | 155.2175
VIC | CBTS66U | Cranbourne (United Energy) 66 kV | United Energy | Summer | Non-coincident | 2027 | POE10 | Operational-demand | NA | 202.226
VIC | CBTS66U | Cranbourne (United Energy) 66 kV | United Energy | Summer | Coincident | 2028 | POE10 | Operational-demand | NA | 170.8882
VIC | CBTS66U | Cranbourne (United Energy) 66 kV | United Energy | Summer | Coincident | 2028 | POE50 | Operational-demand | NA | 149.8973
VIC | CBTS66U | Cranbourne (United Energy) 66 kV | United Energy | Summer | Non-coincident | 2028 | POE10 | Operational-demand | NA | 201.7685
VIC | CBTS66U | Cranbourne (United Energy) 66 kV | United Energy | Summer | Coincident | 2029 | POE10 | Operational-demand | NA | 167.6487
VIC | CBTS66U | Cranbourne (United Energy) 66 kV | United Energy | Summer | Coincident | 2029 | POE50 | Operational-demand | NA | 147.0546
VIC | CBTS66U | Cranbourne (United Energy) 66 kV | United Energy | Summer | Non-coincident | 2029 | POE10 | Operational-demand | NA | 201.5396
VIC | CBTS66U | Cranbourne (United Energy) 66 kV | United Energy | Summer | Coincident | 2030 | POE10 | Operational-demand | NA | 165.0969
VIC | CBTS66U | Cranbourne (United Energy) 66 kV | United Energy | Summer | Coincident | 2030 | POE50 | Operational-demand | NA | 144.2879
VIC | CBTS66U | Cranbourne (United Energy) 66 kV | United Energy | Summer | Non-coincident | 2030 | POE10 | Operational-demand | NA | 201.4347
VIC | CBTS66U | Cranbourne (United Energy) 66 kV | United Energy | Summer | Coincident | 2031 | POE10 | Operational-demand | NA | 160.8498
VIC | CBTS66U | Cranbourne (United Energy) 66 kV | United Energy | Summer | Coincident | 2031 | POE50 | Operational-demand | NA | 141.1845
VIC | CBTS66U | Cranbourne (United Energy) 66 kV | United Energy | Summer | Non-coincident | 2031 | POE10 | Operational-demand | NA | 201.3608
VIC | CBTS66U | Cranbourne (United Energy) 66 kV | United Energy | Summer | Coincident | 2032 | POE10 | Operational-demand | NA | 156.2234
VIC | CBTS66U | Cranbourne (United Energy) 66 kV | United Energy | Summer | Coincident | 2032 | POE50 | Operational-demand | NA | 136.8068
VIC | CBTS66U | Cranbourne (United Energy) 66 kV | United Energy | Summer | Non-coincident | 2032 | POE10 | Operational-demand | NA | 201.5904
VIC | CBTS66U | Cranbourne (United Energy) 66 kV | United Energy | Summer | Coincident | 2033 | POE10 | Operational-demand | NA | 152.8999
VIC | CBTS66U | Cranbourne (United Energy) 66 kV | United Energy | Summer | Coincident | 2033 | POE50 | Operational-demand | NA | 132.6287
VIC | CBTS66U | Cranbourne (United Energy) 66 kV | United Energy | Summer | Non-coincident | 2033 | POE10 | Operational-demand | NA | 202.0334
VIC | CBTS66U | Cranbourne (United Energy) 66 kV | United Energy | Summer | Coincident | 2034 | POE10 | Operational-demand | NA | 151.6824
VIC | CBTS66U | Cranbourne (United Energy) 66 kV | United Energy | Summer | Coincident | 2034 | POE50 | Operational-demand | NA | 131.6918
VIC | CBTS66U | Cranbourne (United Energy) 66 kV | United Energy | Summer | Non-coincident | 2034 | POE10 | Operational-demand | NA | 202.527
VIC | CBTS66U | Cranbourne (United Energy) 66 kV | United Energy | Summer | Coincident | 2035 | POE10 | Operational-demand | NA | 151.0889
VIC | CBTS66U | Cranbourne (United Energy) 66 kV | United Energy | Summer | Coincident | 2035 | POE50 | Operational-demand | NA | 131.1759
VIC | CBTS66U | Cranbourne (United Energy) 66 kV | United Energy | Summer | Non-coincident | 2035 | POE10 | Operational-demand | NA | 202.9836
VIC | CBTS66U | Cranbourne (United Energy) 66 kV | United Energy | Winter | Coincident | 2018 | ACTUAL_OPG | Operational-demand | NA | 123.1225
VIC | CBTS66U | Cranbourne (United Energy) 66 kV | United Energy | Winter | Coincident | 2018 | ACTUAL_RAW | Operational-demand | NA | 123.1225
VIC | CBTS66U | Cranbourne (United Energy) 66 kV | United Energy | Winter | Non-coincident | 2018 | ACTUAL_RAW | Operational-demand | NA | 124.7176
VIC | CBTS66U | Cranbourne (United Energy) 66 kV | United Energy | Winter | Non-coincident | 2018 | ACTUAL_OPG | Operational-demand | NA | 124.7176
VIC | CBTS66U | Cranbourne (United Energy) 66 kV | United Energy | Winter | Non-coincident | 2018 | ACTUAL_ADJUSTEDOPG | Operational-demand | NA | 124.7176
VIC | CBTS66U | Cranbourne (United Energy) 66 kV | United Energy | Winter | Coincident | 2019 | ACTUAL_OPG | Operational-demand | NA | 127.7363
VIC | CBTS66U | Cranbourne (United Energy) 66 kV | United Energy | Winter | Coincident | 2019 | ACTUAL_RAW | Operational-demand | NA | 127.7363
VIC | CBTS66U | Cranbourne (United Energy) 66 kV | United Energy | Winter | Non-coincident | 2019 | ACTUAL_RAW | Operational-demand | NA | 129.0183
VIC | CBTS66U | Cranbourne (United Energy) 66 kV | United Energy | Winter | Non-coincident | 2019 | ACTUAL_OPG | Operational-demand | NA | 129.0183
VIC | CBTS66U | Cranbourne (United Energy) 66 kV | United Energy | Winter | Non-coincident | 2019 | ACTUAL_ADJUSTEDOPG | Operational-demand | NA | 129.0183
VIC | CBTS66U | Cranbourne (United Energy) 66 kV | United Energy | Winter | Coincident | 2020 | ACTUAL_OPG | Operational-demand | NA | 137.1083
VIC | CBTS66U | Cranbourne (United Energy) 66 kV | United Energy | Winter | Coincident | 2020 | ACTUAL_RAW | Operational-demand | NA | 137.1083
VIC | CBTS66U | Cranbourne (United Energy) 66 kV | United Energy | Winter | Non-coincident | 2020 | ACTUAL_RAW | Operational-demand | NA | 137.1083
VIC | CBTS66U | Cranbourne (United Energy) 66 kV | United Energy | Winter | Non-coincident | 2020 | ACTUAL_OPG | Operational-demand | NA | 137.1083
VIC | CBTS66U | Cranbourne (United Energy) 66 kV | United Energy | Winter | Non-coincident | 2020 | ACTUAL_ADJUSTEDOPG | Operational-demand | NA | 137.1083
VIC | CBTS66U | Cranbourne (United Energy) 66 kV | United Energy | Winter | Coincident | 2021 | ACTUAL_OPG | Operational-demand | NA | 136.4226
VIC | CBTS66U | Cranbourne (United Energy) 66 kV | United Energy | Winter | Coincident | 2021 | ACTUAL_RAW | Operational-demand | NA | 136.4226
VIC | CBTS66U | Cranbourne (United Energy) 66 kV | United Energy | Winter | Non-coincident | 2021 | ACTUAL_RAW | Operational-demand | NA | 140.1724
VIC | CBTS66U | Cranbourne (United Energy) 66 kV | United Energy | Winter | Non-coincident | 2021 | ACTUAL_OPG | Operational-demand | NA | 140.1724
VIC | CBTS66U | Cranbourne (United Energy) 66 kV | United Energy | Winter | Non-coincident | 2021 | ACTUAL_ADJUSTEDOPG | Operational-demand | NA | 140.1724
VIC | CBTS66U | Cranbourne (United Energy) 66 kV | United Energy | Winter | Coincident | 2022 | ACTUAL_OPG | Operational-demand | NA | 146.3535
VIC | CBTS66U | Cranbourne (United Energy) 66 kV | United Energy | Winter | Coincident | 2022 | ACTUAL_RAW | Operational-demand | NA | 146.3535
VIC | CBTS66U | Cranbourne (United Energy) 66 kV | United Energy | Winter | Non-coincident | 2022 | ACTUAL_RAW | Operational-demand | NA | 146.3535
VIC | CBTS66U | Cranbourne (United Energy) 66 kV | United Energy | Winter | Non-coincident | 2022 | ACTUAL_OPG | Operational-demand | NA | 146.3535
VIC | CBTS66U | Cranbourne (United Energy) 66 kV | United Energy | Winter | Non-coincident | 2022 | ACTUAL_ADJUSTEDOPG | Operational-demand | NA | 146.3535
VIC | CBTS66U | Cranbourne (United Energy) 66 kV | United Energy | Winter | Coincident | 2023 | ACTUAL_OPG | Operational-demand | NA | 144.203
VIC | CBTS66U | Cranbourne (United Energy) 66 kV | United Energy | Winter | Coincident | 2023 | ACTUAL_RAW | Operational-demand | NA | 144.203
VIC | CBTS66U | Cranbourne (United Energy) 66 kV | United Energy | Winter | Non-coincident | 2023 | ACTUAL_RAW | Operational-demand | NA | 144.203
VIC | CBTS66U | Cranbourne (United Energy) 66 kV | United Energy | Winter | Non-coincident | 2023 | ACTUAL_OPG | Operational-demand | NA | 144.203
VIC | CBTS66U | Cranbourne (United Energy) 66 kV | United Energy | Winter | Non-coincident | 2023 | ACTUAL_ADJUSTEDOPG | Operational-demand | NA | 144.203
VIC | CBTS66U | Cranbourne (United Energy) 66 kV | United Energy | Winter | Coincident | 2024 | ACTUAL_OPG | Operational-demand | NA | 155.8876
VIC | CBTS66U | Cranbourne (United Energy) 66 kV | United Energy | Winter | Coincident | 2024 | ACTUAL_RAW | Operational-demand | NA | 155.8876
VIC | CBTS66U | Cranbourne (United Energy) 66 kV | United Energy | Winter | Non-coincident | 2024 | ACTUAL_RAW | Operational-demand | NA | 157.1381
VIC | CBTS66U | Cranbourne (United Energy) 66 kV | United Energy | Winter | Non-coincident | 2024 | ACTUAL_OPG | Operational-demand | NA | 157.1381
VIC | CBTS66U | Cranbourne (United Energy) 66 kV | United Energy | Winter | Non-coincident | 2024 | ACTUAL_ADJUSTEDOPG | Operational-demand | NA | 157.1381
VIC | CBTS66U | Cranbourne (United Energy) 66 kV | United Energy | Winter | Coincident | 2025 | POE10 | Operational-demand | NA | 161.0742
VIC | CBTS66U | Cranbourne (United Energy) 66 kV | United Energy | Winter | Coincident | 2025 | POE50 | Operational-demand | NA | 158.76
VIC | CBTS66U | Cranbourne (United Energy) 66 kV | United Energy | Winter | Non-coincident | 2025 | ACTUAL_RAW | Operational-demand | NA | 159.6944
VIC | CBTS66U | Cranbourne (United Energy) 66 kV | United Energy | Winter | Non-coincident | 2025 | ACTUAL_ADJUSTEDOPG | Operational-demand | NA | 159.6944
VIC | CBTS66U | Cranbourne (United Energy) 66 kV | United Energy | Winter | Non-coincident | 2025 | BASEYEARPOE50 | Operational-demand | NA | 130.3286
VIC | CBTS66U | Cranbourne (United Energy) 66 kV | United Energy | Winter | Non-coincident | 2025 | BASEYEARPOE10 | Operational-demand | NA | 134.2542
VIC | CBTS66U | Cranbourne (United Energy) 66 kV | United Energy | Winter | Non-coincident | 2025 | POE10 | Operational-demand | NA | 168.8766
VIC | CBTS66U | Cranbourne (United Energy) 66 kV | United Energy | Winter | Non-coincident | 2025 | POE50 | Operational-demand | NA | 165
VIC | CBTS66U | Cranbourne (United Energy) 66 kV | United Energy | Winter | Coincident | 2026 | POE10 | Operational-demand | NA | 157.9374
VIC | CBTS66U | Cranbourne (United Energy) 66 kV | United Energy | Winter | Coincident | 2026 | POE50 | Operational-demand | NA | 155.43
VIC | CBTS66U | Cranbourne (United Energy) 66 kV | United Energy | Winter | Non-coincident | 2026 | POE10 | Operational-demand | NA | 171.8934
VIC | CBTS66U | Cranbourne (United Energy) 66 kV | United Energy | Winter | Non-coincident | 2026 | POE50 | Operational-demand | NA | 168.0058
VIC | CBTS66U | Cranbourne (United Energy) 66 kV | United Energy | Winter | Coincident | 2027 | POE10 | Operational-demand | NA | 153.4437
VIC | CBTS66U | Cranbourne (United Energy) 66 kV | United Energy | Winter | Coincident | 2027 | POE50 | Operational-demand | NA | 150.6403
VIC | CBTS66U | Cranbourne (United Energy) 66 kV | United Energy | Winter | Non-coincident | 2027 | POE10 | Operational-demand | NA | 173.3405
VIC | CBTS66U | Cranbourne (United Energy) 66 kV | United Energy | Winter | Non-coincident | 2027 | POE50 | Operational-demand | NA | 169.4416
VIC | CBTS66U | Cranbourne (United Energy) 66 kV | United Energy | Winter | Coincident | 2028 | POE10 | Operational-demand | NA | 151.0126
VIC | CBTS66U | Cranbourne (United Energy) 66 kV | United Energy | Winter | Coincident | 2028 | POE50 | Operational-demand | NA | 148.373
VIC | CBTS66U | Cranbourne (United Energy) 66 kV | United Energy | Winter | Non-coincident | 2028 | POE10 | Operational-demand | NA | 173.949
VIC | CBTS66U | Cranbourne (United Energy) 66 kV | United Energy | Winter | Non-coincident | 2028 | POE50 | Operational-demand | NA | 170.0387
VIC | CBTS66U | Cranbourne (United Energy) 66 kV | United Energy | Winter | Coincident | 2029 | POE10 | Operational-demand | NA | 149.8123
VIC | CBTS66U | Cranbourne (United Energy) 66 kV | United Energy | Winter | Coincident | 2029 | POE50 | Operational-demand | NA | 147.249
VIC | CBTS66U | Cranbourne (United Energy) 66 kV | United Energy | Winter | Non-coincident | 2029 | POE10 | Operational-demand | NA | 174.7044
VIC | CBTS66U | Cranbourne (United Energy) 66 kV | United Energy | Winter | Non-coincident | 2029 | POE50 | Operational-demand | NA | 170.7829
VIC | CBTS66U | Cranbourne (United Energy) 66 kV | United Energy | Winter | Coincident | 2030 | POE10 | Operational-demand | NA | 148.3817
VIC | CBTS66U | Cranbourne (United Energy) 66 kV | United Energy | Winter | Coincident | 2030 | POE50 | Operational-demand | NA | 145.8154
VIC | CBTS66U | Cranbourne (United Energy) 66 kV | United Energy | Winter | Non-coincident | 2030 | POE10 | Operational-demand | NA | 175.4696
VIC | CBTS66U | Cranbourne (United Energy) 66 kV | United Energy | Winter | Non-coincident | 2030 | POE50 | Operational-demand | NA | 171.5367
VIC | CBTS66U | Cranbourne (United Energy) 66 kV | United Energy | Winter | Coincident | 2031 | POE10 | Operational-demand | NA | 147.2177
VIC | CBTS66U | Cranbourne (United Energy) 66 kV | United Energy | Winter | Coincident | 2031 | POE50 | Operational-demand | NA | 144.6818
VIC | CBTS66U | Cranbourne (United Energy) 66 kV | United Energy | Winter | Non-coincident | 2031 | POE10 | Operational-demand | NA | 176.2654
VIC | CBTS66U | Cranbourne (United Energy) 66 kV | United Energy | Winter | Non-coincident | 2031 | POE50 | Operational-demand | NA | 172.3212
VIC | CBTS66U | Cranbourne (United Energy) 66 kV | United Energy | Winter | Coincident | 2032 | POE10 | Operational-demand | NA | 144.8924
VIC | CBTS66U | Cranbourne (United Energy) 66 kV | United Energy | Winter | Coincident | 2032 | POE50 | Operational-demand | NA | 142.1329
VIC | CBTS66U | Cranbourne (United Energy) 66 kV | United Energy | Winter | Non-coincident | 2032 | POE10 | Operational-demand | NA | 177.1187
VIC | CBTS66U | Cranbourne (United Energy) 66 kV | United Energy | Winter | Non-coincident | 2032 | POE50 | Operational-demand | NA | 173.1629
VIC | CBTS66U | Cranbourne (United Energy) 66 kV | United Energy | Winter | Coincident | 2033 | POE10 | Operational-demand | NA | 141.96
VIC | CBTS66U | Cranbourne (United Energy) 66 kV | United Energy | Winter | Coincident | 2033 | POE50 | Operational-demand | NA | 139.2783
VIC | CBTS66U | Cranbourne (United Energy) 66 kV | United Energy | Winter | Non-coincident | 2033 | POE10 | Operational-demand | NA | 177.9728
VIC | CBTS66U | Cranbourne (United Energy) 66 kV | United Energy | Winter | Non-coincident | 2033 | POE50 | Operational-demand | NA | 174.0055
VIC | CBTS66U | Cranbourne (United Energy) 66 kV | United Energy | Winter | Coincident | 2034 | POE10 | Operational-demand | NA | 141.5648
VIC | CBTS66U | Cranbourne (United Energy) 66 kV | United Energy | Winter | Coincident | 2034 | POE50 | Operational-demand | NA | 138.9707
VIC | CBTS66U | Cranbourne (United Energy) 66 kV | United Energy | Winter | Non-coincident | 2034 | POE10 | Operational-demand | NA | 178.8103
VIC | CBTS66U | Cranbourne (United Energy) 66 kV | United Energy | Winter | Non-coincident | 2034 | POE50 | Operational-demand | NA | 174.8315
VIC | DPTS | Deer Park (Powercor) 66 kV | Powercor | Shoulder | Coincident | 2019 | ACTUAL_OPG | Operational-demand | 59.3965 | NA
VIC | DPTS | Deer Park (Powercor) 66 kV | Powercor | Shoulder | Coincident | 2019 | ACTUAL_RAW | Operational-demand | 59.3965 | NA
VIC | DPTS | Deer Park (Powercor) 66 kV | Powercor | Shoulder | Non-coincident | 2019 | ACTUAL_RAW | Operational-demand | 39.4448 | NA
VIC | DPTS | Deer Park (Powercor) 66 kV | Powercor | Shoulder | Non-coincident | 2019 | ACTUAL_OPG | Operational-demand | 39.4448 | NA
VIC | DPTS | Deer Park (Powercor) 66 kV | Powercor | Shoulder | Non-coincident | 2019 | ACTUAL_ADJUSTEDOPG | Operational-demand | 39.4448 | NA
VIC | DPTS | Deer Park (Powercor) 66 kV | Powercor | Shoulder | Coincident | 2020 | ACTUAL_OPG | Operational-demand | 33.1056 | NA
VIC | DPTS | Deer Park (Powercor) 66 kV | Powercor | Shoulder | Coincident | 2020 | ACTUAL_RAW | Operational-demand | 33.1056 | NA
VIC | DPTS | Deer Park (Powercor) 66 kV | Powercor | Shoulder | Non-coincident | 2020 | ACTUAL_RAW | Operational-demand | 31.8096 | NA
VIC | DPTS | Deer Park (Powercor) 66 kV | Powercor | Shoulder | Non-coincident | 2020 | ACTUAL_OPG | Operational-demand | 31.8096 | NA
VIC | DPTS | Deer Park (Powercor) 66 kV | Powercor | Shoulder | Non-coincident | 2020 | ACTUAL_ADJUSTEDOPG | Operational-demand | 31.8096 | NA
VIC | DPTS | Deer Park (Powercor) 66 kV | Powercor | Shoulder | Coincident | 2021 | ACTUAL_OPG | Operational-demand | 31.5603 | NA
VIC | DPTS | Deer Park (Powercor) 66 kV | Powercor | Shoulder | Coincident | 2021 | ACTUAL_RAW | Operational-demand | 31.5603 | NA
VIC | DPTS | Deer Park (Powercor) 66 kV | Powercor | Shoulder | Non-coincident | 2021 | ACTUAL_RAW | Operational-demand | 29.1167 | NA
VIC | DPTS | Deer Park (Powercor) 66 kV | Powercor | Shoulder | Non-coincident | 2021 | ACTUAL_OPG | Operational-demand | 29.1167 | NA
VIC | DPTS | Deer Park (Powercor) 66 kV | Powercor | Shoulder | Non-coincident | 2021 | ACTUAL_ADJUSTEDOPG | Operational-demand | 29.1167 | NA
VIC | DPTS | Deer Park (Powercor) 66 kV | Powercor | Shoulder | Coincident | 2022 | ACTUAL_OPG | Operational-demand | -2.7441 | NA
VIC | DPTS | Deer Park (Powercor) 66 kV | Powercor | Shoulder | Coincident | 2022 | ACTUAL_RAW | Operational-demand | -2.7441 | NA
VIC | DPTS | Deer Park (Powercor) 66 kV | Powercor | Shoulder | Non-coincident | 2022 | ACTUAL_RAW | Operational-demand | -2.7441 | NA
VIC | DPTS | Deer Park (Powercor) 66 kV | Powercor | Shoulder | Non-coincident | 2022 | ACTUAL_OPG | Operational-demand | -2.7441 | NA
VIC | DPTS | Deer Park (Powercor) 66 kV | Powercor | Shoulder | Non-coincident | 2022 | ACTUAL_ADJUSTEDOPG | Operational-demand | -2.7441 | NA
VIC | DPTS | Deer Park (Powercor) 66 kV | Powercor | Shoulder | Coincident | 2023 | ACTUAL_OPG | Operational-demand | -8.6798 | NA
VIC | DPTS | Deer Park (Powercor) 66 kV | Powercor | Shoulder | Coincident | 2023 | ACTUAL_RAW | Operational-demand | -8.6798 | NA
VIC | DPTS | Deer Park (Powercor) 66 kV | Powercor | Shoulder | Non-coincident | 2023 | ACTUAL_RAW | Operational-demand | -12.4366 | NA
VIC | DPTS | Deer Park (Powercor) 66 kV | Powercor | Shoulder | Non-coincident | 2023 | ACTUAL_OPG | Operational-demand | -12.4366 | NA
VIC | DPTS | Deer Park (Powercor) 66 kV | Powercor | Shoulder | Non-coincident | 2023 | ACTUAL_ADJUSTEDOPG | Operational-demand | -12.4366 | NA
VIC | DPTS | Deer Park (Powercor) 66 kV | Powercor | Shoulder | Coincident | 2024 | ACTUAL_OPG | Operational-demand | -35.4503 | NA
VIC | DPTS | Deer Park (Powercor) 66 kV | Powercor | Shoulder | Coincident | 2024 | ACTUAL_RAW | Operational-demand | -35.4503 | NA
VIC | DPTS | Deer Park (Powercor) 66 kV | Powercor | Shoulder | Non-coincident | 2024 | ACTUAL_RAW | Operational-demand | -37.7242 | NA
VIC | DPTS | Deer Park (Powercor) 66 kV | Powercor | Shoulder | Non-coincident | 2024 | ACTUAL_OPG | Operational-demand | -37.7242 | NA
VIC | DPTS | Deer Park (Powercor) 66 kV | Powercor | Shoulder | Non-coincident | 2024 | ACTUAL_ADJUSTEDOPG | Operational-demand | -37.7242 | NA
VIC | DPTS | Deer Park (Powercor) 66 kV | Powercor | Shoulder | Coincident | 2025 | ACTUAL_OPG | Operational-demand | -58.5398 | NA
VIC | DPTS | Deer Park (Powercor) 66 kV | Powercor | Shoulder | Coincident | 2025 | ACTUAL_RAW | Operational-demand | -58.5398 | NA
VIC | DPTS | Deer Park (Powercor) 66 kV | Powercor | Shoulder | Non-coincident | 2025 | ACTUAL_RAW | Operational-demand | -60.7217 | NA
VIC | DPTS | Deer Park (Powercor) 66 kV | Powercor | Shoulder | Non-coincident | 2025 | ACTUAL_OPG | Operational-demand | -60.7217 | NA
VIC | DPTS | Deer Park (Powercor) 66 kV | Powercor | Shoulder | Non-coincident | 2025 | ACTUAL_ADJUSTEDOPG | Operational-demand | -60.7217 | NA
VIC | DPTS | Deer Park (Powercor) 66 kV | Powercor | Shoulder | Non-coincident | 2025 | BASEYEARPOE90 | Operational-demand | -98.5677 | NA
VIC | DPTS | Deer Park (Powercor) 66 kV | Powercor | Shoulder | Non-coincident | 2025 | BASEYEARPOE50 | Operational-demand | -89.9262 | NA
VIC | DPTS | Deer Park (Powercor) 66 kV | Powercor | Shoulder | Coincident_unreconciled | 2026 | POE50 | Operational-demand | -65 | NA
VIC | DPTS | Deer Park (Powercor) 66 kV | Powercor | Shoulder | Coincident_unreconciled | 2026 | POE90 | Operational-demand | -71.8314 | NA
VIC | DPTS | Deer Park (Powercor) 66 kV | Powercor | Shoulder | Non-coincident | 2026 | POE50 | Operational-demand | -116.8566 | NA
VIC | DPTS | Deer Park (Powercor) 66 kV | Powercor | Shoulder | Non-coincident | 2026 | POE90 | Operational-demand | -124.0332 | NA
VIC | DPTS | Deer Park (Powercor) 66 kV | Powercor | Shoulder | Coincident_unreconciled | 2027 | POE50 | Operational-demand | -88.1293 | NA
VIC | DPTS | Deer Park (Powercor) 66 kV | Powercor | Shoulder | Coincident_unreconciled | 2027 | POE90 | Operational-demand | -95.0376 | NA
VIC | DPTS | Deer Park (Powercor) 66 kV | Powercor | Shoulder | Non-coincident | 2027 | POE50 | Operational-demand | -141.1548 | NA
VIC | DPTS | Deer Park (Powercor) 66 kV | Powercor | Shoulder | Non-coincident | 2027 | POE90 | Operational-demand | -148.4122 | NA
VIC | DPTS | Deer Park (Powercor) 66 kV | Powercor | Shoulder | Coincident_unreconciled | 2028 | POE50 | Operational-demand | -108.9363 | NA
VIC | DPTS | Deer Park (Powercor) 66 kV | Powercor | Shoulder | Coincident_unreconciled | 2028 | POE90 | Operational-demand | -115.918 | NA
VIC | DPTS | Deer Park (Powercor) 66 kV | Powercor | Shoulder | Non-coincident | 2028 | POE50 | Operational-demand | -163.0133 | NA
VIC | DPTS | Deer Park (Powercor) 66 kV | Powercor | Shoulder | Non-coincident | 2028 | POE90 | Operational-demand | -170.3478 | NA
VIC | DPTS | Deer Park (Powercor) 66 kV | Powercor | Shoulder | Coincident_unreconciled | 2029 | POE50 | Operational-demand | -129.3765 | NA
VIC | DPTS | Deer Park (Powercor) 66 kV | Powercor | Shoulder | Coincident_unreconciled | 2029 | POE90 | Operational-demand | -136.4315 | NA
VIC | DPTS | Deer Park (Powercor) 66 kV | Powercor | Shoulder | Non-coincident | 2029 | POE50 | Operational-demand | -184.4864 | NA
VIC | DPTS | Deer Park (Powercor) 66 kV | Powercor | Shoulder | Non-coincident | 2029 | POE90 | Operational-demand | -191.898 | NA
VIC | DPTS | Deer Park (Powercor) 66 kV | Powercor | Shoulder | Coincident_unreconciled | 2030 | POE50 | Operational-demand | -149.0556 | NA
VIC | DPTS | Deer Park (Powercor) 66 kV | Powercor | Shoulder | Coincident_unreconciled | 2030 | POE90 | Operational-demand | -156.1839 | NA
VIC | DPTS | Deer Park (Powercor) 66 kV | Powercor | Shoulder | Non-coincident | 2030 | POE50 | Operational-demand | -205.16 | NA
VIC | DPTS | Deer Park (Powercor) 66 kV | Powercor | Shoulder | Non-coincident | 2030 | POE90 | Operational-demand | -212.6486 | NA
VIC | DPTS | Deer Park (Powercor) 66 kV | Powercor | Shoulder | Coincident_unreconciled | 2031 | POE50 | Operational-demand | -168.1001 | NA
VIC | DPTS | Deer Park (Powercor) 66 kV | Powercor | Shoulder | Coincident_unreconciled | 2031 | POE90 | Operational-demand | -175.3017 | NA
VIC | DPTS | Deer Park (Powercor) 66 kV | Powercor | Shoulder | Non-coincident | 2031 | POE50 | Operational-demand | -225.1669 | NA
VIC | DPTS | Deer Park (Powercor) 66 kV | Powercor | Shoulder | Non-coincident | 2031 | POE90 | Operational-demand | -232.7325 | NA
VIC | DPTS | Deer Park (Powercor) 66 kV | Powercor | Shoulder | Coincident_unreconciled | 2032 | POE50 | Operational-demand | -183.291 | NA
VIC | DPTS | Deer Park (Powercor) 66 kV | Powercor | Shoulder | Coincident_unreconciled | 2032 | POE90 | Operational-demand | -190.5663 | NA
VIC | DPTS | Deer Park (Powercor) 66 kV | Powercor | Shoulder | Non-coincident | 2032 | POE50 | Operational-demand | -241.1256 | NA
VIC | DPTS | Deer Park (Powercor) 66 kV | Powercor | Shoulder | Non-coincident | 2032 | POE90 | Operational-demand | -248.7686 | NA
VIC | DPTS | Deer Park (Powercor) 66 kV | Powercor | Shoulder | Coincident_unreconciled | 2033 | POE50 | Operational-demand | -195.4804 | NA
VIC | DPTS | Deer Park (Powercor) 66 kV | Powercor | Shoulder | Coincident_unreconciled | 2033 | POE90 | Operational-demand | -202.8296 | NA
VIC | DPTS | Deer Park (Powercor) 66 kV | Powercor | Shoulder | Non-coincident | 2033 | POE50 | Operational-demand | -253.9309 | NA
VIC | DPTS | Deer Park (Powercor) 66 kV | Powercor | Shoulder | Non-coincident | 2033 | POE90 | Operational-demand | -261.6516 | NA
VIC | DPTS | Deer Park (Powercor) 66 kV | Powercor | Shoulder | Coincident_unreconciled | 2034 | POE50 | Operational-demand | -206.6554 | NA
VIC | DPTS | Deer Park (Powercor) 66 kV | Powercor | Shoulder | Coincident_unreconciled | 2034 | POE90 | Operational-demand | -214.0786 | NA
VIC | DPTS | Deer Park (Powercor) 66 kV | Powercor | Shoulder | Non-coincident | 2034 | POE50 | Operational-demand | -265.6708 | NA
VIC | DPTS | Deer Park (Powercor) 66 kV | Powercor | Shoulder | Non-coincident | 2034 | POE90 | Operational-demand | -273.4691 | NA
VIC | DPTS | Deer Park (Powercor) 66 kV | Powercor | Shoulder | Coincident_unreconciled | 2035 | POE50 | Operational-demand | -218.3722 | NA
VIC | DPTS | Deer Park (Powercor) 66 kV | Powercor | Shoulder | Coincident_unreconciled | 2035 | POE90 | Operational-demand | -225.8693 | NA
VIC | DPTS | Deer Park (Powercor) 66 kV | Powercor | Shoulder | Non-coincident | 2035 | POE50 | Operational-demand | -277.9796 | NA
VIC | DPTS | Deer Park (Powercor) 66 kV | Powercor | Shoulder | Non-coincident | 2035 | POE90 | Operational-demand | -285.8557 | NA
VIC | DPTS | Deer Park (Powercor) 66 kV | Powercor | Summer | Coincident | 2019 | ACTUAL_OPG | Operational-demand | 57.3914 | 188.7871
VIC | DPTS | Deer Park (Powercor) 66 kV | Powercor | Summer | Coincident | 2019 | ACTUAL_RAW | Operational-demand | 57.3914 | 188.7871
VIC | DPTS | Deer Park (Powercor) 66 kV | Powercor | Summer | Non-coincident | 2019 | ACTUAL_RAW | Operational-demand | 39.4861 | 199.5561
VIC | DPTS | Deer Park (Powercor) 66 kV | Powercor | Summer | Non-coincident | 2019 | ACTUAL_OPG | Operational-demand | 39.4861 | 199.5561
VIC | DPTS | Deer Park (Powercor) 66 kV | Powercor | Summer | Non-coincident | 2019 | ACTUAL_ADJUSTEDOPG | Operational-demand | 39.4861 | 199.5561
VIC | DPTS | Deer Park (Powercor) 66 kV | Powercor | Summer | Coincident | 2020 | ACTUAL_OPG | Operational-demand | 24.8638 | 212.5286
VIC | DPTS | Deer Park (Powercor) 66 kV | Powercor | Summer | Coincident | 2020 | ACTUAL_RAW | Operational-demand | 24.8638 | 212.5286
VIC | DPTS | Deer Park (Powercor) 66 kV | Powercor | Summer | Non-coincident | 2020 | ACTUAL_RAW | Operational-demand | 23.9449 | 216.8566
VIC | DPTS | Deer Park (Powercor) 66 kV | Powercor | Summer | Non-coincident | 2020 | ACTUAL_OPG | Operational-demand | 23.9449 | 216.8566
VIC | DPTS | Deer Park (Powercor) 66 kV | Powercor | Summer | Non-coincident | 2020 | ACTUAL_ADJUSTEDOPG | Operational-demand | 23.9449 | 216.8566
VIC | DPTS | Deer Park (Powercor) 66 kV | Powercor | Summer | Coincident | 2021 | ACTUAL_OPG | Operational-demand | 10.2982 | 194.6689
VIC | DPTS | Deer Park (Powercor) 66 kV | Powercor | Summer | Coincident | 2021 | ACTUAL_RAW | Operational-demand | 10.2982 | 194.6689
VIC | DPTS | Deer Park (Powercor) 66 kV | Powercor | Summer | Non-coincident | 2021 | ACTUAL_RAW | Operational-demand | 10.2982 | 207.982
VIC | DPTS | Deer Park (Powercor) 66 kV | Powercor | Summer | Non-coincident | 2021 | ACTUAL_OPG | Operational-demand | 10.2982 | 207.982
VIC | DPTS | Deer Park (Powercor) 66 kV | Powercor | Summer | Non-coincident | 2021 | ACTUAL_ADJUSTEDOPG | Operational-demand | 10.2982 | 207.982
VIC | DPTS | Deer Park (Powercor) 66 kV | Powercor | Summer | Coincident | 2022 | ACTUAL_OPG | Operational-demand | -3.8503 | 232.0443
VIC | DPTS | Deer Park (Powercor) 66 kV | Powercor | Summer | Coincident | 2022 | ACTUAL_RAW | Operational-demand | -3.8503 | 232.0443
VIC | DPTS | Deer Park (Powercor) 66 kV | Powercor | Summer | Non-coincident | 2022 | ACTUAL_RAW | Operational-demand | -12.6322 | 232.0443
VIC | DPTS | Deer Park (Powercor) 66 kV | Powercor | Summer | Non-coincident | 2022 | ACTUAL_OPG | Operational-demand | -12.6322 | 232.0443
VIC | DPTS | Deer Park (Powercor) 66 kV | Powercor | Summer | Non-coincident | 2022 | ACTUAL_ADJUSTEDOPG | Operational-demand | -12.6322 | 232.0443
VIC | DPTS | Deer Park (Powercor) 66 kV | Powercor | Summer | Coincident | 2023 | ACTUAL_OPG | Operational-demand | -26.6973 | 256.46
VIC | DPTS | Deer Park (Powercor) 66 kV | Powercor | Summer | Coincident | 2023 | ACTUAL_RAW | Operational-demand | -26.6973 | 256.46
VIC | DPTS | Deer Park (Powercor) 66 kV | Powercor | Summer | Non-coincident | 2023 | ACTUAL_RAW | Operational-demand | -49.7636 | 256.46
VIC | DPTS | Deer Park (Powercor) 66 kV | Powercor | Summer | Non-coincident | 2023 | ACTUAL_OPG | Operational-demand | -49.7636 | 256.46
VIC | DPTS | Deer Park (Powercor) 66 kV | Powercor | Summer | Non-coincident | 2023 | ACTUAL_ADJUSTEDOPG | Operational-demand | -26.6973 | 226.6651
VIC | DPTS | Deer Park (Powercor) 66 kV | Powercor | Summer | Coincident | 2024 | ACTUAL_OPG | Operational-demand | -57.2915 | 259.1842
VIC | DPTS | Deer Park (Powercor) 66 kV | Powercor | Summer | Coincident | 2024 | ACTUAL_RAW | Operational-demand | -57.2915 | 259.1842
VIC | DPTS | Deer Park (Powercor) 66 kV | Powercor | Summer | Non-coincident | 2024 | ACTUAL_RAW | Operational-demand | -58.2597 | 283.9524
VIC | DPTS | Deer Park (Powercor) 66 kV | Powercor | Summer | Non-coincident | 2024 | ACTUAL_OPG | Operational-demand | -58.2597 | 283.9524
VIC | DPTS | Deer Park (Powercor) 66 kV | Powercor | Summer | Non-coincident | 2024 | ACTUAL_ADJUSTEDOPG | Operational-demand | -58.2597 | 283.9524
VIC | DPTS | Deer Park (Powercor) 66 kV | Powercor | Summer | Coincident | 2025 | ACTUAL_OPG | Operational-demand | -75.8532 | 303.7414
VIC | DPTS | Deer Park (Powercor) 66 kV | Powercor | Summer | Coincident | 2025 | ACTUAL_RAW | Operational-demand | -75.8532 | 303.7414
VIC | DPTS | Deer Park (Powercor) 66 kV | Powercor | Summer | Non-coincident | 2025 | ACTUAL_RAW | Operational-demand | -75.8532 | 303.7414
VIC | DPTS | Deer Park (Powercor) 66 kV | Powercor | Summer | Non-coincident | 2025 | ACTUAL_OPG | Operational-demand | -75.8532 | 303.7414
VIC | DPTS | Deer Park (Powercor) 66 kV | Powercor | Summer | Non-coincident | 2025 | ACTUAL_ADJUSTEDOPG | Operational-demand | -75.8532 | 303.7414
VIC | DPTS | Deer Park (Powercor) 66 kV | Powercor | Summer | Non-coincident | 2025 | BASEYEARPOE90 | Operational-demand | -105.2213 | NA
VIC | DPTS | Deer Park (Powercor) 66 kV | Powercor | Summer | Non-coincident | 2025 | BASEYEARPOE50 | Operational-demand | -98.0866 | 255.2033
VIC | DPTS | Deer Park (Powercor) 66 kV | Powercor | Summer | Coincident_unreconciled | 2026 | POE50 | Operational-demand | -80 | NA
VIC | DPTS | Deer Park (Powercor) 66 kV | Powercor | Summer | Coincident_unreconciled | 2026 | POE90 | Operational-demand | -89.6381 | NA
VIC | DPTS | Deer Park (Powercor) 66 kV | Powercor | Summer | Non-coincident | 2026 | POE50 | Operational-demand | -120.658 | 370
VIC | DPTS | Deer Park (Powercor) 66 kV | Powercor | Summer | Non-coincident | 2026 | POE90 | Operational-demand | -130.3769 | NA
VIC | DPTS | Deer Park (Powercor) 66 kV | Powercor | Summer | Coincident_unreconciled | 2027 | POE50 | Operational-demand | -104.7848 | NA
VIC | DPTS | Deer Park (Powercor) 66 kV | Powercor | Summer | Coincident_unreconciled | 2027 | POE90 | Operational-demand | -114.5324 | NA
VIC | DPTS | Deer Park (Powercor) 66 kV | Powercor | Summer | Non-coincident | 2027 | POE50 | Operational-demand | -145.6505 | 438.8773
VIC | DPTS | Deer Park (Powercor) 66 kV | Powercor | Summer | Non-coincident | 2027 | POE90 | Operational-demand | -155.4798 | NA
VIC | DPTS | Deer Park (Powercor) 66 kV | Powercor | Summer | Coincident_unreconciled | 2028 | POE50 | Operational-demand | -127.0752 | NA
VIC | DPTS | Deer Park (Powercor) 66 kV | Powercor | Summer | Coincident_unreconciled | 2028 | POE90 | Operational-demand | -136.9272 | NA
VIC | DPTS | Deer Park (Powercor) 66 kV | Powercor | Summer | Non-coincident | 2028 | POE50 | Operational-demand | -168.1277 | 522.1506
VIC | DPTS | Deer Park (Powercor) 66 kV | Powercor | Summer | Non-coincident | 2028 | POE90 | Operational-demand | -178.0622 | NA
VIC | DPTS | Deer Park (Powercor) 66 kV | Powercor | Summer | Coincident_unreconciled | 2029 | POE50 | Operational-demand | -149.1185 | NA
VIC | DPTS | Deer Park (Powercor) 66 kV | Powercor | Summer | Coincident_unreconciled | 2029 | POE90 | Operational-demand | -159.0748 | NA
VIC | DPTS | Deer Park (Powercor) 66 kV | Powercor | Summer | Non-coincident | 2029 | POE50 | Operational-demand | -190.3557 | 567.6807
VIC | DPTS | Deer Park (Powercor) 66 kV | Powercor | Summer | Non-coincident | 2029 | POE90 | Operational-demand | -200.3954 | NA
VIC | DPTS | Deer Park (Powercor) 66 kV | Powercor | Summer | Coincident_unreconciled | 2030 | POE50 | Operational-demand | -170.4358 | NA
VIC | DPTS | Deer Park (Powercor) 66 kV | Powercor | Summer | Coincident_unreconciled | 2030 | POE90 | Operational-demand | -180.4964 | NA
VIC | DPTS | Deer Park (Powercor) 66 kV | Powercor | Summer | Non-coincident | 2030 | POE50 | Operational-demand | -211.8516 | 571.4709
VIC | DPTS | Deer Park (Powercor) 66 kV | Powercor | Summer | Non-coincident | 2030 | POE90 | Operational-demand | -221.9965 | NA
VIC | DPTS | Deer Park (Powercor) 66 kV | Powercor | Summer | Coincident_unreconciled | 2031 | POE50 | Operational-demand | -191.0673 | NA
VIC | DPTS | Deer Park (Powercor) 66 kV | Powercor | Summer | Coincident_unreconciled | 2031 | POE90 | Operational-demand | -201.2322 | NA
VIC | DPTS | Deer Park (Powercor) 66 kV | Powercor | Summer | Non-coincident | 2031 | POE50 | Operational-demand | -232.6559 | 575.287
VIC | DPTS | Deer Park (Powercor) 66 kV | Powercor | Summer | Non-coincident | 2031 | POE90 | Operational-demand | -242.906 | NA
VIC | DPTS | Deer Park (Powercor) 66 kV | Powercor | Summer | Coincident_unreconciled | 2032 | POE50 | Operational-demand | -207.4522 | NA
VIC | DPTS | Deer Park (Powercor) 66 kV | Powercor | Summer | Coincident_unreconciled | 2032 | POE90 | Operational-demand | -217.722 | NA
VIC | DPTS | Deer Park (Powercor) 66 kV | Powercor | Summer | Non-coincident | 2032 | POE50 | Operational-demand | -249.1781 | 579.2855
VIC | DPTS | Deer Park (Powercor) 66 kV | Powercor | Summer | Non-coincident | 2032 | POE90 | Operational-demand | -259.534 | NA
VIC | DPTS | Deer Park (Powercor) 66 kV | Powercor | Summer | Coincident_unreconciled | 2033 | POE50 | Operational-demand | -220.6616 | NA
VIC | DPTS | Deer Park (Powercor) 66 kV | Powercor | Summer | Coincident_unreconciled | 2033 | POE90 | Operational-demand | -231.0366 | NA
VIC | DPTS | Deer Park (Powercor) 66 kV | Powercor | Summer | Non-coincident | 2033 | POE50 | Operational-demand | -262.4982 | 583.3697
VIC | DPTS | Deer Park (Powercor) 66 kV | Powercor | Summer | Non-coincident | 2033 | POE90 | Operational-demand | -272.9601 | NA
VIC | DPTS | Deer Park (Powercor) 66 kV | Powercor | Summer | Coincident_unreconciled | 2034 | POE50 | Operational-demand | -232.8034 | NA
VIC | DPTS | Deer Park (Powercor) 66 kV | Powercor | Summer | Coincident_unreconciled | 2034 | POE90 | Operational-demand | -243.2837 | NA
VIC | DPTS | Deer Park (Powercor) 66 kV | Powercor | Summer | Non-coincident | 2034 | POE50 | Operational-demand | -274.7418 | 587.4606
VIC | DPTS | Deer Park (Powercor) 66 kV | Powercor | Summer | Non-coincident | 2034 | POE90 | Operational-demand | -285.3098 | NA
VIC | DPTS | Deer Park (Powercor) 66 kV | Powercor | Summer | Coincident_unreconciled | 2035 | POE50 | Operational-demand | -245.5478 | NA
VIC | DPTS | Deer Park (Powercor) 66 kV | Powercor | Summer | Coincident_unreconciled | 2035 | POE90 | Operational-demand | -256.1333 | NA
VIC | DPTS | Deer Park (Powercor) 66 kV | Powercor | Summer | Non-coincident | 2035 | POE50 | Operational-demand | -287.5929 | 591.533
VIC | DPTS | Deer Park (Powercor) 66 kV | Powercor | Summer | Non-coincident | 2035 | POE90 | Operational-demand | -298.2671 | NA
VIC | DPTS | Deer Park (Powercor) 66 kV | Powercor | Summer | Non-coincident | 2025 | BASEYEARPOE10 | Operational-demand | NA | 270.2033
VIC | DPTS | Deer Park (Powercor) 66 kV | Powercor | Summer | Coincident | 2026 | POE10 | Operational-demand | NA | 363.736
VIC | DPTS | Deer Park (Powercor) 66 kV | Powercor | Summer | Coincident | 2026 | POE50 | Operational-demand | NA | 351.2441
VIC | DPTS | Deer Park (Powercor) 66 kV | Powercor | Summer | Non-coincident | 2026 | POE10 | Operational-demand | NA | 394.9429
VIC | DPTS | Deer Park (Powercor) 66 kV | Powercor | Summer | Coincident | 2027 | POE10 | Operational-demand | NA | 416.1747
VIC | DPTS | Deer Park (Powercor) 66 kV | Powercor | Summer | Coincident | 2027 | POE50 | Operational-demand | NA | 402.9149
VIC | DPTS | Deer Park (Powercor) 66 kV | Powercor | Summer | Non-coincident | 2027 | POE10 | Operational-demand | NA | 464.1014
VIC | DPTS | Deer Park (Powercor) 66 kV | Powercor | Summer | Coincident | 2028 | POE10 | Operational-demand | NA | 479.301
VIC | DPTS | Deer Park (Powercor) 66 kV | Powercor | Summer | Coincident | 2028 | POE50 | Operational-demand | NA | 464.3601
VIC | DPTS | Deer Park (Powercor) 66 kV | Powercor | Summer | Non-coincident | 2028 | POE10 | Operational-demand | NA | 547.6425
VIC | DPTS | Deer Park (Powercor) 66 kV | Powercor | Summer | Coincident | 2029 | POE10 | Operational-demand | NA | 510.1166
VIC | DPTS | Deer Park (Powercor) 66 kV | Powercor | Summer | Coincident | 2029 | POE50 | Operational-demand | NA | 496.1544
VIC | DPTS | Deer Park (Powercor) 66 kV | Powercor | Summer | Non-coincident | 2029 | POE10 | Operational-demand | NA | 593.4406
VIC | DPTS | Deer Park (Powercor) 66 kV | Powercor | Summer | Coincident | 2030 | POE10 | Operational-demand | NA | 506.0507
VIC | DPTS | Deer Park (Powercor) 66 kV | Powercor | Summer | Coincident | 2030 | POE50 | Operational-demand | NA | 490.5891
VIC | DPTS | Deer Park (Powercor) 66 kV | Powercor | Summer | Non-coincident | 2030 | POE10 | Operational-demand | NA | 597.4986
VIC | DPTS | Deer Park (Powercor) 66 kV | Powercor | Summer | Coincident | 2031 | POE10 | Operational-demand | NA | 496.5848
VIC | DPTS | Deer Park (Powercor) 66 kV | Powercor | Summer | Coincident | 2031 | POE50 | Operational-demand | NA | 483.6691
VIC | DPTS | Deer Park (Powercor) 66 kV | Powercor | Summer | Non-coincident | 2031 | POE10 | Operational-demand | NA | 601.5826
VIC | DPTS | Deer Park (Powercor) 66 kV | Powercor | Summer | Coincident | 2032 | POE10 | Operational-demand | NA | 485.1703
VIC | DPTS | Deer Park (Powercor) 66 kV | Powercor | Summer | Coincident | 2032 | POE50 | Operational-demand | NA | 471.5229
VIC | DPTS | Deer Park (Powercor) 66 kV | Powercor | Summer | Non-coincident | 2032 | POE10 | Operational-demand | NA | 605.8504
VIC | DPTS | Deer Park (Powercor) 66 kV | Powercor | Summer | Coincident | 2033 | POE10 | Operational-demand | NA | 477.2128
VIC | DPTS | Deer Park (Powercor) 66 kV | Powercor | Summer | Coincident | 2033 | POE50 | Operational-demand | NA | 459.3872
VIC | DPTS | Deer Park (Powercor) 66 kV | Powercor | Summer | Non-coincident | 2033 | POE10 | Operational-demand | NA | 610.2047
VIC | DPTS | Deer Park (Powercor) 66 kV | Powercor | Summer | Coincident | 2034 | POE10 | Operational-demand | NA | 475.6342
VIC | DPTS | Deer Park (Powercor) 66 kV | Powercor | Summer | Coincident | 2034 | POE50 | Operational-demand | NA | 458.2535
VIC | DPTS | Deer Park (Powercor) 66 kV | Powercor | Summer | Non-coincident | 2034 | POE10 | Operational-demand | NA | 614.5659
VIC | DPTS | Deer Park (Powercor) 66 kV | Powercor | Summer | Coincident | 2035 | POE10 | Operational-demand | NA | 476.0477
VIC | DPTS | Deer Park (Powercor) 66 kV | Powercor | Summer | Coincident | 2035 | POE50 | Operational-demand | NA | 458.6343
VIC | DPTS | Deer Park (Powercor) 66 kV | Powercor | Summer | Non-coincident | 2035 | POE10 | Operational-demand | NA | 618.9085
VIC | DPTS | Deer Park (Powercor) 66 kV | Powercor | Winter | Coincident | 2018 | ACTUAL_OPG | Operational-demand | NA | 150.6399
VIC | DPTS | Deer Park (Powercor) 66 kV | Powercor | Winter | Coincident | 2018 | ACTUAL_RAW | Operational-demand | NA | 150.6399
VIC | DPTS | Deer Park (Powercor) 66 kV | Powercor | Winter | Non-coincident | 2018 | ACTUAL_RAW | Operational-demand | NA | 151.6167
VIC | DPTS | Deer Park (Powercor) 66 kV | Powercor | Winter | Non-coincident | 2018 | ACTUAL_OPG | Operational-demand | NA | 151.6167
VIC | DPTS | Deer Park (Powercor) 66 kV | Powercor | Winter | Non-coincident | 2018 | ACTUAL_ADJUSTEDOPG | Operational-demand | NA | 151.6167
VIC | DPTS | Deer Park (Powercor) 66 kV | Powercor | Winter | Coincident | 2019 | ACTUAL_OPG | Operational-demand | NA | 152.3622
VIC | DPTS | Deer Park (Powercor) 66 kV | Powercor | Winter | Coincident | 2019 | ACTUAL_RAW | Operational-demand | NA | 152.3622
VIC | DPTS | Deer Park (Powercor) 66 kV | Powercor | Winter | Non-coincident | 2019 | ACTUAL_RAW | Operational-demand | NA | 152.9338
VIC | DPTS | Deer Park (Powercor) 66 kV | Powercor | Winter | Non-coincident | 2019 | ACTUAL_OPG | Operational-demand | NA | 152.9338
VIC | DPTS | Deer Park (Powercor) 66 kV | Powercor | Winter | Non-coincident | 2019 | ACTUAL_ADJUSTEDOPG | Operational-demand | NA | 152.9338
VIC | DPTS | Deer Park (Powercor) 66 kV | Powercor | Winter | Coincident | 2020 | ACTUAL_OPG | Operational-demand | NA | 171.639
VIC | DPTS | Deer Park (Powercor) 66 kV | Powercor | Winter | Coincident | 2020 | ACTUAL_RAW | Operational-demand | NA | 171.639
VIC | DPTS | Deer Park (Powercor) 66 kV | Powercor | Winter | Non-coincident | 2020 | ACTUAL_RAW | Operational-demand | NA | 172.0873
VIC | DPTS | Deer Park (Powercor) 66 kV | Powercor | Winter | Non-coincident | 2020 | ACTUAL_OPG | Operational-demand | NA | 172.0873
VIC | DPTS | Deer Park (Powercor) 66 kV | Powercor | Winter | Non-coincident | 2020 | ACTUAL_ADJUSTEDOPG | Operational-demand | NA | 172.0873
VIC | DPTS | Deer Park (Powercor) 66 kV | Powercor | Winter | Coincident | 2021 | ACTUAL_OPG | Operational-demand | NA | 196.9251
VIC | DPTS | Deer Park (Powercor) 66 kV | Powercor | Winter | Coincident | 2021 | ACTUAL_RAW | Operational-demand | NA | 196.9251
VIC | DPTS | Deer Park (Powercor) 66 kV | Powercor | Winter | Non-coincident | 2021 | ACTUAL_RAW | Operational-demand | NA | 198.1617
VIC | DPTS | Deer Park (Powercor) 66 kV | Powercor | Winter | Non-coincident | 2021 | ACTUAL_OPG | Operational-demand | NA | 198.1617
VIC | DPTS | Deer Park (Powercor) 66 kV | Powercor | Winter | Non-coincident | 2021 | ACTUAL_ADJUSTEDOPG | Operational-demand | NA | 198.1617
VIC | DPTS | Deer Park (Powercor) 66 kV | Powercor | Winter | Coincident | 2022 | ACTUAL_OPG | Operational-demand | NA | 198.6378
VIC | DPTS | Deer Park (Powercor) 66 kV | Powercor | Winter | Coincident | 2022 | ACTUAL_RAW | Operational-demand | NA | 198.6378
VIC | DPTS | Deer Park (Powercor) 66 kV | Powercor | Winter | Non-coincident | 2022 | ACTUAL_RAW | Operational-demand | NA | 206.6445
VIC | DPTS | Deer Park (Powercor) 66 kV | Powercor | Winter | Non-coincident | 2022 | ACTUAL_OPG | Operational-demand | NA | 206.6445
VIC | DPTS | Deer Park (Powercor) 66 kV | Powercor | Winter | Non-coincident | 2022 | ACTUAL_ADJUSTEDOPG | Operational-demand | NA | 206.6445
VIC | DPTS | Deer Park (Powercor) 66 kV | Powercor | Winter | Coincident | 2023 | ACTUAL_OPG | Operational-demand | NA | 206.3526
VIC | DPTS | Deer Park (Powercor) 66 kV | Powercor | Winter | Coincident | 2023 | ACTUAL_RAW | Operational-demand | NA | 206.3526
VIC | DPTS | Deer Park (Powercor) 66 kV | Powercor | Winter | Non-coincident | 2023 | ACTUAL_RAW | Operational-demand | NA | 209.8507
VIC | DPTS | Deer Park (Powercor) 66 kV | Powercor | Winter | Non-coincident | 2023 | ACTUAL_OPG | Operational-demand | NA | 209.8507
VIC | DPTS | Deer Park (Powercor) 66 kV | Powercor | Winter | Non-coincident | 2023 | ACTUAL_ADJUSTEDOPG | Operational-demand | NA | 209.8507
VIC | DPTS | Deer Park (Powercor) 66 kV | Powercor | Winter | Coincident | 2024 | ACTUAL_OPG | Operational-demand | NA | 239.8712
VIC | DPTS | Deer Park (Powercor) 66 kV | Powercor | Winter | Coincident | 2024 | ACTUAL_RAW | Operational-demand | NA | 239.8712
VIC | DPTS | Deer Park (Powercor) 66 kV | Powercor | Winter | Non-coincident | 2024 | ACTUAL_RAW | Operational-demand | NA | 239.8712
VIC | DPTS | Deer Park (Powercor) 66 kV | Powercor | Winter | Non-coincident | 2024 | ACTUAL_OPG | Operational-demand | NA | 239.8712
VIC | DPTS | Deer Park (Powercor) 66 kV | Powercor | Winter | Non-coincident | 2024 | ACTUAL_ADJUSTEDOPG | Operational-demand | NA | 239.8712
VIC | DPTS | Deer Park (Powercor) 66 kV | Powercor | Winter | Coincident | 2025 | POE10 | Operational-demand | NA | 322.3776
VIC | DPTS | Deer Park (Powercor) 66 kV | Powercor | Winter | Coincident | 2025 | POE50 | Operational-demand | NA | 317.5199
VIC | DPTS | Deer Park (Powercor) 66 kV | Powercor | Winter | Non-coincident | 2025 | ACTUAL_RAW | Operational-demand | NA | 265.6711
VIC | DPTS | Deer Park (Powercor) 66 kV | Powercor | Winter | Non-coincident | 2025 | ACTUAL_ADJUSTEDOPG | Operational-demand | NA | 265.6711
VIC | DPTS | Deer Park (Powercor) 66 kV | Powercor | Winter | Non-coincident | 2025 | BASEYEARPOE50 | Operational-demand | NA | 178.2826
VIC | DPTS | Deer Park (Powercor) 66 kV | Powercor | Winter | Non-coincident | 2025 | BASEYEARPOE10 | Operational-demand | NA | 186.1941
VIC | DPTS | Deer Park (Powercor) 66 kV | Powercor | Winter | Non-coincident | 2025 | POE10 | Operational-demand | NA | 337.985
VIC | DPTS | Deer Park (Powercor) 66 kV | Powercor | Winter | Non-coincident | 2025 | POE50 | Operational-demand | NA | 330
VIC | DPTS | Deer Park (Powercor) 66 kV | Powercor | Winter | Coincident | 2026 | POE10 | Operational-demand | NA | 438.3187
VIC | DPTS | Deer Park (Powercor) 66 kV | Powercor | Winter | Coincident | 2026 | POE50 | Operational-demand | NA | 433.3782
VIC | DPTS | Deer Park (Powercor) 66 kV | Powercor | Winter | Non-coincident | 2026 | POE10 | Operational-demand | NA | 474.1474
VIC | DPTS | Deer Park (Powercor) 66 kV | Powercor | Winter | Non-coincident | 2026 | POE50 | Operational-demand | NA | 466.0662
VIC | DPTS | Deer Park (Powercor) 66 kV | Powercor | Winter | Coincident | 2027 | POE10 | Operational-demand | NA | 487.2729
VIC | DPTS | Deer Park (Powercor) 66 kV | Powercor | Winter | Coincident | 2027 | POE50 | Operational-demand | NA | 481.6475
VIC | DPTS | Deer Park (Powercor) 66 kV | Powercor | Winter | Non-coincident | 2027 | POE10 | Operational-demand | NA | 546.2074
VIC | DPTS | Deer Park (Powercor) 66 kV | Powercor | Winter | Non-coincident | 2027 | POE50 | Operational-demand | NA | 538.0395
VIC | DPTS | Deer Park (Powercor) 66 kV | Powercor | Winter | Coincident | 2028 | POE10 | Operational-demand | NA | 541.2952
VIC | DPTS | Deer Park (Powercor) 66 kV | Powercor | Winter | Coincident | 2028 | POE50 | Operational-demand | NA | 536.3073
VIC | DPTS | Deer Park (Powercor) 66 kV | Powercor | Winter | Non-coincident | 2028 | POE10 | Operational-demand | NA | 618.7391
VIC | DPTS | Deer Park (Powercor) 66 kV | Powercor | Winter | Non-coincident | 2028 | POE50 | Operational-demand | NA | 610.4845
VIC | DPTS | Deer Park (Powercor) 66 kV | Powercor | Winter | Coincident | 2029 | POE10 | Operational-demand | NA | 547.885
VIC | DPTS | Deer Park (Powercor) 66 kV | Powercor | Winter | Coincident | 2029 | POE50 | Operational-demand | NA | 543.0875
VIC | DPTS | Deer Park (Powercor) 66 kV | Powercor | Winter | Non-coincident | 2029 | POE10 | Operational-demand | NA | 633.5534
VIC | DPTS | Deer Park (Powercor) 66 kV | Powercor | Winter | Non-coincident | 2029 | POE50 | Operational-demand | NA | 625.2121
VIC | DPTS | Deer Park (Powercor) 66 kV | Powercor | Winter | Coincident | 2030 | POE10 | Operational-demand | NA | 536.5139
VIC | DPTS | Deer Park (Powercor) 66 kV | Powercor | Winter | Coincident | 2030 | POE50 | Operational-demand | NA | 538.4176
VIC | DPTS | Deer Park (Powercor) 66 kV | Powercor | Winter | Non-coincident | 2030 | POE10 | Operational-demand | NA | 636.3909
VIC | DPTS | Deer Park (Powercor) 66 kV | Powercor | Winter | Non-coincident | 2030 | POE50 | Operational-demand | NA | 627.9629
VIC | DPTS | Deer Park (Powercor) 66 kV | Powercor | Winter | Coincident | 2031 | POE10 | Operational-demand | NA | 532.3215
VIC | DPTS | Deer Park (Powercor) 66 kV | Powercor | Winter | Coincident | 2031 | POE50 | Operational-demand | NA | 527.928
VIC | DPTS | Deer Park (Powercor) 66 kV | Powercor | Winter | Non-coincident | 2031 | POE10 | Operational-demand | NA | 639.2843
VIC | DPTS | Deer Park (Powercor) 66 kV | Powercor | Winter | Non-coincident | 2031 | POE50 | Operational-demand | NA | 630.7695
VIC | DPTS | Deer Park (Powercor) 66 kV | Powercor | Winter | Coincident | 2032 | POE10 | Operational-demand | NA | 523.8396
VIC | DPTS | Deer Park (Powercor) 66 kV | Powercor | Winter | Coincident | 2032 | POE50 | Operational-demand | NA | 518.4931
VIC | DPTS | Deer Park (Powercor) 66 kV | Powercor | Winter | Non-coincident | 2032 | POE10 | Operational-demand | NA | 642.2745
VIC | DPTS | Deer Park (Powercor) 66 kV | Powercor | Winter | Non-coincident | 2032 | POE50 | Operational-demand | NA | 633.6722
VIC | DPTS | Deer Park (Powercor) 66 kV | Powercor | Winter | Coincident | 2033 | POE10 | Operational-demand | NA | 513.1618
VIC | DPTS | Deer Park (Powercor) 66 kV | Powercor | Winter | Coincident | 2033 | POE50 | Operational-demand | NA | 507.945
VIC | DPTS | Deer Park (Powercor) 66 kV | Powercor | Winter | Non-coincident | 2033 | POE10 | Operational-demand | NA | 645.2624
VIC | DPTS | Deer Park (Powercor) 66 kV | Powercor | Winter | Non-coincident | 2033 | POE50 | Operational-demand | NA | 636.5727
VIC | DPTS | Deer Park (Powercor) 66 kV | Powercor | Winter | Coincident | 2034 | POE10 | Operational-demand | NA | 511.6819
VIC | DPTS | Deer Park (Powercor) 66 kV | Powercor | Winter | Coincident | 2034 | POE50 | Operational-demand | NA | 506.7148
VIC | DPTS | Deer Park (Powercor) 66 kV | Powercor | Winter | Non-coincident | 2034 | POE10 | Operational-demand | NA | 648.221
VIC | DPTS | Deer Park (Powercor) 66 kV | Powercor | Winter | Non-coincident | 2034 | POE50 | Operational-demand | NA | 639.4438
VIC | ERTS1266A | East Rowville 12 (AusNet) 66 kV | AusNet | Shoulder | Coincident | 2019 | ACTUAL_OPG | Operational-demand | 20.9686 | NA
VIC | ERTS1266A | East Rowville 12 (AusNet) 66 kV | AusNet | Shoulder | Coincident | 2019 | ACTUAL_RAW | Operational-demand | 20.9686 | NA
VIC | ERTS1266A | East Rowville 12 (AusNet) 66 kV | AusNet | Shoulder | Non-coincident | 2019 | ACTUAL_RAW | Operational-demand | 18.93 | NA
VIC | ERTS1266A | East Rowville 12 (AusNet) 66 kV | AusNet | Shoulder | Non-coincident | 2019 | ACTUAL_OPG | Operational-demand | 18.93 | NA
VIC | ERTS1266A | East Rowville 12 (AusNet) 66 kV | AusNet | Shoulder | Non-coincident | 2019 | ACTUAL_ADJUSTEDOPG | Operational-demand | 18.93 | NA
VIC | ERTS1266A | East Rowville 12 (AusNet) 66 kV | AusNet | Shoulder | Coincident | 2020 | ACTUAL_OPG | Operational-demand | 25.8205 | NA
VIC | ERTS1266A | East Rowville 12 (AusNet) 66 kV | AusNet | Shoulder | Coincident | 2020 | ACTUAL_RAW | Operational-demand | 25.8205 | NA
VIC | ERTS1266A | East Rowville 12 (AusNet) 66 kV | AusNet | Shoulder | Non-coincident | 2020 | ACTUAL_RAW | Operational-demand | 14.4687 | NA
VIC | ERTS1266A | East Rowville 12 (AusNet) 66 kV | AusNet | Shoulder | Non-coincident | 2020 | ACTUAL_OPG | Operational-demand | 14.4687 | NA
VIC | ERTS1266A | East Rowville 12 (AusNet) 66 kV | AusNet | Shoulder | Non-coincident | 2020 | ACTUAL_ADJUSTEDOPG | Operational-demand | 14.4687 | NA
VIC | ERTS1266A | East Rowville 12 (AusNet) 66 kV | AusNet | Shoulder | Coincident | 2021 | ACTUAL_OPG | Operational-demand | 19.7041 | NA
VIC | ERTS1266A | East Rowville 12 (AusNet) 66 kV | AusNet | Shoulder | Coincident | 2021 | ACTUAL_RAW | Operational-demand | 19.7041 | NA
VIC | ERTS1266A | East Rowville 12 (AusNet) 66 kV | AusNet | Shoulder | Non-coincident | 2021 | ACTUAL_RAW | Operational-demand | 12.796 | NA
VIC | ERTS1266A | East Rowville 12 (AusNet) 66 kV | AusNet | Shoulder | Non-coincident | 2021 | ACTUAL_OPG | Operational-demand | 12.796 | NA
VIC | ERTS1266A | East Rowville 12 (AusNet) 66 kV | AusNet | Shoulder | Non-coincident | 2021 | ACTUAL_ADJUSTEDOPG | Operational-demand | 12.796 | NA
VIC | ERTS1266A | East Rowville 12 (AusNet) 66 kV | AusNet | Shoulder | Coincident | 2022 | ACTUAL_OPG | Operational-demand | 1.5156 | NA
VIC | ERTS1266A | East Rowville 12 (AusNet) 66 kV | AusNet | Shoulder | Coincident | 2022 | ACTUAL_RAW | Operational-demand | 1.5156 | NA
VIC | ERTS1266A | East Rowville 12 (AusNet) 66 kV | AusNet | Shoulder | Non-coincident | 2022 | ACTUAL_RAW | Operational-demand | 1.3041 | NA
VIC | ERTS1266A | East Rowville 12 (AusNet) 66 kV | AusNet | Shoulder | Non-coincident | 2022 | ACTUAL_OPG | Operational-demand | 1.3041 | NA
VIC | ERTS1266A | East Rowville 12 (AusNet) 66 kV | AusNet | Shoulder | Non-coincident | 2022 | ACTUAL_ADJUSTEDOPG | Operational-demand | 1.3041 | NA
VIC | ERTS1266A | East Rowville 12 (AusNet) 66 kV | AusNet | Shoulder | Coincident | 2023 | ACTUAL_OPG | Operational-demand | 2.056 | NA
VIC | ERTS1266A | East Rowville 12 (AusNet) 66 kV | AusNet | Shoulder | Coincident | 2023 | ACTUAL_RAW | Operational-demand | 2.056 | NA
VIC | ERTS1266A | East Rowville 12 (AusNet) 66 kV | AusNet | Shoulder | Non-coincident | 2023 | ACTUAL_RAW | Operational-demand | 2.056 | NA
VIC | ERTS1266A | East Rowville 12 (AusNet) 66 kV | AusNet | Shoulder | Non-coincident | 2023 | ACTUAL_OPG | Operational-demand | 2.056 | NA
VIC | ERTS1266A | East Rowville 12 (AusNet) 66 kV | AusNet | Shoulder | Non-coincident | 2023 | ACTUAL_ADJUSTEDOPG | Operational-demand | 2.056 | NA
VIC | ERTS1266A | East Rowville 12 (AusNet) 66 kV | AusNet | Shoulder | Coincident | 2024 | ACTUAL_OPG | Operational-demand | -2.2322 | NA
VIC | ERTS1266A | East Rowville 12 (AusNet) 66 kV | AusNet | Shoulder | Coincident | 2024 | ACTUAL_RAW | Operational-demand | -2.2322 | NA
VIC | ERTS1266A | East Rowville 12 (AusNet) 66 kV | AusNet | Shoulder | Non-coincident | 2024 | ACTUAL_RAW | Operational-demand | -2.2985 | NA
VIC | ERTS1266A | East Rowville 12 (AusNet) 66 kV | AusNet | Shoulder | Non-coincident | 2024 | ACTUAL_OPG | Operational-demand | -2.2985 | NA
VIC | ERTS1266A | East Rowville 12 (AusNet) 66 kV | AusNet | Shoulder | Non-coincident | 2024 | ACTUAL_ADJUSTEDOPG | Operational-demand | -2.2985 | NA
VIC | ERTS1266A | East Rowville 12 (AusNet) 66 kV | AusNet | Shoulder | Coincident | 2025 | ACTUAL_OPG | Operational-demand | -4.7385 | NA
VIC | ERTS1266A | East Rowville 12 (AusNet) 66 kV | AusNet | Shoulder | Coincident | 2025 | ACTUAL_RAW | Operational-demand | -4.7385 | NA
VIC | ERTS1266A | East Rowville 12 (AusNet) 66 kV | AusNet | Shoulder | Non-coincident | 2025 | ACTUAL_RAW | Operational-demand | -4.7865 | NA
VIC | ERTS1266A | East Rowville 12 (AusNet) 66 kV | AusNet | Shoulder | Non-coincident | 2025 | ACTUAL_OPG | Operational-demand | -4.7865 | NA
VIC | ERTS1266A | East Rowville 12 (AusNet) 66 kV | AusNet | Shoulder | Non-coincident | 2025 | ACTUAL_ADJUSTEDOPG | Operational-demand | -4.7865 | NA
VIC | ERTS1266A | East Rowville 12 (AusNet) 66 kV | AusNet | Shoulder | Non-coincident | 2025 | BASEYEARPOE90 | Operational-demand | -15.8769 | NA
VIC | ERTS1266A | East Rowville 12 (AusNet) 66 kV | AusNet | Shoulder | Non-coincident | 2025 | BASEYEARPOE50 | Operational-demand | -13.3011 | NA
VIC | ERTS1266A | East Rowville 12 (AusNet) 66 kV | AusNet | Shoulder | Coincident_unreconciled | 2026 | POE50 | Operational-demand | -17.8272 | NA
VIC | ERTS1266A | East Rowville 12 (AusNet) 66 kV | AusNet | Shoulder | Coincident_unreconciled | 2026 | POE90 | Operational-demand | -19.9392 | NA
VIC | ERTS1266A | East Rowville 12 (AusNet) 66 kV | AusNet | Shoulder | Non-coincident | 2026 | POE50 | Operational-demand | -18.1807 | NA
VIC | ERTS1266A | East Rowville 12 (AusNet) 66 kV | AusNet | Shoulder | Non-coincident | 2026 | POE90 | Operational-demand | -20.3346 | NA
VIC | ERTS1266A | East Rowville 12 (AusNet) 66 kV | AusNet | Shoulder | Coincident_unreconciled | 2027 | POE50 | Operational-demand | -22.3657 | NA
VIC | ERTS1266A | East Rowville 12 (AusNet) 66 kV | AusNet | Shoulder | Coincident_unreconciled | 2027 | POE90 | Operational-demand | -24.4847 | NA
VIC | ERTS1266A | East Rowville 12 (AusNet) 66 kV | AusNet | Shoulder | Non-coincident | 2027 | POE50 | Operational-demand | -22.8091 | NA
VIC | ERTS1266A | East Rowville 12 (AusNet) 66 kV | AusNet | Shoulder | Non-coincident | 2027 | POE90 | Operational-demand | -24.9702 | NA
VIC | ERTS1266A | East Rowville 12 (AusNet) 66 kV | AusNet | Shoulder | Coincident_unreconciled | 2028 | POE50 | Operational-demand | -26.4733 | NA
VIC | ERTS1266A | East Rowville 12 (AusNet) 66 kV | AusNet | Shoulder | Coincident_unreconciled | 2028 | POE90 | Operational-demand | -28.5997 | NA
VIC | ERTS1266A | East Rowville 12 (AusNet) 66 kV | AusNet | Shoulder | Non-coincident | 2028 | POE50 | Operational-demand | -26.9982 | NA
VIC | ERTS1266A | East Rowville 12 (AusNet) 66 kV | AusNet | Shoulder | Non-coincident | 2028 | POE90 | Operational-demand | -29.1667 | NA
VIC | ERTS1266A | East Rowville 12 (AusNet) 66 kV | AusNet | Shoulder | Coincident_unreconciled | 2029 | POE50 | Operational-demand | -30.4069 | NA
VIC | ERTS1266A | East Rowville 12 (AusNet) 66 kV | AusNet | Shoulder | Coincident_unreconciled | 2029 | POE90 | Operational-demand | -32.5406 | NA
VIC | ERTS1266A | East Rowville 12 (AusNet) 66 kV | AusNet | Shoulder | Non-coincident | 2029 | POE50 | Operational-demand | -31.0098 | NA
VIC | ERTS1266A | East Rowville 12 (AusNet) 66 kV | AusNet | Shoulder | Non-coincident | 2029 | POE90 | Operational-demand | -33.1858 | NA
VIC | ERTS1266A | East Rowville 12 (AusNet) 66 kV | AusNet | Shoulder | Coincident_unreconciled | 2030 | POE50 | Operational-demand | -34.3971 | NA
VIC | ERTS1266A | East Rowville 12 (AusNet) 66 kV | AusNet | Shoulder | Coincident_unreconciled | 2030 | POE90 | Operational-demand | -36.5381 | NA
VIC | ERTS1266A | East Rowville 12 (AusNet) 66 kV | AusNet | Shoulder | Non-coincident | 2030 | POE50 | Operational-demand | -35.0791 | NA
VIC | ERTS1266A | East Rowville 12 (AusNet) 66 kV | AusNet | Shoulder | Non-coincident | 2030 | POE90 | Operational-demand | -37.2626 | NA
VIC | ERTS1266A | East Rowville 12 (AusNet) 66 kV | AusNet | Shoulder | Coincident_unreconciled | 2031 | POE50 | Operational-demand | -38.8177 | NA
VIC | ERTS1266A | East Rowville 12 (AusNet) 66 kV | AusNet | Shoulder | Coincident_unreconciled | 2031 | POE90 | Operational-demand | -40.9661 | NA
VIC | ERTS1266A | East Rowville 12 (AusNet) 66 kV | AusNet | Shoulder | Non-coincident | 2031 | POE50 | Operational-demand | -39.5874 | NA
VIC | ERTS1266A | East Rowville 12 (AusNet) 66 kV | AusNet | Shoulder | Non-coincident | 2031 | POE90 | Operational-demand | -41.7783 | NA
VIC | ERTS1266A | East Rowville 12 (AusNet) 66 kV | AusNet | Shoulder | Coincident_unreconciled | 2032 | POE50 | Operational-demand | -42.081 | NA
VIC | ERTS1266A | East Rowville 12 (AusNet) 66 kV | AusNet | Shoulder | Coincident_unreconciled | 2032 | POE90 | Operational-demand | -44.2365 | NA
VIC | ERTS1266A | East Rowville 12 (AusNet) 66 kV | AusNet | Shoulder | Non-coincident | 2032 | POE50 | Operational-demand | -42.9153 | NA
VIC | ERTS1266A | East Rowville 12 (AusNet) 66 kV | AusNet | Shoulder | Non-coincident | 2032 | POE90 | Operational-demand | -45.1135 | NA
VIC | ERTS1266A | East Rowville 12 (AusNet) 66 kV | AusNet | Shoulder | Coincident_unreconciled | 2033 | POE50 | Operational-demand | -44.3553 | NA
VIC | ERTS1266A | East Rowville 12 (AusNet) 66 kV | AusNet | Shoulder | Coincident_unreconciled | 2033 | POE90 | Operational-demand | -46.5179 | NA
VIC | ERTS1266A | East Rowville 12 (AusNet) 66 kV | AusNet | Shoulder | Non-coincident | 2033 | POE50 | Operational-demand | -45.2347 | NA
VIC | ERTS1266A | East Rowville 12 (AusNet) 66 kV | AusNet | Shoulder | Non-coincident | 2033 | POE90 | Operational-demand | -47.4402 | NA
VIC | ERTS1266A | East Rowville 12 (AusNet) 66 kV | AusNet | Shoulder | Coincident_unreconciled | 2034 | POE50 | Operational-demand | -46.7252 | NA
VIC | ERTS1266A | East Rowville 12 (AusNet) 66 kV | AusNet | Shoulder | Coincident_unreconciled | 2034 | POE90 | Operational-demand | -48.8948 | NA
VIC | ERTS1266A | East Rowville 12 (AusNet) 66 kV | AusNet | Shoulder | Non-coincident | 2034 | POE50 | Operational-demand | -47.6517 | NA
VIC | ERTS1266A | East Rowville 12 (AusNet) 66 kV | AusNet | Shoulder | Non-coincident | 2034 | POE90 | Operational-demand | -49.8643 | NA
VIC | ERTS1266A | East Rowville 12 (AusNet) 66 kV | AusNet | Shoulder | Coincident_unreconciled | 2035 | POE50 | Operational-demand | -49.486 | NA
VIC | ERTS1266A | East Rowville 12 (AusNet) 66 kV | AusNet | Shoulder | Coincident_unreconciled | 2035 | POE90 | Operational-demand | -51.6627 | NA
VIC | ERTS1266A | East Rowville 12 (AusNet) 66 kV | AusNet | Shoulder | Non-coincident | 2035 | POE50 | Operational-demand | -50.4672 | NA
VIC | ERTS1266A | East Rowville 12 (AusNet) 66 kV | AusNet | Shoulder | Non-coincident | 2035 | POE90 | Operational-demand | -52.687 | NA
VIC | ERTS1266A | East Rowville 12 (AusNet) 66 kV | AusNet | Summer | Coincident | 2019 | ACTUAL_OPG | Operational-demand | 19.5059 | 84.6534
VIC | ERTS1266A | East Rowville 12 (AusNet) 66 kV | AusNet | Summer | Coincident | 2019 | ACTUAL_RAW | Operational-demand | 19.5059 | 84.6534
VIC | ERTS1266A | East Rowville 12 (AusNet) 66 kV | AusNet | Summer | Non-coincident | 2019 | ACTUAL_RAW | Operational-demand | 15.2717 | 97.3149
VIC | ERTS1266A | East Rowville 12 (AusNet) 66 kV | AusNet | Summer | Non-coincident | 2019 | ACTUAL_OPG | Operational-demand | 15.2717 | 97.3149
VIC | ERTS1266A | East Rowville 12 (AusNet) 66 kV | AusNet | Summer | Non-coincident | 2019 | ACTUAL_ADJUSTEDOPG | Operational-demand | 15.2717 | 97.3149
VIC | ERTS1266A | East Rowville 12 (AusNet) 66 kV | AusNet | Summer | Coincident | 2020 | ACTUAL_OPG | Operational-demand | 13.5981 | 103.4087
VIC | ERTS1266A | East Rowville 12 (AusNet) 66 kV | AusNet | Summer | Coincident | 2020 | ACTUAL_RAW | Operational-demand | 13.5981 | 103.4087
VIC | ERTS1266A | East Rowville 12 (AusNet) 66 kV | AusNet | Summer | Non-coincident | 2020 | ACTUAL_RAW | Operational-demand | 13.0088 | 103.4087
VIC | ERTS1266A | East Rowville 12 (AusNet) 66 kV | AusNet | Summer | Non-coincident | 2020 | ACTUAL_OPG | Operational-demand | 13.0088 | 103.4087
VIC | ERTS1266A | East Rowville 12 (AusNet) 66 kV | AusNet | Summer | Non-coincident | 2020 | ACTUAL_ADJUSTEDOPG | Operational-demand | 13.0088 | 103.4087
VIC | ERTS1266A | East Rowville 12 (AusNet) 66 kV | AusNet | Summer | Coincident | 2021 | ACTUAL_OPG | Operational-demand | 13.5135 | 77.5493
VIC | ERTS1266A | East Rowville 12 (AusNet) 66 kV | AusNet | Summer | Coincident | 2021 | ACTUAL_RAW | Operational-demand | 13.5135 | 77.5493
VIC | ERTS1266A | East Rowville 12 (AusNet) 66 kV | AusNet | Summer | Non-coincident | 2021 | ACTUAL_RAW | Operational-demand | 10.4002 | 81.8475
VIC | ERTS1266A | East Rowville 12 (AusNet) 66 kV | AusNet | Summer | Non-coincident | 2021 | ACTUAL_OPG | Operational-demand | 10.4002 | 81.8475
VIC | ERTS1266A | East Rowville 12 (AusNet) 66 kV | AusNet | Summer | Non-coincident | 2021 | ACTUAL_ADJUSTEDOPG | Operational-demand | 10.4002 | 81.8475
VIC | ERTS1266A | East Rowville 12 (AusNet) 66 kV | AusNet | Summer | Coincident | 2022 | ACTUAL_OPG | Operational-demand | 6.257 | 84.5361
VIC | ERTS1266A | East Rowville 12 (AusNet) 66 kV | AusNet | Summer | Coincident | 2022 | ACTUAL_RAW | Operational-demand | 6.257 | 84.5361
VIC | ERTS1266A | East Rowville 12 (AusNet) 66 kV | AusNet | Summer | Non-coincident | 2022 | ACTUAL_RAW | Operational-demand | 3.2319 | 85.6153
VIC | ERTS1266A | East Rowville 12 (AusNet) 66 kV | AusNet | Summer | Non-coincident | 2022 | ACTUAL_OPG | Operational-demand | 3.2319 | 85.6153
VIC | ERTS1266A | East Rowville 12 (AusNet) 66 kV | AusNet | Summer | Non-coincident | 2022 | ACTUAL_ADJUSTEDOPG | Operational-demand | 3.2319 | 85.6153
VIC | ERTS1266A | East Rowville 12 (AusNet) 66 kV | AusNet | Summer | Coincident | 2023 | ACTUAL_OPG | Operational-demand | 1.962 | 59.9379
VIC | ERTS1266A | East Rowville 12 (AusNet) 66 kV | AusNet | Summer | Coincident | 2023 | ACTUAL_RAW | Operational-demand | 1.962 | 59.9379
VIC | ERTS1266A | East Rowville 12 (AusNet) 66 kV | AusNet | Summer | Non-coincident | 2023 | ACTUAL_RAW | Operational-demand | 0.38067 | 60.2545
VIC | ERTS1266A | East Rowville 12 (AusNet) 66 kV | AusNet | Summer | Non-coincident | 2023 | ACTUAL_OPG | Operational-demand | 0.38067 | 60.2545
VIC | ERTS1266A | East Rowville 12 (AusNet) 66 kV | AusNet | Summer | Non-coincident | 2023 | ACTUAL_ADJUSTEDOPG | Operational-demand | 0.38067 | 60.2545
VIC | ERTS1266A | East Rowville 12 (AusNet) 66 kV | AusNet | Summer | Coincident | 2024 | ACTUAL_OPG | Operational-demand | -5.2149 | 58.6275
VIC | ERTS1266A | East Rowville 12 (AusNet) 66 kV | AusNet | Summer | Coincident | 2024 | ACTUAL_RAW | Operational-demand | -5.2149 | 58.6275
VIC | ERTS1266A | East Rowville 12 (AusNet) 66 kV | AusNet | Summer | Non-coincident | 2024 | ACTUAL_RAW | Operational-demand | -6.2192 | 60.2336
VIC | ERTS1266A | East Rowville 12 (AusNet) 66 kV | AusNet | Summer | Non-coincident | 2024 | ACTUAL_OPG | Operational-demand | -6.2192 | 60.2336
VIC | ERTS1266A | East Rowville 12 (AusNet) 66 kV | AusNet | Summer | Non-coincident | 2024 | ACTUAL_ADJUSTEDOPG | Operational-demand | -6.2192 | 60.2336
VIC | ERTS1266A | East Rowville 12 (AusNet) 66 kV | AusNet | Summer | Coincident | 2025 | ACTUAL_OPG | Operational-demand | -8.8745 | 63.9144
VIC | ERTS1266A | East Rowville 12 (AusNet) 66 kV | AusNet | Summer | Coincident | 2025 | ACTUAL_RAW | Operational-demand | -8.8745 | 63.9144
VIC | ERTS1266A | East Rowville 12 (AusNet) 66 kV | AusNet | Summer | Non-coincident | 2025 | ACTUAL_RAW | Operational-demand | -9.1488 | 77.0446
VIC | ERTS1266A | East Rowville 12 (AusNet) 66 kV | AusNet | Summer | Non-coincident | 2025 | ACTUAL_OPG | Operational-demand | -9.1488 | 77.0446
VIC | ERTS1266A | East Rowville 12 (AusNet) 66 kV | AusNet | Summer | Non-coincident | 2025 | ACTUAL_ADJUSTEDOPG | Operational-demand | -9.1488 | 77.0446
VIC | ERTS1266A | East Rowville 12 (AusNet) 66 kV | AusNet | Summer | Non-coincident | 2025 | BASEYEARPOE90 | Operational-demand | -19.2713 | NA
VIC | ERTS1266A | East Rowville 12 (AusNet) 66 kV | AusNet | Summer | Non-coincident | 2025 | BASEYEARPOE50 | Operational-demand | -16.8573 | 89.5201
VIC | ERTS1266A | East Rowville 12 (AusNet) 66 kV | AusNet | Summer | Coincident_unreconciled | 2026 | POE50 | Operational-demand | -18.9518 | NA
VIC | ERTS1266A | East Rowville 12 (AusNet) 66 kV | AusNet | Summer | Coincident_unreconciled | 2026 | POE90 | Operational-demand | -20.6442 | NA
VIC | ERTS1266A | East Rowville 12 (AusNet) 66 kV | AusNet | Summer | Non-coincident | 2026 | POE50 | Operational-demand | -20.9583 | 88.6598
VIC | ERTS1266A | East Rowville 12 (AusNet) 66 kV | AusNet | Summer | Non-coincident | 2026 | POE90 | Operational-demand | -22.8298 | NA
VIC | ERTS1266A | East Rowville 12 (AusNet) 66 kV | AusNet | Summer | Coincident_unreconciled | 2027 | POE50 | Operational-demand | -23.3541 | NA
VIC | ERTS1266A | East Rowville 12 (AusNet) 66 kV | AusNet | Summer | Coincident_unreconciled | 2027 | POE90 | Operational-demand | -25.0521 | NA
VIC | ERTS1266A | East Rowville 12 (AusNet) 66 kV | AusNet | Summer | Non-coincident | 2027 | POE50 | Operational-demand | -25.8266 | 86.0011
VIC | ERTS1266A | East Rowville 12 (AusNet) 66 kV | AusNet | Summer | Non-coincident | 2027 | POE90 | Operational-demand | -27.7044 | NA
VIC | ERTS1266A | East Rowville 12 (AusNet) 66 kV | AusNet | Summer | Coincident_unreconciled | 2028 | POE50 | Operational-demand | -27.3103 | NA
VIC | ERTS1266A | East Rowville 12 (AusNet) 66 kV | AusNet | Summer | Coincident_unreconciled | 2028 | POE90 | Operational-demand | -29.0142 | NA
VIC | ERTS1266A | East Rowville 12 (AusNet) 66 kV | AusNet | Summer | Non-coincident | 2028 | POE50 | Operational-demand | -30.2016 | 85.985
VIC | ERTS1266A | East Rowville 12 (AusNet) 66 kV | AusNet | Summer | Non-coincident | 2028 | POE90 | Operational-demand | -32.0859 | NA
VIC | ERTS1266A | East Rowville 12 (AusNet) 66 kV | AusNet | Summer | Coincident_unreconciled | 2029 | POE50 | Operational-demand | -31.1279 | NA
VIC | ERTS1266A | East Rowville 12 (AusNet) 66 kV | AusNet | Summer | Coincident_unreconciled | 2029 | POE90 | Operational-demand | -32.8377 | NA
VIC | ERTS1266A | East Rowville 12 (AusNet) 66 kV | AusNet | Summer | Non-coincident | 2029 | POE50 | Operational-demand | -34.4235 | 86.0406
VIC | ERTS1266A | East Rowville 12 (AusNet) 66 kV | AusNet | Summer | Non-coincident | 2029 | POE90 | Operational-demand | -36.3142 | NA
VIC | ERTS1266A | East Rowville 12 (AusNet) 66 kV | AusNet | Summer | Coincident_unreconciled | 2030 | POE50 | Operational-demand | -35.0193 | NA
VIC | ERTS1266A | East Rowville 12 (AusNet) 66 kV | AusNet | Summer | Coincident_unreconciled | 2030 | POE90 | Operational-demand | -36.7349 | NA
VIC | ERTS1266A | East Rowville 12 (AusNet) 66 kV | AusNet | Summer | Non-coincident | 2030 | POE50 | Operational-demand | -38.7268 | 86.1513
VIC | ERTS1266A | East Rowville 12 (AusNet) 66 kV | AusNet | Summer | Non-coincident | 2030 | POE90 | Operational-demand | -40.624 | NA
VIC | ERTS1266A | East Rowville 12 (AusNet) 66 kV | AusNet | Summer | Coincident_unreconciled | 2031 | POE50 | Operational-demand | -39.3554 | NA
VIC | ERTS1266A | East Rowville 12 (AusNet) 66 kV | AusNet | Summer | Coincident_unreconciled | 2031 | POE90 | Operational-demand | -41.0769 | NA
VIC | ERTS1266A | East Rowville 12 (AusNet) 66 kV | AusNet | Summer | Non-coincident | 2031 | POE50 | Operational-demand | -43.5219 | 86.2168
VIC | ERTS1266A | East Rowville 12 (AusNet) 66 kV | AusNet | Summer | Non-coincident | 2031 | POE90 | Operational-demand | -45.4257 | NA
VIC | ERTS1266A | East Rowville 12 (AusNet) 66 kV | AusNet | Summer | Coincident_unreconciled | 2032 | POE50 | Operational-demand | -42.5299 | NA
VIC | ERTS1266A | East Rowville 12 (AusNet) 66 kV | AusNet | Summer | Coincident_unreconciled | 2032 | POE90 | Operational-demand | -44.2571 | NA
VIC | ERTS1266A | East Rowville 12 (AusNet) 66 kV | AusNet | Summer | Non-coincident | 2032 | POE50 | Operational-demand | -47.0325 | 86.4611
VIC | ERTS1266A | East Rowville 12 (AusNet) 66 kV | AusNet | Summer | Non-coincident | 2032 | POE90 | Operational-demand | -48.9426 | NA
VIC | ERTS1266A | East Rowville 12 (AusNet) 66 kV | AusNet | Summer | Coincident_unreconciled | 2033 | POE50 | Operational-demand | -44.7468 | NA
VIC | ERTS1266A | East Rowville 12 (AusNet) 66 kV | AusNet | Summer | Coincident_unreconciled | 2033 | POE90 | Operational-demand | -46.4797 | NA
VIC | ERTS1266A | East Rowville 12 (AusNet) 66 kV | AusNet | Summer | Non-coincident | 2033 | POE50 | Operational-demand | -49.4842 | 86.8418
VIC | ERTS1266A | East Rowville 12 (AusNet) 66 kV | AusNet | Summer | Non-coincident | 2033 | POE90 | Operational-demand | -51.4006 | NA
VIC | ERTS1266A | East Rowville 12 (AusNet) 66 kV | AusNet | Summer | Coincident_unreconciled | 2034 | POE50 | Operational-demand | -47.0835 | NA
VIC | ERTS1266A | East Rowville 12 (AusNet) 66 kV | AusNet | Summer | Coincident_unreconciled | 2034 | POE90 | Operational-demand | -48.822 | NA
VIC | ERTS1266A | East Rowville 12 (AusNet) 66 kV | AusNet | Summer | Non-coincident | 2034 | POE50 | Operational-demand | -52.0682 | 87.2112
VIC | ERTS1266A | East Rowville 12 (AusNet) 66 kV | AusNet | Summer | Non-coincident | 2034 | POE90 | Operational-demand | -53.9908 | NA
VIC | ERTS1266A | East Rowville 12 (AusNet) 66 kV | AusNet | Summer | Coincident_unreconciled | 2035 | POE50 | Operational-demand | -49.8063 | NA
VIC | ERTS1266A | East Rowville 12 (AusNet) 66 kV | AusNet | Summer | Coincident_unreconciled | 2035 | POE90 | Operational-demand | -51.5505 | NA
VIC | ERTS1266A | East Rowville 12 (AusNet) 66 kV | AusNet | Summer | Non-coincident | 2035 | POE50 | Operational-demand | -55.0793 | 87.5322
VIC | ERTS1266A | East Rowville 12 (AusNet) 66 kV | AusNet | Summer | Non-coincident | 2035 | POE90 | Operational-demand | -57.0082 | NA
VIC | ERTS1266A | East Rowville 12 (AusNet) 66 kV | AusNet | Summer | Non-coincident | 2025 | BASEYEARPOE10 | Operational-demand | NA | 101.6349
VIC | ERTS1266A | East Rowville 12 (AusNet) 66 kV | AusNet | Summer | Coincident | 2026 | POE10 | Operational-demand | NA | 90.3097
VIC | ERTS1266A | East Rowville 12 (AusNet) 66 kV | AusNet | Summer | Coincident | 2026 | POE50 | Operational-demand | NA | 79.9418
VIC | ERTS1266A | East Rowville 12 (AusNet) 66 kV | AusNet | Summer | Non-coincident | 2026 | POE10 | Operational-demand | NA | 103.2387
VIC | ERTS1266A | East Rowville 12 (AusNet) 66 kV | AusNet | Summer | Coincident | 2027 | POE10 | Operational-demand | NA | 85.7088
VIC | ERTS1266A | East Rowville 12 (AusNet) 66 kV | AusNet | Summer | Coincident | 2027 | POE50 | Operational-demand | NA | 74.9918
VIC | ERTS1266A | East Rowville 12 (AusNet) 66 kV | AusNet | Summer | Non-coincident | 2027 | POE10 | Operational-demand | NA | 100.6289
VIC | ERTS1266A | East Rowville 12 (AusNet) 66 kV | AusNet | Summer | Coincident | 2028 | POE10 | Operational-demand | NA | 83.6802
VIC | ERTS1266A | East Rowville 12 (AusNet) 66 kV | AusNet | Summer | Coincident | 2028 | POE50 | Operational-demand | NA | 72.631
VIC | ERTS1266A | East Rowville 12 (AusNet) 66 kV | AusNet | Summer | Non-coincident | 2028 | POE10 | Operational-demand | NA | 100.6634
VIC | ERTS1266A | East Rowville 12 (AusNet) 66 kV | AusNet | Summer | Coincident | 2029 | POE10 | Operational-demand | NA | 82.2738
VIC | ERTS1266A | East Rowville 12 (AusNet) 66 kV | AusNet | Summer | Coincident | 2029 | POE50 | Operational-demand | NA | 71.426
VIC | ERTS1266A | East Rowville 12 (AusNet) 66 kV | AusNet | Summer | Non-coincident | 2029 | POE10 | Operational-demand | NA | 100.7695
VIC | ERTS1266A | East Rowville 12 (AusNet) 66 kV | AusNet | Summer | Coincident | 2030 | POE10 | Operational-demand | NA | 81.1933
VIC | ERTS1266A | East Rowville 12 (AusNet) 66 kV | AusNet | Summer | Coincident | 2030 | POE50 | Operational-demand | NA | 70.2466
VIC | ERTS1266A | East Rowville 12 (AusNet) 66 kV | AusNet | Summer | Non-coincident | 2030 | POE10 | Operational-demand | NA | 100.9307
VIC | ERTS1266A | East Rowville 12 (AusNet) 66 kV | AusNet | Summer | Coincident | 2031 | POE10 | Operational-demand | NA | 79.2247
VIC | ERTS1266A | East Rowville 12 (AusNet) 66 kV | AusNet | Summer | Coincident | 2031 | POE50 | Operational-demand | NA | 68.8487
VIC | ERTS1266A | East Rowville 12 (AusNet) 66 kV | AusNet | Summer | Non-coincident | 2031 | POE10 | Operational-demand | NA | 101.0468
VIC | ERTS1266A | East Rowville 12 (AusNet) 66 kV | AusNet | Summer | Coincident | 2032 | POE10 | Operational-demand | NA | 77.0818
VIC | ERTS1266A | East Rowville 12 (AusNet) 66 kV | AusNet | Summer | Coincident | 2032 | POE50 | Operational-demand | NA | 66.8453
VIC | ERTS1266A | East Rowville 12 (AusNet) 66 kV | AusNet | Summer | Non-coincident | 2032 | POE10 | Operational-demand | NA | 101.3405
VIC | ERTS1266A | East Rowville 12 (AusNet) 66 kV | AusNet | Summer | Coincident | 2033 | POE10 | Operational-demand | NA | 75.5954
VIC | ERTS1266A | East Rowville 12 (AusNet) 66 kV | AusNet | Summer | Coincident | 2033 | POE50 | Operational-demand | NA | 64.9537
VIC | ERTS1266A | East Rowville 12 (AusNet) 66 kV | AusNet | Summer | Non-coincident | 2033 | POE10 | Operational-demand | NA | 101.7698
VIC | ERTS1266A | East Rowville 12 (AusNet) 66 kV | AusNet | Summer | Coincident | 2034 | POE10 | Operational-demand | NA | 75.118
VIC | ERTS1266A | East Rowville 12 (AusNet) 66 kV | AusNet | Summer | Coincident | 2034 | POE50 | Operational-demand | NA | 64.6159
VIC | ERTS1266A | East Rowville 12 (AusNet) 66 kV | AusNet | Summer | Non-coincident | 2034 | POE10 | Operational-demand | NA | 102.1879
VIC | ERTS1266A | East Rowville 12 (AusNet) 66 kV | AusNet | Summer | Coincident | 2035 | POE10 | Operational-demand | NA | 74.9258
VIC | ERTS1266A | East Rowville 12 (AusNet) 66 kV | AusNet | Summer | Coincident | 2035 | POE50 | Operational-demand | NA | 64.4608
VIC | ERTS1266A | East Rowville 12 (AusNet) 66 kV | AusNet | Summer | Non-coincident | 2035 | POE10 | Operational-demand | NA | 102.5576
VIC | ERTS1266A | East Rowville 12 (AusNet) 66 kV | AusNet | Winter | Coincident | 2018 | ACTUAL_OPG | Operational-demand | NA | 66.6619
VIC | ERTS1266A | East Rowville 12 (AusNet) 66 kV | AusNet | Winter | Coincident | 2018 | ACTUAL_RAW | Operational-demand | NA | 66.6619
VIC | ERTS1266A | East Rowville 12 (AusNet) 66 kV | AusNet | Winter | Non-coincident | 2018 | ACTUAL_RAW | Operational-demand | NA | 69.2666
VIC | ERTS1266A | East Rowville 12 (AusNet) 66 kV | AusNet | Winter | Non-coincident | 2018 | ACTUAL_OPG | Operational-demand | NA | 69.2666
VIC | ERTS1266A | East Rowville 12 (AusNet) 66 kV | AusNet | Winter | Non-coincident | 2018 | ACTUAL_ADJUSTEDOPG | Operational-demand | NA | 69.2666
VIC | ERTS1266A | East Rowville 12 (AusNet) 66 kV | AusNet | Winter | Coincident | 2019 | ACTUAL_OPG | Operational-demand | NA | 70.2593
VIC | ERTS1266A | East Rowville 12 (AusNet) 66 kV | AusNet | Winter | Coincident | 2019 | ACTUAL_RAW | Operational-demand | NA | 70.2593
VIC | ERTS1266A | East Rowville 12 (AusNet) 66 kV | AusNet | Winter | Non-coincident | 2019 | ACTUAL_RAW | Operational-demand | NA | 70.7385
VIC | ERTS1266A | East Rowville 12 (AusNet) 66 kV | AusNet | Winter | Non-coincident | 2019 | ACTUAL_OPG | Operational-demand | NA | 70.7385
VIC | ERTS1266A | East Rowville 12 (AusNet) 66 kV | AusNet | Winter | Non-coincident | 2019 | ACTUAL_ADJUSTEDOPG | Operational-demand | NA | 70.7385
VIC | ERTS1266A | East Rowville 12 (AusNet) 66 kV | AusNet | Winter | Coincident | 2020 | ACTUAL_OPG | Operational-demand | NA | 77.6451
VIC | ERTS1266A | East Rowville 12 (AusNet) 66 kV | AusNet | Winter | Coincident | 2020 | ACTUAL_RAW | Operational-demand | NA | 77.6451
VIC | ERTS1266A | East Rowville 12 (AusNet) 66 kV | AusNet | Winter | Non-coincident | 2020 | ACTUAL_RAW | Operational-demand | NA | 77.6451
VIC | ERTS1266A | East Rowville 12 (AusNet) 66 kV | AusNet | Winter | Non-coincident | 2020 | ACTUAL_OPG | Operational-demand | NA | 77.6451
VIC | ERTS1266A | East Rowville 12 (AusNet) 66 kV | AusNet | Winter | Non-coincident | 2020 | ACTUAL_ADJUSTEDOPG | Operational-demand | NA | 77.6451
VIC | ERTS1266A | East Rowville 12 (AusNet) 66 kV | AusNet | Winter | Coincident | 2021 | ACTUAL_OPG | Operational-demand | NA | 72.4687
VIC | ERTS1266A | East Rowville 12 (AusNet) 66 kV | AusNet | Winter | Coincident | 2021 | ACTUAL_RAW | Operational-demand | NA | 72.4687
VIC | ERTS1266A | East Rowville 12 (AusNet) 66 kV | AusNet | Winter | Non-coincident | 2021 | ACTUAL_RAW | Operational-demand | NA | 77.9715
VIC | ERTS1266A | East Rowville 12 (AusNet) 66 kV | AusNet | Winter | Non-coincident | 2021 | ACTUAL_OPG | Operational-demand | NA | 77.9715
VIC | ERTS1266A | East Rowville 12 (AusNet) 66 kV | AusNet | Winter | Non-coincident | 2021 | ACTUAL_ADJUSTEDOPG | Operational-demand | NA | 77.9715
VIC | ERTS1266A | East Rowville 12 (AusNet) 66 kV | AusNet | Winter | Coincident | 2022 | ACTUAL_OPG | Operational-demand | NA | 53.5158
VIC | ERTS1266A | East Rowville 12 (AusNet) 66 kV | AusNet | Winter | Coincident | 2022 | ACTUAL_RAW | Operational-demand | NA | 53.5158
VIC | ERTS1266A | East Rowville 12 (AusNet) 66 kV | AusNet | Winter | Non-coincident | 2022 | ACTUAL_RAW | Operational-demand | NA | 56.0556
VIC | ERTS1266A | East Rowville 12 (AusNet) 66 kV | AusNet | Winter | Non-coincident | 2022 | ACTUAL_OPG | Operational-demand | NA | 56.0556
VIC | ERTS1266A | East Rowville 12 (AusNet) 66 kV | AusNet | Winter | Non-coincident | 2022 | ACTUAL_ADJUSTEDOPG | Operational-demand | NA | 56.0556
VIC | ERTS1266A | East Rowville 12 (AusNet) 66 kV | AusNet | Winter | Coincident | 2023 | ACTUAL_OPG | Operational-demand | NA | 59.6569
VIC | ERTS1266A | East Rowville 12 (AusNet) 66 kV | AusNet | Winter | Coincident | 2023 | ACTUAL_RAW | Operational-demand | NA | 59.6569
VIC | ERTS1266A | East Rowville 12 (AusNet) 66 kV | AusNet | Winter | Non-coincident | 2023 | ACTUAL_RAW | Operational-demand | NA | 60.767
VIC | ERTS1266A | East Rowville 12 (AusNet) 66 kV | AusNet | Winter | Non-coincident | 2023 | ACTUAL_OPG | Operational-demand | NA | 60.767
VIC | ERTS1266A | East Rowville 12 (AusNet) 66 kV | AusNet | Winter | Non-coincident | 2023 | ACTUAL_ADJUSTEDOPG | Operational-demand | NA | 60.767
VIC | ERTS1266A | East Rowville 12 (AusNet) 66 kV | AusNet | Winter | Coincident | 2024 | ACTUAL_OPG | Operational-demand | NA | 62.333
VIC | ERTS1266A | East Rowville 12 (AusNet) 66 kV | AusNet | Winter | Coincident | 2024 | ACTUAL_RAW | Operational-demand | NA | 62.333
VIC | ERTS1266A | East Rowville 12 (AusNet) 66 kV | AusNet | Winter | Non-coincident | 2024 | ACTUAL_RAW | Operational-demand | NA | 62.333
VIC | ERTS1266A | East Rowville 12 (AusNet) 66 kV | AusNet | Winter | Non-coincident | 2024 | ACTUAL_OPG | Operational-demand | NA | 62.333
VIC | ERTS1266A | East Rowville 12 (AusNet) 66 kV | AusNet | Winter | Non-coincident | 2024 | ACTUAL_ADJUSTEDOPG | Operational-demand | NA | 62.333
VIC | ERTS1266A | East Rowville 12 (AusNet) 66 kV | AusNet | Winter | Coincident | 2025 | POE10 | Operational-demand | NA | 74.4984
VIC | ERTS1266A | East Rowville 12 (AusNet) 66 kV | AusNet | Winter | Coincident | 2025 | POE50 | Operational-demand | NA | 73.3629
VIC | ERTS1266A | East Rowville 12 (AusNet) 66 kV | AusNet | Winter | Non-coincident | 2025 | ACTUAL_RAW | Operational-demand | NA | 60.5868
VIC | ERTS1266A | East Rowville 12 (AusNet) 66 kV | AusNet | Winter | Non-coincident | 2025 | ACTUAL_ADJUSTEDOPG | Operational-demand | NA | 60.5868
VIC | ERTS1266A | East Rowville 12 (AusNet) 66 kV | AusNet | Winter | Non-coincident | 2025 | BASEYEARPOE50 | Operational-demand | NA | 78.8305
VIC | ERTS1266A | East Rowville 12 (AusNet) 66 kV | AusNet | Winter | Non-coincident | 2025 | BASEYEARPOE10 | Operational-demand | NA | 80.7435
VIC | ERTS1266A | East Rowville 12 (AusNet) 66 kV | AusNet | Winter | Non-coincident | 2025 | POE10 | Operational-demand | NA | 80.8015
VIC | ERTS1266A | East Rowville 12 (AusNet) 66 kV | AusNet | Winter | Non-coincident | 2025 | POE50 | Operational-demand | NA | 78.8923
VIC | ERTS1266A | East Rowville 12 (AusNet) 66 kV | AusNet | Winter | Coincident | 2026 | POE10 | Operational-demand | NA | 70.1965
VIC | ERTS1266A | East Rowville 12 (AusNet) 66 kV | AusNet | Winter | Coincident | 2026 | POE50 | Operational-demand | NA | 68.9543
VIC | ERTS1266A | East Rowville 12 (AusNet) 66 kV | AusNet | Winter | Non-coincident | 2026 | POE10 | Operational-demand | NA | 79.023
VIC | ERTS1266A | East Rowville 12 (AusNet) 66 kV | AusNet | Winter | Non-coincident | 2026 | POE50 | Operational-demand | NA | 77.1077
VIC | ERTS1266A | East Rowville 12 (AusNet) 66 kV | AusNet | Winter | Coincident | 2027 | POE10 | Operational-demand | NA | 65.8016
VIC | ERTS1266A | East Rowville 12 (AusNet) 66 kV | AusNet | Winter | Coincident | 2027 | POE50 | Operational-demand | NA | 64.4216
VIC | ERTS1266A | East Rowville 12 (AusNet) 66 kV | AusNet | Winter | Non-coincident | 2027 | POE10 | Operational-demand | NA | 76.8814
VIC | ERTS1266A | East Rowville 12 (AusNet) 66 kV | AusNet | Winter | Non-coincident | 2027 | POE50 | Operational-demand | NA | 74.9595
VIC | ERTS1266A | East Rowville 12 (AusNet) 66 kV | AusNet | Winter | Coincident | 2028 | POE10 | Operational-demand | NA | 64.8975
VIC | ERTS1266A | East Rowville 12 (AusNet) 66 kV | AusNet | Winter | Coincident | 2028 | POE50 | Operational-demand | NA | 63.5903
VIC | ERTS1266A | East Rowville 12 (AusNet) 66 kV | AusNet | Winter | Non-coincident | 2028 | POE10 | Operational-demand | NA | 77.3139
VIC | ERTS1266A | East Rowville 12 (AusNet) 66 kV | AusNet | Winter | Non-coincident | 2028 | POE50 | Operational-demand | NA | 75.3854
VIC | ERTS1266A | East Rowville 12 (AusNet) 66 kV | AusNet | Winter | Coincident | 2029 | POE10 | Operational-demand | NA | 64.5261
VIC | ERTS1266A | East Rowville 12 (AusNet) 66 kV | AusNet | Winter | Coincident | 2029 | POE50 | Operational-demand | NA | 63.2531
VIC | ERTS1266A | East Rowville 12 (AusNet) 66 kV | AusNet | Winter | Non-coincident | 2029 | POE10 | Operational-demand | NA | 77.8211
VIC | ERTS1266A | East Rowville 12 (AusNet) 66 kV | AusNet | Winter | Non-coincident | 2029 | POE50 | Operational-demand | NA | 75.8859
VIC | ERTS1266A | East Rowville 12 (AusNet) 66 kV | AusNet | Winter | Coincident | 2030 | POE10 | Operational-demand | NA | 64.0501
VIC | ERTS1266A | East Rowville 12 (AusNet) 66 kV | AusNet | Winter | Coincident | 2030 | POE50 | Operational-demand | NA | 62.7776
VIC | ERTS1266A | East Rowville 12 (AusNet) 66 kV | AusNet | Winter | Non-coincident | 2030 | POE10 | Operational-demand | NA | 78.3307
VIC | ERTS1266A | East Rowville 12 (AusNet) 66 kV | AusNet | Winter | Non-coincident | 2030 | POE50 | Operational-demand | NA | 76.3889
VIC | ERTS1266A | East Rowville 12 (AusNet) 66 kV | AusNet | Winter | Coincident | 2031 | POE10 | Operational-demand | NA | 63.6956
VIC | ERTS1266A | East Rowville 12 (AusNet) 66 kV | AusNet | Winter | Coincident | 2031 | POE50 | Operational-demand | NA | 62.4377
VIC | ERTS1266A | East Rowville 12 (AusNet) 66 kV | AusNet | Winter | Non-coincident | 2031 | POE10 | Operational-demand | NA | 78.8662
VIC | ERTS1266A | East Rowville 12 (AusNet) 66 kV | AusNet | Winter | Non-coincident | 2031 | POE50 | Operational-demand | NA | 76.9177
VIC | ERTS1266A | East Rowville 12 (AusNet) 66 kV | AusNet | Winter | Coincident | 2032 | POE10 | Operational-demand | NA | 62.8324
VIC | ERTS1266A | East Rowville 12 (AusNet) 66 kV | AusNet | Winter | Coincident | 2032 | POE50 | Operational-demand | NA | 61.4808
VIC | ERTS1266A | East Rowville 12 (AusNet) 66 kV | AusNet | Winter | Non-coincident | 2032 | POE10 | Operational-demand | NA | 79.4255
VIC | ERTS1266A | East Rowville 12 (AusNet) 66 kV | AusNet | Winter | Non-coincident | 2032 | POE50 | Operational-demand | NA | 77.4707
VIC | ERTS1266A | East Rowville 12 (AusNet) 66 kV | AusNet | Winter | Coincident | 2033 | POE10 | Operational-demand | NA | 61.7031
VIC | ERTS1266A | East Rowville 12 (AusNet) 66 kV | AusNet | Winter | Coincident | 2033 | POE50 | Operational-demand | NA | 60.3885
VIC | ERTS1266A | East Rowville 12 (AusNet) 66 kV | AusNet | Winter | Non-coincident | 2033 | POE10 | Operational-demand | NA | 79.9898
VIC | ERTS1266A | East Rowville 12 (AusNet) 66 kV | AusNet | Winter | Non-coincident | 2033 | POE50 | Operational-demand | NA | 78.0286
VIC | ERTS1266A | East Rowville 12 (AusNet) 66 kV | AusNet | Winter | Coincident | 2034 | POE10 | Operational-demand | NA | 61.6698
VIC | ERTS1266A | East Rowville 12 (AusNet) 66 kV | AusNet | Winter | Coincident | 2034 | POE50 | Operational-demand | NA | 60.3939
VIC | ERTS1266A | East Rowville 12 (AusNet) 66 kV | AusNet | Winter | Non-coincident | 2034 | POE10 | Operational-demand | NA | 80.5441
VIC | ERTS1266A | East Rowville 12 (AusNet) 66 kV | AusNet | Winter | Non-coincident | 2034 | POE50 | Operational-demand | NA | 78.5766
VIC | ERTS1266U | East Rowville 12 (United Energy) 66 kV | United Energy | Shoulder | Coincident | 2019 | ACTUAL_OPG | Operational-demand | 31.3515 | NA
VIC | ERTS1266U | East Rowville 12 (United Energy) 66 kV | United Energy | Shoulder | Coincident | 2019 | ACTUAL_RAW | Operational-demand | 31.3515 | NA
VIC | ERTS1266U | East Rowville 12 (United Energy) 66 kV | United Energy | Shoulder | Non-coincident | 2019 | ACTUAL_RAW | Operational-demand | 29.0902 | NA
VIC | ERTS1266U | East Rowville 12 (United Energy) 66 kV | United Energy | Shoulder | Non-coincident | 2019 | ACTUAL_OPG | Operational-demand | 29.0902 | NA
VIC | ERTS1266U | East Rowville 12 (United Energy) 66 kV | United Energy | Shoulder | Non-coincident | 2019 | ACTUAL_ADJUSTEDOPG | Operational-demand | 29.0902 | NA
VIC | ERTS1266U | East Rowville 12 (United Energy) 66 kV | United Energy | Shoulder | Coincident | 2020 | ACTUAL_OPG | Operational-demand | 30.9087 | NA
VIC | ERTS1266U | East Rowville 12 (United Energy) 66 kV | United Energy | Shoulder | Coincident | 2020 | ACTUAL_RAW | Operational-demand | 30.9087 | NA
VIC | ERTS1266U | East Rowville 12 (United Energy) 66 kV | United Energy | Shoulder | Non-coincident | 2020 | ACTUAL_RAW | Operational-demand | 27.0724 | NA
VIC | ERTS1266U | East Rowville 12 (United Energy) 66 kV | United Energy | Shoulder | Non-coincident | 2020 | ACTUAL_OPG | Operational-demand | 27.0724 | NA
VIC | ERTS1266U | East Rowville 12 (United Energy) 66 kV | United Energy | Shoulder | Non-coincident | 2020 | ACTUAL_ADJUSTEDOPG | Operational-demand | 27.0724 | NA
VIC | ERTS1266U | East Rowville 12 (United Energy) 66 kV | United Energy | Shoulder | Coincident | 2021 | ACTUAL_OPG | Operational-demand | 24.6277 | NA
VIC | ERTS1266U | East Rowville 12 (United Energy) 66 kV | United Energy | Shoulder | Coincident | 2021 | ACTUAL_RAW | Operational-demand | 24.6277 | NA
VIC | ERTS1266U | East Rowville 12 (United Energy) 66 kV | United Energy | Shoulder | Non-coincident | 2021 | ACTUAL_RAW | Operational-demand | 23.1565 | NA
VIC | ERTS1266U | East Rowville 12 (United Energy) 66 kV | United Energy | Shoulder | Non-coincident | 2021 | ACTUAL_OPG | Operational-demand | 23.1565 | NA
VIC | ERTS1266U | East Rowville 12 (United Energy) 66 kV | United Energy | Shoulder | Non-coincident | 2021 | ACTUAL_ADJUSTEDOPG | Operational-demand | 23.1565 | NA
VIC | ERTS1266U | East Rowville 12 (United Energy) 66 kV | United Energy | Shoulder | Coincident | 2022 | ACTUAL_OPG | Operational-demand | 11.5538 | NA
VIC | ERTS1266U | East Rowville 12 (United Energy) 66 kV | United Energy | Shoulder | Coincident | 2022 | ACTUAL_RAW | Operational-demand | 11.5538 | NA
VIC | ERTS1266U | East Rowville 12 (United Energy) 66 kV | United Energy | Shoulder | Non-coincident | 2022 | ACTUAL_RAW | Operational-demand | 4.4805 | NA
VIC | ERTS1266U | East Rowville 12 (United Energy) 66 kV | United Energy | Shoulder | Non-coincident | 2022 | ACTUAL_OPG | Operational-demand | 4.4805 | NA
VIC | ERTS1266U | East Rowville 12 (United Energy) 66 kV | United Energy | Shoulder | Non-coincident | 2022 | ACTUAL_ADJUSTEDOPG | Operational-demand | 11.5538 | NA
VIC | ERTS1266U | East Rowville 12 (United Energy) 66 kV | United Energy | Shoulder | Coincident | 2023 | ACTUAL_OPG | Operational-demand | 9.4967 | NA
VIC | ERTS1266U | East Rowville 12 (United Energy) 66 kV | United Energy | Shoulder | Coincident | 2023 | ACTUAL_RAW | Operational-demand | 9.4967 | NA
VIC | ERTS1266U | East Rowville 12 (United Energy) 66 kV | United Energy | Shoulder | Non-coincident | 2023 | ACTUAL_RAW | Operational-demand | 8.1757 | NA
VIC | ERTS1266U | East Rowville 12 (United Energy) 66 kV | United Energy | Shoulder | Non-coincident | 2023 | ACTUAL_OPG | Operational-demand | 8.1757 | NA
VIC | ERTS1266U | East Rowville 12 (United Energy) 66 kV | United Energy | Shoulder | Non-coincident | 2023 | ACTUAL_ADJUSTEDOPG | Operational-demand | 8.1757 | NA
VIC | ERTS1266U | East Rowville 12 (United Energy) 66 kV | United Energy | Shoulder | Coincident | 2024 | ACTUAL_OPG | Operational-demand | 3.5886 | NA
VIC | ERTS1266U | East Rowville 12 (United Energy) 66 kV | United Energy | Shoulder | Coincident | 2024 | ACTUAL_RAW | Operational-demand | 3.5886 | NA
VIC | ERTS1266U | East Rowville 12 (United Energy) 66 kV | United Energy | Shoulder | Non-coincident | 2024 | ACTUAL_RAW | Operational-demand | 3.1082 | NA
VIC | ERTS1266U | East Rowville 12 (United Energy) 66 kV | United Energy | Shoulder | Non-coincident | 2024 | ACTUAL_OPG | Operational-demand | 3.1082 | NA
VIC | ERTS1266U | East Rowville 12 (United Energy) 66 kV | United Energy | Shoulder | Non-coincident | 2024 | ACTUAL_ADJUSTEDOPG | Operational-demand | 3.1082 | NA
VIC | ERTS1266U | East Rowville 12 (United Energy) 66 kV | United Energy | Shoulder | Coincident | 2025 | ACTUAL_OPG | Operational-demand | 1.9353 | NA
VIC | ERTS1266U | East Rowville 12 (United Energy) 66 kV | United Energy | Shoulder | Coincident | 2025 | ACTUAL_RAW | Operational-demand | 1.9353 | NA
VIC | ERTS1266U | East Rowville 12 (United Energy) 66 kV | United Energy | Shoulder | Non-coincident | 2025 | ACTUAL_RAW | Operational-demand | 1.7224 | NA
VIC | ERTS1266U | East Rowville 12 (United Energy) 66 kV | United Energy | Shoulder | Non-coincident | 2025 | ACTUAL_OPG | Operational-demand | 1.7224 | NA
VIC | ERTS1266U | East Rowville 12 (United Energy) 66 kV | United Energy | Shoulder | Non-coincident | 2025 | ACTUAL_ADJUSTEDOPG | Operational-demand | 1.7224 | NA
VIC | ERTS1266U | East Rowville 12 (United Energy) 66 kV | United Energy | Shoulder | Non-coincident | 2025 | BASEYEARPOE90 | Operational-demand | -17.2428 | NA
VIC | ERTS1266U | East Rowville 12 (United Energy) 66 kV | United Energy | Shoulder | Non-coincident | 2025 | BASEYEARPOE50 | Operational-demand | -12.642 | NA
VIC | ERTS1266U | East Rowville 12 (United Energy) 66 kV | United Energy | Shoulder | Coincident_unreconciled | 2026 | POE50 | Operational-demand | -13.4731 | NA
VIC | ERTS1266U | East Rowville 12 (United Energy) 66 kV | United Energy | Shoulder | Coincident_unreconciled | 2026 | POE90 | Operational-demand | -17.7599 | NA
VIC | ERTS1266U | East Rowville 12 (United Energy) 66 kV | United Energy | Shoulder | Non-coincident | 2026 | POE50 | Operational-demand | -15.6494 | NA
VIC | ERTS1266U | East Rowville 12 (United Energy) 66 kV | United Energy | Shoulder | Non-coincident | 2026 | POE90 | Operational-demand | -20.6287 | NA
VIC | ERTS1266U | East Rowville 12 (United Energy) 66 kV | United Energy | Shoulder | Coincident_unreconciled | 2027 | POE50 | Operational-demand | -16.1729 | NA
VIC | ERTS1266U | East Rowville 12 (United Energy) 66 kV | United Energy | Shoulder | Coincident_unreconciled | 2027 | POE90 | Operational-demand | -20.4764 | NA
VIC | ERTS1266U | East Rowville 12 (United Energy) 66 kV | United Energy | Shoulder | Non-coincident | 2027 | POE50 | Operational-demand | -18.7854 | NA
VIC | ERTS1266U | East Rowville 12 (United Energy) 66 kV | United Energy | Shoulder | Non-coincident | 2027 | POE90 | Operational-demand | -23.784 | NA
VIC | ERTS1266U | East Rowville 12 (United Energy) 66 kV | United Energy | Shoulder | Coincident_unreconciled | 2028 | POE50 | Operational-demand | -19.1451 | NA
VIC | ERTS1266U | East Rowville 12 (United Energy) 66 kV | United Energy | Shoulder | Coincident_unreconciled | 2028 | POE90 | Operational-demand | -23.4661 | NA
VIC | ERTS1266U | East Rowville 12 (United Energy) 66 kV | United Energy | Shoulder | Non-coincident | 2028 | POE50 | Operational-demand | -22.2377 | NA
VIC | ERTS1266U | East Rowville 12 (United Energy) 66 kV | United Energy | Shoulder | Non-coincident | 2028 | POE90 | Operational-demand | -27.2567 | NA
VIC | ERTS1266U | East Rowville 12 (United Energy) 66 kV | United Energy | Shoulder | Coincident_unreconciled | 2029 | POE50 | Operational-demand | -22.0424 | NA
VIC | ERTS1266U | East Rowville 12 (United Energy) 66 kV | United Energy | Shoulder | Coincident_unreconciled | 2029 | POE90 | Operational-demand | -26.3809 | NA
VIC | ERTS1266U | East Rowville 12 (United Energy) 66 kV | United Energy | Shoulder | Non-coincident | 2029 | POE50 | Operational-demand | -25.603 | NA
VIC | ERTS1266U | East Rowville 12 (United Energy) 66 kV | United Energy | Shoulder | Non-coincident | 2029 | POE90 | Operational-demand | -30.6424 | NA
VIC | ERTS1266U | East Rowville 12 (United Energy) 66 kV | United Energy | Shoulder | Coincident_unreconciled | 2030 | POE50 | Operational-demand | -24.8976 | NA
VIC | ERTS1266U | East Rowville 12 (United Energy) 66 kV | United Energy | Shoulder | Coincident_unreconciled | 2030 | POE90 | Operational-demand | -29.2536 | NA
VIC | ERTS1266U | East Rowville 12 (United Energy) 66 kV | United Energy | Shoulder | Non-coincident | 2030 | POE50 | Operational-demand | -28.9194 | NA
VIC | ERTS1266U | East Rowville 12 (United Energy) 66 kV | United Energy | Shoulder | Non-coincident | 2030 | POE90 | Operational-demand | -33.9791 | NA
VIC | ERTS1266U | East Rowville 12 (United Energy) 66 kV | United Energy | Shoulder | Coincident_unreconciled | 2031 | POE50 | Operational-demand | -27.7033 | NA
VIC | ERTS1266U | East Rowville 12 (United Energy) 66 kV | United Energy | Shoulder | Coincident_unreconciled | 2031 | POE90 | Operational-demand | -32.0769 | NA
VIC | ERTS1266U | East Rowville 12 (United Energy) 66 kV | United Energy | Shoulder | Non-coincident | 2031 | POE50 | Operational-demand | -32.1783 | NA
VIC | ERTS1266U | East Rowville 12 (United Energy) 66 kV | United Energy | Shoulder | Non-coincident | 2031 | POE90 | Operational-demand | -37.2583 | NA
VIC | ERTS1266U | East Rowville 12 (United Energy) 66 kV | United Energy | Shoulder | Coincident_unreconciled | 2032 | POE50 | Operational-demand | -29.7642 | NA
VIC | ERTS1266U | East Rowville 12 (United Energy) 66 kV | United Energy | Shoulder | Coincident_unreconciled | 2032 | POE90 | Operational-demand | -34.1557 | NA
VIC | ERTS1266U | East Rowville 12 (United Energy) 66 kV | United Energy | Shoulder | Non-coincident | 2032 | POE50 | Operational-demand | -34.5721 | NA
VIC | ERTS1266U | East Rowville 12 (United Energy) 66 kV | United Energy | Shoulder | Non-coincident | 2032 | POE90 | Operational-demand | -39.6729 | NA
VIC | ERTS1266U | East Rowville 12 (United Energy) 66 kV | United Energy | Shoulder | Coincident_unreconciled | 2033 | POE50 | Operational-demand | -31.2724 | NA
VIC | ERTS1266U | East Rowville 12 (United Energy) 66 kV | United Energy | Shoulder | Coincident_unreconciled | 2033 | POE90 | Operational-demand | -35.6821 | NA
VIC | ERTS1266U | East Rowville 12 (United Energy) 66 kV | United Energy | Shoulder | Non-coincident | 2033 | POE50 | Operational-demand | -36.3239 | NA
VIC | ERTS1266U | East Rowville 12 (United Energy) 66 kV | United Energy | Shoulder | Non-coincident | 2033 | POE90 | Operational-demand | -41.4459 | NA
VIC | ERTS1266U | East Rowville 12 (United Energy) 66 kV | United Energy | Shoulder | Coincident_unreconciled | 2034 | POE50 | Operational-demand | -32.6326 | NA
VIC | ERTS1266U | East Rowville 12 (United Energy) 66 kV | United Energy | Shoulder | Coincident_unreconciled | 2034 | POE90 | Operational-demand | -37.0605 | NA
VIC | ERTS1266U | East Rowville 12 (United Energy) 66 kV | United Energy | Shoulder | Non-coincident | 2034 | POE50 | Operational-demand | -37.9039 | NA
VIC | ERTS1266U | East Rowville 12 (United Energy) 66 kV | United Energy | Shoulder | Non-coincident | 2034 | POE90 | Operational-demand | -43.047 | NA
VIC | ERTS1266U | East Rowville 12 (United Energy) 66 kV | United Energy | Shoulder | Coincident_unreconciled | 2035 | POE50 | Operational-demand | -34.1597 | NA
VIC | ERTS1266U | East Rowville 12 (United Energy) 66 kV | United Energy | Shoulder | Coincident_unreconciled | 2035 | POE90 | Operational-demand | -38.6059 | NA
VIC | ERTS1266U | East Rowville 12 (United Energy) 66 kV | United Energy | Shoulder | Non-coincident | 2035 | POE50 | Operational-demand | -39.6777 | NA
VIC | ERTS1266U | East Rowville 12 (United Energy) 66 kV | United Energy | Shoulder | Non-coincident | 2035 | POE90 | Operational-demand | -44.842 | NA
VIC | ERTS1266U | East Rowville 12 (United Energy) 66 kV | United Energy | Summer | Coincident | 2019 | ACTUAL_OPG | Operational-demand | 31.9284 | 125.1843
VIC | ERTS1266U | East Rowville 12 (United Energy) 66 kV | United Energy | Summer | Coincident | 2019 | ACTUAL_RAW | Operational-demand | 31.9284 | 125.1843
VIC | ERTS1266U | East Rowville 12 (United Energy) 66 kV | United Energy | Summer | Non-coincident | 2019 | ACTUAL_RAW | Operational-demand | 28.3284 | 125.1843
VIC | ERTS1266U | East Rowville 12 (United Energy) 66 kV | United Energy | Summer | Non-coincident | 2019 | ACTUAL_OPG | Operational-demand | 28.3284 | 125.1843
VIC | ERTS1266U | East Rowville 12 (United Energy) 66 kV | United Energy | Summer | Non-coincident | 2019 | ACTUAL_ADJUSTEDOPG | Operational-demand | 28.3284 | 125.1843
VIC | ERTS1266U | East Rowville 12 (United Energy) 66 kV | United Energy | Summer | Coincident | 2020 | ACTUAL_OPG | Operational-demand | 25.4367 | 126.865
VIC | ERTS1266U | East Rowville 12 (United Energy) 66 kV | United Energy | Summer | Coincident | 2020 | ACTUAL_RAW | Operational-demand | 25.4367 | 126.865
VIC | ERTS1266U | East Rowville 12 (United Energy) 66 kV | United Energy | Summer | Non-coincident | 2020 | ACTUAL_RAW | Operational-demand | 23.7403 | 130.7765
VIC | ERTS1266U | East Rowville 12 (United Energy) 66 kV | United Energy | Summer | Non-coincident | 2020 | ACTUAL_OPG | Operational-demand | 23.7403 | 130.7765
VIC | ERTS1266U | East Rowville 12 (United Energy) 66 kV | United Energy | Summer | Non-coincident | 2020 | ACTUAL_ADJUSTEDOPG | Operational-demand | 23.7403 | 130.7765
VIC | ERTS1266U | East Rowville 12 (United Energy) 66 kV | United Energy | Summer | Coincident | 2021 | ACTUAL_OPG | Operational-demand | 15.3917 | 101.6682
VIC | ERTS1266U | East Rowville 12 (United Energy) 66 kV | United Energy | Summer | Coincident | 2021 | ACTUAL_RAW | Operational-demand | 15.3917 | 101.6682
VIC | ERTS1266U | East Rowville 12 (United Energy) 66 kV | United Energy | Summer | Non-coincident | 2021 | ACTUAL_RAW | Operational-demand | 15.3917 | 104.671
VIC | ERTS1266U | East Rowville 12 (United Energy) 66 kV | United Energy | Summer | Non-coincident | 2021 | ACTUAL_OPG | Operational-demand | 15.3917 | 104.671
VIC | ERTS1266U | East Rowville 12 (United Energy) 66 kV | United Energy | Summer | Non-coincident | 2021 | ACTUAL_ADJUSTEDOPG | Operational-demand | 15.3917 | 104.671
VIC | ERTS1266U | East Rowville 12 (United Energy) 66 kV | United Energy | Summer | Coincident | 2022 | ACTUAL_OPG | Operational-demand | 13.7299 | 101.7434
VIC | ERTS1266U | East Rowville 12 (United Energy) 66 kV | United Energy | Summer | Coincident | 2022 | ACTUAL_RAW | Operational-demand | 13.7299 | 101.7434
VIC | ERTS1266U | East Rowville 12 (United Energy) 66 kV | United Energy | Summer | Non-coincident | 2022 | ACTUAL_RAW | Operational-demand | 10.626 | 112.5186
VIC | ERTS1266U | East Rowville 12 (United Energy) 66 kV | United Energy | Summer | Non-coincident | 2022 | ACTUAL_OPG | Operational-demand | 10.626 | 112.5186
VIC | ERTS1266U | East Rowville 12 (United Energy) 66 kV | United Energy | Summer | Non-coincident | 2022 | ACTUAL_ADJUSTEDOPG | Operational-demand | 10.626 | 112.5186
VIC | ERTS1266U | East Rowville 12 (United Energy) 66 kV | United Energy | Summer | Coincident | 2023 | ACTUAL_OPG | Operational-demand | 7.7462 | 108.6752
VIC | ERTS1266U | East Rowville 12 (United Energy) 66 kV | United Energy | Summer | Coincident | 2023 | ACTUAL_RAW | Operational-demand | 7.7462 | 108.6752
VIC | ERTS1266U | East Rowville 12 (United Energy) 66 kV | United Energy | Summer | Non-coincident | 2023 | ACTUAL_RAW | Operational-demand | 7.6903 | 111.1533
VIC | ERTS1266U | East Rowville 12 (United Energy) 66 kV | United Energy | Summer | Non-coincident | 2023 | ACTUAL_OPG | Operational-demand | 7.6903 | 111.1533
VIC | ERTS1266U | East Rowville 12 (United Energy) 66 kV | United Energy | Summer | Non-coincident | 2023 | ACTUAL_ADJUSTEDOPG | Operational-demand | 7.6903 | 111.1533
VIC | ERTS1266U | East Rowville 12 (United Energy) 66 kV | United Energy | Summer | Coincident | 2024 | ACTUAL_OPG | Operational-demand | -1.3612 | 118.4032
VIC | ERTS1266U | East Rowville 12 (United Energy) 66 kV | United Energy | Summer | Coincident | 2024 | ACTUAL_RAW | Operational-demand | -1.3612 | 118.4032
VIC | ERTS1266U | East Rowville 12 (United Energy) 66 kV | United Energy | Summer | Non-coincident | 2024 | ACTUAL_RAW | Operational-demand | -1.5373 | 118.4032
VIC | ERTS1266U | East Rowville 12 (United Energy) 66 kV | United Energy | Summer | Non-coincident | 2024 | ACTUAL_OPG | Operational-demand | -1.5373 | 118.4032
VIC | ERTS1266U | East Rowville 12 (United Energy) 66 kV | United Energy | Summer | Non-coincident | 2024 | ACTUAL_ADJUSTEDOPG | Operational-demand | -1.5373 | 118.4032
VIC | ERTS1266U | East Rowville 12 (United Energy) 66 kV | United Energy | Summer | Coincident | 2025 | ACTUAL_OPG | Operational-demand | -5.3329 | 119.3382
VIC | ERTS1266U | East Rowville 12 (United Energy) 66 kV | United Energy | Summer | Coincident | 2025 | ACTUAL_RAW | Operational-demand | -5.3329 | 119.3382
VIC | ERTS1266U | East Rowville 12 (United Energy) 66 kV | United Energy | Summer | Non-coincident | 2025 | ACTUAL_RAW | Operational-demand | -5.3329 | 120.3965
VIC | ERTS1266U | East Rowville 12 (United Energy) 66 kV | United Energy | Summer | Non-coincident | 2025 | ACTUAL_OPG | Operational-demand | -5.3329 | 120.3965
VIC | ERTS1266U | East Rowville 12 (United Energy) 66 kV | United Energy | Summer | Non-coincident | 2025 | ACTUAL_ADJUSTEDOPG | Operational-demand | -5.3329 | 120.3965
VIC | ERTS1266U | East Rowville 12 (United Energy) 66 kV | United Energy | Summer | Non-coincident | 2025 | BASEYEARPOE90 | Operational-demand | -19.4328 | NA
VIC | ERTS1266U | East Rowville 12 (United Energy) 66 kV | United Energy | Summer | Non-coincident | 2025 | BASEYEARPOE50 | Operational-demand | -16.7856 | 115.0685
VIC | ERTS1266U | East Rowville 12 (United Energy) 66 kV | United Energy | Summer | Coincident_unreconciled | 2026 | POE50 | Operational-demand | -17.6996 | NA
VIC | ERTS1266U | East Rowville 12 (United Energy) 66 kV | United Energy | Summer | Coincident_unreconciled | 2026 | POE90 | Operational-demand | -19.5772 | NA
VIC | ERTS1266U | East Rowville 12 (United Energy) 66 kV | United Energy | Summer | Non-coincident | 2026 | POE50 | Operational-demand | -18.775 | 118.4379
VIC | ERTS1266U | East Rowville 12 (United Energy) 66 kV | United Energy | Summer | Non-coincident | 2026 | POE90 | Operational-demand | -20.7667 | NA
VIC | ERTS1266U | East Rowville 12 (United Energy) 66 kV | United Energy | Summer | Coincident_unreconciled | 2027 | POE50 | Operational-demand | -20.8088 | NA
VIC | ERTS1266U | East Rowville 12 (United Energy) 66 kV | United Energy | Summer | Coincident_unreconciled | 2027 | POE90 | Operational-demand | -22.6937 | NA
VIC | ERTS1266U | East Rowville 12 (United Energy) 66 kV | United Energy | Summer | Non-coincident | 2027 | POE50 | Operational-demand | -22.0731 | 120.6941
VIC | ERTS1266U | East Rowville 12 (United Energy) 66 kV | United Energy | Summer | Non-coincident | 2027 | POE90 | Operational-demand | -24.0725 | NA
VIC | ERTS1266U | East Rowville 12 (United Energy) 66 kV | United Energy | Summer | Coincident_unreconciled | 2028 | POE50 | Operational-demand | -24.2144 | NA
VIC | ERTS1266U | East Rowville 12 (United Energy) 66 kV | United Energy | Summer | Coincident_unreconciled | 2028 | POE90 | Operational-demand | -26.107 | NA
VIC | ERTS1266U | East Rowville 12 (United Energy) 66 kV | United Energy | Summer | Non-coincident | 2028 | POE50 | Operational-demand | -25.6856 | 120.9814
VIC | ERTS1266U | East Rowville 12 (United Energy) 66 kV | United Energy | Summer | Non-coincident | 2028 | POE90 | Operational-demand | -27.6932 | NA
VIC | ERTS1266U | East Rowville 12 (United Energy) 66 kV | United Energy | Summer | Coincident_unreconciled | 2029 | POE50 | Operational-demand | -27.5435 | NA
VIC | ERTS1266U | East Rowville 12 (United Energy) 66 kV | United Energy | Summer | Coincident_unreconciled | 2029 | POE90 | Operational-demand | -29.4438 | NA
VIC | ERTS1266U | East Rowville 12 (United Energy) 66 kV | United Energy | Summer | Non-coincident | 2029 | POE50 | Operational-demand | -29.217 | 121.3353
VIC | ERTS1266U | East Rowville 12 (United Energy) 66 kV | United Energy | Summer | Non-coincident | 2029 | POE90 | Operational-demand | -31.2327 | NA
VIC | ERTS1266U | East Rowville 12 (United Energy) 66 kV | United Energy | Summer | Coincident_unreconciled | 2030 | POE50 | Operational-demand | -30.8571 | NA
VIC | ERTS1266U | East Rowville 12 (United Energy) 66 kV | United Energy | Summer | Coincident_unreconciled | 2030 | POE90 | Operational-demand | -32.765 | NA
VIC | ERTS1266U | East Rowville 12 (United Energy) 66 kV | United Energy | Summer | Non-coincident | 2030 | POE50 | Operational-demand | -32.7319 | 121.7717
VIC | ERTS1266U | East Rowville 12 (United Energy) 66 kV | United Energy | Summer | Non-coincident | 2030 | POE90 | Operational-demand | -34.7557 | NA
VIC | ERTS1266U | East Rowville 12 (United Energy) 66 kV | United Energy | Summer | Coincident_unreconciled | 2031 | POE50 | Operational-demand | -34.0839 | NA
VIC | ERTS1266U | East Rowville 12 (United Energy) 66 kV | United Energy | Summer | Coincident_unreconciled | 2031 | POE90 | Operational-demand | -35.9995 | NA
VIC | ERTS1266U | East Rowville 12 (United Energy) 66 kV | United Energy | Summer | Non-coincident | 2031 | POE50 | Operational-demand | -36.1548 | 122.2536
VIC | ERTS1266U | East Rowville 12 (United Energy) 66 kV | United Energy | Summer | Non-coincident | 2031 | POE90 | Operational-demand | -38.1868 | NA
VIC | ERTS1266U | East Rowville 12 (United Energy) 66 kV | United Energy | Summer | Coincident_unreconciled | 2032 | POE50 | Operational-demand | -36.459 | NA
VIC | ERTS1266U | East Rowville 12 (United Energy) 66 kV | United Energy | Summer | Coincident_unreconciled | 2032 | POE90 | Operational-demand | -38.3824 | NA
VIC | ERTS1266U | East Rowville 12 (United Energy) 66 kV | United Energy | Summer | Non-coincident | 2032 | POE50 | Operational-demand | -38.6741 | 122.8753
VIC | ERTS1266U | East Rowville 12 (United Energy) 66 kV | United Energy | Summer | Non-coincident | 2032 | POE90 | Operational-demand | -40.7145 | NA
VIC | ERTS1266U | East Rowville 12 (United Energy) 66 kV | United Energy | Summer | Coincident_unreconciled | 2033 | POE50 | Operational-demand | -38.2158 | NA
VIC | ERTS1266U | East Rowville 12 (United Energy) 66 kV | United Energy | Summer | Coincident_unreconciled | 2033 | POE90 | Operational-demand | -40.1472 | NA
VIC | ERTS1266U | East Rowville 12 (United Energy) 66 kV | United Energy | Summer | Non-coincident | 2033 | POE50 | Operational-demand | -40.5377 | 123.5942
VIC | ERTS1266U | East Rowville 12 (United Energy) 66 kV | United Energy | Summer | Non-coincident | 2033 | POE90 | Operational-demand | -42.5865 | NA
VIC | ERTS1266U | East Rowville 12 (United Energy) 66 kV | United Energy | Summer | Coincident_unreconciled | 2034 | POE50 | Operational-demand | -39.8082 | NA
VIC | ERTS1266U | East Rowville 12 (United Energy) 66 kV | United Energy | Summer | Coincident_unreconciled | 2034 | POE90 | Operational-demand | -41.7476 | NA
VIC | ERTS1266U | East Rowville 12 (United Energy) 66 kV | United Energy | Summer | Non-coincident | 2034 | POE50 | Operational-demand | -42.2269 | 124.3392
VIC | ERTS1266U | East Rowville 12 (United Energy) 66 kV | United Energy | Summer | Non-coincident | 2034 | POE90 | Operational-demand | -44.2842 | NA
VIC | ERTS1266U | East Rowville 12 (United Energy) 66 kV | United Energy | Summer | Coincident_unreconciled | 2035 | POE50 | Operational-demand | -41.5951 | NA
VIC | ERTS1266U | East Rowville 12 (United Energy) 66 kV | United Energy | Summer | Coincident_unreconciled | 2035 | POE90 | Operational-demand | -43.5425 | NA
VIC | ERTS1266U | East Rowville 12 (United Energy) 66 kV | United Energy | Summer | Non-coincident | 2035 | POE50 | Operational-demand | -44.1224 | 125.0631
VIC | ERTS1266U | East Rowville 12 (United Energy) 66 kV | United Energy | Summer | Non-coincident | 2035 | POE90 | Operational-demand | -46.1881 | NA
VIC | ERTS1266U | East Rowville 12 (United Energy) 66 kV | United Energy | Summer | Non-coincident | 2025 | BASEYEARPOE10 | Operational-demand | NA | 129.9982
VIC | ERTS1266U | East Rowville 12 (United Energy) 66 kV | United Energy | Summer | Coincident | 2026 | POE10 | Operational-demand | NA | 124.8707
VIC | ERTS1266U | East Rowville 12 (United Energy) 66 kV | United Energy | Summer | Coincident | 2026 | POE50 | Operational-demand | NA | 110.6529
VIC | ERTS1266U | East Rowville 12 (United Energy) 66 kV | United Energy | Summer | Non-coincident | 2026 | POE10 | Operational-demand | NA | 137.7665
VIC | ERTS1266U | East Rowville 12 (United Energy) 66 kV | United Energy | Summer | Coincident | 2027 | POE10 | Operational-demand | NA | 123.64
VIC | ERTS1266U | East Rowville 12 (United Energy) 66 kV | United Energy | Summer | Coincident | 2027 | POE50 | Operational-demand | NA | 109.0489
VIC | ERTS1266U | East Rowville 12 (United Energy) 66 kV | United Energy | Summer | Non-coincident | 2027 | POE10 | Operational-demand | NA | 140.0979
VIC | ERTS1266U | East Rowville 12 (United Energy) 66 kV | United Energy | Summer | Coincident | 2028 | POE10 | Operational-demand | NA | 120.9877
VIC | ERTS1266U | East Rowville 12 (United Energy) 66 kV | United Energy | Summer | Coincident | 2028 | POE50 | Operational-demand | NA | 105.887
VIC | ERTS1266U | East Rowville 12 (United Energy) 66 kV | United Energy | Summer | Non-coincident | 2028 | POE10 | Operational-demand | NA | 140.4641
VIC | ERTS1266U | East Rowville 12 (United Energy) 66 kV | United Energy | Summer | Coincident | 2029 | POE10 | Operational-demand | NA | 119.1951
VIC | ERTS1266U | East Rowville 12 (United Energy) 66 kV | United Energy | Summer | Coincident | 2029 | POE50 | Operational-demand | NA | 104.3673
VIC | ERTS1266U | East Rowville 12 (United Energy) 66 kV | United Energy | Summer | Non-coincident | 2029 | POE10 | Operational-demand | NA | 140.8969
VIC | ERTS1266U | East Rowville 12 (United Energy) 66 kV | United Energy | Summer | Coincident | 2030 | POE10 | Operational-demand | NA | 117.8714
VIC | ERTS1266U | East Rowville 12 (United Energy) 66 kV | United Energy | Summer | Coincident | 2030 | POE50 | Operational-demand | NA | 102.8809
VIC | ERTS1266U | East Rowville 12 (United Energy) 66 kV | United Energy | Summer | Non-coincident | 2030 | POE10 | Operational-demand | NA | 141.4122
VIC | ERTS1266U | East Rowville 12 (United Energy) 66 kV | United Energy | Summer | Coincident | 2031 | POE10 | Operational-demand | NA | 115.3371
VIC | ERTS1266U | East Rowville 12 (United Energy) 66 kV | United Energy | Summer | Coincident | 2031 | POE50 | Operational-demand | NA | 101.1557
VIC | ERTS1266U | East Rowville 12 (United Energy) 66 kV | United Energy | Summer | Non-coincident | 2031 | POE10 | Operational-demand | NA | 141.9731
VIC | ERTS1266U | East Rowville 12 (United Energy) 66 kV | United Energy | Summer | Coincident | 2032 | POE10 | Operational-demand | NA | 112.4459
VIC | ERTS1266U | East Rowville 12 (United Energy) 66 kV | United Energy | Summer | Coincident | 2032 | POE50 | Operational-demand | NA | 98.4327
VIC | ERTS1266U | East Rowville 12 (United Energy) 66 kV | United Energy | Summer | Non-coincident | 2032 | POE10 | Operational-demand | NA | 142.6757
VIC | ERTS1266U | East Rowville 12 (United Energy) 66 kV | United Energy | Summer | Coincident | 2033 | POE10 | Operational-demand | NA | 110.4289
VIC | ERTS1266U | East Rowville 12 (United Energy) 66 kV | United Energy | Summer | Coincident | 2033 | POE50 | Operational-demand | NA | 95.7851
VIC | ERTS1266U | East Rowville 12 (United Energy) 66 kV | United Energy | Summer | Non-coincident | 2033 | POE10 | Operational-demand | NA | 143.4767
VIC | ERTS1266U | East Rowville 12 (United Energy) 66 kV | United Energy | Summer | Coincident | 2034 | POE10 | Operational-demand | NA | 109.9125
VIC | ERTS1266U | East Rowville 12 (United Energy) 66 kV | United Energy | Summer | Coincident | 2034 | POE50 | Operational-demand | NA | 95.4553
VIC | ERTS1266U | East Rowville 12 (United Energy) 66 kV | United Energy | Summer | Non-coincident | 2034 | POE10 | Operational-demand | NA | 144.3038
VIC | ERTS1266U | East Rowville 12 (United Energy) 66 kV | United Energy | Summer | Coincident | 2035 | POE10 | Operational-demand | NA | 109.8463
VIC | ERTS1266U | East Rowville 12 (United Energy) 66 kV | United Energy | Summer | Coincident | 2035 | POE50 | Operational-demand | NA | 95.4292
VIC | ERTS1266U | East Rowville 12 (United Energy) 66 kV | United Energy | Summer | Non-coincident | 2035 | POE10 | Operational-demand | NA | 145.1098
VIC | ERTS1266U | East Rowville 12 (United Energy) 66 kV | United Energy | Winter | Coincident | 2018 | ACTUAL_OPG | Operational-demand | NA | 81.9656
VIC | ERTS1266U | East Rowville 12 (United Energy) 66 kV | United Energy | Winter | Coincident | 2018 | ACTUAL_RAW | Operational-demand | NA | 81.9656
VIC | ERTS1266U | East Rowville 12 (United Energy) 66 kV | United Energy | Winter | Non-coincident | 2018 | ACTUAL_RAW | Operational-demand | NA | 83.7769
VIC | ERTS1266U | East Rowville 12 (United Energy) 66 kV | United Energy | Winter | Non-coincident | 2018 | ACTUAL_OPG | Operational-demand | NA | 83.7769
VIC | ERTS1266U | East Rowville 12 (United Energy) 66 kV | United Energy | Winter | Non-coincident | 2018 | ACTUAL_ADJUSTEDOPG | Operational-demand | NA | 83.7769
VIC | ERTS1266U | East Rowville 12 (United Energy) 66 kV | United Energy | Winter | Coincident | 2019 | ACTUAL_OPG | Operational-demand | NA | 83.2893
VIC | ERTS1266U | East Rowville 12 (United Energy) 66 kV | United Energy | Winter | Coincident | 2019 | ACTUAL_RAW | Operational-demand | NA | 83.2893
VIC | ERTS1266U | East Rowville 12 (United Energy) 66 kV | United Energy | Winter | Non-coincident | 2019 | ACTUAL_RAW | Operational-demand | NA | 84.7419
VIC | ERTS1266U | East Rowville 12 (United Energy) 66 kV | United Energy | Winter | Non-coincident | 2019 | ACTUAL_OPG | Operational-demand | NA | 84.7419
VIC | ERTS1266U | East Rowville 12 (United Energy) 66 kV | United Energy | Winter | Non-coincident | 2019 | ACTUAL_ADJUSTEDOPG | Operational-demand | NA | 84.7419
VIC | ERTS1266U | East Rowville 12 (United Energy) 66 kV | United Energy | Winter | Coincident | 2020 | ACTUAL_OPG | Operational-demand | NA | 89.2034
VIC | ERTS1266U | East Rowville 12 (United Energy) 66 kV | United Energy | Winter | Coincident | 2020 | ACTUAL_RAW | Operational-demand | NA | 89.2034
VIC | ERTS1266U | East Rowville 12 (United Energy) 66 kV | United Energy | Winter | Non-coincident | 2020 | ACTUAL_RAW | Operational-demand | NA | 90.6007
VIC | ERTS1266U | East Rowville 12 (United Energy) 66 kV | United Energy | Winter | Non-coincident | 2020 | ACTUAL_OPG | Operational-demand | NA | 90.6007
VIC | ERTS1266U | East Rowville 12 (United Energy) 66 kV | United Energy | Winter | Non-coincident | 2020 | ACTUAL_ADJUSTEDOPG | Operational-demand | NA | 90.6007
VIC | ERTS1266U | East Rowville 12 (United Energy) 66 kV | United Energy | Winter | Coincident | 2021 | ACTUAL_OPG | Operational-demand | NA | 87.5256
VIC | ERTS1266U | East Rowville 12 (United Energy) 66 kV | United Energy | Winter | Coincident | 2021 | ACTUAL_RAW | Operational-demand | NA | 87.5256
VIC | ERTS1266U | East Rowville 12 (United Energy) 66 kV | United Energy | Winter | Non-coincident | 2021 | ACTUAL_RAW | Operational-demand | NA | 88.8019
VIC | ERTS1266U | East Rowville 12 (United Energy) 66 kV | United Energy | Winter | Non-coincident | 2021 | ACTUAL_OPG | Operational-demand | NA | 88.8019
VIC | ERTS1266U | East Rowville 12 (United Energy) 66 kV | United Energy | Winter | Non-coincident | 2021 | ACTUAL_ADJUSTEDOPG | Operational-demand | NA | 88.8019
VIC | ERTS1266U | East Rowville 12 (United Energy) 66 kV | United Energy | Winter | Coincident | 2022 | ACTUAL_OPG | Operational-demand | NA | 92.9565
VIC | ERTS1266U | East Rowville 12 (United Energy) 66 kV | United Energy | Winter | Coincident | 2022 | ACTUAL_RAW | Operational-demand | NA | 92.9565
VIC | ERTS1266U | East Rowville 12 (United Energy) 66 kV | United Energy | Winter | Non-coincident | 2022 | ACTUAL_RAW | Operational-demand | NA | 95.4209
VIC | ERTS1266U | East Rowville 12 (United Energy) 66 kV | United Energy | Winter | Non-coincident | 2022 | ACTUAL_OPG | Operational-demand | NA | 95.4209
VIC | ERTS1266U | East Rowville 12 (United Energy) 66 kV | United Energy | Winter | Non-coincident | 2022 | ACTUAL_ADJUSTEDOPG | Operational-demand | NA | 95.4209
VIC | ERTS1266U | East Rowville 12 (United Energy) 66 kV | United Energy | Winter | Coincident | 2023 | ACTUAL_OPG | Operational-demand | NA | 90.4255
VIC | ERTS1266U | East Rowville 12 (United Energy) 66 kV | United Energy | Winter | Coincident | 2023 | ACTUAL_RAW | Operational-demand | NA | 90.4255
VIC | ERTS1266U | East Rowville 12 (United Energy) 66 kV | United Energy | Winter | Non-coincident | 2023 | ACTUAL_RAW | Operational-demand | NA | 92.5554
VIC | ERTS1266U | East Rowville 12 (United Energy) 66 kV | United Energy | Winter | Non-coincident | 2023 | ACTUAL_OPG | Operational-demand | NA | 92.5554
VIC | ERTS1266U | East Rowville 12 (United Energy) 66 kV | United Energy | Winter | Non-coincident | 2023 | ACTUAL_ADJUSTEDOPG | Operational-demand | NA | 92.5554
VIC | ERTS1266U | East Rowville 12 (United Energy) 66 kV | United Energy | Winter | Coincident | 2024 | ACTUAL_OPG | Operational-demand | NA | 100.0739
VIC | ERTS1266U | East Rowville 12 (United Energy) 66 kV | United Energy | Winter | Coincident | 2024 | ACTUAL_RAW | Operational-demand | NA | 100.0739
VIC | ERTS1266U | East Rowville 12 (United Energy) 66 kV | United Energy | Winter | Non-coincident | 2024 | ACTUAL_RAW | Operational-demand | NA | 100.0739
VIC | ERTS1266U | East Rowville 12 (United Energy) 66 kV | United Energy | Winter | Non-coincident | 2024 | ACTUAL_OPG | Operational-demand | NA | 100.0739
VIC | ERTS1266U | East Rowville 12 (United Energy) 66 kV | United Energy | Winter | Non-coincident | 2024 | ACTUAL_ADJUSTEDOPG | Operational-demand | NA | 100.0739
VIC | ERTS1266U | East Rowville 12 (United Energy) 66 kV | United Energy | Winter | Coincident | 2025 | POE10 | Operational-demand | NA | 82.9839
VIC | ERTS1266U | East Rowville 12 (United Energy) 66 kV | United Energy | Winter | Coincident | 2025 | POE50 | Operational-demand | NA | 81.5959
VIC | ERTS1266U | East Rowville 12 (United Energy) 66 kV | United Energy | Winter | Non-coincident | 2025 | ACTUAL_RAW | Operational-demand | NA | 104.879
VIC | ERTS1266U | East Rowville 12 (United Energy) 66 kV | United Energy | Winter | Non-coincident | 2025 | ACTUAL_ADJUSTEDOPG | Operational-demand | NA | 104.879
VIC | ERTS1266U | East Rowville 12 (United Energy) 66 kV | United Energy | Winter | Non-coincident | 2025 | BASEYEARPOE50 | Operational-demand | NA | 85.7582
VIC | ERTS1266U | East Rowville 12 (United Energy) 66 kV | United Energy | Winter | Non-coincident | 2025 | BASEYEARPOE10 | Operational-demand | NA | 89.1197
VIC | ERTS1266U | East Rowville 12 (United Energy) 66 kV | United Energy | Winter | Non-coincident | 2025 | POE10 | Operational-demand | NA | 91.3
VIC | ERTS1266U | East Rowville 12 (United Energy) 66 kV | United Energy | Winter | Non-coincident | 2025 | POE50 | Operational-demand | NA | 86.2055
VIC | ERTS1266U | East Rowville 12 (United Energy) 66 kV | United Energy | Winter | Coincident | 2026 | POE10 | Operational-demand | NA | 83.4827
VIC | ERTS1266U | East Rowville 12 (United Energy) 66 kV | United Energy | Winter | Coincident | 2026 | POE50 | Operational-demand | NA | 82.0147
VIC | ERTS1266U | East Rowville 12 (United Energy) 66 kV | United Energy | Winter | Non-coincident | 2026 | POE10 | Operational-demand | NA | 95.0873
VIC | ERTS1266U | East Rowville 12 (United Energy) 66 kV | United Energy | Winter | Non-coincident | 2026 | POE50 | Operational-demand | NA | 89.9742
VIC | ERTS1266U | East Rowville 12 (United Energy) 66 kV | United Energy | Winter | Coincident | 2027 | POE10 | Operational-demand | NA | 82.6771
VIC | ERTS1266U | East Rowville 12 (United Energy) 66 kV | United Energy | Winter | Coincident | 2027 | POE50 | Operational-demand | NA | 81.0619
VIC | ERTS1266U | East Rowville 12 (United Energy) 66 kV | United Energy | Winter | Non-coincident | 2027 | POE10 | Operational-demand | NA | 97.4843
VIC | ERTS1266U | East Rowville 12 (United Energy) 66 kV | United Energy | Winter | Non-coincident | 2027 | POE50 | Operational-demand | NA | 92.3504
VIC | ERTS1266U | East Rowville 12 (United Energy) 66 kV | United Energy | Winter | Coincident | 2028 | POE10 | Operational-demand | NA | 81.6071
VIC | ERTS1266U | East Rowville 12 (United Energy) 66 kV | United Energy | Winter | Coincident | 2028 | POE50 | Operational-demand | NA | 80.0808
VIC | ERTS1266U | East Rowville 12 (United Energy) 66 kV | United Energy | Winter | Non-coincident | 2028 | POE10 | Operational-demand | NA | 97.9306
VIC | ERTS1266U | East Rowville 12 (United Energy) 66 kV | United Energy | Winter | Non-coincident | 2028 | POE50 | Operational-demand | NA | 92.7759
VIC | ERTS1266U | East Rowville 12 (United Energy) 66 kV | United Energy | Winter | Coincident | 2029 | POE10 | Operational-demand | NA | 81.193
VIC | ERTS1266U | East Rowville 12 (United Energy) 66 kV | United Energy | Winter | Coincident | 2029 | POE50 | Operational-demand | NA | 79.7078
VIC | ERTS1266U | East Rowville 12 (United Energy) 66 kV | United Energy | Winter | Non-coincident | 2029 | POE10 | Operational-demand | NA | 98.4493
VIC | ERTS1266U | East Rowville 12 (United Energy) 66 kV | United Energy | Winter | Non-coincident | 2029 | POE50 | Operational-demand | NA | 93.2738
VIC | ERTS1266U | East Rowville 12 (United Energy) 66 kV | United Energy | Winter | Coincident | 2030 | POE10 | Operational-demand | NA | 80.6695
VIC | ERTS1266U | East Rowville 12 (United Energy) 66 kV | United Energy | Winter | Coincident | 2030 | POE50 | Operational-demand | NA | 79.1829
VIC | ERTS1266U | East Rowville 12 (United Energy) 66 kV | United Energy | Winter | Non-coincident | 2030 | POE10 | Operational-demand | NA | 99.0707
VIC | ERTS1266U | East Rowville 12 (United Energy) 66 kV | United Energy | Winter | Non-coincident | 2030 | POE50 | Operational-demand | NA | 93.8743
VIC | ERTS1266U | East Rowville 12 (United Energy) 66 kV | United Energy | Winter | Coincident | 2031 | POE10 | Operational-demand | NA | 80.2799
VIC | ERTS1266U | East Rowville 12 (United Energy) 66 kV | United Energy | Winter | Coincident | 2031 | POE50 | Operational-demand | NA | 78.8099
VIC | ERTS1266U | East Rowville 12 (United Energy) 66 kV | United Energy | Winter | Non-coincident | 2031 | POE10 | Operational-demand | NA | 99.7333
VIC | ERTS1266U | East Rowville 12 (United Energy) 66 kV | United Energy | Winter | Non-coincident | 2031 | POE50 | Operational-demand | NA | 94.516
VIC | ERTS1266U | East Rowville 12 (United Energy) 66 kV | United Energy | Winter | Coincident | 2032 | POE10 | Operational-demand | NA | 79.246
VIC | ERTS1266U | East Rowville 12 (United Energy) 66 kV | United Energy | Winter | Coincident | 2032 | POE50 | Operational-demand | NA | 77.6541
VIC | ERTS1266U | East Rowville 12 (United Energy) 66 kV | United Energy | Winter | Non-coincident | 2032 | POE10 | Operational-demand | NA | 100.4811
VIC | ERTS1266U | East Rowville 12 (United Energy) 66 kV | United Energy | Winter | Non-coincident | 2032 | POE50 | Operational-demand | NA | 95.2421
VIC | ERTS1266U | East Rowville 12 (United Energy) 66 kV | United Energy | Winter | Coincident | 2033 | POE10 | Operational-demand | NA | 77.8633
VIC | ERTS1266U | East Rowville 12 (United Energy) 66 kV | United Energy | Winter | Coincident | 2033 | POE50 | Operational-demand | NA | 76.3143
VIC | ERTS1266U | East Rowville 12 (United Energy) 66 kV | United Energy | Winter | Non-coincident | 2033 | POE10 | Operational-demand | NA | 101.2343
VIC | ERTS1266U | East Rowville 12 (United Energy) 66 kV | United Energy | Winter | Non-coincident | 2033 | POE50 | Operational-demand | NA | 95.9737
VIC | ERTS1266U | East Rowville 12 (United Energy) 66 kV | United Energy | Winter | Coincident | 2034 | POE10 | Operational-demand | NA | 77.8637
VIC | ERTS1266U | East Rowville 12 (United Energy) 66 kV | United Energy | Winter | Coincident | 2034 | POE50 | Operational-demand | NA | 76.3617
VIC | ERTS1266U | East Rowville 12 (United Energy) 66 kV | United Energy | Winter | Non-coincident | 2034 | POE10 | Operational-demand | NA | 101.9687
VIC | ERTS1266U | East Rowville 12 (United Energy) 66 kV | United Energy | Winter | Non-coincident | 2034 | POE50 | Operational-demand | NA | 96.6863
VIC | ERTS3466A | East Rowville 34 (AusNet) 66 kV | AusNet | Shoulder | Coincident | 2019 | ACTUAL_OPG | Operational-demand | 6.2217 | NA
VIC | ERTS3466A | East Rowville 34 (AusNet) 66 kV | AusNet | Shoulder | Coincident | 2019 | ACTUAL_RAW | Operational-demand | 6.2217 | NA
VIC | ERTS3466A | East Rowville 34 (AusNet) 66 kV | AusNet | Shoulder | Non-coincident | 2019 | ACTUAL_RAW | Operational-demand | -0.71162 | NA
VIC | ERTS3466A | East Rowville 34 (AusNet) 66 kV | AusNet | Shoulder | Non-coincident | 2019 | ACTUAL_OPG | Operational-demand | -0.71162 | NA
VIC | ERTS3466A | East Rowville 34 (AusNet) 66 kV | AusNet | Shoulder | Non-coincident | 2019 | ACTUAL_ADJUSTEDOPG | Operational-demand | -0.71162 | NA
VIC | ERTS3466A | East Rowville 34 (AusNet) 66 kV | AusNet | Shoulder | Coincident | 2020 | ACTUAL_OPG | Operational-demand | -2.416 | NA
VIC | ERTS3466A | East Rowville 34 (AusNet) 66 kV | AusNet | Shoulder | Coincident | 2020 | ACTUAL_RAW | Operational-demand | -2.416 | NA
VIC | ERTS3466A | East Rowville 34 (AusNet) 66 kV | AusNet | Shoulder | Non-coincident | 2020 | ACTUAL_RAW | Operational-demand | -4.9335 | NA
VIC | ERTS3466A | East Rowville 34 (AusNet) 66 kV | AusNet | Shoulder | Non-coincident | 2020 | ACTUAL_OPG | Operational-demand | -4.9335 | NA
VIC | ERTS3466A | East Rowville 34 (AusNet) 66 kV | AusNet | Shoulder | Non-coincident | 2020 | ACTUAL_ADJUSTEDOPG | Operational-demand | -4.9335 | NA
VIC | ERTS3466A | East Rowville 34 (AusNet) 66 kV | AusNet | Shoulder | Coincident | 2021 | ACTUAL_OPG | Operational-demand | -2.4777 | NA
VIC | ERTS3466A | East Rowville 34 (AusNet) 66 kV | AusNet | Shoulder | Coincident | 2021 | ACTUAL_RAW | Operational-demand | -2.4777 | NA
VIC | ERTS3466A | East Rowville 34 (AusNet) 66 kV | AusNet | Shoulder | Non-coincident | 2021 | ACTUAL_RAW | Operational-demand | -7.7581 | NA
VIC | ERTS3466A | East Rowville 34 (AusNet) 66 kV | AusNet | Shoulder | Non-coincident | 2021 | ACTUAL_OPG | Operational-demand | -7.7581 | NA
VIC | ERTS3466A | East Rowville 34 (AusNet) 66 kV | AusNet | Shoulder | Non-coincident | 2021 | ACTUAL_ADJUSTEDOPG | Operational-demand | -7.7581 | NA
VIC | ERTS3466A | East Rowville 34 (AusNet) 66 kV | AusNet | Shoulder | Coincident | 2022 | ACTUAL_OPG | Operational-demand | -13.7187 | NA
VIC | ERTS3466A | East Rowville 34 (AusNet) 66 kV | AusNet | Shoulder | Coincident | 2022 | ACTUAL_RAW | Operational-demand | -13.7187 | NA
VIC | ERTS3466A | East Rowville 34 (AusNet) 66 kV | AusNet | Shoulder | Non-coincident | 2022 | ACTUAL_RAW | Operational-demand | -14.7263 | NA
VIC | ERTS3466A | East Rowville 34 (AusNet) 66 kV | AusNet | Shoulder | Non-coincident | 2022 | ACTUAL_OPG | Operational-demand | -14.7263 | NA
VIC | ERTS3466A | East Rowville 34 (AusNet) 66 kV | AusNet | Shoulder | Non-coincident | 2022 | ACTUAL_ADJUSTEDOPG | Operational-demand | -14.7263 | NA
VIC | ERTS3466A | East Rowville 34 (AusNet) 66 kV | AusNet | Shoulder | Coincident | 2023 | ACTUAL_OPG | Operational-demand | -21.4486 | NA
VIC | ERTS3466A | East Rowville 34 (AusNet) 66 kV | AusNet | Shoulder | Coincident | 2023 | ACTUAL_RAW | Operational-demand | -21.4486 | NA
VIC | ERTS3466A | East Rowville 34 (AusNet) 66 kV | AusNet | Shoulder | Non-coincident | 2023 | ACTUAL_RAW | Operational-demand | -27.891 | NA
VIC | ERTS3466A | East Rowville 34 (AusNet) 66 kV | AusNet | Shoulder | Non-coincident | 2023 | ACTUAL_OPG | Operational-demand | -27.891 | NA
VIC | ERTS3466A | East Rowville 34 (AusNet) 66 kV | AusNet | Shoulder | Non-coincident | 2023 | ACTUAL_ADJUSTEDOPG | Operational-demand | -27.891 | NA
VIC | ERTS3466A | East Rowville 34 (AusNet) 66 kV | AusNet | Shoulder | Coincident | 2024 | ACTUAL_OPG | Operational-demand | -25.7665 | NA
VIC | ERTS3466A | East Rowville 34 (AusNet) 66 kV | AusNet | Shoulder | Coincident | 2024 | ACTUAL_RAW | Operational-demand | -25.7665 | NA
VIC | ERTS3466A | East Rowville 34 (AusNet) 66 kV | AusNet | Shoulder | Non-coincident | 2024 | ACTUAL_RAW | Operational-demand | -31.3291 | NA
VIC | ERTS3466A | East Rowville 34 (AusNet) 66 kV | AusNet | Shoulder | Non-coincident | 2024 | ACTUAL_OPG | Operational-demand | -31.3291 | NA
VIC | ERTS3466A | East Rowville 34 (AusNet) 66 kV | AusNet | Shoulder | Non-coincident | 2024 | ACTUAL_ADJUSTEDOPG | Operational-demand | -31.3291 | NA
VIC | ERTS3466A | East Rowville 34 (AusNet) 66 kV | AusNet | Shoulder | Coincident | 2025 | ACTUAL_OPG | Operational-demand | -28.5165 | NA
VIC | ERTS3466A | East Rowville 34 (AusNet) 66 kV | AusNet | Shoulder | Coincident | 2025 | ACTUAL_RAW | Operational-demand | -28.5165 | NA
VIC | ERTS3466A | East Rowville 34 (AusNet) 66 kV | AusNet | Shoulder | Non-coincident | 2025 | ACTUAL_RAW | Operational-demand | -31.1027 | NA
VIC | ERTS3466A | East Rowville 34 (AusNet) 66 kV | AusNet | Shoulder | Non-coincident | 2025 | ACTUAL_OPG | Operational-demand | -31.1027 | NA
VIC | ERTS3466A | East Rowville 34 (AusNet) 66 kV | AusNet | Shoulder | Non-coincident | 2025 | ACTUAL_ADJUSTEDOPG | Operational-demand | -31.1027 | NA
VIC | ERTS3466A | East Rowville 34 (AusNet) 66 kV | AusNet | Shoulder | Non-coincident | 2025 | BASEYEARPOE90 | Operational-demand | -38.6147 | NA
VIC | ERTS3466A | East Rowville 34 (AusNet) 66 kV | AusNet | Shoulder | Non-coincident | 2025 | BASEYEARPOE50 | Operational-demand | -36.4992 | NA
VIC | ERTS3466A | East Rowville 34 (AusNet) 66 kV | AusNet | Shoulder | Coincident_unreconciled | 2026 | POE50 | Operational-demand | -32.866 | NA
VIC | ERTS3466A | East Rowville 34 (AusNet) 66 kV | AusNet | Shoulder | Coincident_unreconciled | 2026 | POE90 | Operational-demand | -34.4497 | NA
VIC | ERTS3466A | East Rowville 34 (AusNet) 66 kV | AusNet | Shoulder | Non-coincident | 2026 | POE50 | Operational-demand | -37.7923 | NA
VIC | ERTS3466A | East Rowville 34 (AusNet) 66 kV | AusNet | Shoulder | Non-coincident | 2026 | POE90 | Operational-demand | -39.6134 | NA
VIC | ERTS3466A | East Rowville 34 (AusNet) 66 kV | AusNet | Shoulder | Coincident_unreconciled | 2027 | POE50 | Operational-demand | -35.0389 | NA
VIC | ERTS3466A | East Rowville 34 (AusNet) 66 kV | AusNet | Shoulder | Coincident_unreconciled | 2027 | POE90 | Operational-demand | -36.6366 | NA
VIC | ERTS3466A | East Rowville 34 (AusNet) 66 kV | AusNet | Shoulder | Non-coincident | 2027 | POE50 | Operational-demand | -40.2909 | NA
VIC | ERTS3466A | East Rowville 34 (AusNet) 66 kV | AusNet | Shoulder | Non-coincident | 2027 | POE90 | Operational-demand | -42.128 | NA
VIC | ERTS3466A | East Rowville 34 (AusNet) 66 kV | AusNet | Shoulder | Coincident_unreconciled | 2028 | POE50 | Operational-demand | -38.9444 | NA
VIC | ERTS3466A | East Rowville 34 (AusNet) 66 kV | AusNet | Shoulder | Coincident_unreconciled | 2028 | POE90 | Operational-demand | -40.5557 | NA
VIC | ERTS3466A | East Rowville 34 (AusNet) 66 kV | AusNet | Shoulder | Non-coincident | 2028 | POE50 | Operational-demand | -44.7818 | NA
VIC | ERTS3466A | East Rowville 34 (AusNet) 66 kV | AusNet | Shoulder | Non-coincident | 2028 | POE90 | Operational-demand | -46.6345 | NA
VIC | ERTS3466A | East Rowville 34 (AusNet) 66 kV | AusNet | Shoulder | Coincident_unreconciled | 2029 | POE50 | Operational-demand | -42.4342 | NA
VIC | ERTS3466A | East Rowville 34 (AusNet) 66 kV | AusNet | Shoulder | Coincident_unreconciled | 2029 | POE90 | Operational-demand | -44.0591 | NA
VIC | ERTS3466A | East Rowville 34 (AusNet) 66 kV | AusNet | Shoulder | Non-coincident | 2029 | POE50 | Operational-demand | -48.7947 | NA
VIC | ERTS3466A | East Rowville 34 (AusNet) 66 kV | AusNet | Shoulder | Non-coincident | 2029 | POE90 | Operational-demand | -50.6631 | NA
VIC | ERTS3466A | East Rowville 34 (AusNet) 66 kV | AusNet | Shoulder | Coincident_unreconciled | 2030 | POE50 | Operational-demand | -45.8847 | NA
VIC | ERTS3466A | East Rowville 34 (AusNet) 66 kV | AusNet | Shoulder | Coincident_unreconciled | 2030 | POE90 | Operational-demand | -47.5232 | NA
VIC | ERTS3466A | East Rowville 34 (AusNet) 66 kV | AusNet | Shoulder | Non-coincident | 2030 | POE50 | Operational-demand | -52.7623 | NA
VIC | ERTS3466A | East Rowville 34 (AusNet) 66 kV | AusNet | Shoulder | Non-coincident | 2030 | POE90 | Operational-demand | -54.6464 | NA
VIC | ERTS3466A | East Rowville 34 (AusNet) 66 kV | AusNet | Shoulder | Coincident_unreconciled | 2031 | POE50 | Operational-demand | -49.1969 | NA
VIC | ERTS3466A | East Rowville 34 (AusNet) 66 kV | AusNet | Shoulder | Coincident_unreconciled | 2031 | POE90 | Operational-demand | -50.8489 | NA
VIC | ERTS3466A | East Rowville 34 (AusNet) 66 kV | AusNet | Shoulder | Non-coincident | 2031 | POE50 | Operational-demand | -56.571 | NA
VIC | ERTS3466A | East Rowville 34 (AusNet) 66 kV | AusNet | Shoulder | Non-coincident | 2031 | POE90 | Operational-demand | -58.4707 | NA
VIC | ERTS3466A | East Rowville 34 (AusNet) 66 kV | AusNet | Shoulder | Coincident_unreconciled | 2032 | POE50 | Operational-demand | -51.7511 | NA
VIC | ERTS3466A | East Rowville 34 (AusNet) 66 kV | AusNet | Shoulder | Coincident_unreconciled | 2032 | POE90 | Operational-demand | -53.4155 | NA
VIC | ERTS3466A | East Rowville 34 (AusNet) 66 kV | AusNet | Shoulder | Non-coincident | 2032 | POE50 | Operational-demand | -59.5081 | NA
VIC | ERTS3466A | East Rowville 34 (AusNet) 66 kV | AusNet | Shoulder | Non-coincident | 2032 | POE90 | Operational-demand | -61.422 | NA
VIC | ERTS3466A | East Rowville 34 (AusNet) 66 kV | AusNet | Shoulder | Coincident_unreconciled | 2033 | POE50 | Operational-demand | -53.685 | NA
VIC | ERTS3466A | East Rowville 34 (AusNet) 66 kV | AusNet | Shoulder | Coincident_unreconciled | 2033 | POE90 | Operational-demand | -55.3609 | NA
VIC | ERTS3466A | East Rowville 34 (AusNet) 66 kV | AusNet | Shoulder | Non-coincident | 2033 | POE50 | Operational-demand | -61.7319 | NA
VIC | ERTS3466A | East Rowville 34 (AusNet) 66 kV | AusNet | Shoulder | Non-coincident | 2033 | POE90 | Operational-demand | -63.659 | NA
VIC | ERTS3466A | East Rowville 34 (AusNet) 66 kV | AusNet | Shoulder | Coincident_unreconciled | 2034 | POE50 | Operational-demand | -55.438 | NA
VIC | ERTS3466A | East Rowville 34 (AusNet) 66 kV | AusNet | Shoulder | Coincident_unreconciled | 2034 | POE90 | Operational-demand | -57.1255 | NA
VIC | ERTS3466A | East Rowville 34 (AusNet) 66 kV | AusNet | Shoulder | Non-coincident | 2034 | POE50 | Operational-demand | -63.7477 | NA
VIC | ERTS3466A | East Rowville 34 (AusNet) 66 kV | AusNet | Shoulder | Non-coincident | 2034 | POE90 | Operational-demand | -65.688 | NA
VIC | ERTS3466A | East Rowville 34 (AusNet) 66 kV | AusNet | Shoulder | Coincident_unreconciled | 2035 | POE50 | Operational-demand | -57.3188 | NA
VIC | ERTS3466A | East Rowville 34 (AusNet) 66 kV | AusNet | Shoulder | Coincident_unreconciled | 2035 | POE90 | Operational-demand | -59.0177 | NA
VIC | ERTS3466A | East Rowville 34 (AusNet) 66 kV | AusNet | Shoulder | Non-coincident | 2035 | POE50 | Operational-demand | -65.9103 | NA
VIC | ERTS3466A | East Rowville 34 (AusNet) 66 kV | AusNet | Shoulder | Non-coincident | 2035 | POE90 | Operational-demand | -67.8638 | NA
VIC | ERTS3466A | East Rowville 34 (AusNet) 66 kV | AusNet | Summer | Coincident | 2019 | ACTUAL_OPG | Operational-demand | 5.7397 | 49.1419
VIC | ERTS3466A | East Rowville 34 (AusNet) 66 kV | AusNet | Summer | Coincident | 2019 | ACTUAL_RAW | Operational-demand | 5.7397 | 49.1419
VIC | ERTS3466A | East Rowville 34 (AusNet) 66 kV | AusNet | Summer | Non-coincident | 2019 | ACTUAL_RAW | Operational-demand | -1.9044 | 54.4492
VIC | ERTS3466A | East Rowville 34 (AusNet) 66 kV | AusNet | Summer | Non-coincident | 2019 | ACTUAL_OPG | Operational-demand | -1.9044 | 54.4492
VIC | ERTS3466A | East Rowville 34 (AusNet) 66 kV | AusNet | Summer | Non-coincident | 2019 | ACTUAL_ADJUSTEDOPG | Operational-demand | -1.9044 | 54.4492
VIC | ERTS3466A | East Rowville 34 (AusNet) 66 kV | AusNet | Summer | Coincident | 2020 | ACTUAL_OPG | Operational-demand | -6.1096 | 47.6
VIC | ERTS3466A | East Rowville 34 (AusNet) 66 kV | AusNet | Summer | Coincident | 2020 | ACTUAL_RAW | Operational-demand | -6.1096 | 47.6
VIC | ERTS3466A | East Rowville 34 (AusNet) 66 kV | AusNet | Summer | Non-coincident | 2020 | ACTUAL_RAW | Operational-demand | -7.1105 | 54.0332
VIC | ERTS3466A | East Rowville 34 (AusNet) 66 kV | AusNet | Summer | Non-coincident | 2020 | ACTUAL_OPG | Operational-demand | -7.1105 | 54.0332
VIC | ERTS3466A | East Rowville 34 (AusNet) 66 kV | AusNet | Summer | Non-coincident | 2020 | ACTUAL_ADJUSTEDOPG | Operational-demand | -7.1105 | 54.0332
VIC | ERTS3466A | East Rowville 34 (AusNet) 66 kV | AusNet | Summer | Coincident | 2021 | ACTUAL_OPG | Operational-demand | -13.238 | 37.8003
VIC | ERTS3466A | East Rowville 34 (AusNet) 66 kV | AusNet | Summer | Coincident | 2021 | ACTUAL_RAW | Operational-demand | -13.238 | 37.8003
VIC | ERTS3466A | East Rowville 34 (AusNet) 66 kV | AusNet | Summer | Non-coincident | 2021 | ACTUAL_RAW | Operational-demand | -13.6915 | 43.274
VIC | ERTS3466A | East Rowville 34 (AusNet) 66 kV | AusNet | Summer | Non-coincident | 2021 | ACTUAL_OPG | Operational-demand | -13.6915 | 43.274
VIC | ERTS3466A | East Rowville 34 (AusNet) 66 kV | AusNet | Summer | Non-coincident | 2021 | ACTUAL_ADJUSTEDOPG | Operational-demand | -13.6915 | 43.274
VIC | ERTS3466A | East Rowville 34 (AusNet) 66 kV | AusNet | Summer | Coincident | 2022 | ACTUAL_OPG | Operational-demand | -16.6925 | 43.0248
VIC | ERTS3466A | East Rowville 34 (AusNet) 66 kV | AusNet | Summer | Coincident | 2022 | ACTUAL_RAW | Operational-demand | -16.6925 | 43.0248
VIC | ERTS3466A | East Rowville 34 (AusNet) 66 kV | AusNet | Summer | Non-coincident | 2022 | ACTUAL_RAW | Operational-demand | -18.5056 | 47.4026
VIC | ERTS3466A | East Rowville 34 (AusNet) 66 kV | AusNet | Summer | Non-coincident | 2022 | ACTUAL_OPG | Operational-demand | -18.5056 | 47.4026
VIC | ERTS3466A | East Rowville 34 (AusNet) 66 kV | AusNet | Summer | Non-coincident | 2022 | ACTUAL_ADJUSTEDOPG | Operational-demand | -17.2131 | 47.4026
VIC | ERTS3466A | East Rowville 34 (AusNet) 66 kV | AusNet | Summer | Coincident | 2023 | ACTUAL_OPG | Operational-demand | -22.1186 | 30.4441
VIC | ERTS3466A | East Rowville 34 (AusNet) 66 kV | AusNet | Summer | Coincident | 2023 | ACTUAL_RAW | Operational-demand | -22.1186 | 30.4441
VIC | ERTS3466A | East Rowville 34 (AusNet) 66 kV | AusNet | Summer | Non-coincident | 2023 | ACTUAL_RAW | Operational-demand | -27.0286 | 37.9503
VIC | ERTS3466A | East Rowville 34 (AusNet) 66 kV | AusNet | Summer | Non-coincident | 2023 | ACTUAL_OPG | Operational-demand | -27.0286 | 37.9503
VIC | ERTS3466A | East Rowville 34 (AusNet) 66 kV | AusNet | Summer | Non-coincident | 2023 | ACTUAL_ADJUSTEDOPG | Operational-demand | -27.0286 | 37.9503
VIC | ERTS3466A | East Rowville 34 (AusNet) 66 kV | AusNet | Summer | Coincident | 2024 | ACTUAL_OPG | Operational-demand | -27.1495 | 39.4658
VIC | ERTS3466A | East Rowville 34 (AusNet) 66 kV | AusNet | Summer | Coincident | 2024 | ACTUAL_RAW | Operational-demand | -27.1495 | 39.4658
VIC | ERTS3466A | East Rowville 34 (AusNet) 66 kV | AusNet | Summer | Non-coincident | 2024 | ACTUAL_RAW | Operational-demand | -33.6914 | 43.3925
VIC | ERTS3466A | East Rowville 34 (AusNet) 66 kV | AusNet | Summer | Non-coincident | 2024 | ACTUAL_OPG | Operational-demand | -33.6914 | 43.3925
VIC | ERTS3466A | East Rowville 34 (AusNet) 66 kV | AusNet | Summer | Non-coincident | 2024 | ACTUAL_ADJUSTEDOPG | Operational-demand | -33.6914 | 43.3925
VIC | ERTS3466A | East Rowville 34 (AusNet) 66 kV | AusNet | Summer | Coincident | 2025 | ACTUAL_OPG | Operational-demand | -31.4438 | 39.0483
VIC | ERTS3466A | East Rowville 34 (AusNet) 66 kV | AusNet | Summer | Coincident | 2025 | ACTUAL_RAW | Operational-demand | -31.4438 | 39.0483
VIC | ERTS3466A | East Rowville 34 (AusNet) 66 kV | AusNet | Summer | Non-coincident | 2025 | ACTUAL_RAW | Operational-demand | -36.5358 | 74.5418
VIC | ERTS3466A | East Rowville 34 (AusNet) 66 kV | AusNet | Summer | Non-coincident | 2025 | ACTUAL_OPG | Operational-demand | -36.5358 | 74.5418
VIC | ERTS3466A | East Rowville 34 (AusNet) 66 kV | AusNet | Summer | Non-coincident | 2025 | ACTUAL_ADJUSTEDOPG | Operational-demand | -36.5358 | 74.5418
VIC | ERTS3466A | East Rowville 34 (AusNet) 66 kV | AusNet | Summer | Non-coincident | 2025 | BASEYEARPOE90 | Operational-demand | -43.6243 | NA
VIC | ERTS3466A | East Rowville 34 (AusNet) 66 kV | AusNet | Summer | Non-coincident | 2025 | BASEYEARPOE50 | Operational-demand | -40.6674 | 50.523
VIC | ERTS3466A | East Rowville 34 (AusNet) 66 kV | AusNet | Summer | Coincident_unreconciled | 2026 | POE50 | Operational-demand | -33.9315 | NA
VIC | ERTS3466A | East Rowville 34 (AusNet) 66 kV | AusNet | Summer | Coincident_unreconciled | 2026 | POE90 | Operational-demand | -36.8857 | NA
VIC | ERTS3466A | East Rowville 34 (AusNet) 66 kV | AusNet | Summer | Non-coincident | 2026 | POE50 | Operational-demand | -40.7229 | 85
VIC | ERTS3466A | East Rowville 34 (AusNet) 66 kV | AusNet | Summer | Non-coincident | 2026 | POE90 | Operational-demand | -44.2683 | NA
VIC | ERTS3466A | East Rowville 34 (AusNet) 66 kV | AusNet | Summer | Coincident_unreconciled | 2027 | POE50 | Operational-demand | -36.1861 | NA
VIC | ERTS3466A | East Rowville 34 (AusNet) 66 kV | AusNet | Summer | Coincident_unreconciled | 2027 | POE90 | Operational-demand | -39.1664 | NA
VIC | ERTS3466A | East Rowville 34 (AusNet) 66 kV | AusNet | Summer | Non-coincident | 2027 | POE50 | Operational-demand | -43.4287 | 83.6466
VIC | ERTS3466A | East Rowville 34 (AusNet) 66 kV | AusNet | Summer | Non-coincident | 2027 | POE90 | Operational-demand | -47.0055 | NA
VIC | ERTS3466A | East Rowville 34 (AusNet) 66 kV | AusNet | Summer | Coincident_unreconciled | 2028 | POE50 | Operational-demand | -40.182 | NA
VIC | ERTS3466A | East Rowville 34 (AusNet) 66 kV | AusNet | Summer | Coincident_unreconciled | 2028 | POE90 | Operational-demand | -43.1876 | NA
VIC | ERTS3466A | East Rowville 34 (AusNet) 66 kV | AusNet | Summer | Non-coincident | 2028 | POE50 | Operational-demand | -48.2244 | 84.0906
VIC | ERTS3466A | East Rowville 34 (AusNet) 66 kV | AusNet | Summer | Non-coincident | 2028 | POE90 | Operational-demand | -51.8316 | NA
VIC | ERTS3466A | East Rowville 34 (AusNet) 66 kV | AusNet | Summer | Coincident_unreconciled | 2029 | POE50 | Operational-demand | -43.6773 | NA
VIC | ERTS3466A | East Rowville 34 (AusNet) 66 kV | AusNet | Summer | Coincident_unreconciled | 2029 | POE90 | Operational-demand | -46.7082 | NA
VIC | ERTS3466A | East Rowville 34 (AusNet) 66 kV | AusNet | Summer | Non-coincident | 2029 | POE50 | Operational-demand | -52.4192 | 84.6163
VIC | ERTS3466A | East Rowville 34 (AusNet) 66 kV | AusNet | Summer | Non-coincident | 2029 | POE90 | Operational-demand | -56.0568 | NA
VIC | ERTS3466A | East Rowville 34 (AusNet) 66 kV | AusNet | Summer | Coincident_unreconciled | 2030 | POE50 | Operational-demand | -47.1847 | NA
VIC | ERTS3466A | East Rowville 34 (AusNet) 66 kV | AusNet | Summer | Coincident_unreconciled | 2030 | POE90 | Operational-demand | -50.241 | NA
VIC | ERTS3466A | East Rowville 34 (AusNet) 66 kV | AusNet | Summer | Non-coincident | 2030 | POE50 | Operational-demand | -56.6286 | 85.1878
VIC | ERTS3466A | East Rowville 34 (AusNet) 66 kV | AusNet | Summer | Non-coincident | 2030 | POE90 | Operational-demand | -60.2967 | NA
VIC | ERTS3466A | East Rowville 34 (AusNet) 66 kV | AusNet | Summer | Coincident_unreconciled | 2031 | POE50 | Operational-demand | -50.561 | NA
VIC | ERTS3466A | East Rowville 34 (AusNet) 66 kV | AusNet | Summer | Coincident_unreconciled | 2031 | POE90 | Operational-demand | -53.6426 | NA
VIC | ERTS3466A | East Rowville 34 (AusNet) 66 kV | AusNet | Summer | Non-coincident | 2031 | POE50 | Operational-demand | -60.6807 | 85.7572
VIC | ERTS3466A | East Rowville 34 (AusNet) 66 kV | AusNet | Summer | Non-coincident | 2031 | POE90 | Operational-demand | -64.3791 | NA
VIC | ERTS3466A | East Rowville 34 (AusNet) 66 kV | AusNet | Summer | Coincident_unreconciled | 2032 | POE50 | Operational-demand | -53.1584 | NA
VIC | ERTS3466A | East Rowville 34 (AusNet) 66 kV | AusNet | Summer | Coincident_unreconciled | 2032 | POE90 | Operational-demand | -56.2631 | NA
VIC | ERTS3466A | East Rowville 34 (AusNet) 66 kV | AusNet | Summer | Non-coincident | 2032 | POE50 | Operational-demand | -63.798 | 86.3571
VIC | ERTS3466A | East Rowville 34 (AusNet) 66 kV | AusNet | Summer | Non-coincident | 2032 | POE90 | Operational-demand | -67.5241 | NA
VIC | ERTS3466A | East Rowville 34 (AusNet) 66 kV | AusNet | Summer | Coincident_unreconciled | 2033 | POE50 | Operational-demand | -55.1463 | NA
VIC | ERTS3466A | East Rowville 34 (AusNet) 66 kV | AusNet | Summer | Coincident_unreconciled | 2033 | POE90 | Operational-demand | -58.2724 | NA
VIC | ERTS3466A | East Rowville 34 (AusNet) 66 kV | AusNet | Summer | Non-coincident | 2033 | POE50 | Operational-demand | -66.1837 | 86.9676
VIC | ERTS3466A | East Rowville 34 (AusNet) 66 kV | AusNet | Summer | Non-coincident | 2033 | POE90 | Operational-demand | -69.9356 | NA
VIC | ERTS3466A | East Rowville 34 (AusNet) 66 kV | AusNet | Summer | Coincident_unreconciled | 2034 | POE50 | Operational-demand | -56.963 | NA
VIC | ERTS3466A | East Rowville 34 (AusNet) 66 kV | AusNet | Summer | Coincident_unreconciled | 2034 | POE90 | Operational-demand | -60.1106 | NA
VIC | ERTS3466A | East Rowville 34 (AusNet) 66 kV | AusNet | Summer | Non-coincident | 2034 | POE50 | Operational-demand | -68.3641 | 87.5847
VIC | ERTS3466A | East Rowville 34 (AusNet) 66 kV | AusNet | Summer | Non-coincident | 2034 | POE90 | Operational-demand | -72.1417 | NA
VIC | ERTS3466A | East Rowville 34 (AusNet) 66 kV | AusNet | Summer | Coincident_unreconciled | 2035 | POE50 | Operational-demand | -58.9125 | NA
VIC | ERTS3466A | East Rowville 34 (AusNet) 66 kV | AusNet | Summer | Coincident_unreconciled | 2035 | POE90 | Operational-demand | -62.0816 | NA
VIC | ERTS3466A | East Rowville 34 (AusNet) 66 kV | AusNet | Summer | Non-coincident | 2035 | POE50 | Operational-demand | -70.7038 | 88.1875
VIC | ERTS3466A | East Rowville 34 (AusNet) 66 kV | AusNet | Summer | Non-coincident | 2035 | POE90 | Operational-demand | -74.5072 | NA
VIC | ERTS3466A | East Rowville 34 (AusNet) 66 kV | AusNet | Summer | Non-coincident | 2025 | BASEYEARPOE10 | Operational-demand | NA | 57.3655
VIC | ERTS3466A | East Rowville 34 (AusNet) 66 kV | AusNet | Summer | Coincident | 2026 | POE10 | Operational-demand | NA | 84.7306
VIC | ERTS3466A | East Rowville 34 (AusNet) 66 kV | AusNet | Summer | Coincident | 2026 | POE50 | Operational-demand | NA | 80.6912
VIC | ERTS3466A | East Rowville 34 (AusNet) 66 kV | AusNet | Summer | Non-coincident | 2026 | POE10 | Operational-demand | NA | 93.7283
VIC | ERTS3466A | East Rowville 34 (AusNet) 66 kV | AusNet | Summer | Coincident | 2027 | POE10 | Operational-demand | NA | 81.5817
VIC | ERTS3466A | East Rowville 34 (AusNet) 66 kV | AusNet | Summer | Coincident | 2027 | POE50 | Operational-demand | NA | 77.0385
VIC | ERTS3466A | East Rowville 34 (AusNet) 66 kV | AusNet | Summer | Non-coincident | 2027 | POE10 | Operational-demand | NA | 92.4522
VIC | ERTS3466A | East Rowville 34 (AusNet) 66 kV | AusNet | Summer | Coincident | 2028 | POE10 | Operational-demand | NA | 79.9877
VIC | ERTS3466A | East Rowville 34 (AusNet) 66 kV | AusNet | Summer | Coincident | 2028 | POE50 | Operational-demand | NA | 74.9438
VIC | ERTS3466A | East Rowville 34 (AusNet) 66 kV | AusNet | Summer | Non-coincident | 2028 | POE10 | Operational-demand | NA | 92.9711
VIC | ERTS3466A | East Rowville 34 (AusNet) 66 kV | AusNet | Summer | Coincident | 2029 | POE10 | Operational-demand | NA | 78.9745
VIC | ERTS3466A | East Rowville 34 (AusNet) 66 kV | AusNet | Summer | Coincident | 2029 | POE50 | Operational-demand | NA | 74.0213
VIC | ERTS3466A | East Rowville 34 (AusNet) 66 kV | AusNet | Summer | Non-coincident | 2029 | POE10 | Operational-demand | NA | 93.5717
VIC | ERTS3466A | East Rowville 34 (AusNet) 66 kV | AusNet | Summer | Coincident | 2030 | POE10 | Operational-demand | NA | 78.252
VIC | ERTS3466A | East Rowville 34 (AusNet) 66 kV | AusNet | Summer | Coincident | 2030 | POE50 | Operational-demand | NA | 73.0991
VIC | ERTS3466A | East Rowville 34 (AusNet) 66 kV | AusNet | Summer | Non-coincident | 2030 | POE10 | Operational-demand | NA | 94.2181
VIC | ERTS3466A | East Rowville 34 (AusNet) 66 kV | AusNet | Summer | Coincident | 2031 | POE10 | Operational-demand | NA | 76.6935
VIC | ERTS3466A | East Rowville 34 (AusNet) 66 kV | AusNet | Summer | Coincident | 2031 | POE50 | Operational-demand | NA | 71.9738
VIC | ERTS3466A | East Rowville 34 (AusNet) 66 kV | AusNet | Summer | Non-coincident | 2031 | POE10 | Operational-demand | NA | 94.8624
VIC | ERTS3466A | East Rowville 34 (AusNet) 66 kV | AusNet | Summer | Coincident | 2032 | POE10 | Operational-demand | NA | 74.8319
VIC | ERTS3466A | East Rowville 34 (AusNet) 66 kV | AusNet | Summer | Coincident | 2032 | POE50 | Operational-demand | NA | 70.0736
VIC | ERTS3466A | East Rowville 34 (AusNet) 66 kV | AusNet | Summer | Non-coincident | 2032 | POE10 | Operational-demand | NA | 95.5304
VIC | ERTS3466A | East Rowville 34 (AusNet) 66 kV | AusNet | Summer | Coincident | 2033 | POE10 | Operational-demand | NA | 73.502
VIC | ERTS3466A | East Rowville 34 (AusNet) 66 kV | AusNet | Summer | Coincident | 2033 | POE50 | Operational-demand | NA | 68.1778
VIC | ERTS3466A | East Rowville 34 (AusNet) 66 kV | AusNet | Summer | Non-coincident | 2033 | POE10 | Operational-demand | NA | 96.2043
VIC | ERTS3466A | East Rowville 34 (AusNet) 66 kV | AusNet | Summer | Coincident | 2034 | POE10 | Operational-demand | NA | 73.1613
VIC | ERTS3466A | East Rowville 34 (AusNet) 66 kV | AusNet | Summer | Coincident | 2034 | POE50 | Operational-demand | NA | 67.922
VIC | ERTS3466A | East Rowville 34 (AusNet) 66 kV | AusNet | Summer | Non-coincident | 2034 | POE10 | Operational-demand | NA | 96.8848
VIC | ERTS3466A | East Rowville 34 (AusNet) 66 kV | AusNet | Summer | Coincident | 2035 | POE10 | Operational-demand | NA | 73.1221
VIC | ERTS3466A | East Rowville 34 (AusNet) 66 kV | AusNet | Summer | Coincident | 2035 | POE50 | Operational-demand | NA | 67.8852
VIC | ERTS3466A | East Rowville 34 (AusNet) 66 kV | AusNet | Summer | Non-coincident | 2035 | POE10 | Operational-demand | NA | 97.551
VIC | ERTS3466A | East Rowville 34 (AusNet) 66 kV | AusNet | Winter | Coincident | 2018 | ACTUAL_OPG | Operational-demand | NA | 32.2
VIC | ERTS3466A | East Rowville 34 (AusNet) 66 kV | AusNet | Winter | Coincident | 2018 | ACTUAL_RAW | Operational-demand | NA | 32.2
VIC | ERTS3466A | East Rowville 34 (AusNet) 66 kV | AusNet | Winter | Non-coincident | 2018 | ACTUAL_RAW | Operational-demand | NA | 33.1126
VIC | ERTS3466A | East Rowville 34 (AusNet) 66 kV | AusNet | Winter | Non-coincident | 2018 | ACTUAL_OPG | Operational-demand | NA | 33.1126
VIC | ERTS3466A | East Rowville 34 (AusNet) 66 kV | AusNet | Winter | Non-coincident | 2018 | ACTUAL_ADJUSTEDOPG | Operational-demand | NA | 33.1126
VIC | ERTS3466A | East Rowville 34 (AusNet) 66 kV | AusNet | Winter | Coincident | 2019 | ACTUAL_OPG | Operational-demand | NA | 33.9817
VIC | ERTS3466A | East Rowville 34 (AusNet) 66 kV | AusNet | Winter | Coincident | 2019 | ACTUAL_RAW | Operational-demand | NA | 33.9817
VIC | ERTS3466A | East Rowville 34 (AusNet) 66 kV | AusNet | Winter | Non-coincident | 2019 | ACTUAL_RAW | Operational-demand | NA | 37.4786
VIC | ERTS3466A | East Rowville 34 (AusNet) 66 kV | AusNet | Winter | Non-coincident | 2019 | ACTUAL_OPG | Operational-demand | NA | 37.4786
VIC | ERTS3466A | East Rowville 34 (AusNet) 66 kV | AusNet | Winter | Non-coincident | 2019 | ACTUAL_ADJUSTEDOPG | Operational-demand | NA | 37.4786
VIC | ERTS3466A | East Rowville 34 (AusNet) 66 kV | AusNet | Winter | Coincident | 2020 | ACTUAL_OPG | Operational-demand | NA | 36.2975
VIC | ERTS3466A | East Rowville 34 (AusNet) 66 kV | AusNet | Winter | Coincident | 2020 | ACTUAL_RAW | Operational-demand | NA | 36.2975
VIC | ERTS3466A | East Rowville 34 (AusNet) 66 kV | AusNet | Winter | Non-coincident | 2020 | ACTUAL_RAW | Operational-demand | NA | 40.5157
VIC | ERTS3466A | East Rowville 34 (AusNet) 66 kV | AusNet | Winter | Non-coincident | 2020 | ACTUAL_OPG | Operational-demand | NA | 40.5157
VIC | ERTS3466A | East Rowville 34 (AusNet) 66 kV | AusNet | Winter | Non-coincident | 2020 | ACTUAL_ADJUSTEDOPG | Operational-demand | NA | 40.5157
VIC | ERTS3466A | East Rowville 34 (AusNet) 66 kV | AusNet | Winter | Coincident | 2021 | ACTUAL_OPG | Operational-demand | NA | 35.9999
VIC | ERTS3466A | East Rowville 34 (AusNet) 66 kV | AusNet | Winter | Coincident | 2021 | ACTUAL_RAW | Operational-demand | NA | 35.9999
VIC | ERTS3466A | East Rowville 34 (AusNet) 66 kV | AusNet | Winter | Non-coincident | 2021 | ACTUAL_RAW | Operational-demand | NA | 37.1492
VIC | ERTS3466A | East Rowville 34 (AusNet) 66 kV | AusNet | Winter | Non-coincident | 2021 | ACTUAL_OPG | Operational-demand | NA | 37.1492
VIC | ERTS3466A | East Rowville 34 (AusNet) 66 kV | AusNet | Winter | Non-coincident | 2021 | ACTUAL_ADJUSTEDOPG | Operational-demand | NA | 37.1492
VIC | ERTS3466A | East Rowville 34 (AusNet) 66 kV | AusNet | Winter | Coincident | 2022 | ACTUAL_OPG | Operational-demand | NA | 26.1608
VIC | ERTS3466A | East Rowville 34 (AusNet) 66 kV | AusNet | Winter | Coincident | 2022 | ACTUAL_RAW | Operational-demand | NA | 26.1608
VIC | ERTS3466A | East Rowville 34 (AusNet) 66 kV | AusNet | Winter | Non-coincident | 2022 | ACTUAL_RAW | Operational-demand | NA | 35.2978
VIC | ERTS3466A | East Rowville 34 (AusNet) 66 kV | AusNet | Winter | Non-coincident | 2022 | ACTUAL_OPG | Operational-demand | NA | 35.2978
VIC | ERTS3466A | East Rowville 34 (AusNet) 66 kV | AusNet | Winter | Non-coincident | 2022 | ACTUAL_ADJUSTEDOPG | Operational-demand | NA | 35.2978
VIC | ERTS3466A | East Rowville 34 (AusNet) 66 kV | AusNet | Winter | Coincident | 2023 | ACTUAL_OPG | Operational-demand | NA | 24.879
VIC | ERTS3466A | East Rowville 34 (AusNet) 66 kV | AusNet | Winter | Coincident | 2023 | ACTUAL_RAW | Operational-demand | NA | 24.879
VIC | ERTS3466A | East Rowville 34 (AusNet) 66 kV | AusNet | Winter | Non-coincident | 2023 | ACTUAL_RAW | Operational-demand | NA | 37.8689
VIC | ERTS3466A | East Rowville 34 (AusNet) 66 kV | AusNet | Winter | Non-coincident | 2023 | ACTUAL_OPG | Operational-demand | NA | 37.8689
VIC | ERTS3466A | East Rowville 34 (AusNet) 66 kV | AusNet | Winter | Non-coincident | 2023 | ACTUAL_ADJUSTEDOPG | Operational-demand | NA | 37.8689
VIC | ERTS3466A | East Rowville 34 (AusNet) 66 kV | AusNet | Winter | Coincident | 2024 | ACTUAL_OPG | Operational-demand | NA | 32.6744
VIC | ERTS3466A | East Rowville 34 (AusNet) 66 kV | AusNet | Winter | Coincident | 2024 | ACTUAL_RAW | Operational-demand | NA | 32.6744
VIC | ERTS3466A | East Rowville 34 (AusNet) 66 kV | AusNet | Winter | Non-coincident | 2024 | ACTUAL_RAW | Operational-demand | NA | 33.3941
VIC | ERTS3466A | East Rowville 34 (AusNet) 66 kV | AusNet | Winter | Non-coincident | 2024 | ACTUAL_OPG | Operational-demand | NA | 33.3941
VIC | ERTS3466A | East Rowville 34 (AusNet) 66 kV | AusNet | Winter | Non-coincident | 2024 | ACTUAL_ADJUSTEDOPG | Operational-demand | NA | 33.3941
VIC | ERTS3466A | East Rowville 34 (AusNet) 66 kV | AusNet | Winter | Coincident | 2025 | POE10 | Operational-demand | NA | 82.7319
VIC | ERTS3466A | East Rowville 34 (AusNet) 66 kV | AusNet | Winter | Coincident | 2025 | POE50 | Operational-demand | NA | 81.7854
VIC | ERTS3466A | East Rowville 34 (AusNet) 66 kV | AusNet | Winter | Non-coincident | 2025 | ACTUAL_RAW | Operational-demand | NA | 40.0151
VIC | ERTS3466A | East Rowville 34 (AusNet) 66 kV | AusNet | Winter | Non-coincident | 2025 | ACTUAL_ADJUSTEDOPG | Operational-demand | NA | 40.0151
VIC | ERTS3466A | East Rowville 34 (AusNet) 66 kV | AusNet | Winter | Non-coincident | 2025 | BASEYEARPOE50 | Operational-demand | NA | 38.4456
VIC | ERTS3466A | East Rowville 34 (AusNet) 66 kV | AusNet | Winter | Non-coincident | 2025 | BASEYEARPOE10 | Operational-demand | NA | 40.3995
VIC | ERTS3466A | East Rowville 34 (AusNet) 66 kV | AusNet | Winter | Non-coincident | 2025 | POE10 | Operational-demand | NA | 87.059
VIC | ERTS3466A | East Rowville 34 (AusNet) 66 kV | AusNet | Winter | Non-coincident | 2025 | POE50 | Operational-demand | NA | 85
VIC | ERTS3466A | East Rowville 34 (AusNet) 66 kV | AusNet | Winter | Coincident | 2026 | POE10 | Operational-demand | NA | 79.9399
VIC | ERTS3466A | East Rowville 34 (AusNet) 66 kV | AusNet | Winter | Coincident | 2026 | POE50 | Operational-demand | NA | 78.8675
VIC | ERTS3466A | East Rowville 34 (AusNet) 66 kV | AusNet | Winter | Non-coincident | 2026 | POE10 | Operational-demand | NA | 87.3595
VIC | ERTS3466A | East Rowville 34 (AusNet) 66 kV | AusNet | Winter | Non-coincident | 2026 | POE50 | Operational-demand | NA | 85.2815
VIC | ERTS3466A | East Rowville 34 (AusNet) 66 kV | AusNet | Winter | Coincident | 2027 | POE10 | Operational-demand | NA | 76.0003
VIC | ERTS3466A | East Rowville 34 (AusNet) 66 kV | AusNet | Winter | Coincident | 2027 | POE50 | Operational-demand | NA | 74.7553
VIC | ERTS3466A | East Rowville 34 (AusNet) 66 kV | AusNet | Winter | Non-coincident | 2027 | POE10 | Operational-demand | NA | 85.9795
VIC | ERTS3466A | East Rowville 34 (AusNet) 66 kV | AusNet | Winter | Non-coincident | 2027 | POE50 | Operational-demand | NA | 83.8837
VIC | ERTS3466A | East Rowville 34 (AusNet) 66 kV | AusNet | Winter | Coincident | 2028 | POE10 | Operational-demand | NA | 74.9122
VIC | ERTS3466A | East Rowville 34 (AusNet) 66 kV | AusNet | Winter | Coincident | 2028 | POE50 | Operational-demand | NA | 73.7382
VIC | ERTS3466A | East Rowville 34 (AusNet) 66 kV | AusNet | Winter | Non-coincident | 2028 | POE10 | Operational-demand | NA | 86.4964
VIC | ERTS3466A | East Rowville 34 (AusNet) 66 kV | AusNet | Winter | Non-coincident | 2028 | POE50 | Operational-demand | NA | 84.3829
VIC | ERTS3466A | East Rowville 34 (AusNet) 66 kV | AusNet | Winter | Coincident | 2029 | POE10 | Operational-demand | NA | 74.4139
VIC | ERTS3466A | East Rowville 34 (AusNet) 66 kV | AusNet | Winter | Coincident | 2029 | POE50 | Operational-demand | NA | 73.2685
VIC | ERTS3466A | East Rowville 34 (AusNet) 66 kV | AusNet | Winter | Non-coincident | 2029 | POE10 | Operational-demand | NA | 87.076
VIC | ERTS3466A | East Rowville 34 (AusNet) 66 kV | AusNet | Winter | Non-coincident | 2029 | POE50 | Operational-demand | NA | 84.9446
VIC | ERTS3466A | East Rowville 34 (AusNet) 66 kV | AusNet | Winter | Coincident | 2030 | POE10 | Operational-demand | NA | 73.7828
VIC | ERTS3466A | East Rowville 34 (AusNet) 66 kV | AusNet | Winter | Coincident | 2030 | POE50 | Operational-demand | NA | 72.6266
VIC | ERTS3466A | East Rowville 34 (AusNet) 66 kV | AusNet | Winter | Non-coincident | 2030 | POE10 | Operational-demand | NA | 87.6387
VIC | ERTS3466A | East Rowville 34 (AusNet) 66 kV | AusNet | Winter | Non-coincident | 2030 | POE50 | Operational-demand | NA | 85.4895
VIC | ERTS3466A | East Rowville 34 (AusNet) 66 kV | AusNet | Winter | Coincident | 2031 | POE10 | Operational-demand | NA | 73.2732
VIC | ERTS3466A | East Rowville 34 (AusNet) 66 kV | AusNet | Winter | Coincident | 2031 | POE50 | Operational-demand | NA | 72.1235
VIC | ERTS3466A | East Rowville 34 (AusNet) 66 kV | AusNet | Winter | Non-coincident | 2031 | POE10 | Operational-demand | NA | 88.2068
VIC | ERTS3466A | East Rowville 34 (AusNet) 66 kV | AusNet | Winter | Non-coincident | 2031 | POE50 | Operational-demand | NA | 86.0401
VIC | ERTS3466A | East Rowville 34 (AusNet) 66 kV | AusNet | Winter | Coincident | 2032 | POE10 | Operational-demand | NA | 72.1336
VIC | ERTS3466A | East Rowville 34 (AusNet) 66 kV | AusNet | Winter | Coincident | 2032 | POE50 | Operational-demand | NA | 70.8643
VIC | ERTS3466A | East Rowville 34 (AusNet) 66 kV | AusNet | Winter | Non-coincident | 2032 | POE10 | Operational-demand | NA | 88.736
VIC | ERTS3466A | East Rowville 34 (AusNet) 66 kV | AusNet | Winter | Non-coincident | 2032 | POE50 | Operational-demand | NA | 86.5542
VIC | ERTS3466A | East Rowville 34 (AusNet) 66 kV | AusNet | Winter | Coincident | 2033 | POE10 | Operational-demand | NA | 70.689
VIC | ERTS3466A | East Rowville 34 (AusNet) 66 kV | AusNet | Winter | Coincident | 2033 | POE50 | Operational-demand | NA | 69.4504
VIC | ERTS3466A | East Rowville 34 (AusNet) 66 kV | AusNet | Winter | Non-coincident | 2033 | POE10 | Operational-demand | NA | 89.2629
VIC | ERTS3466A | East Rowville 34 (AusNet) 66 kV | AusNet | Winter | Non-coincident | 2033 | POE50 | Operational-demand | NA | 87.066
VIC | ERTS3466A | East Rowville 34 (AusNet) 66 kV | AusNet | Winter | Coincident | 2034 | POE10 | Operational-demand | NA | 70.5052
VIC | ERTS3466A | East Rowville 34 (AusNet) 66 kV | AusNet | Winter | Coincident | 2034 | POE50 | Operational-demand | NA | 69.3041
VIC | ERTS3466A | East Rowville 34 (AusNet) 66 kV | AusNet | Winter | Non-coincident | 2034 | POE10 | Operational-demand | NA | 89.7768
VIC | ERTS3466A | East Rowville 34 (AusNet) 66 kV | AusNet | Winter | Non-coincident | 2034 | POE50 | Operational-demand | NA | 87.5648
VIC | ERTS3466U | East Rowville 34 (United Energy) 66 kV | United Energy | Shoulder | Coincident | 2019 | ACTUAL_OPG | Operational-demand | 52.3717 | NA
VIC | ERTS3466U | East Rowville 34 (United Energy) 66 kV | United Energy | Shoulder | Coincident | 2019 | ACTUAL_RAW | Operational-demand | 52.3717 | NA
VIC | ERTS3466U | East Rowville 34 (United Energy) 66 kV | United Energy | Shoulder | Non-coincident | 2019 | ACTUAL_RAW | Operational-demand | 49.2219 | NA
VIC | ERTS3466U | East Rowville 34 (United Energy) 66 kV | United Energy | Shoulder | Non-coincident | 2019 | ACTUAL_OPG | Operational-demand | 49.2219 | NA
VIC | ERTS3466U | East Rowville 34 (United Energy) 66 kV | United Energy | Shoulder | Non-coincident | 2019 | ACTUAL_ADJUSTEDOPG | Operational-demand | 49.2219 | NA
VIC | ERTS3466U | East Rowville 34 (United Energy) 66 kV | United Energy | Shoulder | Coincident | 2020 | ACTUAL_OPG | Operational-demand | 44.4398 | NA
VIC | ERTS3466U | East Rowville 34 (United Energy) 66 kV | United Energy | Shoulder | Coincident | 2020 | ACTUAL_RAW | Operational-demand | 44.4398 | NA
VIC | ERTS3466U | East Rowville 34 (United Energy) 66 kV | United Energy | Shoulder | Non-coincident | 2020 | ACTUAL_RAW | Operational-demand | 44.1366 | NA
VIC | ERTS3466U | East Rowville 34 (United Energy) 66 kV | United Energy | Shoulder | Non-coincident | 2020 | ACTUAL_OPG | Operational-demand | 44.1366 | NA
VIC | ERTS3466U | East Rowville 34 (United Energy) 66 kV | United Energy | Shoulder | Non-coincident | 2020 | ACTUAL_ADJUSTEDOPG | Operational-demand | 44.1366 | NA
VIC | ERTS3466U | East Rowville 34 (United Energy) 66 kV | United Energy | Shoulder | Coincident | 2021 | ACTUAL_OPG | Operational-demand | 52.3768 | NA
VIC | ERTS3466U | East Rowville 34 (United Energy) 66 kV | United Energy | Shoulder | Coincident | 2021 | ACTUAL_RAW | Operational-demand | 52.3768 | NA
VIC | ERTS3466U | East Rowville 34 (United Energy) 66 kV | United Energy | Shoulder | Non-coincident | 2021 | ACTUAL_RAW | Operational-demand | 44.9594 | NA
VIC | ERTS3466U | East Rowville 34 (United Energy) 66 kV | United Energy | Shoulder | Non-coincident | 2021 | ACTUAL_OPG | Operational-demand | 44.9594 | NA
VIC | ERTS3466U | East Rowville 34 (United Energy) 66 kV | United Energy | Shoulder | Non-coincident | 2021 | ACTUAL_ADJUSTEDOPG | Operational-demand | 44.9594 | NA
VIC | ERTS3466U | East Rowville 34 (United Energy) 66 kV | United Energy | Shoulder | Coincident | 2022 | ACTUAL_OPG | Operational-demand | 45.4471 | NA
VIC | ERTS3466U | East Rowville 34 (United Energy) 66 kV | United Energy | Shoulder | Coincident | 2022 | ACTUAL_RAW | Operational-demand | 45.4471 | NA
VIC | ERTS3466U | East Rowville 34 (United Energy) 66 kV | United Energy | Shoulder | Non-coincident | 2022 | ACTUAL_RAW | Operational-demand | 13.2702 | NA
VIC | ERTS3466U | East Rowville 34 (United Energy) 66 kV | United Energy | Shoulder | Non-coincident | 2022 | ACTUAL_OPG | Operational-demand | 13.2702 | NA
VIC | ERTS3466U | East Rowville 34 (United Energy) 66 kV | United Energy | Shoulder | Non-coincident | 2022 | ACTUAL_ADJUSTEDOPG | Operational-demand | 41.8397 | NA
VIC | ERTS3466U | East Rowville 34 (United Energy) 66 kV | United Energy | Shoulder | Coincident | 2023 | ACTUAL_OPG | Operational-demand | 42.4306 | NA
VIC | ERTS3466U | East Rowville 34 (United Energy) 66 kV | United Energy | Shoulder | Coincident | 2023 | ACTUAL_RAW | Operational-demand | 42.4306 | NA
VIC | ERTS3466U | East Rowville 34 (United Energy) 66 kV | United Energy | Shoulder | Non-coincident | 2023 | ACTUAL_RAW | Operational-demand | 40.7338 | NA
VIC | ERTS3466U | East Rowville 34 (United Energy) 66 kV | United Energy | Shoulder | Non-coincident | 2023 | ACTUAL_OPG | Operational-demand | 40.7338 | NA
VIC | ERTS3466U | East Rowville 34 (United Energy) 66 kV | United Energy | Shoulder | Non-coincident | 2023 | ACTUAL_ADJUSTEDOPG | Operational-demand | 40.7338 | NA
VIC | ERTS3466U | East Rowville 34 (United Energy) 66 kV | United Energy | Shoulder | Coincident | 2024 | ACTUAL_OPG | Operational-demand | 37.4987 | NA
VIC | ERTS3466U | East Rowville 34 (United Energy) 66 kV | United Energy | Shoulder | Coincident | 2024 | ACTUAL_RAW | Operational-demand | 37.4987 | NA
VIC | ERTS3466U | East Rowville 34 (United Energy) 66 kV | United Energy | Shoulder | Non-coincident | 2024 | ACTUAL_RAW | Operational-demand | 36.9892 | NA
VIC | ERTS3466U | East Rowville 34 (United Energy) 66 kV | United Energy | Shoulder | Non-coincident | 2024 | ACTUAL_OPG | Operational-demand | 36.9892 | NA
VIC | ERTS3466U | East Rowville 34 (United Energy) 66 kV | United Energy | Shoulder | Non-coincident | 2024 | ACTUAL_ADJUSTEDOPG | Operational-demand | 36.9892 | NA
VIC | ERTS3466U | East Rowville 34 (United Energy) 66 kV | United Energy | Shoulder | Coincident | 2025 | ACTUAL_OPG | Operational-demand | 28.1901 | NA
VIC | ERTS3466U | East Rowville 34 (United Energy) 66 kV | United Energy | Shoulder | Coincident | 2025 | ACTUAL_RAW | Operational-demand | 28.1901 | NA
VIC | ERTS3466U | East Rowville 34 (United Energy) 66 kV | United Energy | Shoulder | Non-coincident | 2025 | ACTUAL_RAW | Operational-demand | 28.0325 | NA
VIC | ERTS3466U | East Rowville 34 (United Energy) 66 kV | United Energy | Shoulder | Non-coincident | 2025 | ACTUAL_OPG | Operational-demand | 28.0325 | NA
VIC | ERTS3466U | East Rowville 34 (United Energy) 66 kV | United Energy | Shoulder | Non-coincident | 2025 | ACTUAL_ADJUSTEDOPG | Operational-demand | 28.0325 | NA
VIC | ERTS3466U | East Rowville 34 (United Energy) 66 kV | United Energy | Shoulder | Non-coincident | 2025 | BASEYEARPOE90 | Operational-demand | 31.4821 | NA
VIC | ERTS3466U | East Rowville 34 (United Energy) 66 kV | United Energy | Shoulder | Non-coincident | 2025 | BASEYEARPOE50 | Operational-demand | 35.9768 | NA
VIC | ERTS3466U | East Rowville 34 (United Energy) 66 kV | United Energy | Shoulder | Coincident_unreconciled | 2026 | POE50 | Operational-demand | 33.1995 | NA
VIC | ERTS3466U | East Rowville 34 (United Energy) 66 kV | United Energy | Shoulder | Coincident_unreconciled | 2026 | POE90 | Operational-demand | 30.0186 | NA
VIC | ERTS3466U | East Rowville 34 (United Energy) 66 kV | United Energy | Shoulder | Non-coincident | 2026 | POE50 | Operational-demand | 32.8806 | NA
VIC | ERTS3466U | East Rowville 34 (United Energy) 66 kV | United Energy | Shoulder | Non-coincident | 2026 | POE90 | Operational-demand | 29.7302 | NA
VIC | ERTS3466U | East Rowville 34 (United Energy) 66 kV | United Energy | Shoulder | Coincident_unreconciled | 2027 | POE50 | Operational-demand | 30.5506 | NA
VIC | ERTS3466U | East Rowville 34 (United Energy) 66 kV | United Energy | Shoulder | Coincident_unreconciled | 2027 | POE90 | Operational-demand | 27.3476 | NA
VIC | ERTS3466U | East Rowville 34 (United Energy) 66 kV | United Energy | Shoulder | Non-coincident | 2027 | POE50 | Operational-demand | 30.2571 | NA
VIC | ERTS3466U | East Rowville 34 (United Energy) 66 kV | United Energy | Shoulder | Non-coincident | 2027 | POE90 | Operational-demand | 27.0849 | NA
VIC | ERTS3466U | East Rowville 34 (United Energy) 66 kV | United Energy | Shoulder | Coincident_unreconciled | 2028 | POE50 | Operational-demand | 27.3638 | NA
VIC | ERTS3466U | East Rowville 34 (United Energy) 66 kV | United Energy | Shoulder | Coincident_unreconciled | 2028 | POE90 | Operational-demand | 24.1389 | NA
VIC | ERTS3466U | East Rowville 34 (United Energy) 66 kV | United Energy | Shoulder | Non-coincident | 2028 | POE50 | Operational-demand | 27.1009 | NA
VIC | ERTS3466U | East Rowville 34 (United Energy) 66 kV | United Energy | Shoulder | Non-coincident | 2028 | POE90 | Operational-demand | 23.9069 | NA
VIC | ERTS3466U | East Rowville 34 (United Energy) 66 kV | United Energy | Shoulder | Coincident_unreconciled | 2029 | POE50 | Operational-demand | 24.3786 | NA
VIC | ERTS3466U | East Rowville 34 (United Energy) 66 kV | United Energy | Shoulder | Coincident_unreconciled | 2029 | POE90 | Operational-demand | 21.1316 | NA
VIC | ERTS3466U | East Rowville 34 (United Energy) 66 kV | United Energy | Shoulder | Non-coincident | 2029 | POE50 | Operational-demand | 24.1444 | NA
VIC | ERTS3466U | East Rowville 34 (United Energy) 66 kV | United Energy | Shoulder | Non-coincident | 2029 | POE90 | Operational-demand | 20.9286 | NA
VIC | ERTS3466U | East Rowville 34 (United Energy) 66 kV | United Energy | Shoulder | Coincident_unreconciled | 2030 | POE50 | Operational-demand | 21.4521 | NA
VIC | ERTS3466U | East Rowville 34 (United Energy) 66 kV | United Energy | Shoulder | Coincident_unreconciled | 2030 | POE90 | Operational-demand | 18.1831 | NA
VIC | ERTS3466U | East Rowville 34 (United Energy) 66 kV | United Energy | Shoulder | Non-coincident | 2030 | POE50 | Operational-demand | 21.2461 | NA
VIC | ERTS3466U | East Rowville 34 (United Energy) 66 kV | United Energy | Shoulder | Non-coincident | 2030 | POE90 | Operational-demand | 18.0084 | NA
VIC | ERTS3466U | East Rowville 34 (United Energy) 66 kV | United Energy | Shoulder | Coincident_unreconciled | 2031 | POE50 | Operational-demand | 18.5866 | NA
VIC | ERTS3466U | East Rowville 34 (United Energy) 66 kV | United Energy | Shoulder | Coincident_unreconciled | 2031 | POE90 | Operational-demand | 15.2956 | NA
VIC | ERTS3466U | East Rowville 34 (United Energy) 66 kV | United Energy | Shoulder | Non-coincident | 2031 | POE50 | Operational-demand | 18.4081 | NA
VIC | ERTS3466U | East Rowville 34 (United Energy) 66 kV | United Energy | Shoulder | Non-coincident | 2031 | POE90 | Operational-demand | 15.1486 | NA
VIC | ERTS3466U | East Rowville 34 (United Energy) 66 kV | United Energy | Shoulder | Coincident_unreconciled | 2032 | POE50 | Operational-demand | 16.3988 | NA
VIC | ERTS3466U | East Rowville 34 (United Energy) 66 kV | United Energy | Shoulder | Coincident_unreconciled | 2032 | POE90 | Operational-demand | 13.087 | NA
VIC | ERTS3466U | East Rowville 34 (United Energy) 66 kV | United Energy | Shoulder | Non-coincident | 2032 | POE50 | Operational-demand | 16.2412 | NA
VIC | ERTS3466U | East Rowville 34 (United Energy) 66 kV | United Energy | Shoulder | Non-coincident | 2032 | POE90 | Operational-demand | 12.9613 | NA
VIC | ERTS3466U | East Rowville 34 (United Energy) 66 kV | United Energy | Shoulder | Coincident_unreconciled | 2033 | POE50 | Operational-demand | 14.7419 | NA
VIC | ERTS3466U | East Rowville 34 (United Energy) 66 kV | United Energy | Shoulder | Coincident_unreconciled | 2033 | POE90 | Operational-demand | 11.4104 | NA
VIC | ERTS3466U | East Rowville 34 (United Energy) 66 kV | United Energy | Shoulder | Non-coincident | 2033 | POE50 | Operational-demand | 14.6003 | NA
VIC | ERTS3466U | East Rowville 34 (United Energy) 66 kV | United Energy | Shoulder | Non-coincident | 2033 | POE90 | Operational-demand | 11.3008 | NA
VIC | ERTS3466U | East Rowville 34 (United Energy) 66 kV | United Energy | Shoulder | Coincident_unreconciled | 2034 | POE50 | Operational-demand | 13.224 | NA
VIC | ERTS3466U | East Rowville 34 (United Energy) 66 kV | United Energy | Shoulder | Coincident_unreconciled | 2034 | POE90 | Operational-demand | 9.8728 | NA
VIC | ERTS3466U | East Rowville 34 (United Energy) 66 kV | United Energy | Shoulder | Non-coincident | 2034 | POE50 | Operational-demand | 13.097 | NA
VIC | ERTS3466U | East Rowville 34 (United Energy) 66 kV | United Energy | Shoulder | Non-coincident | 2034 | POE90 | Operational-demand | 9.778 | NA
VIC | ERTS3466U | East Rowville 34 (United Energy) 66 kV | United Energy | Shoulder | Coincident_unreconciled | 2035 | POE50 | Operational-demand | 11.5663 | NA
VIC | ERTS3466U | East Rowville 34 (United Energy) 66 kV | United Energy | Shoulder | Coincident_unreconciled | 2035 | POE90 | Operational-demand | 8.1954 | NA
VIC | ERTS3466U | East Rowville 34 (United Energy) 66 kV | United Energy | Shoulder | Non-coincident | 2035 | POE50 | Operational-demand | 11.4552 | NA
VIC | ERTS3466U | East Rowville 34 (United Energy) 66 kV | United Energy | Shoulder | Non-coincident | 2035 | POE90 | Operational-demand | 8.1167 | NA
VIC | ERTS3466U | East Rowville 34 (United Energy) 66 kV | United Energy | Summer | Coincident | 2019 | ACTUAL_OPG | Operational-demand | 54.7444 | 173.4424
VIC | ERTS3466U | East Rowville 34 (United Energy) 66 kV | United Energy | Summer | Coincident | 2019 | ACTUAL_RAW | Operational-demand | 54.7444 | 173.4424
VIC | ERTS3466U | East Rowville 34 (United Energy) 66 kV | United Energy | Summer | Non-coincident | 2019 | ACTUAL_RAW | Operational-demand | 43.8643 | 197.286
VIC | ERTS3466U | East Rowville 34 (United Energy) 66 kV | United Energy | Summer | Non-coincident | 2019 | ACTUAL_OPG | Operational-demand | 43.8643 | 197.286
VIC | ERTS3466U | East Rowville 34 (United Energy) 66 kV | United Energy | Summer | Non-coincident | 2019 | ACTUAL_ADJUSTEDOPG | Operational-demand | 43.8643 | 197.286
VIC | ERTS3466U | East Rowville 34 (United Energy) 66 kV | United Energy | Summer | Coincident | 2020 | ACTUAL_OPG | Operational-demand | 34.8118 | 145.1432
VIC | ERTS3466U | East Rowville 34 (United Energy) 66 kV | United Energy | Summer | Coincident | 2020 | ACTUAL_RAW | Operational-demand | 34.8118 | 145.1432
VIC | ERTS3466U | East Rowville 34 (United Energy) 66 kV | United Energy | Summer | Non-coincident | 2020 | ACTUAL_RAW | Operational-demand | 33.3291 | 193.1633
VIC | ERTS3466U | East Rowville 34 (United Energy) 66 kV | United Energy | Summer | Non-coincident | 2020 | ACTUAL_OPG | Operational-demand | 33.3291 | 193.1633
VIC | ERTS3466U | East Rowville 34 (United Energy) 66 kV | United Energy | Summer | Non-coincident | 2020 | ACTUAL_ADJUSTEDOPG | Operational-demand | 33.3291 | 193.1633
VIC | ERTS3466U | East Rowville 34 (United Energy) 66 kV | United Energy | Summer | Coincident | 2021 | ACTUAL_OPG | Operational-demand | 28.5512 | 143.9782
VIC | ERTS3466U | East Rowville 34 (United Energy) 66 kV | United Energy | Summer | Coincident | 2021 | ACTUAL_RAW | Operational-demand | 28.5512 | 143.9782
VIC | ERTS3466U | East Rowville 34 (United Energy) 66 kV | United Energy | Summer | Non-coincident | 2021 | ACTUAL_RAW | Operational-demand | 28.5512 | 178.5234
VIC | ERTS3466U | East Rowville 34 (United Energy) 66 kV | United Energy | Summer | Non-coincident | 2021 | ACTUAL_OPG | Operational-demand | 28.5512 | 178.5234
VIC | ERTS3466U | East Rowville 34 (United Energy) 66 kV | United Energy | Summer | Non-coincident | 2021 | ACTUAL_ADJUSTEDOPG | Operational-demand | 28.5512 | 178.5234
VIC | ERTS3466U | East Rowville 34 (United Energy) 66 kV | United Energy | Summer | Coincident | 2022 | ACTUAL_OPG | Operational-demand | 45.6516 | 155.6956
VIC | ERTS3466U | East Rowville 34 (United Energy) 66 kV | United Energy | Summer | Coincident | 2022 | ACTUAL_RAW | Operational-demand | 45.6516 | 155.6956
VIC | ERTS3466U | East Rowville 34 (United Energy) 66 kV | United Energy | Summer | Non-coincident | 2022 | ACTUAL_RAW | Operational-demand | 23.8497 | 192.1577
VIC | ERTS3466U | East Rowville 34 (United Energy) 66 kV | United Energy | Summer | Non-coincident | 2022 | ACTUAL_OPG | Operational-demand | 23.8497 | 192.1577
VIC | ERTS3466U | East Rowville 34 (United Energy) 66 kV | United Energy | Summer | Non-coincident | 2022 | ACTUAL_ADJUSTEDOPG | Operational-demand | 23.8497 | 192.1577
VIC | ERTS3466U | East Rowville 34 (United Energy) 66 kV | United Energy | Summer | Coincident | 2023 | ACTUAL_OPG | Operational-demand | 35.4119 | 145.4014
VIC | ERTS3466U | East Rowville 34 (United Energy) 66 kV | United Energy | Summer | Coincident | 2023 | ACTUAL_RAW | Operational-demand | 35.4119 | 145.4014
VIC | ERTS3466U | East Rowville 34 (United Energy) 66 kV | United Energy | Summer | Non-coincident | 2023 | ACTUAL_RAW | Operational-demand | 29.0029 | 175.9933
VIC | ERTS3466U | East Rowville 34 (United Energy) 66 kV | United Energy | Summer | Non-coincident | 2023 | ACTUAL_OPG | Operational-demand | 29.0029 | 175.9933
VIC | ERTS3466U | East Rowville 34 (United Energy) 66 kV | United Energy | Summer | Non-coincident | 2023 | ACTUAL_ADJUSTEDOPG | Operational-demand | 29.0029 | 175.9933
VIC | ERTS3466U | East Rowville 34 (United Energy) 66 kV | United Energy | Summer | Coincident | 2024 | ACTUAL_OPG | Operational-demand | 14.8892 | 186.0742
VIC | ERTS3466U | East Rowville 34 (United Energy) 66 kV | United Energy | Summer | Coincident | 2024 | ACTUAL_RAW | Operational-demand | 14.8892 | 186.0742
VIC | ERTS3466U | East Rowville 34 (United Energy) 66 kV | United Energy | Summer | Non-coincident | 2024 | ACTUAL_RAW | Operational-demand | 14.8892 | 198.8087
VIC | ERTS3466U | East Rowville 34 (United Energy) 66 kV | United Energy | Summer | Non-coincident | 2024 | ACTUAL_OPG | Operational-demand | 14.8892 | 198.8087
VIC | ERTS3466U | East Rowville 34 (United Energy) 66 kV | United Energy | Summer | Non-coincident | 2024 | ACTUAL_ADJUSTEDOPG | Operational-demand | 14.8892 | 198.8087
VIC | ERTS3466U | East Rowville 34 (United Energy) 66 kV | United Energy | Summer | Coincident | 2025 | ACTUAL_OPG | Operational-demand | 11.9298 | 171.78
VIC | ERTS3466U | East Rowville 34 (United Energy) 66 kV | United Energy | Summer | Coincident | 2025 | ACTUAL_RAW | Operational-demand | 11.9298 | 171.78
VIC | ERTS3466U | East Rowville 34 (United Energy) 66 kV | United Energy | Summer | Non-coincident | 2025 | ACTUAL_RAW | Operational-demand | 7.5127 | 197.5773
VIC | ERTS3466U | East Rowville 34 (United Energy) 66 kV | United Energy | Summer | Non-coincident | 2025 | ACTUAL_OPG | Operational-demand | 7.5127 | 197.5773
VIC | ERTS3466U | East Rowville 34 (United Energy) 66 kV | United Energy | Summer | Non-coincident | 2025 | ACTUAL_ADJUSTEDOPG | Operational-demand | 7.5127 | 197.5773
VIC | ERTS3466U | East Rowville 34 (United Energy) 66 kV | United Energy | Summer | Non-coincident | 2025 | BASEYEARPOE90 | Operational-demand | 1.2314 | NA
VIC | ERTS3466U | East Rowville 34 (United Energy) 66 kV | United Energy | Summer | Non-coincident | 2025 | BASEYEARPOE50 | Operational-demand | 11.6627 | 190.5408
VIC | ERTS3466U | East Rowville 34 (United Energy) 66 kV | United Energy | Summer | Coincident_unreconciled | 2026 | POE50 | Operational-demand | 13.5855 | NA
VIC | ERTS3466U | East Rowville 34 (United Energy) 66 kV | United Energy | Summer | Coincident_unreconciled | 2026 | POE90 | Operational-demand | 0.42887 | NA
VIC | ERTS3466U | East Rowville 34 (United Energy) 66 kV | United Energy | Summer | Non-coincident | 2026 | POE50 | Operational-demand | 10.499 | 212.0894
VIC | ERTS3466U | East Rowville 34 (United Energy) 66 kV | United Energy | Summer | Non-coincident | 2026 | POE90 | Operational-demand | 0.33143 | NA
VIC | ERTS3466U | East Rowville 34 (United Energy) 66 kV | United Energy | Summer | Coincident_unreconciled | 2027 | POE50 | Operational-demand | 9.8568 | NA
VIC | ERTS3466U | East Rowville 34 (United Energy) 66 kV | United Energy | Summer | Coincident_unreconciled | 2027 | POE90 | Operational-demand | -1.8478 | NA
VIC | ERTS3466U | East Rowville 34 (United Energy) 66 kV | United Energy | Summer | Non-coincident | 2027 | POE50 | Operational-demand | 7.6174 | 215.754
VIC | ERTS3466U | East Rowville 34 (United Energy) 66 kV | United Energy | Summer | Non-coincident | 2027 | POE90 | Operational-demand | -2.6171 | NA
VIC | ERTS3466U | East Rowville 34 (United Energy) 66 kV | United Energy | Summer | Coincident_unreconciled | 2028 | POE50 | Operational-demand | 5.38 | NA
VIC | ERTS3466U | East Rowville 34 (United Energy) 66 kV | United Energy | Summer | Coincident_unreconciled | 2028 | POE90 | Operational-demand | -4.3377 | NA
VIC | ERTS3466U | East Rowville 34 (United Energy) 66 kV | United Energy | Summer | Non-coincident | 2028 | POE50 | Operational-demand | 4.1578 | 216.7561
VIC | ERTS3466U | East Rowville 34 (United Energy) 66 kV | United Energy | Summer | Non-coincident | 2028 | POE90 | Operational-demand | -6.1438 | NA
VIC | ERTS3466U | East Rowville 34 (United Energy) 66 kV | United Energy | Summer | Coincident_unreconciled | 2029 | POE50 | Operational-demand | 1.1687 | NA
VIC | ERTS3466U | East Rowville 34 (United Energy) 66 kV | United Energy | Summer | Coincident_unreconciled | 2029 | POE90 | Operational-demand | -6.6828 | NA
VIC | ERTS3466U | East Rowville 34 (United Energy) 66 kV | United Energy | Summer | Non-coincident | 2029 | POE50 | Operational-demand | 0.90321 | 217.8419
VIC | ERTS3466U | East Rowville 34 (United Energy) 66 kV | United Energy | Summer | Non-coincident | 2029 | POE90 | Operational-demand | -9.4654 | NA
VIC | ERTS3466U | East Rowville 34 (United Energy) 66 kV | United Energy | Summer | Coincident_unreconciled | 2030 | POE50 | Operational-demand | -1.652 | NA
VIC | ERTS3466U | East Rowville 34 (United Energy) 66 kV | United Energy | Summer | Coincident_unreconciled | 2030 | POE90 | Operational-demand | -9.0198 | NA
VIC | ERTS3466U | East Rowville 34 (United Energy) 66 kV | United Energy | Summer | Non-coincident | 2030 | POE50 | Operational-demand | -2.3399 | 219.0146
VIC | ERTS3466U | East Rowville 34 (United Energy) 66 kV | United Energy | Summer | Non-coincident | 2030 | POE90 | Operational-demand | -12.7756 | NA
VIC | ERTS3466U | East Rowville 34 (United Energy) 66 kV | United Energy | Summer | Coincident_unreconciled | 2031 | POE50 | Operational-demand | -3.8911 | NA
VIC | ERTS3466U | East Rowville 34 (United Energy) 66 kV | United Energy | Summer | Coincident_unreconciled | 2031 | POE90 | Operational-demand | -11.3062 | NA
VIC | ERTS3466U | East Rowville 34 (United Energy) 66 kV | United Energy | Summer | Non-coincident | 2031 | POE50 | Operational-demand | -5.5113 | 220.2389
VIC | ERTS3466U | East Rowville 34 (United Energy) 66 kV | United Energy | Summer | Non-coincident | 2031 | POE90 | Operational-demand | -16.014 | NA
VIC | ERTS3466U | East Rowville 34 (United Energy) 66 kV | United Energy | Summer | Coincident_unreconciled | 2032 | POE50 | Operational-demand | -5.6268 | NA
VIC | ERTS3466U | East Rowville 34 (United Energy) 66 kV | United Energy | Summer | Coincident_unreconciled | 2032 | POE90 | Operational-demand | -13.0863 | NA
VIC | ERTS3466U | East Rowville 34 (United Energy) 66 kV | United Energy | Summer | Non-coincident | 2032 | POE50 | Operational-demand | -7.9698 | 221.4863
VIC | ERTS3466U | East Rowville 34 (United Energy) 66 kV | United Energy | Summer | Non-coincident | 2032 | POE90 | Operational-demand | -18.5354 | NA
VIC | ERTS3466U | East Rowville 34 (United Energy) 66 kV | United Energy | Summer | Coincident_unreconciled | 2033 | POE50 | Operational-demand | -6.9784 | NA
VIC | ERTS3466U | East Rowville 34 (United Energy) 66 kV | United Energy | Summer | Coincident_unreconciled | 2033 | POE90 | Operational-demand | -14.4803 | NA
VIC | ERTS3466U | East Rowville 34 (United Energy) 66 kV | United Energy | Summer | Non-coincident | 2033 | POE50 | Operational-demand | -9.8842 | 222.7592
VIC | ERTS3466U | East Rowville 34 (United Energy) 66 kV | United Energy | Summer | Non-coincident | 2033 | POE90 | Operational-demand | -20.5097 | NA
VIC | ERTS3466U | East Rowville 34 (United Energy) 66 kV | United Energy | Summer | Coincident_unreconciled | 2034 | POE50 | Operational-demand | -8.2312 | NA
VIC | ERTS3466U | East Rowville 34 (United Energy) 66 kV | United Energy | Summer | Coincident_unreconciled | 2034 | POE90 | Operational-demand | -15.7753 | NA
VIC | ERTS3466U | East Rowville 34 (United Energy) 66 kV | United Energy | Summer | Non-coincident | 2034 | POE50 | Operational-demand | -11.6585 | 224.0444
VIC | ERTS3466U | East Rowville 34 (United Energy) 66 kV | United Energy | Summer | Non-coincident | 2034 | POE90 | Operational-demand | -22.344 | NA
VIC | ERTS3466U | East Rowville 34 (United Energy) 66 kV | United Energy | Summer | Coincident_unreconciled | 2035 | POE50 | Operational-demand | -9.5866 | NA
VIC | ERTS3466U | East Rowville 34 (United Energy) 66 kV | United Energy | Summer | Coincident_unreconciled | 2035 | POE90 | Operational-demand | -17.173 | NA
VIC | ERTS3466U | East Rowville 34 (United Energy) 66 kV | United Energy | Summer | Non-coincident | 2035 | POE50 | Operational-demand | -13.5783 | 225.2963
VIC | ERTS3466U | East Rowville 34 (United Energy) 66 kV | United Energy | Summer | Non-coincident | 2035 | POE90 | Operational-demand | -24.3237 | NA
VIC | ERTS3466U | East Rowville 34 (United Energy) 66 kV | United Energy | Summer | Non-coincident | 2025 | BASEYEARPOE10 | Operational-demand | NA | 197.9674
VIC | ERTS3466U | East Rowville 34 (United Energy) 66 kV | United Energy | Summer | Coincident | 2026 | POE10 | Operational-demand | NA | 174.8816
VIC | ERTS3466U | East Rowville 34 (United Energy) 66 kV | United Energy | Summer | Coincident | 2026 | POE50 | Operational-demand | NA | 170.6406
VIC | ERTS3466U | East Rowville 34 (United Energy) 66 kV | United Energy | Summer | Non-coincident | 2026 | POE10 | Operational-demand | NA | 224.3764
VIC | ERTS3466U | East Rowville 34 (United Energy) 66 kV | United Energy | Summer | Coincident | 2027 | POE10 | Operational-demand | NA | 173.3407
VIC | ERTS3466U | East Rowville 34 (United Energy) 66 kV | United Energy | Summer | Coincident | 2027 | POE50 | Operational-demand | NA | 168.0949
VIC | ERTS3466U | East Rowville 34 (United Energy) 66 kV | United Energy | Summer | Non-coincident | 2027 | POE10 | Operational-demand | NA | 228.1261
VIC | ERTS3466U | East Rowville 34 (United Energy) 66 kV | United Energy | Summer | Coincident | 2028 | POE10 | Operational-demand | NA | 169.9786
VIC | ERTS3466U | East Rowville 34 (United Energy) 66 kV | United Energy | Summer | Coincident | 2028 | POE50 | Operational-demand | NA | 163.5817
VIC | ERTS3466U | East Rowville 34 (United Energy) 66 kV | United Energy | Summer | Non-coincident | 2028 | POE10 | Operational-demand | NA | 229.2132
VIC | ERTS3466U | East Rowville 34 (United Energy) 66 kV | United Energy | Summer | Coincident | 2029 | POE10 | Operational-demand | NA | 167.7844
VIC | ERTS3466U | East Rowville 34 (United Energy) 66 kV | United Energy | Summer | Coincident | 2029 | POE50 | Operational-demand | NA | 161.5543
VIC | ERTS3466U | East Rowville 34 (United Energy) 66 kV | United Energy | Summer | Non-coincident | 2029 | POE10 | Operational-demand | NA | 230.3841
VIC | ERTS3466U | East Rowville 34 (United Energy) 66 kV | United Energy | Summer | Coincident | 2030 | POE10 | Operational-demand | NA | 166.196
VIC | ERTS3466U | East Rowville 34 (United Energy) 66 kV | United Energy | Summer | Coincident | 2030 | POE50 | Operational-demand | NA | 159.5129
VIC | ERTS3466U | East Rowville 34 (United Energy) 66 kV | United Energy | Summer | Non-coincident | 2030 | POE10 | Operational-demand | NA | 231.6419
VIC | ERTS3466U | East Rowville 34 (United Energy) 66 kV | United Energy | Summer | Coincident | 2031 | POE10 | Operational-demand | NA | 162.8671
VIC | ERTS3466U | East Rowville 34 (United Energy) 66 kV | United Energy | Summer | Coincident | 2031 | POE50 | Operational-demand | NA | 157.0633
VIC | ERTS3466U | East Rowville 34 (United Energy) 66 kV | United Energy | Summer | Non-coincident | 2031 | POE10 | Operational-demand | NA | 232.9513
VIC | ERTS3466U | East Rowville 34 (United Energy) 66 kV | United Energy | Summer | Coincident | 2032 | POE10 | Operational-demand | NA | 158.8756
VIC | ERTS3466U | East Rowville 34 (United Energy) 66 kV | United Energy | Summer | Coincident | 2032 | POE50 | Operational-demand | NA | 152.8952
VIC | ERTS3466U | East Rowville 34 (United Energy) 66 kV | United Energy | Summer | Non-coincident | 2032 | POE10 | Operational-demand | NA | 234.2785
VIC | ERTS3466U | East Rowville 34 (United Energy) 66 kV | United Energy | Summer | Coincident | 2033 | POE10 | Operational-demand | NA | 156.0192
VIC | ERTS3466U | East Rowville 34 (United Energy) 66 kV | United Energy | Summer | Coincident | 2033 | POE50 | Operational-demand | NA | 148.7375
VIC | ERTS3466U | East Rowville 34 (United Energy) 66 kV | United Energy | Summer | Non-coincident | 2033 | POE10 | Operational-demand | NA | 235.6276
VIC | ERTS3466U | East Rowville 34 (United Energy) 66 kV | United Energy | Summer | Coincident | 2034 | POE10 | Operational-demand | NA | 155.2673
VIC | ERTS3466U | East Rowville 34 (United Energy) 66 kV | United Energy | Summer | Coincident | 2034 | POE50 | Operational-demand | NA | 148.1622
VIC | ERTS3466U | East Rowville 34 (United Energy) 66 kV | United Energy | Summer | Non-coincident | 2034 | POE10 | Operational-demand | NA | 236.9888
VIC | ERTS3466U | East Rowville 34 (United Energy) 66 kV | United Energy | Summer | Coincident | 2035 | POE10 | Operational-demand | NA | 155.1636
VIC | ERTS3466U | East Rowville 34 (United Energy) 66 kV | United Energy | Summer | Coincident | 2035 | POE50 | Operational-demand | NA | 148.0736
VIC | ERTS3466U | East Rowville 34 (United Energy) 66 kV | United Energy | Summer | Non-coincident | 2035 | POE10 | Operational-demand | NA | 238.3168
VIC | ERTS3466U | East Rowville 34 (United Energy) 66 kV | United Energy | Winter | Coincident | 2018 | ACTUAL_OPG | Operational-demand | NA | 134.7143
VIC | ERTS3466U | East Rowville 34 (United Energy) 66 kV | United Energy | Winter | Coincident | 2018 | ACTUAL_RAW | Operational-demand | NA | 134.7143
VIC | ERTS3466U | East Rowville 34 (United Energy) 66 kV | United Energy | Winter | Non-coincident | 2018 | ACTUAL_RAW | Operational-demand | NA | 185.1255
VIC | ERTS3466U | East Rowville 34 (United Energy) 66 kV | United Energy | Winter | Non-coincident | 2018 | ACTUAL_OPG | Operational-demand | NA | 185.1255
VIC | ERTS3466U | East Rowville 34 (United Energy) 66 kV | United Energy | Winter | Non-coincident | 2018 | ACTUAL_ADJUSTEDOPG | Operational-demand | NA | 185.1255
VIC | ERTS3466U | East Rowville 34 (United Energy) 66 kV | United Energy | Winter | Coincident | 2019 | ACTUAL_OPG | Operational-demand | NA | 132.4795
VIC | ERTS3466U | East Rowville 34 (United Energy) 66 kV | United Energy | Winter | Coincident | 2019 | ACTUAL_RAW | Operational-demand | NA | 132.4795
VIC | ERTS3466U | East Rowville 34 (United Energy) 66 kV | United Energy | Winter | Non-coincident | 2019 | ACTUAL_RAW | Operational-demand | NA | 183.1787
VIC | ERTS3466U | East Rowville 34 (United Energy) 66 kV | United Energy | Winter | Non-coincident | 2019 | ACTUAL_OPG | Operational-demand | NA | 183.1787
VIC | ERTS3466U | East Rowville 34 (United Energy) 66 kV | United Energy | Winter | Non-coincident | 2019 | ACTUAL_ADJUSTEDOPG | Operational-demand | NA | 183.1787
VIC | ERTS3466U | East Rowville 34 (United Energy) 66 kV | United Energy | Winter | Coincident | 2020 | ACTUAL_OPG | Operational-demand | NA | 139.1387
VIC | ERTS3466U | East Rowville 34 (United Energy) 66 kV | United Energy | Winter | Coincident | 2020 | ACTUAL_RAW | Operational-demand | NA | 139.1387
VIC | ERTS3466U | East Rowville 34 (United Energy) 66 kV | United Energy | Winter | Non-coincident | 2020 | ACTUAL_RAW | Operational-demand | NA | 186.4766
VIC | ERTS3466U | East Rowville 34 (United Energy) 66 kV | United Energy | Winter | Non-coincident | 2020 | ACTUAL_OPG | Operational-demand | NA | 186.4766
VIC | ERTS3466U | East Rowville 34 (United Energy) 66 kV | United Energy | Winter | Non-coincident | 2020 | ACTUAL_ADJUSTEDOPG | Operational-demand | NA | 186.4766
VIC | ERTS3466U | East Rowville 34 (United Energy) 66 kV | United Energy | Winter | Coincident | 2021 | ACTUAL_OPG | Operational-demand | NA | 143.5068
VIC | ERTS3466U | East Rowville 34 (United Energy) 66 kV | United Energy | Winter | Coincident | 2021 | ACTUAL_RAW | Operational-demand | NA | 143.5068
VIC | ERTS3466U | East Rowville 34 (United Energy) 66 kV | United Energy | Winter | Non-coincident | 2021 | ACTUAL_RAW | Operational-demand | NA | 187.8901
VIC | ERTS3466U | East Rowville 34 (United Energy) 66 kV | United Energy | Winter | Non-coincident | 2021 | ACTUAL_OPG | Operational-demand | NA | 187.8901
VIC | ERTS3466U | East Rowville 34 (United Energy) 66 kV | United Energy | Winter | Non-coincident | 2021 | ACTUAL_ADJUSTEDOPG | Operational-demand | NA | 187.8901
VIC | ERTS3466U | East Rowville 34 (United Energy) 66 kV | United Energy | Winter | Coincident | 2022 | ACTUAL_OPG | Operational-demand | NA | 145.2644
VIC | ERTS3466U | East Rowville 34 (United Energy) 66 kV | United Energy | Winter | Coincident | 2022 | ACTUAL_RAW | Operational-demand | NA | 145.2644
VIC | ERTS3466U | East Rowville 34 (United Energy) 66 kV | United Energy | Winter | Non-coincident | 2022 | ACTUAL_RAW | Operational-demand | NA | 197.5298
VIC | ERTS3466U | East Rowville 34 (United Energy) 66 kV | United Energy | Winter | Non-coincident | 2022 | ACTUAL_OPG | Operational-demand | NA | 197.5298
VIC | ERTS3466U | East Rowville 34 (United Energy) 66 kV | United Energy | Winter | Non-coincident | 2022 | ACTUAL_ADJUSTEDOPG | Operational-demand | NA | 197.5298
VIC | ERTS3466U | East Rowville 34 (United Energy) 66 kV | United Energy | Winter | Coincident | 2023 | ACTUAL_OPG | Operational-demand | NA | 150.8833
VIC | ERTS3466U | East Rowville 34 (United Energy) 66 kV | United Energy | Winter | Coincident | 2023 | ACTUAL_RAW | Operational-demand | NA | 150.8833
VIC | ERTS3466U | East Rowville 34 (United Energy) 66 kV | United Energy | Winter | Non-coincident | 2023 | ACTUAL_RAW | Operational-demand | NA | 193.2488
VIC | ERTS3466U | East Rowville 34 (United Energy) 66 kV | United Energy | Winter | Non-coincident | 2023 | ACTUAL_OPG | Operational-demand | NA | 193.2488
VIC | ERTS3466U | East Rowville 34 (United Energy) 66 kV | United Energy | Winter | Non-coincident | 2023 | ACTUAL_ADJUSTEDOPG | Operational-demand | NA | 193.2488
VIC | ERTS3466U | East Rowville 34 (United Energy) 66 kV | United Energy | Winter | Coincident | 2024 | ACTUAL_OPG | Operational-demand | NA | 159.6308
VIC | ERTS3466U | East Rowville 34 (United Energy) 66 kV | United Energy | Winter | Coincident | 2024 | ACTUAL_RAW | Operational-demand | NA | 159.6308
VIC | ERTS3466U | East Rowville 34 (United Energy) 66 kV | United Energy | Winter | Non-coincident | 2024 | ACTUAL_RAW | Operational-demand | NA | 199.8374
VIC | ERTS3466U | East Rowville 34 (United Energy) 66 kV | United Energy | Winter | Non-coincident | 2024 | ACTUAL_OPG | Operational-demand | NA | 199.8374
VIC | ERTS3466U | East Rowville 34 (United Energy) 66 kV | United Energy | Winter | Non-coincident | 2024 | ACTUAL_ADJUSTEDOPG | Operational-demand | NA | 199.8374
VIC | ERTS3466U | East Rowville 34 (United Energy) 66 kV | United Energy | Winter | Coincident | 2025 | POE10 | Operational-demand | NA | 137.9959
VIC | ERTS3466U | East Rowville 34 (United Energy) 66 kV | United Energy | Winter | Coincident | 2025 | POE50 | Operational-demand | NA | 135.6879
VIC | ERTS3466U | East Rowville 34 (United Energy) 66 kV | United Energy | Winter | Non-coincident | 2025 | ACTUAL_RAW | Operational-demand | NA | 193.4016
VIC | ERTS3466U | East Rowville 34 (United Energy) 66 kV | United Energy | Winter | Non-coincident | 2025 | ACTUAL_ADJUSTEDOPG | Operational-demand | NA | 193.4016
VIC | ERTS3466U | East Rowville 34 (United Energy) 66 kV | United Energy | Winter | Non-coincident | 2025 | BASEYEARPOE50 | Operational-demand | NA | 194.1744
VIC | ERTS3466U | East Rowville 34 (United Energy) 66 kV | United Energy | Winter | Non-coincident | 2025 | BASEYEARPOE10 | Operational-demand | NA | 198.411
VIC | ERTS3466U | East Rowville 34 (United Energy) 66 kV | United Energy | Winter | Non-coincident | 2025 | POE10 | Operational-demand | NA | 200.8146
VIC | ERTS3466U | East Rowville 34 (United Energy) 66 kV | United Energy | Winter | Non-coincident | 2025 | POE50 | Operational-demand | NA | 195.5627
VIC | ERTS3466U | East Rowville 34 (United Energy) 66 kV | United Energy | Winter | Coincident | 2026 | POE10 | Operational-demand | NA | 149.531
VIC | ERTS3466U | East Rowville 34 (United Energy) 66 kV | United Energy | Winter | Coincident | 2026 | POE50 | Operational-demand | NA | 147.147
VIC | ERTS3466U | East Rowville 34 (United Energy) 66 kV | United Energy | Winter | Non-coincident | 2026 | POE10 | Operational-demand | NA | 220.9953
VIC | ERTS3466U | East Rowville 34 (United Energy) 66 kV | United Energy | Winter | Non-coincident | 2026 | POE50 | Operational-demand | NA | 215.7003
VIC | ERTS3466U | East Rowville 34 (United Energy) 66 kV | United Energy | Winter | Coincident | 2027 | POE10 | Operational-demand | NA | 147.0573
VIC | ERTS3466U | East Rowville 34 (United Energy) 66 kV | United Energy | Winter | Coincident | 2027 | POE50 | Operational-demand | NA | 144.3842
VIC | ERTS3466U | East Rowville 34 (United Energy) 66 kV | United Energy | Winter | Non-coincident | 2027 | POE10 | Operational-demand | NA | 224.7796
VIC | ERTS3466U | East Rowville 34 (United Energy) 66 kV | United Energy | Winter | Non-coincident | 2027 | POE50 | Operational-demand | NA | 219.4416
VIC | ERTS3466U | East Rowville 34 (United Energy) 66 kV | United Energy | Winter | Coincident | 2028 | POE10 | Operational-demand | NA | 145.1568
VIC | ERTS3466U | East Rowville 34 (United Energy) 66 kV | United Energy | Winter | Coincident | 2028 | POE50 | Operational-demand | NA | 142.6264
VIC | ERTS3466U | East Rowville 34 (United Energy) 66 kV | United Energy | Winter | Non-coincident | 2028 | POE10 | Operational-demand | NA | 226.0044
VIC | ERTS3466U | East Rowville 34 (United Energy) 66 kV | United Energy | Winter | Non-coincident | 2028 | POE50 | Operational-demand | NA | 220.6233
VIC | ERTS3466U | East Rowville 34 (United Energy) 66 kV | United Energy | Winter | Coincident | 2029 | POE10 | Operational-demand | NA | 144.3471
VIC | ERTS3466U | East Rowville 34 (United Energy) 66 kV | United Energy | Winter | Coincident | 2029 | POE50 | Operational-demand | NA | 141.8759
VIC | ERTS3466U | East Rowville 34 (United Energy) 66 kV | United Energy | Winter | Non-coincident | 2029 | POE10 | Operational-demand | NA | 227.2751
VIC | ERTS3466U | East Rowville 34 (United Energy) 66 kV | United Energy | Winter | Non-coincident | 2029 | POE50 | Operational-demand | NA | 221.8509
VIC | ERTS3466U | East Rowville 34 (United Energy) 66 kV | United Energy | Winter | Coincident | 2030 | POE10 | Operational-demand | NA | 143.3443
VIC | ERTS3466U | East Rowville 34 (United Energy) 66 kV | United Energy | Winter | Coincident | 2030 | POE50 | Operational-demand | NA | 140.8565
VIC | ERTS3466U | East Rowville 34 (United Energy) 66 kV | United Energy | Winter | Non-coincident | 2030 | POE10 | Operational-demand | NA | 228.6178
VIC | ERTS3466U | East Rowville 34 (United Energy) 66 kV | United Energy | Winter | Non-coincident | 2030 | POE50 | Operational-demand | NA | 223.1504
VIC | ERTS3466U | East Rowville 34 (United Energy) 66 kV | United Energy | Winter | Coincident | 2031 | POE10 | Operational-demand | NA | 142.5705
VIC | ERTS3466U | East Rowville 34 (United Energy) 66 kV | United Energy | Winter | Coincident | 2031 | POE50 | Operational-demand | NA | 140.0989
VIC | ERTS3466U | East Rowville 34 (United Energy) 66 kV | United Energy | Winter | Non-coincident | 2031 | POE10 | Operational-demand | NA | 229.9812
VIC | ERTS3466U | East Rowville 34 (United Energy) 66 kV | United Energy | Winter | Non-coincident | 2031 | POE50 | Operational-demand | NA | 224.4712
VIC | ERTS3466U | East Rowville 34 (United Energy) 66 kV | United Energy | Winter | Coincident | 2032 | POE10 | Operational-demand | NA | 140.5684
VIC | ERTS3466U | East Rowville 34 (United Energy) 66 kV | United Energy | Winter | Coincident | 2032 | POE50 | Operational-demand | NA | 137.869
VIC | ERTS3466U | East Rowville 34 (United Energy) 66 kV | United Energy | Winter | Non-coincident | 2032 | POE10 | Operational-demand | NA | 231.3012
VIC | ERTS3466U | East Rowville 34 (United Energy) 66 kV | United Energy | Winter | Non-coincident | 2032 | POE50 | Operational-demand | NA | 225.7526
VIC | ERTS3466U | East Rowville 34 (United Energy) 66 kV | United Energy | Winter | Coincident | 2033 | POE10 | Operational-demand | NA | 137.9692
VIC | ERTS3466U | East Rowville 34 (United Energy) 66 kV | United Energy | Winter | Coincident | 2033 | POE50 | Operational-demand | NA | 135.3345
VIC | ERTS3466U | East Rowville 34 (United Energy) 66 kV | United Energy | Winter | Non-coincident | 2033 | POE10 | Operational-demand | NA | 232.6369
VIC | ERTS3466U | East Rowville 34 (United Energy) 66 kV | United Energy | Winter | Non-coincident | 2033 | POE50 | Operational-demand | NA | 227.0505
VIC | ERTS3466U | East Rowville 34 (United Energy) 66 kV | United Energy | Winter | Coincident | 2034 | POE10 | Operational-demand | NA | 137.8353
VIC | ERTS3466U | East Rowville 34 (United Energy) 66 kV | United Energy | Winter | Coincident | 2034 | POE50 | Operational-demand | NA | 135.2751
VIC | ERTS3466U | East Rowville 34 (United Energy) 66 kV | United Energy | Winter | Non-coincident | 2034 | POE10 | Operational-demand | NA | 233.956
VIC | ERTS3466U | East Rowville 34 (United Energy) 66 kV | United Energy | Winter | Non-coincident | 2034 | POE50 | Operational-demand | NA | 228.4271
VIC | FBTS66C | Fishermans Bend (Citipower) 66 kV | Citipower | Shoulder | Coincident | 2019 | ACTUAL_OPG | Operational-demand | 83.426 | NA
VIC | FBTS66C | Fishermans Bend (Citipower) 66 kV | Citipower | Shoulder | Coincident | 2019 | ACTUAL_RAW | Operational-demand | 83.426 | NA
VIC | FBTS66C | Fishermans Bend (Citipower) 66 kV | Citipower | Shoulder | Non-coincident | 2019 | ACTUAL_RAW | Operational-demand | 83.0452 | NA
VIC | FBTS66C | Fishermans Bend (Citipower) 66 kV | Citipower | Shoulder | Non-coincident | 2019 | ACTUAL_OPG | Operational-demand | 83.0452 | NA
VIC | FBTS66C | Fishermans Bend (Citipower) 66 kV | Citipower | Shoulder | Non-coincident | 2019 | ACTUAL_ADJUSTEDOPG | Operational-demand | 83.3616 | NA
VIC | FBTS66C | Fishermans Bend (Citipower) 66 kV | Citipower | Shoulder | Coincident | 2020 | ACTUAL_OPG | Operational-demand | 95.7678 | NA
VIC | FBTS66C | Fishermans Bend (Citipower) 66 kV | Citipower | Shoulder | Coincident | 2020 | ACTUAL_RAW | Operational-demand | 95.7678 | NA
VIC | FBTS66C | Fishermans Bend (Citipower) 66 kV | Citipower | Shoulder | Non-coincident | 2020 | ACTUAL_RAW | Operational-demand | 76.4485 | NA
VIC | FBTS66C | Fishermans Bend (Citipower) 66 kV | Citipower | Shoulder | Non-coincident | 2020 | ACTUAL_OPG | Operational-demand | 76.4485 | NA
VIC | FBTS66C | Fishermans Bend (Citipower) 66 kV | Citipower | Shoulder | Non-coincident | 2020 | ACTUAL_ADJUSTEDOPG | Operational-demand | 77.1357 | NA
VIC | FBTS66C | Fishermans Bend (Citipower) 66 kV | Citipower | Shoulder | Coincident | 2021 | ACTUAL_OPG | Operational-demand | 88.9542 | NA
VIC | FBTS66C | Fishermans Bend (Citipower) 66 kV | Citipower | Shoulder | Coincident | 2021 | ACTUAL_RAW | Operational-demand | 88.9542 | NA
VIC | FBTS66C | Fishermans Bend (Citipower) 66 kV | Citipower | Shoulder | Non-coincident | 2021 | ACTUAL_RAW | Operational-demand | 75.8014 | NA
VIC | FBTS66C | Fishermans Bend (Citipower) 66 kV | Citipower | Shoulder | Non-coincident | 2021 | ACTUAL_OPG | Operational-demand | 75.8014 | NA
VIC | FBTS66C | Fishermans Bend (Citipower) 66 kV | Citipower | Shoulder | Non-coincident | 2021 | ACTUAL_ADJUSTEDOPG | Operational-demand | 78.027 | NA
VIC | FBTS66C | Fishermans Bend (Citipower) 66 kV | Citipower | Shoulder | Coincident | 2022 | ACTUAL_OPG | Operational-demand | 99.1452 | NA
VIC | FBTS66C | Fishermans Bend (Citipower) 66 kV | Citipower | Shoulder | Coincident | 2022 | ACTUAL_RAW | Operational-demand | 99.1452 | NA
VIC | FBTS66C | Fishermans Bend (Citipower) 66 kV | Citipower | Shoulder | Non-coincident | 2022 | ACTUAL_RAW | Operational-demand | 77.1505 | NA
VIC | FBTS66C | Fishermans Bend (Citipower) 66 kV | Citipower | Shoulder | Non-coincident | 2022 | ACTUAL_OPG | Operational-demand | 77.1505 | NA
VIC | FBTS66C | Fishermans Bend (Citipower) 66 kV | Citipower | Shoulder | Non-coincident | 2022 | ACTUAL_ADJUSTEDOPG | Operational-demand | 77.1505 | NA
VIC | FBTS66C | Fishermans Bend (Citipower) 66 kV | Citipower | Shoulder | Coincident | 2023 | ACTUAL_OPG | Operational-demand | 103.8901 | NA
VIC | FBTS66C | Fishermans Bend (Citipower) 66 kV | Citipower | Shoulder | Coincident | 2023 | ACTUAL_RAW | Operational-demand | 103.8901 | NA
VIC | FBTS66C | Fishermans Bend (Citipower) 66 kV | Citipower | Shoulder | Non-coincident | 2023 | ACTUAL_RAW | Operational-demand | 84.9527 | NA
VIC | FBTS66C | Fishermans Bend (Citipower) 66 kV | Citipower | Shoulder | Non-coincident | 2023 | ACTUAL_OPG | Operational-demand | 84.9527 | NA
VIC | FBTS66C | Fishermans Bend (Citipower) 66 kV | Citipower | Shoulder | Non-coincident | 2023 | ACTUAL_ADJUSTEDOPG | Operational-demand | 84.9527 | NA
VIC | FBTS66C | Fishermans Bend (Citipower) 66 kV | Citipower | Shoulder | Coincident | 2024 | ACTUAL_OPG | Operational-demand | 103.6597 | NA
VIC | FBTS66C | Fishermans Bend (Citipower) 66 kV | Citipower | Shoulder | Coincident | 2024 | ACTUAL_RAW | Operational-demand | 103.6597 | NA
VIC | FBTS66C | Fishermans Bend (Citipower) 66 kV | Citipower | Shoulder | Non-coincident | 2024 | ACTUAL_RAW | Operational-demand | 82.3907 | NA
VIC | FBTS66C | Fishermans Bend (Citipower) 66 kV | Citipower | Shoulder | Non-coincident | 2024 | ACTUAL_OPG | Operational-demand | 82.3907 | NA
VIC | FBTS66C | Fishermans Bend (Citipower) 66 kV | Citipower | Shoulder | Non-coincident | 2024 | ACTUAL_ADJUSTEDOPG | Operational-demand | 84.347 | NA
VIC | FBTS66C | Fishermans Bend (Citipower) 66 kV | Citipower | Shoulder | Coincident | 2025 | ACTUAL_OPG | Operational-demand | 106.058 | NA
VIC | FBTS66C | Fishermans Bend (Citipower) 66 kV | Citipower | Shoulder | Coincident | 2025 | ACTUAL_RAW | Operational-demand | 106.058 | NA
VIC | FBTS66C | Fishermans Bend (Citipower) 66 kV | Citipower | Shoulder | Non-coincident | 2025 | ACTUAL_RAW | Operational-demand | 84.3119 | NA
VIC | FBTS66C | Fishermans Bend (Citipower) 66 kV | Citipower | Shoulder | Non-coincident | 2025 | ACTUAL_OPG | Operational-demand | 84.3119 | NA
VIC | FBTS66C | Fishermans Bend (Citipower) 66 kV | Citipower | Shoulder | Non-coincident | 2025 | ACTUAL_ADJUSTEDOPG | Operational-demand | 84.3119 | NA
VIC | FBTS66C | Fishermans Bend (Citipower) 66 kV | Citipower | Shoulder | Non-coincident | 2025 | BASEYEARPOE90 | Operational-demand | 80.6761 | NA
VIC | FBTS66C | Fishermans Bend (Citipower) 66 kV | Citipower | Shoulder | Non-coincident | 2025 | BASEYEARPOE50 | Operational-demand | 82.4664 | NA
VIC | FBTS66C | Fishermans Bend (Citipower) 66 kV | Citipower | Shoulder | Coincident_unreconciled | 2026 | POE50 | Operational-demand | 105.2486 | NA
VIC | FBTS66C | Fishermans Bend (Citipower) 66 kV | Citipower | Shoulder | Coincident_unreconciled | 2026 | POE90 | Operational-demand | 95.3867 | NA
VIC | FBTS66C | Fishermans Bend (Citipower) 66 kV | Citipower | Shoulder | Non-coincident | 2026 | POE50 | Operational-demand | 83.1265 | NA
VIC | FBTS66C | Fishermans Bend (Citipower) 66 kV | Citipower | Shoulder | Non-coincident | 2026 | POE90 | Operational-demand | 81.4435 | NA
VIC | FBTS66C | Fishermans Bend (Citipower) 66 kV | Citipower | Shoulder | Coincident_unreconciled | 2027 | POE50 | Operational-demand | 101.4709 | NA
VIC | FBTS66C | Fishermans Bend (Citipower) 66 kV | Citipower | Shoulder | Coincident_unreconciled | 2027 | POE90 | Operational-demand | 91.5164 | NA
VIC | FBTS66C | Fishermans Bend (Citipower) 66 kV | Citipower | Shoulder | Non-coincident | 2027 | POE50 | Operational-demand | 83.7607 | NA
VIC | FBTS66C | Fishermans Bend (Citipower) 66 kV | Citipower | Shoulder | Non-coincident | 2027 | POE90 | Operational-demand | 82.0305 | NA
VIC | FBTS66C | Fishermans Bend (Citipower) 66 kV | Citipower | Shoulder | Coincident_unreconciled | 2028 | POE50 | Operational-demand | 98.4944 | NA
VIC | FBTS66C | Fishermans Bend (Citipower) 66 kV | Citipower | Shoulder | Coincident_unreconciled | 2028 | POE90 | Operational-demand | 88.455 | NA
VIC | FBTS66C | Fishermans Bend (Citipower) 66 kV | Citipower | Shoulder | Non-coincident | 2028 | POE50 | Operational-demand | 84.4186 | NA
VIC | FBTS66C | Fishermans Bend (Citipower) 66 kV | Citipower | Shoulder | Non-coincident | 2028 | POE90 | Operational-demand | 82.6263 | NA
VIC | FBTS66C | Fishermans Bend (Citipower) 66 kV | Citipower | Shoulder | Coincident_unreconciled | 2029 | POE50 | Operational-demand | 95.7562 | NA
VIC | FBTS66C | Fishermans Bend (Citipower) 66 kV | Citipower | Shoulder | Coincident_unreconciled | 2029 | POE90 | Operational-demand | 85.6318 | NA
VIC | FBTS66C | Fishermans Bend (Citipower) 66 kV | Citipower | Shoulder | Non-coincident | 2029 | POE50 | Operational-demand | 85.168 | NA
VIC | FBTS66C | Fishermans Bend (Citipower) 66 kV | Citipower | Shoulder | Non-coincident | 2029 | POE90 | Operational-demand | 82.6258 | NA
VIC | FBTS66C | Fishermans Bend (Citipower) 66 kV | Citipower | Shoulder | Coincident_unreconciled | 2030 | POE50 | Operational-demand | 93.2212 | NA
VIC | FBTS66C | Fishermans Bend (Citipower) 66 kV | Citipower | Shoulder | Coincident_unreconciled | 2030 | POE90 | Operational-demand | 83.0118 | NA
VIC | FBTS66C | Fishermans Bend (Citipower) 66 kV | Citipower | Shoulder | Non-coincident | 2030 | POE50 | Operational-demand | 86.0456 | NA
VIC | FBTS66C | Fishermans Bend (Citipower) 66 kV | Citipower | Shoulder | Non-coincident | 2030 | POE90 | Operational-demand | 80.0977 | NA
VIC | FBTS66C | Fishermans Bend (Citipower) 66 kV | Citipower | Shoulder | Coincident_unreconciled | 2031 | POE50 | Operational-demand | 90.6744 | NA
VIC | FBTS66C | Fishermans Bend (Citipower) 66 kV | Citipower | Shoulder | Coincident_unreconciled | 2031 | POE90 | Operational-demand | 80.38 | NA
VIC | FBTS66C | Fishermans Bend (Citipower) 66 kV | Citipower | Shoulder | Non-coincident | 2031 | POE50 | Operational-demand | 86.9701 | NA
VIC | FBTS66C | Fishermans Bend (Citipower) 66 kV | Citipower | Shoulder | Non-coincident | 2031 | POE90 | Operational-demand | 77.5583 | NA
VIC | FBTS66C | Fishermans Bend (Citipower) 66 kV | Citipower | Shoulder | Coincident_unreconciled | 2032 | POE50 | Operational-demand | 88.701 | NA
VIC | FBTS66C | Fishermans Bend (Citipower) 66 kV | Citipower | Shoulder | Coincident_unreconciled | 2032 | POE90 | Operational-demand | 78.3208 | NA
VIC | FBTS66C | Fishermans Bend (Citipower) 66 kV | Citipower | Shoulder | Non-coincident | 2032 | POE50 | Operational-demand | 85.5873 | NA
VIC | FBTS66C | Fishermans Bend (Citipower) 66 kV | Citipower | Shoulder | Non-coincident | 2032 | POE90 | Operational-demand | 75.5714 | NA
VIC | FBTS66C | Fishermans Bend (Citipower) 66 kV | Citipower | Shoulder | Coincident_unreconciled | 2033 | POE50 | Operational-demand | 87.1987 | NA
VIC | FBTS66C | Fishermans Bend (Citipower) 66 kV | Citipower | Shoulder | Coincident_unreconciled | 2033 | POE90 | Operational-demand | 76.7321 | NA
VIC | FBTS66C | Fishermans Bend (Citipower) 66 kV | Citipower | Shoulder | Non-coincident | 2033 | POE50 | Operational-demand | 84.1377 | NA
VIC | FBTS66C | Fishermans Bend (Citipower) 66 kV | Citipower | Shoulder | Non-coincident | 2033 | POE90 | Operational-demand | 74.0384 | NA
VIC | FBTS66C | Fishermans Bend (Citipower) 66 kV | Citipower | Shoulder | Coincident_unreconciled | 2034 | POE50 | Operational-demand | 85.7512 | NA
VIC | FBTS66C | Fishermans Bend (Citipower) 66 kV | Citipower | Shoulder | Coincident_unreconciled | 2034 | POE90 | Operational-demand | 75.1981 | NA
VIC | FBTS66C | Fishermans Bend (Citipower) 66 kV | Citipower | Shoulder | Non-coincident | 2034 | POE50 | Operational-demand | 82.7409 | NA
VIC | FBTS66C | Fishermans Bend (Citipower) 66 kV | Citipower | Shoulder | Non-coincident | 2034 | POE90 | Operational-demand | 72.5584 | NA
VIC | FBTS66C | Fishermans Bend (Citipower) 66 kV | Citipower | Shoulder | Coincident_unreconciled | 2035 | POE50 | Operational-demand | 84.1671 | NA
VIC | FBTS66C | Fishermans Bend (Citipower) 66 kV | Citipower | Shoulder | Coincident_unreconciled | 2035 | POE90 | Operational-demand | 73.5276 | NA
VIC | FBTS66C | Fishermans Bend (Citipower) 66 kV | Citipower | Shoulder | Non-coincident | 2035 | POE50 | Operational-demand | 81.2125 | NA
VIC | FBTS66C | Fishermans Bend (Citipower) 66 kV | Citipower | Shoulder | Non-coincident | 2035 | POE90 | Operational-demand | 70.9465 | NA
VIC | FBTS66C | Fishermans Bend (Citipower) 66 kV | Citipower | Summer | Coincident | 2019 | ACTUAL_OPG | Operational-demand | 82.095 | 254.8427
VIC | FBTS66C | Fishermans Bend (Citipower) 66 kV | Citipower | Summer | Coincident | 2019 | ACTUAL_RAW | Operational-demand | 82.095 | 254.8427
VIC | FBTS66C | Fishermans Bend (Citipower) 66 kV | Citipower | Summer | Non-coincident | 2019 | ACTUAL_RAW | Operational-demand | 82.095 | 254.9439
VIC | FBTS66C | Fishermans Bend (Citipower) 66 kV | Citipower | Summer | Non-coincident | 2019 | ACTUAL_OPG | Operational-demand | 82.095 | 254.9439
VIC | FBTS66C | Fishermans Bend (Citipower) 66 kV | Citipower | Summer | Non-coincident | 2019 | ACTUAL_ADJUSTEDOPG | Operational-demand | 83.4149 | 254.9439
VIC | FBTS66C | Fishermans Bend (Citipower) 66 kV | Citipower | Summer | Coincident | 2020 | ACTUAL_OPG | Operational-demand | 107.7837 | 227.6126
VIC | FBTS66C | Fishermans Bend (Citipower) 66 kV | Citipower | Summer | Coincident | 2020 | ACTUAL_RAW | Operational-demand | 107.7837 | 227.6126
VIC | FBTS66C | Fishermans Bend (Citipower) 66 kV | Citipower | Summer | Non-coincident | 2020 | ACTUAL_RAW | Operational-demand | 81.0335 | 251.1618
VIC | FBTS66C | Fishermans Bend (Citipower) 66 kV | Citipower | Summer | Non-coincident | 2020 | ACTUAL_OPG | Operational-demand | 81.0335 | 251.1618
VIC | FBTS66C | Fishermans Bend (Citipower) 66 kV | Citipower | Summer | Non-coincident | 2020 | ACTUAL_ADJUSTEDOPG | Operational-demand | 81.0335 | 251.1618
VIC | FBTS66C | Fishermans Bend (Citipower) 66 kV | Citipower | Summer | Coincident | 2021 | ACTUAL_OPG | Operational-demand | 88.182 | 181.5142
VIC | FBTS66C | Fishermans Bend (Citipower) 66 kV | Citipower | Summer | Coincident | 2021 | ACTUAL_RAW | Operational-demand | 88.182 | 181.5142
VIC | FBTS66C | Fishermans Bend (Citipower) 66 kV | Citipower | Summer | Non-coincident | 2021 | ACTUAL_RAW | Operational-demand | 73.3457 | 204.2642
VIC | FBTS66C | Fishermans Bend (Citipower) 66 kV | Citipower | Summer | Non-coincident | 2021 | ACTUAL_OPG | Operational-demand | 73.3457 | 204.2642
VIC | FBTS66C | Fishermans Bend (Citipower) 66 kV | Citipower | Summer | Non-coincident | 2021 | ACTUAL_ADJUSTEDOPG | Operational-demand | 73.6329 | 204.2642
VIC | FBTS66C | Fishermans Bend (Citipower) 66 kV | Citipower | Summer | Coincident | 2022 | ACTUAL_OPG | Operational-demand | 104.7743 | 192.2252
VIC | FBTS66C | Fishermans Bend (Citipower) 66 kV | Citipower | Summer | Coincident | 2022 | ACTUAL_RAW | Operational-demand | 104.7743 | 192.2252
VIC | FBTS66C | Fishermans Bend (Citipower) 66 kV | Citipower | Summer | Non-coincident | 2022 | ACTUAL_RAW | Operational-demand | 82.4262 | 226.483
VIC | FBTS66C | Fishermans Bend (Citipower) 66 kV | Citipower | Summer | Non-coincident | 2022 | ACTUAL_OPG | Operational-demand | 82.4262 | 226.483
VIC | FBTS66C | Fishermans Bend (Citipower) 66 kV | Citipower | Summer | Non-coincident | 2022 | ACTUAL_ADJUSTEDOPG | Operational-demand | 82.4262 | 226.483
VIC | FBTS66C | Fishermans Bend (Citipower) 66 kV | Citipower | Summer | Coincident | 2023 | ACTUAL_OPG | Operational-demand | 109.5776 | 198.7521
VIC | FBTS66C | Fishermans Bend (Citipower) 66 kV | Citipower | Summer | Coincident | 2023 | ACTUAL_RAW | Operational-demand | 109.5776 | 198.7521
VIC | FBTS66C | Fishermans Bend (Citipower) 66 kV | Citipower | Summer | Non-coincident | 2023 | ACTUAL_RAW | Operational-demand | 82.4201 | 244.8545
VIC | FBTS66C | Fishermans Bend (Citipower) 66 kV | Citipower | Summer | Non-coincident | 2023 | ACTUAL_OPG | Operational-demand | 82.4201 | 244.8545
VIC | FBTS66C | Fishermans Bend (Citipower) 66 kV | Citipower | Summer | Non-coincident | 2023 | ACTUAL_ADJUSTEDOPG | Operational-demand | 83.4019 | 244.8545
VIC | FBTS66C | Fishermans Bend (Citipower) 66 kV | Citipower | Summer | Coincident | 2024 | ACTUAL_OPG | Operational-demand | 90.6398 | 235.5564
VIC | FBTS66C | Fishermans Bend (Citipower) 66 kV | Citipower | Summer | Coincident | 2024 | ACTUAL_RAW | Operational-demand | 90.6398 | 235.5564
VIC | FBTS66C | Fishermans Bend (Citipower) 66 kV | Citipower | Summer | Non-coincident | 2024 | ACTUAL_RAW | Operational-demand | 78.8127 | 237.28
VIC | FBTS66C | Fishermans Bend (Citipower) 66 kV | Citipower | Summer | Non-coincident | 2024 | ACTUAL_OPG | Operational-demand | 78.8127 | 237.28
VIC | FBTS66C | Fishermans Bend (Citipower) 66 kV | Citipower | Summer | Non-coincident | 2024 | ACTUAL_ADJUSTEDOPG | Operational-demand | 80.9117 | 237.28
VIC | FBTS66C | Fishermans Bend (Citipower) 66 kV | Citipower | Summer | Coincident | 2025 | ACTUAL_OPG | Operational-demand | 104.3905 | 228.5134
VIC | FBTS66C | Fishermans Bend (Citipower) 66 kV | Citipower | Summer | Coincident | 2025 | ACTUAL_RAW | Operational-demand | 104.3905 | 228.5134
VIC | FBTS66C | Fishermans Bend (Citipower) 66 kV | Citipower | Summer | Non-coincident | 2025 | ACTUAL_RAW | Operational-demand | 81.3992 | 234.6851
VIC | FBTS66C | Fishermans Bend (Citipower) 66 kV | Citipower | Summer | Non-coincident | 2025 | ACTUAL_OPG | Operational-demand | 81.3992 | 234.6851
VIC | FBTS66C | Fishermans Bend (Citipower) 66 kV | Citipower | Summer | Non-coincident | 2025 | ACTUAL_ADJUSTEDOPG | Operational-demand | 81.3992 | 234.6851
VIC | FBTS66C | Fishermans Bend (Citipower) 66 kV | Citipower | Summer | Non-coincident | 2025 | BASEYEARPOE90 | Operational-demand | 79.4056 | NA
VIC | FBTS66C | Fishermans Bend (Citipower) 66 kV | Citipower | Summer | Non-coincident | 2025 | BASEYEARPOE50 | Operational-demand | 82.9811 | 242.5811
VIC | FBTS66C | Fishermans Bend (Citipower) 66 kV | Citipower | Summer | Coincident_unreconciled | 2026 | POE50 | Operational-demand | 96.2958 | NA
VIC | FBTS66C | Fishermans Bend (Citipower) 66 kV | Citipower | Summer | Coincident_unreconciled | 2026 | POE90 | Operational-demand | 86.4879 | NA
VIC | FBTS66C | Fishermans Bend (Citipower) 66 kV | Citipower | Summer | Non-coincident | 2026 | POE50 | Operational-demand | 83.6195 | 263.28
VIC | FBTS66C | Fishermans Bend (Citipower) 66 kV | Citipower | Summer | Non-coincident | 2026 | POE90 | Operational-demand | 79.9868 | NA
VIC | FBTS66C | Fishermans Bend (Citipower) 66 kV | Citipower | Summer | Coincident_unreconciled | 2027 | POE50 | Operational-demand | 92.3044 | NA
VIC | FBTS66C | Fishermans Bend (Citipower) 66 kV | Citipower | Summer | Coincident_unreconciled | 2027 | POE90 | Operational-demand | 82.4045 | NA
VIC | FBTS66C | Fishermans Bend (Citipower) 66 kV | Citipower | Summer | Non-coincident | 2027 | POE50 | Operational-demand | 84.2204 | 261.9925
VIC | FBTS66C | Fishermans Bend (Citipower) 66 kV | Citipower | Summer | Non-coincident | 2027 | POE90 | Operational-demand | 80.5533 | NA
VIC | FBTS66C | Fishermans Bend (Citipower) 66 kV | Citipower | Summer | Coincident_unreconciled | 2028 | POE50 | Operational-demand | 89.1207 | NA
VIC | FBTS66C | Fishermans Bend (Citipower) 66 kV | Citipower | Summer | Coincident_unreconciled | 2028 | POE90 | Operational-demand | 79.1362 | NA
VIC | FBTS66C | Fishermans Bend (Citipower) 66 kV | Citipower | Summer | Non-coincident | 2028 | POE50 | Operational-demand | 84.8373 | 261.5307
VIC | FBTS66C | Fishermans Bend (Citipower) 66 kV | Citipower | Summer | Non-coincident | 2028 | POE90 | Operational-demand | 77.6898 | NA
VIC | FBTS66C | Fishermans Bend (Citipower) 66 kV | Citipower | Summer | Coincident_unreconciled | 2029 | POE50 | Operational-demand | 86.1315 | NA
VIC | FBTS66C | Fishermans Bend (Citipower) 66 kV | Citipower | Summer | Coincident_unreconciled | 2029 | POE90 | Operational-demand | 76.0626 | NA
VIC | FBTS66C | Fishermans Bend (Citipower) 66 kV | Citipower | Summer | Non-coincident | 2029 | POE50 | Operational-demand | 84.5572 | 261.224
VIC | FBTS66C | Fishermans Bend (Citipower) 66 kV | Citipower | Summer | Non-coincident | 2029 | POE90 | Operational-demand | 74.6723 | NA
VIC | FBTS66C | Fishermans Bend (Citipower) 66 kV | Citipower | Summer | Coincident_unreconciled | 2030 | POE50 | Operational-demand | 83.3356 | NA
VIC | FBTS66C | Fishermans Bend (Citipower) 66 kV | Citipower | Summer | Coincident_unreconciled | 2030 | POE90 | Operational-demand | 73.1822 | NA
VIC | FBTS66C | Fishermans Bend (Citipower) 66 kV | Citipower | Summer | Non-coincident | 2030 | POE50 | Operational-demand | 81.8124 | 261.0854
VIC | FBTS66C | Fishermans Bend (Citipower) 66 kV | Citipower | Summer | Non-coincident | 2030 | POE90 | Operational-demand | 71.8445 | NA
VIC | FBTS66C | Fishermans Bend (Citipower) 66 kV | Citipower | Summer | Coincident_unreconciled | 2031 | POE50 | Operational-demand | 80.5443 | NA
VIC | FBTS66C | Fishermans Bend (Citipower) 66 kV | Citipower | Summer | Coincident_unreconciled | 2031 | POE90 | Operational-demand | 70.3064 | NA
VIC | FBTS66C | Fishermans Bend (Citipower) 66 kV | Citipower | Summer | Non-coincident | 2031 | POE50 | Operational-demand | 79.0722 | 260.9749
VIC | FBTS66C | Fishermans Bend (Citipower) 66 kV | Citipower | Summer | Non-coincident | 2031 | POE90 | Operational-demand | 69.0213 | NA
VIC | FBTS66C | Fishermans Bend (Citipower) 66 kV | Citipower | Summer | Coincident_unreconciled | 2032 | POE50 | Operational-demand | 78.3638 | NA
VIC | FBTS66C | Fishermans Bend (Citipower) 66 kV | Citipower | Summer | Coincident_unreconciled | 2032 | POE90 | Operational-demand | 68.0405 | NA
VIC | FBTS66C | Fishermans Bend (Citipower) 66 kV | Citipower | Summer | Non-coincident | 2032 | POE50 | Operational-demand | 76.9315 | 261.286
VIC | FBTS66C | Fishermans Bend (Citipower) 66 kV | Citipower | Summer | Non-coincident | 2032 | POE90 | Operational-demand | 66.7968 | NA
VIC | FBTS66C | Fishermans Bend (Citipower) 66 kV | Citipower | Summer | Coincident_unreconciled | 2033 | POE50 | Operational-demand | 76.6779 | NA
VIC | FBTS66C | Fishermans Bend (Citipower) 66 kV | Citipower | Summer | Coincident_unreconciled | 2033 | POE90 | Operational-demand | 66.2687 | NA
VIC | FBTS66C | Fishermans Bend (Citipower) 66 kV | Citipower | Summer | Non-coincident | 2033 | POE50 | Operational-demand | 75.2764 | 261.935
VIC | FBTS66C | Fishermans Bend (Citipower) 66 kV | Citipower | Summer | Non-coincident | 2033 | POE90 | Operational-demand | 65.0574 | NA
VIC | FBTS66C | Fishermans Bend (Citipower) 66 kV | Citipower | Summer | Coincident_unreconciled | 2034 | POE50 | Operational-demand | 75.052 | NA
VIC | FBTS66C | Fishermans Bend (Citipower) 66 kV | Citipower | Summer | Coincident_unreconciled | 2034 | POE90 | Operational-demand | 64.5569 | NA
VIC | FBTS66C | Fishermans Bend (Citipower) 66 kV | Citipower | Summer | Non-coincident | 2034 | POE50 | Operational-demand | 73.6802 | 262.6304
VIC | FBTS66C | Fishermans Bend (Citipower) 66 kV | Citipower | Summer | Non-coincident | 2034 | POE90 | Operational-demand | 63.3769 | NA
VIC | FBTS66C | Fishermans Bend (Citipower) 66 kV | Citipower | Summer | Coincident_unreconciled | 2035 | POE50 | Operational-demand | 73.2936 | NA
VIC | FBTS66C | Fishermans Bend (Citipower) 66 kV | Citipower | Summer | Coincident_unreconciled | 2035 | POE90 | Operational-demand | 62.7125 | NA
VIC | FBTS66C | Fishermans Bend (Citipower) 66 kV | Citipower | Summer | Non-coincident | 2035 | POE50 | Operational-demand | 71.9539 | 263.2519
VIC | FBTS66C | Fishermans Bend (Citipower) 66 kV | Citipower | Summer | Non-coincident | 2035 | POE90 | Operational-demand | 61.5662 | NA
VIC | FBTS66C | Fishermans Bend (Citipower) 66 kV | Citipower | Summer | Non-coincident | 2025 | BASEYEARPOE10 | Operational-demand | NA | 258.7957
VIC | FBTS66C | Fishermans Bend (Citipower) 66 kV | Citipower | Summer | Coincident | 2026 | POE10 | Operational-demand | NA | 231.1623
VIC | FBTS66C | Fishermans Bend (Citipower) 66 kV | Citipower | Summer | Coincident | 2026 | POE50 | Operational-demand | NA | 223.2972
VIC | FBTS66C | Fishermans Bend (Citipower) 66 kV | Citipower | Summer | Non-coincident | 2026 | POE10 | Operational-demand | NA | 281.8713
VIC | FBTS66C | Fishermans Bend (Citipower) 66 kV | Citipower | Summer | Coincident | 2027 | POE10 | Operational-demand | NA | 225.1079
VIC | FBTS66C | Fishermans Bend (Citipower) 66 kV | Citipower | Summer | Coincident | 2027 | POE50 | Operational-demand | NA | 215.8447
VIC | FBTS66C | Fishermans Bend (Citipower) 66 kV | Citipower | Summer | Non-coincident | 2027 | POE10 | Operational-demand | NA | 280.6217
VIC | FBTS66C | Fishermans Bend (Citipower) 66 kV | Citipower | Summer | Coincident | 2028 | POE10 | Operational-demand | NA | 219.9729
VIC | FBTS66C | Fishermans Bend (Citipower) 66 kV | Citipower | Summer | Coincident | 2028 | POE50 | Operational-demand | NA | 209.241
VIC | FBTS66C | Fishermans Bend (Citipower) 66 kV | Citipower | Summer | Non-coincident | 2028 | POE10 | Operational-demand | NA | 279.9448
VIC | FBTS66C | Fishermans Bend (Citipower) 66 kV | Citipower | Summer | Coincident | 2029 | POE10 | Operational-demand | NA | 216.4151
VIC | FBTS66C | Fishermans Bend (Citipower) 66 kV | Citipower | Summer | Coincident | 2029 | POE50 | Operational-demand | NA | 205.8917
VIC | FBTS66C | Fishermans Bend (Citipower) 66 kV | Citipower | Summer | Non-coincident | 2029 | POE10 | Operational-demand | NA | 279.4711
VIC | FBTS66C | Fishermans Bend (Citipower) 66 kV | Citipower | Summer | Coincident | 2030 | POE10 | Operational-demand | NA | 213.7096
VIC | FBTS66C | Fishermans Bend (Citipower) 66 kV | Citipower | Summer | Coincident | 2030 | POE50 | Operational-demand | NA | 202.6
VIC | FBTS66C | Fishermans Bend (Citipower) 66 kV | Citipower | Summer | Non-coincident | 2030 | POE10 | Operational-demand | NA | 279.2092
VIC | FBTS66C | Fishermans Bend (Citipower) 66 kV | Citipower | Summer | Coincident | 2031 | POE10 | Operational-demand | NA | 208.7726
VIC | FBTS66C | Fishermans Bend (Citipower) 66 kV | Citipower | Summer | Coincident | 2031 | POE50 | Operational-demand | NA | 198.7967
VIC | FBTS66C | Fishermans Bend (Citipower) 66 kV | Citipower | Summer | Non-coincident | 2031 | POE10 | Operational-demand | NA | 278.9595
VIC | FBTS66C | Fishermans Bend (Citipower) 66 kV | Citipower | Summer | Coincident | 2032 | POE10 | Operational-demand | NA | 203.2373
VIC | FBTS66C | Fishermans Bend (Citipower) 66 kV | Citipower | Summer | Coincident | 2032 | POE50 | Operational-demand | NA | 193.0674
VIC | FBTS66C | Fishermans Bend (Citipower) 66 kV | Citipower | Summer | Non-coincident | 2032 | POE10 | Operational-demand | NA | 279.197
VIC | FBTS66C | Fishermans Bend (Citipower) 66 kV | Citipower | Summer | Coincident | 2033 | POE10 | Operational-demand | NA | 199.3402
VIC | FBTS66C | Fishermans Bend (Citipower) 66 kV | Citipower | Summer | Coincident | 2033 | POE50 | Operational-demand | NA | 187.542
VIC | FBTS66C | Fishermans Bend (Citipower) 66 kV | Citipower | Summer | Non-coincident | 2033 | POE10 | Operational-demand | NA | 279.8223
VIC | FBTS66C | Fishermans Bend (Citipower) 66 kV | Citipower | Summer | Coincident | 2034 | POE10 | Operational-demand | NA | 198.1473
VIC | FBTS66C | Fishermans Bend (Citipower) 66 kV | Citipower | Summer | Coincident | 2034 | POE50 | Operational-demand | NA | 186.5525
VIC | FBTS66C | Fishermans Bend (Citipower) 66 kV | Citipower | Summer | Non-coincident | 2034 | POE10 | Operational-demand | NA | 280.4851
VIC | FBTS66C | Fishermans Bend (Citipower) 66 kV | Citipower | Summer | Coincident | 2035 | POE10 | Operational-demand | NA | 197.7607
VIC | FBTS66C | Fishermans Bend (Citipower) 66 kV | Citipower | Summer | Coincident | 2035 | POE50 | Operational-demand | NA | 186.1548
VIC | FBTS66C | Fishermans Bend (Citipower) 66 kV | Citipower | Summer | Non-coincident | 2035 | POE10 | Operational-demand | NA | 281.038
VIC | FBTS66C | Fishermans Bend (Citipower) 66 kV | Citipower | Winter | Coincident | 2018 | ACTUAL_OPG | Operational-demand | NA | 175.5872
VIC | FBTS66C | Fishermans Bend (Citipower) 66 kV | Citipower | Winter | Coincident | 2018 | ACTUAL_RAW | Operational-demand | NA | 175.5872
VIC | FBTS66C | Fishermans Bend (Citipower) 66 kV | Citipower | Winter | Non-coincident | 2018 | ACTUAL_RAW | Operational-demand | NA | 182.5398
VIC | FBTS66C | Fishermans Bend (Citipower) 66 kV | Citipower | Winter | Non-coincident | 2018 | ACTUAL_OPG | Operational-demand | NA | 182.5398
VIC | FBTS66C | Fishermans Bend (Citipower) 66 kV | Citipower | Winter | Non-coincident | 2018 | ACTUAL_ADJUSTEDOPG | Operational-demand | NA | 182.5398
VIC | FBTS66C | Fishermans Bend (Citipower) 66 kV | Citipower | Winter | Coincident | 2019 | ACTUAL_OPG | Operational-demand | NA | 168.6105
VIC | FBTS66C | Fishermans Bend (Citipower) 66 kV | Citipower | Winter | Coincident | 2019 | ACTUAL_RAW | Operational-demand | NA | 168.6105
VIC | FBTS66C | Fishermans Bend (Citipower) 66 kV | Citipower | Winter | Non-coincident | 2019 | ACTUAL_RAW | Operational-demand | NA | 182.8659
VIC | FBTS66C | Fishermans Bend (Citipower) 66 kV | Citipower | Winter | Non-coincident | 2019 | ACTUAL_OPG | Operational-demand | NA | 182.8659
VIC | FBTS66C | Fishermans Bend (Citipower) 66 kV | Citipower | Winter | Non-coincident | 2019 | ACTUAL_ADJUSTEDOPG | Operational-demand | NA | 182.8659
VIC | FBTS66C | Fishermans Bend (Citipower) 66 kV | Citipower | Winter | Coincident | 2020 | ACTUAL_OPG | Operational-demand | NA | 150.2782
VIC | FBTS66C | Fishermans Bend (Citipower) 66 kV | Citipower | Winter | Coincident | 2020 | ACTUAL_RAW | Operational-demand | NA | 150.2782
VIC | FBTS66C | Fishermans Bend (Citipower) 66 kV | Citipower | Winter | Non-coincident | 2020 | ACTUAL_RAW | Operational-demand | NA | 161.8042
VIC | FBTS66C | Fishermans Bend (Citipower) 66 kV | Citipower | Winter | Non-coincident | 2020 | ACTUAL_OPG | Operational-demand | NA | 161.8042
VIC | FBTS66C | Fishermans Bend (Citipower) 66 kV | Citipower | Winter | Non-coincident | 2020 | ACTUAL_ADJUSTEDOPG | Operational-demand | NA | 161.8042
VIC | FBTS66C | Fishermans Bend (Citipower) 66 kV | Citipower | Winter | Coincident | 2021 | ACTUAL_OPG | Operational-demand | NA | 162.4484
VIC | FBTS66C | Fishermans Bend (Citipower) 66 kV | Citipower | Winter | Coincident | 2021 | ACTUAL_RAW | Operational-demand | NA | 162.4484
VIC | FBTS66C | Fishermans Bend (Citipower) 66 kV | Citipower | Winter | Non-coincident | 2021 | ACTUAL_RAW | Operational-demand | NA | 170.3835
VIC | FBTS66C | Fishermans Bend (Citipower) 66 kV | Citipower | Winter | Non-coincident | 2021 | ACTUAL_OPG | Operational-demand | NA | 170.3835
VIC | FBTS66C | Fishermans Bend (Citipower) 66 kV | Citipower | Winter | Non-coincident | 2021 | ACTUAL_ADJUSTEDOPG | Operational-demand | NA | 170.3835
VIC | FBTS66C | Fishermans Bend (Citipower) 66 kV | Citipower | Winter | Coincident | 2022 | ACTUAL_OPG | Operational-demand | NA | 171.7466
VIC | FBTS66C | Fishermans Bend (Citipower) 66 kV | Citipower | Winter | Coincident | 2022 | ACTUAL_RAW | Operational-demand | NA | 171.7466
VIC | FBTS66C | Fishermans Bend (Citipower) 66 kV | Citipower | Winter | Non-coincident | 2022 | ACTUAL_RAW | Operational-demand | NA | 223.5434
VIC | FBTS66C | Fishermans Bend (Citipower) 66 kV | Citipower | Winter | Non-coincident | 2022 | ACTUAL_OPG | Operational-demand | NA | 223.5434
VIC | FBTS66C | Fishermans Bend (Citipower) 66 kV | Citipower | Winter | Non-coincident | 2022 | ACTUAL_ADJUSTEDOPG | Operational-demand | NA | 223.5434
VIC | FBTS66C | Fishermans Bend (Citipower) 66 kV | Citipower | Winter | Coincident | 2023 | ACTUAL_OPG | Operational-demand | NA | 166.6542
VIC | FBTS66C | Fishermans Bend (Citipower) 66 kV | Citipower | Winter | Coincident | 2023 | ACTUAL_RAW | Operational-demand | NA | 166.6542
VIC | FBTS66C | Fishermans Bend (Citipower) 66 kV | Citipower | Winter | Non-coincident | 2023 | ACTUAL_RAW | Operational-demand | NA | 177.417
VIC | FBTS66C | Fishermans Bend (Citipower) 66 kV | Citipower | Winter | Non-coincident | 2023 | ACTUAL_OPG | Operational-demand | NA | 177.417
VIC | FBTS66C | Fishermans Bend (Citipower) 66 kV | Citipower | Winter | Non-coincident | 2023 | ACTUAL_ADJUSTEDOPG | Operational-demand | NA | 177.417
VIC | FBTS66C | Fishermans Bend (Citipower) 66 kV | Citipower | Winter | Coincident | 2024 | ACTUAL_OPG | Operational-demand | NA | 170.8507
VIC | FBTS66C | Fishermans Bend (Citipower) 66 kV | Citipower | Winter | Coincident | 2024 | ACTUAL_RAW | Operational-demand | NA | 170.8507
VIC | FBTS66C | Fishermans Bend (Citipower) 66 kV | Citipower | Winter | Non-coincident | 2024 | ACTUAL_RAW | Operational-demand | NA | 188.1047
VIC | FBTS66C | Fishermans Bend (Citipower) 66 kV | Citipower | Winter | Non-coincident | 2024 | ACTUAL_OPG | Operational-demand | NA | 188.1047
VIC | FBTS66C | Fishermans Bend (Citipower) 66 kV | Citipower | Winter | Non-coincident | 2024 | ACTUAL_ADJUSTEDOPG | Operational-demand | NA | 188.1047
VIC | FBTS66C | Fishermans Bend (Citipower) 66 kV | Citipower | Winter | Coincident | 2025 | POE10 | Operational-demand | NA | 189.0712
VIC | FBTS66C | Fishermans Bend (Citipower) 66 kV | Citipower | Winter | Coincident | 2025 | POE50 | Operational-demand | NA | 185.728
VIC | FBTS66C | Fishermans Bend (Citipower) 66 kV | Citipower | Winter | Non-coincident | 2025 | ACTUAL_RAW | Operational-demand | NA | 179.3658
VIC | FBTS66C | Fishermans Bend (Citipower) 66 kV | Citipower | Winter | Non-coincident | 2025 | ACTUAL_ADJUSTEDOPG | Operational-demand | NA | 179.3658
VIC | FBTS66C | Fishermans Bend (Citipower) 66 kV | Citipower | Winter | Non-coincident | 2025 | BASEYEARPOE50 | Operational-demand | NA | 216.3128
VIC | FBTS66C | Fishermans Bend (Citipower) 66 kV | Citipower | Winter | Non-coincident | 2025 | BASEYEARPOE10 | Operational-demand | NA | 221.0954
VIC | FBTS66C | Fishermans Bend (Citipower) 66 kV | Citipower | Winter | Non-coincident | 2025 | POE10 | Operational-demand | NA | 224.0766
VIC | FBTS66C | Fishermans Bend (Citipower) 66 kV | Citipower | Winter | Non-coincident | 2025 | POE50 | Operational-demand | NA | 219.4393
VIC | FBTS66C | Fishermans Bend (Citipower) 66 kV | Citipower | Winter | Coincident | 2026 | POE10 | Operational-demand | NA | 202.0809
VIC | FBTS66C | Fishermans Bend (Citipower) 66 kV | Citipower | Winter | Coincident | 2026 | POE50 | Operational-demand | NA | 198.6092
VIC | FBTS66C | Fishermans Bend (Citipower) 66 kV | Citipower | Winter | Non-coincident | 2026 | POE10 | Operational-demand | NA | 246.1012
VIC | FBTS66C | Fishermans Bend (Citipower) 66 kV | Citipower | Winter | Non-coincident | 2026 | POE50 | Operational-demand | NA | 241.4148
VIC | FBTS66C | Fishermans Bend (Citipower) 66 kV | Citipower | Winter | Coincident | 2027 | POE10 | Operational-demand | NA | 196.1934
VIC | FBTS66C | Fishermans Bend (Citipower) 66 kV | Citipower | Winter | Coincident | 2027 | POE50 | Operational-demand | NA | 192.3253
VIC | FBTS66C | Fishermans Bend (Citipower) 66 kV | Citipower | Winter | Non-coincident | 2027 | POE10 | Operational-demand | NA | 247.157
VIC | FBTS66C | Fishermans Bend (Citipower) 66 kV | Citipower | Winter | Non-coincident | 2027 | POE50 | Operational-demand | NA | 242.4294
VIC | FBTS66C | Fishermans Bend (Citipower) 66 kV | Citipower | Winter | Coincident | 2028 | POE10 | Operational-demand | NA | 193.9494
VIC | FBTS66C | Fishermans Bend (Citipower) 66 kV | Citipower | Winter | Coincident | 2028 | POE50 | Operational-demand | NA | 190.2736
VIC | FBTS66C | Fishermans Bend (Citipower) 66 kV | Citipower | Winter | Non-coincident | 2028 | POE10 | Operational-demand | NA | 248.3802
VIC | FBTS66C | Fishermans Bend (Citipower) 66 kV | Citipower | Winter | Non-coincident | 2028 | POE50 | Operational-demand | NA | 243.6114
VIC | FBTS66C | Fishermans Bend (Citipower) 66 kV | Citipower | Winter | Coincident | 2029 | POE10 | Operational-demand | NA | 193.1666
VIC | FBTS66C | Fishermans Bend (Citipower) 66 kV | Citipower | Winter | Coincident | 2029 | POE50 | Operational-demand | NA | 189.5697
VIC | FBTS66C | Fishermans Bend (Citipower) 66 kV | Citipower | Winter | Non-coincident | 2029 | POE10 | Operational-demand | NA | 249.7139
VIC | FBTS66C | Fishermans Bend (Citipower) 66 kV | Citipower | Winter | Non-coincident | 2029 | POE50 | Operational-demand | NA | 244.904
VIC | FBTS66C | Fishermans Bend (Citipower) 66 kV | Citipower | Winter | Coincident | 2030 | POE10 | Operational-demand | NA | 192.0909
VIC | FBTS66C | Fishermans Bend (Citipower) 66 kV | Citipower | Winter | Coincident | 2030 | POE50 | Operational-demand | NA | 188.4724
VIC | FBTS66C | Fishermans Bend (Citipower) 66 kV | Citipower | Winter | Non-coincident | 2030 | POE10 | Operational-demand | NA | 251.1512
VIC | FBTS66C | Fishermans Bend (Citipower) 66 kV | Citipower | Winter | Non-coincident | 2030 | POE50 | Operational-demand | NA | 246.3002
VIC | FBTS66C | Fishermans Bend (Citipower) 66 kV | Citipower | Winter | Coincident | 2031 | POE10 | Operational-demand | NA | 191.3241
VIC | FBTS66C | Fishermans Bend (Citipower) 66 kV | Citipower | Winter | Coincident | 2031 | POE50 | Operational-demand | NA | 187.7268
VIC | FBTS66C | Fishermans Bend (Citipower) 66 kV | Citipower | Winter | Non-coincident | 2031 | POE10 | Operational-demand | NA | 252.6091
VIC | FBTS66C | Fishermans Bend (Citipower) 66 kV | Citipower | Winter | Non-coincident | 2031 | POE50 | Operational-demand | NA | 247.7169
VIC | FBTS66C | Fishermans Bend (Citipower) 66 kV | Citipower | Winter | Coincident | 2032 | POE10 | Operational-demand | NA | 188.9965
VIC | FBTS66C | Fishermans Bend (Citipower) 66 kV | Citipower | Winter | Coincident | 2032 | POE50 | Operational-demand | NA | 185.0921
VIC | FBTS66C | Fishermans Bend (Citipower) 66 kV | Citipower | Winter | Non-coincident | 2032 | POE10 | Operational-demand | NA | 254.2705
VIC | FBTS66C | Fishermans Bend (Citipower) 66 kV | Citipower | Winter | Non-coincident | 2032 | POE50 | Operational-demand | NA | 249.3364
VIC | FBTS66C | Fishermans Bend (Citipower) 66 kV | Citipower | Winter | Coincident | 2033 | POE10 | Operational-demand | NA | 185.844
VIC | FBTS66C | Fishermans Bend (Citipower) 66 kV | Citipower | Winter | Coincident | 2033 | POE50 | Operational-demand | NA | 182.0262
VIC | FBTS66C | Fishermans Bend (Citipower) 66 kV | Citipower | Winter | Non-coincident | 2033 | POE10 | Operational-demand | NA | 255.9562
VIC | FBTS66C | Fishermans Bend (Citipower) 66 kV | Citipower | Winter | Non-coincident | 2033 | POE50 | Operational-demand | NA | 250.9803
VIC | FBTS66C | Fishermans Bend (Citipower) 66 kV | Citipower | Winter | Coincident | 2034 | POE10 | Operational-demand | NA | 186.0061
VIC | FBTS66C | Fishermans Bend (Citipower) 66 kV | Citipower | Winter | Coincident | 2034 | POE50 | Operational-demand | NA | 182.2833
VIC | FBTS66C | Fishermans Bend (Citipower) 66 kV | Citipower | Winter | Non-coincident | 2034 | POE10 | Operational-demand | NA | 257.5901
VIC | FBTS66C | Fishermans Bend (Citipower) 66 kV | Citipower | Winter | Non-coincident | 2034 | POE50 | Operational-demand | NA | 252.5724
VIC | FBTS66P | Fishermans Bend (Powercor) 66 kV | Powercor | Shoulder | Coincident | 2019 | ACTUAL_OPG | Operational-demand | 6.1505 | NA
VIC | FBTS66P | Fishermans Bend (Powercor) 66 kV | Powercor | Shoulder | Coincident | 2019 | ACTUAL_RAW | Operational-demand | 6.1505 | NA
VIC | FBTS66P | Fishermans Bend (Powercor) 66 kV | Powercor | Shoulder | Non-coincident | 2019 | ACTUAL_RAW | Operational-demand | 5.3806 | NA
VIC | FBTS66P | Fishermans Bend (Powercor) 66 kV | Powercor | Shoulder | Non-coincident | 2019 | ACTUAL_OPG | Operational-demand | 5.3806 | NA
VIC | FBTS66P | Fishermans Bend (Powercor) 66 kV | Powercor | Shoulder | Non-coincident | 2019 | ACTUAL_ADJUSTEDOPG | Operational-demand | 5.3806 | NA
VIC | FBTS66P | Fishermans Bend (Powercor) 66 kV | Powercor | Shoulder | Coincident | 2020 | ACTUAL_OPG | Operational-demand | 6.3244 | NA
VIC | FBTS66P | Fishermans Bend (Powercor) 66 kV | Powercor | Shoulder | Coincident | 2020 | ACTUAL_RAW | Operational-demand | 6.3244 | NA
VIC | FBTS66P | Fishermans Bend (Powercor) 66 kV | Powercor | Shoulder | Non-coincident | 2020 | ACTUAL_RAW | Operational-demand | 4.1442 | NA
VIC | FBTS66P | Fishermans Bend (Powercor) 66 kV | Powercor | Shoulder | Non-coincident | 2020 | ACTUAL_OPG | Operational-demand | 4.1442 | NA
VIC | FBTS66P | Fishermans Bend (Powercor) 66 kV | Powercor | Shoulder | Non-coincident | 2020 | ACTUAL_ADJUSTEDOPG | Operational-demand | 5.3014 | NA
VIC | FBTS66P | Fishermans Bend (Powercor) 66 kV | Powercor | Shoulder | Coincident | 2021 | ACTUAL_OPG | Operational-demand | 5.2855 | NA
VIC | FBTS66P | Fishermans Bend (Powercor) 66 kV | Powercor | Shoulder | Coincident | 2021 | ACTUAL_RAW | Operational-demand | 5.2855 | NA
VIC | FBTS66P | Fishermans Bend (Powercor) 66 kV | Powercor | Shoulder | Non-coincident | 2021 | ACTUAL_RAW | Operational-demand | 3.5541 | NA
VIC | FBTS66P | Fishermans Bend (Powercor) 66 kV | Powercor | Shoulder | Non-coincident | 2021 | ACTUAL_OPG | Operational-demand | 3.5541 | NA
VIC | FBTS66P | Fishermans Bend (Powercor) 66 kV | Powercor | Shoulder | Coincident | 2022 | ACTUAL_OPG | Operational-demand | 7.3623 | NA
VIC | FBTS66P | Fishermans Bend (Powercor) 66 kV | Powercor | Shoulder | Coincident | 2022 | ACTUAL_RAW | Operational-demand | 7.3623 | NA
VIC | FBTS66P | Fishermans Bend (Powercor) 66 kV | Powercor | Shoulder | Non-coincident | 2022 | ACTUAL_RAW | Operational-demand | 0.79534 | NA
VIC | FBTS66P | Fishermans Bend (Powercor) 66 kV | Powercor | Shoulder | Non-coincident | 2022 | ACTUAL_OPG | Operational-demand | 0.79534 | NA
VIC | FBTS66P | Fishermans Bend (Powercor) 66 kV | Powercor | Shoulder | Coincident | 2023 | ACTUAL_OPG | Operational-demand | 1.4343 | NA
VIC | FBTS66P | Fishermans Bend (Powercor) 66 kV | Powercor | Shoulder | Coincident | 2023 | ACTUAL_RAW | Operational-demand | 1.4343 | NA
VIC | FBTS66P | Fishermans Bend (Powercor) 66 kV | Powercor | Shoulder | Non-coincident | 2023 | ACTUAL_RAW | Operational-demand | 0.80119 | NA
VIC | FBTS66P | Fishermans Bend (Powercor) 66 kV | Powercor | Shoulder | Non-coincident | 2023 | ACTUAL_OPG | Operational-demand | 0.80119 | NA
VIC | FBTS66P | Fishermans Bend (Powercor) 66 kV | Powercor | Shoulder | Non-coincident | 2023 | ACTUAL_ADJUSTEDOPG | Operational-demand | 0.80119 | NA
VIC | FBTS66P | Fishermans Bend (Powercor) 66 kV | Powercor | Shoulder | Coincident | 2024 | ACTUAL_OPG | Operational-demand | 1.4582 | NA
VIC | FBTS66P | Fishermans Bend (Powercor) 66 kV | Powercor | Shoulder | Coincident | 2024 | ACTUAL_RAW | Operational-demand | 1.4582 | NA
VIC | FBTS66P | Fishermans Bend (Powercor) 66 kV | Powercor | Shoulder | Non-coincident | 2024 | ACTUAL_RAW | Operational-demand | 0.76929 | NA
VIC | FBTS66P | Fishermans Bend (Powercor) 66 kV | Powercor | Shoulder | Non-coincident | 2024 | ACTUAL_OPG | Operational-demand | 0.76929 | NA
VIC | FBTS66P | Fishermans Bend (Powercor) 66 kV | Powercor | Shoulder | Non-coincident | 2024 | ACTUAL_ADJUSTEDOPG | Operational-demand | 0.76929 | NA
VIC | FBTS66P | Fishermans Bend (Powercor) 66 kV | Powercor | Shoulder | Coincident | 2025 | ACTUAL_OPG | Operational-demand | 1.415 | NA
VIC | FBTS66P | Fishermans Bend (Powercor) 66 kV | Powercor | Shoulder | Coincident | 2025 | ACTUAL_RAW | Operational-demand | 1.415 | NA
VIC | FBTS66P | Fishermans Bend (Powercor) 66 kV | Powercor | Shoulder | Non-coincident | 2025 | ACTUAL_RAW | Operational-demand | 0.70544 | NA
VIC | FBTS66P | Fishermans Bend (Powercor) 66 kV | Powercor | Shoulder | Non-coincident | 2025 | ACTUAL_OPG | Operational-demand | 0.70544 | NA
VIC | FBTS66P | Fishermans Bend (Powercor) 66 kV | Powercor | Shoulder | Non-coincident | 2025 | ACTUAL_ADJUSTEDOPG | Operational-demand | 0.70544 | NA
VIC | FBTS66P | Fishermans Bend (Powercor) 66 kV | Powercor | Shoulder | Non-coincident | 2025 | BASEYEARPOE90 | Operational-demand | 3.9448 | NA
VIC | FBTS66P | Fishermans Bend (Powercor) 66 kV | Powercor | Shoulder | Non-coincident | 2025 | BASEYEARPOE50 | Operational-demand | 4.0096 | NA
VIC | FBTS66P | Fishermans Bend (Powercor) 66 kV | Powercor | Shoulder | Coincident_unreconciled | 2026 | POE50 | Operational-demand | 9.5139 | NA
VIC | FBTS66P | Fishermans Bend (Powercor) 66 kV | Powercor | Shoulder | Coincident_unreconciled | 2026 | POE90 | Operational-demand | 9.3027 | NA
VIC | FBTS66P | Fishermans Bend (Powercor) 66 kV | Powercor | Shoulder | Non-coincident | 2026 | POE50 | Operational-demand | 4.0675 | NA
VIC | FBTS66P | Fishermans Bend (Powercor) 66 kV | Powercor | Shoulder | Non-coincident | 2026 | POE90 | Operational-demand | 4.0019 | NA
VIC | FBTS66P | Fishermans Bend (Powercor) 66 kV | Powercor | Shoulder | Coincident_unreconciled | 2027 | POE50 | Operational-demand | 9.6443 | NA
VIC | FBTS66P | Fishermans Bend (Powercor) 66 kV | Powercor | Shoulder | Coincident_unreconciled | 2027 | POE90 | Operational-demand | 9.4308 | NA
VIC | FBTS66P | Fishermans Bend (Powercor) 66 kV | Powercor | Shoulder | Non-coincident | 2027 | POE50 | Operational-demand | 4.1155 | NA
VIC | FBTS66P | Fishermans Bend (Powercor) 66 kV | Powercor | Shoulder | Non-coincident | 2027 | POE90 | Operational-demand | 4.0492 | NA
VIC | FBTS66P | Fishermans Bend (Powercor) 66 kV | Powercor | Shoulder | Coincident_unreconciled | 2028 | POE50 | Operational-demand | 9.7195 | NA
VIC | FBTS66P | Fishermans Bend (Powercor) 66 kV | Powercor | Shoulder | Coincident_unreconciled | 2028 | POE90 | Operational-demand | 9.5041 | NA
VIC | FBTS66P | Fishermans Bend (Powercor) 66 kV | Powercor | Shoulder | Non-coincident | 2028 | POE50 | Operational-demand | 4.1566 | NA
VIC | FBTS66P | Fishermans Bend (Powercor) 66 kV | Powercor | Shoulder | Non-coincident | 2028 | POE90 | Operational-demand | 4.0897 | NA
VIC | FBTS66P | Fishermans Bend (Powercor) 66 kV | Powercor | Shoulder | Coincident_unreconciled | 2029 | POE50 | Operational-demand | 9.8051 | NA
VIC | FBTS66P | Fishermans Bend (Powercor) 66 kV | Powercor | Shoulder | Coincident_unreconciled | 2029 | POE90 | Operational-demand | 9.5879 | NA
VIC | FBTS66P | Fishermans Bend (Powercor) 66 kV | Powercor | Shoulder | Non-coincident | 2029 | POE50 | Operational-demand | 4.1995 | NA
VIC | FBTS66P | Fishermans Bend (Powercor) 66 kV | Powercor | Shoulder | Non-coincident | 2029 | POE90 | Operational-demand | 4.132 | NA
VIC | FBTS66P | Fishermans Bend (Powercor) 66 kV | Powercor | Shoulder | Coincident_unreconciled | 2030 | POE50 | Operational-demand | 9.8903 | NA
VIC | FBTS66P | Fishermans Bend (Powercor) 66 kV | Powercor | Shoulder | Coincident_unreconciled | 2030 | POE90 | Operational-demand | 9.6712 | NA
VIC | FBTS66P | Fishermans Bend (Powercor) 66 kV | Powercor | Shoulder | Non-coincident | 2030 | POE50 | Operational-demand | 4.2452 | NA
VIC | FBTS66P | Fishermans Bend (Powercor) 66 kV | Powercor | Shoulder | Non-coincident | 2030 | POE90 | Operational-demand | 4.1771 | NA
VIC | FBTS66P | Fishermans Bend (Powercor) 66 kV | Powercor | Shoulder | Coincident_unreconciled | 2031 | POE50 | Operational-demand | 9.9716 | NA
VIC | FBTS66P | Fishermans Bend (Powercor) 66 kV | Powercor | Shoulder | Coincident_unreconciled | 2031 | POE90 | Operational-demand | 9.7507 | NA
VIC | FBTS66P | Fishermans Bend (Powercor) 66 kV | Powercor | Shoulder | Non-coincident | 2031 | POE50 | Operational-demand | 4.2921 | NA
VIC | FBTS66P | Fishermans Bend (Powercor) 66 kV | Powercor | Shoulder | Non-coincident | 2031 | POE90 | Operational-demand | 4.2233 | NA
VIC | FBTS66P | Fishermans Bend (Powercor) 66 kV | Powercor | Shoulder | Coincident_unreconciled | 2032 | POE50 | Operational-demand | 10.0609 | NA
VIC | FBTS66P | Fishermans Bend (Powercor) 66 kV | Powercor | Shoulder | Coincident_unreconciled | 2032 | POE90 | Operational-demand | 9.838 | NA
VIC | FBTS66P | Fishermans Bend (Powercor) 66 kV | Powercor | Shoulder | Non-coincident | 2032 | POE50 | Operational-demand | 4.3404 | NA
VIC | FBTS66P | Fishermans Bend (Powercor) 66 kV | Powercor | Shoulder | Non-coincident | 2032 | POE90 | Operational-demand | 4.2711 | NA
VIC | FBTS66P | Fishermans Bend (Powercor) 66 kV | Powercor | Shoulder | Coincident_unreconciled | 2033 | POE50 | Operational-demand | 10.1556 | NA
VIC | FBTS66P | Fishermans Bend (Powercor) 66 kV | Powercor | Shoulder | Coincident_unreconciled | 2033 | POE90 | Operational-demand | 9.9307 | NA
VIC | FBTS66P | Fishermans Bend (Powercor) 66 kV | Powercor | Shoulder | Non-coincident | 2033 | POE50 | Operational-demand | 4.3895 | NA
VIC | FBTS66P | Fishermans Bend (Powercor) 66 kV | Powercor | Shoulder | Non-coincident | 2033 | POE90 | Operational-demand | 4.3196 | NA
VIC | FBTS66P | Fishermans Bend (Powercor) 66 kV | Powercor | Shoulder | Coincident_unreconciled | 2034 | POE50 | Operational-demand | 10.2465 | NA
VIC | FBTS66P | Fishermans Bend (Powercor) 66 kV | Powercor | Shoulder | Coincident_unreconciled | 2034 | POE90 | Operational-demand | 10.0196 | NA
VIC | FBTS66P | Fishermans Bend (Powercor) 66 kV | Powercor | Shoulder | Non-coincident | 2034 | POE50 | Operational-demand | 4.4374 | NA
VIC | FBTS66P | Fishermans Bend (Powercor) 66 kV | Powercor | Shoulder | Non-coincident | 2034 | POE90 | Operational-demand | 4.3669 | NA
VIC | FBTS66P | Fishermans Bend (Powercor) 66 kV | Powercor | Shoulder | Coincident_unreconciled | 2035 | POE50 | Operational-demand | 10.3341 | NA
VIC | FBTS66P | Fishermans Bend (Powercor) 66 kV | Powercor | Shoulder | Coincident_unreconciled | 2035 | POE90 | Operational-demand | 10.1053 | NA
VIC | FBTS66P | Fishermans Bend (Powercor) 66 kV | Powercor | Shoulder | Non-coincident | 2035 | POE50 | Operational-demand | 4.4848 | NA
VIC | FBTS66P | Fishermans Bend (Powercor) 66 kV | Powercor | Shoulder | Non-coincident | 2035 | POE90 | Operational-demand | 4.4137 | NA
VIC | FBTS66P | Fishermans Bend (Powercor) 66 kV | Powercor | Summer | Coincident | 2019 | ACTUAL_OPG | Operational-demand | 5.6203 | 19.5533
VIC | FBTS66P | Fishermans Bend (Powercor) 66 kV | Powercor | Summer | Coincident | 2019 | ACTUAL_RAW | Operational-demand | 5.6203 | 19.5533
VIC | FBTS66P | Fishermans Bend (Powercor) 66 kV | Powercor | Summer | Non-coincident | 2019 | ACTUAL_RAW | Operational-demand | 5.2445 | 19.5988
VIC | FBTS66P | Fishermans Bend (Powercor) 66 kV | Powercor | Summer | Non-coincident | 2019 | ACTUAL_OPG | Operational-demand | 5.2445 | 19.5988
VIC | FBTS66P | Fishermans Bend (Powercor) 66 kV | Powercor | Summer | Non-coincident | 2019 | ACTUAL_ADJUSTEDOPG | Operational-demand | 5.2445 | 19.5988
VIC | FBTS66P | Fishermans Bend (Powercor) 66 kV | Powercor | Summer | Coincident | 2020 | ACTUAL_OPG | Operational-demand | 10.945 | 18.9896
VIC | FBTS66P | Fishermans Bend (Powercor) 66 kV | Powercor | Summer | Coincident | 2020 | ACTUAL_RAW | Operational-demand | 10.945 | 18.9896
VIC | FBTS66P | Fishermans Bend (Powercor) 66 kV | Powercor | Summer | Non-coincident | 2020 | ACTUAL_RAW | Operational-demand | 4.8848 | 19.572
VIC | FBTS66P | Fishermans Bend (Powercor) 66 kV | Powercor | Summer | Non-coincident | 2020 | ACTUAL_OPG | Operational-demand | 4.8848 | 19.572
VIC | FBTS66P | Fishermans Bend (Powercor) 66 kV | Powercor | Summer | Non-coincident | 2020 | ACTUAL_ADJUSTEDOPG | Operational-demand | 5.1799 | 19.572
VIC | FBTS66P | Fishermans Bend (Powercor) 66 kV | Powercor | Summer | Coincident | 2021 | ACTUAL_OPG | Operational-demand | 5.7987 | 11.64
VIC | FBTS66P | Fishermans Bend (Powercor) 66 kV | Powercor | Summer | Coincident | 2021 | ACTUAL_RAW | Operational-demand | 5.7987 | 11.64
VIC | FBTS66P | Fishermans Bend (Powercor) 66 kV | Powercor | Summer | Non-coincident | 2021 | ACTUAL_RAW | Operational-demand | 3.7992 | 12.6815
VIC | FBTS66P | Fishermans Bend (Powercor) 66 kV | Powercor | Summer | Non-coincident | 2021 | ACTUAL_OPG | Operational-demand | 3.7992 | 12.6815
VIC | FBTS66P | Fishermans Bend (Powercor) 66 kV | Powercor | Summer | Coincident | 2022 | ACTUAL_OPG | Operational-demand | 8.3637 | 11.2559
VIC | FBTS66P | Fishermans Bend (Powercor) 66 kV | Powercor | Summer | Coincident | 2022 | ACTUAL_RAW | Operational-demand | 8.3637 | 11.2559
VIC | FBTS66P | Fishermans Bend (Powercor) 66 kV | Powercor | Summer | Non-coincident | 2022 | ACTUAL_RAW | Operational-demand | 3.7775 | 13.8203
VIC | FBTS66P | Fishermans Bend (Powercor) 66 kV | Powercor | Summer | Non-coincident | 2022 | ACTUAL_OPG | Operational-demand | 3.7775 | 13.8203
VIC | FBTS66P | Fishermans Bend (Powercor) 66 kV | Powercor | Summer | Coincident | 2023 | ACTUAL_OPG | Operational-demand | 1.6148 | 3.0532
VIC | FBTS66P | Fishermans Bend (Powercor) 66 kV | Powercor | Summer | Coincident | 2023 | ACTUAL_RAW | Operational-demand | 1.6148 | 3.0532
VIC | FBTS66P | Fishermans Bend (Powercor) 66 kV | Powercor | Summer | Non-coincident | 2023 | ACTUAL_RAW | Operational-demand | 0.24367 | 3.0532
VIC | FBTS66P | Fishermans Bend (Powercor) 66 kV | Powercor | Summer | Non-coincident | 2023 | ACTUAL_OPG | Operational-demand | 0.24367 | 3.0532
VIC | FBTS66P | Fishermans Bend (Powercor) 66 kV | Powercor | Summer | Coincident | 2024 | ACTUAL_OPG | Operational-demand | 1.3929 | 3.1061
VIC | FBTS66P | Fishermans Bend (Powercor) 66 kV | Powercor | Summer | Coincident | 2024 | ACTUAL_RAW | Operational-demand | 1.3929 | 3.1061
VIC | FBTS66P | Fishermans Bend (Powercor) 66 kV | Powercor | Summer | Non-coincident | 2024 | ACTUAL_RAW | Operational-demand | 0.78674 | 3.2843
VIC | FBTS66P | Fishermans Bend (Powercor) 66 kV | Powercor | Summer | Non-coincident | 2024 | ACTUAL_OPG | Operational-demand | 0.78674 | 3.2843
VIC | FBTS66P | Fishermans Bend (Powercor) 66 kV | Powercor | Summer | Non-coincident | 2024 | ACTUAL_ADJUSTEDOPG | Operational-demand | 0.78674 | 3.2843
VIC | FBTS66P | Fishermans Bend (Powercor) 66 kV | Powercor | Summer | Coincident | 2025 | ACTUAL_OPG | Operational-demand | 1.3525 | 2.6508
VIC | FBTS66P | Fishermans Bend (Powercor) 66 kV | Powercor | Summer | Coincident | 2025 | ACTUAL_RAW | Operational-demand | 1.3525 | 2.6508
VIC | FBTS66P | Fishermans Bend (Powercor) 66 kV | Powercor | Summer | Non-coincident | 2025 | ACTUAL_RAW | Operational-demand | 0.80263 | 3.2273
VIC | FBTS66P | Fishermans Bend (Powercor) 66 kV | Powercor | Summer | Non-coincident | 2025 | ACTUAL_OPG | Operational-demand | 0.80263 | 3.2273
VIC | FBTS66P | Fishermans Bend (Powercor) 66 kV | Powercor | Summer | Non-coincident | 2025 | ACTUAL_ADJUSTEDOPG | Operational-demand | 0.80263 | 3.2273
VIC | FBTS66P | Fishermans Bend (Powercor) 66 kV | Powercor | Summer | Non-coincident | 2025 | BASEYEARPOE90 | Operational-demand | -1.2154 | NA
VIC | FBTS66P | Fishermans Bend (Powercor) 66 kV | Powercor | Summer | Non-coincident | 2025 | BASEYEARPOE50 | Operational-demand | -1.0768 | 16.339
VIC | FBTS66P | Fishermans Bend (Powercor) 66 kV | Powercor | Summer | Coincident_unreconciled | 2026 | POE50 | Operational-demand | -0.85758 | NA
VIC | FBTS66P | Fishermans Bend (Powercor) 66 kV | Powercor | Summer | Coincident_unreconciled | 2026 | POE90 | Operational-demand | -1.0183 | NA
VIC | FBTS66P | Fishermans Bend (Powercor) 66 kV | Powercor | Summer | Non-coincident | 2026 | POE50 | Operational-demand | -1.0889 | 16.6045
VIC | FBTS66P | Fishermans Bend (Powercor) 66 kV | Powercor | Summer | Non-coincident | 2026 | POE90 | Operational-demand | -1.228 | NA
VIC | FBTS66P | Fishermans Bend (Powercor) 66 kV | Powercor | Summer | Coincident_unreconciled | 2027 | POE50 | Operational-demand | -0.85063 | NA
VIC | FBTS66P | Fishermans Bend (Powercor) 66 kV | Powercor | Summer | Coincident_unreconciled | 2027 | POE90 | Operational-demand | -1.0131 | NA
VIC | FBTS66P | Fishermans Bend (Powercor) 66 kV | Powercor | Summer | Non-coincident | 2027 | POE50 | Operational-demand | -1.096 | 16.8042
VIC | FBTS66P | Fishermans Bend (Powercor) 66 kV | Powercor | Summer | Non-coincident | 2027 | POE90 | Operational-demand | -1.2366 | NA
VIC | FBTS66P | Fishermans Bend (Powercor) 66 kV | Powercor | Summer | Coincident_unreconciled | 2028 | POE50 | Operational-demand | -0.86516 | NA
VIC | FBTS66P | Fishermans Bend (Powercor) 66 kV | Powercor | Summer | Coincident_unreconciled | 2028 | POE90 | Operational-demand | -1.0291 | NA
VIC | FBTS66P | Fishermans Bend (Powercor) 66 kV | Powercor | Summer | Non-coincident | 2028 | POE50 | Operational-demand | -1.0985 | 16.9423
VIC | FBTS66P | Fishermans Bend (Powercor) 66 kV | Powercor | Summer | Non-coincident | 2028 | POE90 | Operational-demand | -1.2403 | NA
VIC | FBTS66P | Fishermans Bend (Powercor) 66 kV | Powercor | Summer | Coincident_unreconciled | 2029 | POE50 | Operational-demand | -0.87178 | NA
VIC | FBTS66P | Fishermans Bend (Powercor) 66 kV | Powercor | Summer | Coincident_unreconciled | 2029 | POE90 | Operational-demand | -1.0371 | NA
VIC | FBTS66P | Fishermans Bend (Powercor) 66 kV | Powercor | Summer | Non-coincident | 2029 | POE50 | Operational-demand | -1.0989 | 17.0891
VIC | FBTS66P | Fishermans Bend (Powercor) 66 kV | Powercor | Summer | Non-coincident | 2029 | POE90 | Operational-demand | -1.242 | NA
VIC | FBTS66P | Fishermans Bend (Powercor) 66 kV | Powercor | Summer | Coincident_unreconciled | 2030 | POE50 | Operational-demand | -0.87939 | NA
VIC | FBTS66P | Fishermans Bend (Powercor) 66 kV | Powercor | Summer | Coincident_unreconciled | 2030 | POE90 | Operational-demand | -1.0461 | NA
VIC | FBTS66P | Fishermans Bend (Powercor) 66 kV | Powercor | Summer | Non-coincident | 2030 | POE50 | Operational-demand | -1.0966 | 17.2349
VIC | FBTS66P | Fishermans Bend (Powercor) 66 kV | Powercor | Summer | Non-coincident | 2030 | POE90 | Operational-demand | -1.2409 | NA
VIC | FBTS66P | Fishermans Bend (Powercor) 66 kV | Powercor | Summer | Coincident_unreconciled | 2031 | POE50 | Operational-demand | -0.88925 | NA
VIC | FBTS66P | Fishermans Bend (Powercor) 66 kV | Powercor | Summer | Coincident_unreconciled | 2031 | POE90 | Operational-demand | -1.0574 | NA
VIC | FBTS66P | Fishermans Bend (Powercor) 66 kV | Powercor | Summer | Non-coincident | 2031 | POE50 | Operational-demand | -1.0933 | 17.3784
VIC | FBTS66P | Fishermans Bend (Powercor) 66 kV | Powercor | Summer | Non-coincident | 2031 | POE90 | Operational-demand | -1.2388 | NA
VIC | FBTS66P | Fishermans Bend (Powercor) 66 kV | Powercor | Summer | Coincident_unreconciled | 2032 | POE50 | Operational-demand | -0.89637 | NA
VIC | FBTS66P | Fishermans Bend (Powercor) 66 kV | Powercor | Summer | Coincident_unreconciled | 2032 | POE90 | Operational-demand | -1.066 | NA
VIC | FBTS66P | Fishermans Bend (Powercor) 66 kV | Powercor | Summer | Non-coincident | 2032 | POE50 | Operational-demand | -1.0901 | 17.5312
VIC | FBTS66P | Fishermans Bend (Powercor) 66 kV | Powercor | Summer | Non-coincident | 2032 | POE90 | Operational-demand | -1.2369 | NA
VIC | FBTS66P | Fishermans Bend (Powercor) 66 kV | Powercor | Summer | Coincident_unreconciled | 2033 | POE50 | Operational-demand | -0.90144 | NA
VIC | FBTS66P | Fishermans Bend (Powercor) 66 kV | Powercor | Summer | Coincident_unreconciled | 2033 | POE90 | Operational-demand | -1.0726 | NA
VIC | FBTS66P | Fishermans Bend (Powercor) 66 kV | Powercor | Summer | Non-coincident | 2033 | POE50 | Operational-demand | -1.0874 | 17.6907
VIC | FBTS66P | Fishermans Bend (Powercor) 66 kV | Powercor | Summer | Non-coincident | 2033 | POE90 | Operational-demand | -1.2355 | NA
VIC | FBTS66P | Fishermans Bend (Powercor) 66 kV | Powercor | Summer | Coincident_unreconciled | 2034 | POE50 | Operational-demand | -0.90815 | NA
VIC | FBTS66P | Fishermans Bend (Powercor) 66 kV | Powercor | Summer | Coincident_unreconciled | 2034 | POE90 | Operational-demand | -1.0808 | NA
VIC | FBTS66P | Fishermans Bend (Powercor) 66 kV | Powercor | Summer | Non-coincident | 2034 | POE50 | Operational-demand | -1.0851 | 17.8466
VIC | FBTS66P | Fishermans Bend (Powercor) 66 kV | Powercor | Summer | Non-coincident | 2034 | POE90 | Operational-demand | -1.2344 | NA
VIC | FBTS66P | Fishermans Bend (Powercor) 66 kV | Powercor | Summer | Coincident_unreconciled | 2035 | POE50 | Operational-demand | -0.91708 | NA
VIC | FBTS66P | Fishermans Bend (Powercor) 66 kV | Powercor | Summer | Coincident_unreconciled | 2035 | POE90 | Operational-demand | -1.0912 | NA
VIC | FBTS66P | Fishermans Bend (Powercor) 66 kV | Powercor | Summer | Non-coincident | 2035 | POE50 | Operational-demand | -1.0833 | 18.0008
VIC | FBTS66P | Fishermans Bend (Powercor) 66 kV | Powercor | Summer | Non-coincident | 2035 | POE90 | Operational-demand | -1.234 | NA
VIC | FBTS66P | Fishermans Bend (Powercor) 66 kV | Powercor | Summer | Non-coincident | 2025 | BASEYEARPOE10 | Operational-demand | NA | 17.1912
VIC | FBTS66P | Fishermans Bend (Powercor) 66 kV | Powercor | Summer | Coincident | 2026 | POE10 | Operational-demand | NA | 12.7007
VIC | FBTS66P | Fishermans Bend (Powercor) 66 kV | Powercor | Summer | Coincident | 2026 | POE50 | Operational-demand | NA | 12.3484
VIC | FBTS66P | Fishermans Bend (Powercor) 66 kV | Powercor | Summer | Non-coincident | 2026 | POE10 | Operational-demand | NA | 17.4129
VIC | FBTS66P | Fishermans Bend (Powercor) 66 kV | Powercor | Summer | Coincident | 2027 | POE10 | Operational-demand | NA | 12.5094
VIC | FBTS66P | Fishermans Bend (Powercor) 66 kV | Powercor | Summer | Coincident | 2027 | POE50 | Operational-demand | NA | 12.0806
VIC | FBTS66P | Fishermans Bend (Powercor) 66 kV | Powercor | Summer | Non-coincident | 2027 | POE10 | Operational-demand | NA | 17.6214
VIC | FBTS66P | Fishermans Bend (Powercor) 66 kV | Powercor | Summer | Coincident | 2028 | POE10 | Operational-demand | NA | 12.3154
VIC | FBTS66P | Fishermans Bend (Powercor) 66 kV | Powercor | Summer | Coincident | 2028 | POE50 | Operational-demand | NA | 11.8043
VIC | FBTS66P | Fishermans Bend (Powercor) 66 kV | Powercor | Summer | Non-coincident | 2028 | POE10 | Operational-demand | NA | 17.7667
VIC | FBTS66P | Fishermans Bend (Powercor) 66 kV | Powercor | Summer | Coincident | 2029 | POE10 | Operational-demand | NA | 12.2033
VIC | FBTS66P | Fishermans Bend (Powercor) 66 kV | Powercor | Summer | Coincident | 2029 | POE50 | Operational-demand | NA | 11.7043
VIC | FBTS66P | Fishermans Bend (Powercor) 66 kV | Powercor | Summer | Non-coincident | 2029 | POE10 | Operational-demand | NA | 17.9207
VIC | FBTS66P | Fishermans Bend (Powercor) 66 kV | Powercor | Summer | Coincident | 2030 | POE10 | Operational-demand | NA | 12.1302
VIC | FBTS66P | Fishermans Bend (Powercor) 66 kV | Powercor | Summer | Coincident | 2030 | POE50 | Operational-demand | NA | 11.5982
VIC | FBTS66P | Fishermans Bend (Powercor) 66 kV | Powercor | Summer | Non-coincident | 2030 | POE10 | Operational-demand | NA | 18.0736
VIC | FBTS66P | Fishermans Bend (Powercor) 66 kV | Powercor | Summer | Coincident | 2031 | POE10 | Operational-demand | NA | 11.9259
VIC | FBTS66P | Fishermans Bend (Powercor) 66 kV | Powercor | Summer | Coincident | 2031 | POE50 | Operational-demand | NA | 11.4583
VIC | FBTS66P | Fishermans Bend (Powercor) 66 kV | Powercor | Summer | Non-coincident | 2031 | POE10 | Operational-demand | NA | 18.2242
VIC | FBTS66P | Fishermans Bend (Powercor) 66 kV | Powercor | Summer | Coincident | 2032 | POE10 | Operational-demand | NA | 11.675
VIC | FBTS66P | Fishermans Bend (Powercor) 66 kV | Powercor | Summer | Coincident | 2032 | POE50 | Operational-demand | NA | 11.1946
VIC | FBTS66P | Fishermans Bend (Powercor) 66 kV | Powercor | Summer | Non-coincident | 2032 | POE10 | Operational-demand | NA | 18.3844
VIC | FBTS66P | Fishermans Bend (Powercor) 66 kV | Powercor | Summer | Coincident | 2033 | POE10 | Operational-demand | NA | 11.508
VIC | FBTS66P | Fishermans Bend (Powercor) 66 kV | Powercor | Summer | Coincident | 2033 | POE50 | Operational-demand | NA | 10.9315
VIC | FBTS66P | Fishermans Bend (Powercor) 66 kV | Powercor | Summer | Non-coincident | 2033 | POE10 | Operational-demand | NA | 18.5516
VIC | FBTS66P | Fishermans Bend (Powercor) 66 kV | Powercor | Summer | Coincident | 2034 | POE10 | Operational-demand | NA | 11.4923
VIC | FBTS66P | Fishermans Bend (Powercor) 66 kV | Powercor | Summer | Coincident | 2034 | POE50 | Operational-demand | NA | 10.9275
VIC | FBTS66P | Fishermans Bend (Powercor) 66 kV | Powercor | Summer | Non-coincident | 2034 | POE10 | Operational-demand | NA | 18.715
VIC | FBTS66P | Fishermans Bend (Powercor) 66 kV | Powercor | Summer | Coincident | 2035 | POE10 | Operational-demand | NA | 11.5244
VIC | FBTS66P | Fishermans Bend (Powercor) 66 kV | Powercor | Summer | Coincident | 2035 | POE50 | Operational-demand | NA | 10.9593
VIC | FBTS66P | Fishermans Bend (Powercor) 66 kV | Powercor | Summer | Non-coincident | 2035 | POE10 | Operational-demand | NA | 18.8767
VIC | FBTS66P | Fishermans Bend (Powercor) 66 kV | Powercor | Winter | Coincident | 2018 | ACTUAL_OPG | Operational-demand | NA | 13.0116
VIC | FBTS66P | Fishermans Bend (Powercor) 66 kV | Powercor | Winter | Coincident | 2018 | ACTUAL_RAW | Operational-demand | NA | 13.0116
VIC | FBTS66P | Fishermans Bend (Powercor) 66 kV | Powercor | Winter | Non-coincident | 2018 | ACTUAL_RAW | Operational-demand | NA | 13.2612
VIC | FBTS66P | Fishermans Bend (Powercor) 66 kV | Powercor | Winter | Non-coincident | 2018 | ACTUAL_OPG | Operational-demand | NA | 13.2612
VIC | FBTS66P | Fishermans Bend (Powercor) 66 kV | Powercor | Winter | Non-coincident | 2018 | ACTUAL_ADJUSTEDOPG | Operational-demand | NA | 13.2612
VIC | FBTS66P | Fishermans Bend (Powercor) 66 kV | Powercor | Winter | Coincident | 2019 | ACTUAL_OPG | Operational-demand | NA | 11.5857
VIC | FBTS66P | Fishermans Bend (Powercor) 66 kV | Powercor | Winter | Coincident | 2019 | ACTUAL_RAW | Operational-demand | NA | 11.5857
VIC | FBTS66P | Fishermans Bend (Powercor) 66 kV | Powercor | Winter | Non-coincident | 2019 | ACTUAL_RAW | Operational-demand | NA | 13.442
VIC | FBTS66P | Fishermans Bend (Powercor) 66 kV | Powercor | Winter | Non-coincident | 2019 | ACTUAL_OPG | Operational-demand | NA | 13.442
VIC | FBTS66P | Fishermans Bend (Powercor) 66 kV | Powercor | Winter | Non-coincident | 2019 | ACTUAL_ADJUSTEDOPG | Operational-demand | NA | 13.442
VIC | FBTS66P | Fishermans Bend (Powercor) 66 kV | Powercor | Winter | Coincident | 2020 | ACTUAL_OPG | Operational-demand | NA | 8.1463
VIC | FBTS66P | Fishermans Bend (Powercor) 66 kV | Powercor | Winter | Coincident | 2020 | ACTUAL_RAW | Operational-demand | NA | 8.1463
VIC | FBTS66P | Fishermans Bend (Powercor) 66 kV | Powercor | Winter | Non-coincident | 2020 | ACTUAL_RAW | Operational-demand | NA | 10.3199
VIC | FBTS66P | Fishermans Bend (Powercor) 66 kV | Powercor | Winter | Non-coincident | 2020 | ACTUAL_OPG | Operational-demand | NA | 10.3199
VIC | FBTS66P | Fishermans Bend (Powercor) 66 kV | Powercor | Winter | Coincident | 2021 | ACTUAL_OPG | Operational-demand | NA | 9.0459
VIC | FBTS66P | Fishermans Bend (Powercor) 66 kV | Powercor | Winter | Coincident | 2021 | ACTUAL_RAW | Operational-demand | NA | 9.0459
VIC | FBTS66P | Fishermans Bend (Powercor) 66 kV | Powercor | Winter | Non-coincident | 2021 | ACTUAL_RAW | Operational-demand | NA | 10.0896
VIC | FBTS66P | Fishermans Bend (Powercor) 66 kV | Powercor | Winter | Non-coincident | 2021 | ACTUAL_OPG | Operational-demand | NA | 10.0896
VIC | FBTS66P | Fishermans Bend (Powercor) 66 kV | Powercor | Winter | Coincident | 2022 | ACTUAL_OPG | Operational-demand | NA | 2.5844
VIC | FBTS66P | Fishermans Bend (Powercor) 66 kV | Powercor | Winter | Coincident | 2022 | ACTUAL_RAW | Operational-demand | NA | 2.5844
VIC | FBTS66P | Fishermans Bend (Powercor) 66 kV | Powercor | Winter | Non-coincident | 2022 | ACTUAL_RAW | Operational-demand | NA | 2.7289
VIC | FBTS66P | Fishermans Bend (Powercor) 66 kV | Powercor | Winter | Non-coincident | 2022 | ACTUAL_OPG | Operational-demand | NA | 2.7289
VIC | FBTS66P | Fishermans Bend (Powercor) 66 kV | Powercor | Winter | Coincident | 2023 | ACTUAL_OPG | Operational-demand | NA | 2.5238
VIC | FBTS66P | Fishermans Bend (Powercor) 66 kV | Powercor | Winter | Coincident | 2023 | ACTUAL_RAW | Operational-demand | NA | 2.5238
VIC | FBTS66P | Fishermans Bend (Powercor) 66 kV | Powercor | Winter | Non-coincident | 2023 | ACTUAL_RAW | Operational-demand | NA | 2.8136
VIC | FBTS66P | Fishermans Bend (Powercor) 66 kV | Powercor | Winter | Non-coincident | 2023 | ACTUAL_OPG | Operational-demand | NA | 2.8136
VIC | FBTS66P | Fishermans Bend (Powercor) 66 kV | Powercor | Winter | Non-coincident | 2023 | ACTUAL_ADJUSTEDOPG | Operational-demand | NA | 2.8136
VIC | FBTS66P | Fishermans Bend (Powercor) 66 kV | Powercor | Winter | Coincident | 2024 | ACTUAL_OPG | Operational-demand | NA | 2.4739
VIC | FBTS66P | Fishermans Bend (Powercor) 66 kV | Powercor | Winter | Coincident | 2024 | ACTUAL_RAW | Operational-demand | NA | 2.4739
VIC | FBTS66P | Fishermans Bend (Powercor) 66 kV | Powercor | Winter | Non-coincident | 2024 | ACTUAL_RAW | Operational-demand | NA | 2.646
VIC | FBTS66P | Fishermans Bend (Powercor) 66 kV | Powercor | Winter | Non-coincident | 2024 | ACTUAL_OPG | Operational-demand | NA | 2.646
VIC | FBTS66P | Fishermans Bend (Powercor) 66 kV | Powercor | Winter | Non-coincident | 2024 | ACTUAL_ADJUSTEDOPG | Operational-demand | NA | 2.646
VIC | FBTS66P | Fishermans Bend (Powercor) 66 kV | Powercor | Winter | Coincident | 2025 | POE10 | Operational-demand | NA | 12.8567
VIC | FBTS66P | Fishermans Bend (Powercor) 66 kV | Powercor | Winter | Coincident | 2025 | POE50 | Operational-demand | NA | 12.7354
VIC | FBTS66P | Fishermans Bend (Powercor) 66 kV | Powercor | Winter | Non-coincident | 2025 | ACTUAL_RAW | Operational-demand | NA | 2.537
VIC | FBTS66P | Fishermans Bend (Powercor) 66 kV | Powercor | Winter | Non-coincident | 2025 | ACTUAL_ADJUSTEDOPG | Operational-demand | NA | 2.537
VIC | FBTS66P | Fishermans Bend (Powercor) 66 kV | Powercor | Winter | Non-coincident | 2025 | BASEYEARPOE50 | Operational-demand | NA | 15.1401
VIC | FBTS66P | Fishermans Bend (Powercor) 66 kV | Powercor | Winter | Non-coincident | 2025 | BASEYEARPOE10 | Operational-demand | NA | 15.316
VIC | FBTS66P | Fishermans Bend (Powercor) 66 kV | Powercor | Winter | Non-coincident | 2025 | POE10 | Operational-demand | NA | 15.4564
VIC | FBTS66P | Fishermans Bend (Powercor) 66 kV | Powercor | Winter | Non-coincident | 2025 | POE50 | Operational-demand | NA | 15.2903
VIC | FBTS66P | Fishermans Bend (Powercor) 66 kV | Powercor | Winter | Coincident | 2026 | POE10 | Operational-demand | NA | 12.5594
VIC | FBTS66P | Fishermans Bend (Powercor) 66 kV | Powercor | Winter | Coincident | 2026 | POE50 | Operational-demand | NA | 12.4177
VIC | FBTS66P | Fishermans Bend (Powercor) 66 kV | Powercor | Winter | Non-coincident | 2026 | POE10 | Operational-demand | NA | 15.6852
VIC | FBTS66P | Fishermans Bend (Powercor) 66 kV | Powercor | Winter | Non-coincident | 2026 | POE50 | Operational-demand | NA | 15.5168
VIC | FBTS66P | Fishermans Bend (Powercor) 66 kV | Powercor | Winter | Coincident | 2027 | POE10 | Operational-demand | NA | 12.2124
VIC | FBTS66P | Fishermans Bend (Powercor) 66 kV | Powercor | Winter | Coincident | 2027 | POE50 | Operational-demand | NA | 12.0438
VIC | FBTS66P | Fishermans Bend (Powercor) 66 kV | Powercor | Winter | Non-coincident | 2027 | POE10 | Operational-demand | NA | 15.8265
VIC | FBTS66P | Fishermans Bend (Powercor) 66 kV | Powercor | Winter | Non-coincident | 2027 | POE50 | Operational-demand | NA | 15.6566
VIC | FBTS66P | Fishermans Bend (Powercor) 66 kV | Powercor | Winter | Coincident | 2028 | POE10 | Operational-demand | NA | 12.0879
VIC | FBTS66P | Fishermans Bend (Powercor) 66 kV | Powercor | Winter | Coincident | 2028 | POE50 | Operational-demand | NA | 11.9306
VIC | FBTS66P | Fishermans Bend (Powercor) 66 kV | Powercor | Winter | Non-coincident | 2028 | POE10 | Operational-demand | NA | 15.9713
VIC | FBTS66P | Fishermans Bend (Powercor) 66 kV | Powercor | Winter | Non-coincident | 2028 | POE50 | Operational-demand | NA | 15.8
VIC | FBTS66P | Fishermans Bend (Powercor) 66 kV | Powercor | Winter | Coincident | 2029 | POE10 | Operational-demand | NA | 12.0509
VIC | FBTS66P | Fishermans Bend (Powercor) 66 kV | Powercor | Winter | Coincident | 2029 | POE50 | Operational-demand | NA | 11.8982
VIC | FBTS66P | Fishermans Bend (Powercor) 66 kV | Powercor | Winter | Non-coincident | 2029 | POE10 | Operational-demand | NA | 16.1178
VIC | FBTS66P | Fishermans Bend (Powercor) 66 kV | Powercor | Winter | Non-coincident | 2029 | POE50 | Operational-demand | NA | 15.945
VIC | FBTS66P | Fishermans Bend (Powercor) 66 kV | Powercor | Winter | Coincident | 2030 | POE10 | Operational-demand | NA | 11.9942
VIC | FBTS66P | Fishermans Bend (Powercor) 66 kV | Powercor | Winter | Coincident | 2030 | POE50 | Operational-demand | NA | 11.8398
VIC | FBTS66P | Fishermans Bend (Powercor) 66 kV | Powercor | Winter | Non-coincident | 2030 | POE10 | Operational-demand | NA | 16.2647
VIC | FBTS66P | Fishermans Bend (Powercor) 66 kV | Powercor | Winter | Non-coincident | 2030 | POE50 | Operational-demand | NA | 16.0904
VIC | FBTS66P | Fishermans Bend (Powercor) 66 kV | Powercor | Winter | Coincident | 2031 | POE10 | Operational-demand | NA | 11.9562
VIC | FBTS66P | Fishermans Bend (Powercor) 66 kV | Powercor | Winter | Coincident | 2031 | POE50 | Operational-demand | NA | 11.8028
VIC | FBTS66P | Fishermans Bend (Powercor) 66 kV | Powercor | Winter | Non-coincident | 2031 | POE10 | Operational-demand | NA | 16.4113
VIC | FBTS66P | Fishermans Bend (Powercor) 66 kV | Powercor | Winter | Non-coincident | 2031 | POE50 | Operational-demand | NA | 16.2355
VIC | FBTS66P | Fishermans Bend (Powercor) 66 kV | Powercor | Winter | Coincident | 2032 | POE10 | Operational-demand | NA | 11.8244
VIC | FBTS66P | Fishermans Bend (Powercor) 66 kV | Powercor | Winter | Coincident | 2032 | POE50 | Operational-demand | NA | 11.6507
VIC | FBTS66P | Fishermans Bend (Powercor) 66 kV | Powercor | Winter | Non-coincident | 2032 | POE10 | Operational-demand | NA | 16.5675
VIC | FBTS66P | Fishermans Bend (Powercor) 66 kV | Powercor | Winter | Non-coincident | 2032 | POE50 | Operational-demand | NA | 16.3902
VIC | FBTS66P | Fishermans Bend (Powercor) 66 kV | Powercor | Winter | Coincident | 2033 | POE10 | Operational-demand | NA | 11.6401
VIC | FBTS66P | Fishermans Bend (Powercor) 66 kV | Powercor | Winter | Coincident | 2033 | POE50 | Operational-demand | NA | 11.4706
VIC | FBTS66P | Fishermans Bend (Powercor) 66 kV | Powercor | Winter | Non-coincident | 2033 | POE10 | Operational-demand | NA | 16.7225
VIC | FBTS66P | Fishermans Bend (Powercor) 66 kV | Powercor | Winter | Non-coincident | 2033 | POE50 | Operational-demand | NA | 16.5436
VIC | FBTS66P | Fishermans Bend (Powercor) 66 kV | Powercor | Winter | Coincident | 2034 | POE10 | Operational-demand | NA | 11.6612
VIC | FBTS66P | Fishermans Bend (Powercor) 66 kV | Powercor | Winter | Coincident | 2034 | POE50 | Operational-demand | NA | 11.4978
VIC | FBTS66P | Fishermans Bend (Powercor) 66 kV | Powercor | Winter | Non-coincident | 2034 | POE10 | Operational-demand | NA | 16.8733
VIC | FBTS66P | Fishermans Bend (Powercor) 66 kV | Powercor | Winter | Non-coincident | 2034 | POE50 | Operational-demand | NA | 16.6928
VIC | GNTS | Glenrowan (AusNet) 66 kV | AusNet | Shoulder | Coincident | 2019 | ACTUAL_OPG | Operational-demand | 32.5019 | NA
VIC | GNTS | Glenrowan (AusNet) 66 kV | AusNet | Shoulder | Coincident | 2019 | ACTUAL_RAW | Operational-demand | 32.5019 | NA
VIC | GNTS | Glenrowan (AusNet) 66 kV | AusNet | Shoulder | Non-coincident | 2019 | ACTUAL_RAW | Operational-demand | 14.0609 | NA
VIC | GNTS | Glenrowan (AusNet) 66 kV | AusNet | Shoulder | Non-coincident | 2019 | ACTUAL_OPG | Operational-demand | 14.0609 | NA
VIC | GNTS | Glenrowan (AusNet) 66 kV | AusNet | Shoulder | Non-coincident | 2019 | ACTUAL_ADJUSTEDOPG | Operational-demand | 14.0609 | NA
VIC | GNTS | Glenrowan (AusNet) 66 kV | AusNet | Shoulder | Coincident | 2020 | ACTUAL_OPG | Operational-demand | 21.6038 | NA
VIC | GNTS | Glenrowan (AusNet) 66 kV | AusNet | Shoulder | Coincident | 2020 | ACTUAL_RAW | Operational-demand | 21.6038 | NA
VIC | GNTS | Glenrowan (AusNet) 66 kV | AusNet | Shoulder | Non-coincident | 2020 | ACTUAL_RAW | Operational-demand | 15.5874 | NA
VIC | GNTS | Glenrowan (AusNet) 66 kV | AusNet | Shoulder | Non-coincident | 2020 | ACTUAL_OPG | Operational-demand | 15.5874 | NA
VIC | GNTS | Glenrowan (AusNet) 66 kV | AusNet | Shoulder | Non-coincident | 2020 | ACTUAL_ADJUSTEDOPG | Operational-demand | 15.5874 | NA
VIC | GNTS | Glenrowan (AusNet) 66 kV | AusNet | Shoulder | Coincident | 2021 | ACTUAL_OPG | Operational-demand | 13.5496 | NA
VIC | GNTS | Glenrowan (AusNet) 66 kV | AusNet | Shoulder | Coincident | 2021 | ACTUAL_RAW | Operational-demand | 13.5496 | NA
VIC | GNTS | Glenrowan (AusNet) 66 kV | AusNet | Shoulder | Non-coincident | 2021 | ACTUAL_RAW | Operational-demand | -74.1697 | NA
VIC | GNTS | Glenrowan (AusNet) 66 kV | AusNet | Shoulder | Non-coincident | 2021 | ACTUAL_OPG | Operational-demand | 9.6039 | NA
VIC | GNTS | Glenrowan (AusNet) 66 kV | AusNet | Shoulder | Non-coincident | 2021 | ACTUAL_ADJUSTEDOPG | Operational-demand | 9.6039 | NA
VIC | GNTS | Glenrowan (AusNet) 66 kV | AusNet | Shoulder | Coincident | 2022 | ACTUAL_OPG | Operational-demand | 12.7983 | NA
VIC | GNTS | Glenrowan (AusNet) 66 kV | AusNet | Shoulder | Coincident | 2022 | ACTUAL_RAW | Operational-demand | -164.9213 | NA
VIC | GNTS | Glenrowan (AusNet) 66 kV | AusNet | Shoulder | Non-coincident | 2022 | ACTUAL_RAW | Operational-demand | -177.7825 | NA
VIC | GNTS | Glenrowan (AusNet) 66 kV | AusNet | Shoulder | Non-coincident | 2022 | ACTUAL_OPG | Operational-demand | 5.1352 | NA
VIC | GNTS | Glenrowan (AusNet) 66 kV | AusNet | Shoulder | Non-coincident | 2022 | ACTUAL_ADJUSTEDOPG | Operational-demand | 5.1352 | NA
VIC | GNTS | Glenrowan (AusNet) 66 kV | AusNet | Shoulder | Coincident | 2023 | ACTUAL_OPG | Operational-demand | 4.6958 | NA
VIC | GNTS | Glenrowan (AusNet) 66 kV | AusNet | Shoulder | Coincident | 2023 | ACTUAL_RAW | Operational-demand | -58.2461 | NA
VIC | GNTS | Glenrowan (AusNet) 66 kV | AusNet | Shoulder | Non-coincident | 2023 | ACTUAL_RAW | Operational-demand | -241.8219 | NA
VIC | GNTS | Glenrowan (AusNet) 66 kV | AusNet | Shoulder | Non-coincident | 2023 | ACTUAL_OPG | Operational-demand | 0.52742 | NA
VIC | GNTS | Glenrowan (AusNet) 66 kV | AusNet | Shoulder | Non-coincident | 2023 | ACTUAL_ADJUSTEDOPG | Operational-demand | 0.52742 | NA
VIC | GNTS | Glenrowan (AusNet) 66 kV | AusNet | Shoulder | Coincident | 2024 | ACTUAL_OPG | Operational-demand | -7.0238 | NA
VIC | GNTS | Glenrowan (AusNet) 66 kV | AusNet | Shoulder | Coincident | 2024 | ACTUAL_RAW | Operational-demand | -9.1112 | NA
VIC | GNTS | Glenrowan (AusNet) 66 kV | AusNet | Shoulder | Non-coincident | 2024 | ACTUAL_RAW | Operational-demand | -195.5417 | NA
VIC | GNTS | Glenrowan (AusNet) 66 kV | AusNet | Shoulder | Non-coincident | 2024 | ACTUAL_OPG | Operational-demand | -12.4142 | NA
VIC | GNTS | Glenrowan (AusNet) 66 kV | AusNet | Shoulder | Non-coincident | 2024 | ACTUAL_ADJUSTEDOPG | Operational-demand | -12.4142 | NA
VIC | GNTS | Glenrowan (AusNet) 66 kV | AusNet | Shoulder | Coincident | 2025 | ACTUAL_OPG | Operational-demand | -11.6791 | NA
VIC | GNTS | Glenrowan (AusNet) 66 kV | AusNet | Shoulder | Coincident | 2025 | ACTUAL_RAW | Operational-demand | -13.7644 | NA
VIC | GNTS | Glenrowan (AusNet) 66 kV | AusNet | Shoulder | Non-coincident | 2025 | ACTUAL_RAW | Operational-demand | -194.3231 | NA
VIC | GNTS | Glenrowan (AusNet) 66 kV | AusNet | Shoulder | Non-coincident | 2025 | ACTUAL_OPG | Operational-demand | -15.5569 | NA
VIC | GNTS | Glenrowan (AusNet) 66 kV | AusNet | Shoulder | Non-coincident | 2025 | ACTUAL_ADJUSTEDOPG | Operational-demand | -15.5569 | NA
VIC | GNTS | Glenrowan (AusNet) 66 kV | AusNet | Shoulder | Non-coincident | 2025 | BASEYEARPOE90 | Operational-demand | -25.3819 | NA
VIC | GNTS | Glenrowan (AusNet) 66 kV | AusNet | Shoulder | Non-coincident | 2025 | BASEYEARPOE50 | Operational-demand | -21.3133 | NA
VIC | GNTS | Glenrowan (AusNet) 66 kV | AusNet | Shoulder | Coincident_unreconciled | 2026 | POE50 | Operational-demand | -17.4136 | NA
VIC | GNTS | Glenrowan (AusNet) 66 kV | AusNet | Shoulder | Coincident_unreconciled | 2026 | POE90 | Operational-demand | -19.6137 | NA
VIC | GNTS | Glenrowan (AusNet) 66 kV | AusNet | Shoulder | Non-coincident | 2026 | POE50 | Operational-demand | -26.4541 | NA
VIC | GNTS | Glenrowan (AusNet) 66 kV | AusNet | Shoulder | Non-coincident | 2026 | POE90 | Operational-demand | -29.7964 | NA
VIC | GNTS | Glenrowan (AusNet) 66 kV | AusNet | Shoulder | Coincident_unreconciled | 2027 | POE50 | Operational-demand | -20.3487 | NA
VIC | GNTS | Glenrowan (AusNet) 66 kV | AusNet | Shoulder | Coincident_unreconciled | 2027 | POE90 | Operational-demand | -22.5544 | NA
VIC | GNTS | Glenrowan (AusNet) 66 kV | AusNet | Shoulder | Non-coincident | 2027 | POE50 | Operational-demand | -30.9129 | NA
VIC | GNTS | Glenrowan (AusNet) 66 kV | AusNet | Shoulder | Non-coincident | 2027 | POE90 | Operational-demand | -34.2637 | NA
VIC | GNTS | Glenrowan (AusNet) 66 kV | AusNet | Shoulder | Coincident_unreconciled | 2028 | POE50 | Operational-demand | -23.1277 | NA
VIC | GNTS | Glenrowan (AusNet) 66 kV | AusNet | Shoulder | Coincident_unreconciled | 2028 | POE90 | Operational-demand | -25.3389 | NA
VIC | GNTS | Glenrowan (AusNet) 66 kV | AusNet | Shoulder | Non-coincident | 2028 | POE50 | Operational-demand | -35.1346 | NA
VIC | GNTS | Glenrowan (AusNet) 66 kV | AusNet | Shoulder | Non-coincident | 2028 | POE90 | Operational-demand | -38.4938 | NA
VIC | GNTS | Glenrowan (AusNet) 66 kV | AusNet | Shoulder | Coincident_unreconciled | 2029 | POE50 | Operational-demand | -25.8504 | NA
VIC | GNTS | Glenrowan (AusNet) 66 kV | AusNet | Shoulder | Coincident_unreconciled | 2029 | POE90 | Operational-demand | -28.0672 | NA
VIC | GNTS | Glenrowan (AusNet) 66 kV | AusNet | Shoulder | Non-coincident | 2029 | POE50 | Operational-demand | -39.2709 | NA
VIC | GNTS | Glenrowan (AusNet) 66 kV | AusNet | Shoulder | Non-coincident | 2029 | POE90 | Operational-demand | -42.6385 | NA
VIC | GNTS | Glenrowan (AusNet) 66 kV | AusNet | Shoulder | Coincident_unreconciled | 2030 | POE50 | Operational-demand | -28.7543 | NA
VIC | GNTS | Glenrowan (AusNet) 66 kV | AusNet | Shoulder | Coincident_unreconciled | 2030 | POE90 | Operational-demand | -30.9767 | NA
VIC | GNTS | Glenrowan (AusNet) 66 kV | AusNet | Shoulder | Non-coincident | 2030 | POE50 | Operational-demand | -43.6824 | NA
VIC | GNTS | Glenrowan (AusNet) 66 kV | AusNet | Shoulder | Non-coincident | 2030 | POE90 | Operational-demand | -47.0585 | NA
VIC | GNTS | Glenrowan (AusNet) 66 kV | AusNet | Shoulder | Coincident_unreconciled | 2031 | POE50 | Operational-demand | -32.2135 | NA
VIC | GNTS | Glenrowan (AusNet) 66 kV | AusNet | Shoulder | Coincident_unreconciled | 2031 | POE90 | Operational-demand | -34.4415 | NA
VIC | GNTS | Glenrowan (AusNet) 66 kV | AusNet | Shoulder | Non-coincident | 2031 | POE50 | Operational-demand | -48.9375 | NA
VIC | GNTS | Glenrowan (AusNet) 66 kV | AusNet | Shoulder | Non-coincident | 2031 | POE90 | Operational-demand | -52.3221 | NA
VIC | GNTS | Glenrowan (AusNet) 66 kV | AusNet | Shoulder | Coincident_unreconciled | 2032 | POE50 | Operational-demand | -34.676 | NA
VIC | GNTS | Glenrowan (AusNet) 66 kV | AusNet | Shoulder | Coincident_unreconciled | 2032 | POE90 | Operational-demand | -36.9093 | NA
VIC | GNTS | Glenrowan (AusNet) 66 kV | AusNet | Shoulder | Non-coincident | 2032 | POE50 | Operational-demand | -52.6784 | NA
VIC | GNTS | Glenrowan (AusNet) 66 kV | AusNet | Shoulder | Non-coincident | 2032 | POE90 | Operational-demand | -56.0711 | NA
VIC | GNTS | Glenrowan (AusNet) 66 kV | AusNet | Shoulder | Coincident_unreconciled | 2033 | POE50 | Operational-demand | -36.2855 | NA
VIC | GNTS | Glenrowan (AusNet) 66 kV | AusNet | Shoulder | Coincident_unreconciled | 2033 | POE90 | Operational-demand | -38.5239 | NA
VIC | GNTS | Glenrowan (AusNet) 66 kV | AusNet | Shoulder | Non-coincident | 2033 | POE50 | Operational-demand | -55.1235 | NA
VIC | GNTS | Glenrowan (AusNet) 66 kV | AusNet | Shoulder | Non-coincident | 2033 | POE90 | Operational-demand | -58.5239 | NA
VIC | GNTS | Glenrowan (AusNet) 66 kV | AusNet | Shoulder | Coincident_unreconciled | 2034 | POE50 | Operational-demand | -38.0642 | NA
VIC | GNTS | Glenrowan (AusNet) 66 kV | AusNet | Shoulder | Coincident_unreconciled | 2034 | POE90 | Operational-demand | -40.3076 | NA
VIC | GNTS | Glenrowan (AusNet) 66 kV | AusNet | Shoulder | Non-coincident | 2034 | POE50 | Operational-demand | -57.8255 | NA
VIC | GNTS | Glenrowan (AusNet) 66 kV | AusNet | Shoulder | Non-coincident | 2034 | POE90 | Operational-demand | -61.2337 | NA
VIC | GNTS | Glenrowan (AusNet) 66 kV | AusNet | Shoulder | Coincident_unreconciled | 2035 | POE50 | Operational-demand | -40.2391 | NA
VIC | GNTS | Glenrowan (AusNet) 66 kV | AusNet | Shoulder | Coincident_unreconciled | 2035 | POE90 | Operational-demand | -42.4877 | NA
VIC | GNTS | Glenrowan (AusNet) 66 kV | AusNet | Shoulder | Non-coincident | 2035 | POE50 | Operational-demand | -61.1296 | NA
VIC | GNTS | Glenrowan (AusNet) 66 kV | AusNet | Shoulder | Non-coincident | 2035 | POE90 | Operational-demand | -64.5456 | NA
VIC | GNTS | Glenrowan (AusNet) 66 kV | AusNet | Summer | Coincident | 2019 | ACTUAL_OPG | Operational-demand | 27.6093 | 86.3738
VIC | GNTS | Glenrowan (AusNet) 66 kV | AusNet | Summer | Coincident | 2019 | ACTUAL_RAW | Operational-demand | 27.6093 | 86.3738
VIC | GNTS | Glenrowan (AusNet) 66 kV | AusNet | Summer | Non-coincident | 2019 | ACTUAL_RAW | Operational-demand | 17.1678 | 107.3793
VIC | GNTS | Glenrowan (AusNet) 66 kV | AusNet | Summer | Non-coincident | 2019 | ACTUAL_OPG | Operational-demand | 17.1678 | 107.3793
VIC | GNTS | Glenrowan (AusNet) 66 kV | AusNet | Summer | Non-coincident | 2019 | ACTUAL_ADJUSTEDOPG | Operational-demand | 17.1678 | 107.3793
VIC | GNTS | Glenrowan (AusNet) 66 kV | AusNet | Summer | Coincident | 2020 | ACTUAL_OPG | Operational-demand | 21.6834 | 101.6569
VIC | GNTS | Glenrowan (AusNet) 66 kV | AusNet | Summer | Coincident | 2020 | ACTUAL_RAW | Operational-demand | 21.6834 | 101.6569
VIC | GNTS | Glenrowan (AusNet) 66 kV | AusNet | Summer | Non-coincident | 2020 | ACTUAL_RAW | Operational-demand | 11.4455 | 103.8786
VIC | GNTS | Glenrowan (AusNet) 66 kV | AusNet | Summer | Non-coincident | 2020 | ACTUAL_OPG | Operational-demand | 11.4455 | 103.8786
VIC | GNTS | Glenrowan (AusNet) 66 kV | AusNet | Summer | Non-coincident | 2020 | ACTUAL_ADJUSTEDOPG | Operational-demand | 11.4455 | 103.8786
VIC | GNTS | Glenrowan (AusNet) 66 kV | AusNet | Summer | Coincident | 2021 | ACTUAL_OPG | Operational-demand | 1.7354 | 83.8271
VIC | GNTS | Glenrowan (AusNet) 66 kV | AusNet | Summer | Coincident | 2021 | ACTUAL_RAW | Operational-demand | 1.8644 | 83.9585
VIC | GNTS | Glenrowan (AusNet) 66 kV | AusNet | Summer | Non-coincident | 2021 | ACTUAL_RAW | Operational-demand | -71.5384 | 95.3695
VIC | GNTS | Glenrowan (AusNet) 66 kV | AusNet | Summer | Non-coincident | 2021 | ACTUAL_OPG | Operational-demand | -7.98 | 95.2362
VIC | GNTS | Glenrowan (AusNet) 66 kV | AusNet | Summer | Non-coincident | 2021 | ACTUAL_ADJUSTEDOPG | Operational-demand | -7.98 | 95.2362
VIC | GNTS | Glenrowan (AusNet) 66 kV | AusNet | Summer | Coincident | 2022 | ACTUAL_OPG | Operational-demand | 13.9408 | 75.3949
VIC | GNTS | Glenrowan (AusNet) 66 kV | AusNet | Summer | Coincident | 2022 | ACTUAL_RAW | Operational-demand | -181.0704 | -11.6733
VIC | GNTS | Glenrowan (AusNet) 66 kV | AusNet | Summer | Non-coincident | 2022 | ACTUAL_RAW | Operational-demand | -181.0704 | 85.5317
VIC | GNTS | Glenrowan (AusNet) 66 kV | AusNet | Summer | Non-coincident | 2022 | ACTUAL_OPG | Operational-demand | 5.8479 | 95.0624
VIC | GNTS | Glenrowan (AusNet) 66 kV | AusNet | Summer | Non-coincident | 2022 | ACTUAL_ADJUSTEDOPG | Operational-demand | 5.8479 | 95.0624
VIC | GNTS | Glenrowan (AusNet) 66 kV | AusNet | Summer | Coincident | 2023 | ACTUAL_OPG | Operational-demand | 0.65824 | 86.1886
VIC | GNTS | Glenrowan (AusNet) 66 kV | AusNet | Summer | Coincident | 2023 | ACTUAL_RAW | Operational-demand | -3.5545 | -1.2464
VIC | GNTS | Glenrowan (AusNet) 66 kV | AusNet | Summer | Non-coincident | 2023 | ACTUAL_RAW | Operational-demand | -235.4213 | 82.7632
VIC | GNTS | Glenrowan (AusNet) 66 kV | AusNet | Summer | Non-coincident | 2023 | ACTUAL_OPG | Operational-demand | -5.1047 | 89.4862
VIC | GNTS | Glenrowan (AusNet) 66 kV | AusNet | Summer | Non-coincident | 2023 | ACTUAL_ADJUSTEDOPG | Operational-demand | -5.1047 | 89.4862
VIC | GNTS | Glenrowan (AusNet) 66 kV | AusNet | Summer | Coincident | 2024 | ACTUAL_OPG | Operational-demand | -4.8499 | 66.9389
VIC | GNTS | Glenrowan (AusNet) 66 kV | AusNet | Summer | Coincident | 2024 | ACTUAL_RAW | Operational-demand | -6.9318 | 6.6816
VIC | GNTS | Glenrowan (AusNet) 66 kV | AusNet | Summer | Non-coincident | 2024 | ACTUAL_RAW | Operational-demand | -195.1685 | 86.4592
VIC | GNTS | Glenrowan (AusNet) 66 kV | AusNet | Summer | Non-coincident | 2024 | ACTUAL_OPG | Operational-demand | -7.4194 | 90.6905
VIC | GNTS | Glenrowan (AusNet) 66 kV | AusNet | Summer | Non-coincident | 2024 | ACTUAL_ADJUSTEDOPG | Operational-demand | -7.4194 | 90.6905
VIC | GNTS | Glenrowan (AusNet) 66 kV | AusNet | Summer | Coincident | 2025 | ACTUAL_OPG | Operational-demand | -1.9487 | 87.636
VIC | GNTS | Glenrowan (AusNet) 66 kV | AusNet | Summer | Coincident | 2025 | ACTUAL_RAW | Operational-demand | -1.9947 | 25.0273
VIC | GNTS | Glenrowan (AusNet) 66 kV | AusNet | Summer | Non-coincident | 2025 | ACTUAL_RAW | Operational-demand | -197.6303 | 93.2148
VIC | GNTS | Glenrowan (AusNet) 66 kV | AusNet | Summer | Non-coincident | 2025 | ACTUAL_OPG | Operational-demand | -14.0104 | 98.1435
VIC | GNTS | Glenrowan (AusNet) 66 kV | AusNet | Summer | Non-coincident | 2025 | ACTUAL_ADJUSTEDOPG | Operational-demand | -14.0104 | 98.1435
VIC | GNTS | Glenrowan (AusNet) 66 kV | AusNet | Summer | Non-coincident | 2025 | BASEYEARPOE90 | Operational-demand | -26.6358 | NA
VIC | GNTS | Glenrowan (AusNet) 66 kV | AusNet | Summer | Non-coincident | 2025 | BASEYEARPOE50 | Operational-demand | -22.6391 | 105.6719
VIC | GNTS | Glenrowan (AusNet) 66 kV | AusNet | Summer | Coincident_unreconciled | 2026 | POE50 | Operational-demand | -10.7442 | NA
VIC | GNTS | Glenrowan (AusNet) 66 kV | AusNet | Summer | Coincident_unreconciled | 2026 | POE90 | Operational-demand | -12.2627 | NA
VIC | GNTS | Glenrowan (AusNet) 66 kV | AusNet | Summer | Non-coincident | 2026 | POE50 | Operational-demand | -27.1054 | 100
VIC | GNTS | Glenrowan (AusNet) 66 kV | AusNet | Summer | Non-coincident | 2026 | POE90 | Operational-demand | -30.9362 | NA
VIC | GNTS | Glenrowan (AusNet) 66 kV | AusNet | Summer | Coincident_unreconciled | 2027 | POE50 | Operational-demand | -12.5845 | NA
VIC | GNTS | Glenrowan (AusNet) 66 kV | AusNet | Summer | Coincident_unreconciled | 2027 | POE90 | Operational-demand | -14.1068 | NA
VIC | GNTS | Glenrowan (AusNet) 66 kV | AusNet | Summer | Non-coincident | 2027 | POE50 | Operational-demand | -31.748 | 99.987
VIC | GNTS | Glenrowan (AusNet) 66 kV | AusNet | Summer | Non-coincident | 2027 | POE90 | Operational-demand | -35.5886 | NA
VIC | GNTS | Glenrowan (AusNet) 66 kV | AusNet | Summer | Coincident_unreconciled | 2028 | POE50 | Operational-demand | -14.303 | NA
VIC | GNTS | Glenrowan (AusNet) 66 kV | AusNet | Summer | Coincident_unreconciled | 2028 | POE90 | Operational-demand | -15.8292 | NA
VIC | GNTS | Glenrowan (AusNet) 66 kV | AusNet | Summer | Non-coincident | 2028 | POE50 | Operational-demand | -36.0836 | 100.0815
VIC | GNTS | Glenrowan (AusNet) 66 kV | AusNet | Summer | Non-coincident | 2028 | POE90 | Operational-demand | -39.9338 | NA
VIC | GNTS | Glenrowan (AusNet) 66 kV | AusNet | Summer | Coincident_unreconciled | 2029 | POE50 | Operational-demand | -15.9979 | NA
VIC | GNTS | Glenrowan (AusNet) 66 kV | AusNet | Summer | Coincident_unreconciled | 2029 | POE90 | Operational-demand | -17.5279 | NA
VIC | GNTS | Glenrowan (AusNet) 66 kV | AusNet | Summer | Non-coincident | 2029 | POE50 | Operational-demand | -40.3595 | 100.2397
VIC | GNTS | Glenrowan (AusNet) 66 kV | AusNet | Summer | Non-coincident | 2029 | POE90 | Operational-demand | -44.2194 | NA
VIC | GNTS | Glenrowan (AusNet) 66 kV | AusNet | Summer | Coincident_unreconciled | 2030 | POE50 | Operational-demand | -17.8136 | NA
VIC | GNTS | Glenrowan (AusNet) 66 kV | AusNet | Summer | Coincident_unreconciled | 2030 | POE90 | Operational-demand | -19.3475 | NA
VIC | GNTS | Glenrowan (AusNet) 66 kV | AusNet | Summer | Non-coincident | 2030 | POE50 | Operational-demand | -44.9401 | 100.6747
VIC | GNTS | Glenrowan (AusNet) 66 kV | AusNet | Summer | Non-coincident | 2030 | POE90 | Operational-demand | -48.8097 | NA
VIC | GNTS | Glenrowan (AusNet) 66 kV | AusNet | Summer | Coincident_unreconciled | 2031 | POE50 | Operational-demand | -19.9866 | NA
VIC | GNTS | Glenrowan (AusNet) 66 kV | AusNet | Summer | Coincident_unreconciled | 2031 | POE90 | Operational-demand | -21.5243 | NA
VIC | GNTS | Glenrowan (AusNet) 66 kV | AusNet | Summer | Non-coincident | 2031 | POE50 | Operational-demand | -50.4221 | 99.5561
VIC | GNTS | Glenrowan (AusNet) 66 kV | AusNet | Summer | Non-coincident | 2031 | POE90 | Operational-demand | -54.3015 | NA
VIC | GNTS | Glenrowan (AusNet) 66 kV | AusNet | Summer | Coincident_unreconciled | 2032 | POE50 | Operational-demand | -21.5081 | NA
VIC | GNTS | Glenrowan (AusNet) 66 kV | AusNet | Summer | Coincident_unreconciled | 2032 | POE90 | Operational-demand | -23.0494 | NA
VIC | GNTS | Glenrowan (AusNet) 66 kV | AusNet | Summer | Non-coincident | 2032 | POE50 | Operational-demand | -54.2604 | 99.8433
VIC | GNTS | Glenrowan (AusNet) 66 kV | AusNet | Summer | Non-coincident | 2032 | POE90 | Operational-demand | -58.149 | NA
VIC | GNTS | Glenrowan (AusNet) 66 kV | AusNet | Summer | Coincident_unreconciled | 2033 | POE50 | Operational-demand | -22.4918 | NA
VIC | GNTS | Glenrowan (AusNet) 66 kV | AusNet | Summer | Coincident_unreconciled | 2033 | POE90 | Operational-demand | -24.0367 | NA
VIC | GNTS | Glenrowan (AusNet) 66 kV | AusNet | Summer | Non-coincident | 2033 | POE50 | Operational-demand | -56.7421 | 100.253
VIC | GNTS | Glenrowan (AusNet) 66 kV | AusNet | Summer | Non-coincident | 2033 | POE90 | Operational-demand | -60.6396 | NA
VIC | GNTS | Glenrowan (AusNet) 66 kV | AusNet | Summer | Coincident_unreconciled | 2034 | POE50 | Operational-demand | -23.5956 | NA
VIC | GNTS | Glenrowan (AusNet) 66 kV | AusNet | Summer | Coincident_unreconciled | 2034 | POE90 | Operational-demand | -25.1441 | NA
VIC | GNTS | Glenrowan (AusNet) 66 kV | AusNet | Summer | Non-coincident | 2034 | POE50 | Operational-demand | -59.527 | 100.6394
VIC | GNTS | Glenrowan (AusNet) 66 kV | AusNet | Summer | Non-coincident | 2034 | POE90 | Operational-demand | -63.4333 | NA
VIC | GNTS | Glenrowan (AusNet) 66 kV | AusNet | Summer | Coincident_unreconciled | 2035 | POE50 | Operational-demand | -24.9478 | NA
VIC | GNTS | Glenrowan (AusNet) 66 kV | AusNet | Summer | Coincident_unreconciled | 2035 | POE90 | Operational-demand | -26.4998 | NA
VIC | GNTS | Glenrowan (AusNet) 66 kV | AusNet | Summer | Non-coincident | 2035 | POE50 | Operational-demand | -62.9382 | 100.9705
VIC | GNTS | Glenrowan (AusNet) 66 kV | AusNet | Summer | Non-coincident | 2035 | POE90 | Operational-demand | -66.8535 | NA
VIC | GNTS | Glenrowan (AusNet) 66 kV | AusNet | Summer | Non-coincident | 2025 | BASEYEARPOE10 | Operational-demand | NA | 119.7983
VIC | GNTS | Glenrowan (AusNet) 66 kV | AusNet | Summer | Coincident | 2026 | POE10 | Operational-demand | NA | 104.3773
VIC | GNTS | Glenrowan (AusNet) 66 kV | AusNet | Summer | Coincident | 2026 | POE50 | Operational-demand | NA | 94.9309
VIC | GNTS | Glenrowan (AusNet) 66 kV | AusNet | Summer | Non-coincident | 2026 | POE10 | Operational-demand | NA | 115.3277
VIC | GNTS | Glenrowan (AusNet) 66 kV | AusNet | Summer | Coincident | 2027 | POE10 | Operational-demand | NA | 101.6489
VIC | GNTS | Glenrowan (AusNet) 66 kV | AusNet | Summer | Coincident | 2027 | POE50 | Operational-demand | NA | 91.7955
VIC | GNTS | Glenrowan (AusNet) 66 kV | AusNet | Summer | Non-coincident | 2027 | POE10 | Operational-demand | NA | 115.3534
VIC | GNTS | Glenrowan (AusNet) 66 kV | AusNet | Summer | Coincident | 2028 | POE10 | Operational-demand | NA | 99.3104
VIC | GNTS | Glenrowan (AusNet) 66 kV | AusNet | Summer | Coincident | 2028 | POE50 | Operational-demand | NA | 88.9953
VIC | GNTS | Glenrowan (AusNet) 66 kV | AusNet | Summer | Non-coincident | 2028 | POE10 | Operational-demand | NA | 115.4866
VIC | GNTS | Glenrowan (AusNet) 66 kV | AusNet | Summer | Coincident | 2029 | POE10 | Operational-demand | NA | 97.6857
VIC | GNTS | Glenrowan (AusNet) 66 kV | AusNet | Summer | Coincident | 2029 | POE50 | Operational-demand | NA | 87.5825
VIC | GNTS | Glenrowan (AusNet) 66 kV | AusNet | Summer | Non-coincident | 2029 | POE10 | Operational-demand | NA | 115.6836
VIC | GNTS | Glenrowan (AusNet) 66 kV | AusNet | Summer | Coincident | 2030 | POE10 | Operational-demand | NA | 96.5981
VIC | GNTS | Glenrowan (AusNet) 66 kV | AusNet | Summer | Coincident | 2030 | POE50 | Operational-demand | NA | 86.3505
VIC | GNTS | Glenrowan (AusNet) 66 kV | AusNet | Summer | Non-coincident | 2030 | POE10 | Operational-demand | NA | 116.1576
VIC | GNTS | Glenrowan (AusNet) 66 kV | AusNet | Summer | Coincident | 2031 | POE10 | Operational-demand | NA | 93.3724
VIC | GNTS | Glenrowan (AusNet) 66 kV | AusNet | Summer | Coincident | 2031 | POE50 | Operational-demand | NA | 83.7498
VIC | GNTS | Glenrowan (AusNet) 66 kV | AusNet | Summer | Non-coincident | 2031 | POE10 | Operational-demand | NA | 115.0777
VIC | GNTS | Glenrowan (AusNet) 66 kV | AusNet | Summer | Coincident | 2032 | POE10 | Operational-demand | NA | 90.8092
VIC | GNTS | Glenrowan (AusNet) 66 kV | AusNet | Summer | Coincident | 2032 | POE50 | Operational-demand | NA | 81.2864
VIC | GNTS | Glenrowan (AusNet) 66 kV | AusNet | Summer | Non-coincident | 2032 | POE10 | Operational-demand | NA | 115.4018
VIC | GNTS | Glenrowan (AusNet) 66 kV | AusNet | Summer | Coincident | 2033 | POE10 | Operational-demand | NA | 88.9854
VIC | GNTS | Glenrowan (AusNet) 66 kV | AusNet | Summer | Coincident | 2033 | POE50 | Operational-demand | NA | 78.9205
VIC | GNTS | Glenrowan (AusNet) 66 kV | AusNet | Summer | Non-coincident | 2033 | POE10 | Operational-demand | NA | 115.8471
VIC | GNTS | Glenrowan (AusNet) 66 kV | AusNet | Summer | Coincident | 2034 | POE10 | Operational-demand | NA | 88.3457
VIC | GNTS | Glenrowan (AusNet) 66 kV | AusNet | Summer | Coincident | 2034 | POE50 | Operational-demand | NA | 78.4396
VIC | GNTS | Glenrowan (AusNet) 66 kV | AusNet | Summer | Non-coincident | 2034 | POE10 | Operational-demand | NA | 116.2691
VIC | GNTS | Glenrowan (AusNet) 66 kV | AusNet | Summer | Coincident | 2035 | POE10 | Operational-demand | NA | 88.0475
VIC | GNTS | Glenrowan (AusNet) 66 kV | AusNet | Summer | Coincident | 2035 | POE50 | Operational-demand | NA | 78.1877
VIC | GNTS | Glenrowan (AusNet) 66 kV | AusNet | Summer | Non-coincident | 2035 | POE10 | Operational-demand | NA | 116.6359
VIC | GNTS | Glenrowan (AusNet) 66 kV | AusNet | Winter | Coincident | 2018 | ACTUAL_OPG | Operational-demand | NA | 78.6451
VIC | GNTS | Glenrowan (AusNet) 66 kV | AusNet | Winter | Coincident | 2018 | ACTUAL_RAW | Operational-demand | NA | 78.6451
VIC | GNTS | Glenrowan (AusNet) 66 kV | AusNet | Winter | Non-coincident | 2018 | ACTUAL_RAW | Operational-demand | NA | 96.7518
VIC | GNTS | Glenrowan (AusNet) 66 kV | AusNet | Winter | Non-coincident | 2018 | ACTUAL_OPG | Operational-demand | NA | 96.7518
VIC | GNTS | Glenrowan (AusNet) 66 kV | AusNet | Winter | Non-coincident | 2018 | ACTUAL_ADJUSTEDOPG | Operational-demand | NA | 96.7518
VIC | GNTS | Glenrowan (AusNet) 66 kV | AusNet | Winter | Coincident | 2019 | ACTUAL_OPG | Operational-demand | NA | 86.7791
VIC | GNTS | Glenrowan (AusNet) 66 kV | AusNet | Winter | Coincident | 2019 | ACTUAL_RAW | Operational-demand | NA | 86.7791
VIC | GNTS | Glenrowan (AusNet) 66 kV | AusNet | Winter | Non-coincident | 2019 | ACTUAL_RAW | Operational-demand | NA | 98.935
VIC | GNTS | Glenrowan (AusNet) 66 kV | AusNet | Winter | Non-coincident | 2019 | ACTUAL_OPG | Operational-demand | NA | 98.935
VIC | GNTS | Glenrowan (AusNet) 66 kV | AusNet | Winter | Non-coincident | 2019 | ACTUAL_ADJUSTEDOPG | Operational-demand | NA | 98.935
VIC | GNTS | Glenrowan (AusNet) 66 kV | AusNet | Winter | Coincident | 2020 | ACTUAL_OPG | Operational-demand | NA | 86.7347
VIC | GNTS | Glenrowan (AusNet) 66 kV | AusNet | Winter | Coincident | 2020 | ACTUAL_RAW | Operational-demand | NA | 86.7347
VIC | GNTS | Glenrowan (AusNet) 66 kV | AusNet | Winter | Non-coincident | 2020 | ACTUAL_RAW | Operational-demand | NA | 95.4374
VIC | GNTS | Glenrowan (AusNet) 66 kV | AusNet | Winter | Non-coincident | 2020 | ACTUAL_OPG | Operational-demand | NA | 95.4374
VIC | GNTS | Glenrowan (AusNet) 66 kV | AusNet | Winter | Non-coincident | 2020 | ACTUAL_ADJUSTEDOPG | Operational-demand | NA | 95.4374
VIC | GNTS | Glenrowan (AusNet) 66 kV | AusNet | Winter | Coincident | 2021 | ACTUAL_OPG | Operational-demand | NA | 89.0439
VIC | GNTS | Glenrowan (AusNet) 66 kV | AusNet | Winter | Coincident | 2021 | ACTUAL_RAW | Operational-demand | NA | 89.5846
VIC | GNTS | Glenrowan (AusNet) 66 kV | AusNet | Winter | Non-coincident | 2021 | ACTUAL_RAW | Operational-demand | NA | 96.163
VIC | GNTS | Glenrowan (AusNet) 66 kV | AusNet | Winter | Non-coincident | 2021 | ACTUAL_OPG | Operational-demand | NA | 141.8971
VIC | GNTS | Glenrowan (AusNet) 66 kV | AusNet | Winter | Non-coincident | 2021 | ACTUAL_ADJUSTEDOPG | Operational-demand | NA | 141.8971
VIC | GNTS | Glenrowan (AusNet) 66 kV | AusNet | Winter | Coincident | 2022 | ACTUAL_OPG | Operational-demand | NA | 85.243
VIC | GNTS | Glenrowan (AusNet) 66 kV | AusNet | Winter | Coincident | 2022 | ACTUAL_RAW | Operational-demand | NA | 85.6951
VIC | GNTS | Glenrowan (AusNet) 66 kV | AusNet | Winter | Non-coincident | 2022 | ACTUAL_RAW | Operational-demand | NA | 91.9308
VIC | GNTS | Glenrowan (AusNet) 66 kV | AusNet | Winter | Non-coincident | 2022 | ACTUAL_OPG | Operational-demand | NA | 96.2001
VIC | GNTS | Glenrowan (AusNet) 66 kV | AusNet | Winter | Non-coincident | 2022 | ACTUAL_ADJUSTEDOPG | Operational-demand | NA | 96.2001
VIC | GNTS | Glenrowan (AusNet) 66 kV | AusNet | Winter | Coincident | 2023 | ACTUAL_OPG | Operational-demand | NA | 87.9164
VIC | GNTS | Glenrowan (AusNet) 66 kV | AusNet | Winter | Coincident | 2023 | ACTUAL_RAW | Operational-demand | NA | 88.5041
VIC | GNTS | Glenrowan (AusNet) 66 kV | AusNet | Winter | Non-coincident | 2023 | ACTUAL_RAW | Operational-demand | NA | 93.7349
VIC | GNTS | Glenrowan (AusNet) 66 kV | AusNet | Winter | Non-coincident | 2023 | ACTUAL_OPG | Operational-demand | NA | 94.1332
VIC | GNTS | Glenrowan (AusNet) 66 kV | AusNet | Winter | Non-coincident | 2023 | ACTUAL_ADJUSTEDOPG | Operational-demand | NA | 94.1332
VIC | GNTS | Glenrowan (AusNet) 66 kV | AusNet | Winter | Coincident | 2024 | ACTUAL_OPG | Operational-demand | NA | 88.4652
VIC | GNTS | Glenrowan (AusNet) 66 kV | AusNet | Winter | Coincident | 2024 | ACTUAL_RAW | Operational-demand | NA | 88.7726
VIC | GNTS | Glenrowan (AusNet) 66 kV | AusNet | Winter | Non-coincident | 2024 | ACTUAL_RAW | Operational-demand | NA | 94.6614
VIC | GNTS | Glenrowan (AusNet) 66 kV | AusNet | Winter | Non-coincident | 2024 | ACTUAL_OPG | Operational-demand | NA | 98.3029
VIC | GNTS | Glenrowan (AusNet) 66 kV | AusNet | Winter | Non-coincident | 2024 | ACTUAL_ADJUSTEDOPG | Operational-demand | NA | 98.3029
VIC | GNTS | Glenrowan (AusNet) 66 kV | AusNet | Winter | Coincident | 2025 | POE10 | Operational-demand | NA | 112.509
VIC | GNTS | Glenrowan (AusNet) 66 kV | AusNet | Winter | Coincident | 2025 | POE50 | Operational-demand | NA | 105.84
VIC | GNTS | Glenrowan (AusNet) 66 kV | AusNet | Winter | Non-coincident | 2025 | ACTUAL_RAW | Operational-demand | NA | 98.9781
VIC | GNTS | Glenrowan (AusNet) 66 kV | AusNet | Winter | Non-coincident | 2025 | ACTUAL_ADJUSTEDOPG | Operational-demand | NA | 98.5105
VIC | GNTS | Glenrowan (AusNet) 66 kV | AusNet | Winter | Non-coincident | 2025 | BASEYEARPOE50 | Operational-demand | NA | 133.602
VIC | GNTS | Glenrowan (AusNet) 66 kV | AusNet | Winter | Non-coincident | 2025 | BASEYEARPOE10 | Operational-demand | NA | 141.7581
VIC | GNTS | Glenrowan (AusNet) 66 kV | AusNet | Winter | Non-coincident | 2025 | POE10 | Operational-demand | NA | 121.4419
VIC | GNTS | Glenrowan (AusNet) 66 kV | AusNet | Winter | Non-coincident | 2025 | POE50 | Operational-demand | NA | 110
VIC | GNTS | Glenrowan (AusNet) 66 kV | AusNet | Winter | Coincident | 2026 | POE10 | Operational-demand | NA | 106.8234
VIC | GNTS | Glenrowan (AusNet) 66 kV | AusNet | Winter | Coincident | 2026 | POE50 | Operational-demand | NA | 100.1782
VIC | GNTS | Glenrowan (AusNet) 66 kV | AusNet | Winter | Non-coincident | 2026 | POE10 | Operational-demand | NA | 119.6372
VIC | GNTS | Glenrowan (AusNet) 66 kV | AusNet | Winter | Non-coincident | 2026 | POE50 | Operational-demand | NA | 108.1664
VIC | GNTS | Glenrowan (AusNet) 66 kV | AusNet | Winter | Coincident | 2027 | POE10 | Operational-demand | NA | 103.2635
VIC | GNTS | Glenrowan (AusNet) 66 kV | AusNet | Winter | Coincident | 2027 | POE50 | Operational-demand | NA | 96.5977
VIC | GNTS | Glenrowan (AusNet) 66 kV | AusNet | Winter | Non-coincident | 2027 | POE10 | Operational-demand | NA | 120.0569
VIC | GNTS | Glenrowan (AusNet) 66 kV | AusNet | Winter | Non-coincident | 2027 | POE50 | Operational-demand | NA | 108.5571
VIC | GNTS | Glenrowan (AusNet) 66 kV | AusNet | Winter | Coincident | 2028 | POE10 | Operational-demand | NA | 101.6714
VIC | GNTS | Glenrowan (AusNet) 66 kV | AusNet | Winter | Coincident | 2028 | POE50 | Operational-demand | NA | 95.1934
VIC | GNTS | Glenrowan (AusNet) 66 kV | AusNet | Winter | Non-coincident | 2028 | POE10 | Operational-demand | NA | 120.5588
VIC | GNTS | Glenrowan (AusNet) 66 kV | AusNet | Winter | Non-coincident | 2028 | POE50 | Operational-demand | NA | 109.0301
VIC | GNTS | Glenrowan (AusNet) 66 kV | AusNet | Winter | Coincident | 2029 | POE10 | Operational-demand | NA | 100.8789
VIC | GNTS | Glenrowan (AusNet) 66 kV | AusNet | Winter | Coincident | 2029 | POE50 | Operational-demand | NA | 94.4971
VIC | GNTS | Glenrowan (AusNet) 66 kV | AusNet | Winter | Non-coincident | 2029 | POE10 | Operational-demand | NA | 121.139
VIC | GNTS | Glenrowan (AusNet) 66 kV | AusNet | Winter | Non-coincident | 2029 | POE50 | Operational-demand | NA | 109.5811
VIC | GNTS | Glenrowan (AusNet) 66 kV | AusNet | Winter | Coincident | 2030 | POE10 | Operational-demand | NA | 100.1237
VIC | GNTS | Glenrowan (AusNet) 66 kV | AusNet | Winter | Coincident | 2030 | POE50 | Operational-demand | NA | 93.7958
VIC | GNTS | Glenrowan (AusNet) 66 kV | AusNet | Winter | Non-coincident | 2030 | POE10 | Operational-demand | NA | 122.0286
VIC | GNTS | Glenrowan (AusNet) 66 kV | AusNet | Winter | Non-coincident | 2030 | POE50 | Operational-demand | NA | 110.4416
VIC | GNTS | Glenrowan (AusNet) 66 kV | AusNet | Winter | Coincident | 2031 | POE10 | Operational-demand | NA | 98.376
VIC | GNTS | Glenrowan (AusNet) 66 kV | AusNet | Winter | Coincident | 2031 | POE50 | Operational-demand | NA | 92.1096
VIC | GNTS | Glenrowan (AusNet) 66 kV | AusNet | Winter | Non-coincident | 2031 | POE10 | Operational-demand | NA | 121.4494
VIC | GNTS | Glenrowan (AusNet) 66 kV | AusNet | Winter | Non-coincident | 2031 | POE50 | Operational-demand | NA | 109.8336
VIC | GNTS | Glenrowan (AusNet) 66 kV | AusNet | Winter | Coincident | 2032 | POE10 | Operational-demand | NA | 96.7999
VIC | GNTS | Glenrowan (AusNet) 66 kV | AusNet | Winter | Coincident | 2032 | POE50 | Operational-demand | NA | 90.4774
VIC | GNTS | Glenrowan (AusNet) 66 kV | AusNet | Winter | Non-coincident | 2032 | POE10 | Operational-demand | NA | 122.1841
VIC | GNTS | Glenrowan (AusNet) 66 kV | AusNet | Winter | Non-coincident | 2032 | POE50 | Operational-demand | NA | 110.5418
VIC | GNTS | Glenrowan (AusNet) 66 kV | AusNet | Winter | Coincident | 2033 | POE10 | Operational-demand | NA | 94.8157
VIC | GNTS | Glenrowan (AusNet) 66 kV | AusNet | Winter | Coincident | 2033 | POE50 | Operational-demand | NA | 88.6473
VIC | GNTS | Glenrowan (AusNet) 66 kV | AusNet | Winter | Non-coincident | 2033 | POE10 | Operational-demand | NA | 122.914
VIC | GNTS | Glenrowan (AusNet) 66 kV | AusNet | Winter | Non-coincident | 2033 | POE50 | Operational-demand | NA | 111.245
VIC | GNTS | Glenrowan (AusNet) 66 kV | AusNet | Winter | Coincident | 2034 | POE10 | Operational-demand | NA | 94.5246
VIC | GNTS | Glenrowan (AusNet) 66 kV | AusNet | Winter | Coincident | 2034 | POE50 | Operational-demand | NA | 88.4362
VIC | GNTS | Glenrowan (AusNet) 66 kV | AusNet | Winter | Non-coincident | 2034 | POE10 | Operational-demand | NA | 123.6021
VIC | GNTS | Glenrowan (AusNet) 66 kV | AusNet | Winter | Non-coincident | 2034 | POE50 | Operational-demand | NA | 111.9065
VIC | GTS1266 | Geelong 12 (Powercor) 66 kV | Powercor | Shoulder | Coincident | 2019 | ACTUAL_OPG | Operational-demand | 88.2209 | NA
VIC | GTS1266 | Geelong 12 (Powercor) 66 kV | Powercor | Shoulder | Coincident | 2019 | ACTUAL_RAW | Operational-demand | 88.8196 | NA
VIC | GTS1266 | Geelong 12 (Powercor) 66 kV | Powercor | Shoulder | Non-coincident | 2019 | ACTUAL_RAW | Operational-demand | 26.7836 | NA
VIC | GTS1266 | Geelong 12 (Powercor) 66 kV | Powercor | Shoulder | Non-coincident | 2019 | ACTUAL_OPG | Operational-demand | 71.3518 | NA
VIC | GTS1266 | Geelong 12 (Powercor) 66 kV | Powercor | Shoulder | Non-coincident | 2019 | ACTUAL_ADJUSTEDOPG | Operational-demand | 71.3518 | NA
VIC | GTS1266 | Geelong 12 (Powercor) 66 kV | Powercor | Shoulder | Coincident | 2020 | ACTUAL_OPG | Operational-demand | 60.86 | NA
VIC | GTS1266 | Geelong 12 (Powercor) 66 kV | Powercor | Shoulder | Coincident | 2020 | ACTUAL_RAW | Operational-demand | 61.4995 | NA
VIC | GTS1266 | Geelong 12 (Powercor) 66 kV | Powercor | Shoulder | Non-coincident | 2020 | ACTUAL_RAW | Operational-demand | 6.9874 | NA
VIC | GTS1266 | Geelong 12 (Powercor) 66 kV | Powercor | Shoulder | Non-coincident | 2020 | ACTUAL_OPG | Operational-demand | 60.0034 | NA
VIC | GTS1266 | Geelong 12 (Powercor) 66 kV | Powercor | Shoulder | Non-coincident | 2020 | ACTUAL_ADJUSTEDOPG | Operational-demand | 60.0034 | NA
VIC | GTS1266 | Geelong 12 (Powercor) 66 kV | Powercor | Shoulder | Coincident | 2021 | ACTUAL_OPG | Operational-demand | 55.9281 | NA
VIC | GTS1266 | Geelong 12 (Powercor) 66 kV | Powercor | Shoulder | Coincident | 2021 | ACTUAL_RAW | Operational-demand | 56.535 | NA
VIC | GTS1266 | Geelong 12 (Powercor) 66 kV | Powercor | Shoulder | Non-coincident | 2021 | ACTUAL_RAW | Operational-demand | -10.0646 | NA
VIC | GTS1266 | Geelong 12 (Powercor) 66 kV | Powercor | Shoulder | Non-coincident | 2021 | ACTUAL_OPG | Operational-demand | 34.1698 | NA
VIC | GTS1266 | Geelong 12 (Powercor) 66 kV | Powercor | Shoulder | Non-coincident | 2021 | ACTUAL_ADJUSTEDOPG | Operational-demand | 34.1698 | NA
VIC | GTS1266 | Geelong 12 (Powercor) 66 kV | Powercor | Shoulder | Coincident | 2022 | ACTUAL_OPG | Operational-demand | 67.4579 | NA
VIC | GTS1266 | Geelong 12 (Powercor) 66 kV | Powercor | Shoulder | Coincident | 2022 | ACTUAL_RAW | Operational-demand | 55.9169 | NA
VIC | GTS1266 | Geelong 12 (Powercor) 66 kV | Powercor | Shoulder | Non-coincident | 2022 | ACTUAL_RAW | Operational-demand | -47.6353 | NA
VIC | GTS1266 | Geelong 12 (Powercor) 66 kV | Powercor | Shoulder | Non-coincident | 2022 | ACTUAL_OPG | Operational-demand | 18.327 | NA
VIC | GTS1266 | Geelong 12 (Powercor) 66 kV | Powercor | Shoulder | Non-coincident | 2022 | ACTUAL_ADJUSTEDOPG | Operational-demand | 30.7113 | NA
VIC | GTS1266 | Geelong 12 (Powercor) 66 kV | Powercor | Shoulder | Coincident | 2023 | ACTUAL_OPG | Operational-demand | 39.6358 | NA
VIC | GTS1266 | Geelong 12 (Powercor) 66 kV | Powercor | Shoulder | Coincident | 2023 | ACTUAL_RAW | Operational-demand | 26.8754 | NA
VIC | GTS1266 | Geelong 12 (Powercor) 66 kV | Powercor | Shoulder | Non-coincident | 2023 | ACTUAL_RAW | Operational-demand | -116.5738 | NA
VIC | GTS1266 | Geelong 12 (Powercor) 66 kV | Powercor | Shoulder | Non-coincident | 2023 | ACTUAL_OPG | Operational-demand | -16.5941 | NA
VIC | GTS1266 | Geelong 12 (Powercor) 66 kV | Powercor | Shoulder | Non-coincident | 2023 | ACTUAL_ADJUSTEDOPG | Operational-demand | -16.5941 | NA
VIC | GTS1266 | Geelong 12 (Powercor) 66 kV | Powercor | Shoulder | Coincident | 2024 | ACTUAL_OPG | Operational-demand | 25.1983 | NA
VIC | GTS1266 | Geelong 12 (Powercor) 66 kV | Powercor | Shoulder | Coincident | 2024 | ACTUAL_RAW | Operational-demand | 25.1497 | NA
VIC | GTS1266 | Geelong 12 (Powercor) 66 kV | Powercor | Shoulder | Non-coincident | 2024 | ACTUAL_RAW | Operational-demand | -135.9213 | NA
VIC | GTS1266 | Geelong 12 (Powercor) 66 kV | Powercor | Shoulder | Non-coincident | 2024 | ACTUAL_OPG | Operational-demand | -36.0015 | NA
VIC | GTS1266 | Geelong 12 (Powercor) 66 kV | Powercor | Shoulder | Non-coincident | 2024 | ACTUAL_ADJUSTEDOPG | Operational-demand | -36.0015 | NA
VIC | GTS1266 | Geelong 12 (Powercor) 66 kV | Powercor | Shoulder | Coincident | 2025 | ACTUAL_OPG | Operational-demand | 16.4283 | NA
VIC | GTS1266 | Geelong 12 (Powercor) 66 kV | Powercor | Shoulder | Coincident | 2025 | ACTUAL_RAW | Operational-demand | 16.3839 | NA
VIC | GTS1266 | Geelong 12 (Powercor) 66 kV | Powercor | Shoulder | Non-coincident | 2025 | ACTUAL_RAW | Operational-demand | -126.1022 | NA
VIC | GTS1266 | Geelong 12 (Powercor) 66 kV | Powercor | Shoulder | Non-coincident | 2025 | ACTUAL_OPG | Operational-demand | -26.7667 | NA
VIC | GTS1266 | Geelong 12 (Powercor) 66 kV | Powercor | Shoulder | Non-coincident | 2025 | ACTUAL_ADJUSTEDOPG | Operational-demand | -26.7667 | NA
VIC | GTS1266 | Geelong 12 (Powercor) 66 kV | Powercor | Shoulder | Non-coincident | 2025 | BASEYEARPOE90 | Operational-demand | -42.5726 | NA
VIC | GTS1266 | Geelong 12 (Powercor) 66 kV | Powercor | Shoulder | Non-coincident | 2025 | BASEYEARPOE50 | Operational-demand | -35.0814 | NA
VIC | GTS1266 | Geelong 12 (Powercor) 66 kV | Powercor | Shoulder | Coincident_unreconciled | 2026 | POE90 | Operational-demand | 20 | NA
VIC | GTS1266 | Geelong 12 (Powercor) 66 kV | Powercor | Shoulder | Coincident_unreconciled | 2026 | POE50 | Operational-demand | 20 | NA
VIC | GTS1266 | Geelong 12 (Powercor) 66 kV | Powercor | Shoulder | Non-coincident | 2026 | POE50 | Operational-demand | -45.7838 | NA
VIC | GTS1266 | Geelong 12 (Powercor) 66 kV | Powercor | Shoulder | Non-coincident | 2026 | POE90 | Operational-demand | -53.7015 | NA
VIC | GTS1266 | Geelong 12 (Powercor) 66 kV | Powercor | Shoulder | Coincident_unreconciled | 2027 | POE90 | Operational-demand | 19.8 | NA
VIC | GTS1266 | Geelong 12 (Powercor) 66 kV | Powercor | Shoulder | Coincident_unreconciled | 2027 | POE50 | Operational-demand | 19.8 | NA
VIC | GTS1266 | Geelong 12 (Powercor) 66 kV | Powercor | Shoulder | Non-coincident | 2027 | POE50 | Operational-demand | -59.211 | NA
VIC | GTS1266 | Geelong 12 (Powercor) 66 kV | Powercor | Shoulder | Non-coincident | 2027 | POE90 | Operational-demand | -67.1813 | NA
VIC | GTS1266 | Geelong 12 (Powercor) 66 kV | Powercor | Shoulder | Coincident_unreconciled | 2028 | POE90 | Operational-demand | 19.602 | NA
VIC | GTS1266 | Geelong 12 (Powercor) 66 kV | Powercor | Shoulder | Coincident_unreconciled | 2028 | POE50 | Operational-demand | 19.602 | NA
VIC | GTS1266 | Geelong 12 (Powercor) 66 kV | Powercor | Shoulder | Non-coincident | 2028 | POE50 | Operational-demand | -72.6662 | NA
VIC | GTS1266 | Geelong 12 (Powercor) 66 kV | Powercor | Shoulder | Non-coincident | 2028 | POE90 | Operational-demand | -80.6892 | NA
VIC | GTS1266 | Geelong 12 (Powercor) 66 kV | Powercor | Shoulder | Coincident_unreconciled | 2029 | POE90 | Operational-demand | 19.406 | NA
VIC | GTS1266 | Geelong 12 (Powercor) 66 kV | Powercor | Shoulder | Coincident_unreconciled | 2029 | POE50 | Operational-demand | 19.406 | NA
VIC | GTS1266 | Geelong 12 (Powercor) 66 kV | Powercor | Shoulder | Non-coincident | 2029 | POE50 | Operational-demand | -85.271 | NA
VIC | GTS1266 | Geelong 12 (Powercor) 66 kV | Powercor | Shoulder | Non-coincident | 2029 | POE90 | Operational-demand | -93.3467 | NA
VIC | GTS1266 | Geelong 12 (Powercor) 66 kV | Powercor | Shoulder | Coincident_unreconciled | 2030 | POE90 | Operational-demand | 19.2119 | NA
VIC | GTS1266 | Geelong 12 (Powercor) 66 kV | Powercor | Shoulder | Coincident_unreconciled | 2030 | POE50 | Operational-demand | 19.2119 | NA
VIC | GTS1266 | Geelong 12 (Powercor) 66 kV | Powercor | Shoulder | Non-coincident | 2030 | POE50 | Operational-demand | -97.8905 | NA
VIC | GTS1266 | Geelong 12 (Powercor) 66 kV | Powercor | Shoulder | Non-coincident | 2030 | POE90 | Operational-demand | -106.0189 | NA
VIC | GTS1266 | Geelong 12 (Powercor) 66 kV | Powercor | Shoulder | Coincident_unreconciled | 2031 | POE90 | Operational-demand | 19.0198 | NA
VIC | GTS1266 | Geelong 12 (Powercor) 66 kV | Powercor | Shoulder | Coincident_unreconciled | 2031 | POE50 | Operational-demand | 19.0198 | NA
VIC | GTS1266 | Geelong 12 (Powercor) 66 kV | Powercor | Shoulder | Non-coincident | 2031 | POE50 | Operational-demand | -111.2317 | NA
VIC | GTS1266 | Geelong 12 (Powercor) 66 kV | Powercor | Shoulder | Non-coincident | 2031 | POE90 | Operational-demand | -119.4127 | NA
VIC | GTS1266 | Geelong 12 (Powercor) 66 kV | Powercor | Shoulder | Coincident_unreconciled | 2032 | POE90 | Operational-demand | 18.8296 | NA
VIC | GTS1266 | Geelong 12 (Powercor) 66 kV | Powercor | Shoulder | Coincident_unreconciled | 2032 | POE50 | Operational-demand | 18.8296 | NA
VIC | GTS1266 | Geelong 12 (Powercor) 66 kV | Powercor | Shoulder | Non-coincident | 2032 | POE50 | Operational-demand | -121.6766 | NA
VIC | GTS1266 | Geelong 12 (Powercor) 66 kV | Powercor | Shoulder | Non-coincident | 2032 | POE90 | Operational-demand | -129.9094 | NA
VIC | GTS1266 | Geelong 12 (Powercor) 66 kV | Powercor | Shoulder | Coincident_unreconciled | 2033 | POE90 | Operational-demand | 18.6413 | NA
VIC | GTS1266 | Geelong 12 (Powercor) 66 kV | Powercor | Shoulder | Coincident_unreconciled | 2033 | POE50 | Operational-demand | 18.6413 | NA
VIC | GTS1266 | Geelong 12 (Powercor) 66 kV | Powercor | Shoulder | Non-coincident | 2033 | POE50 | Operational-demand | -129.6317 | NA
VIC | GTS1266 | Geelong 12 (Powercor) 66 kV | Powercor | Shoulder | Non-coincident | 2033 | POE90 | Operational-demand | -137.9157 | NA
VIC | GTS1266 | Geelong 12 (Powercor) 66 kV | Powercor | Shoulder | Coincident_unreconciled | 2034 | POE90 | Operational-demand | 18.4549 | NA
VIC | GTS1266 | Geelong 12 (Powercor) 66 kV | Powercor | Shoulder | Coincident_unreconciled | 2034 | POE50 | Operational-demand | 18.4549 | NA
VIC | GTS1266 | Geelong 12 (Powercor) 66 kV | Powercor | Shoulder | Non-coincident | 2034 | POE50 | Operational-demand | -137.6319 | NA
VIC | GTS1266 | Geelong 12 (Powercor) 66 kV | Powercor | Shoulder | Non-coincident | 2034 | POE90 | Operational-demand | -145.967 | NA
VIC | GTS1266 | Geelong 12 (Powercor) 66 kV | Powercor | Shoulder | Coincident_unreconciled | 2035 | POE90 | Operational-demand | 18.2703 | NA
VIC | GTS1266 | Geelong 12 (Powercor) 66 kV | Powercor | Shoulder | Coincident_unreconciled | 2035 | POE50 | Operational-demand | 18.2703 | NA
VIC | GTS1266 | Geelong 12 (Powercor) 66 kV | Powercor | Shoulder | Non-coincident | 2035 | POE50 | Operational-demand | -146.4792 | NA
VIC | GTS1266 | Geelong 12 (Powercor) 66 kV | Powercor | Shoulder | Non-coincident | 2035 | POE90 | Operational-demand | -154.8655 | NA
VIC | GTS1266 | Geelong 12 (Powercor) 66 kV | Powercor | Summer | Coincident | 2019 | ACTUAL_OPG | Operational-demand | 79.3746 | 175.4846
VIC | GTS1266 | Geelong 12 (Powercor) 66 kV | Powercor | Summer | Coincident | 2019 | ACTUAL_RAW | Operational-demand | 80.03 | 112.4754
VIC | GTS1266 | Geelong 12 (Powercor) 66 kV | Powercor | Summer | Non-coincident | 2019 | ACTUAL_RAW | Operational-demand | 27.8369 | 179.5854
VIC | GTS1266 | Geelong 12 (Powercor) 66 kV | Powercor | Summer | Non-coincident | 2019 | ACTUAL_OPG | Operational-demand | 63.6997 | 203.6512
VIC | GTS1266 | Geelong 12 (Powercor) 66 kV | Powercor | Summer | Non-coincident | 2019 | ACTUAL_ADJUSTEDOPG | Operational-demand | 63.6997 | 203.6512
VIC | GTS1266 | Geelong 12 (Powercor) 66 kV | Powercor | Summer | Coincident | 2020 | ACTUAL_OPG | Operational-demand | 79.7199 | 157.6697
VIC | GTS1266 | Geelong 12 (Powercor) 66 kV | Powercor | Summer | Coincident | 2020 | ACTUAL_RAW | Operational-demand | 47.7421 | 158.6054
VIC | GTS1266 | Geelong 12 (Powercor) 66 kV | Powercor | Summer | Non-coincident | 2020 | ACTUAL_RAW | Operational-demand | 23.0838 | 187.128
VIC | GTS1266 | Geelong 12 (Powercor) 66 kV | Powercor | Summer | Non-coincident | 2020 | ACTUAL_OPG | Operational-demand | 67.597 | 202.6029
VIC | GTS1266 | Geelong 12 (Powercor) 66 kV | Powercor | Summer | Non-coincident | 2020 | ACTUAL_ADJUSTEDOPG | Operational-demand | 67.597 | 202.6029
VIC | GTS1266 | Geelong 12 (Powercor) 66 kV | Powercor | Summer | Coincident | 2021 | ACTUAL_OPG | Operational-demand | 66.0966 | 189.1069
VIC | GTS1266 | Geelong 12 (Powercor) 66 kV | Powercor | Summer | Coincident | 2021 | ACTUAL_RAW | Operational-demand | 49.9051 | 123.0745
VIC | GTS1266 | Geelong 12 (Powercor) 66 kV | Powercor | Summer | Non-coincident | 2021 | ACTUAL_RAW | Operational-demand | 14.8926 | 162.0437
VIC | GTS1266 | Geelong 12 (Powercor) 66 kV | Powercor | Summer | Non-coincident | 2021 | ACTUAL_OPG | Operational-demand | 45.3622 | 197.6155
VIC | GTS1266 | Geelong 12 (Powercor) 66 kV | Powercor | Summer | Non-coincident | 2021 | ACTUAL_ADJUSTEDOPG | Operational-demand | 45.3622 | 197.6155
VIC | GTS1266 | Geelong 12 (Powercor) 66 kV | Powercor | Summer | Coincident | 2022 | ACTUAL_OPG | Operational-demand | 70.9156 | 191.802
VIC | GTS1266 | Geelong 12 (Powercor) 66 kV | Powercor | Summer | Coincident | 2022 | ACTUAL_RAW | Operational-demand | 22.0578 | 125.7588
VIC | GTS1266 | Geelong 12 (Powercor) 66 kV | Powercor | Summer | Non-coincident | 2022 | ACTUAL_RAW | Operational-demand | 16.9392 | 150.1003
VIC | GTS1266 | Geelong 12 (Powercor) 66 kV | Powercor | Summer | Non-coincident | 2022 | ACTUAL_OPG | Operational-demand | 42.718 | 191.8839
VIC | GTS1266 | Geelong 12 (Powercor) 66 kV | Powercor | Summer | Non-coincident | 2022 | ACTUAL_ADJUSTEDOPG | Operational-demand | 42.718 | 191.8839
VIC | GTS1266 | Geelong 12 (Powercor) 66 kV | Powercor | Summer | Coincident | 2023 | ACTUAL_OPG | Operational-demand | 28.8255 | 139.4936
VIC | GTS1266 | Geelong 12 (Powercor) 66 kV | Powercor | Summer | Coincident | 2023 | ACTUAL_RAW | Operational-demand | 28.9813 | 90.481
VIC | GTS1266 | Geelong 12 (Powercor) 66 kV | Powercor | Summer | Non-coincident | 2023 | ACTUAL_RAW | Operational-demand | -98.3663 | 144.5283
VIC | GTS1266 | Geelong 12 (Powercor) 66 kV | Powercor | Summer | Non-coincident | 2023 | ACTUAL_OPG | Operational-demand | -3.2637 | 155.4418
VIC | GTS1266 | Geelong 12 (Powercor) 66 kV | Powercor | Summer | Coincident | 2024 | ACTUAL_OPG | Operational-demand | 25.933 | 119.3418
VIC | GTS1266 | Geelong 12 (Powercor) 66 kV | Powercor | Summer | Coincident | 2024 | ACTUAL_RAW | Operational-demand | 25.8643 | 21.6722
VIC | GTS1266 | Geelong 12 (Powercor) 66 kV | Powercor | Summer | Non-coincident | 2024 | ACTUAL_RAW | Operational-demand | -130.8306 | 206.9514
VIC | GTS1266 | Geelong 12 (Powercor) 66 kV | Powercor | Summer | Non-coincident | 2024 | ACTUAL_OPG | Operational-demand | -30.7647 | 211.1509
VIC | GTS1266 | Geelong 12 (Powercor) 66 kV | Powercor | Summer | Non-coincident | 2024 | ACTUAL_ADJUSTEDOPG | Operational-demand | -30.7647 | 211.1509
VIC | GTS1266 | Geelong 12 (Powercor) 66 kV | Powercor | Summer | Coincident | 2025 | ACTUAL_OPG | Operational-demand | 22.0414 | 127.7555
VIC | GTS1266 | Geelong 12 (Powercor) 66 kV | Powercor | Summer | Coincident | 2025 | ACTUAL_RAW | Operational-demand | 21.9552 | 27.6803
VIC | GTS1266 | Geelong 12 (Powercor) 66 kV | Powercor | Summer | Non-coincident | 2025 | ACTUAL_RAW | Operational-demand | -136.3964 | 186.1346
VIC | GTS1266 | Geelong 12 (Powercor) 66 kV | Powercor | Summer | Non-coincident | 2025 | ACTUAL_OPG | Operational-demand | -36.4213 | 202.8316
VIC | GTS1266 | Geelong 12 (Powercor) 66 kV | Powercor | Summer | Non-coincident | 2025 | ACTUAL_ADJUSTEDOPG | Operational-demand | -36.4213 | 202.8316
VIC | GTS1266 | Geelong 12 (Powercor) 66 kV | Powercor | Summer | Non-coincident | 2025 | BASEYEARPOE90 | Operational-demand | -39.0723 | NA
VIC | GTS1266 | Geelong 12 (Powercor) 66 kV | Powercor | Summer | Non-coincident | 2025 | BASEYEARPOE50 | Operational-demand | -26.5979 | 196.1582
VIC | GTS1266 | Geelong 12 (Powercor) 66 kV | Powercor | Summer | Coincident_unreconciled | 2026 | POE90 | Operational-demand | 20 | NA
VIC | GTS1266 | Geelong 12 (Powercor) 66 kV | Powercor | Summer | Coincident_unreconciled | 2026 | POE50 | Operational-demand | 20 | NA
VIC | GTS1266 | Geelong 12 (Powercor) 66 kV | Powercor | Summer | Non-coincident | 2026 | POE50 | Operational-demand | -36.1563 | 217.6225
VIC | GTS1266 | Geelong 12 (Powercor) 66 kV | Powercor | Summer | Non-coincident | 2026 | POE90 | Operational-demand | -48.7421 | NA
VIC | GTS1266 | Geelong 12 (Powercor) 66 kV | Powercor | Summer | Coincident_unreconciled | 2027 | POE90 | Operational-demand | 19.8 | NA
VIC | GTS1266 | Geelong 12 (Powercor) 66 kV | Powercor | Summer | Coincident_unreconciled | 2027 | POE50 | Operational-demand | 19.8 | NA
VIC | GTS1266 | Geelong 12 (Powercor) 66 kV | Powercor | Summer | Non-coincident | 2027 | POE50 | Operational-demand | -50.3406 | 218.3381
VIC | GTS1266 | Geelong 12 (Powercor) 66 kV | Powercor | Summer | Non-coincident | 2027 | POE90 | Operational-demand | -63.0128 | NA
VIC | GTS1266 | Geelong 12 (Powercor) 66 kV | Powercor | Summer | Coincident_unreconciled | 2028 | POE90 | Operational-demand | 19.602 | NA
VIC | GTS1266 | Geelong 12 (Powercor) 66 kV | Powercor | Summer | Coincident_unreconciled | 2028 | POE50 | Operational-demand | 19.602 | NA
VIC | GTS1266 | Geelong 12 (Powercor) 66 kV | Powercor | Summer | Non-coincident | 2028 | POE50 | Operational-demand | -64.4916 | 219.2455
VIC | GTS1266 | Geelong 12 (Powercor) 66 kV | Powercor | Summer | Non-coincident | 2028 | POE90 | Operational-demand | -77.2502 | NA
VIC | GTS1266 | Geelong 12 (Powercor) 66 kV | Powercor | Summer | Coincident_unreconciled | 2029 | POE90 | Operational-demand | 19.406 | NA
VIC | GTS1266 | Geelong 12 (Powercor) 66 kV | Powercor | Summer | Coincident_unreconciled | 2029 | POE50 | Operational-demand | 19.406 | NA
VIC | GTS1266 | Geelong 12 (Powercor) 66 kV | Powercor | Summer | Non-coincident | 2029 | POE50 | Operational-demand | -77.7397 | 220.3418
VIC | GTS1266 | Geelong 12 (Powercor) 66 kV | Powercor | Summer | Non-coincident | 2029 | POE90 | Operational-demand | -90.5847 | NA
VIC | GTS1266 | Geelong 12 (Powercor) 66 kV | Powercor | Summer | Coincident_unreconciled | 2030 | POE90 | Operational-demand | 19.2119 | NA
VIC | GTS1266 | Geelong 12 (Powercor) 66 kV | Powercor | Summer | Coincident_unreconciled | 2030 | POE50 | Operational-demand | 19.2119 | NA
VIC | GTS1266 | Geelong 12 (Powercor) 66 kV | Powercor | Summer | Non-coincident | 2030 | POE50 | Operational-demand | -91.071 | 221.6053
VIC | GTS1266 | Geelong 12 (Powercor) 66 kV | Powercor | Summer | Non-coincident | 2030 | POE90 | Operational-demand | -104.0025 | NA
VIC | GTS1266 | Geelong 12 (Powercor) 66 kV | Powercor | Summer | Coincident_unreconciled | 2031 | POE90 | Operational-demand | 19.0198 | NA
VIC | GTS1266 | Geelong 12 (Powercor) 66 kV | Powercor | Summer | Coincident_unreconciled | 2031 | POE50 | Operational-demand | 19.0198 | NA
VIC | GTS1266 | Geelong 12 (Powercor) 66 kV | Powercor | Summer | Non-coincident | 2031 | POE50 | Operational-demand | -105.2345 | 222.8638
VIC | GTS1266 | Geelong 12 (Powercor) 66 kV | Powercor | Summer | Non-coincident | 2031 | POE90 | Operational-demand | -118.2524 | NA
VIC | GTS1266 | Geelong 12 (Powercor) 66 kV | Powercor | Summer | Coincident_unreconciled | 2032 | POE90 | Operational-demand | 18.8296 | NA
VIC | GTS1266 | Geelong 12 (Powercor) 66 kV | Powercor | Summer | Coincident_unreconciled | 2032 | POE50 | Operational-demand | 18.8296 | NA
VIC | GTS1266 | Geelong 12 (Powercor) 66 kV | Powercor | Summer | Non-coincident | 2032 | POE50 | Operational-demand | -116.2099 | 224.3369
VIC | GTS1266 | Geelong 12 (Powercor) 66 kV | Powercor | Summer | Non-coincident | 2032 | POE90 | Operational-demand | -129.3128 | NA
VIC | GTS1266 | Geelong 12 (Powercor) 66 kV | Powercor | Summer | Coincident_unreconciled | 2033 | POE90 | Operational-demand | 18.6413 | NA
VIC | GTS1266 | Geelong 12 (Powercor) 66 kV | Powercor | Summer | Coincident_unreconciled | 2033 | POE50 | Operational-demand | 18.6413 | NA
VIC | GTS1266 | Geelong 12 (Powercor) 66 kV | Powercor | Summer | Non-coincident | 2033 | POE50 | Operational-demand | -124.5424 | 225.9632
VIC | GTS1266 | Geelong 12 (Powercor) 66 kV | Powercor | Summer | Non-coincident | 2033 | POE90 | Operational-demand | -137.7292 | NA
VIC | GTS1266 | Geelong 12 (Powercor) 66 kV | Powercor | Summer | Coincident_unreconciled | 2034 | POE90 | Operational-demand | 18.4549 | NA
VIC | GTS1266 | Geelong 12 (Powercor) 66 kV | Powercor | Summer | Coincident_unreconciled | 2034 | POE50 | Operational-demand | 18.4549 | NA
VIC | GTS1266 | Geelong 12 (Powercor) 66 kV | Powercor | Summer | Non-coincident | 2034 | POE50 | Operational-demand | -132.9902 | 227.5886
VIC | GTS1266 | Geelong 12 (Powercor) 66 kV | Powercor | Summer | Non-coincident | 2034 | POE90 | Operational-demand | -146.2608 | NA
VIC | GTS1266 | Geelong 12 (Powercor) 66 kV | Powercor | Summer | Coincident_unreconciled | 2035 | POE90 | Operational-demand | 18.2703 | NA
VIC | GTS1266 | Geelong 12 (Powercor) 66 kV | Powercor | Summer | Coincident_unreconciled | 2035 | POE50 | Operational-demand | 18.2703 | NA
VIC | GTS1266 | Geelong 12 (Powercor) 66 kV | Powercor | Summer | Non-coincident | 2035 | POE50 | Operational-demand | -142.3541 | 229.1713
VIC | GTS1266 | Geelong 12 (Powercor) 66 kV | Powercor | Summer | Non-coincident | 2035 | POE90 | Operational-demand | -155.7087 | NA
VIC | GTS1266 | Geelong 12 (Powercor) 66 kV | Powercor | Summer | Non-coincident | 2025 | BASEYEARPOE10 | Operational-demand | NA | 209.0181
VIC | GTS1266 | Geelong 12 (Powercor) 66 kV | Powercor | Summer | Coincident | 2026 | POE10 | Operational-demand | NA | 167.824
VIC | GTS1266 | Geelong 12 (Powercor) 66 kV | Powercor | Summer | Coincident | 2026 | POE50 | Operational-demand | NA | 155.6071
VIC | GTS1266 | Geelong 12 (Powercor) 66 kV | Powercor | Summer | Non-coincident | 2026 | POE10 | Operational-demand | NA | 241.9267
VIC | GTS1266 | Geelong 12 (Powercor) 66 kV | Powercor | Summer | Coincident | 2027 | POE10 | Operational-demand | NA | 164.0022
VIC | GTS1266 | Geelong 12 (Powercor) 66 kV | Powercor | Summer | Coincident | 2027 | POE50 | Operational-demand | NA | 150.9795
VIC | GTS1266 | Geelong 12 (Powercor) 66 kV | Powercor | Summer | Non-coincident | 2027 | POE10 | Operational-demand | NA | 242.8111
VIC | GTS1266 | Geelong 12 (Powercor) 66 kV | Powercor | Summer | Coincident | 2028 | POE10 | Operational-demand | NA | 160.7752
VIC | GTS1266 | Geelong 12 (Powercor) 66 kV | Powercor | Summer | Coincident | 2028 | POE50 | Operational-demand | NA | 146.8615
VIC | GTS1266 | Geelong 12 (Powercor) 66 kV | Powercor | Summer | Non-coincident | 2028 | POE10 | Operational-demand | NA | 243.8875
VIC | GTS1266 | Geelong 12 (Powercor) 66 kV | Powercor | Summer | Coincident | 2029 | POE10 | Operational-demand | NA | 158.7258
VIC | GTS1266 | Geelong 12 (Powercor) 66 kV | Powercor | Summer | Coincident | 2029 | POE50 | Operational-demand | NA | 145.0534
VIC | GTS1266 | Geelong 12 (Powercor) 66 kV | Powercor | Summer | Non-coincident | 2029 | POE10 | Operational-demand | NA | 245.153
VIC | GTS1266 | Geelong 12 (Powercor) 66 kV | Powercor | Summer | Coincident | 2030 | POE10 | Operational-demand | NA | 157.3051
VIC | GTS1266 | Geelong 12 (Powercor) 66 kV | Powercor | Summer | Coincident | 2030 | POE50 | Operational-demand | NA | 143.2921
VIC | GTS1266 | Geelong 12 (Powercor) 66 kV | Powercor | Summer | Non-coincident | 2030 | POE10 | Operational-demand | NA | 246.5855
VIC | GTS1266 | Geelong 12 (Powercor) 66 kV | Powercor | Summer | Coincident | 2031 | POE10 | Operational-demand | NA | 154.2023
VIC | GTS1266 | Geelong 12 (Powercor) 66 kV | Powercor | Summer | Coincident | 2031 | POE50 | Operational-demand | NA | 141.1308
VIC | GTS1266 | Geelong 12 (Powercor) 66 kV | Powercor | Summer | Non-coincident | 2031 | POE10 | Operational-demand | NA | 248.013
VIC | GTS1266 | Geelong 12 (Powercor) 66 kV | Powercor | Summer | Coincident | 2032 | POE10 | Operational-demand | NA | 150.5853
VIC | GTS1266 | Geelong 12 (Powercor) 66 kV | Powercor | Summer | Coincident | 2032 | POE50 | Operational-demand | NA | 137.54
VIC | GTS1266 | Geelong 12 (Powercor) 66 kV | Powercor | Summer | Non-coincident | 2032 | POE10 | Operational-demand | NA | 249.6522
VIC | GTS1266 | Geelong 12 (Powercor) 66 kV | Powercor | Summer | Coincident | 2033 | POE10 | Operational-demand | NA | 148.1132
VIC | GTS1266 | Geelong 12 (Powercor) 66 kV | Powercor | Summer | Coincident | 2033 | POE50 | Operational-demand | NA | 134.0266
VIC | GTS1266 | Geelong 12 (Powercor) 66 kV | Powercor | Summer | Non-coincident | 2033 | POE10 | Operational-demand | NA | 251.4426
VIC | GTS1266 | Geelong 12 (Powercor) 66 kV | Powercor | Summer | Coincident | 2034 | POE10 | Operational-demand | NA | 147.6187
VIC | GTS1266 | Geelong 12 (Powercor) 66 kV | Powercor | Summer | Coincident | 2034 | POE50 | Operational-demand | NA | 133.7198
VIC | GTS1266 | Geelong 12 (Powercor) 66 kV | Powercor | Summer | Non-coincident | 2034 | POE10 | Operational-demand | NA | 253.232
VIC | GTS1266 | Geelong 12 (Powercor) 66 kV | Powercor | Summer | Coincident | 2035 | POE10 | Operational-demand | NA | 147.7224
VIC | GTS1266 | Geelong 12 (Powercor) 66 kV | Powercor | Summer | Coincident | 2035 | POE50 | Operational-demand | NA | 133.8339
VIC | GTS1266 | Geelong 12 (Powercor) 66 kV | Powercor | Summer | Non-coincident | 2035 | POE10 | Operational-demand | NA | 254.9787
VIC | GTS1266 | Geelong 12 (Powercor) 66 kV | Powercor | Winter | Coincident | 2018 | ACTUAL_OPG | Operational-demand | NA | 162.8272
VIC | GTS1266 | Geelong 12 (Powercor) 66 kV | Powercor | Winter | Coincident | 2018 | ACTUAL_RAW | Operational-demand | NA | 161.4301
VIC | GTS1266 | Geelong 12 (Powercor) 66 kV | Powercor | Winter | Non-coincident | 2018 | ACTUAL_RAW | Operational-demand | NA | 165.6919
VIC | GTS1266 | Geelong 12 (Powercor) 66 kV | Powercor | Winter | Non-coincident | 2018 | ACTUAL_OPG | Operational-demand | NA | 176.1953
VIC | GTS1266 | Geelong 12 (Powercor) 66 kV | Powercor | Winter | Non-coincident | 2018 | ACTUAL_ADJUSTEDOPG | Operational-demand | NA | 176.1953
VIC | GTS1266 | Geelong 12 (Powercor) 66 kV | Powercor | Winter | Coincident | 2019 | ACTUAL_OPG | Operational-demand | NA | 160.5866
VIC | GTS1266 | Geelong 12 (Powercor) 66 kV | Powercor | Winter | Coincident | 2019 | ACTUAL_RAW | Operational-demand | NA | 148.4413
VIC | GTS1266 | Geelong 12 (Powercor) 66 kV | Powercor | Winter | Non-coincident | 2019 | ACTUAL_RAW | Operational-demand | NA | 154.5372
VIC | GTS1266 | Geelong 12 (Powercor) 66 kV | Powercor | Winter | Non-coincident | 2019 | ACTUAL_OPG | Operational-demand | NA | 172.1293
VIC | GTS1266 | Geelong 12 (Powercor) 66 kV | Powercor | Winter | Non-coincident | 2019 | ACTUAL_ADJUSTEDOPG | Operational-demand | NA | 172.1293
VIC | GTS1266 | Geelong 12 (Powercor) 66 kV | Powercor | Winter | Coincident | 2020 | ACTUAL_OPG | Operational-demand | NA | 167.4785
VIC | GTS1266 | Geelong 12 (Powercor) 66 kV | Powercor | Winter | Coincident | 2020 | ACTUAL_RAW | Operational-demand | NA | 123.0365
VIC | GTS1266 | Geelong 12 (Powercor) 66 kV | Powercor | Winter | Non-coincident | 2020 | ACTUAL_RAW | Operational-demand | NA | 150.7638
VIC | GTS1266 | Geelong 12 (Powercor) 66 kV | Powercor | Winter | Non-coincident | 2020 | ACTUAL_OPG | Operational-demand | NA | 177.9688
VIC | GTS1266 | Geelong 12 (Powercor) 66 kV | Powercor | Winter | Non-coincident | 2020 | ACTUAL_ADJUSTEDOPG | Operational-demand | NA | 177.9688
VIC | GTS1266 | Geelong 12 (Powercor) 66 kV | Powercor | Winter | Coincident | 2021 | ACTUAL_OPG | Operational-demand | NA | 177.895
VIC | GTS1266 | Geelong 12 (Powercor) 66 kV | Powercor | Winter | Coincident | 2021 | ACTUAL_RAW | Operational-demand | NA | 120.0277
VIC | GTS1266 | Geelong 12 (Powercor) 66 kV | Powercor | Winter | Non-coincident | 2021 | ACTUAL_RAW | Operational-demand | NA | 167.3936
VIC | GTS1266 | Geelong 12 (Powercor) 66 kV | Powercor | Winter | Non-coincident | 2021 | ACTUAL_OPG | Operational-demand | NA | 195.3683
VIC | GTS1266 | Geelong 12 (Powercor) 66 kV | Powercor | Winter | Non-coincident | 2021 | ACTUAL_ADJUSTEDOPG | Operational-demand | NA | 195.3683
VIC | GTS1266 | Geelong 12 (Powercor) 66 kV | Powercor | Winter | Coincident | 2022 | ACTUAL_OPG | Operational-demand | NA | 120.5266
VIC | GTS1266 | Geelong 12 (Powercor) 66 kV | Powercor | Winter | Coincident | 2022 | ACTUAL_RAW | Operational-demand | NA | 54.5954
VIC | GTS1266 | Geelong 12 (Powercor) 66 kV | Powercor | Winter | Non-coincident | 2022 | ACTUAL_RAW | Operational-demand | NA | 168.2649
VIC | GTS1266 | Geelong 12 (Powercor) 66 kV | Powercor | Winter | Non-coincident | 2022 | ACTUAL_OPG | Operational-demand | NA | 167.579
VIC | GTS1266 | Geelong 12 (Powercor) 66 kV | Powercor | Winter | Coincident | 2023 | ACTUAL_OPG | Operational-demand | NA | 125.688
VIC | GTS1266 | Geelong 12 (Powercor) 66 kV | Powercor | Winter | Coincident | 2023 | ACTUAL_RAW | Operational-demand | NA | 45.9609
VIC | GTS1266 | Geelong 12 (Powercor) 66 kV | Powercor | Winter | Non-coincident | 2023 | ACTUAL_RAW | Operational-demand | NA | 178.5223
VIC | GTS1266 | Geelong 12 (Powercor) 66 kV | Powercor | Winter | Non-coincident | 2023 | ACTUAL_OPG | Operational-demand | NA | 177.679
VIC | GTS1266 | Geelong 12 (Powercor) 66 kV | Powercor | Winter | Non-coincident | 2023 | ACTUAL_ADJUSTEDOPG | Operational-demand | NA | 177.679
VIC | GTS1266 | Geelong 12 (Powercor) 66 kV | Powercor | Winter | Coincident | 2024 | ACTUAL_OPG | Operational-demand | NA | 121.153
VIC | GTS1266 | Geelong 12 (Powercor) 66 kV | Powercor | Winter | Coincident | 2024 | ACTUAL_RAW | Operational-demand | NA | 21.1961
VIC | GTS1266 | Geelong 12 (Powercor) 66 kV | Powercor | Winter | Non-coincident | 2024 | ACTUAL_RAW | Operational-demand | NA | 207.0838
VIC | GTS1266 | Geelong 12 (Powercor) 66 kV | Powercor | Winter | Non-coincident | 2024 | ACTUAL_OPG | Operational-demand | NA | 206.0847
VIC | GTS1266 | Geelong 12 (Powercor) 66 kV | Powercor | Winter | Non-coincident | 2024 | ACTUAL_ADJUSTEDOPG | Operational-demand | NA | 206.0847
VIC | GTS1266 | Geelong 12 (Powercor) 66 kV | Powercor | Winter | Coincident | 2025 | POE10 | Operational-demand | NA | 166.9867
VIC | GTS1266 | Geelong 12 (Powercor) 66 kV | Powercor | Winter | Coincident | 2025 | POE50 | Operational-demand | NA | 165.9228
VIC | GTS1266 | Geelong 12 (Powercor) 66 kV | Powercor | Winter | Non-coincident | 2025 | ACTUAL_RAW | Operational-demand | NA | 198.7538
VIC | GTS1266 | Geelong 12 (Powercor) 66 kV | Powercor | Winter | Non-coincident | 2025 | ACTUAL_ADJUSTEDOPG | Operational-demand | NA | 197.8294
VIC | GTS1266 | Geelong 12 (Powercor) 66 kV | Powercor | Winter | Non-coincident | 2025 | BASEYEARPOE50 | Operational-demand | NA | 204.0752
VIC | GTS1266 | Geelong 12 (Powercor) 66 kV | Powercor | Winter | Non-coincident | 2025 | BASEYEARPOE10 | Operational-demand | NA | 208.1199
VIC | GTS1266 | Geelong 12 (Powercor) 66 kV | Powercor | Winter | Non-coincident | 2025 | POE10 | Operational-demand | NA | 221.9656
VIC | GTS1266 | Geelong 12 (Powercor) 66 kV | Powercor | Winter | Non-coincident | 2025 | POE50 | Operational-demand | NA | 218.6734
VIC | GTS1266 | Geelong 12 (Powercor) 66 kV | Powercor | Winter | Coincident | 2026 | POE10 | Operational-demand | NA | 164.928
VIC | GTS1266 | Geelong 12 (Powercor) 66 kV | Powercor | Winter | Coincident | 2026 | POE50 | Operational-demand | NA | 163.6112
VIC | GTS1266 | Geelong 12 (Powercor) 66 kV | Powercor | Winter | Non-coincident | 2026 | POE10 | Operational-demand | NA | 227.5435
VIC | GTS1266 | Geelong 12 (Powercor) 66 kV | Powercor | Winter | Non-coincident | 2026 | POE50 | Operational-demand | NA | 224.2239
VIC | GTS1266 | Geelong 12 (Powercor) 66 kV | Powercor | Winter | Coincident | 2027 | POE10 | Operational-demand | NA | 159.8162
VIC | GTS1266 | Geelong 12 (Powercor) 66 kV | Powercor | Winter | Coincident | 2027 | POE50 | Operational-demand | NA | 158.1288
VIC | GTS1266 | Geelong 12 (Powercor) 66 kV | Powercor | Winter | Non-coincident | 2027 | POE10 | Operational-demand | NA | 228.8429
VIC | GTS1266 | Geelong 12 (Powercor) 66 kV | Powercor | Winter | Non-coincident | 2027 | POE50 | Operational-demand | NA | 225.4957
VIC | GTS1266 | Geelong 12 (Powercor) 66 kV | Powercor | Winter | Coincident | 2028 | POE10 | Operational-demand | NA | 157.7516
VIC | GTS1266 | Geelong 12 (Powercor) 66 kV | Powercor | Winter | Coincident | 2028 | POE50 | Operational-demand | NA | 156.2056
VIC | GTS1266 | Geelong 12 (Powercor) 66 kV | Powercor | Winter | Non-coincident | 2028 | POE10 | Operational-demand | NA | 230.322
VIC | GTS1266 | Geelong 12 (Powercor) 66 kV | Powercor | Winter | Non-coincident | 2028 | POE50 | Operational-demand | NA | 226.9473
VIC | GTS1266 | Geelong 12 (Powercor) 66 kV | Powercor | Winter | Coincident | 2029 | POE10 | Operational-demand | NA | 156.9556
VIC | GTS1266 | Geelong 12 (Powercor) 66 kV | Powercor | Winter | Coincident | 2029 | POE50 | Operational-demand | NA | 155.4688
VIC | GTS1266 | Geelong 12 (Powercor) 66 kV | Powercor | Winter | Non-coincident | 2029 | POE10 | Operational-demand | NA | 231.9908
VIC | GTS1266 | Geelong 12 (Powercor) 66 kV | Powercor | Winter | Non-coincident | 2029 | POE50 | Operational-demand | NA | 228.5886
VIC | GTS1266 | Geelong 12 (Powercor) 66 kV | Powercor | Winter | Coincident | 2030 | POE10 | Operational-demand | NA | 155.9023
VIC | GTS1266 | Geelong 12 (Powercor) 66 kV | Powercor | Winter | Coincident | 2030 | POE50 | Operational-demand | NA | 154.3893
VIC | GTS1266 | Geelong 12 (Powercor) 66 kV | Powercor | Winter | Non-coincident | 2030 | POE10 | Operational-demand | NA | 233.6664
VIC | GTS1266 | Geelong 12 (Powercor) 66 kV | Powercor | Winter | Non-coincident | 2030 | POE50 | Operational-demand | NA | 230.2366
VIC | GTS1266 | Geelong 12 (Powercor) 66 kV | Powercor | Winter | Coincident | 2031 | POE10 | Operational-demand | NA | 155.123
VIC | GTS1266 | Geelong 12 (Powercor) 66 kV | Powercor | Winter | Coincident | 2031 | POE50 | Operational-demand | NA | 153.6215
VIC | GTS1266 | Geelong 12 (Powercor) 66 kV | Powercor | Winter | Non-coincident | 2031 | POE10 | Operational-demand | NA | 235.3907
VIC | GTS1266 | Geelong 12 (Powercor) 66 kV | Powercor | Winter | Non-coincident | 2031 | POE50 | Operational-demand | NA | 231.9335
VIC | GTS1266 | Geelong 12 (Powercor) 66 kV | Powercor | Winter | Coincident | 2032 | POE10 | Operational-demand | NA | 153.0865
VIC | GTS1266 | Geelong 12 (Powercor) 66 kV | Powercor | Winter | Coincident | 2032 | POE50 | Operational-demand | NA | 151.317
VIC | GTS1266 | Geelong 12 (Powercor) 66 kV | Powercor | Winter | Non-coincident | 2032 | POE10 | Operational-demand | NA | 237.1618
VIC | GTS1266 | Geelong 12 (Powercor) 66 kV | Powercor | Winter | Non-coincident | 2032 | POE50 | Operational-demand | NA | 233.6778
VIC | GTS1266 | Geelong 12 (Powercor) 66 kV | Powercor | Winter | Coincident | 2033 | POE10 | Operational-demand | NA | 150.3928
VIC | GTS1266 | Geelong 12 (Powercor) 66 kV | Powercor | Winter | Coincident | 2033 | POE50 | Operational-demand | NA | 148.6712
VIC | GTS1266 | Geelong 12 (Powercor) 66 kV | Powercor | Winter | Non-coincident | 2033 | POE10 | Operational-demand | NA | 238.9389
VIC | GTS1266 | Geelong 12 (Powercor) 66 kV | Powercor | Winter | Non-coincident | 2033 | POE50 | Operational-demand | NA | 235.4282
VIC | GTS1266 | Geelong 12 (Powercor) 66 kV | Powercor | Winter | Coincident | 2034 | POE10 | Operational-demand | NA | 150.373
VIC | GTS1266 | Geelong 12 (Powercor) 66 kV | Powercor | Winter | Coincident | 2034 | POE50 | Operational-demand | NA | 148.7311
VIC | GTS1266 | Geelong 12 (Powercor) 66 kV | Powercor | Winter | Non-coincident | 2034 | POE10 | Operational-demand | NA | 240.6929
VIC | GTS1266 | Geelong 12 (Powercor) 66 kV | Powercor | Winter | Non-coincident | 2034 | POE50 | Operational-demand | NA | 237.1555
VIC | GTS3466 | Geelong 34 (Powercor) 66 kV | Powercor | Shoulder | Coincident | 2019 | ACTUAL_OPG | Operational-demand | 71.6684 | NA
VIC | GTS3466 | Geelong 34 (Powercor) 66 kV | Powercor | Shoulder | Coincident | 2019 | ACTUAL_RAW | Operational-demand | 71.6684 | NA
VIC | GTS3466 | Geelong 34 (Powercor) 66 kV | Powercor | Shoulder | Non-coincident | 2019 | ACTUAL_RAW | Operational-demand | 58.331 | NA
VIC | GTS3466 | Geelong 34 (Powercor) 66 kV | Powercor | Shoulder | Non-coincident | 2019 | ACTUAL_OPG | Operational-demand | 58.331 | NA
VIC | GTS3466 | Geelong 34 (Powercor) 66 kV | Powercor | Shoulder | Non-coincident | 2019 | ACTUAL_ADJUSTEDOPG | Operational-demand | 58.331 | NA
VIC | GTS3466 | Geelong 34 (Powercor) 66 kV | Powercor | Shoulder | Coincident | 2020 | ACTUAL_OPG | Operational-demand | 55.2035 | NA
VIC | GTS3466 | Geelong 34 (Powercor) 66 kV | Powercor | Shoulder | Coincident | 2020 | ACTUAL_RAW | Operational-demand | 55.2035 | NA
VIC | GTS3466 | Geelong 34 (Powercor) 66 kV | Powercor | Shoulder | Non-coincident | 2020 | ACTUAL_RAW | Operational-demand | 51.0805 | NA
VIC | GTS3466 | Geelong 34 (Powercor) 66 kV | Powercor | Shoulder | Non-coincident | 2020 | ACTUAL_OPG | Operational-demand | 51.0805 | NA
VIC | GTS3466 | Geelong 34 (Powercor) 66 kV | Powercor | Shoulder | Non-coincident | 2020 | ACTUAL_ADJUSTEDOPG | Operational-demand | 51.0805 | NA
VIC | GTS3466 | Geelong 34 (Powercor) 66 kV | Powercor | Shoulder | Coincident | 2021 | ACTUAL_OPG | Operational-demand | 57.0698 | NA
VIC | GTS3466 | Geelong 34 (Powercor) 66 kV | Powercor | Shoulder | Coincident | 2021 | ACTUAL_RAW | Operational-demand | 57.0698 | NA
VIC | GTS3466 | Geelong 34 (Powercor) 66 kV | Powercor | Shoulder | Non-coincident | 2021 | ACTUAL_RAW | Operational-demand | 46.6423 | NA
VIC | GTS3466 | Geelong 34 (Powercor) 66 kV | Powercor | Shoulder | Non-coincident | 2021 | ACTUAL_OPG | Operational-demand | 46.6423 | NA
VIC | GTS3466 | Geelong 34 (Powercor) 66 kV | Powercor | Shoulder | Non-coincident | 2021 | ACTUAL_ADJUSTEDOPG | Operational-demand | 46.6423 | NA
VIC | GTS3466 | Geelong 34 (Powercor) 66 kV | Powercor | Shoulder | Coincident | 2022 | ACTUAL_OPG | Operational-demand | 34.4352 | NA
VIC | GTS3466 | Geelong 34 (Powercor) 66 kV | Powercor | Shoulder | Coincident | 2022 | ACTUAL_RAW | Operational-demand | 34.4352 | NA
VIC | GTS3466 | Geelong 34 (Powercor) 66 kV | Powercor | Shoulder | Non-coincident | 2022 | ACTUAL_RAW | Operational-demand | 34.4352 | NA
VIC | GTS3466 | Geelong 34 (Powercor) 66 kV | Powercor | Shoulder | Non-coincident | 2022 | ACTUAL_OPG | Operational-demand | 34.4352 | NA
VIC | GTS3466 | Geelong 34 (Powercor) 66 kV | Powercor | Shoulder | Non-coincident | 2022 | ACTUAL_ADJUSTEDOPG | Operational-demand | 34.4352 | NA
VIC | GTS3466 | Geelong 34 (Powercor) 66 kV | Powercor | Shoulder | Coincident | 2023 | ACTUAL_OPG | Operational-demand | 31.5556 | NA
VIC | GTS3466 | Geelong 34 (Powercor) 66 kV | Powercor | Shoulder | Coincident | 2023 | ACTUAL_RAW | Operational-demand | 31.5556 | NA
VIC | GTS3466 | Geelong 34 (Powercor) 66 kV | Powercor | Shoulder | Non-coincident | 2023 | ACTUAL_RAW | Operational-demand | 23.8159 | NA
VIC | GTS3466 | Geelong 34 (Powercor) 66 kV | Powercor | Shoulder | Non-coincident | 2023 | ACTUAL_OPG | Operational-demand | 23.8159 | NA
VIC | GTS3466 | Geelong 34 (Powercor) 66 kV | Powercor | Shoulder | Non-coincident | 2023 | ACTUAL_ADJUSTEDOPG | Operational-demand | 23.8159 | NA
VIC | GTS3466 | Geelong 34 (Powercor) 66 kV | Powercor | Shoulder | Coincident | 2024 | ACTUAL_OPG | Operational-demand | 13.6718 | NA
VIC | GTS3466 | Geelong 34 (Powercor) 66 kV | Powercor | Shoulder | Coincident | 2024 | ACTUAL_RAW | Operational-demand | 13.6718 | NA
VIC | GTS3466 | Geelong 34 (Powercor) 66 kV | Powercor | Shoulder | Non-coincident | 2024 | ACTUAL_RAW | Operational-demand | 13.6718 | NA
VIC | GTS3466 | Geelong 34 (Powercor) 66 kV | Powercor | Shoulder | Non-coincident | 2024 | ACTUAL_OPG | Operational-demand | 13.6718 | NA
VIC | GTS3466 | Geelong 34 (Powercor) 66 kV | Powercor | Shoulder | Non-coincident | 2024 | ACTUAL_ADJUSTEDOPG | Operational-demand | 13.6718 | NA
VIC | GTS3466 | Geelong 34 (Powercor) 66 kV | Powercor | Shoulder | Coincident | 2025 | ACTUAL_OPG | Operational-demand | 9.9782 | NA
VIC | GTS3466 | Geelong 34 (Powercor) 66 kV | Powercor | Shoulder | Coincident | 2025 | ACTUAL_RAW | Operational-demand | 9.9782 | NA
VIC | GTS3466 | Geelong 34 (Powercor) 66 kV | Powercor | Shoulder | Non-coincident | 2025 | ACTUAL_RAW | Operational-demand | 3.4998 | NA
VIC | GTS3466 | Geelong 34 (Powercor) 66 kV | Powercor | Shoulder | Non-coincident | 2025 | ACTUAL_OPG | Operational-demand | 3.4998 | NA
VIC | GTS3466 | Geelong 34 (Powercor) 66 kV | Powercor | Shoulder | Non-coincident | 2025 | ACTUAL_ADJUSTEDOPG | Operational-demand | 3.4998 | NA
VIC | GTS3466 | Geelong 34 (Powercor) 66 kV | Powercor | Shoulder | Non-coincident | 2025 | BASEYEARPOE90 | Operational-demand | -13.808 | NA
VIC | GTS3466 | Geelong 34 (Powercor) 66 kV | Powercor | Shoulder | Non-coincident | 2025 | BASEYEARPOE50 | Operational-demand | -7.148 | NA
VIC | GTS3466 | Geelong 34 (Powercor) 66 kV | Powercor | Shoulder | Coincident_unreconciled | 2026 | POE50 | Operational-demand | -1.1544 | NA
VIC | GTS3466 | Geelong 34 (Powercor) 66 kV | Powercor | Shoulder | Coincident_unreconciled | 2026 | POE90 | Operational-demand | -1.6376 | NA
VIC | GTS3466 | Geelong 34 (Powercor) 66 kV | Powercor | Shoulder | Non-coincident | 2026 | POE50 | Operational-demand | -15.502 | NA
VIC | GTS3466 | Geelong 34 (Powercor) 66 kV | Powercor | Shoulder | Non-coincident | 2026 | POE90 | Operational-demand | -21.9901 | NA
VIC | GTS3466 | Geelong 34 (Powercor) 66 kV | Powercor | Shoulder | Coincident_unreconciled | 2027 | POE50 | Operational-demand | -1.7585 | NA
VIC | GTS3466 | Geelong 34 (Powercor) 66 kV | Powercor | Shoulder | Coincident_unreconciled | 2027 | POE90 | Operational-demand | -2.2451 | NA
VIC | GTS3466 | Geelong 34 (Powercor) 66 kV | Powercor | Shoulder | Non-coincident | 2027 | POE50 | Operational-demand | -23.6129 | NA
VIC | GTS3466 | Geelong 34 (Powercor) 66 kV | Powercor | Shoulder | Non-coincident | 2027 | POE90 | Operational-demand | -30.1472 | NA
VIC | GTS3466 | Geelong 34 (Powercor) 66 kV | Powercor | Shoulder | Coincident_unreconciled | 2028 | POE50 | Operational-demand | -2.4539 | NA
VIC | GTS3466 | Geelong 34 (Powercor) 66 kV | Powercor | Shoulder | Coincident_unreconciled | 2028 | POE90 | Operational-demand | -2.944 | NA
VIC | GTS3466 | Geelong 34 (Powercor) 66 kV | Powercor | Shoulder | Non-coincident | 2028 | POE50 | Operational-demand | -32.9505 | NA
VIC | GTS3466 | Geelong 34 (Powercor) 66 kV | Powercor | Shoulder | Non-coincident | 2028 | POE90 | Operational-demand | -39.5324 | NA
VIC | GTS3466 | Geelong 34 (Powercor) 66 kV | Powercor | Shoulder | Coincident_unreconciled | 2029 | POE50 | Operational-demand | -3.0995 | NA
VIC | GTS3466 | Geelong 34 (Powercor) 66 kV | Powercor | Shoulder | Coincident_unreconciled | 2029 | POE90 | Operational-demand | -3.5932 | NA
VIC | GTS3466 | Geelong 34 (Powercor) 66 kV | Powercor | Shoulder | Non-coincident | 2029 | POE50 | Operational-demand | -41.6208 | NA
VIC | GTS3466 | Geelong 34 (Powercor) 66 kV | Powercor | Shoulder | Non-coincident | 2029 | POE90 | Operational-demand | -48.2504 | NA
VIC | GTS3466 | Geelong 34 (Powercor) 66 kV | Powercor | Shoulder | Coincident_unreconciled | 2030 | POE50 | Operational-demand | -3.7279 | NA
VIC | GTS3466 | Geelong 34 (Powercor) 66 kV | Powercor | Shoulder | Coincident_unreconciled | 2030 | POE90 | Operational-demand | -4.2252 | NA
VIC | GTS3466 | Geelong 34 (Powercor) 66 kV | Powercor | Shoulder | Non-coincident | 2030 | POE50 | Operational-demand | -50.0587 | NA
VIC | GTS3466 | Geelong 34 (Powercor) 66 kV | Powercor | Shoulder | Non-coincident | 2030 | POE90 | Operational-demand | -56.7361 | NA
VIC | GTS3466 | Geelong 34 (Powercor) 66 kV | Powercor | Shoulder | Coincident_unreconciled | 2031 | POE50 | Operational-demand | -4.3562 | NA
VIC | GTS3466 | Geelong 34 (Powercor) 66 kV | Powercor | Shoulder | Coincident_unreconciled | 2031 | POE90 | Operational-demand | -4.857 | NA
VIC | GTS3466 | Geelong 34 (Powercor) 66 kV | Powercor | Shoulder | Non-coincident | 2031 | POE50 | Operational-demand | -58.4949 | NA
VIC | GTS3466 | Geelong 34 (Powercor) 66 kV | Powercor | Shoulder | Non-coincident | 2031 | POE90 | Operational-demand | -65.22 | NA
VIC | GTS3466 | Geelong 34 (Powercor) 66 kV | Powercor | Shoulder | Coincident_unreconciled | 2032 | POE50 | Operational-demand | -4.8194 | NA
VIC | GTS3466 | Geelong 34 (Powercor) 66 kV | Powercor | Shoulder | Coincident_unreconciled | 2032 | POE90 | Operational-demand | -5.3238 | NA
VIC | GTS3466 | Geelong 34 (Powercor) 66 kV | Powercor | Shoulder | Non-coincident | 2032 | POE50 | Operational-demand | -64.7154 | NA
VIC | GTS3466 | Geelong 34 (Powercor) 66 kV | Powercor | Shoulder | Non-coincident | 2032 | POE90 | Operational-demand | -71.4881 | NA
VIC | GTS3466 | Geelong 34 (Powercor) 66 kV | Powercor | Shoulder | Coincident_unreconciled | 2033 | POE50 | Operational-demand | -5.1487 | NA
VIC | GTS3466 | Geelong 34 (Powercor) 66 kV | Powercor | Shoulder | Coincident_unreconciled | 2033 | POE90 | Operational-demand | -5.6566 | NA
VIC | GTS3466 | Geelong 34 (Powercor) 66 kV | Powercor | Shoulder | Non-coincident | 2033 | POE50 | Operational-demand | -69.1371 | NA
VIC | GTS3466 | Geelong 34 (Powercor) 66 kV | Powercor | Shoulder | Non-coincident | 2033 | POE90 | Operational-demand | -75.9573 | NA
VIC | GTS3466 | Geelong 34 (Powercor) 66 kV | Powercor | Shoulder | Coincident_unreconciled | 2034 | POE50 | Operational-demand | -5.4561 | NA
VIC | GTS3466 | Geelong 34 (Powercor) 66 kV | Powercor | Shoulder | Coincident_unreconciled | 2034 | POE90 | Operational-demand | -5.9676 | NA
VIC | GTS3466 | Geelong 34 (Powercor) 66 kV | Powercor | Shoulder | Non-coincident | 2034 | POE50 | Operational-demand | -73.265 | NA
VIC | GTS3466 | Geelong 34 (Powercor) 66 kV | Powercor | Shoulder | Non-coincident | 2034 | POE90 | Operational-demand | -80.1328 | NA
VIC | GTS3466 | Geelong 34 (Powercor) 66 kV | Powercor | Shoulder | Coincident_unreconciled | 2035 | POE50 | Operational-demand | -5.8023 | NA
VIC | GTS3466 | Geelong 34 (Powercor) 66 kV | Powercor | Shoulder | Coincident_unreconciled | 2035 | POE90 | Operational-demand | -6.3173 | NA
VIC | GTS3466 | Geelong 34 (Powercor) 66 kV | Powercor | Shoulder | Non-coincident | 2035 | POE50 | Operational-demand | -77.9138 | NA
VIC | GTS3466 | Geelong 34 (Powercor) 66 kV | Powercor | Shoulder | Non-coincident | 2035 | POE90 | Operational-demand | -84.8292 | NA
VIC | GTS3466 | Geelong 34 (Powercor) 66 kV | Powercor | Summer | Coincident | 2019 | ACTUAL_OPG | Operational-demand | 70.1271 | 205.9164
VIC | GTS3466 | Geelong 34 (Powercor) 66 kV | Powercor | Summer | Coincident | 2019 | ACTUAL_RAW | Operational-demand | 70.1271 | 205.9164
VIC | GTS3466 | Geelong 34 (Powercor) 66 kV | Powercor | Summer | Non-coincident | 2019 | ACTUAL_RAW | Operational-demand | 60.4732 | 250.4674
VIC | GTS3466 | Geelong 34 (Powercor) 66 kV | Powercor | Summer | Non-coincident | 2019 | ACTUAL_OPG | Operational-demand | 60.4732 | 250.4674
VIC | GTS3466 | Geelong 34 (Powercor) 66 kV | Powercor | Summer | Non-coincident | 2019 | ACTUAL_ADJUSTEDOPG | Operational-demand | 60.4732 | 250.4674
VIC | GTS3466 | Geelong 34 (Powercor) 66 kV | Powercor | Summer | Coincident | 2020 | ACTUAL_OPG | Operational-demand | 53.8049 | 235.371
VIC | GTS3466 | Geelong 34 (Powercor) 66 kV | Powercor | Summer | Coincident | 2020 | ACTUAL_RAW | Operational-demand | 53.8049 | 235.371
VIC | GTS3466 | Geelong 34 (Powercor) 66 kV | Powercor | Summer | Non-coincident | 2020 | ACTUAL_RAW | Operational-demand | 46.4791 | 266.2938
VIC | GTS3466 | Geelong 34 (Powercor) 66 kV | Powercor | Summer | Non-coincident | 2020 | ACTUAL_OPG | Operational-demand | 46.4791 | 266.2938
VIC | GTS3466 | Geelong 34 (Powercor) 66 kV | Powercor | Summer | Non-coincident | 2020 | ACTUAL_ADJUSTEDOPG | Operational-demand | 46.4791 | 266.2938
VIC | GTS3466 | Geelong 34 (Powercor) 66 kV | Powercor | Summer | Coincident | 2021 | ACTUAL_OPG | Operational-demand | 42.1025 | 227.6122
VIC | GTS3466 | Geelong 34 (Powercor) 66 kV | Powercor | Summer | Coincident | 2021 | ACTUAL_RAW | Operational-demand | 42.1025 | 227.6122
VIC | GTS3466 | Geelong 34 (Powercor) 66 kV | Powercor | Summer | Non-coincident | 2021 | ACTUAL_RAW | Operational-demand | 35.3387 | 230.1053
VIC | GTS3466 | Geelong 34 (Powercor) 66 kV | Powercor | Summer | Non-coincident | 2021 | ACTUAL_OPG | Operational-demand | 35.3387 | 230.1053
VIC | GTS3466 | Geelong 34 (Powercor) 66 kV | Powercor | Summer | Non-coincident | 2021 | ACTUAL_ADJUSTEDOPG | Operational-demand | 35.3387 | 230.1053
VIC | GTS3466 | Geelong 34 (Powercor) 66 kV | Powercor | Summer | Coincident | 2022 | ACTUAL_OPG | Operational-demand | 28.307 | 225.9735
VIC | GTS3466 | Geelong 34 (Powercor) 66 kV | Powercor | Summer | Coincident | 2022 | ACTUAL_RAW | Operational-demand | 28.307 | 225.9735
VIC | GTS3466 | Geelong 34 (Powercor) 66 kV | Powercor | Summer | Non-coincident | 2022 | ACTUAL_RAW | Operational-demand | 28.307 | 239.6718
VIC | GTS3466 | Geelong 34 (Powercor) 66 kV | Powercor | Summer | Non-coincident | 2022 | ACTUAL_OPG | Operational-demand | 28.307 | 239.6718
VIC | GTS3466 | Geelong 34 (Powercor) 66 kV | Powercor | Summer | Non-coincident | 2022 | ACTUAL_ADJUSTEDOPG | Operational-demand | 28.307 | 239.6718
VIC | GTS3466 | Geelong 34 (Powercor) 66 kV | Powercor | Summer | Coincident | 2023 | ACTUAL_OPG | Operational-demand | 21.4184 | 253.0741
VIC | GTS3466 | Geelong 34 (Powercor) 66 kV | Powercor | Summer | Coincident | 2023 | ACTUAL_RAW | Operational-demand | 21.4184 | 253.0741
VIC | GTS3466 | Geelong 34 (Powercor) 66 kV | Powercor | Summer | Non-coincident | 2023 | ACTUAL_RAW | Operational-demand | 21.4184 | 254.6901
VIC | GTS3466 | Geelong 34 (Powercor) 66 kV | Powercor | Summer | Non-coincident | 2023 | ACTUAL_OPG | Operational-demand | 21.4184 | 254.6901
VIC | GTS3466 | Geelong 34 (Powercor) 66 kV | Powercor | Summer | Non-coincident | 2023 | ACTUAL_ADJUSTEDOPG | Operational-demand | 21.4184 | 254.6901
VIC | GTS3466 | Geelong 34 (Powercor) 66 kV | Powercor | Summer | Coincident | 2024 | ACTUAL_OPG | Operational-demand | 17.4194 | 217.0448
VIC | GTS3466 | Geelong 34 (Powercor) 66 kV | Powercor | Summer | Coincident | 2024 | ACTUAL_RAW | Operational-demand | 17.4194 | 217.0448
VIC | GTS3466 | Geelong 34 (Powercor) 66 kV | Powercor | Summer | Non-coincident | 2024 | ACTUAL_RAW | Operational-demand | 13.3868 | 235.38
VIC | GTS3466 | Geelong 34 (Powercor) 66 kV | Powercor | Summer | Non-coincident | 2024 | ACTUAL_OPG | Operational-demand | 13.3868 | 235.38
VIC | GTS3466 | Geelong 34 (Powercor) 66 kV | Powercor | Summer | Non-coincident | 2024 | ACTUAL_ADJUSTEDOPG | Operational-demand | 13.3868 | 235.38
VIC | GTS3466 | Geelong 34 (Powercor) 66 kV | Powercor | Summer | Coincident | 2025 | ACTUAL_OPG | Operational-demand | 5.9874 | 237.2372
VIC | GTS3466 | Geelong 34 (Powercor) 66 kV | Powercor | Summer | Coincident | 2025 | ACTUAL_RAW | Operational-demand | 5.9874 | 237.2372
VIC | GTS3466 | Geelong 34 (Powercor) 66 kV | Powercor | Summer | Non-coincident | 2025 | ACTUAL_RAW | Operational-demand | 5.9874 | 255.9623
VIC | GTS3466 | Geelong 34 (Powercor) 66 kV | Powercor | Summer | Non-coincident | 2025 | ACTUAL_OPG | Operational-demand | 5.9874 | 255.9623
VIC | GTS3466 | Geelong 34 (Powercor) 66 kV | Powercor | Summer | Non-coincident | 2025 | ACTUAL_ADJUSTEDOPG | Operational-demand | 5.9874 | 255.9623
VIC | GTS3466 | Geelong 34 (Powercor) 66 kV | Powercor | Summer | Non-coincident | 2025 | BASEYEARPOE90 | Operational-demand | -19.9823 | NA
VIC | GTS3466 | Geelong 34 (Powercor) 66 kV | Powercor | Summer | Non-coincident | 2025 | BASEYEARPOE50 | Operational-demand | -13.3723 | 255.0352
VIC | GTS3466 | Geelong 34 (Powercor) 66 kV | Powercor | Summer | Coincident_unreconciled | 2026 | POE50 | Operational-demand | 0 | NA
VIC | GTS3466 | Geelong 34 (Powercor) 66 kV | Powercor | Summer | Coincident_unreconciled | 2026 | POE90 | Operational-demand | -6.1587 | NA
VIC | GTS3466 | Geelong 34 (Powercor) 66 kV | Powercor | Summer | Non-coincident | 2026 | POE50 | Operational-demand | -18.7957 | 268.8391
VIC | GTS3466 | Geelong 34 (Powercor) 66 kV | Powercor | Summer | Non-coincident | 2026 | POE90 | Operational-demand | -26.0465 | NA
VIC | GTS3466 | Geelong 34 (Powercor) 66 kV | Powercor | Summer | Coincident_unreconciled | 2027 | POE50 | Operational-demand | -7.2458 | NA
VIC | GTS3466 | Geelong 34 (Powercor) 66 kV | Powercor | Summer | Coincident_unreconciled | 2027 | POE90 | Operational-demand | -13.4483 | NA
VIC | GTS3466 | Geelong 34 (Powercor) 66 kV | Powercor | Summer | Non-coincident | 2027 | POE50 | Operational-demand | -27.3263 | 269.9638
VIC | GTS3466 | Geelong 34 (Powercor) 66 kV | Powercor | Summer | Non-coincident | 2027 | POE90 | Operational-demand | -34.6287 | NA
VIC | GTS3466 | Geelong 34 (Powercor) 66 kV | Powercor | Summer | Coincident_unreconciled | 2028 | POE50 | Operational-demand | -15.573 | NA
VIC | GTS3466 | Geelong 34 (Powercor) 66 kV | Powercor | Summer | Coincident_unreconciled | 2028 | POE90 | Operational-demand | -21.8208 | NA
VIC | GTS3466 | Geelong 34 (Powercor) 66 kV | Powercor | Summer | Non-coincident | 2028 | POE50 | Operational-demand | -37.1301 | 271.1964
VIC | GTS3466 | Geelong 34 (Powercor) 66 kV | Powercor | Summer | Non-coincident | 2028 | POE90 | Operational-demand | -44.4858 | NA
VIC | GTS3466 | Geelong 34 (Powercor) 66 kV | Powercor | Summer | Coincident_unreconciled | 2029 | POE50 | Operational-demand | -23.2621 | NA
VIC | GTS3466 | Geelong 34 (Powercor) 66 kV | Powercor | Summer | Coincident_unreconciled | 2029 | POE90 | Operational-demand | -29.5552 | NA
VIC | GTS3466 | Geelong 34 (Powercor) 66 kV | Powercor | Summer | Non-coincident | 2029 | POE50 | Operational-demand | -46.1828 | 272.6723
VIC | GTS3466 | Geelong 34 (Powercor) 66 kV | Powercor | Summer | Non-coincident | 2029 | POE90 | Operational-demand | -53.5918 | NA
VIC | GTS3466 | Geelong 34 (Powercor) 66 kV | Powercor | Summer | Coincident_unreconciled | 2030 | POE50 | Operational-demand | -30.8168 | NA
VIC | GTS3466 | Geelong 34 (Powercor) 66 kV | Powercor | Summer | Coincident_unreconciled | 2030 | POE90 | Operational-demand | -37.1552 | NA
VIC | GTS3466 | Geelong 34 (Powercor) 66 kV | Powercor | Summer | Non-coincident | 2030 | POE50 | Operational-demand | -55.077 | 274.3524
VIC | GTS3466 | Geelong 34 (Powercor) 66 kV | Powercor | Summer | Non-coincident | 2030 | POE90 | Operational-demand | -62.5394 | NA
VIC | GTS3466 | Geelong 34 (Powercor) 66 kV | Powercor | Summer | Coincident_unreconciled | 2031 | POE50 | Operational-demand | -38.3978 | NA
VIC | GTS3466 | Geelong 34 (Powercor) 66 kV | Powercor | Summer | Coincident_unreconciled | 2031 | POE90 | Operational-demand | -44.7815 | NA
VIC | GTS3466 | Geelong 34 (Powercor) 66 kV | Powercor | Summer | Non-coincident | 2031 | POE50 | Operational-demand | -64.0024 | 276.0748
VIC | GTS3466 | Geelong 34 (Powercor) 66 kV | Powercor | Summer | Non-coincident | 2031 | POE90 | Operational-demand | -71.5181 | NA
VIC | GTS3466 | Geelong 34 (Powercor) 66 kV | Powercor | Summer | Coincident_unreconciled | 2032 | POE50 | Operational-demand | -43.9557 | NA
VIC | GTS3466 | Geelong 34 (Powercor) 66 kV | Powercor | Summer | Coincident_unreconciled | 2032 | POE90 | Operational-demand | -50.3845 | NA
VIC | GTS3466 | Geelong 34 (Powercor) 66 kV | Powercor | Summer | Non-coincident | 2032 | POE50 | Operational-demand | -70.5458 | 278.1693
VIC | GTS3466 | Geelong 34 (Powercor) 66 kV | Powercor | Summer | Non-coincident | 2032 | POE90 | Operational-demand | -78.1147 | NA
VIC | GTS3466 | Geelong 34 (Powercor) 66 kV | Powercor | Summer | Coincident_unreconciled | 2033 | POE50 | Operational-demand | -47.9458 | NA
VIC | GTS3466 | Geelong 34 (Powercor) 66 kV | Powercor | Summer | Coincident_unreconciled | 2033 | POE90 | Operational-demand | -54.4198 | NA
VIC | GTS3466 | Geelong 34 (Powercor) 66 kV | Powercor | Summer | Non-coincident | 2033 | POE50 | Operational-demand | -75.2435 | 280.5256
VIC | GTS3466 | Geelong 34 (Powercor) 66 kV | Powercor | Summer | Non-coincident | 2033 | POE90 | Operational-demand | -82.8655 | NA
VIC | GTS3466 | Geelong 34 (Powercor) 66 kV | Powercor | Summer | Coincident_unreconciled | 2034 | POE50 | Operational-demand | -51.6999 | NA
VIC | GTS3466 | Geelong 34 (Powercor) 66 kV | Powercor | Summer | Coincident_unreconciled | 2034 | POE90 | Operational-demand | -58.2191 | NA
VIC | GTS3466 | Geelong 34 (Powercor) 66 kV | Powercor | Summer | Non-coincident | 2034 | POE50 | Operational-demand | -79.6633 | 282.9302
VIC | GTS3466 | Geelong 34 (Powercor) 66 kV | Powercor | Summer | Non-coincident | 2034 | POE90 | Operational-demand | -87.3384 | NA
VIC | GTS3466 | Geelong 34 (Powercor) 66 kV | Powercor | Summer | Coincident_unreconciled | 2035 | POE50 | Operational-demand | -55.9157 | NA
VIC | GTS3466 | Geelong 34 (Powercor) 66 kV | Powercor | Summer | Coincident_unreconciled | 2035 | POE90 | Operational-demand | -62.48 | NA
VIC | GTS3466 | Geelong 34 (Powercor) 66 kV | Powercor | Summer | Non-coincident | 2035 | POE50 | Operational-demand | -84.6267 | 285.2814
VIC | GTS3466 | Geelong 34 (Powercor) 66 kV | Powercor | Summer | Non-coincident | 2035 | POE90 | Operational-demand | -92.355 | NA
VIC | GTS3466 | Geelong 34 (Powercor) 66 kV | Powercor | Summer | Non-coincident | 2025 | BASEYEARPOE10 | Operational-demand | NA | 284.5357
VIC | GTS3466 | Geelong 34 (Powercor) 66 kV | Powercor | Summer | Coincident | 2026 | POE10 | Operational-demand | NA | 252.6767
VIC | GTS3466 | Geelong 34 (Powercor) 66 kV | Powercor | Summer | Coincident | 2026 | POE50 | Operational-demand | NA | 229.6146
VIC | GTS3466 | Geelong 34 (Powercor) 66 kV | Powercor | Summer | Non-coincident | 2026 | POE10 | Operational-demand | NA | 304.9393
VIC | GTS3466 | Geelong 34 (Powercor) 66 kV | Powercor | Summer | Coincident | 2027 | POE10 | Operational-demand | NA | 247.1374
VIC | GTS3466 | Geelong 34 (Powercor) 66 kV | Powercor | Summer | Coincident | 2027 | POE50 | Operational-demand | NA | 222.9849
VIC | GTS3466 | Geelong 34 (Powercor) 66 kV | Powercor | Summer | Non-coincident | 2027 | POE10 | Operational-demand | NA | 306.3204
VIC | GTS3466 | Geelong 34 (Powercor) 66 kV | Powercor | Summer | Coincident | 2028 | POE10 | Operational-demand | NA | 242.3849
VIC | GTS3466 | Geelong 34 (Powercor) 66 kV | Powercor | Summer | Coincident | 2028 | POE50 | Operational-demand | NA | 216.9915
VIC | GTS3466 | Geelong 34 (Powercor) 66 kV | Powercor | Summer | Non-coincident | 2028 | POE10 | Operational-demand | NA | 307.8185
VIC | GTS3466 | Geelong 34 (Powercor) 66 kV | Powercor | Summer | Coincident | 2029 | POE10 | Operational-demand | NA | 239.4069
VIC | GTS3466 | Geelong 34 (Powercor) 66 kV | Powercor | Summer | Coincident | 2029 | POE50 | Operational-demand | NA | 214.4142
VIC | GTS3466 | Geelong 34 (Powercor) 66 kV | Powercor | Summer | Non-coincident | 2029 | POE10 | Operational-demand | NA | 309.5599
VIC | GTS3466 | Geelong 34 (Powercor) 66 kV | Powercor | Summer | Coincident | 2030 | POE10 | Operational-demand | NA | 237.3682
VIC | GTS3466 | Geelong 34 (Powercor) 66 kV | Powercor | Summer | Coincident | 2030 | POE50 | Operational-demand | NA | 211.9006
VIC | GTS3466 | Geelong 34 (Powercor) 66 kV | Powercor | Summer | Non-coincident | 2030 | POE10 | Operational-demand | NA | 311.5055
VIC | GTS3466 | Geelong 34 (Powercor) 66 kV | Powercor | Summer | Coincident | 2031 | POE10 | Operational-demand | NA | 232.8233
VIC | GTS3466 | Geelong 34 (Powercor) 66 kV | Powercor | Summer | Coincident | 2031 | POE50 | Operational-demand | NA | 208.8288
VIC | GTS3466 | Geelong 34 (Powercor) 66 kV | Powercor | Summer | Non-coincident | 2031 | POE10 | Operational-demand | NA | 313.4934
VIC | GTS3466 | Geelong 34 (Powercor) 66 kV | Powercor | Summer | Coincident | 2032 | POE10 | Operational-demand | NA | 227.5691
VIC | GTS3466 | Geelong 34 (Powercor) 66 kV | Powercor | Summer | Coincident | 2032 | POE50 | Operational-demand | NA | 203.7132
VIC | GTS3466 | Geelong 34 (Powercor) 66 kV | Powercor | Summer | Non-coincident | 2032 | POE10 | Operational-demand | NA | 315.8528
VIC | GTS3466 | Geelong 34 (Powercor) 66 kV | Powercor | Summer | Coincident | 2033 | POE10 | Operational-demand | NA | 224.0834
VIC | GTS3466 | Geelong 34 (Powercor) 66 kV | Powercor | Summer | Coincident | 2033 | POE50 | Operational-demand | NA | 198.7501
VIC | GTS3466 | Geelong 34 (Powercor) 66 kV | Powercor | Summer | Non-coincident | 2033 | POE10 | Operational-demand | NA | 318.4736
VIC | GTS3466 | Geelong 34 (Powercor) 66 kV | Powercor | Summer | Coincident | 2034 | POE10 | Operational-demand | NA | 223.6159
VIC | GTS3466 | Geelong 34 (Powercor) 66 kV | Powercor | Summer | Coincident | 2034 | POE50 | Operational-demand | NA | 198.5666
VIC | GTS3466 | Geelong 34 (Powercor) 66 kV | Powercor | Summer | Non-coincident | 2034 | POE10 | Operational-demand | NA | 321.1428
VIC | GTS3466 | Geelong 34 (Powercor) 66 kV | Powercor | Summer | Coincident | 2035 | POE10 | Operational-demand | NA | 224.0501
VIC | GTS3466 | Geelong 34 (Powercor) 66 kV | Powercor | Summer | Coincident | 2035 | POE50 | Operational-demand | NA | 199.0035
VIC | GTS3466 | Geelong 34 (Powercor) 66 kV | Powercor | Summer | Non-coincident | 2035 | POE10 | Operational-demand | NA | 323.7586
VIC | GTS3466 | Geelong 34 (Powercor) 66 kV | Powercor | Winter | Coincident | 2018 | ACTUAL_OPG | Operational-demand | NA | 190.8303
VIC | GTS3466 | Geelong 34 (Powercor) 66 kV | Powercor | Winter | Coincident | 2018 | ACTUAL_RAW | Operational-demand | NA | 190.8303
VIC | GTS3466 | Geelong 34 (Powercor) 66 kV | Powercor | Winter | Non-coincident | 2018 | ACTUAL_RAW | Operational-demand | NA | 190.8303
VIC | GTS3466 | Geelong 34 (Powercor) 66 kV | Powercor | Winter | Non-coincident | 2018 | ACTUAL_OPG | Operational-demand | NA | 190.8303
VIC | GTS3466 | Geelong 34 (Powercor) 66 kV | Powercor | Winter | Non-coincident | 2018 | ACTUAL_ADJUSTEDOPG | Operational-demand | NA | 190.8303
VIC | GTS3466 | Geelong 34 (Powercor) 66 kV | Powercor | Winter | Coincident | 2019 | ACTUAL_OPG | Operational-demand | NA | 194.3766
VIC | GTS3466 | Geelong 34 (Powercor) 66 kV | Powercor | Winter | Coincident | 2019 | ACTUAL_RAW | Operational-demand | NA | 194.3766
VIC | GTS3466 | Geelong 34 (Powercor) 66 kV | Powercor | Winter | Non-coincident | 2019 | ACTUAL_RAW | Operational-demand | NA | 201.67
VIC | GTS3466 | Geelong 34 (Powercor) 66 kV | Powercor | Winter | Non-coincident | 2019 | ACTUAL_OPG | Operational-demand | NA | 201.67
VIC | GTS3466 | Geelong 34 (Powercor) 66 kV | Powercor | Winter | Non-coincident | 2019 | ACTUAL_ADJUSTEDOPG | Operational-demand | NA | 201.67
VIC | GTS3466 | Geelong 34 (Powercor) 66 kV | Powercor | Winter | Coincident | 2020 | ACTUAL_OPG | Operational-demand | NA | 221.4417
VIC | GTS3466 | Geelong 34 (Powercor) 66 kV | Powercor | Winter | Coincident | 2020 | ACTUAL_RAW | Operational-demand | NA | 221.4417
VIC | GTS3466 | Geelong 34 (Powercor) 66 kV | Powercor | Winter | Non-coincident | 2020 | ACTUAL_RAW | Operational-demand | NA | 221.4417
VIC | GTS3466 | Geelong 34 (Powercor) 66 kV | Powercor | Winter | Non-coincident | 2020 | ACTUAL_OPG | Operational-demand | NA | 221.4417
VIC | GTS3466 | Geelong 34 (Powercor) 66 kV | Powercor | Winter | Non-coincident | 2020 | ACTUAL_ADJUSTEDOPG | Operational-demand | NA | 221.4417
VIC | GTS3466 | Geelong 34 (Powercor) 66 kV | Powercor | Winter | Coincident | 2021 | ACTUAL_OPG | Operational-demand | NA | 211.7275
VIC | GTS3466 | Geelong 34 (Powercor) 66 kV | Powercor | Winter | Coincident | 2021 | ACTUAL_RAW | Operational-demand | NA | 211.7275
VIC | GTS3466 | Geelong 34 (Powercor) 66 kV | Powercor | Winter | Non-coincident | 2021 | ACTUAL_RAW | Operational-demand | NA | 213.8075
VIC | GTS3466 | Geelong 34 (Powercor) 66 kV | Powercor | Winter | Non-coincident | 2021 | ACTUAL_OPG | Operational-demand | NA | 213.8075
VIC | GTS3466 | Geelong 34 (Powercor) 66 kV | Powercor | Winter | Non-coincident | 2021 | ACTUAL_ADJUSTEDOPG | Operational-demand | NA | 213.8075
VIC | GTS3466 | Geelong 34 (Powercor) 66 kV | Powercor | Winter | Coincident | 2022 | ACTUAL_OPG | Operational-demand | NA | 216.6655
VIC | GTS3466 | Geelong 34 (Powercor) 66 kV | Powercor | Winter | Coincident | 2022 | ACTUAL_RAW | Operational-demand | NA | 216.6655
VIC | GTS3466 | Geelong 34 (Powercor) 66 kV | Powercor | Winter | Non-coincident | 2022 | ACTUAL_RAW | Operational-demand | NA | 222.1391
VIC | GTS3466 | Geelong 34 (Powercor) 66 kV | Powercor | Winter | Non-coincident | 2022 | ACTUAL_OPG | Operational-demand | NA | 222.1391
VIC | GTS3466 | Geelong 34 (Powercor) 66 kV | Powercor | Winter | Non-coincident | 2022 | ACTUAL_ADJUSTEDOPG | Operational-demand | NA | 222.1391
VIC | GTS3466 | Geelong 34 (Powercor) 66 kV | Powercor | Winter | Coincident | 2023 | ACTUAL_OPG | Operational-demand | NA | 193.5073
VIC | GTS3466 | Geelong 34 (Powercor) 66 kV | Powercor | Winter | Coincident | 2023 | ACTUAL_RAW | Operational-demand | NA | 193.5073
VIC | GTS3466 | Geelong 34 (Powercor) 66 kV | Powercor | Winter | Non-coincident | 2023 | ACTUAL_RAW | Operational-demand | NA | 198.777
VIC | GTS3466 | Geelong 34 (Powercor) 66 kV | Powercor | Winter | Non-coincident | 2023 | ACTUAL_OPG | Operational-demand | NA | 198.777
VIC | GTS3466 | Geelong 34 (Powercor) 66 kV | Powercor | Winter | Non-coincident | 2023 | ACTUAL_ADJUSTEDOPG | Operational-demand | NA | 198.777
VIC | GTS3466 | Geelong 34 (Powercor) 66 kV | Powercor | Winter | Coincident | 2024 | ACTUAL_OPG | Operational-demand | NA | 215.8402
VIC | GTS3466 | Geelong 34 (Powercor) 66 kV | Powercor | Winter | Coincident | 2024 | ACTUAL_RAW | Operational-demand | NA | 215.8402
VIC | GTS3466 | Geelong 34 (Powercor) 66 kV | Powercor | Winter | Non-coincident | 2024 | ACTUAL_RAW | Operational-demand | NA | 215.8402
VIC | GTS3466 | Geelong 34 (Powercor) 66 kV | Powercor | Winter | Non-coincident | 2024 | ACTUAL_OPG | Operational-demand | NA | 215.8402
VIC | GTS3466 | Geelong 34 (Powercor) 66 kV | Powercor | Winter | Non-coincident | 2024 | ACTUAL_ADJUSTEDOPG | Operational-demand | NA | 215.8402
VIC | GTS3466 | Geelong 34 (Powercor) 66 kV | Powercor | Winter | Coincident | 2025 | POE10 | Operational-demand | NA | 216.6925
VIC | GTS3466 | Geelong 34 (Powercor) 66 kV | Powercor | Winter | Coincident | 2025 | POE50 | Operational-demand | NA | 214.4186
VIC | GTS3466 | Geelong 34 (Powercor) 66 kV | Powercor | Winter | Non-coincident | 2025 | ACTUAL_RAW | Operational-demand | NA | 224.7415
VIC | GTS3466 | Geelong 34 (Powercor) 66 kV | Powercor | Winter | Non-coincident | 2025 | ACTUAL_ADJUSTEDOPG | Operational-demand | NA | 224.7415
VIC | GTS3466 | Geelong 34 (Powercor) 66 kV | Powercor | Winter | Non-coincident | 2025 | BASEYEARPOE50 | Operational-demand | NA | 214.1516
VIC | GTS3466 | Geelong 34 (Powercor) 66 kV | Powercor | Winter | Non-coincident | 2025 | BASEYEARPOE10 | Operational-demand | NA | 218.446
VIC | GTS3466 | Geelong 34 (Powercor) 66 kV | Powercor | Winter | Non-coincident | 2025 | POE10 | Operational-demand | NA | 230.6542
VIC | GTS3466 | Geelong 34 (Powercor) 66 kV | Powercor | Winter | Non-coincident | 2025 | POE50 | Operational-demand | NA | 226.2903
VIC | GTS3466 | Geelong 34 (Powercor) 66 kV | Powercor | Winter | Coincident | 2026 | POE10 | Operational-demand | NA | 211.3475
VIC | GTS3466 | Geelong 34 (Powercor) 66 kV | Powercor | Winter | Coincident | 2026 | POE50 | Operational-demand | NA | 208.7605
VIC | GTS3466 | Geelong 34 (Powercor) 66 kV | Powercor | Winter | Non-coincident | 2026 | POE10 | Operational-demand | NA | 233.4968
VIC | GTS3466 | Geelong 34 (Powercor) 66 kV | Powercor | Winter | Non-coincident | 2026 | POE50 | Operational-demand | NA | 229.1031
VIC | GTS3466 | Geelong 34 (Powercor) 66 kV | Powercor | Winter | Coincident | 2027 | POE10 | Operational-demand | NA | 205.3182
VIC | GTS3466 | Geelong 34 (Powercor) 66 kV | Powercor | Winter | Coincident | 2027 | POE50 | Operational-demand | NA | 202.2901
VIC | GTS3466 | Geelong 34 (Powercor) 66 kV | Powercor | Winter | Non-coincident | 2027 | POE10 | Operational-demand | NA | 235.4278
VIC | GTS3466 | Geelong 34 (Powercor) 66 kV | Powercor | Winter | Non-coincident | 2027 | POE50 | Operational-demand | NA | 231.0018
VIC | GTS3466 | Geelong 34 (Powercor) 66 kV | Powercor | Winter | Coincident | 2028 | POE10 | Operational-demand | NA | 203.2136
VIC | GTS3466 | Geelong 34 (Powercor) 66 kV | Powercor | Winter | Coincident | 2028 | POE50 | Operational-demand | NA | 200.3823
VIC | GTS3466 | Geelong 34 (Powercor) 66 kV | Powercor | Winter | Non-coincident | 2028 | POE10 | Operational-demand | NA | 237.5899
VIC | GTS3466 | Geelong 34 (Powercor) 66 kV | Powercor | Winter | Non-coincident | 2028 | POE50 | Operational-demand | NA | 233.1317
VIC | GTS3466 | Geelong 34 (Powercor) 66 kV | Powercor | Winter | Coincident | 2029 | POE10 | Operational-demand | NA | 202.7466
VIC | GTS3466 | Geelong 34 (Powercor) 66 kV | Powercor | Winter | Coincident | 2029 | POE50 | Operational-demand | NA | 200.001
VIC | GTS3466 | Geelong 34 (Powercor) 66 kV | Powercor | Winter | Non-coincident | 2029 | POE10 | Operational-demand | NA | 239.9723
VIC | GTS3466 | Geelong 34 (Powercor) 66 kV | Powercor | Winter | Non-coincident | 2029 | POE50 | Operational-demand | NA | 235.4818
VIC | GTS3466 | Geelong 34 (Powercor) 66 kV | Powercor | Winter | Coincident | 2030 | POE10 | Operational-demand | NA | 201.9752
VIC | GTS3466 | Geelong 34 (Powercor) 66 kV | Powercor | Winter | Coincident | 2030 | POE50 | Operational-demand | NA | 199.2073
VIC | GTS3466 | Geelong 34 (Powercor) 66 kV | Powercor | Winter | Non-coincident | 2030 | POE10 | Operational-demand | NA | 242.4127
VIC | GTS3466 | Geelong 34 (Powercor) 66 kV | Powercor | Winter | Non-coincident | 2030 | POE50 | Operational-demand | NA | 237.8899
VIC | GTS3466 | Geelong 34 (Powercor) 66 kV | Powercor | Winter | Coincident | 2031 | POE10 | Operational-demand | NA | 201.5375
VIC | GTS3466 | Geelong 34 (Powercor) 66 kV | Powercor | Winter | Coincident | 2031 | POE50 | Operational-demand | NA | 198.7942
VIC | GTS3466 | Geelong 34 (Powercor) 66 kV | Powercor | Winter | Non-coincident | 2031 | POE10 | Operational-demand | NA | 244.8966
VIC | GTS3466 | Geelong 34 (Powercor) 66 kV | Powercor | Winter | Non-coincident | 2031 | POE50 | Operational-demand | NA | 240.3416
VIC | GTS3466 | Geelong 34 (Powercor) 66 kV | Powercor | Winter | Coincident | 2032 | POE10 | Operational-demand | NA | 199.4583
VIC | GTS3466 | Geelong 34 (Powercor) 66 kV | Powercor | Winter | Coincident | 2032 | POE50 | Operational-demand | NA | 196.3829
VIC | GTS3466 | Geelong 34 (Powercor) 66 kV | Powercor | Winter | Non-coincident | 2032 | POE10 | Operational-demand | NA | 247.4421
VIC | GTS3466 | Geelong 34 (Powercor) 66 kV | Powercor | Winter | Non-coincident | 2032 | POE50 | Operational-demand | NA | 242.8549
VIC | GTS3466 | Geelong 34 (Powercor) 66 kV | Powercor | Winter | Coincident | 2033 | POE10 | Operational-demand | NA | 196.4913
VIC | GTS3466 | Geelong 34 (Powercor) 66 kV | Powercor | Winter | Coincident | 2033 | POE50 | Operational-demand | NA | 193.4958
VIC | GTS3466 | Geelong 34 (Powercor) 66 kV | Powercor | Winter | Non-coincident | 2033 | POE10 | Operational-demand | NA | 249.9867
VIC | GTS3466 | Geelong 34 (Powercor) 66 kV | Powercor | Winter | Non-coincident | 2033 | POE50 | Operational-demand | NA | 245.3673
VIC | GTS3466 | Geelong 34 (Powercor) 66 kV | Powercor | Winter | Coincident | 2034 | POE10 | Operational-demand | NA | 197.0019
VIC | GTS3466 | Geelong 34 (Powercor) 66 kV | Powercor | Winter | Coincident | 2034 | POE50 | Operational-demand | NA | 194.1142
VIC | GTS3466 | Geelong 34 (Powercor) 66 kV | Powercor | Winter | Non-coincident | 2034 | POE10 | Operational-demand | NA | 252.5093
VIC | GTS3466 | Geelong 34 (Powercor) 66 kV | Powercor | Winter | Non-coincident | 2034 | POE50 | Operational-demand | NA | 247.8577
VIC | HOTS | Horsham (Powercor) 66 kV | Powercor | Shoulder | Coincident | 2019 | ACTUAL_OPG | Operational-demand | 31.923 | NA
VIC | HOTS | Horsham (Powercor) 66 kV | Powercor | Shoulder | Coincident | 2019 | ACTUAL_RAW | Operational-demand | 7.1004 | NA
VIC | HOTS | Horsham (Powercor) 66 kV | Powercor | Shoulder | Non-coincident | 2019 | ACTUAL_RAW | Operational-demand | -28.1374 | NA
VIC | HOTS | Horsham (Powercor) 66 kV | Powercor | Shoulder | Non-coincident | 2019 | ACTUAL_OPG | Operational-demand | 14.3596 | NA
VIC | HOTS | Horsham (Powercor) 66 kV | Powercor | Shoulder | Non-coincident | 2019 | ACTUAL_ADJUSTEDOPG | Operational-demand | 14.3596 | NA
VIC | HOTS | Horsham (Powercor) 66 kV | Powercor | Shoulder | Coincident | 2020 | ACTUAL_OPG | Operational-demand | 17.1208 | NA
VIC | HOTS | Horsham (Powercor) 66 kV | Powercor | Shoulder | Coincident | 2020 | ACTUAL_RAW | Operational-demand | 14.2593 | NA
VIC | HOTS | Horsham (Powercor) 66 kV | Powercor | Shoulder | Non-coincident | 2020 | ACTUAL_RAW | Operational-demand | -17.8111 | NA
VIC | HOTS | Horsham (Powercor) 66 kV | Powercor | Shoulder | Non-coincident | 2020 | ACTUAL_OPG | Operational-demand | 17.1208 | NA
VIC | HOTS | Horsham (Powercor) 66 kV | Powercor | Shoulder | Non-coincident | 2020 | ACTUAL_ADJUSTEDOPG | Operational-demand | 17.1208 | NA
VIC | HOTS | Horsham (Powercor) 66 kV | Powercor | Shoulder | Coincident | 2021 | ACTUAL_OPG | Operational-demand | 20.757 | NA
VIC | HOTS | Horsham (Powercor) 66 kV | Powercor | Shoulder | Coincident | 2021 | ACTUAL_RAW | Operational-demand | 17.3426 | NA
VIC | HOTS | Horsham (Powercor) 66 kV | Powercor | Shoulder | Non-coincident | 2021 | ACTUAL_RAW | Operational-demand | -16.6086 | NA
VIC | HOTS | Horsham (Powercor) 66 kV | Powercor | Shoulder | Non-coincident | 2021 | ACTUAL_OPG | Operational-demand | 16.0046 | NA
VIC | HOTS | Horsham (Powercor) 66 kV | Powercor | Shoulder | Non-coincident | 2021 | ACTUAL_ADJUSTEDOPG | Operational-demand | 16.0046 | NA
VIC | HOTS | Horsham (Powercor) 66 kV | Powercor | Shoulder | Coincident | 2022 | ACTUAL_OPG | Operational-demand | 14.9347 | NA
VIC | HOTS | Horsham (Powercor) 66 kV | Powercor | Shoulder | Coincident | 2022 | ACTUAL_RAW | Operational-demand | 10.0034 | NA
VIC | HOTS | Horsham (Powercor) 66 kV | Powercor | Shoulder | Non-coincident | 2022 | ACTUAL_RAW | Operational-demand | -57.4605 | NA
VIC | HOTS | Horsham (Powercor) 66 kV | Powercor | Shoulder | Non-coincident | 2022 | ACTUAL_OPG | Operational-demand | 13.2631 | NA
VIC | HOTS | Horsham (Powercor) 66 kV | Powercor | Shoulder | Non-coincident | 2022 | ACTUAL_ADJUSTEDOPG | Operational-demand | 13.2631 | NA
VIC | HOTS | Horsham (Powercor) 66 kV | Powercor | Shoulder | Coincident | 2023 | ACTUAL_OPG | Operational-demand | 10.1415 | NA
VIC | HOTS | Horsham (Powercor) 66 kV | Powercor | Shoulder | Coincident | 2023 | ACTUAL_RAW | Operational-demand | 0.74662 | NA
VIC | HOTS | Horsham (Powercor) 66 kV | Powercor | Shoulder | Non-coincident | 2023 | ACTUAL_RAW | Operational-demand | -59.084 | NA
VIC | HOTS | Horsham (Powercor) 66 kV | Powercor | Shoulder | Non-coincident | 2023 | ACTUAL_OPG | Operational-demand | 2.2719 | NA
VIC | HOTS | Horsham (Powercor) 66 kV | Powercor | Shoulder | Non-coincident | 2023 | ACTUAL_ADJUSTEDOPG | Operational-demand | 2.2719 | NA
VIC | HOTS | Horsham (Powercor) 66 kV | Powercor | Shoulder | Coincident | 2024 | ACTUAL_OPG | Operational-demand | 4.0819 | NA
VIC | HOTS | Horsham (Powercor) 66 kV | Powercor | Shoulder | Coincident | 2024 | ACTUAL_RAW | Operational-demand | -13.7752 | NA
VIC | HOTS | Horsham (Powercor) 66 kV | Powercor | Shoulder | Non-coincident | 2024 | ACTUAL_RAW | Operational-demand | -51.7241 | NA
VIC | HOTS | Horsham (Powercor) 66 kV | Powercor | Shoulder | Non-coincident | 2024 | ACTUAL_OPG | Operational-demand | -2.2136 | NA
VIC | HOTS | Horsham (Powercor) 66 kV | Powercor | Shoulder | Non-coincident | 2024 | ACTUAL_ADJUSTEDOPG | Operational-demand | -2.2136 | NA
VIC | HOTS | Horsham (Powercor) 66 kV | Powercor | Shoulder | Coincident | 2025 | ACTUAL_OPG | Operational-demand | -6.254 | NA
VIC | HOTS | Horsham (Powercor) 66 kV | Powercor | Shoulder | Coincident | 2025 | ACTUAL_RAW | Operational-demand | -14.2348 | NA
VIC | HOTS | Horsham (Powercor) 66 kV | Powercor | Shoulder | Non-coincident | 2025 | ACTUAL_RAW | Operational-demand | -56.2667 | NA
VIC | HOTS | Horsham (Powercor) 66 kV | Powercor | Shoulder | Non-coincident | 2025 | ACTUAL_OPG | Operational-demand | -6.7192 | NA
VIC | HOTS | Horsham (Powercor) 66 kV | Powercor | Shoulder | Non-coincident | 2025 | ACTUAL_ADJUSTEDOPG | Operational-demand | -6.7192 | NA
VIC | HOTS | Horsham (Powercor) 66 kV | Powercor | Shoulder | Non-coincident | 2025 | BASEYEARPOE90 | Operational-demand | -13.8891 | NA
VIC | HOTS | Horsham (Powercor) 66 kV | Powercor | Shoulder | Non-coincident | 2025 | BASEYEARPOE50 | Operational-demand | -11.5661 | NA
VIC | HOTS | Horsham (Powercor) 66 kV | Powercor | Shoulder | Coincident_unreconciled | 2026 | POE90 | Operational-demand | -15 | NA
VIC | HOTS | Horsham (Powercor) 66 kV | Powercor | Shoulder | Coincident_unreconciled | 2026 | POE50 | Operational-demand | -15 | NA
VIC | HOTS | Horsham (Powercor) 66 kV | Powercor | Shoulder | Non-coincident | 2026 | POE50 | Operational-demand | -15.0833 | NA
VIC | HOTS | Horsham (Powercor) 66 kV | Powercor | Shoulder | Non-coincident | 2026 | POE90 | Operational-demand | -17.5179 | NA
VIC | HOTS | Horsham (Powercor) 66 kV | Powercor | Shoulder | Coincident_unreconciled | 2027 | POE90 | Operational-demand | -15.3 | NA
VIC | HOTS | Horsham (Powercor) 66 kV | Powercor | Shoulder | Coincident_unreconciled | 2027 | POE50 | Operational-demand | -15.3 | NA
VIC | HOTS | Horsham (Powercor) 66 kV | Powercor | Shoulder | Non-coincident | 2027 | POE50 | Operational-demand | -15.8163 | NA
VIC | HOTS | Horsham (Powercor) 66 kV | Powercor | Shoulder | Non-coincident | 2027 | POE90 | Operational-demand | -18.2497 | NA
VIC | HOTS | Horsham (Powercor) 66 kV | Powercor | Shoulder | Coincident_unreconciled | 2028 | POE90 | Operational-demand | -15.606 | NA
VIC | HOTS | Horsham (Powercor) 66 kV | Powercor | Shoulder | Coincident_unreconciled | 2028 | POE50 | Operational-demand | -15.606 | NA
VIC | HOTS | Horsham (Powercor) 66 kV | Powercor | Shoulder | Non-coincident | 2028 | POE50 | Operational-demand | -19.7336 | NA
VIC | HOTS | Horsham (Powercor) 66 kV | Powercor | Shoulder | Non-coincident | 2028 | POE90 | Operational-demand | -22.1663 | NA
VIC | HOTS | Horsham (Powercor) 66 kV | Powercor | Shoulder | Coincident_unreconciled | 2029 | POE90 | Operational-demand | -15.9181 | NA
VIC | HOTS | Horsham (Powercor) 66 kV | Powercor | Shoulder | Coincident_unreconciled | 2029 | POE50 | Operational-demand | -15.9181 | NA
VIC | HOTS | Horsham (Powercor) 66 kV | Powercor | Shoulder | Non-coincident | 2029 | POE50 | Operational-demand | -22.7727 | NA
VIC | HOTS | Horsham (Powercor) 66 kV | Powercor | Shoulder | Non-coincident | 2029 | POE90 | Operational-demand | -25.2046 | NA
VIC | HOTS | Horsham (Powercor) 66 kV | Powercor | Shoulder | Coincident_unreconciled | 2030 | POE90 | Operational-demand | -16.2365 | NA
VIC | HOTS | Horsham (Powercor) 66 kV | Powercor | Shoulder | Coincident_unreconciled | 2030 | POE50 | Operational-demand | -16.2365 | NA
VIC | HOTS | Horsham (Powercor) 66 kV | Powercor | Shoulder | Non-coincident | 2030 | POE50 | Operational-demand | -26.3393 | NA
VIC | HOTS | Horsham (Powercor) 66 kV | Powercor | Shoulder | Non-coincident | 2030 | POE90 | Operational-demand | -28.7704 | NA
VIC | HOTS | Horsham (Powercor) 66 kV | Powercor | Shoulder | Coincident_unreconciled | 2031 | POE90 | Operational-demand | -16.5612 | NA
VIC | HOTS | Horsham (Powercor) 66 kV | Powercor | Shoulder | Coincident_unreconciled | 2031 | POE50 | Operational-demand | -16.5612 | NA
VIC | HOTS | Horsham (Powercor) 66 kV | Powercor | Shoulder | Non-coincident | 2031 | POE50 | Operational-demand | -30.9046 | NA
VIC | HOTS | Horsham (Powercor) 66 kV | Powercor | Shoulder | Non-coincident | 2031 | POE90 | Operational-demand | -33.3348 | NA
VIC | HOTS | Horsham (Powercor) 66 kV | Powercor | Shoulder | Coincident_unreconciled | 2032 | POE90 | Operational-demand | -16.8924 | NA
VIC | HOTS | Horsham (Powercor) 66 kV | Powercor | Shoulder | Coincident_unreconciled | 2032 | POE50 | Operational-demand | -16.8924 | NA
VIC | HOTS | Horsham (Powercor) 66 kV | Powercor | Shoulder | Non-coincident | 2032 | POE50 | Operational-demand | -34.2123 | NA
VIC | HOTS | Horsham (Powercor) 66 kV | Powercor | Shoulder | Non-coincident | 2032 | POE90 | Operational-demand | -36.6418 | NA
VIC | HOTS | Horsham (Powercor) 66 kV | Powercor | Shoulder | Coincident_unreconciled | 2033 | POE90 | Operational-demand | -17.2303 | NA
VIC | HOTS | Horsham (Powercor) 66 kV | Powercor | Shoulder | Coincident_unreconciled | 2033 | POE50 | Operational-demand | -17.2303 | NA
VIC | HOTS | Horsham (Powercor) 66 kV | Powercor | Shoulder | Non-coincident | 2033 | POE50 | Operational-demand | -36.4216 | NA
VIC | HOTS | Horsham (Powercor) 66 kV | Powercor | Shoulder | Non-coincident | 2033 | POE90 | Operational-demand | -38.8501 | NA
VIC | HOTS | Horsham (Powercor) 66 kV | Powercor | Shoulder | Coincident_unreconciled | 2034 | POE90 | Operational-demand | -17.5749 | NA
VIC | HOTS | Horsham (Powercor) 66 kV | Powercor | Shoulder | Coincident_unreconciled | 2034 | POE50 | Operational-demand | -17.5749 | NA
VIC | HOTS | Horsham (Powercor) 66 kV | Powercor | Shoulder | Non-coincident | 2034 | POE50 | Operational-demand | -39.079 | NA
VIC | HOTS | Horsham (Powercor) 66 kV | Powercor | Shoulder | Non-coincident | 2034 | POE90 | Operational-demand | -41.5068 | NA
VIC | HOTS | Horsham (Powercor) 66 kV | Powercor | Shoulder | Coincident_unreconciled | 2035 | POE90 | Operational-demand | -17.9264 | NA
VIC | HOTS | Horsham (Powercor) 66 kV | Powercor | Shoulder | Coincident_unreconciled | 2035 | POE50 | Operational-demand | -17.9264 | NA
VIC | HOTS | Horsham (Powercor) 66 kV | Powercor | Shoulder | Non-coincident | 2035 | POE50 | Operational-demand | -42.3499 | NA
VIC | HOTS | Horsham (Powercor) 66 kV | Powercor | Shoulder | Non-coincident | 2035 | POE90 | Operational-demand | -44.7767 | NA
VIC | HOTS | Horsham (Powercor) 66 kV | Powercor | Summer | Coincident | 2019 | ACTUAL_OPG | Operational-demand | 24.7793 | 79.8795
VIC | HOTS | Horsham (Powercor) 66 kV | Powercor | Summer | Coincident | 2019 | ACTUAL_RAW | Operational-demand | 13.3109 | 53.884
VIC | HOTS | Horsham (Powercor) 66 kV | Powercor | Summer | Non-coincident | 2019 | ACTUAL_RAW | Operational-demand | -26.3605 | 78.4827
VIC | HOTS | Horsham (Powercor) 66 kV | Powercor | Summer | Non-coincident | 2019 | ACTUAL_OPG | Operational-demand | 13.6403 | 99.0141
VIC | HOTS | Horsham (Powercor) 66 kV | Powercor | Summer | Non-coincident | 2019 | ACTUAL_ADJUSTEDOPG | Operational-demand | 13.6403 | 99.0141
VIC | HOTS | Horsham (Powercor) 66 kV | Powercor | Summer | Coincident | 2020 | ACTUAL_OPG | Operational-demand | 17.3553 | 102.0692
VIC | HOTS | Horsham (Powercor) 66 kV | Powercor | Summer | Coincident | 2020 | ACTUAL_RAW | Operational-demand | 9.7617 | 51.6918
VIC | HOTS | Horsham (Powercor) 66 kV | Powercor | Summer | Non-coincident | 2020 | ACTUAL_RAW | Operational-demand | -21.1812 | 77.9647
VIC | HOTS | Horsham (Powercor) 66 kV | Powercor | Summer | Non-coincident | 2020 | ACTUAL_OPG | Operational-demand | 15.3235 | 102.0692
VIC | HOTS | Horsham (Powercor) 66 kV | Powercor | Summer | Non-coincident | 2020 | ACTUAL_ADJUSTEDOPG | Operational-demand | 15.3235 | 102.0692
VIC | HOTS | Horsham (Powercor) 66 kV | Powercor | Summer | Coincident | 2021 | ACTUAL_OPG | Operational-demand | 16.0444 | 85.2519
VIC | HOTS | Horsham (Powercor) 66 kV | Powercor | Summer | Coincident | 2021 | ACTUAL_RAW | Operational-demand | 10.2183 | 46.9617
VIC | HOTS | Horsham (Powercor) 66 kV | Powercor | Summer | Non-coincident | 2021 | ACTUAL_RAW | Operational-demand | -13.5836 | 70.7486
VIC | HOTS | Horsham (Powercor) 66 kV | Powercor | Summer | Non-coincident | 2021 | ACTUAL_OPG | Operational-demand | 12.9054 | 97.0789
VIC | HOTS | Horsham (Powercor) 66 kV | Powercor | Summer | Non-coincident | 2021 | ACTUAL_ADJUSTEDOPG | Operational-demand | 12.9054 | 97.0789
VIC | HOTS | Horsham (Powercor) 66 kV | Powercor | Summer | Coincident | 2022 | ACTUAL_OPG | Operational-demand | 8.7467 | 68.9076
VIC | HOTS | Horsham (Powercor) 66 kV | Powercor | Summer | Coincident | 2022 | ACTUAL_RAW | Operational-demand | 9.2036 | 46.6297
VIC | HOTS | Horsham (Powercor) 66 kV | Powercor | Summer | Non-coincident | 2022 | ACTUAL_RAW | Operational-demand | -24.5292 | 70.9525
VIC | HOTS | Horsham (Powercor) 66 kV | Powercor | Summer | Non-coincident | 2022 | ACTUAL_OPG | Operational-demand | 8.6757 | 89.5844
VIC | HOTS | Horsham (Powercor) 66 kV | Powercor | Summer | Non-coincident | 2022 | ACTUAL_ADJUSTEDOPG | Operational-demand | 8.6757 | 89.5844
VIC | HOTS | Horsham (Powercor) 66 kV | Powercor | Summer | Coincident | 2023 | ACTUAL_OPG | Operational-demand | 6.5298 | 46.2951
VIC | HOTS | Horsham (Powercor) 66 kV | Powercor | Summer | Coincident | 2023 | ACTUAL_RAW | Operational-demand | 1.6474 | -23.4481
VIC | HOTS | Horsham (Powercor) 66 kV | Powercor | Summer | Non-coincident | 2023 | ACTUAL_RAW | Operational-demand | -63.1362 | 66.9997
VIC | HOTS | Horsham (Powercor) 66 kV | Powercor | Summer | Non-coincident | 2023 | ACTUAL_OPG | Operational-demand | -10.4226 | 66.2475
VIC | HOTS | Horsham (Powercor) 66 kV | Powercor | Summer | Non-coincident | 2023 | ACTUAL_ADJUSTEDOPG | Operational-demand | -10.4226 | 66.2475
VIC | HOTS | Horsham (Powercor) 66 kV | Powercor | Summer | Coincident | 2024 | ACTUAL_OPG | Operational-demand | 4.0278 | 53.4815
VIC | HOTS | Horsham (Powercor) 66 kV | Powercor | Summer | Coincident | 2024 | ACTUAL_RAW | Operational-demand | -16.6815 | 3.5549
VIC | HOTS | Horsham (Powercor) 66 kV | Powercor | Summer | Non-coincident | 2024 | ACTUAL_RAW | Operational-demand | -62.5915 | 58.7502
VIC | HOTS | Horsham (Powercor) 66 kV | Powercor | Summer | Non-coincident | 2024 | ACTUAL_OPG | Operational-demand | -2.6003 | 69.0571
VIC | HOTS | Horsham (Powercor) 66 kV | Powercor | Summer | Non-coincident | 2024 | ACTUAL_ADJUSTEDOPG | Operational-demand | -2.6003 | 69.0571
VIC | HOTS | Horsham (Powercor) 66 kV | Powercor | Summer | Coincident | 2025 | ACTUAL_OPG | Operational-demand | -1.2503 | 67.5154
VIC | HOTS | Horsham (Powercor) 66 kV | Powercor | Summer | Coincident | 2025 | ACTUAL_RAW | Operational-demand | -0.77777 | 17.9348
VIC | HOTS | Horsham (Powercor) 66 kV | Powercor | Summer | Non-coincident | 2025 | ACTUAL_RAW | Operational-demand | -64.6353 | 66.0229
VIC | HOTS | Horsham (Powercor) 66 kV | Powercor | Summer | Non-coincident | 2025 | ACTUAL_OPG | Operational-demand | -5.9016 | 69.7368
VIC | HOTS | Horsham (Powercor) 66 kV | Powercor | Summer | Non-coincident | 2025 | ACTUAL_ADJUSTEDOPG | Operational-demand | -5.9016 | 69.7368
VIC | HOTS | Horsham (Powercor) 66 kV | Powercor | Summer | Non-coincident | 2025 | BASEYEARPOE90 | Operational-demand | -17.5829 | NA
VIC | HOTS | Horsham (Powercor) 66 kV | Powercor | Summer | Non-coincident | 2025 | BASEYEARPOE50 | Operational-demand | -14.5086 | 94.2734
VIC | HOTS | Horsham (Powercor) 66 kV | Powercor | Summer | Coincident_unreconciled | 2026 | POE90 | Operational-demand | 0 | NA
VIC | HOTS | Horsham (Powercor) 66 kV | Powercor | Summer | Coincident_unreconciled | 2026 | POE50 | Operational-demand | 0 | NA
VIC | HOTS | Horsham (Powercor) 66 kV | Powercor | Summer | Non-coincident | 2026 | POE50 | Operational-demand | -15.8174 | 97
VIC | HOTS | Horsham (Powercor) 66 kV | Powercor | Summer | Non-coincident | 2026 | POE90 | Operational-demand | -18.026 | NA
VIC | HOTS | Horsham (Powercor) 66 kV | Powercor | Summer | Coincident_unreconciled | 2027 | POE90 | Operational-demand | 0 | NA
VIC | HOTS | Horsham (Powercor) 66 kV | Powercor | Summer | Coincident_unreconciled | 2027 | POE50 | Operational-demand | 0 | NA
VIC | HOTS | Horsham (Powercor) 66 kV | Powercor | Summer | Non-coincident | 2027 | POE50 | Operational-demand | -16.718 | 97.0265
VIC | HOTS | Horsham (Powercor) 66 kV | Powercor | Summer | Non-coincident | 2027 | POE90 | Operational-demand | -18.9256 | NA
VIC | HOTS | Horsham (Powercor) 66 kV | Powercor | Summer | Coincident_unreconciled | 2028 | POE90 | Operational-demand | 0 | NA
VIC | HOTS | Horsham (Powercor) 66 kV | Powercor | Summer | Coincident_unreconciled | 2028 | POE50 | Operational-demand | 0 | NA
VIC | HOTS | Horsham (Powercor) 66 kV | Powercor | Summer | Non-coincident | 2028 | POE50 | Operational-demand | -20.906 | 96.9563
VIC | HOTS | Horsham (Powercor) 66 kV | Powercor | Summer | Non-coincident | 2028 | POE90 | Operational-demand | -23.1128 | NA
VIC | HOTS | Horsham (Powercor) 66 kV | Powercor | Summer | Coincident_unreconciled | 2029 | POE90 | Operational-demand | 0 | NA
VIC | HOTS | Horsham (Powercor) 66 kV | Powercor | Summer | Coincident_unreconciled | 2029 | POE50 | Operational-demand | 0 | NA
VIC | HOTS | Horsham (Powercor) 66 kV | Powercor | Summer | Non-coincident | 2029 | POE50 | Operational-demand | -24.0187 | 96.99
VIC | HOTS | Horsham (Powercor) 66 kV | Powercor | Summer | Non-coincident | 2029 | POE90 | Operational-demand | -26.2248 | NA
VIC | HOTS | Horsham (Powercor) 66 kV | Powercor | Summer | Coincident_unreconciled | 2030 | POE90 | Operational-demand | 0 | NA
VIC | HOTS | Horsham (Powercor) 66 kV | Powercor | Summer | Coincident_unreconciled | 2030 | POE50 | Operational-demand | 0 | NA
VIC | HOTS | Horsham (Powercor) 66 kV | Powercor | Summer | Non-coincident | 2030 | POE50 | Operational-demand | -27.7467 | 97.0441
VIC | HOTS | Horsham (Powercor) 66 kV | Powercor | Summer | Non-coincident | 2030 | POE90 | Operational-demand | -29.9522 | NA
VIC | HOTS | Horsham (Powercor) 66 kV | Powercor | Summer | Coincident_unreconciled | 2031 | POE90 | Operational-demand | 0 | NA
VIC | HOTS | Horsham (Powercor) 66 kV | Powercor | Summer | Coincident_unreconciled | 2031 | POE50 | Operational-demand | 0 | NA
VIC | HOTS | Horsham (Powercor) 66 kV | Powercor | Summer | Non-coincident | 2031 | POE50 | Operational-demand | -32.5242 | 97.0517
VIC | HOTS | Horsham (Powercor) 66 kV | Powercor | Summer | Non-coincident | 2031 | POE90 | Operational-demand | -34.7289 | NA
VIC | HOTS | Horsham (Powercor) 66 kV | Powercor | Summer | Coincident_unreconciled | 2032 | POE90 | Operational-demand | 0 | NA
VIC | HOTS | Horsham (Powercor) 66 kV | Powercor | Summer | Coincident_unreconciled | 2032 | POE50 | Operational-demand | 0 | NA
VIC | HOTS | Horsham (Powercor) 66 kV | Powercor | Summer | Non-coincident | 2032 | POE50 | Operational-demand | -35.9494 | 97.1547
VIC | HOTS | Horsham (Powercor) 66 kV | Powercor | Summer | Non-coincident | 2032 | POE90 | Operational-demand | -38.1533 | NA
VIC | HOTS | Horsham (Powercor) 66 kV | Powercor | Summer | Coincident_unreconciled | 2033 | POE90 | Operational-demand | 0 | NA
VIC | HOTS | Horsham (Powercor) 66 kV | Powercor | Summer | Coincident_unreconciled | 2033 | POE50 | Operational-demand | 0 | NA
VIC | HOTS | Horsham (Powercor) 66 kV | Powercor | Summer | Non-coincident | 2033 | POE50 | Operational-demand | -38.2017 | 97.3281
VIC | HOTS | Horsham (Powercor) 66 kV | Powercor | Summer | Non-coincident | 2033 | POE90 | Operational-demand | -40.4049 | NA
VIC | HOTS | Horsham (Powercor) 66 kV | Powercor | Summer | Coincident_unreconciled | 2034 | POE90 | Operational-demand | 0 | NA
VIC | HOTS | Horsham (Powercor) 66 kV | Powercor | Summer | Coincident_unreconciled | 2034 | POE50 | Operational-demand | 0 | NA
VIC | HOTS | Horsham (Powercor) 66 kV | Powercor | Summer | Non-coincident | 2034 | POE50 | Operational-demand | -40.974 | 97.4751
VIC | HOTS | Horsham (Powercor) 66 kV | Powercor | Summer | Non-coincident | 2034 | POE90 | Operational-demand | -43.1764 | NA
VIC | HOTS | Horsham (Powercor) 66 kV | Powercor | Summer | Coincident_unreconciled | 2035 | POE90 | Operational-demand | 0 | NA
VIC | HOTS | Horsham (Powercor) 66 kV | Powercor | Summer | Coincident_unreconciled | 2035 | POE50 | Operational-demand | 0 | NA
VIC | HOTS | Horsham (Powercor) 66 kV | Powercor | Summer | Non-coincident | 2035 | POE50 | Operational-demand | -44.4056 | 97.5873
VIC | HOTS | Horsham (Powercor) 66 kV | Powercor | Summer | Non-coincident | 2035 | POE90 | Operational-demand | -46.6072 | NA
VIC | HOTS | Horsham (Powercor) 66 kV | Powercor | Summer | Non-coincident | 2025 | BASEYEARPOE10 | Operational-demand | NA | 103.0226
VIC | HOTS | Horsham (Powercor) 66 kV | Powercor | Summer | Coincident | 2026 | POE10 | Operational-demand | NA | 99.4368
VIC | HOTS | Horsham (Powercor) 66 kV | Powercor | Summer | Coincident | 2026 | POE50 | Operational-demand | NA | 92.0829
VIC | HOTS | Horsham (Powercor) 66 kV | Powercor | Summer | Non-coincident | 2026 | POE10 | Operational-demand | NA | 110.3419
VIC | HOTS | Horsham (Powercor) 66 kV | Powercor | Summer | Coincident | 2027 | POE10 | Operational-demand | NA | 96.8334
VIC | HOTS | Horsham (Powercor) 66 kV | Powercor | Summer | Coincident | 2027 | POE50 | Operational-demand | NA | 89.0717
VIC | HOTS | Horsham (Powercor) 66 kV | Powercor | Summer | Non-coincident | 2027 | POE10 | Operational-demand | NA | 110.3622
VIC | HOTS | Horsham (Powercor) 66 kV | Powercor | Summer | Coincident | 2028 | POE10 | Operational-demand | NA | 94.4554
VIC | HOTS | Horsham (Powercor) 66 kV | Powercor | Summer | Coincident | 2028 | POE50 | Operational-demand | NA | 86.2323
VIC | HOTS | Horsham (Powercor) 66 kV | Powercor | Summer | Non-coincident | 2028 | POE10 | Operational-demand | NA | 110.2876
VIC | HOTS | Horsham (Powercor) 66 kV | Powercor | Summer | Coincident | 2029 | POE10 | Operational-demand | NA | 92.7908
VIC | HOTS | Horsham (Powercor) 66 kV | Powercor | Summer | Coincident | 2029 | POE50 | Operational-demand | NA | 84.7711
VIC | HOTS | Horsham (Powercor) 66 kV | Powercor | Summer | Non-coincident | 2029 | POE10 | Operational-demand | NA | 110.3171
VIC | HOTS | Horsham (Powercor) 66 kV | Powercor | Summer | Coincident | 2030 | POE10 | Operational-demand | NA | 91.4607
VIC | HOTS | Horsham (Powercor) 66 kV | Powercor | Summer | Coincident | 2030 | POE50 | Operational-demand | NA | 83.3025
VIC | HOTS | Horsham (Powercor) 66 kV | Powercor | Summer | Non-coincident | 2030 | POE10 | Operational-demand | NA | 110.3668
VIC | HOTS | Horsham (Powercor) 66 kV | Powercor | Summer | Coincident | 2031 | POE10 | Operational-demand | NA | 89.1428
VIC | HOTS | Horsham (Powercor) 66 kV | Powercor | Summer | Coincident | 2031 | POE50 | Operational-demand | NA | 81.5879
VIC | HOTS | Horsham (Powercor) 66 kV | Powercor | Summer | Non-coincident | 2031 | POE10 | Operational-demand | NA | 110.37
VIC | HOTS | Horsham (Powercor) 66 kV | Powercor | Summer | Coincident | 2032 | POE10 | Operational-demand | NA | 86.545
VIC | HOTS | Horsham (Powercor) 66 kV | Powercor | Summer | Coincident | 2032 | POE50 | Operational-demand | NA | 79.0589
VIC | HOTS | Horsham (Powercor) 66 kV | Powercor | Summer | Non-coincident | 2032 | POE10 | Operational-demand | NA | 110.4684
VIC | HOTS | Horsham (Powercor) 66 kV | Powercor | Summer | Coincident | 2033 | POE10 | Operational-demand | NA | 84.6266
VIC | HOTS | Horsham (Powercor) 66 kV | Powercor | Summer | Coincident | 2033 | POE50 | Operational-demand | NA | 76.5971
VIC | HOTS | Horsham (Powercor) 66 kV | Powercor | Summer | Non-coincident | 2033 | POE10 | Operational-demand | NA | 110.6372
VIC | HOTS | Horsham (Powercor) 66 kV | Powercor | Summer | Coincident | 2034 | POE10 | Operational-demand | NA | 83.8386
VIC | HOTS | Horsham (Powercor) 66 kV | Powercor | Summer | Coincident | 2034 | POE50 | Operational-demand | NA | 75.9703
VIC | HOTS | Horsham (Powercor) 66 kV | Powercor | Summer | Non-coincident | 2034 | POE10 | Operational-demand | NA | 110.7794
VIC | HOTS | Horsham (Powercor) 66 kV | Powercor | Summer | Coincident | 2035 | POE10 | Operational-demand | NA | 83.3907
VIC | HOTS | Horsham (Powercor) 66 kV | Powercor | Summer | Coincident | 2035 | POE50 | Operational-demand | NA | 75.5815
VIC | HOTS | Horsham (Powercor) 66 kV | Powercor | Summer | Non-coincident | 2035 | POE10 | Operational-demand | NA | 110.8869
VIC | HOTS | Horsham (Powercor) 66 kV | Powercor | Winter | Coincident | 2018 | ACTUAL_OPG | Operational-demand | NA | 53.4238
VIC | HOTS | Horsham (Powercor) 66 kV | Powercor | Winter | Coincident | 2018 | ACTUAL_RAW | Operational-demand | NA | 53.903
VIC | HOTS | Horsham (Powercor) 66 kV | Powercor | Winter | Non-coincident | 2018 | ACTUAL_RAW | Operational-demand | NA | 58.2818
VIC | HOTS | Horsham (Powercor) 66 kV | Powercor | Winter | Non-coincident | 2018 | ACTUAL_OPG | Operational-demand | NA | 92.538
VIC | HOTS | Horsham (Powercor) 66 kV | Powercor | Winter | Non-coincident | 2018 | ACTUAL_ADJUSTEDOPG | Operational-demand | NA | 92.538
VIC | HOTS | Horsham (Powercor) 66 kV | Powercor | Winter | Coincident | 2019 | ACTUAL_OPG | Operational-demand | NA | 62.4508
VIC | HOTS | Horsham (Powercor) 66 kV | Powercor | Winter | Coincident | 2019 | ACTUAL_RAW | Operational-demand | NA | 50.1543
VIC | HOTS | Horsham (Powercor) 66 kV | Powercor | Winter | Non-coincident | 2019 | ACTUAL_RAW | Operational-demand | NA | 69.1778
VIC | HOTS | Horsham (Powercor) 66 kV | Powercor | Winter | Non-coincident | 2019 | ACTUAL_OPG | Operational-demand | NA | 94.6492
VIC | HOTS | Horsham (Powercor) 66 kV | Powercor | Winter | Non-coincident | 2019 | ACTUAL_ADJUSTEDOPG | Operational-demand | NA | 94.6492
VIC | HOTS | Horsham (Powercor) 66 kV | Powercor | Winter | Coincident | 2020 | ACTUAL_OPG | Operational-demand | NA | 77.896
VIC | HOTS | Horsham (Powercor) 66 kV | Powercor | Winter | Coincident | 2020 | ACTUAL_RAW | Operational-demand | NA | 51.4279
VIC | HOTS | Horsham (Powercor) 66 kV | Powercor | Winter | Non-coincident | 2020 | ACTUAL_RAW | Operational-demand | NA | 72.1259
VIC | HOTS | Horsham (Powercor) 66 kV | Powercor | Winter | Non-coincident | 2020 | ACTUAL_OPG | Operational-demand | NA | 98.0614
VIC | HOTS | Horsham (Powercor) 66 kV | Powercor | Winter | Non-coincident | 2020 | ACTUAL_ADJUSTEDOPG | Operational-demand | NA | 98.0614
VIC | HOTS | Horsham (Powercor) 66 kV | Powercor | Winter | Coincident | 2021 | ACTUAL_OPG | Operational-demand | NA | 95.7374
VIC | HOTS | Horsham (Powercor) 66 kV | Powercor | Winter | Coincident | 2021 | ACTUAL_RAW | Operational-demand | NA | 35.7981
VIC | HOTS | Horsham (Powercor) 66 kV | Powercor | Winter | Non-coincident | 2021 | ACTUAL_RAW | Operational-demand | NA | 76.9838
VIC | HOTS | Horsham (Powercor) 66 kV | Powercor | Winter | Non-coincident | 2021 | ACTUAL_OPG | Operational-demand | NA | 104.1128
VIC | HOTS | Horsham (Powercor) 66 kV | Powercor | Winter | Non-coincident | 2021 | ACTUAL_ADJUSTEDOPG | Operational-demand | NA | 104.1128
VIC | HOTS | Horsham (Powercor) 66 kV | Powercor | Winter | Coincident | 2022 | ACTUAL_OPG | Operational-demand | NA | 52.0378
VIC | HOTS | Horsham (Powercor) 66 kV | Powercor | Winter | Coincident | 2022 | ACTUAL_RAW | Operational-demand | NA | 8.1513
VIC | HOTS | Horsham (Powercor) 66 kV | Powercor | Winter | Non-coincident | 2022 | ACTUAL_RAW | Operational-demand | NA | 60.0141
VIC | HOTS | Horsham (Powercor) 66 kV | Powercor | Winter | Non-coincident | 2022 | ACTUAL_OPG | Operational-demand | NA | 60.6654
VIC | HOTS | Horsham (Powercor) 66 kV | Powercor | Winter | Non-coincident | 2022 | ACTUAL_ADJUSTEDOPG | Operational-demand | NA | 60.6654
VIC | HOTS | Horsham (Powercor) 66 kV | Powercor | Winter | Coincident | 2023 | ACTUAL_OPG | Operational-demand | NA | 56.0833
VIC | HOTS | Horsham (Powercor) 66 kV | Powercor | Winter | Coincident | 2023 | ACTUAL_RAW | Operational-demand | NA | 40.7637
VIC | HOTS | Horsham (Powercor) 66 kV | Powercor | Winter | Non-coincident | 2023 | ACTUAL_RAW | Operational-demand | NA | 62.5069
VIC | HOTS | Horsham (Powercor) 66 kV | Powercor | Winter | Non-coincident | 2023 | ACTUAL_OPG | Operational-demand | NA | 64.0561
VIC | HOTS | Horsham (Powercor) 66 kV | Powercor | Winter | Non-coincident | 2023 | ACTUAL_ADJUSTEDOPG | Operational-demand | NA | 64.0561
VIC | HOTS | Horsham (Powercor) 66 kV | Powercor | Winter | Coincident | 2024 | ACTUAL_OPG | Operational-demand | NA | 49.1742
VIC | HOTS | Horsham (Powercor) 66 kV | Powercor | Winter | Coincident | 2024 | ACTUAL_RAW | Operational-demand | NA | -15.2736
VIC | HOTS | Horsham (Powercor) 66 kV | Powercor | Winter | Non-coincident | 2024 | ACTUAL_RAW | Operational-demand | NA | 60.3851
VIC | HOTS | Horsham (Powercor) 66 kV | Powercor | Winter | Non-coincident | 2024 | ACTUAL_OPG | Operational-demand | NA | 60.9187
VIC | HOTS | Horsham (Powercor) 66 kV | Powercor | Winter | Non-coincident | 2024 | ACTUAL_ADJUSTEDOPG | Operational-demand | NA | 60.9187
VIC | HOTS | Horsham (Powercor) 66 kV | Powercor | Winter | Coincident | 2025 | POE10 | Operational-demand | NA | 85.2003
VIC | HOTS | Horsham (Powercor) 66 kV | Powercor | Winter | Coincident | 2025 | POE50 | Operational-demand | NA | 83.7098
VIC | HOTS | Horsham (Powercor) 66 kV | Powercor | Winter | Non-coincident | 2025 | ACTUAL_RAW | Operational-demand | NA | 62.7848
VIC | HOTS | Horsham (Powercor) 66 kV | Powercor | Winter | Non-coincident | 2025 | ACTUAL_ADJUSTEDOPG | Operational-demand | NA | 64.0068
VIC | HOTS | Horsham (Powercor) 66 kV | Powercor | Winter | Non-coincident | 2025 | BASEYEARPOE50 | Operational-demand | NA | 106.9405
VIC | HOTS | Horsham (Powercor) 66 kV | Powercor | Winter | Non-coincident | 2025 | BASEYEARPOE10 | Operational-demand | NA | 109.5681
VIC | HOTS | Horsham (Powercor) 66 kV | Powercor | Winter | Non-coincident | 2025 | POE10 | Operational-demand | NA | 89.6267
VIC | HOTS | Horsham (Powercor) 66 kV | Powercor | Winter | Non-coincident | 2025 | POE50 | Operational-demand | NA | 87
VIC | HOTS | Horsham (Powercor) 66 kV | Powercor | Winter | Coincident | 2026 | POE10 | Operational-demand | NA | 82.1331
VIC | HOTS | Horsham (Powercor) 66 kV | Powercor | Winter | Coincident | 2026 | POE50 | Operational-demand | NA | 80.548
VIC | HOTS | Horsham (Powercor) 66 kV | Powercor | Winter | Non-coincident | 2026 | POE10 | Operational-demand | NA | 89.6837
VIC | HOTS | Horsham (Powercor) 66 kV | Powercor | Winter | Non-coincident | 2026 | POE50 | Operational-demand | NA | 87.0586
VIC | HOTS | Horsham (Powercor) 66 kV | Powercor | Winter | Coincident | 2027 | POE10 | Operational-demand | NA | 79.2789
VIC | HOTS | Horsham (Powercor) 66 kV | Powercor | Winter | Coincident | 2027 | POE50 | Operational-demand | NA | 77.5545
VIC | HOTS | Horsham (Powercor) 66 kV | Powercor | Winter | Non-coincident | 2027 | POE10 | Operational-demand | NA | 89.8678
VIC | HOTS | Horsham (Powercor) 66 kV | Powercor | Winter | Non-coincident | 2027 | POE50 | Operational-demand | NA | 87.2436
VIC | HOTS | Horsham (Powercor) 66 kV | Powercor | Winter | Coincident | 2028 | POE10 | Operational-demand | NA | 77.9574
VIC | HOTS | Horsham (Powercor) 66 kV | Powercor | Winter | Coincident | 2028 | POE50 | Operational-demand | NA | 76.3281
VIC | HOTS | Horsham (Powercor) 66 kV | Powercor | Winter | Non-coincident | 2028 | POE10 | Operational-demand | NA | 90.1364
VIC | HOTS | Horsham (Powercor) 66 kV | Powercor | Winter | Non-coincident | 2028 | POE50 | Operational-demand | NA | 87.5131
VIC | HOTS | Horsham (Powercor) 66 kV | Powercor | Winter | Coincident | 2029 | POE10 | Operational-demand | NA | 77.2678
VIC | HOTS | Horsham (Powercor) 66 kV | Powercor | Winter | Coincident | 2029 | POE50 | Operational-demand | NA | 75.6863
VIC | HOTS | Horsham (Powercor) 66 kV | Powercor | Winter | Non-coincident | 2029 | POE10 | Operational-demand | NA | 90.4834
VIC | HOTS | Horsham (Powercor) 66 kV | Powercor | Winter | Non-coincident | 2029 | POE50 | Operational-demand | NA | 87.8609
VIC | HOTS | Horsham (Powercor) 66 kV | Powercor | Winter | Coincident | 2030 | POE10 | Operational-demand | NA | 76.5173
VIC | HOTS | Horsham (Powercor) 66 kV | Powercor | Winter | Coincident | 2030 | POE50 | Operational-demand | NA | 74.9434
VIC | HOTS | Horsham (Powercor) 66 kV | Powercor | Winter | Non-coincident | 2030 | POE10 | Operational-demand | NA | 90.9114
VIC | HOTS | Horsham (Powercor) 66 kV | Powercor | Winter | Non-coincident | 2030 | POE50 | Operational-demand | NA | 88.2898
VIC | HOTS | Horsham (Powercor) 66 kV | Powercor | Winter | Coincident | 2031 | POE10 | Operational-demand | NA | 75.8965
VIC | HOTS | Horsham (Powercor) 66 kV | Powercor | Winter | Coincident | 2031 | POE50 | Operational-demand | NA | 74.3469
VIC | HOTS | Horsham (Powercor) 66 kV | Powercor | Winter | Non-coincident | 2031 | POE10 | Operational-demand | NA | 91.3462
VIC | HOTS | Horsham (Powercor) 66 kV | Powercor | Winter | Non-coincident | 2031 | POE50 | Operational-demand | NA | 88.7254
VIC | HOTS | Horsham (Powercor) 66 kV | Powercor | Winter | Coincident | 2032 | POE10 | Operational-demand | NA | 74.6592
VIC | HOTS | Horsham (Powercor) 66 kV | Powercor | Winter | Coincident | 2032 | POE50 | Operational-demand | NA | 73.005
VIC | HOTS | Horsham (Powercor) 66 kV | Powercor | Winter | Non-coincident | 2032 | POE10 | Operational-demand | NA | 91.7885
VIC | HOTS | Horsham (Powercor) 66 kV | Powercor | Winter | Non-coincident | 2032 | POE50 | Operational-demand | NA | 89.1687
VIC | HOTS | Horsham (Powercor) 66 kV | Powercor | Winter | Coincident | 2033 | POE10 | Operational-demand | NA | 73.1013
VIC | HOTS | Horsham (Powercor) 66 kV | Powercor | Winter | Coincident | 2033 | POE50 | Operational-demand | NA | 71.4981
VIC | HOTS | Horsham (Powercor) 66 kV | Powercor | Winter | Non-coincident | 2033 | POE10 | Operational-demand | NA | 92.2179
VIC | HOTS | Horsham (Powercor) 66 kV | Powercor | Winter | Non-coincident | 2033 | POE50 | Operational-demand | NA | 89.599
VIC | HOTS | Horsham (Powercor) 66 kV | Powercor | Winter | Coincident | 2034 | POE10 | Operational-demand | NA | 72.8434
VIC | HOTS | Horsham (Powercor) 66 kV | Powercor | Winter | Coincident | 2034 | POE50 | Operational-demand | NA | 71.2921
VIC | HOTS | Horsham (Powercor) 66 kV | Powercor | Winter | Non-coincident | 2034 | POE10 | Operational-demand | NA | 92.6261
VIC | HOTS | Horsham (Powercor) 66 kV | Powercor | Winter | Non-coincident | 2034 | POE50 | Operational-demand | NA | 90.0081
VIC | HTS | Heatherton (United Energy) 66 kV | United Energy | Shoulder | Coincident | 2019 | ACTUAL_OPG | Operational-demand | 68.3433 | NA
VIC | HTS | Heatherton (United Energy) 66 kV | United Energy | Shoulder | Coincident | 2019 | ACTUAL_RAW | Operational-demand | 68.3433 | NA
VIC | HTS | Heatherton (United Energy) 66 kV | United Energy | Shoulder | Non-coincident | 2019 | ACTUAL_RAW | Operational-demand | 67.9502 | NA
VIC | HTS | Heatherton (United Energy) 66 kV | United Energy | Shoulder | Non-coincident | 2019 | ACTUAL_OPG | Operational-demand | 67.9502 | NA
VIC | HTS | Heatherton (United Energy) 66 kV | United Energy | Shoulder | Non-coincident | 2019 | ACTUAL_ADJUSTEDOPG | Operational-demand | 67.9502 | NA
VIC | HTS | Heatherton (United Energy) 66 kV | United Energy | Shoulder | Coincident | 2020 | ACTUAL_OPG | Operational-demand | 91.2157 | NA
VIC | HTS | Heatherton (United Energy) 66 kV | United Energy | Shoulder | Coincident | 2020 | ACTUAL_RAW | Operational-demand | 91.2157 | NA
VIC | HTS | Heatherton (United Energy) 66 kV | United Energy | Shoulder | Non-coincident | 2020 | ACTUAL_RAW | Operational-demand | 73.7381 | NA
VIC | HTS | Heatherton (United Energy) 66 kV | United Energy | Shoulder | Non-coincident | 2020 | ACTUAL_OPG | Operational-demand | 73.7381 | NA
VIC | HTS | Heatherton (United Energy) 66 kV | United Energy | Shoulder | Non-coincident | 2020 | ACTUAL_ADJUSTEDOPG | Operational-demand | 73.7381 | NA
VIC | HTS | Heatherton (United Energy) 66 kV | United Energy | Shoulder | Coincident | 2021 | ACTUAL_OPG | Operational-demand | 77.0929 | NA
VIC | HTS | Heatherton (United Energy) 66 kV | United Energy | Shoulder | Coincident | 2021 | ACTUAL_RAW | Operational-demand | 77.0929 | NA
VIC | HTS | Heatherton (United Energy) 66 kV | United Energy | Shoulder | Non-coincident | 2021 | ACTUAL_RAW | Operational-demand | 73.3227 | NA
VIC | HTS | Heatherton (United Energy) 66 kV | United Energy | Shoulder | Non-coincident | 2021 | ACTUAL_OPG | Operational-demand | 73.3227 | NA
VIC | HTS | Heatherton (United Energy) 66 kV | United Energy | Shoulder | Non-coincident | 2021 | ACTUAL_ADJUSTEDOPG | Operational-demand | 73.3227 | NA
VIC | HTS | Heatherton (United Energy) 66 kV | United Energy | Shoulder | Coincident | 2022 | ACTUAL_OPG | Operational-demand | 61.5971 | NA
VIC | HTS | Heatherton (United Energy) 66 kV | United Energy | Shoulder | Coincident | 2022 | ACTUAL_RAW | Operational-demand | 61.5971 | NA
VIC | HTS | Heatherton (United Energy) 66 kV | United Energy | Shoulder | Non-coincident | 2022 | ACTUAL_RAW | Operational-demand | 61.5971 | NA
VIC | HTS | Heatherton (United Energy) 66 kV | United Energy | Shoulder | Non-coincident | 2022 | ACTUAL_OPG | Operational-demand | 61.5971 | NA
VIC | HTS | Heatherton (United Energy) 66 kV | United Energy | Shoulder | Non-coincident | 2022 | ACTUAL_ADJUSTEDOPG | Operational-demand | 61.5971 | NA
VIC | HTS | Heatherton (United Energy) 66 kV | United Energy | Shoulder | Coincident | 2023 | ACTUAL_OPG | Operational-demand | 56.6396 | NA
VIC | HTS | Heatherton (United Energy) 66 kV | United Energy | Shoulder | Coincident | 2023 | ACTUAL_RAW | Operational-demand | 56.6396 | NA
VIC | HTS | Heatherton (United Energy) 66 kV | United Energy | Shoulder | Non-coincident | 2023 | ACTUAL_RAW | Operational-demand | 51.2119 | NA
VIC | HTS | Heatherton (United Energy) 66 kV | United Energy | Shoulder | Non-coincident | 2023 | ACTUAL_OPG | Operational-demand | 51.2119 | NA
VIC | HTS | Heatherton (United Energy) 66 kV | United Energy | Shoulder | Non-coincident | 2023 | ACTUAL_ADJUSTEDOPG | Operational-demand | 51.2119 | NA
VIC | HTS | Heatherton (United Energy) 66 kV | United Energy | Shoulder | Coincident | 2024 | ACTUAL_OPG | Operational-demand | 38.1814 | NA
VIC | HTS | Heatherton (United Energy) 66 kV | United Energy | Shoulder | Coincident | 2024 | ACTUAL_RAW | Operational-demand | 38.1814 | NA
VIC | HTS | Heatherton (United Energy) 66 kV | United Energy | Shoulder | Non-coincident | 2024 | ACTUAL_RAW | Operational-demand | 37.4256 | NA
VIC | HTS | Heatherton (United Energy) 66 kV | United Energy | Shoulder | Non-coincident | 2024 | ACTUAL_OPG | Operational-demand | 37.4256 | NA
VIC | HTS | Heatherton (United Energy) 66 kV | United Energy | Shoulder | Non-coincident | 2024 | ACTUAL_ADJUSTEDOPG | Operational-demand | 37.4256 | NA
VIC | HTS | Heatherton (United Energy) 66 kV | United Energy | Shoulder | Coincident | 2025 | ACTUAL_OPG | Operational-demand | 38.6232 | NA
VIC | HTS | Heatherton (United Energy) 66 kV | United Energy | Shoulder | Coincident | 2025 | ACTUAL_RAW | Operational-demand | 38.6232 | NA
VIC | HTS | Heatherton (United Energy) 66 kV | United Energy | Shoulder | Non-coincident | 2025 | ACTUAL_RAW | Operational-demand | 35.1295 | NA
VIC | HTS | Heatherton (United Energy) 66 kV | United Energy | Shoulder | Non-coincident | 2025 | ACTUAL_OPG | Operational-demand | 35.1295 | NA
VIC | HTS | Heatherton (United Energy) 66 kV | United Energy | Shoulder | Non-coincident | 2025 | ACTUAL_ADJUSTEDOPG | Operational-demand | 35.1295 | NA
VIC | HTS | Heatherton (United Energy) 66 kV | United Energy | Shoulder | Non-coincident | 2025 | BASEYEARPOE90 | Operational-demand | 5.4376 | NA
VIC | HTS | Heatherton (United Energy) 66 kV | United Energy | Shoulder | Non-coincident | 2025 | BASEYEARPOE50 | Operational-demand | 16.3242 | NA
VIC | HTS | Heatherton (United Energy) 66 kV | United Energy | Shoulder | Coincident_unreconciled | 2026 | POE50 | Operational-demand | 2.6877 | NA
VIC | HTS | Heatherton (United Energy) 66 kV | United Energy | Shoulder | Coincident_unreconciled | 2026 | POE90 | Operational-demand | -7.2739 | NA
VIC | HTS | Heatherton (United Energy) 66 kV | United Energy | Shoulder | Non-coincident | 2026 | POE50 | Operational-demand | 2.536 | NA
VIC | HTS | Heatherton (United Energy) 66 kV | United Energy | Shoulder | Non-coincident | 2026 | POE90 | Operational-demand | -7.7367 | NA
VIC | HTS | Heatherton (United Energy) 66 kV | United Energy | Shoulder | Coincident_unreconciled | 2027 | POE50 | Operational-demand | -11.1641 | NA
VIC | HTS | Heatherton (United Energy) 66 kV | United Energy | Shoulder | Coincident_unreconciled | 2027 | POE90 | Operational-demand | -20.8515 | NA
VIC | HTS | Heatherton (United Energy) 66 kV | United Energy | Shoulder | Non-coincident | 2027 | POE50 | Operational-demand | -11.8745 | NA
VIC | HTS | Heatherton (United Energy) 66 kV | United Energy | Shoulder | Non-coincident | 2027 | POE90 | Operational-demand | -22.1782 | NA
VIC | HTS | Heatherton (United Energy) 66 kV | United Energy | Shoulder | Coincident_unreconciled | 2028 | POE50 | Operational-demand | -24.6094 | NA
VIC | HTS | Heatherton (United Energy) 66 kV | United Energy | Shoulder | Coincident_unreconciled | 2028 | POE90 | Operational-demand | -34.3264 | NA
VIC | HTS | Heatherton (United Energy) 66 kV | United Energy | Shoulder | Non-coincident | 2028 | POE50 | Operational-demand | -26.1754 | NA
VIC | HTS | Heatherton (United Energy) 66 kV | United Energy | Shoulder | Non-coincident | 2028 | POE90 | Operational-demand | -36.5106 | NA
VIC | HTS | Heatherton (United Energy) 66 kV | United Energy | Shoulder | Coincident_unreconciled | 2029 | POE50 | Operational-demand | -37.2809 | NA
VIC | HTS | Heatherton (United Energy) 66 kV | United Energy | Shoulder | Coincident_unreconciled | 2029 | POE90 | Operational-demand | -47.0274 | NA
VIC | HTS | Heatherton (United Energy) 66 kV | United Energy | Shoulder | Non-coincident | 2029 | POE50 | Operational-demand | -39.6531 | NA
VIC | HTS | Heatherton (United Energy) 66 kV | United Energy | Shoulder | Non-coincident | 2029 | POE90 | Operational-demand | -50.0198 | NA
VIC | HTS | Heatherton (United Energy) 66 kV | United Energy | Shoulder | Coincident_unreconciled | 2030 | POE50 | Operational-demand | -49.5353 | NA
VIC | HTS | Heatherton (United Energy) 66 kV | United Energy | Shoulder | Coincident_unreconciled | 2030 | POE90 | Operational-demand | -59.3113 | NA
VIC | HTS | Heatherton (United Energy) 66 kV | United Energy | Shoulder | Non-coincident | 2030 | POE50 | Operational-demand | -52.6872 | NA
VIC | HTS | Heatherton (United Energy) 66 kV | United Energy | Shoulder | Non-coincident | 2030 | POE90 | Operational-demand | -63.0853 | NA
VIC | HTS | Heatherton (United Energy) 66 kV | United Energy | Shoulder | Coincident_unreconciled | 2031 | POE50 | Operational-demand | -61.6964 | NA
VIC | HTS | Heatherton (United Energy) 66 kV | United Energy | Shoulder | Coincident_unreconciled | 2031 | POE90 | Operational-demand | -71.5019 | NA
VIC | HTS | Heatherton (United Energy) 66 kV | United Energy | Shoulder | Non-coincident | 2031 | POE50 | Operational-demand | -65.6222 | NA
VIC | HTS | Heatherton (United Energy) 66 kV | United Energy | Shoulder | Non-coincident | 2031 | POE90 | Operational-demand | -76.0517 | NA
VIC | HTS | Heatherton (United Energy) 66 kV | United Energy | Shoulder | Coincident_unreconciled | 2032 | POE50 | Operational-demand | -71.2951 | NA
VIC | HTS | Heatherton (United Energy) 66 kV | United Energy | Shoulder | Coincident_unreconciled | 2032 | POE90 | Operational-demand | -81.1308 | NA
VIC | HTS | Heatherton (United Energy) 66 kV | United Energy | Shoulder | Non-coincident | 2032 | POE50 | Operational-demand | -75.8317 | NA
VIC | HTS | Heatherton (United Energy) 66 kV | United Energy | Shoulder | Non-coincident | 2032 | POE90 | Operational-demand | -86.2932 | NA
VIC | HTS | Heatherton (United Energy) 66 kV | United Energy | Shoulder | Coincident_unreconciled | 2033 | POE50 | Operational-demand | -78.7996 | NA
VIC | HTS | Heatherton (United Energy) 66 kV | United Energy | Shoulder | Coincident_unreconciled | 2033 | POE90 | Operational-demand | -88.6657 | NA
VIC | HTS | Heatherton (United Energy) 66 kV | United Energy | Shoulder | Non-coincident | 2033 | POE50 | Operational-demand | -83.8137 | NA
VIC | HTS | Heatherton (United Energy) 66 kV | United Energy | Shoulder | Non-coincident | 2033 | POE90 | Operational-demand | -94.3076 | NA
VIC | HTS | Heatherton (United Energy) 66 kV | United Energy | Shoulder | Coincident_unreconciled | 2034 | POE50 | Operational-demand | -85.9133 | NA
VIC | HTS | Heatherton (United Energy) 66 kV | United Energy | Shoulder | Coincident_unreconciled | 2034 | POE90 | Operational-demand | -95.8098 | NA
VIC | HTS | Heatherton (United Energy) 66 kV | United Energy | Shoulder | Non-coincident | 2034 | POE50 | Operational-demand | -91.38 | NA
VIC | HTS | Heatherton (United Energy) 66 kV | United Energy | Shoulder | Non-coincident | 2034 | POE90 | Operational-demand | -101.9063 | NA
VIC | HTS | Heatherton (United Energy) 66 kV | United Energy | Shoulder | Coincident_unreconciled | 2035 | POE50 | Operational-demand | -93.5787 | NA
VIC | HTS | Heatherton (United Energy) 66 kV | United Energy | Shoulder | Coincident_unreconciled | 2035 | POE90 | Operational-demand | -103.5057 | NA
VIC | HTS | Heatherton (United Energy) 66 kV | United Energy | Shoulder | Non-coincident | 2035 | POE50 | Operational-demand | -99.5332 | NA
VIC | HTS | Heatherton (United Energy) 66 kV | United Energy | Shoulder | Non-coincident | 2035 | POE90 | Operational-demand | -110.0918 | NA
VIC | HTS | Heatherton (United Energy) 66 kV | United Energy | Summer | Coincident | 2019 | ACTUAL_OPG | Operational-demand | 70.089 | 333.9378
VIC | HTS | Heatherton (United Energy) 66 kV | United Energy | Summer | Coincident | 2019 | ACTUAL_RAW | Operational-demand | 70.089 | 333.9378
VIC | HTS | Heatherton (United Energy) 66 kV | United Energy | Summer | Non-coincident | 2019 | ACTUAL_RAW | Operational-demand | 64.8421 | 358.2547
VIC | HTS | Heatherton (United Energy) 66 kV | United Energy | Summer | Non-coincident | 2019 | ACTUAL_OPG | Operational-demand | 64.8421 | 358.2547
VIC | HTS | Heatherton (United Energy) 66 kV | United Energy | Summer | Non-coincident | 2019 | ACTUAL_ADJUSTEDOPG | Operational-demand | 64.8421 | 358.2547
VIC | HTS | Heatherton (United Energy) 66 kV | United Energy | Summer | Coincident | 2020 | ACTUAL_OPG | Operational-demand | 73.1076 | 349.0337
VIC | HTS | Heatherton (United Energy) 66 kV | United Energy | Summer | Coincident | 2020 | ACTUAL_RAW | Operational-demand | 73.1076 | 349.0337
VIC | HTS | Heatherton (United Energy) 66 kV | United Energy | Summer | Non-coincident | 2020 | ACTUAL_RAW | Operational-demand | 67.1292 | 364.0873
VIC | HTS | Heatherton (United Energy) 66 kV | United Energy | Summer | Non-coincident | 2020 | ACTUAL_OPG | Operational-demand | 67.1292 | 364.0873
VIC | HTS | Heatherton (United Energy) 66 kV | United Energy | Summer | Non-coincident | 2020 | ACTUAL_ADJUSTEDOPG | Operational-demand | 67.1292 | 364.0873
VIC | HTS | Heatherton (United Energy) 66 kV | United Energy | Summer | Coincident | 2021 | ACTUAL_OPG | Operational-demand | 60.5329 | 301.529
VIC | HTS | Heatherton (United Energy) 66 kV | United Energy | Summer | Coincident | 2021 | ACTUAL_RAW | Operational-demand | 60.5329 | 301.529
VIC | HTS | Heatherton (United Energy) 66 kV | United Energy | Summer | Non-coincident | 2021 | ACTUAL_RAW | Operational-demand | 58.5447 | 301.529
VIC | HTS | Heatherton (United Energy) 66 kV | United Energy | Summer | Non-coincident | 2021 | ACTUAL_OPG | Operational-demand | 58.5447 | 301.529
VIC | HTS | Heatherton (United Energy) 66 kV | United Energy | Summer | Non-coincident | 2021 | ACTUAL_ADJUSTEDOPG | Operational-demand | 58.5447 | 301.529
VIC | HTS | Heatherton (United Energy) 66 kV | United Energy | Summer | Coincident | 2022 | ACTUAL_OPG | Operational-demand | 64.2871 | 326.8797
VIC | HTS | Heatherton (United Energy) 66 kV | United Energy | Summer | Coincident | 2022 | ACTUAL_RAW | Operational-demand | 64.2871 | 326.8797
VIC | HTS | Heatherton (United Energy) 66 kV | United Energy | Summer | Non-coincident | 2022 | ACTUAL_RAW | Operational-demand | 43.3642 | 328.2579
VIC | HTS | Heatherton (United Energy) 66 kV | United Energy | Summer | Non-coincident | 2022 | ACTUAL_OPG | Operational-demand | 43.3642 | 328.2579
VIC | HTS | Heatherton (United Energy) 66 kV | United Energy | Summer | Non-coincident | 2022 | ACTUAL_ADJUSTEDOPG | Operational-demand | 43.3642 | 328.2579
VIC | HTS | Heatherton (United Energy) 66 kV | United Energy | Summer | Coincident | 2023 | ACTUAL_OPG | Operational-demand | 49.1171 | 310.8108
VIC | HTS | Heatherton (United Energy) 66 kV | United Energy | Summer | Coincident | 2023 | ACTUAL_RAW | Operational-demand | 49.1171 | 310.8108
VIC | HTS | Heatherton (United Energy) 66 kV | United Energy | Summer | Non-coincident | 2023 | ACTUAL_RAW | Operational-demand | 48.633 | 319.3774
VIC | HTS | Heatherton (United Energy) 66 kV | United Energy | Summer | Non-coincident | 2023 | ACTUAL_OPG | Operational-demand | 48.633 | 319.3774
VIC | HTS | Heatherton (United Energy) 66 kV | United Energy | Summer | Non-coincident | 2023 | ACTUAL_ADJUSTEDOPG | Operational-demand | 48.633 | 319.3774
VIC | HTS | Heatherton (United Energy) 66 kV | United Energy | Summer | Coincident | 2024 | ACTUAL_OPG | Operational-demand | 23.0279 | 358.3273
VIC | HTS | Heatherton (United Energy) 66 kV | United Energy | Summer | Coincident | 2024 | ACTUAL_RAW | Operational-demand | 23.0279 | 358.3273
VIC | HTS | Heatherton (United Energy) 66 kV | United Energy | Summer | Non-coincident | 2024 | ACTUAL_RAW | Operational-demand | 21.8162 | 358.5628
VIC | HTS | Heatherton (United Energy) 66 kV | United Energy | Summer | Non-coincident | 2024 | ACTUAL_OPG | Operational-demand | 21.8162 | 358.5628
VIC | HTS | Heatherton (United Energy) 66 kV | United Energy | Summer | Non-coincident | 2024 | ACTUAL_ADJUSTEDOPG | Operational-demand | 21.8162 | 358.5628
VIC | HTS | Heatherton (United Energy) 66 kV | United Energy | Summer | Coincident | 2025 | ACTUAL_OPG | Operational-demand | 13.3833 | 342.4053
VIC | HTS | Heatherton (United Energy) 66 kV | United Energy | Summer | Coincident | 2025 | ACTUAL_RAW | Operational-demand | 13.3833 | 342.4053
VIC | HTS | Heatherton (United Energy) 66 kV | United Energy | Summer | Non-coincident | 2025 | ACTUAL_RAW | Operational-demand | 13.1224 | 346.9548
VIC | HTS | Heatherton (United Energy) 66 kV | United Energy | Summer | Non-coincident | 2025 | ACTUAL_OPG | Operational-demand | 13.1224 | 346.9548
VIC | HTS | Heatherton (United Energy) 66 kV | United Energy | Summer | Non-coincident | 2025 | ACTUAL_ADJUSTEDOPG | Operational-demand | 13.1224 | 346.9548
VIC | HTS | Heatherton (United Energy) 66 kV | United Energy | Summer | Non-coincident | 2025 | BASEYEARPOE90 | Operational-demand | -5.2717 | NA
VIC | HTS | Heatherton (United Energy) 66 kV | United Energy | Summer | Non-coincident | 2025 | BASEYEARPOE50 | Operational-demand | 2.8083 | 352.7748
VIC | HTS | Heatherton (United Energy) 66 kV | United Energy | Summer | Coincident_unreconciled | 2026 | POE50 | Operational-demand | -7.6191 | NA
VIC | HTS | Heatherton (United Energy) 66 kV | United Energy | Summer | Coincident_unreconciled | 2026 | POE90 | Operational-demand | -14.8118 | NA
VIC | HTS | Heatherton (United Energy) 66 kV | United Energy | Summer | Non-coincident | 2026 | POE50 | Operational-demand | -7.9177 | 369.4532
VIC | HTS | Heatherton (United Energy) 66 kV | United Energy | Summer | Non-coincident | 2026 | POE90 | Operational-demand | -15.3922 | NA
VIC | HTS | Heatherton (United Energy) 66 kV | United Energy | Summer | Coincident_unreconciled | 2027 | POE50 | Operational-demand | -22.1196 | NA
VIC | HTS | Heatherton (United Energy) 66 kV | United Energy | Summer | Coincident_unreconciled | 2027 | POE90 | Operational-demand | -29.334 | NA
VIC | HTS | Heatherton (United Energy) 66 kV | United Energy | Summer | Non-coincident | 2027 | POE50 | Operational-demand | -22.9864 | 370.6357
VIC | HTS | Heatherton (United Energy) 66 kV | United Energy | Summer | Non-coincident | 2027 | POE90 | Operational-demand | -30.4836 | NA
VIC | HTS | Heatherton (United Energy) 66 kV | United Energy | Summer | Coincident_unreconciled | 2028 | POE50 | Operational-demand | -36.6227 | NA
VIC | HTS | Heatherton (United Energy) 66 kV | United Energy | Summer | Coincident_unreconciled | 2028 | POE90 | Operational-demand | -43.8591 | NA
VIC | HTS | Heatherton (United Energy) 66 kV | United Energy | Summer | Non-coincident | 2028 | POE50 | Operational-demand | -38.0578 | 370.4271
VIC | HTS | Heatherton (United Energy) 66 kV | United Energy | Summer | Non-coincident | 2028 | POE90 | Operational-demand | -45.5778 | NA
VIC | HTS | Heatherton (United Energy) 66 kV | United Energy | Summer | Coincident_unreconciled | 2029 | POE50 | Operational-demand | -50.4071 | NA
VIC | HTS | Heatherton (United Energy) 66 kV | United Energy | Summer | Coincident_unreconciled | 2029 | POE90 | Operational-demand | -57.6655 | NA
VIC | HTS | Heatherton (United Energy) 66 kV | United Energy | Summer | Non-coincident | 2029 | POE50 | Operational-demand | -52.3824 | 370.5149
VIC | HTS | Heatherton (United Energy) 66 kV | United Energy | Summer | Non-coincident | 2029 | POE90 | Operational-demand | -59.9253 | NA
VIC | HTS | Heatherton (United Energy) 66 kV | United Energy | Summer | Coincident_unreconciled | 2030 | POE50 | Operational-demand | -63.8997 | NA
VIC | HTS | Heatherton (United Energy) 66 kV | United Energy | Summer | Coincident_unreconciled | 2030 | POE90 | Operational-demand | -71.1802 | NA
VIC | HTS | Heatherton (United Energy) 66 kV | United Energy | Summer | Non-coincident | 2030 | POE50 | Operational-demand | -66.4039 | 370.9256
VIC | HTS | Heatherton (United Energy) 66 kV | United Energy | Summer | Non-coincident | 2030 | POE90 | Operational-demand | -73.9696 | NA
VIC | HTS | Heatherton (United Energy) 66 kV | United Energy | Summer | Coincident_unreconciled | 2031 | POE50 | Operational-demand | -77.3197 | NA
VIC | HTS | Heatherton (United Energy) 66 kV | United Energy | Summer | Coincident_unreconciled | 2031 | POE90 | Operational-demand | -84.6221 | NA
VIC | HTS | Heatherton (United Energy) 66 kV | United Energy | Summer | Non-coincident | 2031 | POE50 | Operational-demand | -80.3497 | 371.4806
VIC | HTS | Heatherton (United Energy) 66 kV | United Energy | Summer | Non-coincident | 2031 | POE90 | Operational-demand | -87.9383 | NA
VIC | HTS | Heatherton (United Energy) 66 kV | United Energy | Summer | Coincident_unreconciled | 2032 | POE50 | Operational-demand | -87.9712 | NA
VIC | HTS | Heatherton (United Energy) 66 kV | United Energy | Summer | Coincident_unreconciled | 2032 | POE90 | Operational-demand | -95.2961 | NA
VIC | HTS | Heatherton (United Energy) 66 kV | United Energy | Summer | Non-coincident | 2032 | POE50 | Operational-demand | -91.4187 | 372.5058
VIC | HTS | Heatherton (United Energy) 66 kV | United Energy | Summer | Non-coincident | 2032 | POE90 | Operational-demand | -99.0306 | NA
VIC | HTS | Heatherton (United Energy) 66 kV | United Energy | Summer | Coincident_unreconciled | 2033 | POE50 | Operational-demand | -96.4411 | NA
VIC | HTS | Heatherton (United Energy) 66 kV | United Energy | Summer | Coincident_unreconciled | 2033 | POE90 | Operational-demand | -103.7886 | NA
VIC | HTS | Heatherton (United Energy) 66 kV | United Energy | Summer | Non-coincident | 2033 | POE50 | Operational-demand | -100.2204 | 373.898
VIC | HTS | Heatherton (United Energy) 66 kV | United Energy | Summer | Non-coincident | 2033 | POE90 | Operational-demand | -107.8559 | NA
VIC | HTS | Heatherton (United Energy) 66 kV | United Energy | Summer | Coincident_unreconciled | 2034 | POE50 | Operational-demand | -104.5181 | NA
VIC | HTS | Heatherton (United Energy) 66 kV | United Energy | Summer | Coincident_unreconciled | 2034 | POE90 | Operational-demand | -111.8883 | NA
VIC | HTS | Heatherton (United Energy) 66 kV | United Energy | Summer | Non-coincident | 2034 | POE50 | Operational-demand | -108.614 | 375.3522
VIC | HTS | Heatherton (United Energy) 66 kV | United Energy | Summer | Non-coincident | 2034 | POE90 | Operational-demand | -116.273 | NA
VIC | HTS | Heatherton (United Energy) 66 kV | United Energy | Summer | Coincident_unreconciled | 2035 | POE50 | Operational-demand | -113.1688 | NA
VIC | HTS | Heatherton (United Energy) 66 kV | United Energy | Summer | Coincident_unreconciled | 2035 | POE90 | Operational-demand | -120.5616 | NA
VIC | HTS | Heatherton (United Energy) 66 kV | United Energy | Summer | Non-coincident | 2035 | POE50 | Operational-demand | -117.6037 | 376.7248
VIC | HTS | Heatherton (United Energy) 66 kV | United Energy | Summer | Non-coincident | 2035 | POE90 | Operational-demand | -125.2862 | NA
VIC | HTS | Heatherton (United Energy) 66 kV | United Energy | Summer | Non-coincident | 2025 | BASEYEARPOE10 | Operational-demand | NA | 398.0359
VIC | HTS | Heatherton (United Energy) 66 kV | United Energy | Summer | Coincident | 2026 | POE10 | Operational-demand | NA | 405.884
VIC | HTS | Heatherton (United Energy) 66 kV | United Energy | Summer | Coincident | 2026 | POE50 | Operational-demand | NA | 355.9907
VIC | HTS | Heatherton (United Energy) 66 kV | United Energy | Summer | Non-coincident | 2026 | POE10 | Operational-demand | NA | 435.4459
VIC | HTS | Heatherton (United Energy) 66 kV | United Energy | Summer | Coincident | 2027 | POE10 | Operational-demand | NA | 396.4302
VIC | HTS | Heatherton (United Energy) 66 kV | United Energy | Summer | Coincident | 2027 | POE50 | Operational-demand | NA | 345.3527
VIC | HTS | Heatherton (United Energy) 66 kV | United Energy | Summer | Non-coincident | 2027 | POE10 | Operational-demand | NA | 436.828
VIC | HTS | Heatherton (United Energy) 66 kV | United Energy | Summer | Coincident | 2028 | POE10 | Operational-demand | NA | 386.9088
VIC | HTS | Heatherton (United Energy) 66 kV | United Energy | Summer | Coincident | 2028 | POE50 | Operational-demand | NA | 334.3581
VIC | HTS | Heatherton (United Energy) 66 kV | United Energy | Summer | Non-coincident | 2028 | POE10 | Operational-demand | NA | 436.8213
VIC | HTS | Heatherton (United Energy) 66 kV | United Energy | Summer | Coincident | 2029 | POE10 | Operational-demand | NA | 380.2532
VIC | HTS | Heatherton (United Energy) 66 kV | United Energy | Summer | Coincident | 2029 | POE50 | Operational-demand | NA | 328.6748
VIC | HTS | Heatherton (United Energy) 66 kV | United Energy | Summer | Non-coincident | 2029 | POE10 | Operational-demand | NA | 437.111
VIC | HTS | Heatherton (United Energy) 66 kV | United Energy | Summer | Coincident | 2030 | POE10 | Operational-demand | NA | 375.1769
VIC | HTS | Heatherton (United Energy) 66 kV | United Energy | Summer | Coincident | 2030 | POE50 | Operational-demand | NA | 323.1838
VIC | HTS | Heatherton (United Energy) 66 kV | United Energy | Summer | Non-coincident | 2030 | POE10 | Operational-demand | NA | 437.7235
VIC | HTS | Heatherton (United Energy) 66 kV | United Energy | Summer | Coincident | 2031 | POE10 | Operational-demand | NA | 366.282
VIC | HTS | Heatherton (United Energy) 66 kV | United Energy | Summer | Coincident | 2031 | POE50 | Operational-demand | NA | 316.9762
VIC | HTS | Heatherton (United Energy) 66 kV | United Energy | Summer | Non-coincident | 2031 | POE10 | Operational-demand | NA | 438.4805
VIC | HTS | Heatherton (United Energy) 66 kV | United Energy | Summer | Coincident | 2032 | POE10 | Operational-demand | NA | 356.323
VIC | HTS | Heatherton (United Energy) 66 kV | United Energy | Summer | Coincident | 2032 | POE50 | Operational-demand | NA | 307.7139
VIC | HTS | Heatherton (United Energy) 66 kV | United Energy | Summer | Non-coincident | 2032 | POE10 | Operational-demand | NA | 439.7112
VIC | HTS | Heatherton (United Energy) 66 kV | United Energy | Summer | Coincident | 2033 | POE10 | Operational-demand | NA | 349.2238
VIC | HTS | Heatherton (United Energy) 66 kV | United Energy | Summer | Coincident | 2033 | POE50 | Operational-demand | NA | 298.787
VIC | HTS | Heatherton (United Energy) 66 kV | United Energy | Summer | Non-coincident | 2033 | POE10 | Operational-demand | NA | 441.3113
VIC | HTS | Heatherton (United Energy) 66 kV | United Energy | Summer | Coincident | 2034 | POE10 | Operational-demand | NA | 346.8794
VIC | HTS | Heatherton (United Energy) 66 kV | United Energy | Summer | Coincident | 2034 | POE50 | Operational-demand | NA | 297.1035
VIC | HTS | Heatherton (United Energy) 66 kV | United Energy | Summer | Non-coincident | 2034 | POE10 | Operational-demand | NA | 442.9735
VIC | HTS | Heatherton (United Energy) 66 kV | United Energy | Summer | Coincident | 2035 | POE10 | Operational-demand | NA | 345.9554
VIC | HTS | Heatherton (United Energy) 66 kV | United Energy | Summer | Coincident | 2035 | POE50 | Operational-demand | NA | 296.3628
VIC | HTS | Heatherton (United Energy) 66 kV | United Energy | Summer | Non-coincident | 2035 | POE10 | Operational-demand | NA | 444.5541
VIC | HTS | Heatherton (United Energy) 66 kV | United Energy | Winter | Coincident | 2018 | ACTUAL_OPG | Operational-demand | NA | 242.7103
VIC | HTS | Heatherton (United Energy) 66 kV | United Energy | Winter | Coincident | 2018 | ACTUAL_RAW | Operational-demand | NA | 242.7103
VIC | HTS | Heatherton (United Energy) 66 kV | United Energy | Winter | Non-coincident | 2018 | ACTUAL_RAW | Operational-demand | NA | 250.5936
VIC | HTS | Heatherton (United Energy) 66 kV | United Energy | Winter | Non-coincident | 2018 | ACTUAL_OPG | Operational-demand | NA | 250.5936
VIC | HTS | Heatherton (United Energy) 66 kV | United Energy | Winter | Non-coincident | 2018 | ACTUAL_ADJUSTEDOPG | Operational-demand | NA | 250.5936
VIC | HTS | Heatherton (United Energy) 66 kV | United Energy | Winter | Coincident | 2019 | ACTUAL_OPG | Operational-demand | NA | 237.5367
VIC | HTS | Heatherton (United Energy) 66 kV | United Energy | Winter | Coincident | 2019 | ACTUAL_RAW | Operational-demand | NA | 237.5367
VIC | HTS | Heatherton (United Energy) 66 kV | United Energy | Winter | Non-coincident | 2019 | ACTUAL_RAW | Operational-demand | NA | 246.4012
VIC | HTS | Heatherton (United Energy) 66 kV | United Energy | Winter | Non-coincident | 2019 | ACTUAL_OPG | Operational-demand | NA | 246.4012
VIC | HTS | Heatherton (United Energy) 66 kV | United Energy | Winter | Non-coincident | 2019 | ACTUAL_ADJUSTEDOPG | Operational-demand | NA | 246.4012
VIC | HTS | Heatherton (United Energy) 66 kV | United Energy | Winter | Coincident | 2020 | ACTUAL_OPG | Operational-demand | NA | 274.6293
VIC | HTS | Heatherton (United Energy) 66 kV | United Energy | Winter | Coincident | 2020 | ACTUAL_RAW | Operational-demand | NA | 274.6293
VIC | HTS | Heatherton (United Energy) 66 kV | United Energy | Winter | Non-coincident | 2020 | ACTUAL_RAW | Operational-demand | NA | 278.9414
VIC | HTS | Heatherton (United Energy) 66 kV | United Energy | Winter | Non-coincident | 2020 | ACTUAL_OPG | Operational-demand | NA | 278.9414
VIC | HTS | Heatherton (United Energy) 66 kV | United Energy | Winter | Non-coincident | 2020 | ACTUAL_ADJUSTEDOPG | Operational-demand | NA | 278.9414
VIC | HTS | Heatherton (United Energy) 66 kV | United Energy | Winter | Coincident | 2021 | ACTUAL_OPG | Operational-demand | NA | 265.4927
VIC | HTS | Heatherton (United Energy) 66 kV | United Energy | Winter | Coincident | 2021 | ACTUAL_RAW | Operational-demand | NA | 265.4927
VIC | HTS | Heatherton (United Energy) 66 kV | United Energy | Winter | Non-coincident | 2021 | ACTUAL_RAW | Operational-demand | NA | 271.4532
VIC | HTS | Heatherton (United Energy) 66 kV | United Energy | Winter | Non-coincident | 2021 | ACTUAL_OPG | Operational-demand | NA | 271.4532
VIC | HTS | Heatherton (United Energy) 66 kV | United Energy | Winter | Non-coincident | 2021 | ACTUAL_ADJUSTEDOPG | Operational-demand | NA | 271.4532
VIC | HTS | Heatherton (United Energy) 66 kV | United Energy | Winter | Coincident | 2022 | ACTUAL_OPG | Operational-demand | NA | 256.929
VIC | HTS | Heatherton (United Energy) 66 kV | United Energy | Winter | Coincident | 2022 | ACTUAL_RAW | Operational-demand | NA | 256.929
VIC | HTS | Heatherton (United Energy) 66 kV | United Energy | Winter | Non-coincident | 2022 | ACTUAL_RAW | Operational-demand | NA | 273.4144
VIC | HTS | Heatherton (United Energy) 66 kV | United Energy | Winter | Non-coincident | 2022 | ACTUAL_OPG | Operational-demand | NA | 273.4144
VIC | HTS | Heatherton (United Energy) 66 kV | United Energy | Winter | Non-coincident | 2022 | ACTUAL_ADJUSTEDOPG | Operational-demand | NA | 273.4144
VIC | HTS | Heatherton (United Energy) 66 kV | United Energy | Winter | Coincident | 2023 | ACTUAL_OPG | Operational-demand | NA | 255.3714
VIC | HTS | Heatherton (United Energy) 66 kV | United Energy | Winter | Coincident | 2023 | ACTUAL_RAW | Operational-demand | NA | 255.3714
VIC | HTS | Heatherton (United Energy) 66 kV | United Energy | Winter | Non-coincident | 2023 | ACTUAL_RAW | Operational-demand | NA | 256.5908
VIC | HTS | Heatherton (United Energy) 66 kV | United Energy | Winter | Non-coincident | 2023 | ACTUAL_OPG | Operational-demand | NA | 256.5908
VIC | HTS | Heatherton (United Energy) 66 kV | United Energy | Winter | Non-coincident | 2023 | ACTUAL_ADJUSTEDOPG | Operational-demand | NA | 256.5908
VIC | HTS | Heatherton (United Energy) 66 kV | United Energy | Winter | Coincident | 2024 | ACTUAL_OPG | Operational-demand | NA | 272.5123
VIC | HTS | Heatherton (United Energy) 66 kV | United Energy | Winter | Coincident | 2024 | ACTUAL_RAW | Operational-demand | NA | 272.5123
VIC | HTS | Heatherton (United Energy) 66 kV | United Energy | Winter | Non-coincident | 2024 | ACTUAL_RAW | Operational-demand | NA | 275.1349
VIC | HTS | Heatherton (United Energy) 66 kV | United Energy | Winter | Non-coincident | 2024 | ACTUAL_OPG | Operational-demand | NA | 275.1349
VIC | HTS | Heatherton (United Energy) 66 kV | United Energy | Winter | Non-coincident | 2024 | ACTUAL_ADJUSTEDOPG | Operational-demand | NA | 275.1349
VIC | HTS | Heatherton (United Energy) 66 kV | United Energy | Winter | Coincident | 2025 | POE10 | Operational-demand | NA | 259.7654
VIC | HTS | Heatherton (United Energy) 66 kV | United Energy | Winter | Coincident | 2025 | POE50 | Operational-demand | NA | 254.8173
VIC | HTS | Heatherton (United Energy) 66 kV | United Energy | Winter | Non-coincident | 2025 | ACTUAL_RAW | Operational-demand | NA | 284.853
VIC | HTS | Heatherton (United Energy) 66 kV | United Energy | Winter | Non-coincident | 2025 | ACTUAL_ADJUSTEDOPG | Operational-demand | NA | 284.853
VIC | HTS | Heatherton (United Energy) 66 kV | United Energy | Winter | Non-coincident | 2025 | BASEYEARPOE50 | Operational-demand | NA | 264.9052
VIC | HTS | Heatherton (United Energy) 66 kV | United Energy | Winter | Non-coincident | 2025 | BASEYEARPOE10 | Operational-demand | NA | 275.4069
VIC | HTS | Heatherton (United Energy) 66 kV | United Energy | Winter | Non-coincident | 2025 | POE10 | Operational-demand | NA | 278.2187
VIC | HTS | Heatherton (United Energy) 66 kV | United Energy | Winter | Non-coincident | 2025 | POE50 | Operational-demand | NA | 265.1801
VIC | HTS | Heatherton (United Energy) 66 kV | United Energy | Winter | Coincident | 2026 | POE10 | Operational-demand | NA | 268.5772
VIC | HTS | Heatherton (United Energy) 66 kV | United Energy | Winter | Coincident | 2026 | POE50 | Operational-demand | NA | 263.4529
VIC | HTS | Heatherton (United Energy) 66 kV | United Energy | Winter | Non-coincident | 2026 | POE10 | Operational-demand | NA | 297.8934
VIC | HTS | Heatherton (United Energy) 66 kV | United Energy | Winter | Non-coincident | 2026 | POE50 | Operational-demand | NA | 285.0632
VIC | HTS | Heatherton (United Energy) 66 kV | United Energy | Winter | Coincident | 2027 | POE10 | Operational-demand | NA | 261.2643
VIC | HTS | Heatherton (United Energy) 66 kV | United Energy | Winter | Coincident | 2027 | POE50 | Operational-demand | NA | 255.668
VIC | HTS | Heatherton (United Energy) 66 kV | United Energy | Winter | Non-coincident | 2027 | POE10 | Operational-demand | NA | 300.3616
VIC | HTS | Heatherton (United Energy) 66 kV | United Energy | Winter | Non-coincident | 2027 | POE50 | Operational-demand | NA | 287.8543
VIC | HTS | Heatherton (United Energy) 66 kV | United Energy | Winter | Coincident | 2028 | POE10 | Operational-demand | NA | 257.4599
VIC | HTS | Heatherton (United Energy) 66 kV | United Energy | Winter | Coincident | 2028 | POE50 | Operational-demand | NA | 252.1561
VIC | HTS | Heatherton (United Energy) 66 kV | United Energy | Winter | Non-coincident | 2028 | POE10 | Operational-demand | NA | 301.5365
VIC | HTS | Heatherton (United Energy) 66 kV | United Energy | Winter | Non-coincident | 2028 | POE50 | Operational-demand | NA | 289.2458
VIC | HTS | Heatherton (United Energy) 66 kV | United Energy | Winter | Coincident | 2029 | POE10 | Operational-demand | NA | 255.7555
VIC | HTS | Heatherton (United Energy) 66 kV | United Energy | Winter | Coincident | 2029 | POE50 | Operational-demand | NA | 250.5898
VIC | HTS | Heatherton (United Energy) 66 kV | United Energy | Winter | Non-coincident | 2029 | POE10 | Operational-demand | NA | 302.9282
VIC | HTS | Heatherton (United Energy) 66 kV | United Energy | Winter | Non-coincident | 2029 | POE50 | Operational-demand | NA | 290.9003
VIC | HTS | Heatherton (United Energy) 66 kV | United Energy | Winter | Coincident | 2030 | POE10 | Operational-demand | NA | 253.7057
VIC | HTS | Heatherton (United Energy) 66 kV | United Energy | Winter | Coincident | 2030 | POE50 | Operational-demand | NA | 248.545
VIC | HTS | Heatherton (United Energy) 66 kV | United Energy | Winter | Non-coincident | 2030 | POE10 | Operational-demand | NA | 304.6795
VIC | HTS | Heatherton (United Energy) 66 kV | United Energy | Winter | Non-coincident | 2030 | POE50 | Operational-demand | NA | 292.6384
VIC | HTS | Heatherton (United Energy) 66 kV | United Energy | Winter | Coincident | 2031 | POE10 | Operational-demand | NA | 252.1059
VIC | HTS | Heatherton (United Energy) 66 kV | United Energy | Winter | Coincident | 2031 | POE50 | Operational-demand | NA | 247.0055
VIC | HTS | Heatherton (United Energy) 66 kV | United Energy | Winter | Non-coincident | 2031 | POE10 | Operational-demand | NA | 306.5544
VIC | HTS | Heatherton (United Energy) 66 kV | United Energy | Winter | Non-coincident | 2031 | POE50 | Operational-demand | NA | 294.4337
VIC | HTS | Heatherton (United Energy) 66 kV | United Energy | Winter | Coincident | 2032 | POE10 | Operational-demand | NA | 248.5119
VIC | HTS | Heatherton (United Energy) 66 kV | United Energy | Winter | Coincident | 2032 | POE50 | Operational-demand | NA | 243.0435
VIC | HTS | Heatherton (United Energy) 66 kV | United Energy | Winter | Non-coincident | 2032 | POE10 | Operational-demand | NA | 308.7173
VIC | HTS | Heatherton (United Energy) 66 kV | United Energy | Winter | Non-coincident | 2032 | POE50 | Operational-demand | NA | 296.3349
VIC | HTS | Heatherton (United Energy) 66 kV | United Energy | Winter | Coincident | 2033 | POE10 | Operational-demand | NA | 243.861
VIC | HTS | Heatherton (United Energy) 66 kV | United Energy | Winter | Coincident | 2033 | POE50 | Operational-demand | NA | 238.5422
VIC | HTS | Heatherton (United Energy) 66 kV | United Energy | Winter | Non-coincident | 2033 | POE10 | Operational-demand | NA | 310.9002
VIC | HTS | Heatherton (United Energy) 66 kV | United Energy | Winter | Non-coincident | 2033 | POE50 | Operational-demand | NA | 298.2401
VIC | HTS | Heatherton (United Energy) 66 kV | United Energy | Winter | Coincident | 2034 | POE10 | Operational-demand | NA | 243.5644
VIC | HTS | Heatherton (United Energy) 66 kV | United Energy | Winter | Coincident | 2034 | POE50 | Operational-demand | NA | 238.3995
VIC | HTS | Heatherton (United Energy) 66 kV | United Energy | Winter | Non-coincident | 2034 | POE10 | Operational-demand | NA | 312.9986
VIC | HTS | Heatherton (United Energy) 66 kV | United Energy | Winter | Non-coincident | 2034 | POE50 | Operational-demand | NA | 300.1277
VIC | HYTS22 | Heywood (Powercor) 22 kV | Powercor | Shoulder | Coincident | 2019 | ACTUAL_OPG | Operational-demand | 0.18176 | NA
VIC | HYTS22 | Heywood (Powercor) 22 kV | Powercor | Shoulder | Coincident | 2019 | ACTUAL_RAW | Operational-demand | 0.18176 | NA
VIC | HYTS22 | Heywood (Powercor) 22 kV | Powercor | Shoulder | Non-coincident | 2019 | ACTUAL_RAW | Operational-demand | 0.11461 | NA
VIC | HYTS22 | Heywood (Powercor) 22 kV | Powercor | Shoulder | Non-coincident | 2019 | ACTUAL_OPG | Operational-demand | 0.11461 | NA
VIC | HYTS22 | Heywood (Powercor) 22 kV | Powercor | Shoulder | Non-coincident | 2019 | ACTUAL_ADJUSTEDOPG | Operational-demand | 0.11461 | NA
VIC | HYTS22 | Heywood (Powercor) 22 kV | Powercor | Shoulder | Coincident | 2020 | ACTUAL_OPG | Operational-demand | 0.14943 | NA
VIC | HYTS22 | Heywood (Powercor) 22 kV | Powercor | Shoulder | Coincident | 2020 | ACTUAL_RAW | Operational-demand | 0.14943 | NA
VIC | HYTS22 | Heywood (Powercor) 22 kV | Powercor | Shoulder | Non-coincident | 2020 | ACTUAL_RAW | Operational-demand | 0 | NA
VIC | HYTS22 | Heywood (Powercor) 22 kV | Powercor | Shoulder | Non-coincident | 2020 | ACTUAL_OPG | Operational-demand | 0 | NA
VIC | HYTS22 | Heywood (Powercor) 22 kV | Powercor | Shoulder | Non-coincident | 2020 | ACTUAL_ADJUSTEDOPG | Operational-demand | 0 | NA
VIC | HYTS22 | Heywood (Powercor) 22 kV | Powercor | Shoulder | Coincident | 2021 | ACTUAL_OPG | Operational-demand | 0.19863 | NA
VIC | HYTS22 | Heywood (Powercor) 22 kV | Powercor | Shoulder | Coincident | 2021 | ACTUAL_RAW | Operational-demand | 0.19863 | NA
VIC | HYTS22 | Heywood (Powercor) 22 kV | Powercor | Shoulder | Non-coincident | 2021 | ACTUAL_RAW | Operational-demand | 0.057838 | NA
VIC | HYTS22 | Heywood (Powercor) 22 kV | Powercor | Shoulder | Non-coincident | 2021 | ACTUAL_OPG | Operational-demand | 0.057838 | NA
VIC | HYTS22 | Heywood (Powercor) 22 kV | Powercor | Shoulder | Non-coincident | 2021 | ACTUAL_ADJUSTEDOPG | Operational-demand | 0.057838 | NA
VIC | HYTS22 | Heywood (Powercor) 22 kV | Powercor | Shoulder | Coincident | 2022 | ACTUAL_OPG | Operational-demand | 0.16723 | NA
VIC | HYTS22 | Heywood (Powercor) 22 kV | Powercor | Shoulder | Coincident | 2022 | ACTUAL_RAW | Operational-demand | 0.16723 | NA
VIC | HYTS22 | Heywood (Powercor) 22 kV | Powercor | Shoulder | Non-coincident | 2022 | ACTUAL_RAW | Operational-demand | 0.060001 | NA
VIC | HYTS22 | Heywood (Powercor) 22 kV | Powercor | Shoulder | Non-coincident | 2022 | ACTUAL_OPG | Operational-demand | 0.060001 | NA
VIC | HYTS22 | Heywood (Powercor) 22 kV | Powercor | Shoulder | Non-coincident | 2022 | ACTUAL_ADJUSTEDOPG | Operational-demand | 0.060001 | NA
VIC | HYTS22 | Heywood (Powercor) 22 kV | Powercor | Shoulder | Coincident | 2023 | ACTUAL_OPG | Operational-demand | 0.066151 | NA
VIC | HYTS22 | Heywood (Powercor) 22 kV | Powercor | Shoulder | Coincident | 2023 | ACTUAL_RAW | Operational-demand | 0.066151 | NA
VIC | HYTS22 | Heywood (Powercor) 22 kV | Powercor | Shoulder | Non-coincident | 2023 | ACTUAL_RAW | Operational-demand | 0.040263 | NA
VIC | HYTS22 | Heywood (Powercor) 22 kV | Powercor | Shoulder | Non-coincident | 2023 | ACTUAL_OPG | Operational-demand | 0.040263 | NA
VIC | HYTS22 | Heywood (Powercor) 22 kV | Powercor | Shoulder | Non-coincident | 2023 | ACTUAL_ADJUSTEDOPG | Operational-demand | 0.040263 | NA
VIC | HYTS22 | Heywood (Powercor) 22 kV | Powercor | Shoulder | Coincident | 2024 | ACTUAL_OPG | Operational-demand | 1.033 | NA
VIC | HYTS22 | Heywood (Powercor) 22 kV | Powercor | Shoulder | Coincident | 2024 | ACTUAL_RAW | Operational-demand | 1.033 | NA
VIC | HYTS22 | Heywood (Powercor) 22 kV | Powercor | Shoulder | Non-coincident | 2024 | ACTUAL_RAW | Operational-demand | 0.010752 | NA
VIC | HYTS22 | Heywood (Powercor) 22 kV | Powercor | Shoulder | Non-coincident | 2024 | ACTUAL_OPG | Operational-demand | 0.010752 | NA
VIC | HYTS22 | Heywood (Powercor) 22 kV | Powercor | Shoulder | Non-coincident | 2024 | ACTUAL_ADJUSTEDOPG | Operational-demand | 0.010752 | NA
VIC | HYTS22 | Heywood (Powercor) 22 kV | Powercor | Shoulder | Coincident | 2025 | ACTUAL_OPG | Operational-demand | 1.0427 | NA
VIC | HYTS22 | Heywood (Powercor) 22 kV | Powercor | Shoulder | Coincident | 2025 | ACTUAL_RAW | Operational-demand | 1.0427 | NA
VIC | HYTS22 | Heywood (Powercor) 22 kV | Powercor | Shoulder | Non-coincident | 2025 | ACTUAL_RAW | Operational-demand | 0.00064164 | NA
VIC | HYTS22 | Heywood (Powercor) 22 kV | Powercor | Shoulder | Non-coincident | 2025 | ACTUAL_OPG | Operational-demand | 0.00064164 | NA
VIC | HYTS22 | Heywood (Powercor) 22 kV | Powercor | Shoulder | Non-coincident | 2025 | ACTUAL_ADJUSTEDOPG | Operational-demand | 0.00064164 | NA
VIC | HYTS22 | Heywood (Powercor) 22 kV | Powercor | Shoulder | Non-coincident | 2025 | BASEYEARPOE90 | Operational-demand | -0.44281 | NA
VIC | HYTS22 | Heywood (Powercor) 22 kV | Powercor | Shoulder | Non-coincident | 2025 | BASEYEARPOE50 | Operational-demand | -0.39881 | NA
VIC | HYTS22 | Heywood (Powercor) 22 kV | Powercor | Shoulder | Coincident_unreconciled | 2026 | POE50 | Operational-demand | -0.42773 | NA
VIC | HYTS22 | Heywood (Powercor) 22 kV | Powercor | Shoulder | Coincident_unreconciled | 2026 | POE90 | Operational-demand | -0.46883 | NA
VIC | HYTS22 | Heywood (Powercor) 22 kV | Powercor | Shoulder | Non-coincident | 2026 | POE50 | Operational-demand | -0.42773 | NA
VIC | HYTS22 | Heywood (Powercor) 22 kV | Powercor | Shoulder | Non-coincident | 2026 | POE90 | Operational-demand | -0.46883 | NA
VIC | HYTS22 | Heywood (Powercor) 22 kV | Powercor | Shoulder | Coincident_unreconciled | 2027 | POE50 | Operational-demand | -0.45085 | NA
VIC | HYTS22 | Heywood (Powercor) 22 kV | Powercor | Shoulder | Coincident_unreconciled | 2027 | POE90 | Operational-demand | -0.49195 | NA
VIC | HYTS22 | Heywood (Powercor) 22 kV | Powercor | Shoulder | Non-coincident | 2027 | POE50 | Operational-demand | -0.45085 | NA
VIC | HYTS22 | Heywood (Powercor) 22 kV | Powercor | Shoulder | Non-coincident | 2027 | POE90 | Operational-demand | -0.49195 | NA
VIC | HYTS22 | Heywood (Powercor) 22 kV | Powercor | Shoulder | Coincident_unreconciled | 2028 | POE50 | Operational-demand | -0.47107 | NA
VIC | HYTS22 | Heywood (Powercor) 22 kV | Powercor | Shoulder | Coincident_unreconciled | 2028 | POE90 | Operational-demand | -0.51217 | NA
VIC | HYTS22 | Heywood (Powercor) 22 kV | Powercor | Shoulder | Non-coincident | 2028 | POE50 | Operational-demand | -0.47107 | NA
VIC | HYTS22 | Heywood (Powercor) 22 kV | Powercor | Shoulder | Non-coincident | 2028 | POE90 | Operational-demand | -0.51217 | NA
VIC | HYTS22 | Heywood (Powercor) 22 kV | Powercor | Shoulder | Coincident_unreconciled | 2029 | POE50 | Operational-demand | -0.48946 | NA
VIC | HYTS22 | Heywood (Powercor) 22 kV | Powercor | Shoulder | Coincident_unreconciled | 2029 | POE90 | Operational-demand | -0.53056 | NA
VIC | HYTS22 | Heywood (Powercor) 22 kV | Powercor | Shoulder | Non-coincident | 2029 | POE50 | Operational-demand | -0.48946 | NA
VIC | HYTS22 | Heywood (Powercor) 22 kV | Powercor | Shoulder | Non-coincident | 2029 | POE90 | Operational-demand | -0.53056 | NA
VIC | HYTS22 | Heywood (Powercor) 22 kV | Powercor | Shoulder | Coincident_unreconciled | 2030 | POE50 | Operational-demand | -0.51071 | NA
VIC | HYTS22 | Heywood (Powercor) 22 kV | Powercor | Shoulder | Coincident_unreconciled | 2030 | POE90 | Operational-demand | -0.55184 | NA
VIC | HYTS22 | Heywood (Powercor) 22 kV | Powercor | Shoulder | Non-coincident | 2030 | POE50 | Operational-demand | -0.51071 | NA
VIC | HYTS22 | Heywood (Powercor) 22 kV | Powercor | Shoulder | Non-coincident | 2030 | POE90 | Operational-demand | -0.55184 | NA
VIC | HYTS22 | Heywood (Powercor) 22 kV | Powercor | Shoulder | Coincident_unreconciled | 2031 | POE50 | Operational-demand | -0.53978 | NA
VIC | HYTS22 | Heywood (Powercor) 22 kV | Powercor | Shoulder | Coincident_unreconciled | 2031 | POE90 | Operational-demand | -0.58093 | NA
VIC | HYTS22 | Heywood (Powercor) 22 kV | Powercor | Shoulder | Non-coincident | 2031 | POE50 | Operational-demand | -0.53978 | NA
VIC | HYTS22 | Heywood (Powercor) 22 kV | Powercor | Shoulder | Non-coincident | 2031 | POE90 | Operational-demand | -0.58093 | NA
VIC | HYTS22 | Heywood (Powercor) 22 kV | Powercor | Shoulder | Coincident_unreconciled | 2032 | POE50 | Operational-demand | -0.56089 | NA
VIC | HYTS22 | Heywood (Powercor) 22 kV | Powercor | Shoulder | Coincident_unreconciled | 2032 | POE90 | Operational-demand | -0.60204 | NA
VIC | HYTS22 | Heywood (Powercor) 22 kV | Powercor | Shoulder | Non-coincident | 2032 | POE50 | Operational-demand | -0.56089 | NA
VIC | HYTS22 | Heywood (Powercor) 22 kV | Powercor | Shoulder | Non-coincident | 2032 | POE90 | Operational-demand | -0.60204 | NA
VIC | HYTS22 | Heywood (Powercor) 22 kV | Powercor | Shoulder | Coincident_unreconciled | 2033 | POE50 | Operational-demand | -0.57472 | NA
VIC | HYTS22 | Heywood (Powercor) 22 kV | Powercor | Shoulder | Coincident_unreconciled | 2033 | POE90 | Operational-demand | -0.61586 | NA
VIC | HYTS22 | Heywood (Powercor) 22 kV | Powercor | Shoulder | Non-coincident | 2033 | POE50 | Operational-demand | -0.57472 | NA
VIC | HYTS22 | Heywood (Powercor) 22 kV | Powercor | Shoulder | Non-coincident | 2033 | POE90 | Operational-demand | -0.61586 | NA
VIC | HYTS22 | Heywood (Powercor) 22 kV | Powercor | Shoulder | Coincident_unreconciled | 2034 | POE50 | Operational-demand | -0.59214 | NA
VIC | HYTS22 | Heywood (Powercor) 22 kV | Powercor | Shoulder | Coincident_unreconciled | 2034 | POE90 | Operational-demand | -0.63329 | NA
VIC | HYTS22 | Heywood (Powercor) 22 kV | Powercor | Shoulder | Non-coincident | 2034 | POE50 | Operational-demand | -0.59214 | NA
VIC | HYTS22 | Heywood (Powercor) 22 kV | Powercor | Shoulder | Non-coincident | 2034 | POE90 | Operational-demand | -0.63329 | NA
VIC | HYTS22 | Heywood (Powercor) 22 kV | Powercor | Shoulder | Coincident_unreconciled | 2035 | POE50 | Operational-demand | -0.6137 | NA
VIC | HYTS22 | Heywood (Powercor) 22 kV | Powercor | Shoulder | Coincident_unreconciled | 2035 | POE90 | Operational-demand | -0.65485 | NA
VIC | HYTS22 | Heywood (Powercor) 22 kV | Powercor | Shoulder | Non-coincident | 2035 | POE50 | Operational-demand | -0.6137 | NA
VIC | HYTS22 | Heywood (Powercor) 22 kV | Powercor | Shoulder | Non-coincident | 2035 | POE90 | Operational-demand | -0.65485 | NA
VIC | HYTS22 | Heywood (Powercor) 22 kV | Powercor | Summer | Coincident | 2019 | ACTUAL_OPG | Operational-demand | 0.25774 | 1.1898
VIC | HYTS22 | Heywood (Powercor) 22 kV | Powercor | Summer | Coincident | 2019 | ACTUAL_RAW | Operational-demand | 0.25774 | 1.1898
VIC | HYTS22 | Heywood (Powercor) 22 kV | Powercor | Summer | Non-coincident | 2019 | ACTUAL_RAW | Operational-demand | 0.1027 | 1.5946
VIC | HYTS22 | Heywood (Powercor) 22 kV | Powercor | Summer | Non-coincident | 2019 | ACTUAL_OPG | Operational-demand | 0.1027 | 1.5946
VIC | HYTS22 | Heywood (Powercor) 22 kV | Powercor | Summer | Non-coincident | 2019 | ACTUAL_ADJUSTEDOPG | Operational-demand | 0.1027 | 1.5946
VIC | HYTS22 | Heywood (Powercor) 22 kV | Powercor | Summer | Coincident | 2020 | ACTUAL_OPG | Operational-demand | 0.12317 | 0.87807
VIC | HYTS22 | Heywood (Powercor) 22 kV | Powercor | Summer | Coincident | 2020 | ACTUAL_RAW | Operational-demand | 0.12317 | 0.87807
VIC | HYTS22 | Heywood (Powercor) 22 kV | Powercor | Summer | Non-coincident | 2020 | ACTUAL_RAW | Operational-demand | 0.06714 | 1.5917
VIC | HYTS22 | Heywood (Powercor) 22 kV | Powercor | Summer | Non-coincident | 2020 | ACTUAL_OPG | Operational-demand | 0.06714 | 1.5917
VIC | HYTS22 | Heywood (Powercor) 22 kV | Powercor | Summer | Non-coincident | 2020 | ACTUAL_ADJUSTEDOPG | Operational-demand | 0.06714 | 1.5917
VIC | HYTS22 | Heywood (Powercor) 22 kV | Powercor | Summer | Coincident | 2021 | ACTUAL_OPG | Operational-demand | 0.13969 | 0.32994
VIC | HYTS22 | Heywood (Powercor) 22 kV | Powercor | Summer | Coincident | 2021 | ACTUAL_RAW | Operational-demand | 0.13969 | 0.32994
VIC | HYTS22 | Heywood (Powercor) 22 kV | Powercor | Summer | Non-coincident | 2021 | ACTUAL_RAW | Operational-demand | 0.063004 | 1.3785
VIC | HYTS22 | Heywood (Powercor) 22 kV | Powercor | Summer | Non-coincident | 2021 | ACTUAL_OPG | Operational-demand | 0.063004 | 1.3785
VIC | HYTS22 | Heywood (Powercor) 22 kV | Powercor | Summer | Non-coincident | 2021 | ACTUAL_ADJUSTEDOPG | Operational-demand | 0.063004 | 1.3785
VIC | HYTS22 | Heywood (Powercor) 22 kV | Powercor | Summer | Coincident | 2022 | ACTUAL_OPG | Operational-demand | 0.072407 | 0.24567
VIC | HYTS22 | Heywood (Powercor) 22 kV | Powercor | Summer | Coincident | 2022 | ACTUAL_RAW | Operational-demand | 0.072407 | 0.24567
VIC | HYTS22 | Heywood (Powercor) 22 kV | Powercor | Summer | Non-coincident | 2022 | ACTUAL_RAW | Operational-demand | 0 | 1.4043
VIC | HYTS22 | Heywood (Powercor) 22 kV | Powercor | Summer | Non-coincident | 2022 | ACTUAL_OPG | Operational-demand | 0 | 1.4043
VIC | HYTS22 | Heywood (Powercor) 22 kV | Powercor | Summer | Non-coincident | 2022 | ACTUAL_ADJUSTEDOPG | Operational-demand | 0 | 1.4043
VIC | HYTS22 | Heywood (Powercor) 22 kV | Powercor | Summer | Coincident | 2023 | ACTUAL_OPG | Operational-demand | 0.043824 | 1.054
VIC | HYTS22 | Heywood (Powercor) 22 kV | Powercor | Summer | Coincident | 2023 | ACTUAL_RAW | Operational-demand | 0.043824 | 1.054
VIC | HYTS22 | Heywood (Powercor) 22 kV | Powercor | Summer | Non-coincident | 2023 | ACTUAL_RAW | Operational-demand | 0.015308 | 1.7473
VIC | HYTS22 | Heywood (Powercor) 22 kV | Powercor | Summer | Non-coincident | 2023 | ACTUAL_OPG | Operational-demand | 0.015308 | 1.7473
VIC | HYTS22 | Heywood (Powercor) 22 kV | Powercor | Summer | Non-coincident | 2023 | ACTUAL_ADJUSTEDOPG | Operational-demand | 0.015308 | 1.5026
VIC | HYTS22 | Heywood (Powercor) 22 kV | Powercor | Summer | Coincident | 2024 | ACTUAL_OPG | Operational-demand | 0.06779 | 0.18846
VIC | HYTS22 | Heywood (Powercor) 22 kV | Powercor | Summer | Coincident | 2024 | ACTUAL_RAW | Operational-demand | 0.06779 | 0.18846
VIC | HYTS22 | Heywood (Powercor) 22 kV | Powercor | Summer | Non-coincident | 2024 | ACTUAL_RAW | Operational-demand | 0.029781 | 1.4294
VIC | HYTS22 | Heywood (Powercor) 22 kV | Powercor | Summer | Non-coincident | 2024 | ACTUAL_OPG | Operational-demand | 0.029781 | 1.4294
VIC | HYTS22 | Heywood (Powercor) 22 kV | Powercor | Summer | Non-coincident | 2024 | ACTUAL_ADJUSTEDOPG | Operational-demand | 0.029781 | 1.4294
VIC | HYTS22 | Heywood (Powercor) 22 kV | Powercor | Summer | Coincident | 2025 | ACTUAL_OPG | Operational-demand | 0.097359 | 0.23624
VIC | HYTS22 | Heywood (Powercor) 22 kV | Powercor | Summer | Coincident | 2025 | ACTUAL_RAW | Operational-demand | 0.097359 | 0.23624
VIC | HYTS22 | Heywood (Powercor) 22 kV | Powercor | Summer | Non-coincident | 2025 | ACTUAL_RAW | Operational-demand | 0.0007952 | 1.3106
VIC | HYTS22 | Heywood (Powercor) 22 kV | Powercor | Summer | Non-coincident | 2025 | ACTUAL_OPG | Operational-demand | 0.0007952 | 1.3106
VIC | HYTS22 | Heywood (Powercor) 22 kV | Powercor | Summer | Non-coincident | 2025 | ACTUAL_ADJUSTEDOPG | Operational-demand | 0.0007952 | 1.3106
VIC | HYTS22 | Heywood (Powercor) 22 kV | Powercor | Summer | Non-coincident | 2025 | BASEYEARPOE90 | Operational-demand | -0.4605 | NA
VIC | HYTS22 | Heywood (Powercor) 22 kV | Powercor | Summer | Non-coincident | 2025 | BASEYEARPOE50 | Operational-demand | -0.39893 | 1.4236
VIC | HYTS22 | Heywood (Powercor) 22 kV | Powercor | Summer | Coincident_unreconciled | 2026 | POE50 | Operational-demand | -0.42263 | NA
VIC | HYTS22 | Heywood (Powercor) 22 kV | Powercor | Summer | Coincident_unreconciled | 2026 | POE90 | Operational-demand | -0.47997 | NA
VIC | HYTS22 | Heywood (Powercor) 22 kV | Powercor | Summer | Non-coincident | 2026 | POE50 | Operational-demand | -0.42263 | 1.4258
VIC | HYTS22 | Heywood (Powercor) 22 kV | Powercor | Summer | Non-coincident | 2026 | POE90 | Operational-demand | -0.47997 | NA
VIC | HYTS22 | Heywood (Powercor) 22 kV | Powercor | Summer | Coincident_unreconciled | 2027 | POE50 | Operational-demand | -0.44726 | NA
VIC | HYTS22 | Heywood (Powercor) 22 kV | Powercor | Summer | Coincident_unreconciled | 2027 | POE90 | Operational-demand | -0.5046 | NA
VIC | HYTS22 | Heywood (Powercor) 22 kV | Powercor | Summer | Non-coincident | 2027 | POE50 | Operational-demand | -0.44726 | 1.4204
VIC | HYTS22 | Heywood (Powercor) 22 kV | Powercor | Summer | Non-coincident | 2027 | POE90 | Operational-demand | -0.5046 | NA
VIC | HYTS22 | Heywood (Powercor) 22 kV | Powercor | Summer | Coincident_unreconciled | 2028 | POE50 | Operational-demand | -0.46835 | NA
VIC | HYTS22 | Heywood (Powercor) 22 kV | Powercor | Summer | Coincident_unreconciled | 2028 | POE90 | Operational-demand | -0.52569 | NA
VIC | HYTS22 | Heywood (Powercor) 22 kV | Powercor | Summer | Non-coincident | 2028 | POE50 | Operational-demand | -0.46835 | 1.4163
VIC | HYTS22 | Heywood (Powercor) 22 kV | Powercor | Summer | Non-coincident | 2028 | POE90 | Operational-demand | -0.52569 | NA
VIC | HYTS22 | Heywood (Powercor) 22 kV | Powercor | Summer | Coincident_unreconciled | 2029 | POE50 | Operational-demand | -0.48772 | NA
VIC | HYTS22 | Heywood (Powercor) 22 kV | Powercor | Summer | Coincident_unreconciled | 2029 | POE90 | Operational-demand | -0.54506 | NA
VIC | HYTS22 | Heywood (Powercor) 22 kV | Powercor | Summer | Non-coincident | 2029 | POE50 | Operational-demand | -0.48772 | 1.4129
VIC | HYTS22 | Heywood (Powercor) 22 kV | Powercor | Summer | Non-coincident | 2029 | POE90 | Operational-demand | -0.54506 | NA
VIC | HYTS22 | Heywood (Powercor) 22 kV | Powercor | Summer | Coincident_unreconciled | 2030 | POE50 | Operational-demand | -0.51011 | NA
VIC | HYTS22 | Heywood (Powercor) 22 kV | Powercor | Summer | Coincident_unreconciled | 2030 | POE90 | Operational-demand | -0.56749 | NA
VIC | HYTS22 | Heywood (Powercor) 22 kV | Powercor | Summer | Non-coincident | 2030 | POE50 | Operational-demand | -0.51011 | 1.4102
VIC | HYTS22 | Heywood (Powercor) 22 kV | Powercor | Summer | Non-coincident | 2030 | POE90 | Operational-demand | -0.56749 | NA
VIC | HYTS22 | Heywood (Powercor) 22 kV | Powercor | Summer | Coincident_unreconciled | 2031 | POE50 | Operational-demand | -0.54116 | NA
VIC | HYTS22 | Heywood (Powercor) 22 kV | Powercor | Summer | Coincident_unreconciled | 2031 | POE90 | Operational-demand | -0.59857 | NA
VIC | HYTS22 | Heywood (Powercor) 22 kV | Powercor | Summer | Non-coincident | 2031 | POE50 | Operational-demand | -0.54116 | 1.4051
VIC | HYTS22 | Heywood (Powercor) 22 kV | Powercor | Summer | Non-coincident | 2031 | POE90 | Operational-demand | -0.59857 | NA
VIC | HYTS22 | Heywood (Powercor) 22 kV | Powercor | Summer | Coincident_unreconciled | 2032 | POE50 | Operational-demand | -0.56335 | NA
VIC | HYTS22 | Heywood (Powercor) 22 kV | Powercor | Summer | Coincident_unreconciled | 2032 | POE90 | Operational-demand | -0.62076 | NA
VIC | HYTS22 | Heywood (Powercor) 22 kV | Powercor | Summer | Non-coincident | 2032 | POE50 | Operational-demand | -0.56335 | 1.4016
VIC | HYTS22 | Heywood (Powercor) 22 kV | Powercor | Summer | Non-coincident | 2032 | POE90 | Operational-demand | -0.62076 | NA
VIC | HYTS22 | Heywood (Powercor) 22 kV | Powercor | Summer | Coincident_unreconciled | 2033 | POE50 | Operational-demand | -0.57766 | NA
VIC | HYTS22 | Heywood (Powercor) 22 kV | Powercor | Summer | Coincident_unreconciled | 2033 | POE90 | Operational-demand | -0.63507 | NA
VIC | HYTS22 | Heywood (Powercor) 22 kV | Powercor | Summer | Non-coincident | 2033 | POE50 | Operational-demand | -0.57766 | 1.4001
VIC | HYTS22 | Heywood (Powercor) 22 kV | Powercor | Summer | Non-coincident | 2033 | POE90 | Operational-demand | -0.63507 | NA
VIC | HYTS22 | Heywood (Powercor) 22 kV | Powercor | Summer | Coincident_unreconciled | 2034 | POE50 | Operational-demand | -0.59615 | NA
VIC | HYTS22 | Heywood (Powercor) 22 kV | Powercor | Summer | Coincident_unreconciled | 2034 | POE90 | Operational-demand | -0.65356 | NA
VIC | HYTS22 | Heywood (Powercor) 22 kV | Powercor | Summer | Non-coincident | 2034 | POE50 | Operational-demand | -0.59615 | 1.3976
VIC | HYTS22 | Heywood (Powercor) 22 kV | Powercor | Summer | Non-coincident | 2034 | POE90 | Operational-demand | -0.65356 | NA
VIC | HYTS22 | Heywood (Powercor) 22 kV | Powercor | Summer | Coincident_unreconciled | 2035 | POE50 | Operational-demand | -0.61913 | NA
VIC | HYTS22 | Heywood (Powercor) 22 kV | Powercor | Summer | Coincident_unreconciled | 2035 | POE90 | Operational-demand | -0.67654 | NA
VIC | HYTS22 | Heywood (Powercor) 22 kV | Powercor | Summer | Non-coincident | 2035 | POE50 | Operational-demand | -0.61913 | 1.3939
VIC | HYTS22 | Heywood (Powercor) 22 kV | Powercor | Summer | Non-coincident | 2035 | POE90 | Operational-demand | -0.67654 | NA
VIC | HYTS22 | Heywood (Powercor) 22 kV | Powercor | Summer | Non-coincident | 2025 | BASEYEARPOE10 | Operational-demand | NA | 1.4691
VIC | HYTS22 | Heywood (Powercor) 22 kV | Powercor | Summer | Coincident | 2026 | POE10 | Operational-demand | NA | 0.37555
VIC | HYTS22 | Heywood (Powercor) 22 kV | Powercor | Summer | Coincident | 2026 | POE50 | Operational-demand | NA | 0.37866
VIC | HYTS22 | Heywood (Powercor) 22 kV | Powercor | Summer | Non-coincident | 2026 | POE10 | Operational-demand | NA | 1.4699
VIC | HYTS22 | Heywood (Powercor) 22 kV | Powercor | Summer | Coincident | 2027 | POE10 | Operational-demand | NA | 0.36456
VIC | HYTS22 | Heywood (Powercor) 22 kV | Powercor | Summer | Coincident | 2027 | POE50 | Operational-demand | NA | 0.36507
VIC | HYTS22 | Heywood (Powercor) 22 kV | Powercor | Summer | Non-coincident | 2027 | POE10 | Operational-demand | NA | 1.4645
VIC | HYTS22 | Heywood (Powercor) 22 kV | Powercor | Summer | Coincident | 2028 | POE10 | Operational-demand | NA | 0.35501
VIC | HYTS22 | Heywood (Powercor) 22 kV | Powercor | Summer | Coincident | 2028 | POE50 | Operational-demand | NA | 0.35283
VIC | HYTS22 | Heywood (Powercor) 22 kV | Powercor | Summer | Non-coincident | 2028 | POE10 | Operational-demand | NA | 1.4604
VIC | HYTS22 | Heywood (Powercor) 22 kV | Powercor | Summer | Coincident | 2029 | POE10 | Operational-demand | NA | 0.34805
VIC | HYTS22 | Heywood (Powercor) 22 kV | Powercor | Summer | Coincident | 2029 | POE50 | Operational-demand | NA | 0.34611
VIC | HYTS22 | Heywood (Powercor) 22 kV | Powercor | Summer | Non-coincident | 2029 | POE10 | Operational-demand | NA | 1.457
VIC | HYTS22 | Heywood (Powercor) 22 kV | Powercor | Summer | Coincident | 2030 | POE10 | Operational-demand | NA | 0.3425
VIC | HYTS22 | Heywood (Powercor) 22 kV | Powercor | Summer | Coincident | 2030 | POE50 | Operational-demand | NA | 0.33952
VIC | HYTS22 | Heywood (Powercor) 22 kV | Powercor | Summer | Non-coincident | 2030 | POE10 | Operational-demand | NA | 1.4543
VIC | HYTS22 | Heywood (Powercor) 22 kV | Powercor | Summer | Coincident | 2031 | POE10 | Operational-demand | NA | 0.33291
VIC | HYTS22 | Heywood (Powercor) 22 kV | Powercor | Summer | Coincident | 2031 | POE50 | Operational-demand | NA | 0.33159
VIC | HYTS22 | Heywood (Powercor) 22 kV | Powercor | Summer | Non-coincident | 2031 | POE10 | Operational-demand | NA | 1.4492
VIC | HYTS22 | Heywood (Powercor) 22 kV | Powercor | Summer | Coincident | 2032 | POE10 | Operational-demand | NA | 0.32237
VIC | HYTS22 | Heywood (Powercor) 22 kV | Powercor | Summer | Coincident | 2032 | POE50 | Operational-demand | NA | 0.32043
VIC | HYTS22 | Heywood (Powercor) 22 kV | Powercor | Summer | Non-coincident | 2032 | POE10 | Operational-demand | NA | 1.4457
VIC | HYTS22 | Heywood (Powercor) 22 kV | Powercor | Summer | Coincident | 2033 | POE10 | Operational-demand | NA | 0.31462
VIC | HYTS22 | Heywood (Powercor) 22 kV | Powercor | Summer | Coincident | 2033 | POE50 | Operational-demand | NA | 0.30979
VIC | HYTS22 | Heywood (Powercor) 22 kV | Powercor | Summer | Non-coincident | 2033 | POE10 | Operational-demand | NA | 1.4442
VIC | HYTS22 | Heywood (Powercor) 22 kV | Powercor | Summer | Coincident | 2034 | POE10 | Operational-demand | NA | 0.31096
VIC | HYTS22 | Heywood (Powercor) 22 kV | Powercor | Summer | Coincident | 2034 | POE50 | Operational-demand | NA | 0.30647
VIC | HYTS22 | Heywood (Powercor) 22 kV | Powercor | Summer | Non-coincident | 2034 | POE10 | Operational-demand | NA | 1.4417
VIC | HYTS22 | Heywood (Powercor) 22 kV | Powercor | Summer | Coincident | 2035 | POE10 | Operational-demand | NA | 0.30844
VIC | HYTS22 | Heywood (Powercor) 22 kV | Powercor | Summer | Coincident | 2035 | POE50 | Operational-demand | NA | 0.30401
VIC | HYTS22 | Heywood (Powercor) 22 kV | Powercor | Summer | Non-coincident | 2035 | POE10 | Operational-demand | NA | 1.438
VIC | HYTS22 | Heywood (Powercor) 22 kV | Powercor | Winter | Coincident | 2018 | ACTUAL_OPG | Operational-demand | NA | 1.3673
VIC | HYTS22 | Heywood (Powercor) 22 kV | Powercor | Winter | Coincident | 2018 | ACTUAL_RAW | Operational-demand | NA | 1.3673
VIC | HYTS22 | Heywood (Powercor) 22 kV | Powercor | Winter | Non-coincident | 2018 | ACTUAL_RAW | Operational-demand | NA | 1.6122
VIC | HYTS22 | Heywood (Powercor) 22 kV | Powercor | Winter | Non-coincident | 2018 | ACTUAL_OPG | Operational-demand | NA | 1.6122
VIC | HYTS22 | Heywood (Powercor) 22 kV | Powercor | Winter | Non-coincident | 2018 | ACTUAL_ADJUSTEDOPG | Operational-demand | NA | 1.6122
VIC | HYTS22 | Heywood (Powercor) 22 kV | Powercor | Winter | Coincident | 2019 | ACTUAL_OPG | Operational-demand | NA | 0.38771
VIC | HYTS22 | Heywood (Powercor) 22 kV | Powercor | Winter | Coincident | 2019 | ACTUAL_RAW | Operational-demand | NA | 0.38771
VIC | HYTS22 | Heywood (Powercor) 22 kV | Powercor | Winter | Non-coincident | 2019 | ACTUAL_RAW | Operational-demand | NA | 1.6704
VIC | HYTS22 | Heywood (Powercor) 22 kV | Powercor | Winter | Non-coincident | 2019 | ACTUAL_OPG | Operational-demand | NA | 1.6704
VIC | HYTS22 | Heywood (Powercor) 22 kV | Powercor | Winter | Non-coincident | 2019 | ACTUAL_ADJUSTEDOPG | Operational-demand | NA | 1.6704
VIC | HYTS22 | Heywood (Powercor) 22 kV | Powercor | Winter | Coincident | 2020 | ACTUAL_OPG | Operational-demand | NA | 0.28664
VIC | HYTS22 | Heywood (Powercor) 22 kV | Powercor | Winter | Coincident | 2020 | ACTUAL_RAW | Operational-demand | NA | 0.28664
VIC | HYTS22 | Heywood (Powercor) 22 kV | Powercor | Winter | Non-coincident | 2020 | ACTUAL_RAW | Operational-demand | NA | 1.3563
VIC | HYTS22 | Heywood (Powercor) 22 kV | Powercor | Winter | Non-coincident | 2020 | ACTUAL_OPG | Operational-demand | NA | 1.3563
VIC | HYTS22 | Heywood (Powercor) 22 kV | Powercor | Winter | Non-coincident | 2020 | ACTUAL_ADJUSTEDOPG | Operational-demand | NA | 1.3563
VIC | HYTS22 | Heywood (Powercor) 22 kV | Powercor | Winter | Coincident | 2021 | ACTUAL_OPG | Operational-demand | NA | 1.379
VIC | HYTS22 | Heywood (Powercor) 22 kV | Powercor | Winter | Coincident | 2021 | ACTUAL_RAW | Operational-demand | NA | 1.379
VIC | HYTS22 | Heywood (Powercor) 22 kV | Powercor | Winter | Non-coincident | 2021 | ACTUAL_RAW | Operational-demand | NA | 1.479
VIC | HYTS22 | Heywood (Powercor) 22 kV | Powercor | Winter | Non-coincident | 2021 | ACTUAL_OPG | Operational-demand | NA | 1.479
VIC | HYTS22 | Heywood (Powercor) 22 kV | Powercor | Winter | Non-coincident | 2021 | ACTUAL_ADJUSTEDOPG | Operational-demand | NA | 1.479
VIC | HYTS22 | Heywood (Powercor) 22 kV | Powercor | Winter | Coincident | 2022 | ACTUAL_OPG | Operational-demand | NA | 1.2008
VIC | HYTS22 | Heywood (Powercor) 22 kV | Powercor | Winter | Coincident | 2022 | ACTUAL_RAW | Operational-demand | NA | 1.2008
VIC | HYTS22 | Heywood (Powercor) 22 kV | Powercor | Winter | Non-coincident | 2022 | ACTUAL_RAW | Operational-demand | NA | 1.525
VIC | HYTS22 | Heywood (Powercor) 22 kV | Powercor | Winter | Non-coincident | 2022 | ACTUAL_OPG | Operational-demand | NA | 1.525
VIC | HYTS22 | Heywood (Powercor) 22 kV | Powercor | Winter | Non-coincident | 2022 | ACTUAL_ADJUSTEDOPG | Operational-demand | NA | 1.525
VIC | HYTS22 | Heywood (Powercor) 22 kV | Powercor | Winter | Coincident | 2023 | ACTUAL_OPG | Operational-demand | NA | 1.4326
VIC | HYTS22 | Heywood (Powercor) 22 kV | Powercor | Winter | Coincident | 2023 | ACTUAL_RAW | Operational-demand | NA | 1.4326
VIC | HYTS22 | Heywood (Powercor) 22 kV | Powercor | Winter | Non-coincident | 2023 | ACTUAL_RAW | Operational-demand | NA | 1.567
VIC | HYTS22 | Heywood (Powercor) 22 kV | Powercor | Winter | Non-coincident | 2023 | ACTUAL_OPG | Operational-demand | NA | 1.567
VIC | HYTS22 | Heywood (Powercor) 22 kV | Powercor | Winter | Non-coincident | 2023 | ACTUAL_ADJUSTEDOPG | Operational-demand | NA | 1.567
VIC | HYTS22 | Heywood (Powercor) 22 kV | Powercor | Winter | Coincident | 2024 | ACTUAL_OPG | Operational-demand | NA | 0.27638
VIC | HYTS22 | Heywood (Powercor) 22 kV | Powercor | Winter | Coincident | 2024 | ACTUAL_RAW | Operational-demand | NA | 0.27638
VIC | HYTS22 | Heywood (Powercor) 22 kV | Powercor | Winter | Non-coincident | 2024 | ACTUAL_RAW | Operational-demand | NA | 1.3678
VIC | HYTS22 | Heywood (Powercor) 22 kV | Powercor | Winter | Non-coincident | 2024 | ACTUAL_OPG | Operational-demand | NA | 1.3678
VIC | HYTS22 | Heywood (Powercor) 22 kV | Powercor | Winter | Non-coincident | 2024 | ACTUAL_ADJUSTEDOPG | Operational-demand | NA | 1.3678
VIC | HYTS22 | Heywood (Powercor) 22 kV | Powercor | Winter | Coincident | 2025 | POE10 | Operational-demand | NA | 1.1179
VIC | HYTS22 | Heywood (Powercor) 22 kV | Powercor | Winter | Coincident | 2025 | POE50 | Operational-demand | NA | 1.0908
VIC | HYTS22 | Heywood (Powercor) 22 kV | Powercor | Winter | Non-coincident | 2025 | ACTUAL_RAW | Operational-demand | NA | 1.3413
VIC | HYTS22 | Heywood (Powercor) 22 kV | Powercor | Winter | Non-coincident | 2025 | ACTUAL_ADJUSTEDOPG | Operational-demand | NA | 1.3413
VIC | HYTS22 | Heywood (Powercor) 22 kV | Powercor | Winter | Non-coincident | 2025 | BASEYEARPOE50 | Operational-demand | NA | 1.5908
VIC | HYTS22 | Heywood (Powercor) 22 kV | Powercor | Winter | Non-coincident | 2025 | BASEYEARPOE10 | Operational-demand | NA | 1.6669
VIC | HYTS22 | Heywood (Powercor) 22 kV | Powercor | Winter | Non-coincident | 2025 | POE10 | Operational-demand | NA | 1.6654
VIC | HYTS22 | Heywood (Powercor) 22 kV | Powercor | Winter | Non-coincident | 2025 | POE50 | Operational-demand | NA | 1.5988
VIC | HYTS22 | Heywood (Powercor) 22 kV | Powercor | Winter | Coincident | 2026 | POE10 | Operational-demand | NA | 1.0772
VIC | HYTS22 | Heywood (Powercor) 22 kV | Powercor | Winter | Coincident | 2026 | POE50 | Operational-demand | NA | 1.0491
VIC | HYTS22 | Heywood (Powercor) 22 kV | Powercor | Winter | Non-coincident | 2026 | POE10 | Operational-demand | NA | 1.6602
VIC | HYTS22 | Heywood (Powercor) 22 kV | Powercor | Winter | Non-coincident | 2026 | POE50 | Operational-demand | NA | 1.5991
VIC | HYTS22 | Heywood (Powercor) 22 kV | Powercor | Winter | Coincident | 2027 | POE10 | Operational-demand | NA | 1.0383
VIC | HYTS22 | Heywood (Powercor) 22 kV | Powercor | Winter | Coincident | 2027 | POE50 | Operational-demand | NA | 1.0087
VIC | HYTS22 | Heywood (Powercor) 22 kV | Powercor | Winter | Non-coincident | 2027 | POE10 | Operational-demand | NA | 1.6557
VIC | HYTS22 | Heywood (Powercor) 22 kV | Powercor | Winter | Non-coincident | 2027 | POE50 | Operational-demand | NA | 1.5998
VIC | HYTS22 | Heywood (Powercor) 22 kV | Powercor | Winter | Coincident | 2028 | POE10 | Operational-demand | NA | 1.019
VIC | HYTS22 | Heywood (Powercor) 22 kV | Powercor | Winter | Coincident | 2028 | POE50 | Operational-demand | NA | 0.99069
VIC | HYTS22 | Heywood (Powercor) 22 kV | Powercor | Winter | Non-coincident | 2028 | POE10 | Operational-demand | NA | 1.6547
VIC | HYTS22 | Heywood (Powercor) 22 kV | Powercor | Winter | Non-coincident | 2028 | POE50 | Operational-demand | NA | 1.6009
VIC | HYTS22 | Heywood (Powercor) 22 kV | Powercor | Winter | Coincident | 2029 | POE10 | Operational-demand | NA | 1.0075
VIC | HYTS22 | Heywood (Powercor) 22 kV | Powercor | Winter | Coincident | 2029 | POE50 | Operational-demand | NA | 0.97989
VIC | HYTS22 | Heywood (Powercor) 22 kV | Powercor | Winter | Non-coincident | 2029 | POE10 | Operational-demand | NA | 1.6562
VIC | HYTS22 | Heywood (Powercor) 22 kV | Powercor | Winter | Non-coincident | 2029 | POE50 | Operational-demand | NA | 1.6024
VIC | HYTS22 | Heywood (Powercor) 22 kV | Powercor | Winter | Coincident | 2030 | POE10 | Operational-demand | NA | 0.99553
VIC | HYTS22 | Heywood (Powercor) 22 kV | Powercor | Winter | Coincident | 2030 | POE50 | Operational-demand | NA | 0.96808
VIC | HYTS22 | Heywood (Powercor) 22 kV | Powercor | Winter | Non-coincident | 2030 | POE10 | Operational-demand | NA | 1.6595
VIC | HYTS22 | Heywood (Powercor) 22 kV | Powercor | Winter | Non-coincident | 2030 | POE50 | Operational-demand | NA | 1.6057
VIC | HYTS22 | Heywood (Powercor) 22 kV | Powercor | Winter | Coincident | 2031 | POE10 | Operational-demand | NA | 0.98415
VIC | HYTS22 | Heywood (Powercor) 22 kV | Powercor | Winter | Coincident | 2031 | POE50 | Operational-demand | NA | 0.95707
VIC | HYTS22 | Heywood (Powercor) 22 kV | Powercor | Winter | Non-coincident | 2031 | POE10 | Operational-demand | NA | 1.661
VIC | HYTS22 | Heywood (Powercor) 22 kV | Powercor | Winter | Non-coincident | 2031 | POE50 | Operational-demand | NA | 1.6071
VIC | HYTS22 | Heywood (Powercor) 22 kV | Powercor | Winter | Coincident | 2032 | POE10 | Operational-demand | NA | 0.96497
VIC | HYTS22 | Heywood (Powercor) 22 kV | Powercor | Winter | Coincident | 2032 | POE50 | Operational-demand | NA | 0.93667
VIC | HYTS22 | Heywood (Powercor) 22 kV | Powercor | Winter | Non-coincident | 2032 | POE10 | Operational-demand | NA | 1.6627
VIC | HYTS22 | Heywood (Powercor) 22 kV | Powercor | Winter | Non-coincident | 2032 | POE50 | Operational-demand | NA | 1.6088
VIC | HYTS22 | Heywood (Powercor) 22 kV | Powercor | Winter | Coincident | 2033 | POE10 | Operational-demand | NA | 0.94187
VIC | HYTS22 | Heywood (Powercor) 22 kV | Powercor | Winter | Coincident | 2033 | POE50 | Operational-demand | NA | 0.91438
VIC | HYTS22 | Heywood (Powercor) 22 kV | Powercor | Winter | Non-coincident | 2033 | POE10 | Operational-demand | NA | 1.6643
VIC | HYTS22 | Heywood (Powercor) 22 kV | Powercor | Winter | Non-coincident | 2033 | POE50 | Operational-demand | NA | 1.6104
VIC | HYTS22 | Heywood (Powercor) 22 kV | Powercor | Winter | Coincident | 2034 | POE10 | Operational-demand | NA | 0.93573
VIC | HYTS22 | Heywood (Powercor) 22 kV | Powercor | Winter | Coincident | 2034 | POE50 | Operational-demand | NA | 0.90893
VIC | HYTS22 | Heywood (Powercor) 22 kV | Powercor | Winter | Non-coincident | 2034 | POE10 | Operational-demand | NA | 1.6658
VIC | HYTS22 | Heywood (Powercor) 22 kV | Powercor | Winter | Non-coincident | 2034 | POE50 | Operational-demand | NA | 1.6119
VIC | KGTS22 | Kerang (Powercor) 22 kV | Powercor | Shoulder | Coincident | 2019 | ACTUAL_OPG | Operational-demand | 4.0131 | NA
VIC | KGTS22 | Kerang (Powercor) 22 kV | Powercor | Shoulder | Coincident | 2019 | ACTUAL_RAW | Operational-demand | 4.0131 | NA
VIC | KGTS22 | Kerang (Powercor) 22 kV | Powercor | Shoulder | Non-coincident | 2019 | ACTUAL_RAW | Operational-demand | 0.49049 | NA
VIC | KGTS22 | Kerang (Powercor) 22 kV | Powercor | Shoulder | Non-coincident | 2019 | ACTUAL_OPG | Operational-demand | 0.49049 | NA
VIC | KGTS22 | Kerang (Powercor) 22 kV | Powercor | Shoulder | Non-coincident | 2019 | ACTUAL_ADJUSTEDOPG | Operational-demand | 0.49049 | NA
VIC | KGTS22 | Kerang (Powercor) 22 kV | Powercor | Shoulder | Coincident | 2020 | ACTUAL_OPG | Operational-demand | 0.29928 | NA
VIC | KGTS22 | Kerang (Powercor) 22 kV | Powercor | Shoulder | Coincident | 2020 | ACTUAL_RAW | Operational-demand | 0.29928 | NA
VIC | KGTS22 | Kerang (Powercor) 22 kV | Powercor | Shoulder | Non-coincident | 2020 | ACTUAL_RAW | Operational-demand | 0 | NA
VIC | KGTS22 | Kerang (Powercor) 22 kV | Powercor | Shoulder | Non-coincident | 2020 | ACTUAL_OPG | Operational-demand | 0 | NA
VIC | KGTS22 | Kerang (Powercor) 22 kV | Powercor | Shoulder | Non-coincident | 2020 | ACTUAL_ADJUSTEDOPG | Operational-demand | 0 | NA
VIC | KGTS22 | Kerang (Powercor) 22 kV | Powercor | Shoulder | Coincident | 2021 | ACTUAL_OPG | Operational-demand | 0.45183 | NA
VIC | KGTS22 | Kerang (Powercor) 22 kV | Powercor | Shoulder | Coincident | 2021 | ACTUAL_RAW | Operational-demand | 0.45183 | NA
VIC | KGTS22 | Kerang (Powercor) 22 kV | Powercor | Shoulder | Non-coincident | 2021 | ACTUAL_RAW | Operational-demand | 0 | NA
VIC | KGTS22 | Kerang (Powercor) 22 kV | Powercor | Shoulder | Non-coincident | 2021 | ACTUAL_OPG | Operational-demand | 0 | NA
VIC | KGTS22 | Kerang (Powercor) 22 kV | Powercor | Shoulder | Non-coincident | 2021 | ACTUAL_ADJUSTEDOPG | Operational-demand | 0 | NA
VIC | KGTS22 | Kerang (Powercor) 22 kV | Powercor | Shoulder | Coincident | 2022 | ACTUAL_OPG | Operational-demand | 0.50898 | NA
VIC | KGTS22 | Kerang (Powercor) 22 kV | Powercor | Shoulder | Coincident | 2022 | ACTUAL_RAW | Operational-demand | 0.50898 | NA
VIC | KGTS22 | Kerang (Powercor) 22 kV | Powercor | Shoulder | Non-coincident | 2022 | ACTUAL_RAW | Operational-demand | -0.2309 | NA
VIC | KGTS22 | Kerang (Powercor) 22 kV | Powercor | Shoulder | Non-coincident | 2022 | ACTUAL_OPG | Operational-demand | -0.2309 | NA
VIC | KGTS22 | Kerang (Powercor) 22 kV | Powercor | Shoulder | Non-coincident | 2022 | ACTUAL_ADJUSTEDOPG | Operational-demand | -0.2309 | NA
VIC | KGTS22 | Kerang (Powercor) 22 kV | Powercor | Shoulder | Coincident | 2023 | ACTUAL_OPG | Operational-demand | -0.54464 | NA
VIC | KGTS22 | Kerang (Powercor) 22 kV | Powercor | Shoulder | Coincident | 2023 | ACTUAL_RAW | Operational-demand | -0.54464 | NA
VIC | KGTS22 | Kerang (Powercor) 22 kV | Powercor | Shoulder | Non-coincident | 2023 | ACTUAL_RAW | Operational-demand | -95.0542 | NA
VIC | KGTS22 | Kerang (Powercor) 22 kV | Powercor | Shoulder | Non-coincident | 2023 | ACTUAL_OPG | Operational-demand | -95.0542 | NA
VIC | KGTS22 | Kerang (Powercor) 22 kV | Powercor | Shoulder | Non-coincident | 2023 | ACTUAL_ADJUSTEDOPG | Operational-demand | -95.0542 | NA
VIC | KGTS22 | Kerang (Powercor) 22 kV | Powercor | Shoulder | Coincident | 2024 | ACTUAL_OPG | Operational-demand | -1.0511 | NA
VIC | KGTS22 | Kerang (Powercor) 22 kV | Powercor | Shoulder | Coincident | 2024 | ACTUAL_RAW | Operational-demand | -1.0511 | NA
VIC | KGTS22 | Kerang (Powercor) 22 kV | Powercor | Shoulder | Non-coincident | 2024 | ACTUAL_RAW | Operational-demand | -2.5034 | NA
VIC | KGTS22 | Kerang (Powercor) 22 kV | Powercor | Shoulder | Non-coincident | 2024 | ACTUAL_OPG | Operational-demand | -2.5034 | NA
VIC | KGTS22 | Kerang (Powercor) 22 kV | Powercor | Shoulder | Non-coincident | 2024 | ACTUAL_ADJUSTEDOPG | Operational-demand | -2.5034 | NA
VIC | KGTS22 | Kerang (Powercor) 22 kV | Powercor | Shoulder | Coincident | 2025 | ACTUAL_OPG | Operational-demand | -2.4941 | NA
VIC | KGTS22 | Kerang (Powercor) 22 kV | Powercor | Shoulder | Coincident | 2025 | ACTUAL_RAW | Operational-demand | -2.4941 | NA
VIC | KGTS22 | Kerang (Powercor) 22 kV | Powercor | Shoulder | Non-coincident | 2025 | ACTUAL_RAW | Operational-demand | -3.3082 | NA
VIC | KGTS22 | Kerang (Powercor) 22 kV | Powercor | Shoulder | Non-coincident | 2025 | ACTUAL_OPG | Operational-demand | -3.3082 | NA
VIC | KGTS22 | Kerang (Powercor) 22 kV | Powercor | Shoulder | Non-coincident | 2025 | ACTUAL_ADJUSTEDOPG | Operational-demand | -3.3082 | NA
VIC | KGTS22 | Kerang (Powercor) 22 kV | Powercor | Shoulder | Non-coincident | 2025 | BASEYEARPOE90 | Operational-demand | -4.62 | NA
VIC | KGTS22 | Kerang (Powercor) 22 kV | Powercor | Shoulder | Non-coincident | 2025 | BASEYEARPOE50 | Operational-demand | -4.2779 | NA
VIC | KGTS22 | Kerang (Powercor) 22 kV | Powercor | Shoulder | Coincident_unreconciled | 2026 | POE50 | Operational-demand | -2.6712 | NA
VIC | KGTS22 | Kerang (Powercor) 22 kV | Powercor | Shoulder | Coincident_unreconciled | 2026 | POE90 | Operational-demand | -2.7887 | NA
VIC | KGTS22 | Kerang (Powercor) 22 kV | Powercor | Shoulder | Non-coincident | 2026 | POE50 | Operational-demand | -4.5515 | NA
VIC | KGTS22 | Kerang (Powercor) 22 kV | Powercor | Shoulder | Non-coincident | 2026 | POE90 | Operational-demand | -4.7517 | NA
VIC | KGTS22 | Kerang (Powercor) 22 kV | Powercor | Shoulder | Coincident_unreconciled | 2027 | POE50 | Operational-demand | -3.0272 | NA
VIC | KGTS22 | Kerang (Powercor) 22 kV | Powercor | Shoulder | Coincident_unreconciled | 2027 | POE90 | Operational-demand | -3.1446 | NA
VIC | KGTS22 | Kerang (Powercor) 22 kV | Powercor | Shoulder | Non-coincident | 2027 | POE50 | Operational-demand | -5.1581 | NA
VIC | KGTS22 | Kerang (Powercor) 22 kV | Powercor | Shoulder | Non-coincident | 2027 | POE90 | Operational-demand | -5.3582 | NA
VIC | KGTS22 | Kerang (Powercor) 22 kV | Powercor | Shoulder | Coincident_unreconciled | 2028 | POE50 | Operational-demand | -3.5278 | NA
VIC | KGTS22 | Kerang (Powercor) 22 kV | Powercor | Shoulder | Coincident_unreconciled | 2028 | POE90 | Operational-demand | -3.6452 | NA
VIC | KGTS22 | Kerang (Powercor) 22 kV | Powercor | Shoulder | Non-coincident | 2028 | POE50 | Operational-demand | -6.0111 | NA
VIC | KGTS22 | Kerang (Powercor) 22 kV | Powercor | Shoulder | Non-coincident | 2028 | POE90 | Operational-demand | -6.211 | NA
VIC | KGTS22 | Kerang (Powercor) 22 kV | Powercor | Shoulder | Coincident_unreconciled | 2029 | POE50 | Operational-demand | -3.9771 | NA
VIC | KGTS22 | Kerang (Powercor) 22 kV | Powercor | Shoulder | Coincident_unreconciled | 2029 | POE90 | Operational-demand | -4.0944 | NA
VIC | KGTS22 | Kerang (Powercor) 22 kV | Powercor | Shoulder | Non-coincident | 2029 | POE50 | Operational-demand | -6.7767 | NA
VIC | KGTS22 | Kerang (Powercor) 22 kV | Powercor | Shoulder | Non-coincident | 2029 | POE90 | Operational-demand | -6.9765 | NA
VIC | KGTS22 | Kerang (Powercor) 22 kV | Powercor | Shoulder | Coincident_unreconciled | 2030 | POE50 | Operational-demand | -4.4753 | NA
VIC | KGTS22 | Kerang (Powercor) 22 kV | Powercor | Shoulder | Coincident_unreconciled | 2030 | POE90 | Operational-demand | -4.5925 | NA
VIC | KGTS22 | Kerang (Powercor) 22 kV | Powercor | Shoulder | Non-coincident | 2030 | POE50 | Operational-demand | -7.6254 | NA
VIC | KGTS22 | Kerang (Powercor) 22 kV | Powercor | Shoulder | Non-coincident | 2030 | POE90 | Operational-demand | -7.8252 | NA
VIC | KGTS22 | Kerang (Powercor) 22 kV | Powercor | Shoulder | Coincident_unreconciled | 2031 | POE50 | Operational-demand | -5.0846 | NA
VIC | KGTS22 | Kerang (Powercor) 22 kV | Powercor | Shoulder | Coincident_unreconciled | 2031 | POE90 | Operational-demand | -5.2017 | NA
VIC | KGTS22 | Kerang (Powercor) 22 kV | Powercor | Shoulder | Non-coincident | 2031 | POE50 | Operational-demand | -8.6637 | NA
VIC | KGTS22 | Kerang (Powercor) 22 kV | Powercor | Shoulder | Non-coincident | 2031 | POE90 | Operational-demand | -8.8633 | NA
VIC | KGTS22 | Kerang (Powercor) 22 kV | Powercor | Shoulder | Coincident_unreconciled | 2032 | POE50 | Operational-demand | -5.5427 | NA
VIC | KGTS22 | Kerang (Powercor) 22 kV | Powercor | Shoulder | Coincident_unreconciled | 2032 | POE90 | Operational-demand | -5.6597 | NA
VIC | KGTS22 | Kerang (Powercor) 22 kV | Powercor | Shoulder | Non-coincident | 2032 | POE50 | Operational-demand | -9.4442 | NA
VIC | KGTS22 | Kerang (Powercor) 22 kV | Powercor | Shoulder | Non-coincident | 2032 | POE90 | Operational-demand | -9.6437 | NA
VIC | KGTS22 | Kerang (Powercor) 22 kV | Powercor | Shoulder | Coincident_unreconciled | 2033 | POE50 | Operational-demand | -5.8654 | NA
VIC | KGTS22 | Kerang (Powercor) 22 kV | Powercor | Shoulder | Coincident_unreconciled | 2033 | POE90 | Operational-demand | -5.9823 | NA
VIC | KGTS22 | Kerang (Powercor) 22 kV | Powercor | Shoulder | Non-coincident | 2033 | POE50 | Operational-demand | -9.994 | NA
VIC | KGTS22 | Kerang (Powercor) 22 kV | Powercor | Shoulder | Non-coincident | 2033 | POE90 | Operational-demand | -10.1934 | NA
VIC | KGTS22 | Kerang (Powercor) 22 kV | Powercor | Shoulder | Coincident_unreconciled | 2034 | POE50 | Operational-demand | -6.2311 | NA
VIC | KGTS22 | Kerang (Powercor) 22 kV | Powercor | Shoulder | Coincident_unreconciled | 2034 | POE90 | Operational-demand | -6.348 | NA
VIC | KGTS22 | Kerang (Powercor) 22 kV | Powercor | Shoulder | Non-coincident | 2034 | POE50 | Operational-demand | -10.6173 | NA
VIC | KGTS22 | Kerang (Powercor) 22 kV | Powercor | Shoulder | Non-coincident | 2034 | POE90 | Operational-demand | -10.8164 | NA
VIC | KGTS22 | Kerang (Powercor) 22 kV | Powercor | Shoulder | Coincident_unreconciled | 2035 | POE50 | Operational-demand | -6.6645 | NA
VIC | KGTS22 | Kerang (Powercor) 22 kV | Powercor | Shoulder | Coincident_unreconciled | 2035 | POE90 | Operational-demand | -6.7813 | NA
VIC | KGTS22 | Kerang (Powercor) 22 kV | Powercor | Shoulder | Non-coincident | 2035 | POE50 | Operational-demand | -11.3556 | NA
VIC | KGTS22 | Kerang (Powercor) 22 kV | Powercor | Shoulder | Non-coincident | 2035 | POE90 | Operational-demand | -11.5546 | NA
VIC | KGTS22 | Kerang (Powercor) 22 kV | Powercor | Summer | Coincident | 2019 | ACTUAL_OPG | Operational-demand | 4.9864 | 10.0978
VIC | KGTS22 | Kerang (Powercor) 22 kV | Powercor | Summer | Coincident | 2019 | ACTUAL_RAW | Operational-demand | 4.9864 | 10.0978
VIC | KGTS22 | Kerang (Powercor) 22 kV | Powercor | Summer | Non-coincident | 2019 | ACTUAL_RAW | Operational-demand | 0.54218 | 14.911
VIC | KGTS22 | Kerang (Powercor) 22 kV | Powercor | Summer | Non-coincident | 2019 | ACTUAL_OPG | Operational-demand | 0.54218 | 14.911
VIC | KGTS22 | Kerang (Powercor) 22 kV | Powercor | Summer | Non-coincident | 2019 | ACTUAL_ADJUSTEDOPG | Operational-demand | 0.54218 | 14.911
VIC | KGTS22 | Kerang (Powercor) 22 kV | Powercor | Summer | Coincident | 2020 | ACTUAL_OPG | Operational-demand | 1.5816 | 12.9443
VIC | KGTS22 | Kerang (Powercor) 22 kV | Powercor | Summer | Coincident | 2020 | ACTUAL_RAW | Operational-demand | 1.5816 | 12.9443
VIC | KGTS22 | Kerang (Powercor) 22 kV | Powercor | Summer | Non-coincident | 2020 | ACTUAL_RAW | Operational-demand | 0 | 14.5875
VIC | KGTS22 | Kerang (Powercor) 22 kV | Powercor | Summer | Non-coincident | 2020 | ACTUAL_OPG | Operational-demand | 0 | 14.5875
VIC | KGTS22 | Kerang (Powercor) 22 kV | Powercor | Summer | Non-coincident | 2020 | ACTUAL_ADJUSTEDOPG | Operational-demand | 0 | 14.5875
VIC | KGTS22 | Kerang (Powercor) 22 kV | Powercor | Summer | Coincident | 2021 | ACTUAL_OPG | Operational-demand | 0.60959 | 7.4403
VIC | KGTS22 | Kerang (Powercor) 22 kV | Powercor | Summer | Coincident | 2021 | ACTUAL_RAW | Operational-demand | 0.60959 | 7.4403
VIC | KGTS22 | Kerang (Powercor) 22 kV | Powercor | Summer | Non-coincident | 2021 | ACTUAL_RAW | Operational-demand | 0 | 8.3901
VIC | KGTS22 | Kerang (Powercor) 22 kV | Powercor | Summer | Non-coincident | 2021 | ACTUAL_OPG | Operational-demand | 0 | 8.3901
VIC | KGTS22 | Kerang (Powercor) 22 kV | Powercor | Summer | Non-coincident | 2021 | ACTUAL_ADJUSTEDOPG | Operational-demand | 0 | 8.3901
VIC | KGTS22 | Kerang (Powercor) 22 kV | Powercor | Summer | Coincident | 2022 | ACTUAL_OPG | Operational-demand | 0.80017 | 7.893
VIC | KGTS22 | Kerang (Powercor) 22 kV | Powercor | Summer | Coincident | 2022 | ACTUAL_RAW | Operational-demand | 0.80017 | 7.893
VIC | KGTS22 | Kerang (Powercor) 22 kV | Powercor | Summer | Non-coincident | 2022 | ACTUAL_RAW | Operational-demand | 0.022969 | 8.6804
VIC | KGTS22 | Kerang (Powercor) 22 kV | Powercor | Summer | Non-coincident | 2022 | ACTUAL_OPG | Operational-demand | 0.022969 | 8.6804
VIC | KGTS22 | Kerang (Powercor) 22 kV | Powercor | Summer | Non-coincident | 2022 | ACTUAL_ADJUSTEDOPG | Operational-demand | 0.022969 | 8.6804
VIC | KGTS22 | Kerang (Powercor) 22 kV | Powercor | Summer | Coincident | 2023 | ACTUAL_OPG | Operational-demand | 1.2532 | 16.4792
VIC | KGTS22 | Kerang (Powercor) 22 kV | Powercor | Summer | Coincident | 2023 | ACTUAL_RAW | Operational-demand | 1.2532 | 16.4792
VIC | KGTS22 | Kerang (Powercor) 22 kV | Powercor | Summer | Non-coincident | 2023 | ACTUAL_RAW | Operational-demand | -21.6153 | 99.8614
VIC | KGTS22 | Kerang (Powercor) 22 kV | Powercor | Summer | Non-coincident | 2023 | ACTUAL_OPG | Operational-demand | -21.6153 | 99.8614
VIC | KGTS22 | Kerang (Powercor) 22 kV | Powercor | Summer | Non-coincident | 2023 | ACTUAL_ADJUSTEDOPG | Operational-demand | -2.9194 | 17.1981
VIC | KGTS22 | Kerang (Powercor) 22 kV | Powercor | Summer | Coincident | 2024 | ACTUAL_OPG | Operational-demand | -1.9488 | 18.1332
VIC | KGTS22 | Kerang (Powercor) 22 kV | Powercor | Summer | Coincident | 2024 | ACTUAL_RAW | Operational-demand | -1.9488 | 18.1332
VIC | KGTS22 | Kerang (Powercor) 22 kV | Powercor | Summer | Non-coincident | 2024 | ACTUAL_RAW | Operational-demand | -2.9794 | 19.5436
VIC | KGTS22 | Kerang (Powercor) 22 kV | Powercor | Summer | Non-coincident | 2024 | ACTUAL_OPG | Operational-demand | -2.9794 | 19.5436
VIC | KGTS22 | Kerang (Powercor) 22 kV | Powercor | Summer | Non-coincident | 2024 | ACTUAL_ADJUSTEDOPG | Operational-demand | -2.9794 | 19.5436
VIC | KGTS22 | Kerang (Powercor) 22 kV | Powercor | Summer | Coincident | 2025 | ACTUAL_OPG | Operational-demand | 0.37015 | 13.4988
VIC | KGTS22 | Kerang (Powercor) 22 kV | Powercor | Summer | Coincident | 2025 | ACTUAL_RAW | Operational-demand | 0.37015 | 13.4988
VIC | KGTS22 | Kerang (Powercor) 22 kV | Powercor | Summer | Non-coincident | 2025 | ACTUAL_RAW | Operational-demand | -2.659 | 14.2643
VIC | KGTS22 | Kerang (Powercor) 22 kV | Powercor | Summer | Non-coincident | 2025 | ACTUAL_OPG | Operational-demand | -2.659 | 14.2643
VIC | KGTS22 | Kerang (Powercor) 22 kV | Powercor | Summer | Non-coincident | 2025 | ACTUAL_ADJUSTEDOPG | Operational-demand | -2.659 | 14.2643
VIC | KGTS22 | Kerang (Powercor) 22 kV | Powercor | Summer | Non-coincident | 2025 | BASEYEARPOE90 | Operational-demand | -5.214 | NA
VIC | KGTS22 | Kerang (Powercor) 22 kV | Powercor | Summer | Non-coincident | 2025 | BASEYEARPOE50 | Operational-demand | -4.4137 | 15.2341
VIC | KGTS22 | Kerang (Powercor) 22 kV | Powercor | Summer | Coincident_unreconciled | 2026 | POE50 | Operational-demand | -1.2419 | NA
VIC | KGTS22 | Kerang (Powercor) 22 kV | Powercor | Summer | Coincident_unreconciled | 2026 | POE90 | Operational-demand | -1.4399 | NA
VIC | KGTS22 | Kerang (Powercor) 22 kV | Powercor | Summer | Non-coincident | 2026 | POE50 | Operational-demand | -4.6202 | 15.4842
VIC | KGTS22 | Kerang (Powercor) 22 kV | Powercor | Summer | Non-coincident | 2026 | POE90 | Operational-demand | -5.357 | NA
VIC | KGTS22 | Kerang (Powercor) 22 kV | Powercor | Summer | Coincident_unreconciled | 2027 | POE50 | Operational-demand | -1.414 | NA
VIC | KGTS22 | Kerang (Powercor) 22 kV | Powercor | Summer | Coincident_unreconciled | 2027 | POE90 | Operational-demand | -1.6119 | NA
VIC | KGTS22 | Kerang (Powercor) 22 kV | Powercor | Summer | Non-coincident | 2027 | POE50 | Operational-demand | -5.2606 | 15.4538
VIC | KGTS22 | Kerang (Powercor) 22 kV | Powercor | Summer | Non-coincident | 2027 | POE90 | Operational-demand | -5.9967 | NA
VIC | KGTS22 | Kerang (Powercor) 22 kV | Powercor | Summer | Coincident_unreconciled | 2028 | POE50 | Operational-demand | -1.6524 | NA
VIC | KGTS22 | Kerang (Powercor) 22 kV | Powercor | Summer | Coincident_unreconciled | 2028 | POE90 | Operational-demand | -1.8501 | NA
VIC | KGTS22 | Kerang (Powercor) 22 kV | Powercor | Summer | Non-coincident | 2028 | POE50 | Operational-demand | -6.1474 | 15.4279
VIC | KGTS22 | Kerang (Powercor) 22 kV | Powercor | Summer | Non-coincident | 2028 | POE90 | Operational-demand | -6.883 | NA
VIC | KGTS22 | Kerang (Powercor) 22 kV | Powercor | Summer | Coincident_unreconciled | 2029 | POE50 | Operational-demand | -1.8624 | NA
VIC | KGTS22 | Kerang (Powercor) 22 kV | Powercor | Summer | Coincident_unreconciled | 2029 | POE90 | Operational-demand | -2.06 | NA
VIC | KGTS22 | Kerang (Powercor) 22 kV | Powercor | Summer | Non-coincident | 2029 | POE50 | Operational-demand | -6.9288 | 15.4161
VIC | KGTS22 | Kerang (Powercor) 22 kV | Powercor | Summer | Non-coincident | 2029 | POE90 | Operational-demand | -7.664 | NA
VIC | KGTS22 | Kerang (Powercor) 22 kV | Powercor | Summer | Coincident_unreconciled | 2030 | POE50 | Operational-demand | -2.0973 | NA
VIC | KGTS22 | Kerang (Powercor) 22 kV | Powercor | Summer | Coincident_unreconciled | 2030 | POE90 | Operational-demand | -2.2948 | NA
VIC | KGTS22 | Kerang (Powercor) 22 kV | Powercor | Summer | Non-coincident | 2030 | POE50 | Operational-demand | -7.8026 | 15.4075
VIC | KGTS22 | Kerang (Powercor) 22 kV | Powercor | Summer | Non-coincident | 2030 | POE90 | Operational-demand | -8.5374 | NA
VIC | KGTS22 | Kerang (Powercor) 22 kV | Powercor | Summer | Coincident_unreconciled | 2031 | POE50 | Operational-demand | -2.3875 | NA
VIC | KGTS22 | Kerang (Powercor) 22 kV | Powercor | Summer | Coincident_unreconciled | 2031 | POE90 | Operational-demand | -2.5849 | NA
VIC | KGTS22 | Kerang (Powercor) 22 kV | Powercor | Summer | Non-coincident | 2031 | POE50 | Operational-demand | -8.8825 | 15.3879
VIC | KGTS22 | Kerang (Powercor) 22 kV | Powercor | Summer | Non-coincident | 2031 | POE90 | Operational-demand | -9.6167 | NA
VIC | KGTS22 | Kerang (Powercor) 22 kV | Powercor | Summer | Coincident_unreconciled | 2032 | POE50 | Operational-demand | -2.6017 | NA
VIC | KGTS22 | Kerang (Powercor) 22 kV | Powercor | Summer | Coincident_unreconciled | 2032 | POE90 | Operational-demand | -2.7989 | NA
VIC | KGTS22 | Kerang (Powercor) 22 kV | Powercor | Summer | Non-coincident | 2032 | POE50 | Operational-demand | -9.6792 | 15.3871
VIC | KGTS22 | Kerang (Powercor) 22 kV | Powercor | Summer | Non-coincident | 2032 | POE90 | Operational-demand | -10.413 | NA
VIC | KGTS22 | Kerang (Powercor) 22 kV | Powercor | Summer | Coincident_unreconciled | 2033 | POE50 | Operational-demand | -2.7498 | NA
VIC | KGTS22 | Kerang (Powercor) 22 kV | Powercor | Summer | Coincident_unreconciled | 2033 | POE90 | Operational-demand | -2.947 | NA
VIC | KGTS22 | Kerang (Powercor) 22 kV | Powercor | Summer | Non-coincident | 2033 | POE50 | Operational-demand | -10.2304 | 15.3992
VIC | KGTS22 | Kerang (Powercor) 22 kV | Powercor | Summer | Non-coincident | 2033 | POE90 | Operational-demand | -10.9637 | NA
VIC | KGTS22 | Kerang (Powercor) 22 kV | Powercor | Summer | Coincident_unreconciled | 2034 | POE50 | Operational-demand | -2.9213 | NA
VIC | KGTS22 | Kerang (Powercor) 22 kV | Powercor | Summer | Coincident_unreconciled | 2034 | POE90 | Operational-demand | -3.1183 | NA
VIC | KGTS22 | Kerang (Powercor) 22 kV | Powercor | Summer | Non-coincident | 2034 | POE50 | Operational-demand | -10.8683 | 15.4063
VIC | KGTS22 | Kerang (Powercor) 22 kV | Powercor | Summer | Non-coincident | 2034 | POE90 | Operational-demand | -11.6011 | NA
VIC | KGTS22 | Kerang (Powercor) 22 kV | Powercor | Summer | Coincident_unreconciled | 2035 | POE50 | Operational-demand | -3.1258 | NA
VIC | KGTS22 | Kerang (Powercor) 22 kV | Powercor | Summer | Coincident_unreconciled | 2035 | POE90 | Operational-demand | -3.3227 | NA
VIC | KGTS22 | Kerang (Powercor) 22 kV | Powercor | Summer | Non-coincident | 2035 | POE50 | Operational-demand | -11.6292 | 15.4065
VIC | KGTS22 | Kerang (Powercor) 22 kV | Powercor | Summer | Non-coincident | 2035 | POE90 | Operational-demand | -12.3615 | NA
VIC | KGTS22 | Kerang (Powercor) 22 kV | Powercor | Summer | Non-coincident | 2025 | BASEYEARPOE10 | Operational-demand | NA | 16.5899
VIC | KGTS22 | Kerang (Powercor) 22 kV | Powercor | Summer | Coincident | 2026 | POE10 | Operational-demand | NA | 15.0387
VIC | KGTS22 | Kerang (Powercor) 22 kV | Powercor | Summer | Coincident | 2026 | POE50 | Operational-demand | NA | 14.011
VIC | KGTS22 | Kerang (Powercor) 22 kV | Powercor | Summer | Non-coincident | 2026 | POE10 | Operational-demand | NA | 17.1311
VIC | KGTS22 | Kerang (Powercor) 22 kV | Powercor | Summer | Coincident | 2027 | POE10 | Operational-demand | NA | 14.6154
VIC | KGTS22 | Kerang (Powercor) 22 kV | Powercor | Summer | Coincident | 2027 | POE50 | Operational-demand | NA | 13.5231
VIC | KGTS22 | Kerang (Powercor) 22 kV | Powercor | Summer | Non-coincident | 2027 | POE10 | Operational-demand | NA | 17.0992
VIC | KGTS22 | Kerang (Powercor) 22 kV | Powercor | Summer | Coincident | 2028 | POE10 | Operational-demand | NA | 14.2421
VIC | KGTS22 | Kerang (Powercor) 22 kV | Powercor | Summer | Coincident | 2028 | POE50 | Operational-demand | NA | 13.0779
VIC | KGTS22 | Kerang (Powercor) 22 kV | Powercor | Summer | Non-coincident | 2028 | POE10 | Operational-demand | NA | 17.0723
VIC | KGTS22 | Kerang (Powercor) 22 kV | Powercor | Summer | Coincident | 2029 | POE10 | Operational-demand | NA | 13.9775
VIC | KGTS22 | Kerang (Powercor) 22 kV | Powercor | Summer | Coincident | 2029 | POE50 | Operational-demand | NA | 12.8428
VIC | KGTS22 | Kerang (Powercor) 22 kV | Powercor | Summer | Non-coincident | 2029 | POE10 | Operational-demand | NA | 17.0595
VIC | KGTS22 | Kerang (Powercor) 22 kV | Powercor | Summer | Coincident | 2030 | POE10 | Operational-demand | NA | 13.7642
VIC | KGTS22 | Kerang (Powercor) 22 kV | Powercor | Summer | Coincident | 2030 | POE50 | Operational-demand | NA | 12.6075
VIC | KGTS22 | Kerang (Powercor) 22 kV | Powercor | Summer | Non-coincident | 2030 | POE10 | Operational-demand | NA | 17.0499
VIC | KGTS22 | Kerang (Powercor) 22 kV | Powercor | Summer | Coincident | 2031 | POE10 | Operational-demand | NA | 13.3988
VIC | KGTS22 | Kerang (Powercor) 22 kV | Powercor | Summer | Coincident | 2031 | POE50 | Operational-demand | NA | 12.3315
VIC | KGTS22 | Kerang (Powercor) 22 kV | Powercor | Summer | Non-coincident | 2031 | POE10 | Operational-demand | NA | 17.0293
VIC | KGTS22 | Kerang (Powercor) 22 kV | Powercor | Summer | Coincident | 2032 | POE10 | Operational-demand | NA | 12.9971
VIC | KGTS22 | Kerang (Powercor) 22 kV | Powercor | Summer | Coincident | 2032 | POE50 | Operational-demand | NA | 11.9382
VIC | KGTS22 | Kerang (Powercor) 22 kV | Powercor | Summer | Non-coincident | 2032 | POE10 | Operational-demand | NA | 17.0273
VIC | KGTS22 | Kerang (Powercor) 22 kV | Powercor | Summer | Coincident | 2033 | POE10 | Operational-demand | NA | 12.701
VIC | KGTS22 | Kerang (Powercor) 22 kV | Powercor | Summer | Coincident | 2033 | POE50 | Operational-demand | NA | 11.5586
VIC | KGTS22 | Kerang (Powercor) 22 kV | Powercor | Summer | Non-coincident | 2033 | POE10 | Operational-demand | NA | 17.0384
VIC | KGTS22 | Kerang (Powercor) 22 kV | Powercor | Summer | Coincident | 2034 | POE10 | Operational-demand | NA | 12.5735
VIC | KGTS22 | Kerang (Powercor) 22 kV | Powercor | Summer | Coincident | 2034 | POE50 | Operational-demand | NA | 11.4551
VIC | KGTS22 | Kerang (Powercor) 22 kV | Powercor | Summer | Non-coincident | 2034 | POE10 | Operational-demand | NA | 17.0443
VIC | KGTS22 | Kerang (Powercor) 22 kV | Powercor | Summer | Coincident | 2035 | POE10 | Operational-demand | NA | 12.4954
VIC | KGTS22 | Kerang (Powercor) 22 kV | Powercor | Summer | Coincident | 2035 | POE50 | Operational-demand | NA | 11.3858
VIC | KGTS22 | Kerang (Powercor) 22 kV | Powercor | Summer | Non-coincident | 2035 | POE10 | Operational-demand | NA | 17.0434
VIC | KGTS22 | Kerang (Powercor) 22 kV | Powercor | Winter | Coincident | 2018 | ACTUAL_OPG | Operational-demand | NA | 8.4095
VIC | KGTS22 | Kerang (Powercor) 22 kV | Powercor | Winter | Coincident | 2018 | ACTUAL_RAW | Operational-demand | NA | 8.4095
VIC | KGTS22 | Kerang (Powercor) 22 kV | Powercor | Winter | Non-coincident | 2018 | ACTUAL_RAW | Operational-demand | NA | 12.1264
VIC | KGTS22 | Kerang (Powercor) 22 kV | Powercor | Winter | Non-coincident | 2018 | ACTUAL_OPG | Operational-demand | NA | 12.1264
VIC | KGTS22 | Kerang (Powercor) 22 kV | Powercor | Winter | Non-coincident | 2018 | ACTUAL_ADJUSTEDOPG | Operational-demand | NA | 12.1264
VIC | KGTS22 | Kerang (Powercor) 22 kV | Powercor | Winter | Coincident | 2019 | ACTUAL_OPG | Operational-demand | NA | 8.4425
VIC | KGTS22 | Kerang (Powercor) 22 kV | Powercor | Winter | Coincident | 2019 | ACTUAL_RAW | Operational-demand | NA | 8.4425
VIC | KGTS22 | Kerang (Powercor) 22 kV | Powercor | Winter | Non-coincident | 2019 | ACTUAL_RAW | Operational-demand | NA | 11.251
VIC | KGTS22 | Kerang (Powercor) 22 kV | Powercor | Winter | Non-coincident | 2019 | ACTUAL_OPG | Operational-demand | NA | 11.251
VIC | KGTS22 | Kerang (Powercor) 22 kV | Powercor | Winter | Non-coincident | 2019 | ACTUAL_ADJUSTEDOPG | Operational-demand | NA | 11.251
VIC | KGTS22 | Kerang (Powercor) 22 kV | Powercor | Winter | Coincident | 2020 | ACTUAL_OPG | Operational-demand | NA | 5.7574
VIC | KGTS22 | Kerang (Powercor) 22 kV | Powercor | Winter | Coincident | 2020 | ACTUAL_RAW | Operational-demand | NA | 5.7574
VIC | KGTS22 | Kerang (Powercor) 22 kV | Powercor | Winter | Non-coincident | 2020 | ACTUAL_RAW | Operational-demand | NA | 7.4587
VIC | KGTS22 | Kerang (Powercor) 22 kV | Powercor | Winter | Non-coincident | 2020 | ACTUAL_OPG | Operational-demand | NA | 7.4587
VIC | KGTS22 | Kerang (Powercor) 22 kV | Powercor | Winter | Non-coincident | 2020 | ACTUAL_ADJUSTEDOPG | Operational-demand | NA | 7.4587
VIC | KGTS22 | Kerang (Powercor) 22 kV | Powercor | Winter | Coincident | 2021 | ACTUAL_OPG | Operational-demand | NA | 6.0901
VIC | KGTS22 | Kerang (Powercor) 22 kV | Powercor | Winter | Coincident | 2021 | ACTUAL_RAW | Operational-demand | NA | 6.0901
VIC | KGTS22 | Kerang (Powercor) 22 kV | Powercor | Winter | Non-coincident | 2021 | ACTUAL_RAW | Operational-demand | NA | 7.4205
VIC | KGTS22 | Kerang (Powercor) 22 kV | Powercor | Winter | Non-coincident | 2021 | ACTUAL_OPG | Operational-demand | NA | 7.4205
VIC | KGTS22 | Kerang (Powercor) 22 kV | Powercor | Winter | Non-coincident | 2021 | ACTUAL_ADJUSTEDOPG | Operational-demand | NA | 7.4205
VIC | KGTS22 | Kerang (Powercor) 22 kV | Powercor | Winter | Coincident | 2022 | ACTUAL_OPG | Operational-demand | NA | 9.3377
VIC | KGTS22 | Kerang (Powercor) 22 kV | Powercor | Winter | Coincident | 2022 | ACTUAL_RAW | Operational-demand | NA | 9.3377
VIC | KGTS22 | Kerang (Powercor) 22 kV | Powercor | Winter | Non-coincident | 2022 | ACTUAL_RAW | Operational-demand | NA | 10.795
VIC | KGTS22 | Kerang (Powercor) 22 kV | Powercor | Winter | Non-coincident | 2022 | ACTUAL_OPG | Operational-demand | NA | 10.795
VIC | KGTS22 | Kerang (Powercor) 22 kV | Powercor | Winter | Non-coincident | 2022 | ACTUAL_ADJUSTEDOPG | Operational-demand | NA | 10.795
VIC | KGTS22 | Kerang (Powercor) 22 kV | Powercor | Winter | Coincident | 2023 | ACTUAL_OPG | Operational-demand | NA | 9.2588
VIC | KGTS22 | Kerang (Powercor) 22 kV | Powercor | Winter | Coincident | 2023 | ACTUAL_RAW | Operational-demand | NA | 9.2588
VIC | KGTS22 | Kerang (Powercor) 22 kV | Powercor | Winter | Non-coincident | 2023 | ACTUAL_RAW | Operational-demand | NA | 12.0829
VIC | KGTS22 | Kerang (Powercor) 22 kV | Powercor | Winter | Non-coincident | 2023 | ACTUAL_OPG | Operational-demand | NA | 12.0829
VIC | KGTS22 | Kerang (Powercor) 22 kV | Powercor | Winter | Non-coincident | 2023 | ACTUAL_ADJUSTEDOPG | Operational-demand | NA | 12.0829
VIC | KGTS22 | Kerang (Powercor) 22 kV | Powercor | Winter | Coincident | 2024 | ACTUAL_OPG | Operational-demand | NA | 9.5253
VIC | KGTS22 | Kerang (Powercor) 22 kV | Powercor | Winter | Coincident | 2024 | ACTUAL_RAW | Operational-demand | NA | 9.5253
VIC | KGTS22 | Kerang (Powercor) 22 kV | Powercor | Winter | Non-coincident | 2024 | ACTUAL_RAW | Operational-demand | NA | 11.043
VIC | KGTS22 | Kerang (Powercor) 22 kV | Powercor | Winter | Non-coincident | 2024 | ACTUAL_OPG | Operational-demand | NA | 11.043
VIC | KGTS22 | Kerang (Powercor) 22 kV | Powercor | Winter | Non-coincident | 2024 | ACTUAL_ADJUSTEDOPG | Operational-demand | NA | 11.043
VIC | KGTS22 | Kerang (Powercor) 22 kV | Powercor | Winter | Coincident | 2025 | POE10 | Operational-demand | NA | 9.6264
VIC | KGTS22 | Kerang (Powercor) 22 kV | Powercor | Winter | Coincident | 2025 | POE50 | Operational-demand | NA | 9.4071
VIC | KGTS22 | Kerang (Powercor) 22 kV | Powercor | Winter | Non-coincident | 2025 | ACTUAL_RAW | Operational-demand | NA | 10.9057
VIC | KGTS22 | Kerang (Powercor) 22 kV | Powercor | Winter | Non-coincident | 2025 | ACTUAL_ADJUSTEDOPG | Operational-demand | NA | 10.9057
VIC | KGTS22 | Kerang (Powercor) 22 kV | Powercor | Winter | Non-coincident | 2025 | BASEYEARPOE50 | Operational-demand | NA | 11.4396
VIC | KGTS22 | Kerang (Powercor) 22 kV | Powercor | Winter | Non-coincident | 2025 | BASEYEARPOE10 | Operational-demand | NA | 11.8067
VIC | KGTS22 | Kerang (Powercor) 22 kV | Powercor | Winter | Non-coincident | 2025 | POE10 | Operational-demand | NA | 12.07
VIC | KGTS22 | Kerang (Powercor) 22 kV | Powercor | Winter | Non-coincident | 2025 | POE50 | Operational-demand | NA | 11.4281
VIC | KGTS22 | Kerang (Powercor) 22 kV | Powercor | Winter | Coincident | 2026 | POE10 | Operational-demand | NA | 9.2802
VIC | KGTS22 | Kerang (Powercor) 22 kV | Powercor | Winter | Coincident | 2026 | POE50 | Operational-demand | NA | 9.0524
VIC | KGTS22 | Kerang (Powercor) 22 kV | Powercor | Winter | Non-coincident | 2026 | POE10 | Operational-demand | NA | 12.0555
VIC | KGTS22 | Kerang (Powercor) 22 kV | Powercor | Winter | Non-coincident | 2026 | POE50 | Operational-demand | NA | 11.4355
VIC | KGTS22 | Kerang (Powercor) 22 kV | Powercor | Winter | Coincident | 2027 | POE10 | Operational-demand | NA | 8.964
VIC | KGTS22 | Kerang (Powercor) 22 kV | Powercor | Winter | Coincident | 2027 | POE50 | Operational-demand | NA | 8.7225
VIC | KGTS22 | Kerang (Powercor) 22 kV | Powercor | Winter | Non-coincident | 2027 | POE10 | Operational-demand | NA | 12.0546
VIC | KGTS22 | Kerang (Powercor) 22 kV | Powercor | Winter | Non-coincident | 2027 | POE50 | Operational-demand | NA | 11.4655
VIC | KGTS22 | Kerang (Powercor) 22 kV | Powercor | Winter | Coincident | 2028 | POE10 | Operational-demand | NA | 8.8246
VIC | KGTS22 | Kerang (Powercor) 22 kV | Powercor | Winter | Coincident | 2028 | POE50 | Operational-demand | NA | 8.5949
VIC | KGTS22 | Kerang (Powercor) 22 kV | Powercor | Winter | Non-coincident | 2028 | POE10 | Operational-demand | NA | 12.0608
VIC | KGTS22 | Kerang (Powercor) 22 kV | Powercor | Winter | Non-coincident | 2028 | POE50 | Operational-demand | NA | 11.5105
VIC | KGTS22 | Kerang (Powercor) 22 kV | Powercor | Winter | Coincident | 2029 | POE10 | Operational-demand | NA | 8.7603
VIC | KGTS22 | Kerang (Powercor) 22 kV | Powercor | Winter | Coincident | 2029 | POE50 | Operational-demand | NA | 8.5367
VIC | KGTS22 | Kerang (Powercor) 22 kV | Powercor | Winter | Non-coincident | 2029 | POE10 | Operational-demand | NA | 12.077
VIC | KGTS22 | Kerang (Powercor) 22 kV | Powercor | Winter | Non-coincident | 2029 | POE50 | Operational-demand | NA | 11.5698
VIC | KGTS22 | Kerang (Powercor) 22 kV | Powercor | Winter | Coincident | 2030 | POE10 | Operational-demand | NA | 8.6928
VIC | KGTS22 | Kerang (Powercor) 22 kV | Powercor | Winter | Coincident | 2030 | POE50 | Operational-demand | NA | 8.4708
VIC | KGTS22 | Kerang (Powercor) 22 kV | Powercor | Winter | Non-coincident | 2030 | POE10 | Operational-demand | NA | 12.1031
VIC | KGTS22 | Kerang (Powercor) 22 kV | Powercor | Winter | Non-coincident | 2030 | POE50 | Operational-demand | NA | 11.6442
VIC | KGTS22 | Kerang (Powercor) 22 kV | Powercor | Winter | Coincident | 2031 | POE10 | Operational-demand | NA | 8.6389
VIC | KGTS22 | Kerang (Powercor) 22 kV | Powercor | Winter | Coincident | 2031 | POE50 | Operational-demand | NA | 8.4203
VIC | KGTS22 | Kerang (Powercor) 22 kV | Powercor | Winter | Non-coincident | 2031 | POE10 | Operational-demand | NA | 12.1306
VIC | KGTS22 | Kerang (Powercor) 22 kV | Powercor | Winter | Non-coincident | 2031 | POE50 | Operational-demand | NA | 11.7184
VIC | KGTS22 | Kerang (Powercor) 22 kV | Powercor | Winter | Coincident | 2032 | POE10 | Operational-demand | NA | 8.515
VIC | KGTS22 | Kerang (Powercor) 22 kV | Powercor | Winter | Coincident | 2032 | POE50 | Operational-demand | NA | 8.2857
VIC | KGTS22 | Kerang (Powercor) 22 kV | Powercor | Winter | Non-coincident | 2032 | POE10 | Operational-demand | NA | 12.1596
VIC | KGTS22 | Kerang (Powercor) 22 kV | Powercor | Winter | Non-coincident | 2032 | POE50 | Operational-demand | NA | 11.7947
VIC | KGTS22 | Kerang (Powercor) 22 kV | Powercor | Winter | Coincident | 2033 | POE10 | Operational-demand | NA | 8.3535
VIC | KGTS22 | Kerang (Powercor) 22 kV | Powercor | Winter | Coincident | 2033 | POE50 | Operational-demand | NA | 8.1312
VIC | KGTS22 | Kerang (Powercor) 22 kV | Powercor | Winter | Non-coincident | 2033 | POE10 | Operational-demand | NA | 12.2337
VIC | KGTS22 | Kerang (Powercor) 22 kV | Powercor | Winter | Non-coincident | 2033 | POE50 | Operational-demand | NA | 11.8689
VIC | KGTS22 | Kerang (Powercor) 22 kV | Powercor | Winter | Coincident | 2034 | POE10 | Operational-demand | NA | 8.3386
VIC | KGTS22 | Kerang (Powercor) 22 kV | Powercor | Winter | Coincident | 2034 | POE50 | Operational-demand | NA | 8.1226
VIC | KGTS22 | Kerang (Powercor) 22 kV | Powercor | Winter | Non-coincident | 2034 | POE10 | Operational-demand | NA | 12.3031
VIC | KGTS22 | Kerang (Powercor) 22 kV | Powercor | Winter | Non-coincident | 2034 | POE50 | Operational-demand | NA | 11.9386
VIC | KGTS66 | Kerang (Powercor) 66 kV | Powercor | Shoulder | Coincident | 2019 | ACTUAL_OPG | Operational-demand | 20.9043 | NA
VIC | KGTS66 | Kerang (Powercor) 66 kV | Powercor | Shoulder | Coincident | 2019 | ACTUAL_RAW | Operational-demand | 20.9043 | NA
VIC | KGTS66 | Kerang (Powercor) 66 kV | Powercor | Shoulder | Non-coincident | 2019 | ACTUAL_RAW | Operational-demand | -39.3669 | NA
VIC | KGTS66 | Kerang (Powercor) 66 kV | Powercor | Shoulder | Non-coincident | 2019 | ACTUAL_OPG | Operational-demand | -39.3669 | NA
VIC | KGTS66 | Kerang (Powercor) 66 kV | Powercor | Shoulder | Non-coincident | 2019 | ACTUAL_ADJUSTEDOPG | Operational-demand | -39.3669 | NA
VIC | KGTS66 | Kerang (Powercor) 66 kV | Powercor | Shoulder | Coincident | 2020 | ACTUAL_OPG | Operational-demand | -4.4539 | NA
VIC | KGTS66 | Kerang (Powercor) 66 kV | Powercor | Shoulder | Coincident | 2020 | ACTUAL_RAW | Operational-demand | -4.4539 | NA
VIC | KGTS66 | Kerang (Powercor) 66 kV | Powercor | Shoulder | Non-coincident | 2020 | ACTUAL_RAW | Operational-demand | -31.947 | NA
VIC | KGTS66 | Kerang (Powercor) 66 kV | Powercor | Shoulder | Non-coincident | 2020 | ACTUAL_OPG | Operational-demand | -31.947 | NA
VIC | KGTS66 | Kerang (Powercor) 66 kV | Powercor | Shoulder | Non-coincident | 2020 | ACTUAL_ADJUSTEDOPG | Operational-demand | -31.947 | NA
VIC | KGTS66 | Kerang (Powercor) 66 kV | Powercor | Shoulder | Coincident | 2021 | ACTUAL_OPG | Operational-demand | -31.077 | NA
VIC | KGTS66 | Kerang (Powercor) 66 kV | Powercor | Shoulder | Coincident | 2021 | ACTUAL_RAW | Operational-demand | -31.077 | NA
VIC | KGTS66 | Kerang (Powercor) 66 kV | Powercor | Shoulder | Non-coincident | 2021 | ACTUAL_RAW | Operational-demand | -44.9673 | NA
VIC | KGTS66 | Kerang (Powercor) 66 kV | Powercor | Shoulder | Non-coincident | 2021 | ACTUAL_OPG | Operational-demand | -44.9673 | NA
VIC | KGTS66 | Kerang (Powercor) 66 kV | Powercor | Shoulder | Non-coincident | 2021 | ACTUAL_ADJUSTEDOPG | Operational-demand | -44.9673 | NA
VIC | KGTS66 | Kerang (Powercor) 66 kV | Powercor | Shoulder | Coincident | 2022 | ACTUAL_OPG | Operational-demand | -31.4074 | NA
VIC | KGTS66 | Kerang (Powercor) 66 kV | Powercor | Shoulder | Coincident | 2022 | ACTUAL_RAW | Operational-demand | -31.4074 | NA
VIC | KGTS66 | Kerang (Powercor) 66 kV | Powercor | Shoulder | Non-coincident | 2022 | ACTUAL_RAW | Operational-demand | -63.6668 | NA
VIC | KGTS66 | Kerang (Powercor) 66 kV | Powercor | Shoulder | Non-coincident | 2022 | ACTUAL_OPG | Operational-demand | -63.6668 | NA
VIC | KGTS66 | Kerang (Powercor) 66 kV | Powercor | Shoulder | Non-coincident | 2022 | ACTUAL_ADJUSTEDOPG | Operational-demand | -63.6668 | NA
VIC | KGTS66 | Kerang (Powercor) 66 kV | Powercor | Shoulder | Coincident | 2023 | ACTUAL_OPG | Operational-demand | -28.3683 | NA
VIC | KGTS66 | Kerang (Powercor) 66 kV | Powercor | Shoulder | Coincident | 2023 | ACTUAL_RAW | Operational-demand | -28.3683 | NA
VIC | KGTS66 | Kerang (Powercor) 66 kV | Powercor | Shoulder | Non-coincident | 2023 | ACTUAL_RAW | Operational-demand | -45.7378 | NA
VIC | KGTS66 | Kerang (Powercor) 66 kV | Powercor | Shoulder | Non-coincident | 2023 | ACTUAL_OPG | Operational-demand | -45.7378 | NA
VIC | KGTS66 | Kerang (Powercor) 66 kV | Powercor | Shoulder | Non-coincident | 2023 | ACTUAL_ADJUSTEDOPG | Operational-demand | -45.7378 | NA
VIC | KGTS66 | Kerang (Powercor) 66 kV | Powercor | Shoulder | Coincident | 2024 | ACTUAL_OPG | Operational-demand | 2.7928 | NA
VIC | KGTS66 | Kerang (Powercor) 66 kV | Powercor | Shoulder | Coincident | 2024 | ACTUAL_RAW | Operational-demand | 2.7928 | NA
VIC | KGTS66 | Kerang (Powercor) 66 kV | Powercor | Shoulder | Non-coincident | 2024 | ACTUAL_RAW | Operational-demand | -41.0495 | NA
VIC | KGTS66 | Kerang (Powercor) 66 kV | Powercor | Shoulder | Non-coincident | 2024 | ACTUAL_OPG | Operational-demand | -41.0495 | NA
VIC | KGTS66 | Kerang (Powercor) 66 kV | Powercor | Shoulder | Non-coincident | 2024 | ACTUAL_ADJUSTEDOPG | Operational-demand | -41.0495 | NA
VIC | KGTS66 | Kerang (Powercor) 66 kV | Powercor | Shoulder | Coincident | 2025 | ACTUAL_OPG | Operational-demand | -2.564 | NA
VIC | KGTS66 | Kerang (Powercor) 66 kV | Powercor | Shoulder | Coincident | 2025 | ACTUAL_RAW | Operational-demand | -2.564 | NA
VIC | KGTS66 | Kerang (Powercor) 66 kV | Powercor | Shoulder | Non-coincident | 2025 | ACTUAL_RAW | Operational-demand | -15.6538 | NA
VIC | KGTS66 | Kerang (Powercor) 66 kV | Powercor | Shoulder | Non-coincident | 2025 | ACTUAL_OPG | Operational-demand | -15.6538 | NA
VIC | KGTS66 | Kerang (Powercor) 66 kV | Powercor | Shoulder | Non-coincident | 2025 | ACTUAL_ADJUSTEDOPG | Operational-demand | -15.6538 | NA
VIC | KGTS66 | Kerang (Powercor) 66 kV | Powercor | Shoulder | Non-coincident | 2025 | BASEYEARPOE90 | Operational-demand | -52.265 | NA
VIC | KGTS66 | Kerang (Powercor) 66 kV | Powercor | Shoulder | Non-coincident | 2025 | BASEYEARPOE50 | Operational-demand | -49.2881 | NA
VIC | KGTS66 | Kerang (Powercor) 66 kV | Powercor | Shoulder | Coincident_unreconciled | 2026 | POE50 | Operational-demand | -2.4468 | NA
VIC | KGTS66 | Kerang (Powercor) 66 kV | Powercor | Shoulder | Coincident_unreconciled | 2026 | POE90 | Operational-demand | -2.6448 | NA
VIC | KGTS66 | Kerang (Powercor) 66 kV | Powercor | Shoulder | Non-coincident | 2026 | POE50 | Operational-demand | -51.1049 | NA
VIC | KGTS66 | Kerang (Powercor) 66 kV | Powercor | Shoulder | Non-coincident | 2026 | POE90 | Operational-demand | -55.24 | NA
VIC | KGTS66 | Kerang (Powercor) 66 kV | Powercor | Shoulder | Coincident_unreconciled | 2027 | POE50 | Operational-demand | -2.5059 | NA
VIC | KGTS66 | Kerang (Powercor) 66 kV | Powercor | Shoulder | Coincident_unreconciled | 2027 | POE90 | Operational-demand | -2.7038 | NA
VIC | KGTS66 | Kerang (Powercor) 66 kV | Powercor | Shoulder | Non-coincident | 2027 | POE50 | Operational-demand | -52.3402 | NA
VIC | KGTS66 | Kerang (Powercor) 66 kV | Powercor | Shoulder | Non-coincident | 2027 | POE90 | Operational-demand | -56.4728 | NA
VIC | KGTS66 | Kerang (Powercor) 66 kV | Powercor | Shoulder | Coincident_unreconciled | 2028 | POE50 | Operational-demand | -2.5692 | NA
VIC | KGTS66 | Kerang (Powercor) 66 kV | Powercor | Shoulder | Coincident_unreconciled | 2028 | POE90 | Operational-demand | -2.767 | NA
VIC | KGTS66 | Kerang (Powercor) 66 kV | Powercor | Shoulder | Non-coincident | 2028 | POE50 | Operational-demand | -53.6617 | NA
VIC | KGTS66 | Kerang (Powercor) 66 kV | Powercor | Shoulder | Non-coincident | 2028 | POE90 | Operational-demand | -57.7927 | NA
VIC | KGTS66 | Kerang (Powercor) 66 kV | Powercor | Shoulder | Coincident_unreconciled | 2029 | POE50 | Operational-demand | -2.635 | NA
VIC | KGTS66 | Kerang (Powercor) 66 kV | Powercor | Shoulder | Coincident_unreconciled | 2029 | POE90 | Operational-demand | -2.8327 | NA
VIC | KGTS66 | Kerang (Powercor) 66 kV | Powercor | Shoulder | Non-coincident | 2029 | POE50 | Operational-demand | -55.0365 | NA
VIC | KGTS66 | Kerang (Powercor) 66 kV | Powercor | Shoulder | Non-coincident | 2029 | POE90 | Operational-demand | -59.166 | NA
VIC | KGTS66 | Kerang (Powercor) 66 kV | Powercor | Shoulder | Coincident_unreconciled | 2030 | POE50 | Operational-demand | -2.7008 | NA
VIC | KGTS66 | Kerang (Powercor) 66 kV | Powercor | Shoulder | Coincident_unreconciled | 2030 | POE90 | Operational-demand | -2.8984 | NA
VIC | KGTS66 | Kerang (Powercor) 66 kV | Powercor | Shoulder | Non-coincident | 2030 | POE50 | Operational-demand | -56.4097 | NA
VIC | KGTS66 | Kerang (Powercor) 66 kV | Powercor | Shoulder | Non-coincident | 2030 | POE90 | Operational-demand | -60.5376 | NA
VIC | KGTS66 | Kerang (Powercor) 66 kV | Powercor | Shoulder | Coincident_unreconciled | 2031 | POE50 | Operational-demand | -2.7671 | NA
VIC | KGTS66 | Kerang (Powercor) 66 kV | Powercor | Shoulder | Coincident_unreconciled | 2031 | POE90 | Operational-demand | -2.9647 | NA
VIC | KGTS66 | Kerang (Powercor) 66 kV | Powercor | Shoulder | Non-coincident | 2031 | POE50 | Operational-demand | -57.7955 | NA
VIC | KGTS66 | Kerang (Powercor) 66 kV | Powercor | Shoulder | Non-coincident | 2031 | POE90 | Operational-demand | -61.9217 | NA
VIC | KGTS66 | Kerang (Powercor) 66 kV | Powercor | Shoulder | Coincident_unreconciled | 2032 | POE50 | Operational-demand | -2.8234 | NA
VIC | KGTS66 | Kerang (Powercor) 66 kV | Powercor | Shoulder | Coincident_unreconciled | 2032 | POE90 | Operational-demand | -3.0209 | NA
VIC | KGTS66 | Kerang (Powercor) 66 kV | Powercor | Shoulder | Non-coincident | 2032 | POE50 | Operational-demand | -58.9713 | NA
VIC | KGTS66 | Kerang (Powercor) 66 kV | Powercor | Shoulder | Non-coincident | 2032 | POE90 | Operational-demand | -63.096 | NA
VIC | KGTS66 | Kerang (Powercor) 66 kV | Powercor | Shoulder | Coincident_unreconciled | 2033 | POE50 | Operational-demand | -2.9096 | NA
VIC | KGTS66 | Kerang (Powercor) 66 kV | Powercor | Shoulder | Coincident_unreconciled | 2033 | POE90 | Operational-demand | -3.107 | NA
VIC | KGTS66 | Kerang (Powercor) 66 kV | Powercor | Shoulder | Non-coincident | 2033 | POE50 | Operational-demand | -60.7719 | NA
VIC | KGTS66 | Kerang (Powercor) 66 kV | Powercor | Shoulder | Non-coincident | 2033 | POE90 | Operational-demand | -64.8949 | NA
VIC | KGTS66 | Kerang (Powercor) 66 kV | Powercor | Shoulder | Coincident_unreconciled | 2034 | POE50 | Operational-demand | -3.0164 | NA
VIC | KGTS66 | Kerang (Powercor) 66 kV | Powercor | Shoulder | Coincident_unreconciled | 2034 | POE90 | Operational-demand | -3.2138 | NA
VIC | KGTS66 | Kerang (Powercor) 66 kV | Powercor | Shoulder | Non-coincident | 2034 | POE50 | Operational-demand | -63.0028 | NA
VIC | KGTS66 | Kerang (Powercor) 66 kV | Powercor | Shoulder | Non-coincident | 2034 | POE90 | Operational-demand | -67.1242 | NA
VIC | KGTS66 | Kerang (Powercor) 66 kV | Powercor | Shoulder | Coincident_unreconciled | 2035 | POE50 | Operational-demand | -3.1409 | NA
VIC | KGTS66 | Kerang (Powercor) 66 kV | Powercor | Shoulder | Coincident_unreconciled | 2035 | POE90 | Operational-demand | -3.3381 | NA
VIC | KGTS66 | Kerang (Powercor) 66 kV | Powercor | Shoulder | Non-coincident | 2035 | POE50 | Operational-demand | -65.6016 | NA
VIC | KGTS66 | Kerang (Powercor) 66 kV | Powercor | Shoulder | Non-coincident | 2035 | POE90 | Operational-demand | -69.7213 | NA
VIC | KGTS66 | Kerang (Powercor) 66 kV | Powercor | Summer | Coincident | 2019 | ACTUAL_OPG | Operational-demand | 17.6778 | 2.1967
VIC | KGTS66 | Kerang (Powercor) 66 kV | Powercor | Summer | Coincident | 2019 | ACTUAL_RAW | Operational-demand | 17.6778 | 2.1967
VIC | KGTS66 | Kerang (Powercor) 66 kV | Powercor | Summer | Non-coincident | 2019 | ACTUAL_RAW | Operational-demand | -36.8299 | 55.0476
VIC | KGTS66 | Kerang (Powercor) 66 kV | Powercor | Summer | Non-coincident | 2019 | ACTUAL_OPG | Operational-demand | -36.8299 | 55.0476
VIC | KGTS66 | Kerang (Powercor) 66 kV | Powercor | Summer | Non-coincident | 2019 | ACTUAL_ADJUSTEDOPG | Operational-demand | -36.8299 | 55.0476
VIC | KGTS66 | Kerang (Powercor) 66 kV | Powercor | Summer | Coincident | 2020 | ACTUAL_OPG | Operational-demand | -16.2055 | 20.0155
VIC | KGTS66 | Kerang (Powercor) 66 kV | Powercor | Summer | Coincident | 2020 | ACTUAL_RAW | Operational-demand | -16.2055 | 20.0155
VIC | KGTS66 | Kerang (Powercor) 66 kV | Powercor | Summer | Non-coincident | 2020 | ACTUAL_RAW | Operational-demand | -33.5723 | 57.4499
VIC | KGTS66 | Kerang (Powercor) 66 kV | Powercor | Summer | Non-coincident | 2020 | ACTUAL_OPG | Operational-demand | -33.5723 | 57.4499
VIC | KGTS66 | Kerang (Powercor) 66 kV | Powercor | Summer | Non-coincident | 2020 | ACTUAL_ADJUSTEDOPG | Operational-demand | -33.5723 | 57.4499
VIC | KGTS66 | Kerang (Powercor) 66 kV | Powercor | Summer | Coincident | 2021 | ACTUAL_OPG | Operational-demand | -32.3552 | 20.605
VIC | KGTS66 | Kerang (Powercor) 66 kV | Powercor | Summer | Coincident | 2021 | ACTUAL_RAW | Operational-demand | -32.3552 | 20.605
VIC | KGTS66 | Kerang (Powercor) 66 kV | Powercor | Summer | Non-coincident | 2021 | ACTUAL_RAW | Operational-demand | -44.4669 | 46.7904
VIC | KGTS66 | Kerang (Powercor) 66 kV | Powercor | Summer | Non-coincident | 2021 | ACTUAL_OPG | Operational-demand | -44.4669 | 46.7904
VIC | KGTS66 | Kerang (Powercor) 66 kV | Powercor | Summer | Non-coincident | 2021 | ACTUAL_ADJUSTEDOPG | Operational-demand | -44.4669 | 46.7904
VIC | KGTS66 | Kerang (Powercor) 66 kV | Powercor | Summer | Coincident | 2022 | ACTUAL_OPG | Operational-demand | -11.9189 | 46.5529
VIC | KGTS66 | Kerang (Powercor) 66 kV | Powercor | Summer | Coincident | 2022 | ACTUAL_RAW | Operational-demand | -11.9189 | 46.5529
VIC | KGTS66 | Kerang (Powercor) 66 kV | Powercor | Summer | Non-coincident | 2022 | ACTUAL_RAW | Operational-demand | -45.3579 | 49.4142
VIC | KGTS66 | Kerang (Powercor) 66 kV | Powercor | Summer | Non-coincident | 2022 | ACTUAL_OPG | Operational-demand | -45.3579 | 49.4142
VIC | KGTS66 | Kerang (Powercor) 66 kV | Powercor | Summer | Non-coincident | 2022 | ACTUAL_ADJUSTEDOPG | Operational-demand | -45.3579 | 49.4142
VIC | KGTS66 | Kerang (Powercor) 66 kV | Powercor | Summer | Coincident | 2023 | ACTUAL_OPG | Operational-demand | 0.11595 | 47.7286
VIC | KGTS66 | Kerang (Powercor) 66 kV | Powercor | Summer | Coincident | 2023 | ACTUAL_RAW | Operational-demand | 0.11595 | 47.7286
VIC | KGTS66 | Kerang (Powercor) 66 kV | Powercor | Summer | Non-coincident | 2023 | ACTUAL_RAW | Operational-demand | -51.1236 | 51.6507
VIC | KGTS66 | Kerang (Powercor) 66 kV | Powercor | Summer | Non-coincident | 2023 | ACTUAL_OPG | Operational-demand | -51.1236 | 51.6507
VIC | KGTS66 | Kerang (Powercor) 66 kV | Powercor | Summer | Non-coincident | 2023 | ACTUAL_ADJUSTEDOPG | Operational-demand | -51.1236 | 51.6507
VIC | KGTS66 | Kerang (Powercor) 66 kV | Powercor | Summer | Coincident | 2024 | ACTUAL_OPG | Operational-demand | -0.1087 | 11.6228
VIC | KGTS66 | Kerang (Powercor) 66 kV | Powercor | Summer | Coincident | 2024 | ACTUAL_RAW | Operational-demand | -0.1087 | 11.6228
VIC | KGTS66 | Kerang (Powercor) 66 kV | Powercor | Summer | Non-coincident | 2024 | ACTUAL_RAW | Operational-demand | -48.8959 | 48.7804
VIC | KGTS66 | Kerang (Powercor) 66 kV | Powercor | Summer | Non-coincident | 2024 | ACTUAL_OPG | Operational-demand | -48.8959 | 48.7804
VIC | KGTS66 | Kerang (Powercor) 66 kV | Powercor | Summer | Non-coincident | 2024 | ACTUAL_ADJUSTEDOPG | Operational-demand | -48.8959 | 48.7804
VIC | KGTS66 | Kerang (Powercor) 66 kV | Powercor | Summer | Coincident | 2025 | ACTUAL_OPG | Operational-demand | 5.0138 | 51.9721
VIC | KGTS66 | Kerang (Powercor) 66 kV | Powercor | Summer | Coincident | 2025 | ACTUAL_RAW | Operational-demand | 5.0138 | 51.9721
VIC | KGTS66 | Kerang (Powercor) 66 kV | Powercor | Summer | Non-coincident | 2025 | ACTUAL_RAW | Operational-demand | -13.2862 | 57.0008
VIC | KGTS66 | Kerang (Powercor) 66 kV | Powercor | Summer | Non-coincident | 2025 | ACTUAL_OPG | Operational-demand | -13.2862 | 57.0008
VIC | KGTS66 | Kerang (Powercor) 66 kV | Powercor | Summer | Non-coincident | 2025 | ACTUAL_ADJUSTEDOPG | Operational-demand | -13.2862 | 57.0008
VIC | KGTS66 | Kerang (Powercor) 66 kV | Powercor | Summer | Non-coincident | 2025 | BASEYEARPOE90 | Operational-demand | -51.3563 | NA
VIC | KGTS66 | Kerang (Powercor) 66 kV | Powercor | Summer | Non-coincident | 2025 | BASEYEARPOE50 | Operational-demand | -49.6315 | 61.6757
VIC | KGTS66 | Kerang (Powercor) 66 kV | Powercor | Summer | Coincident_unreconciled | 2026 | POE50 | Operational-demand | 9.587 | NA
VIC | KGTS66 | Kerang (Powercor) 66 kV | Powercor | Summer | Coincident_unreconciled | 2026 | POE90 | Operational-demand | 9.9193 | NA
VIC | KGTS66 | Kerang (Powercor) 66 kV | Powercor | Summer | Non-coincident | 2026 | POE50 | Operational-demand | -51.1109 | 61.6925
VIC | KGTS66 | Kerang (Powercor) 66 kV | Powercor | Summer | Non-coincident | 2026 | POE90 | Operational-demand | -52.8824 | NA
VIC | KGTS66 | Kerang (Powercor) 66 kV | Powercor | Summer | Coincident_unreconciled | 2027 | POE50 | Operational-demand | 9.8289 | NA
VIC | KGTS66 | Kerang (Powercor) 66 kV | Powercor | Summer | Coincident_unreconciled | 2027 | POE90 | Operational-demand | 10.161 | NA
VIC | KGTS66 | Kerang (Powercor) 66 kV | Powercor | Summer | Non-coincident | 2027 | POE50 | Operational-demand | -52.4009 | 61.7176
VIC | KGTS66 | Kerang (Powercor) 66 kV | Powercor | Summer | Non-coincident | 2027 | POE90 | Operational-demand | -54.1713 | NA
VIC | KGTS66 | Kerang (Powercor) 66 kV | Powercor | Summer | Coincident_unreconciled | 2028 | POE50 | Operational-demand | 10.0862 | NA
VIC | KGTS66 | Kerang (Powercor) 66 kV | Powercor | Summer | Coincident_unreconciled | 2028 | POE90 | Operational-demand | 10.4182 | NA
VIC | KGTS66 | Kerang (Powercor) 66 kV | Powercor | Summer | Non-coincident | 2028 | POE50 | Operational-demand | -53.7727 | 61.7942
VIC | KGTS66 | Kerang (Powercor) 66 kV | Powercor | Summer | Non-coincident | 2028 | POE90 | Operational-demand | -55.5424 | NA
VIC | KGTS66 | Kerang (Powercor) 66 kV | Powercor | Summer | Coincident_unreconciled | 2029 | POE50 | Operational-demand | 10.3538 | NA
VIC | KGTS66 | Kerang (Powercor) 66 kV | Powercor | Summer | Coincident_unreconciled | 2029 | POE90 | Operational-demand | 10.6856 | NA
VIC | KGTS66 | Kerang (Powercor) 66 kV | Powercor | Summer | Non-coincident | 2029 | POE50 | Operational-demand | -55.199 | 61.9082
VIC | KGTS66 | Kerang (Powercor) 66 kV | Powercor | Summer | Non-coincident | 2029 | POE90 | Operational-demand | -56.968 | NA
VIC | KGTS66 | Kerang (Powercor) 66 kV | Powercor | Summer | Coincident_unreconciled | 2030 | POE50 | Operational-demand | 10.6217 | NA
VIC | KGTS66 | Kerang (Powercor) 66 kV | Powercor | Summer | Coincident_unreconciled | 2030 | POE90 | Operational-demand | 10.9534 | NA
VIC | KGTS66 | Kerang (Powercor) 66 kV | Powercor | Summer | Non-coincident | 2030 | POE50 | Operational-demand | -56.6274 | 62.0621
VIC | KGTS66 | Kerang (Powercor) 66 kV | Powercor | Summer | Non-coincident | 2030 | POE90 | Operational-demand | -58.3957 | NA
VIC | KGTS66 | Kerang (Powercor) 66 kV | Powercor | Summer | Coincident_unreconciled | 2031 | POE50 | Operational-demand | 10.8917 | NA
VIC | KGTS66 | Kerang (Powercor) 66 kV | Powercor | Summer | Coincident_unreconciled | 2031 | POE90 | Operational-demand | 11.2232 | NA
VIC | KGTS66 | Kerang (Powercor) 66 kV | Powercor | Summer | Non-coincident | 2031 | POE50 | Operational-demand | -58.0666 | 62.2229
VIC | KGTS66 | Kerang (Powercor) 66 kV | Powercor | Summer | Non-coincident | 2031 | POE90 | Operational-demand | -59.8343 | NA
VIC | KGTS66 | Kerang (Powercor) 66 kV | Powercor | Summer | Coincident_unreconciled | 2032 | POE50 | Operational-demand | 11.0969 | NA
VIC | KGTS66 | Kerang (Powercor) 66 kV | Powercor | Summer | Coincident_unreconciled | 2032 | POE90 | Operational-demand | 11.4283 | NA
VIC | KGTS66 | Kerang (Powercor) 66 kV | Powercor | Summer | Non-coincident | 2032 | POE50 | Operational-demand | -59.1607 | 62.3931
VIC | KGTS66 | Kerang (Powercor) 66 kV | Powercor | Summer | Non-coincident | 2032 | POE90 | Operational-demand | -60.9277 | NA
VIC | KGTS66 | Kerang (Powercor) 66 kV | Powercor | Summer | Coincident_unreconciled | 2033 | POE50 | Operational-demand | 11.4602 | NA
VIC | KGTS66 | Kerang (Powercor) 66 kV | Powercor | Summer | Coincident_unreconciled | 2033 | POE90 | Operational-demand | 11.7915 | NA
VIC | KGTS66 | Kerang (Powercor) 66 kV | Powercor | Summer | Non-coincident | 2033 | POE50 | Operational-demand | -61.0975 | 62.5615
VIC | KGTS66 | Kerang (Powercor) 66 kV | Powercor | Summer | Non-coincident | 2033 | POE90 | Operational-demand | -62.8638 | NA
VIC | KGTS66 | Kerang (Powercor) 66 kV | Powercor | Summer | Coincident_unreconciled | 2034 | POE50 | Operational-demand | 11.8912 | NA
VIC | KGTS66 | Kerang (Powercor) 66 kV | Powercor | Summer | Coincident_unreconciled | 2034 | POE90 | Operational-demand | 12.2224 | NA
VIC | KGTS66 | Kerang (Powercor) 66 kV | Powercor | Summer | Non-coincident | 2034 | POE50 | Operational-demand | -63.3956 | 62.7208
VIC | KGTS66 | Kerang (Powercor) 66 kV | Powercor | Summer | Non-coincident | 2034 | POE90 | Operational-demand | -65.1612 | NA
VIC | KGTS66 | Kerang (Powercor) 66 kV | Powercor | Summer | Coincident_unreconciled | 2035 | POE50 | Operational-demand | 12.3996 | NA
VIC | KGTS66 | Kerang (Powercor) 66 kV | Powercor | Summer | Coincident_unreconciled | 2035 | POE90 | Operational-demand | 12.7306 | NA
VIC | KGTS66 | Kerang (Powercor) 66 kV | Powercor | Summer | Non-coincident | 2035 | POE50 | Operational-demand | -66.1057 | 62.8682
VIC | KGTS66 | Kerang (Powercor) 66 kV | Powercor | Summer | Non-coincident | 2035 | POE90 | Operational-demand | -67.8705 | NA
VIC | KGTS66 | Kerang (Powercor) 66 kV | Powercor | Summer | Non-coincident | 2025 | BASEYEARPOE10 | Operational-demand | NA | 63.7147
VIC | KGTS66 | Kerang (Powercor) 66 kV | Powercor | Summer | Coincident | 2026 | POE10 | Operational-demand | NA | 47.6975
VIC | KGTS66 | Kerang (Powercor) 66 kV | Powercor | Summer | Coincident | 2026 | POE50 | Operational-demand | NA | 47.5851
VIC | KGTS66 | Kerang (Powercor) 66 kV | Powercor | Summer | Non-coincident | 2026 | POE10 | Operational-demand | NA | 63.7401
VIC | KGTS66 | Kerang (Powercor) 66 kV | Powercor | Summer | Coincident | 2027 | POE10 | Operational-demand | NA | 46.4588
VIC | KGTS66 | Kerang (Powercor) 66 kV | Powercor | Summer | Coincident | 2027 | POE50 | Operational-demand | NA | 46.0373
VIC | KGTS66 | Kerang (Powercor) 66 kV | Powercor | Summer | Non-coincident | 2027 | POE10 | Operational-demand | NA | 63.7639
VIC | KGTS66 | Kerang (Powercor) 66 kV | Powercor | Summer | Coincident | 2028 | POE10 | Operational-demand | NA | 45.3976
VIC | KGTS66 | Kerang (Powercor) 66 kV | Powercor | Summer | Coincident | 2028 | POE50 | Operational-demand | NA | 44.6517
VIC | KGTS66 | Kerang (Powercor) 66 kV | Powercor | Summer | Non-coincident | 2028 | POE10 | Operational-demand | NA | 63.8397
VIC | KGTS66 | Kerang (Powercor) 66 kV | Powercor | Summer | Coincident | 2029 | POE10 | Operational-demand | NA | 44.6667
VIC | KGTS66 | Kerang (Powercor) 66 kV | Powercor | Summer | Coincident | 2029 | POE50 | Operational-demand | NA | 43.9634
VIC | KGTS66 | Kerang (Powercor) 66 kV | Powercor | Summer | Non-coincident | 2029 | POE10 | Operational-demand | NA | 63.953
VIC | KGTS66 | Kerang (Powercor) 66 kV | Powercor | Summer | Coincident | 2030 | POE10 | Operational-demand | NA | 44.115
VIC | KGTS66 | Kerang (Powercor) 66 kV | Powercor | Summer | Coincident | 2030 | POE50 | Operational-demand | NA | 43.2893
VIC | KGTS66 | Kerang (Powercor) 66 kV | Powercor | Summer | Non-coincident | 2030 | POE10 | Operational-demand | NA | 64.106
VIC | KGTS66 | Kerang (Powercor) 66 kV | Powercor | Summer | Coincident | 2031 | POE10 | Operational-demand | NA | 43.1033
VIC | KGTS66 | Kerang (Powercor) 66 kV | Powercor | Summer | Coincident | 2031 | POE50 | Operational-demand | NA | 42.5055
VIC | KGTS66 | Kerang (Powercor) 66 kV | Powercor | Summer | Non-coincident | 2031 | POE10 | Operational-demand | NA | 64.2661
VIC | KGTS66 | Kerang (Powercor) 66 kV | Powercor | Summer | Coincident | 2032 | POE10 | Operational-demand | NA | 41.9261
VIC | KGTS66 | Kerang (Powercor) 66 kV | Powercor | Summer | Coincident | 2032 | POE50 | Operational-demand | NA | 41.2645
VIC | KGTS66 | Kerang (Powercor) 66 kV | Powercor | Summer | Non-coincident | 2032 | POE10 | Operational-demand | NA | 64.4354
VIC | KGTS66 | Kerang (Powercor) 66 kV | Powercor | Summer | Coincident | 2033 | POE10 | Operational-demand | NA | 41.0507
VIC | KGTS66 | Kerang (Powercor) 66 kV | Powercor | Summer | Coincident | 2033 | POE50 | Operational-demand | NA | 40.0288
VIC | KGTS66 | Kerang (Powercor) 66 kV | Powercor | Summer | Non-coincident | 2033 | POE10 | Operational-demand | NA | 64.6031
VIC | KGTS66 | Kerang (Powercor) 66 kV | Powercor | Summer | Coincident | 2034 | POE10 | Operational-demand | NA | 40.7242
VIC | KGTS66 | Kerang (Powercor) 66 kV | Powercor | Summer | Coincident | 2034 | POE50 | Operational-demand | NA | 39.7529
VIC | KGTS66 | Kerang (Powercor) 66 kV | Powercor | Summer | Non-coincident | 2034 | POE10 | Operational-demand | NA | 64.7616
VIC | KGTS66 | Kerang (Powercor) 66 kV | Powercor | Summer | Coincident | 2035 | POE10 | Operational-demand | NA | 40.5652
VIC | KGTS66 | Kerang (Powercor) 66 kV | Powercor | Summer | Coincident | 2035 | POE50 | Operational-demand | NA | 39.6049
VIC | KGTS66 | Kerang (Powercor) 66 kV | Powercor | Summer | Non-coincident | 2035 | POE10 | Operational-demand | NA | 64.9082
VIC | KGTS66 | Kerang (Powercor) 66 kV | Powercor | Winter | Coincident | 2018 | ACTUAL_OPG | Operational-demand | NA | 32.0313
VIC | KGTS66 | Kerang (Powercor) 66 kV | Powercor | Winter | Coincident | 2018 | ACTUAL_RAW | Operational-demand | NA | 32.0313
VIC | KGTS66 | Kerang (Powercor) 66 kV | Powercor | Winter | Non-coincident | 2018 | ACTUAL_RAW | Operational-demand | NA | 44.3975
VIC | KGTS66 | Kerang (Powercor) 66 kV | Powercor | Winter | Non-coincident | 2018 | ACTUAL_OPG | Operational-demand | NA | 44.3975
VIC | KGTS66 | Kerang (Powercor) 66 kV | Powercor | Winter | Non-coincident | 2018 | ACTUAL_ADJUSTEDOPG | Operational-demand | NA | 44.3975
VIC | KGTS66 | Kerang (Powercor) 66 kV | Powercor | Winter | Coincident | 2019 | ACTUAL_OPG | Operational-demand | NA | 32.485
VIC | KGTS66 | Kerang (Powercor) 66 kV | Powercor | Winter | Coincident | 2019 | ACTUAL_RAW | Operational-demand | NA | 32.485
VIC | KGTS66 | Kerang (Powercor) 66 kV | Powercor | Winter | Non-coincident | 2019 | ACTUAL_RAW | Operational-demand | NA | 47.3327
VIC | KGTS66 | Kerang (Powercor) 66 kV | Powercor | Winter | Non-coincident | 2019 | ACTUAL_OPG | Operational-demand | NA | 47.3327
VIC | KGTS66 | Kerang (Powercor) 66 kV | Powercor | Winter | Non-coincident | 2019 | ACTUAL_ADJUSTEDOPG | Operational-demand | NA | 47.3327
VIC | KGTS66 | Kerang (Powercor) 66 kV | Powercor | Winter | Coincident | 2020 | ACTUAL_OPG | Operational-demand | NA | 18.5387
VIC | KGTS66 | Kerang (Powercor) 66 kV | Powercor | Winter | Coincident | 2020 | ACTUAL_RAW | Operational-demand | NA | 18.5387
VIC | KGTS66 | Kerang (Powercor) 66 kV | Powercor | Winter | Non-coincident | 2020 | ACTUAL_RAW | Operational-demand | NA | 48.2864
VIC | KGTS66 | Kerang (Powercor) 66 kV | Powercor | Winter | Non-coincident | 2020 | ACTUAL_OPG | Operational-demand | NA | 48.2864
VIC | KGTS66 | Kerang (Powercor) 66 kV | Powercor | Winter | Non-coincident | 2020 | ACTUAL_ADJUSTEDOPG | Operational-demand | NA | 48.2864
VIC | KGTS66 | Kerang (Powercor) 66 kV | Powercor | Winter | Coincident | 2021 | ACTUAL_OPG | Operational-demand | NA | 25.7769
VIC | KGTS66 | Kerang (Powercor) 66 kV | Powercor | Winter | Coincident | 2021 | ACTUAL_RAW | Operational-demand | NA | 25.7769
VIC | KGTS66 | Kerang (Powercor) 66 kV | Powercor | Winter | Non-coincident | 2021 | ACTUAL_RAW | Operational-demand | NA | 54.1018
VIC | KGTS66 | Kerang (Powercor) 66 kV | Powercor | Winter | Non-coincident | 2021 | ACTUAL_OPG | Operational-demand | NA | 54.1018
VIC | KGTS66 | Kerang (Powercor) 66 kV | Powercor | Winter | Non-coincident | 2021 | ACTUAL_ADJUSTEDOPG | Operational-demand | NA | 54.1018
VIC | KGTS66 | Kerang (Powercor) 66 kV | Powercor | Winter | Coincident | 2022 | ACTUAL_OPG | Operational-demand | NA | 15.8611
VIC | KGTS66 | Kerang (Powercor) 66 kV | Powercor | Winter | Coincident | 2022 | ACTUAL_RAW | Operational-demand | NA | 15.8611
VIC | KGTS66 | Kerang (Powercor) 66 kV | Powercor | Winter | Non-coincident | 2022 | ACTUAL_RAW | Operational-demand | NA | 54.4498
VIC | KGTS66 | Kerang (Powercor) 66 kV | Powercor | Winter | Non-coincident | 2022 | ACTUAL_OPG | Operational-demand | NA | 54.4498
VIC | KGTS66 | Kerang (Powercor) 66 kV | Powercor | Winter | Non-coincident | 2022 | ACTUAL_ADJUSTEDOPG | Operational-demand | NA | 54.4498
VIC | KGTS66 | Kerang (Powercor) 66 kV | Powercor | Winter | Coincident | 2023 | ACTUAL_OPG | Operational-demand | NA | 23.8311
VIC | KGTS66 | Kerang (Powercor) 66 kV | Powercor | Winter | Coincident | 2023 | ACTUAL_RAW | Operational-demand | NA | 23.8311
VIC | KGTS66 | Kerang (Powercor) 66 kV | Powercor | Winter | Non-coincident | 2023 | ACTUAL_RAW | Operational-demand | NA | 54.0187
VIC | KGTS66 | Kerang (Powercor) 66 kV | Powercor | Winter | Non-coincident | 2023 | ACTUAL_OPG | Operational-demand | NA | 54.0187
VIC | KGTS66 | Kerang (Powercor) 66 kV | Powercor | Winter | Non-coincident | 2023 | ACTUAL_ADJUSTEDOPG | Operational-demand | NA | 54.0187
VIC | KGTS66 | Kerang (Powercor) 66 kV | Powercor | Winter | Coincident | 2024 | ACTUAL_OPG | Operational-demand | NA | 34.1446
VIC | KGTS66 | Kerang (Powercor) 66 kV | Powercor | Winter | Coincident | 2024 | ACTUAL_RAW | Operational-demand | NA | 34.1446
VIC | KGTS66 | Kerang (Powercor) 66 kV | Powercor | Winter | Non-coincident | 2024 | ACTUAL_RAW | Operational-demand | NA | 39.9653
VIC | KGTS66 | Kerang (Powercor) 66 kV | Powercor | Winter | Non-coincident | 2024 | ACTUAL_OPG | Operational-demand | NA | 39.9653
VIC | KGTS66 | Kerang (Powercor) 66 kV | Powercor | Winter | Non-coincident | 2024 | ACTUAL_ADJUSTEDOPG | Operational-demand | NA | 39.9653
VIC | KGTS66 | Kerang (Powercor) 66 kV | Powercor | Winter | Coincident | 2025 | POE10 | Operational-demand | NA | 29.8833
VIC | KGTS66 | Kerang (Powercor) 66 kV | Powercor | Winter | Coincident | 2025 | POE50 | Operational-demand | NA | 28.1393
VIC | KGTS66 | Kerang (Powercor) 66 kV | Powercor | Winter | Non-coincident | 2025 | ACTUAL_RAW | Operational-demand | NA | 39.6015
VIC | KGTS66 | Kerang (Powercor) 66 kV | Powercor | Winter | Non-coincident | 2025 | ACTUAL_ADJUSTEDOPG | Operational-demand | NA | 39.6015
VIC | KGTS66 | Kerang (Powercor) 66 kV | Powercor | Winter | Non-coincident | 2025 | BASEYEARPOE50 | Operational-demand | NA | 57.8542
VIC | KGTS66 | Kerang (Powercor) 66 kV | Powercor | Winter | Non-coincident | 2025 | BASEYEARPOE10 | Operational-demand | NA | 59.288
VIC | KGTS66 | Kerang (Powercor) 66 kV | Powercor | Winter | Non-coincident | 2025 | POE10 | Operational-demand | NA | 59.2523
VIC | KGTS66 | Kerang (Powercor) 66 kV | Powercor | Winter | Non-coincident | 2025 | POE50 | Operational-demand | NA | 57.8194
VIC | KGTS66 | Kerang (Powercor) 66 kV | Powercor | Winter | Coincident | 2026 | POE10 | Operational-demand | NA | 28.7991
VIC | KGTS66 | Kerang (Powercor) 66 kV | Powercor | Winter | Coincident | 2026 | POE50 | Operational-demand | NA | 27.0699
VIC | KGTS66 | Kerang (Powercor) 66 kV | Powercor | Winter | Non-coincident | 2026 | POE10 | Operational-demand | NA | 59.2614
VIC | KGTS66 | Kerang (Powercor) 66 kV | Powercor | Winter | Non-coincident | 2026 | POE50 | Operational-demand | NA | 57.8297
VIC | KGTS66 | Kerang (Powercor) 66 kV | Powercor | Winter | Coincident | 2027 | POE10 | Operational-demand | NA | 27.7906
VIC | KGTS66 | Kerang (Powercor) 66 kV | Powercor | Winter | Coincident | 2027 | POE50 | Operational-demand | NA | 26.0587
VIC | KGTS66 | Kerang (Powercor) 66 kV | Powercor | Winter | Non-coincident | 2027 | POE10 | Operational-demand | NA | 59.3397
VIC | KGTS66 | Kerang (Powercor) 66 kV | Powercor | Winter | Non-coincident | 2027 | POE50 | Operational-demand | NA | 57.9086
VIC | KGTS66 | Kerang (Powercor) 66 kV | Powercor | Winter | Coincident | 2028 | POE10 | Operational-demand | NA | 27.317
VIC | KGTS66 | Kerang (Powercor) 66 kV | Powercor | Winter | Coincident | 2028 | POE50 | Operational-demand | NA | 25.6397
VIC | KGTS66 | Kerang (Powercor) 66 kV | Powercor | Winter | Non-coincident | 2028 | POE10 | Operational-demand | NA | 59.4566
VIC | KGTS66 | Kerang (Powercor) 66 kV | Powercor | Winter | Non-coincident | 2028 | POE50 | Operational-demand | NA | 58.026
VIC | KGTS66 | Kerang (Powercor) 66 kV | Powercor | Winter | Coincident | 2029 | POE10 | Operational-demand | NA | 27.0635
VIC | KGTS66 | Kerang (Powercor) 66 kV | Powercor | Winter | Coincident | 2029 | POE50 | Operational-demand | NA | 25.4165
VIC | KGTS66 | Kerang (Powercor) 66 kV | Powercor | Winter | Non-coincident | 2029 | POE10 | Operational-demand | NA | 59.613
VIC | KGTS66 | Kerang (Powercor) 66 kV | Powercor | Winter | Non-coincident | 2029 | POE50 | Operational-demand | NA | 58.1829
VIC | KGTS66 | Kerang (Powercor) 66 kV | Powercor | Winter | Coincident | 2030 | POE10 | Operational-demand | NA | 26.7891
VIC | KGTS66 | Kerang (Powercor) 66 kV | Powercor | Winter | Coincident | 2030 | POE50 | Operational-demand | NA | 25.1606
VIC | KGTS66 | Kerang (Powercor) 66 kV | Powercor | Winter | Non-coincident | 2030 | POE10 | Operational-demand | NA | 59.8146
VIC | KGTS66 | Kerang (Powercor) 66 kV | Powercor | Winter | Non-coincident | 2030 | POE50 | Operational-demand | NA | 58.3851
VIC | KGTS66 | Kerang (Powercor) 66 kV | Powercor | Winter | Coincident | 2031 | POE10 | Operational-demand | NA | 26.5596
VIC | KGTS66 | Kerang (Powercor) 66 kV | Powercor | Winter | Coincident | 2031 | POE50 | Operational-demand | NA | 24.9531
VIC | KGTS66 | Kerang (Powercor) 66 kV | Powercor | Winter | Non-coincident | 2031 | POE10 | Operational-demand | NA | 60.0178
VIC | KGTS66 | Kerang (Powercor) 66 kV | Powercor | Winter | Non-coincident | 2031 | POE50 | Operational-demand | NA | 58.5889
VIC | KGTS66 | Kerang (Powercor) 66 kV | Powercor | Winter | Coincident | 2032 | POE10 | Operational-demand | NA | 26.1145
VIC | KGTS66 | Kerang (Powercor) 66 kV | Powercor | Winter | Coincident | 2032 | POE50 | Operational-demand | NA | 24.4956
VIC | KGTS66 | Kerang (Powercor) 66 kV | Powercor | Winter | Non-coincident | 2032 | POE10 | Operational-demand | NA | 60.2231
VIC | KGTS66 | Kerang (Powercor) 66 kV | Powercor | Winter | Non-coincident | 2032 | POE50 | Operational-demand | NA | 58.7948
VIC | KGTS66 | Kerang (Powercor) 66 kV | Powercor | Winter | Coincident | 2033 | POE10 | Operational-demand | NA | 25.5594
VIC | KGTS66 | Kerang (Powercor) 66 kV | Powercor | Winter | Coincident | 2033 | POE50 | Operational-demand | NA | 23.9845
VIC | KGTS66 | Kerang (Powercor) 66 kV | Powercor | Winter | Non-coincident | 2033 | POE10 | Operational-demand | NA | 60.424
VIC | KGTS66 | Kerang (Powercor) 66 kV | Powercor | Winter | Non-coincident | 2033 | POE50 | Operational-demand | NA | 58.9962
VIC | KGTS66 | Kerang (Powercor) 66 kV | Powercor | Winter | Coincident | 2034 | POE10 | Operational-demand | NA | 25.46
VIC | KGTS66 | Kerang (Powercor) 66 kV | Powercor | Winter | Coincident | 2034 | POE50 | Operational-demand | NA | 23.9106
VIC | KGTS66 | Kerang (Powercor) 66 kV | Powercor | Winter | Non-coincident | 2034 | POE10 | Operational-demand | NA | 60.6144
VIC | KGTS66 | Kerang (Powercor) 66 kV | Powercor | Winter | Non-coincident | 2034 | POE50 | Operational-demand | NA | 59.1871
VIC | KTSEJ | Keilor East (Jemena) 66 kV | Jemena | Shoulder | Coincident | 2019 | ACTUAL_OPG | Operational-demand | 62.924 | NA
VIC | KTSEJ | Keilor East (Jemena) 66 kV | Jemena | Shoulder | Coincident | 2019 | ACTUAL_RAW | Operational-demand | 62.924 | NA
VIC | KTSEJ | Keilor East (Jemena) 66 kV | Jemena | Shoulder | Non-coincident | 2019 | ACTUAL_RAW | Operational-demand | 60.7921 | NA
VIC | KTSEJ | Keilor East (Jemena) 66 kV | Jemena | Shoulder | Non-coincident | 2019 | ACTUAL_OPG | Operational-demand | 60.7921 | NA
VIC | KTSEJ | Keilor East (Jemena) 66 kV | Jemena | Shoulder | Non-coincident | 2019 | ACTUAL_ADJUSTEDOPG | Operational-demand | 60.7921 | NA
VIC | KTSEJ | Keilor East (Jemena) 66 kV | Jemena | Shoulder | Coincident | 2020 | ACTUAL_OPG | Operational-demand | 60.4459 | NA
VIC | KTSEJ | Keilor East (Jemena) 66 kV | Jemena | Shoulder | Coincident | 2020 | ACTUAL_RAW | Operational-demand | 60.4459 | NA
VIC | KTSEJ | Keilor East (Jemena) 66 kV | Jemena | Shoulder | Non-coincident | 2020 | ACTUAL_RAW | Operational-demand | 58.9709 | NA
VIC | KTSEJ | Keilor East (Jemena) 66 kV | Jemena | Shoulder | Non-coincident | 2020 | ACTUAL_OPG | Operational-demand | 58.9709 | NA
VIC | KTSEJ | Keilor East (Jemena) 66 kV | Jemena | Shoulder | Non-coincident | 2020 | ACTUAL_ADJUSTEDOPG | Operational-demand | 58.9709 | NA
VIC | KTSEJ | Keilor East (Jemena) 66 kV | Jemena | Shoulder | Coincident | 2021 | ACTUAL_OPG | Operational-demand | 49.667 | NA
VIC | KTSEJ | Keilor East (Jemena) 66 kV | Jemena | Shoulder | Coincident | 2021 | ACTUAL_RAW | Operational-demand | 49.667 | NA
VIC | KTSEJ | Keilor East (Jemena) 66 kV | Jemena | Shoulder | Non-coincident | 2021 | ACTUAL_RAW | Operational-demand | 49.667 | NA
VIC | KTSEJ | Keilor East (Jemena) 66 kV | Jemena | Shoulder | Non-coincident | 2021 | ACTUAL_OPG | Operational-demand | 49.667 | NA
VIC | KTSEJ | Keilor East (Jemena) 66 kV | Jemena | Shoulder | Non-coincident | 2021 | ACTUAL_ADJUSTEDOPG | Operational-demand | 49.667 | NA
VIC | KTSEJ | Keilor East (Jemena) 66 kV | Jemena | Shoulder | Coincident | 2022 | ACTUAL_OPG | Operational-demand | 51.9879 | NA
VIC | KTSEJ | Keilor East (Jemena) 66 kV | Jemena | Shoulder | Coincident | 2022 | ACTUAL_RAW | Operational-demand | 51.9879 | NA
VIC | KTSEJ | Keilor East (Jemena) 66 kV | Jemena | Shoulder | Non-coincident | 2022 | ACTUAL_RAW | Operational-demand | 51.9879 | NA
VIC | KTSEJ | Keilor East (Jemena) 66 kV | Jemena | Shoulder | Non-coincident | 2022 | ACTUAL_OPG | Operational-demand | 51.9879 | NA
VIC | KTSEJ | Keilor East (Jemena) 66 kV | Jemena | Shoulder | Non-coincident | 2022 | ACTUAL_ADJUSTEDOPG | Operational-demand | 51.9879 | NA
VIC | KTSEJ | Keilor East (Jemena) 66 kV | Jemena | Shoulder | Coincident | 2023 | ACTUAL_OPG | Operational-demand | 44.4726 | NA
VIC | KTSEJ | Keilor East (Jemena) 66 kV | Jemena | Shoulder | Coincident | 2023 | ACTUAL_RAW | Operational-demand | 44.4726 | NA
VIC | KTSEJ | Keilor East (Jemena) 66 kV | Jemena | Shoulder | Non-coincident | 2023 | ACTUAL_RAW | Operational-demand | 41.4902 | NA
VIC | KTSEJ | Keilor East (Jemena) 66 kV | Jemena | Shoulder | Non-coincident | 2023 | ACTUAL_OPG | Operational-demand | 41.4902 | NA
VIC | KTSEJ | Keilor East (Jemena) 66 kV | Jemena | Shoulder | Non-coincident | 2023 | ACTUAL_ADJUSTEDOPG | Operational-demand | 41.4902 | NA
VIC | KTSEJ | Keilor East (Jemena) 66 kV | Jemena | Shoulder | Coincident | 2024 | ACTUAL_OPG | Operational-demand | 39.6452 | NA
VIC | KTSEJ | Keilor East (Jemena) 66 kV | Jemena | Shoulder | Coincident | 2024 | ACTUAL_RAW | Operational-demand | 39.6452 | NA
VIC | KTSEJ | Keilor East (Jemena) 66 kV | Jemena | Shoulder | Non-coincident | 2024 | ACTUAL_RAW | Operational-demand | 38.5774 | NA
VIC | KTSEJ | Keilor East (Jemena) 66 kV | Jemena | Shoulder | Non-coincident | 2024 | ACTUAL_OPG | Operational-demand | 38.5774 | NA
VIC | KTSEJ | Keilor East (Jemena) 66 kV | Jemena | Shoulder | Non-coincident | 2024 | ACTUAL_ADJUSTEDOPG | Operational-demand | 38.5774 | NA
VIC | KTSEJ | Keilor East (Jemena) 66 kV | Jemena | Shoulder | Coincident | 2025 | ACTUAL_OPG | Operational-demand | 25.0615 | NA
VIC | KTSEJ | Keilor East (Jemena) 66 kV | Jemena | Shoulder | Coincident | 2025 | ACTUAL_RAW | Operational-demand | 25.0615 | NA
VIC | KTSEJ | Keilor East (Jemena) 66 kV | Jemena | Shoulder | Non-coincident | 2025 | ACTUAL_RAW | Operational-demand | 24.6339 | NA
VIC | KTSEJ | Keilor East (Jemena) 66 kV | Jemena | Shoulder | Non-coincident | 2025 | ACTUAL_OPG | Operational-demand | 24.6339 | NA
VIC | KTSEJ | Keilor East (Jemena) 66 kV | Jemena | Shoulder | Non-coincident | 2025 | ACTUAL_ADJUSTEDOPG | Operational-demand | 24.6339 | NA
VIC | KTSEJ | Keilor East (Jemena) 66 kV | Jemena | Shoulder | Non-coincident | 2025 | BASEYEARPOE90 | Operational-demand | 34.4993 | NA
VIC | KTSEJ | Keilor East (Jemena) 66 kV | Jemena | Shoulder | Non-coincident | 2025 | BASEYEARPOE50 | Operational-demand | 37.644 | NA
VIC | KTSEJ | Keilor East (Jemena) 66 kV | Jemena | Shoulder | Coincident_unreconciled | 2026 | POE50 | Operational-demand | 29.0944 | NA
VIC | KTSEJ | Keilor East (Jemena) 66 kV | Jemena | Shoulder | Coincident_unreconciled | 2026 | POE90 | Operational-demand | 26.2468 | NA
VIC | KTSEJ | Keilor East (Jemena) 66 kV | Jemena | Shoulder | Non-coincident | 2026 | POE50 | Operational-demand | 28.4537 | NA
VIC | KTSEJ | Keilor East (Jemena) 66 kV | Jemena | Shoulder | Non-coincident | 2026 | POE90 | Operational-demand | 25.6688 | NA
VIC | KTSEJ | Keilor East (Jemena) 66 kV | Jemena | Shoulder | Coincident_unreconciled | 2027 | POE50 | Operational-demand | 19.6211 | NA
VIC | KTSEJ | Keilor East (Jemena) 66 kV | Jemena | Shoulder | Coincident_unreconciled | 2027 | POE90 | Operational-demand | 16.7552 | NA
VIC | KTSEJ | Keilor East (Jemena) 66 kV | Jemena | Shoulder | Non-coincident | 2027 | POE50 | Operational-demand | 19.1889 | NA
VIC | KTSEJ | Keilor East (Jemena) 66 kV | Jemena | Shoulder | Non-coincident | 2027 | POE90 | Operational-demand | 16.3862 | NA
VIC | KTSEJ | Keilor East (Jemena) 66 kV | Jemena | Shoulder | Coincident_unreconciled | 2028 | POE50 | Operational-demand | 9.608 | NA
VIC | KTSEJ | Keilor East (Jemena) 66 kV | Jemena | Shoulder | Coincident_unreconciled | 2028 | POE90 | Operational-demand | 6.7236 | NA
VIC | KTSEJ | Keilor East (Jemena) 66 kV | Jemena | Shoulder | Non-coincident | 2028 | POE50 | Operational-demand | 9.3964 | NA
VIC | KTSEJ | Keilor East (Jemena) 66 kV | Jemena | Shoulder | Non-coincident | 2028 | POE90 | Operational-demand | 6.5755 | NA
VIC | KTSEJ | Keilor East (Jemena) 66 kV | Jemena | Shoulder | Coincident_unreconciled | 2029 | POE50 | Operational-demand | 0.45832 | NA
VIC | KTSEJ | Keilor East (Jemena) 66 kV | Jemena | Shoulder | Coincident_unreconciled | 2029 | POE90 | Operational-demand | -2.3369 | NA
VIC | KTSEJ | Keilor East (Jemena) 66 kV | Jemena | Shoulder | Non-coincident | 2029 | POE50 | Operational-demand | 0.44823 | NA
VIC | KTSEJ | Keilor East (Jemena) 66 kV | Jemena | Shoulder | Non-coincident | 2029 | POE90 | Operational-demand | -2.3908 | NA
VIC | KTSEJ | Keilor East (Jemena) 66 kV | Jemena | Shoulder | Coincident_unreconciled | 2030 | POE50 | Operational-demand | -7.9572 | NA
VIC | KTSEJ | Keilor East (Jemena) 66 kV | Jemena | Shoulder | Coincident_unreconciled | 2030 | POE90 | Operational-demand | -10.75 | NA
VIC | KTSEJ | Keilor East (Jemena) 66 kV | Jemena | Shoulder | Non-coincident | 2030 | POE50 | Operational-demand | -8.1405 | NA
VIC | KTSEJ | Keilor East (Jemena) 66 kV | Jemena | Shoulder | Non-coincident | 2030 | POE90 | Operational-demand | -10.9976 | NA
VIC | KTSEJ | Keilor East (Jemena) 66 kV | Jemena | Shoulder | Coincident_unreconciled | 2031 | POE50 | Operational-demand | -16.2482 | NA
VIC | KTSEJ | Keilor East (Jemena) 66 kV | Jemena | Shoulder | Coincident_unreconciled | 2031 | POE90 | Operational-demand | -19.0587 | NA
VIC | KTSEJ | Keilor East (Jemena) 66 kV | Jemena | Shoulder | Non-coincident | 2031 | POE50 | Operational-demand | -16.6225 | NA
VIC | KTSEJ | Keilor East (Jemena) 66 kV | Jemena | Shoulder | Non-coincident | 2031 | POE90 | Operational-demand | -19.4977 | NA
VIC | KTSEJ | Keilor East (Jemena) 66 kV | Jemena | Shoulder | Coincident_unreconciled | 2032 | POE50 | Operational-demand | -22.9291 | NA
VIC | KTSEJ | Keilor East (Jemena) 66 kV | Jemena | Shoulder | Coincident_unreconciled | 2032 | POE90 | Operational-demand | -25.7576 | NA
VIC | KTSEJ | Keilor East (Jemena) 66 kV | Jemena | Shoulder | Non-coincident | 2032 | POE50 | Operational-demand | -23.4574 | NA
VIC | KTSEJ | Keilor East (Jemena) 66 kV | Jemena | Shoulder | Non-coincident | 2032 | POE90 | Operational-demand | -26.351 | NA
VIC | KTSEJ | Keilor East (Jemena) 66 kV | Jemena | Shoulder | Coincident_unreconciled | 2033 | POE50 | Operational-demand | -28.2705 | NA
VIC | KTSEJ | Keilor East (Jemena) 66 kV | Jemena | Shoulder | Coincident_unreconciled | 2033 | POE90 | Operational-demand | -31.117 | NA
VIC | KTSEJ | Keilor East (Jemena) 66 kV | Jemena | Shoulder | Non-coincident | 2033 | POE50 | Operational-demand | -28.9217 | NA
VIC | KTSEJ | Keilor East (Jemena) 66 kV | Jemena | Shoulder | Non-coincident | 2033 | POE90 | Operational-demand | -31.8338 | NA
VIC | KTSEJ | Keilor East (Jemena) 66 kV | Jemena | Shoulder | Coincident_unreconciled | 2034 | POE50 | Operational-demand | -33.3535 | NA
VIC | KTSEJ | Keilor East (Jemena) 66 kV | Jemena | Shoulder | Coincident_unreconciled | 2034 | POE90 | Operational-demand | -36.2181 | NA
VIC | KTSEJ | Keilor East (Jemena) 66 kV | Jemena | Shoulder | Non-coincident | 2034 | POE50 | Operational-demand | -34.1219 | NA
VIC | KTSEJ | Keilor East (Jemena) 66 kV | Jemena | Shoulder | Non-coincident | 2034 | POE90 | Operational-demand | -37.0525 | NA
VIC | KTSEJ | Keilor East (Jemena) 66 kV | Jemena | Shoulder | Coincident_unreconciled | 2035 | POE50 | Operational-demand | -38.7512 | NA
VIC | KTSEJ | Keilor East (Jemena) 66 kV | Jemena | Shoulder | Coincident_unreconciled | 2035 | POE90 | Operational-demand | -41.6338 | NA
VIC | KTSEJ | Keilor East (Jemena) 66 kV | Jemena | Shoulder | Non-coincident | 2035 | POE50 | Operational-demand | -39.6439 | NA
VIC | KTSEJ | Keilor East (Jemena) 66 kV | Jemena | Shoulder | Non-coincident | 2035 | POE90 | Operational-demand | -42.5929 | NA
VIC | KTSEJ | Keilor East (Jemena) 66 kV | Jemena | Summer | Coincident | 2019 | ACTUAL_OPG | Operational-demand | 65.7639 | 220.2559
VIC | KTSEJ | Keilor East (Jemena) 66 kV | Jemena | Summer | Coincident | 2019 | ACTUAL_RAW | Operational-demand | 65.7639 | 220.2559
VIC | KTSEJ | Keilor East (Jemena) 66 kV | Jemena | Summer | Non-coincident | 2019 | ACTUAL_RAW | Operational-demand | 61.3761 | 227.5124
VIC | KTSEJ | Keilor East (Jemena) 66 kV | Jemena | Summer | Non-coincident | 2019 | ACTUAL_OPG | Operational-demand | 61.3761 | 227.5124
VIC | KTSEJ | Keilor East (Jemena) 66 kV | Jemena | Summer | Non-coincident | 2019 | ACTUAL_ADJUSTEDOPG | Operational-demand | 61.3761 | 227.5124
VIC | KTSEJ | Keilor East (Jemena) 66 kV | Jemena | Summer | Coincident | 2020 | ACTUAL_OPG | Operational-demand | 62.7965 | 235.7663
VIC | KTSEJ | Keilor East (Jemena) 66 kV | Jemena | Summer | Coincident | 2020 | ACTUAL_RAW | Operational-demand | 62.7965 | 235.7663
VIC | KTSEJ | Keilor East (Jemena) 66 kV | Jemena | Summer | Non-coincident | 2020 | ACTUAL_RAW | Operational-demand | 58.9622 | 235.7663
VIC | KTSEJ | Keilor East (Jemena) 66 kV | Jemena | Summer | Non-coincident | 2020 | ACTUAL_OPG | Operational-demand | 58.9622 | 235.7663
VIC | KTSEJ | Keilor East (Jemena) 66 kV | Jemena | Summer | Non-coincident | 2020 | ACTUAL_ADJUSTEDOPG | Operational-demand | 58.9622 | 235.7663
VIC | KTSEJ | Keilor East (Jemena) 66 kV | Jemena | Summer | Coincident | 2021 | ACTUAL_OPG | Operational-demand | 39.9535 | 184.147
VIC | KTSEJ | Keilor East (Jemena) 66 kV | Jemena | Summer | Coincident | 2021 | ACTUAL_RAW | Operational-demand | 39.9535 | 184.147
VIC | KTSEJ | Keilor East (Jemena) 66 kV | Jemena | Summer | Non-coincident | 2021 | ACTUAL_RAW | Operational-demand | 39.7314 | 208.6196
VIC | KTSEJ | Keilor East (Jemena) 66 kV | Jemena | Summer | Non-coincident | 2021 | ACTUAL_OPG | Operational-demand | 39.7314 | 208.6196
VIC | KTSEJ | Keilor East (Jemena) 66 kV | Jemena | Summer | Non-coincident | 2021 | ACTUAL_ADJUSTEDOPG | Operational-demand | 39.7314 | 208.6196
VIC | KTSEJ | Keilor East (Jemena) 66 kV | Jemena | Summer | Coincident | 2022 | ACTUAL_OPG | Operational-demand | 54.6626 | 217.6189
VIC | KTSEJ | Keilor East (Jemena) 66 kV | Jemena | Summer | Coincident | 2022 | ACTUAL_RAW | Operational-demand | 54.6626 | 217.6189
VIC | KTSEJ | Keilor East (Jemena) 66 kV | Jemena | Summer | Non-coincident | 2022 | ACTUAL_RAW | Operational-demand | 41.7705 | 217.6189
VIC | KTSEJ | Keilor East (Jemena) 66 kV | Jemena | Summer | Non-coincident | 2022 | ACTUAL_OPG | Operational-demand | 41.7705 | 217.6189
VIC | KTSEJ | Keilor East (Jemena) 66 kV | Jemena | Summer | Non-coincident | 2022 | ACTUAL_ADJUSTEDOPG | Operational-demand | 41.7705 | 217.6189
VIC | KTSEJ | Keilor East (Jemena) 66 kV | Jemena | Summer | Coincident | 2023 | ACTUAL_OPG | Operational-demand | 43.1818 | 170.7952
VIC | KTSEJ | Keilor East (Jemena) 66 kV | Jemena | Summer | Coincident | 2023 | ACTUAL_RAW | Operational-demand | 43.1818 | 170.7952
VIC | KTSEJ | Keilor East (Jemena) 66 kV | Jemena | Summer | Non-coincident | 2023 | ACTUAL_RAW | Operational-demand | 43.1123 | 170.7952
VIC | KTSEJ | Keilor East (Jemena) 66 kV | Jemena | Summer | Non-coincident | 2023 | ACTUAL_OPG | Operational-demand | 43.1123 | 170.7952
VIC | KTSEJ | Keilor East (Jemena) 66 kV | Jemena | Summer | Non-coincident | 2023 | ACTUAL_ADJUSTEDOPG | Operational-demand | 43.1123 | 170.7952
VIC | KTSEJ | Keilor East (Jemena) 66 kV | Jemena | Summer | Coincident | 2024 | ACTUAL_OPG | Operational-demand | 33.2025 | 190.6307
VIC | KTSEJ | Keilor East (Jemena) 66 kV | Jemena | Summer | Coincident | 2024 | ACTUAL_RAW | Operational-demand | 33.2025 | 190.6307
VIC | KTSEJ | Keilor East (Jemena) 66 kV | Jemena | Summer | Non-coincident | 2024 | ACTUAL_RAW | Operational-demand | 30.0338 | 190.6307
VIC | KTSEJ | Keilor East (Jemena) 66 kV | Jemena | Summer | Non-coincident | 2024 | ACTUAL_OPG | Operational-demand | 30.0338 | 190.6307
VIC | KTSEJ | Keilor East (Jemena) 66 kV | Jemena | Summer | Non-coincident | 2024 | ACTUAL_ADJUSTEDOPG | Operational-demand | 30.0338 | 190.6307
VIC | KTSEJ | Keilor East (Jemena) 66 kV | Jemena | Summer | Coincident | 2025 | ACTUAL_OPG | Operational-demand | 31.8121 | 202.0907
VIC | KTSEJ | Keilor East (Jemena) 66 kV | Jemena | Summer | Coincident | 2025 | ACTUAL_RAW | Operational-demand | 31.8121 | 202.0907
VIC | KTSEJ | Keilor East (Jemena) 66 kV | Jemena | Summer | Non-coincident | 2025 | ACTUAL_RAW | Operational-demand | 31.8121 | 202.0907
VIC | KTSEJ | Keilor East (Jemena) 66 kV | Jemena | Summer | Non-coincident | 2025 | ACTUAL_OPG | Operational-demand | 31.8121 | 202.0907
VIC | KTSEJ | Keilor East (Jemena) 66 kV | Jemena | Summer | Non-coincident | 2025 | ACTUAL_ADJUSTEDOPG | Operational-demand | 31.8121 | 202.0907
VIC | KTSEJ | Keilor East (Jemena) 66 kV | Jemena | Summer | Non-coincident | 2025 | BASEYEARPOE90 | Operational-demand | 17.8677 | NA
VIC | KTSEJ | Keilor East (Jemena) 66 kV | Jemena | Summer | Non-coincident | 2025 | BASEYEARPOE50 | Operational-demand | 25.5418 | 220.1939
VIC | KTSEJ | Keilor East (Jemena) 66 kV | Jemena | Summer | Coincident_unreconciled | 2026 | POE50 | Operational-demand | 17.5448 | NA
VIC | KTSEJ | Keilor East (Jemena) 66 kV | Jemena | Summer | Coincident_unreconciled | 2026 | POE90 | Operational-demand | 9.9034 | NA
VIC | KTSEJ | Keilor East (Jemena) 66 kV | Jemena | Summer | Non-coincident | 2026 | POE50 | Operational-demand | 16.6656 | 281.8816
VIC | KTSEJ | Keilor East (Jemena) 66 kV | Jemena | Summer | Non-coincident | 2026 | POE90 | Operational-demand | 9.4072 | NA
VIC | KTSEJ | Keilor East (Jemena) 66 kV | Jemena | Summer | Coincident_unreconciled | 2027 | POE50 | Operational-demand | 7.1492 | NA
VIC | KTSEJ | Keilor East (Jemena) 66 kV | Jemena | Summer | Coincident_unreconciled | 2027 | POE90 | Operational-demand | -0.48945 | NA
VIC | KTSEJ | Keilor East (Jemena) 66 kV | Jemena | Summer | Non-coincident | 2027 | POE50 | Operational-demand | 6.791 | 364.3973
VIC | KTSEJ | Keilor East (Jemena) 66 kV | Jemena | Summer | Non-coincident | 2027 | POE90 | Operational-demand | -0.51671 | NA
VIC | KTSEJ | Keilor East (Jemena) 66 kV | Jemena | Summer | Coincident_unreconciled | 2028 | POE50 | Operational-demand | -3.4699 | NA
VIC | KTSEJ | Keilor East (Jemena) 66 kV | Jemena | Summer | Coincident_unreconciled | 2028 | POE90 | Operational-demand | -10.4396 | NA
VIC | KTSEJ | Keilor East (Jemena) 66 kV | Jemena | Summer | Non-coincident | 2028 | POE50 | Operational-demand | -3.6632 | 435.2781
VIC | KTSEJ | Keilor East (Jemena) 66 kV | Jemena | Summer | Non-coincident | 2028 | POE90 | Operational-demand | -11.0209 | NA
VIC | KTSEJ | Keilor East (Jemena) 66 kV | Jemena | Summer | Coincident_unreconciled | 2029 | POE50 | Operational-demand | -12.4923 | NA
VIC | KTSEJ | Keilor East (Jemena) 66 kV | Jemena | Summer | Coincident_unreconciled | 2029 | POE90 | Operational-demand | -19.5094 | NA
VIC | KTSEJ | Keilor East (Jemena) 66 kV | Jemena | Summer | Non-coincident | 2029 | POE50 | Operational-demand | -13.188 | 521.4542
VIC | KTSEJ | Keilor East (Jemena) 66 kV | Jemena | Summer | Non-coincident | 2029 | POE90 | Operational-demand | -20.5958 | NA
VIC | KTSEJ | Keilor East (Jemena) 66 kV | Jemena | Summer | Coincident_unreconciled | 2030 | POE50 | Operational-demand | -21.2247 | NA
VIC | KTSEJ | Keilor East (Jemena) 66 kV | Jemena | Summer | Coincident_unreconciled | 2030 | POE90 | Operational-demand | -28.2892 | NA
VIC | KTSEJ | Keilor East (Jemena) 66 kV | Jemena | Summer | Non-coincident | 2030 | POE50 | Operational-demand | -22.4067 | 656.7982
VIC | KTSEJ | Keilor East (Jemena) 66 kV | Jemena | Summer | Non-coincident | 2030 | POE90 | Operational-demand | -29.8646 | NA
VIC | KTSEJ | Keilor East (Jemena) 66 kV | Jemena | Summer | Coincident_unreconciled | 2031 | POE50 | Operational-demand | -29.8716 | NA
VIC | KTSEJ | Keilor East (Jemena) 66 kV | Jemena | Summer | Coincident_unreconciled | 2031 | POE90 | Operational-demand | -36.9835 | NA
VIC | KTSEJ | Keilor East (Jemena) 66 kV | Jemena | Summer | Non-coincident | 2031 | POE50 | Operational-demand | -31.5352 | 866.2518
VIC | KTSEJ | Keilor East (Jemena) 66 kV | Jemena | Summer | Non-coincident | 2031 | POE90 | Operational-demand | -39.0431 | NA
VIC | KTSEJ | Keilor East (Jemena) 66 kV | Jemena | Summer | Coincident_unreconciled | 2032 | POE50 | Operational-demand | -36.8171 | NA
VIC | KTSEJ | Keilor East (Jemena) 66 kV | Jemena | Summer | Coincident_unreconciled | 2032 | POE90 | Operational-demand | -43.977 | NA
VIC | KTSEJ | Keilor East (Jemena) 66 kV | Jemena | Summer | Non-coincident | 2032 | POE50 | Operational-demand | -38.8675 | 1124.9309
VIC | KTSEJ | Keilor East (Jemena) 66 kV | Jemena | Summer | Non-coincident | 2032 | POE90 | Operational-demand | -46.426 | NA
VIC | KTSEJ | Keilor East (Jemena) 66 kV | Jemena | Summer | Coincident_unreconciled | 2033 | POE50 | Operational-demand | -42.3964 | NA
VIC | KTSEJ | Keilor East (Jemena) 66 kV | Jemena | Summer | Coincident_unreconciled | 2033 | POE90 | Operational-demand | -49.6045 | NA
VIC | KTSEJ | Keilor East (Jemena) 66 kV | Jemena | Summer | Non-coincident | 2033 | POE50 | Operational-demand | -44.7574 | 1358.5785
VIC | KTSEJ | Keilor East (Jemena) 66 kV | Jemena | Summer | Non-coincident | 2033 | POE90 | Operational-demand | -52.367 | NA
VIC | KTSEJ | Keilor East (Jemena) 66 kV | Jemena | Summer | Coincident_unreconciled | 2034 | POE50 | Operational-demand | -47.7298 | NA
VIC | KTSEJ | Keilor East (Jemena) 66 kV | Jemena | Summer | Coincident_unreconciled | 2034 | POE90 | Operational-demand | -54.9864 | NA
VIC | KTSEJ | Keilor East (Jemena) 66 kV | Jemena | Summer | Non-coincident | 2034 | POE50 | Operational-demand | -50.3879 | 1415.5475
VIC | KTSEJ | Keilor East (Jemena) 66 kV | Jemena | Summer | Non-coincident | 2034 | POE90 | Operational-demand | -58.0485 | NA
VIC | KTSEJ | Keilor East (Jemena) 66 kV | Jemena | Summer | Coincident_unreconciled | 2035 | POE50 | Operational-demand | -53.3905 | NA
VIC | KTSEJ | Keilor East (Jemena) 66 kV | Jemena | Summer | Coincident_unreconciled | 2035 | POE90 | Operational-demand | -60.6954 | NA
VIC | KTSEJ | Keilor East (Jemena) 66 kV | Jemena | Summer | Non-coincident | 2035 | POE50 | Operational-demand | -56.3638 | 1487.3715
VIC | KTSEJ | Keilor East (Jemena) 66 kV | Jemena | Summer | Non-coincident | 2035 | POE90 | Operational-demand | -64.0755 | NA
VIC | KTSEJ | Keilor East (Jemena) 66 kV | Jemena | Summer | Non-coincident | 2025 | BASEYEARPOE10 | Operational-demand | NA | 245.3442
VIC | KTSEJ | Keilor East (Jemena) 66 kV | Jemena | Summer | Coincident | 2026 | POE10 | Operational-demand | NA | 285.6193
VIC | KTSEJ | Keilor East (Jemena) 66 kV | Jemena | Summer | Coincident | 2026 | POE50 | Operational-demand | NA | 267.5926
VIC | KTSEJ | Keilor East (Jemena) 66 kV | Jemena | Summer | Non-coincident | 2026 | POE10 | Operational-demand | NA | 310.1241
VIC | KTSEJ | Keilor East (Jemena) 66 kV | Jemena | Summer | Coincident | 2027 | POE10 | Operational-demand | NA | 352.2523
VIC | KTSEJ | Keilor East (Jemena) 66 kV | Jemena | Summer | Coincident | 2027 | POE50 | Operational-demand | NA | 334.5379
VIC | KTSEJ | Keilor East (Jemena) 66 kV | Jemena | Summer | Non-coincident | 2027 | POE10 | Operational-demand | NA | 392.8177
VIC | KTSEJ | Keilor East (Jemena) 66 kV | Jemena | Summer | Coincident | 2028 | POE10 | Operational-demand | NA | 405.9908
VIC | KTSEJ | Keilor East (Jemena) 66 kV | Jemena | Summer | Coincident | 2028 | POE50 | Operational-demand | NA | 387.1024
VIC | KTSEJ | Keilor East (Jemena) 66 kV | Jemena | Summer | Non-coincident | 2028 | POE10 | Operational-demand | NA | 463.8794
VIC | KTSEJ | Keilor East (Jemena) 66 kV | Jemena | Summer | Coincident | 2029 | POE10 | Operational-demand | NA | 472.9786
VIC | KTSEJ | Keilor East (Jemena) 66 kV | Jemena | Summer | Coincident | 2029 | POE50 | Operational-demand | NA | 455.7523
VIC | KTSEJ | Keilor East (Jemena) 66 kV | Jemena | Summer | Non-coincident | 2029 | POE10 | Operational-demand | NA | 550.2364
VIC | KTSEJ | Keilor East (Jemena) 66 kV | Jemena | Summer | Coincident | 2030 | POE10 | Operational-demand | NA | 580.8045
VIC | KTSEJ | Keilor East (Jemena) 66 kV | Jemena | Summer | Coincident | 2030 | POE50 | Operational-demand | NA | 567.1518
VIC | KTSEJ | Keilor East (Jemena) 66 kV | Jemena | Summer | Non-coincident | 2030 | POE10 | Operational-demand | NA | 685.7611
VIC | KTSEJ | Keilor East (Jemena) 66 kV | Jemena | Summer | Coincident | 2031 | POE10 | Operational-demand | NA | 739.117
VIC | KTSEJ | Keilor East (Jemena) 66 kV | Jemena | Summer | Coincident | 2031 | POE50 | Operational-demand | NA | 731.9612
VIC | KTSEJ | Keilor East (Jemena) 66 kV | Jemena | Summer | Non-coincident | 2031 | POE10 | Operational-demand | NA | 895.3957
VIC | KTSEJ | Keilor East (Jemena) 66 kV | Jemena | Summer | Coincident | 2032 | POE10 | Operational-demand | NA | 924.3397
VIC | KTSEJ | Keilor East (Jemena) 66 kV | Jemena | Summer | Coincident | 2032 | POE50 | Operational-demand | NA | 919.9123
VIC | KTSEJ | Keilor East (Jemena) 66 kV | Jemena | Summer | Non-coincident | 2032 | POE10 | Operational-demand | NA | 1154.2577
VIC | KTSEJ | Keilor East (Jemena) 66 kV | Jemena | Summer | Coincident | 2033 | POE10 | Operational-demand | NA | 1085.5607
VIC | KTSEJ | Keilor East (Jemena) 66 kV | Jemena | Summer | Coincident | 2033 | POE50 | Operational-demand | NA | 1074.6915
VIC | KTSEJ | Keilor East (Jemena) 66 kV | Jemena | Summer | Non-coincident | 2033 | POE10 | Operational-demand | NA | 1388.0897
VIC | KTSEJ | Keilor East (Jemena) 66 kV | Jemena | Summer | Coincident | 2034 | POE10 | Operational-demand | NA | 1118.5246
VIC | KTSEJ | Keilor East (Jemena) 66 kV | Jemena | Summer | Coincident | 2034 | POE50 | Operational-demand | NA | 1109.2147
VIC | KTSEJ | Keilor East (Jemena) 66 kV | Jemena | Summer | Non-coincident | 2034 | POE10 | Operational-demand | NA | 1445.2432
VIC | KTSEJ | Keilor East (Jemena) 66 kV | Jemena | Summer | Coincident | 2035 | POE10 | Operational-demand | NA | 1167.0289
VIC | KTSEJ | Keilor East (Jemena) 66 kV | Jemena | Summer | Coincident | 2035 | POE50 | Operational-demand | NA | 1158.2946
VIC | KTSEJ | Keilor East (Jemena) 66 kV | Jemena | Summer | Non-coincident | 2035 | POE10 | Operational-demand | NA | 1517.2516
VIC | KTSEJ | Keilor East (Jemena) 66 kV | Jemena | Winter | Coincident | 2018 | ACTUAL_OPG | Operational-demand | NA | 155.5409
VIC | KTSEJ | Keilor East (Jemena) 66 kV | Jemena | Winter | Coincident | 2018 | ACTUAL_RAW | Operational-demand | NA | 155.5409
VIC | KTSEJ | Keilor East (Jemena) 66 kV | Jemena | Winter | Non-coincident | 2018 | ACTUAL_RAW | Operational-demand | NA | 161.4106
VIC | KTSEJ | Keilor East (Jemena) 66 kV | Jemena | Winter | Non-coincident | 2018 | ACTUAL_OPG | Operational-demand | NA | 161.4106
VIC | KTSEJ | Keilor East (Jemena) 66 kV | Jemena | Winter | Non-coincident | 2018 | ACTUAL_ADJUSTEDOPG | Operational-demand | NA | 161.4106
VIC | KTSEJ | Keilor East (Jemena) 66 kV | Jemena | Winter | Coincident | 2019 | ACTUAL_OPG | Operational-demand | NA | 162.4539
VIC | KTSEJ | Keilor East (Jemena) 66 kV | Jemena | Winter | Coincident | 2019 | ACTUAL_RAW | Operational-demand | NA | 162.4539
VIC | KTSEJ | Keilor East (Jemena) 66 kV | Jemena | Winter | Non-coincident | 2019 | ACTUAL_RAW | Operational-demand | NA | 164.5227
VIC | KTSEJ | Keilor East (Jemena) 66 kV | Jemena | Winter | Non-coincident | 2019 | ACTUAL_OPG | Operational-demand | NA | 164.5227
VIC | KTSEJ | Keilor East (Jemena) 66 kV | Jemena | Winter | Non-coincident | 2019 | ACTUAL_ADJUSTEDOPG | Operational-demand | NA | 164.5227
VIC | KTSEJ | Keilor East (Jemena) 66 kV | Jemena | Winter | Coincident | 2020 | ACTUAL_OPG | Operational-demand | NA | 161.5806
VIC | KTSEJ | Keilor East (Jemena) 66 kV | Jemena | Winter | Coincident | 2020 | ACTUAL_RAW | Operational-demand | NA | 161.5806
VIC | KTSEJ | Keilor East (Jemena) 66 kV | Jemena | Winter | Non-coincident | 2020 | ACTUAL_RAW | Operational-demand | NA | 168.2638
VIC | KTSEJ | Keilor East (Jemena) 66 kV | Jemena | Winter | Non-coincident | 2020 | ACTUAL_OPG | Operational-demand | NA | 168.2638
VIC | KTSEJ | Keilor East (Jemena) 66 kV | Jemena | Winter | Non-coincident | 2020 | ACTUAL_ADJUSTEDOPG | Operational-demand | NA | 168.2638
VIC | KTSEJ | Keilor East (Jemena) 66 kV | Jemena | Winter | Coincident | 2021 | ACTUAL_OPG | Operational-demand | NA | 179.9733
VIC | KTSEJ | Keilor East (Jemena) 66 kV | Jemena | Winter | Coincident | 2021 | ACTUAL_RAW | Operational-demand | NA | 179.9733
VIC | KTSEJ | Keilor East (Jemena) 66 kV | Jemena | Winter | Non-coincident | 2021 | ACTUAL_RAW | Operational-demand | NA | 179.9733
VIC | KTSEJ | Keilor East (Jemena) 66 kV | Jemena | Winter | Non-coincident | 2021 | ACTUAL_OPG | Operational-demand | NA | 179.9733
VIC | KTSEJ | Keilor East (Jemena) 66 kV | Jemena | Winter | Non-coincident | 2021 | ACTUAL_ADJUSTEDOPG | Operational-demand | NA | 179.9733
VIC | KTSEJ | Keilor East (Jemena) 66 kV | Jemena | Winter | Coincident | 2022 | ACTUAL_OPG | Operational-demand | NA | 132.779
VIC | KTSEJ | Keilor East (Jemena) 66 kV | Jemena | Winter | Coincident | 2022 | ACTUAL_RAW | Operational-demand | NA | 132.779
VIC | KTSEJ | Keilor East (Jemena) 66 kV | Jemena | Winter | Non-coincident | 2022 | ACTUAL_RAW | Operational-demand | NA | 144.5412
VIC | KTSEJ | Keilor East (Jemena) 66 kV | Jemena | Winter | Non-coincident | 2022 | ACTUAL_OPG | Operational-demand | NA | 144.5412
VIC | KTSEJ | Keilor East (Jemena) 66 kV | Jemena | Winter | Non-coincident | 2022 | ACTUAL_ADJUSTEDOPG | Operational-demand | NA | 144.5412
VIC | KTSEJ | Keilor East (Jemena) 66 kV | Jemena | Winter | Coincident | 2023 | ACTUAL_OPG | Operational-demand | NA | 137.6512
VIC | KTSEJ | Keilor East (Jemena) 66 kV | Jemena | Winter | Coincident | 2023 | ACTUAL_RAW | Operational-demand | NA | 137.6512
VIC | KTSEJ | Keilor East (Jemena) 66 kV | Jemena | Winter | Non-coincident | 2023 | ACTUAL_RAW | Operational-demand | NA | 151.3793
VIC | KTSEJ | Keilor East (Jemena) 66 kV | Jemena | Winter | Non-coincident | 2023 | ACTUAL_OPG | Operational-demand | NA | 151.3793
VIC | KTSEJ | Keilor East (Jemena) 66 kV | Jemena | Winter | Non-coincident | 2023 | ACTUAL_ADJUSTEDOPG | Operational-demand | NA | 151.3793
VIC | KTSEJ | Keilor East (Jemena) 66 kV | Jemena | Winter | Coincident | 2024 | ACTUAL_OPG | Operational-demand | NA | 148.6067
VIC | KTSEJ | Keilor East (Jemena) 66 kV | Jemena | Winter | Coincident | 2024 | ACTUAL_RAW | Operational-demand | NA | 148.6067
VIC | KTSEJ | Keilor East (Jemena) 66 kV | Jemena | Winter | Non-coincident | 2024 | ACTUAL_RAW | Operational-demand | NA | 156.0585
VIC | KTSEJ | Keilor East (Jemena) 66 kV | Jemena | Winter | Non-coincident | 2024 | ACTUAL_OPG | Operational-demand | NA | 156.0585
VIC | KTSEJ | Keilor East (Jemena) 66 kV | Jemena | Winter | Non-coincident | 2024 | ACTUAL_ADJUSTEDOPG | Operational-demand | NA | 156.0585
VIC | KTSEJ | Keilor East (Jemena) 66 kV | Jemena | Winter | Coincident | 2025 | POE10 | Operational-demand | NA | 171.6003
VIC | KTSEJ | Keilor East (Jemena) 66 kV | Jemena | Winter | Coincident | 2025 | POE50 | Operational-demand | NA | 169.994
VIC | KTSEJ | Keilor East (Jemena) 66 kV | Jemena | Winter | Non-coincident | 2025 | ACTUAL_RAW | Operational-demand | NA | 161.2052
VIC | KTSEJ | Keilor East (Jemena) 66 kV | Jemena | Winter | Non-coincident | 2025 | ACTUAL_ADJUSTEDOPG | Operational-demand | NA | 161.2052
VIC | KTSEJ | Keilor East (Jemena) 66 kV | Jemena | Winter | Non-coincident | 2025 | BASEYEARPOE50 | Operational-demand | NA | 184.0621
VIC | KTSEJ | Keilor East (Jemena) 66 kV | Jemena | Winter | Non-coincident | 2025 | BASEYEARPOE10 | Operational-demand | NA | 187.5321
VIC | KTSEJ | Keilor East (Jemena) 66 kV | Jemena | Winter | Non-coincident | 2025 | POE10 | Operational-demand | NA | 187.962
VIC | KTSEJ | Keilor East (Jemena) 66 kV | Jemena | Winter | Non-coincident | 2025 | POE50 | Operational-demand | NA | 184.6171
VIC | KTSEJ | Keilor East (Jemena) 66 kV | Jemena | Winter | Coincident | 2026 | POE10 | Operational-demand | NA | 219.5387
VIC | KTSEJ | Keilor East (Jemena) 66 kV | Jemena | Winter | Coincident | 2026 | POE50 | Operational-demand | NA | 218.0301
VIC | KTSEJ | Keilor East (Jemena) 66 kV | Jemena | Winter | Non-coincident | 2026 | POE10 | Operational-demand | NA | 249.5911
VIC | KTSEJ | Keilor East (Jemena) 66 kV | Jemena | Winter | Non-coincident | 2026 | POE50 | Operational-demand | NA | 246.2257
VIC | KTSEJ | Keilor East (Jemena) 66 kV | Jemena | Winter | Coincident | 2027 | POE10 | Operational-demand | NA | 282.7372
VIC | KTSEJ | Keilor East (Jemena) 66 kV | Jemena | Winter | Coincident | 2027 | POE50 | Operational-demand | NA | 281.0225
VIC | KTSEJ | Keilor East (Jemena) 66 kV | Jemena | Winter | Non-coincident | 2027 | POE10 | Operational-demand | NA | 333.6166
VIC | KTSEJ | Keilor East (Jemena) 66 kV | Jemena | Winter | Non-coincident | 2027 | POE50 | Operational-demand | NA | 330.2299
VIC | KTSEJ | Keilor East (Jemena) 66 kV | Jemena | Winter | Coincident | 2028 | POE10 | Operational-demand | NA | 337.5645
VIC | KTSEJ | Keilor East (Jemena) 66 kV | Jemena | Winter | Coincident | 2028 | POE50 | Operational-demand | NA | 336.3802
VIC | KTSEJ | Keilor East (Jemena) 66 kV | Jemena | Winter | Non-coincident | 2028 | POE10 | Operational-demand | NA | 406.1314
VIC | KTSEJ | Keilor East (Jemena) 66 kV | Jemena | Winter | Non-coincident | 2028 | POE50 | Operational-demand | NA | 402.7234
VIC | KTSEJ | Keilor East (Jemena) 66 kV | Jemena | Winter | Coincident | 2029 | POE10 | Operational-demand | NA | 405.4653
VIC | KTSEJ | Keilor East (Jemena) 66 kV | Jemena | Winter | Coincident | 2029 | POE50 | Operational-demand | NA | 404.7716
VIC | KTSEJ | Keilor East (Jemena) 66 kV | Jemena | Winter | Non-coincident | 2029 | POE10 | Operational-demand | NA | 493.8508
VIC | KTSEJ | Keilor East (Jemena) 66 kV | Jemena | Winter | Non-coincident | 2029 | POE50 | Operational-demand | NA | 490.4216
VIC | KTSEJ | Keilor East (Jemena) 66 kV | Jemena | Winter | Coincident | 2030 | POE10 | Operational-demand | NA | 510.5772
VIC | KTSEJ | Keilor East (Jemena) 66 kV | Jemena | Winter | Coincident | 2030 | POE50 | Operational-demand | NA | 510.3466
VIC | KTSEJ | Keilor East (Jemena) 66 kV | Jemena | Winter | Non-coincident | 2030 | POE10 | Operational-demand | NA | 630.5991
VIC | KTSEJ | Keilor East (Jemena) 66 kV | Jemena | Winter | Non-coincident | 2030 | POE50 | Operational-demand | NA | 627.1486
VIC | KTSEJ | Keilor East (Jemena) 66 kV | Jemena | Winter | Coincident | 2031 | POE10 | Operational-demand | NA | 672.8852
VIC | KTSEJ | Keilor East (Jemena) 66 kV | Jemena | Winter | Coincident | 2031 | POE50 | Operational-demand | NA | 680.3204
VIC | KTSEJ | Keilor East (Jemena) 66 kV | Jemena | Winter | Non-coincident | 2031 | POE10 | Operational-demand | NA | 841.3995
VIC | KTSEJ | Keilor East (Jemena) 66 kV | Jemena | Winter | Non-coincident | 2031 | POE50 | Operational-demand | NA | 837.9278
VIC | KTSEJ | Keilor East (Jemena) 66 kV | Jemena | Winter | Coincident | 2032 | POE10 | Operational-demand | NA | 862.545
VIC | KTSEJ | Keilor East (Jemena) 66 kV | Jemena | Winter | Coincident | 2032 | POE50 | Operational-demand | NA | 862.5415
VIC | KTSEJ | Keilor East (Jemena) 66 kV | Jemena | Winter | Non-coincident | 2032 | POE10 | Operational-demand | NA | 1101.1279
VIC | KTSEJ | Keilor East (Jemena) 66 kV | Jemena | Winter | Non-coincident | 2032 | POE50 | Operational-demand | NA | 1097.6345
VIC | KTSEJ | Keilor East (Jemena) 66 kV | Jemena | Winter | Coincident | 2033 | POE10 | Operational-demand | NA | 1020.1172
VIC | KTSEJ | Keilor East (Jemena) 66 kV | Jemena | Winter | Coincident | 2033 | POE50 | Operational-demand | NA | 1020.7839
VIC | KTSEJ | Keilor East (Jemena) 66 kV | Jemena | Winter | Non-coincident | 2033 | POE10 | Operational-demand | NA | 1335.5436
VIC | KTSEJ | Keilor East (Jemena) 66 kV | Jemena | Winter | Non-coincident | 2033 | POE50 | Operational-demand | NA | 1332.0285
VIC | KTSEJ | Keilor East (Jemena) 66 kV | Jemena | Winter | Coincident | 2034 | POE10 | Operational-demand | NA | 1056.2697
VIC | KTSEJ | Keilor East (Jemena) 66 kV | Jemena | Winter | Coincident | 2034 | POE50 | Operational-demand | NA | 1057.6274
VIC | KTSEJ | Keilor East (Jemena) 66 kV | Jemena | Winter | Non-coincident | 2034 | POE10 | Operational-demand | NA | 1393.2088
VIC | KTSEJ | Keilor East (Jemena) 66 kV | Jemena | Winter | Non-coincident | 2034 | POE50 | Operational-demand | NA | 1389.6721
VIC | KTSEP | Keilor East (Powercor) 66 kV | Powercor | Shoulder | Coincident | 2019 | ACTUAL_OPG | Operational-demand | 18.5446 | NA
VIC | KTSEP | Keilor East (Powercor) 66 kV | Powercor | Shoulder | Coincident | 2019 | ACTUAL_RAW | Operational-demand | 18.5446 | NA
VIC | KTSEP | Keilor East (Powercor) 66 kV | Powercor | Shoulder | Non-coincident | 2019 | ACTUAL_RAW | Operational-demand | 18.5446 | NA
VIC | KTSEP | Keilor East (Powercor) 66 kV | Powercor | Shoulder | Non-coincident | 2019 | ACTUAL_OPG | Operational-demand | 18.5446 | NA
VIC | KTSEP | Keilor East (Powercor) 66 kV | Powercor | Shoulder | Non-coincident | 2019 | ACTUAL_ADJUSTEDOPG | Operational-demand | 18.5446 | NA
VIC | KTSEP | Keilor East (Powercor) 66 kV | Powercor | Shoulder | Coincident | 2020 | ACTUAL_OPG | Operational-demand | 19.428 | NA
VIC | KTSEP | Keilor East (Powercor) 66 kV | Powercor | Shoulder | Coincident | 2020 | ACTUAL_RAW | Operational-demand | 19.428 | NA
VIC | KTSEP | Keilor East (Powercor) 66 kV | Powercor | Shoulder | Non-coincident | 2020 | ACTUAL_RAW | Operational-demand | 17.895 | NA
VIC | KTSEP | Keilor East (Powercor) 66 kV | Powercor | Shoulder | Non-coincident | 2020 | ACTUAL_OPG | Operational-demand | 17.895 | NA
VIC | KTSEP | Keilor East (Powercor) 66 kV | Powercor | Shoulder | Non-coincident | 2020 | ACTUAL_ADJUSTEDOPG | Operational-demand | 17.895 | NA
VIC | KTSEP | Keilor East (Powercor) 66 kV | Powercor | Shoulder | Coincident | 2021 | ACTUAL_OPG | Operational-demand | 16.5139 | NA
VIC | KTSEP | Keilor East (Powercor) 66 kV | Powercor | Shoulder | Coincident | 2021 | ACTUAL_RAW | Operational-demand | 16.5139 | NA
VIC | KTSEP | Keilor East (Powercor) 66 kV | Powercor | Shoulder | Non-coincident | 2021 | ACTUAL_RAW | Operational-demand | 16.5139 | NA
VIC | KTSEP | Keilor East (Powercor) 66 kV | Powercor | Shoulder | Non-coincident | 2021 | ACTUAL_OPG | Operational-demand | 16.5139 | NA
VIC | KTSEP | Keilor East (Powercor) 66 kV | Powercor | Shoulder | Non-coincident | 2021 | ACTUAL_ADJUSTEDOPG | Operational-demand | 16.5139 | NA
VIC | KTSEP | Keilor East (Powercor) 66 kV | Powercor | Shoulder | Coincident | 2022 | ACTUAL_OPG | Operational-demand | 15.1503 | NA
VIC | KTSEP | Keilor East (Powercor) 66 kV | Powercor | Shoulder | Coincident | 2022 | ACTUAL_RAW | Operational-demand | 15.1503 | NA
VIC | KTSEP | Keilor East (Powercor) 66 kV | Powercor | Shoulder | Non-coincident | 2022 | ACTUAL_RAW | Operational-demand | 15.1503 | NA
VIC | KTSEP | Keilor East (Powercor) 66 kV | Powercor | Shoulder | Non-coincident | 2022 | ACTUAL_OPG | Operational-demand | 15.1503 | NA
VIC | KTSEP | Keilor East (Powercor) 66 kV | Powercor | Shoulder | Non-coincident | 2022 | ACTUAL_ADJUSTEDOPG | Operational-demand | 15.1503 | NA
VIC | KTSEP | Keilor East (Powercor) 66 kV | Powercor | Shoulder | Coincident | 2023 | ACTUAL_OPG | Operational-demand | 14.6028 | NA
VIC | KTSEP | Keilor East (Powercor) 66 kV | Powercor | Shoulder | Coincident | 2023 | ACTUAL_RAW | Operational-demand | 14.6028 | NA
VIC | KTSEP | Keilor East (Powercor) 66 kV | Powercor | Shoulder | Non-coincident | 2023 | ACTUAL_RAW | Operational-demand | 12.7375 | NA
VIC | KTSEP | Keilor East (Powercor) 66 kV | Powercor | Shoulder | Non-coincident | 2023 | ACTUAL_OPG | Operational-demand | 12.7375 | NA
VIC | KTSEP | Keilor East (Powercor) 66 kV | Powercor | Shoulder | Non-coincident | 2023 | ACTUAL_ADJUSTEDOPG | Operational-demand | 12.7375 | NA
VIC | KTSEP | Keilor East (Powercor) 66 kV | Powercor | Shoulder | Coincident | 2024 | ACTUAL_OPG | Operational-demand | 11.6446 | NA
VIC | KTSEP | Keilor East (Powercor) 66 kV | Powercor | Shoulder | Coincident | 2024 | ACTUAL_RAW | Operational-demand | 11.6446 | NA
VIC | KTSEP | Keilor East (Powercor) 66 kV | Powercor | Shoulder | Non-coincident | 2024 | ACTUAL_RAW | Operational-demand | 11.6446 | NA
VIC | KTSEP | Keilor East (Powercor) 66 kV | Powercor | Shoulder | Non-coincident | 2024 | ACTUAL_OPG | Operational-demand | 11.6446 | NA
VIC | KTSEP | Keilor East (Powercor) 66 kV | Powercor | Shoulder | Non-coincident | 2024 | ACTUAL_ADJUSTEDOPG | Operational-demand | 11.6446 | NA
VIC | KTSEP | Keilor East (Powercor) 66 kV | Powercor | Shoulder | Coincident | 2025 | ACTUAL_OPG | Operational-demand | 11.6257 | NA
VIC | KTSEP | Keilor East (Powercor) 66 kV | Powercor | Shoulder | Coincident | 2025 | ACTUAL_RAW | Operational-demand | 11.6257 | NA
VIC | KTSEP | Keilor East (Powercor) 66 kV | Powercor | Shoulder | Non-coincident | 2025 | ACTUAL_RAW | Operational-demand | 7.7375 | NA
VIC | KTSEP | Keilor East (Powercor) 66 kV | Powercor | Shoulder | Non-coincident | 2025 | ACTUAL_OPG | Operational-demand | 7.7375 | NA
VIC | KTSEP | Keilor East (Powercor) 66 kV | Powercor | Shoulder | Non-coincident | 2025 | ACTUAL_ADJUSTEDOPG | Operational-demand | 7.7375 | NA
VIC | KTSEP | Keilor East (Powercor) 66 kV | Powercor | Shoulder | Non-coincident | 2025 | BASEYEARPOE90 | Operational-demand | 3.0444 | NA
VIC | KTSEP | Keilor East (Powercor) 66 kV | Powercor | Shoulder | Non-coincident | 2025 | BASEYEARPOE50 | Operational-demand | 5.3164 | NA
VIC | KTSEP | Keilor East (Powercor) 66 kV | Powercor | Shoulder | Coincident_unreconciled | 2026 | POE50 | Operational-demand | 3.6074 | NA
VIC | KTSEP | Keilor East (Powercor) 66 kV | Powercor | Shoulder | Coincident_unreconciled | 2026 | POE90 | Operational-demand | 1.164 | NA
VIC | KTSEP | Keilor East (Powercor) 66 kV | Powercor | Shoulder | Non-coincident | 2026 | POE50 | Operational-demand | 2.883 | NA
VIC | KTSEP | Keilor East (Powercor) 66 kV | Powercor | Shoulder | Non-coincident | 2026 | POE90 | Operational-demand | 0.93026 | NA
VIC | KTSEP | Keilor East (Powercor) 66 kV | Powercor | Shoulder | Coincident_unreconciled | 2027 | POE50 | Operational-demand | -0.0551 | NA
VIC | KTSEP | Keilor East (Powercor) 66 kV | Powercor | Shoulder | Coincident_unreconciled | 2027 | POE90 | Operational-demand | -1.5216 | NA
VIC | KTSEP | Keilor East (Powercor) 66 kV | Powercor | Shoulder | Non-coincident | 2027 | POE50 | Operational-demand | -0.07358 | NA
VIC | KTSEP | Keilor East (Powercor) 66 kV | Powercor | Shoulder | Non-coincident | 2027 | POE90 | Operational-demand | -2.0322 | NA
VIC | KTSEP | Keilor East (Powercor) 66 kV | Powercor | Shoulder | Coincident_unreconciled | 2028 | POE50 | Operational-demand | -2.5156 | NA
VIC | KTSEP | Keilor East (Powercor) 66 kV | Powercor | Shoulder | Coincident_unreconciled | 2028 | POE90 | Operational-demand | -3.9869 | NA
VIC | KTSEP | Keilor East (Powercor) 66 kV | Powercor | Shoulder | Non-coincident | 2028 | POE50 | Operational-demand | -3.3598 | NA
VIC | KTSEP | Keilor East (Powercor) 66 kV | Powercor | Shoulder | Non-coincident | 2028 | POE90 | Operational-demand | -5.3247 | NA
VIC | KTSEP | Keilor East (Powercor) 66 kV | Powercor | Shoulder | Coincident_unreconciled | 2029 | POE50 | Operational-demand | -4.7975 | NA
VIC | KTSEP | Keilor East (Powercor) 66 kV | Powercor | Shoulder | Coincident_unreconciled | 2029 | POE90 | Operational-demand | -6.2735 | NA
VIC | KTSEP | Keilor East (Powercor) 66 kV | Powercor | Shoulder | Non-coincident | 2029 | POE50 | Operational-demand | -6.4074 | NA
VIC | KTSEP | Keilor East (Powercor) 66 kV | Powercor | Shoulder | Non-coincident | 2029 | POE90 | Operational-demand | -8.3787 | NA
VIC | KTSEP | Keilor East (Powercor) 66 kV | Powercor | Shoulder | Coincident_unreconciled | 2030 | POE50 | Operational-demand | -6.9613 | NA
VIC | KTSEP | Keilor East (Powercor) 66 kV | Powercor | Shoulder | Coincident_unreconciled | 2030 | POE90 | Operational-demand | -8.4421 | NA
VIC | KTSEP | Keilor East (Powercor) 66 kV | Powercor | Shoulder | Non-coincident | 2030 | POE50 | Operational-demand | -9.2973 | NA
VIC | KTSEP | Keilor East (Powercor) 66 kV | Powercor | Shoulder | Non-coincident | 2030 | POE90 | Operational-demand | -11.2749 | NA
VIC | KTSEP | Keilor East (Powercor) 66 kV | Powercor | Shoulder | Coincident_unreconciled | 2031 | POE50 | Operational-demand | -8.9931 | NA
VIC | KTSEP | Keilor East (Powercor) 66 kV | Powercor | Shoulder | Coincident_unreconciled | 2031 | POE90 | Operational-demand | -10.4786 | NA
VIC | KTSEP | Keilor East (Powercor) 66 kV | Powercor | Shoulder | Non-coincident | 2031 | POE50 | Operational-demand | -12.0109 | NA
VIC | KTSEP | Keilor East (Powercor) 66 kV | Powercor | Shoulder | Non-coincident | 2031 | POE90 | Operational-demand | -13.9949 | NA
VIC | KTSEP | Keilor East (Powercor) 66 kV | Powercor | Shoulder | Coincident_unreconciled | 2032 | POE50 | Operational-demand | -10.6081 | NA
VIC | KTSEP | Keilor East (Powercor) 66 kV | Powercor | Shoulder | Coincident_unreconciled | 2032 | POE90 | Operational-demand | -12.0985 | NA
VIC | KTSEP | Keilor East (Powercor) 66 kV | Powercor | Shoulder | Non-coincident | 2032 | POE50 | Operational-demand | -14.1679 | NA
VIC | KTSEP | Keilor East (Powercor) 66 kV | Powercor | Shoulder | Non-coincident | 2032 | POE90 | Operational-demand | -16.1583 | NA
VIC | KTSEP | Keilor East (Powercor) 66 kV | Powercor | Shoulder | Coincident_unreconciled | 2033 | POE50 | Operational-demand | -11.8697 | NA
VIC | KTSEP | Keilor East (Powercor) 66 kV | Powercor | Shoulder | Coincident_unreconciled | 2033 | POE90 | Operational-demand | -13.365 | NA
VIC | KTSEP | Keilor East (Powercor) 66 kV | Powercor | Shoulder | Non-coincident | 2033 | POE50 | Operational-demand | -15.8528 | NA
VIC | KTSEP | Keilor East (Powercor) 66 kV | Powercor | Shoulder | Non-coincident | 2033 | POE90 | Operational-demand | -17.8498 | NA
VIC | KTSEP | Keilor East (Powercor) 66 kV | Powercor | Shoulder | Coincident_unreconciled | 2034 | POE50 | Operational-demand | -13.0197 | NA
VIC | KTSEP | Keilor East (Powercor) 66 kV | Powercor | Shoulder | Coincident_unreconciled | 2034 | POE90 | Operational-demand | -14.5199 | NA
VIC | KTSEP | Keilor East (Powercor) 66 kV | Powercor | Shoulder | Non-coincident | 2034 | POE50 | Operational-demand | -17.3887 | NA
VIC | KTSEP | Keilor East (Powercor) 66 kV | Powercor | Shoulder | Non-coincident | 2034 | POE90 | Operational-demand | -19.3923 | NA
VIC | KTSEP | Keilor East (Powercor) 66 kV | Powercor | Shoulder | Coincident_unreconciled | 2035 | POE50 | Operational-demand | -14.225 | NA
VIC | KTSEP | Keilor East (Powercor) 66 kV | Powercor | Shoulder | Coincident_unreconciled | 2035 | POE90 | Operational-demand | -15.7301 | NA
VIC | KTSEP | Keilor East (Powercor) 66 kV | Powercor | Shoulder | Non-coincident | 2035 | POE50 | Operational-demand | -18.9984 | NA
VIC | KTSEP | Keilor East (Powercor) 66 kV | Powercor | Shoulder | Non-coincident | 2035 | POE90 | Operational-demand | -21.0086 | NA
VIC | KTSEP | Keilor East (Powercor) 66 kV | Powercor | Summer | Coincident | 2019 | ACTUAL_OPG | Operational-demand | 17.932 | 63.0729
VIC | KTSEP | Keilor East (Powercor) 66 kV | Powercor | Summer | Coincident | 2019 | ACTUAL_RAW | Operational-demand | 17.932 | 63.0729
VIC | KTSEP | Keilor East (Powercor) 66 kV | Powercor | Summer | Non-coincident | 2019 | ACTUAL_RAW | Operational-demand | 17.0125 | 66.3847
VIC | KTSEP | Keilor East (Powercor) 66 kV | Powercor | Summer | Non-coincident | 2019 | ACTUAL_OPG | Operational-demand | 17.0125 | 66.3847
VIC | KTSEP | Keilor East (Powercor) 66 kV | Powercor | Summer | Non-coincident | 2019 | ACTUAL_ADJUSTEDOPG | Operational-demand | 17.0125 | 66.3847
VIC | KTSEP | Keilor East (Powercor) 66 kV | Powercor | Summer | Coincident | 2020 | ACTUAL_OPG | Operational-demand | 16.9446 | 67.8583
VIC | KTSEP | Keilor East (Powercor) 66 kV | Powercor | Summer | Coincident | 2020 | ACTUAL_RAW | Operational-demand | 16.9446 | 67.8583
VIC | KTSEP | Keilor East (Powercor) 66 kV | Powercor | Summer | Non-coincident | 2020 | ACTUAL_RAW | Operational-demand | 15.8522 | 68.2142
VIC | KTSEP | Keilor East (Powercor) 66 kV | Powercor | Summer | Non-coincident | 2020 | ACTUAL_OPG | Operational-demand | 15.8522 | 68.2142
VIC | KTSEP | Keilor East (Powercor) 66 kV | Powercor | Summer | Non-coincident | 2020 | ACTUAL_ADJUSTEDOPG | Operational-demand | 15.8522 | 68.2142
VIC | KTSEP | Keilor East (Powercor) 66 kV | Powercor | Summer | Coincident | 2021 | ACTUAL_OPG | Operational-demand | 12.3412 | 55.447
VIC | KTSEP | Keilor East (Powercor) 66 kV | Powercor | Summer | Coincident | 2021 | ACTUAL_RAW | Operational-demand | 12.3412 | 55.447
VIC | KTSEP | Keilor East (Powercor) 66 kV | Powercor | Summer | Non-coincident | 2021 | ACTUAL_RAW | Operational-demand | 12.3412 | 60.6282
VIC | KTSEP | Keilor East (Powercor) 66 kV | Powercor | Summer | Non-coincident | 2021 | ACTUAL_OPG | Operational-demand | 12.3412 | 60.6282
VIC | KTSEP | Keilor East (Powercor) 66 kV | Powercor | Summer | Non-coincident | 2021 | ACTUAL_ADJUSTEDOPG | Operational-demand | 12.3412 | 60.6282
VIC | KTSEP | Keilor East (Powercor) 66 kV | Powercor | Summer | Coincident | 2022 | ACTUAL_OPG | Operational-demand | 16.5299 | 61.7499
VIC | KTSEP | Keilor East (Powercor) 66 kV | Powercor | Summer | Coincident | 2022 | ACTUAL_RAW | Operational-demand | 16.5299 | 61.7499
VIC | KTSEP | Keilor East (Powercor) 66 kV | Powercor | Summer | Non-coincident | 2022 | ACTUAL_RAW | Operational-demand | 10.6687 | 62.3502
VIC | KTSEP | Keilor East (Powercor) 66 kV | Powercor | Summer | Non-coincident | 2022 | ACTUAL_OPG | Operational-demand | 10.6687 | 62.3502
VIC | KTSEP | Keilor East (Powercor) 66 kV | Powercor | Summer | Non-coincident | 2022 | ACTUAL_ADJUSTEDOPG | Operational-demand | 10.6687 | 62.3502
VIC | KTSEP | Keilor East (Powercor) 66 kV | Powercor | Summer | Coincident | 2023 | ACTUAL_OPG | Operational-demand | 13.1341 | 64.3936
VIC | KTSEP | Keilor East (Powercor) 66 kV | Powercor | Summer | Coincident | 2023 | ACTUAL_RAW | Operational-demand | 13.1341 | 64.3936
VIC | KTSEP | Keilor East (Powercor) 66 kV | Powercor | Summer | Non-coincident | 2023 | ACTUAL_RAW | Operational-demand | 12.3465 | 64.4392
VIC | KTSEP | Keilor East (Powercor) 66 kV | Powercor | Summer | Non-coincident | 2023 | ACTUAL_OPG | Operational-demand | 12.3465 | 64.4392
VIC | KTSEP | Keilor East (Powercor) 66 kV | Powercor | Summer | Non-coincident | 2023 | ACTUAL_ADJUSTEDOPG | Operational-demand | 12.3465 | 64.4392
VIC | KTSEP | Keilor East (Powercor) 66 kV | Powercor | Summer | Coincident | 2024 | ACTUAL_OPG | Operational-demand | 5.0434 | 67.348
VIC | KTSEP | Keilor East (Powercor) 66 kV | Powercor | Summer | Coincident | 2024 | ACTUAL_RAW | Operational-demand | 5.0434 | 67.348
VIC | KTSEP | Keilor East (Powercor) 66 kV | Powercor | Summer | Non-coincident | 2024 | ACTUAL_RAW | Operational-demand | 5.0434 | 67.763
VIC | KTSEP | Keilor East (Powercor) 66 kV | Powercor | Summer | Non-coincident | 2024 | ACTUAL_OPG | Operational-demand | 5.0434 | 67.763
VIC | KTSEP | Keilor East (Powercor) 66 kV | Powercor | Summer | Non-coincident | 2024 | ACTUAL_ADJUSTEDOPG | Operational-demand | 5.0434 | 67.763
VIC | KTSEP | Keilor East (Powercor) 66 kV | Powercor | Summer | Coincident | 2025 | ACTUAL_OPG | Operational-demand | 4.8614 | 68.4126
VIC | KTSEP | Keilor East (Powercor) 66 kV | Powercor | Summer | Coincident | 2025 | ACTUAL_RAW | Operational-demand | 4.8614 | 68.4126
VIC | KTSEP | Keilor East (Powercor) 66 kV | Powercor | Summer | Non-coincident | 2025 | ACTUAL_RAW | Operational-demand | 4.7492 | 68.4126
VIC | KTSEP | Keilor East (Powercor) 66 kV | Powercor | Summer | Non-coincident | 2025 | ACTUAL_OPG | Operational-demand | 4.7492 | 68.4126
VIC | KTSEP | Keilor East (Powercor) 66 kV | Powercor | Summer | Non-coincident | 2025 | ACTUAL_ADJUSTEDOPG | Operational-demand | 4.7492 | 68.4126
VIC | KTSEP | Keilor East (Powercor) 66 kV | Powercor | Summer | Non-coincident | 2025 | BASEYEARPOE90 | Operational-demand | -1.7279 | NA
VIC | KTSEP | Keilor East (Powercor) 66 kV | Powercor | Summer | Non-coincident | 2025 | BASEYEARPOE50 | Operational-demand | 1.0731 | 66.2644
VIC | KTSEP | Keilor East (Powercor) 66 kV | Powercor | Summer | Coincident_unreconciled | 2026 | POE50 | Operational-demand | -0.95009 | NA
VIC | KTSEP | Keilor East (Powercor) 66 kV | Powercor | Summer | Coincident_unreconciled | 2026 | POE90 | Operational-demand | -3.7461 | NA
VIC | KTSEP | Keilor East (Powercor) 66 kV | Powercor | Summer | Non-coincident | 2026 | POE50 | Operational-demand | -0.96144 | 66.9976
VIC | KTSEP | Keilor East (Powercor) 66 kV | Powercor | Summer | Non-coincident | 2026 | POE90 | Operational-demand | -3.7908 | NA
VIC | KTSEP | Keilor East (Powercor) 66 kV | Powercor | Summer | Coincident_unreconciled | 2027 | POE50 | Operational-demand | -4.1925 | NA
VIC | KTSEP | Keilor East (Powercor) 66 kV | Powercor | Summer | Coincident_unreconciled | 2027 | POE90 | Operational-demand | -6.9967 | NA
VIC | KTSEP | Keilor East (Powercor) 66 kV | Powercor | Summer | Non-coincident | 2027 | POE50 | Operational-demand | -4.2425 | 66.8237
VIC | KTSEP | Keilor East (Powercor) 66 kV | Powercor | Summer | Non-coincident | 2027 | POE90 | Operational-demand | -7.0803 | NA
VIC | KTSEP | Keilor East (Powercor) 66 kV | Powercor | Summer | Coincident_unreconciled | 2028 | POE50 | Operational-demand | -7.8145 | NA
VIC | KTSEP | Keilor East (Powercor) 66 kV | Powercor | Summer | Coincident_unreconciled | 2028 | POE90 | Operational-demand | -10.6279 | NA
VIC | KTSEP | Keilor East (Powercor) 66 kV | Powercor | Summer | Non-coincident | 2028 | POE50 | Operational-demand | -7.9079 | 66.6844
VIC | KTSEP | Keilor East (Powercor) 66 kV | Powercor | Summer | Non-coincident | 2028 | POE90 | Operational-demand | -10.7549 | NA
VIC | KTSEP | Keilor East (Powercor) 66 kV | Powercor | Summer | Coincident_unreconciled | 2029 | POE50 | Operational-demand | -11.1817 | NA
VIC | KTSEP | Keilor East (Powercor) 66 kV | Powercor | Summer | Coincident_unreconciled | 2029 | POE90 | Operational-demand | -14.0042 | NA
VIC | KTSEP | Keilor East (Powercor) 66 kV | Powercor | Summer | Non-coincident | 2029 | POE50 | Operational-demand | -11.3153 | 66.623
VIC | KTSEP | Keilor East (Powercor) 66 kV | Powercor | Summer | Non-coincident | 2029 | POE90 | Operational-demand | -14.1715 | NA
VIC | KTSEP | Keilor East (Powercor) 66 kV | Powercor | Summer | Coincident_unreconciled | 2030 | POE50 | Operational-demand | -14.4364 | NA
VIC | KTSEP | Keilor East (Powercor) 66 kV | Powercor | Summer | Coincident_unreconciled | 2030 | POE90 | Operational-demand | -17.2679 | NA
VIC | KTSEP | Keilor East (Powercor) 66 kV | Powercor | Summer | Non-coincident | 2030 | POE50 | Operational-demand | -14.6089 | 66.6009
VIC | KTSEP | Keilor East (Powercor) 66 kV | Powercor | Summer | Non-coincident | 2030 | POE90 | Operational-demand | -17.4743 | NA
VIC | KTSEP | Keilor East (Powercor) 66 kV | Powercor | Summer | Coincident_unreconciled | 2031 | POE50 | Operational-demand | -17.5317 | NA
VIC | KTSEP | Keilor East (Powercor) 66 kV | Powercor | Summer | Coincident_unreconciled | 2031 | POE90 | Operational-demand | -20.3723 | NA
VIC | KTSEP | Keilor East (Powercor) 66 kV | Powercor | Summer | Non-coincident | 2031 | POE50 | Operational-demand | -17.7412 | 66.5669
VIC | KTSEP | Keilor East (Powercor) 66 kV | Powercor | Summer | Non-coincident | 2031 | POE90 | Operational-demand | -20.6157 | NA
VIC | KTSEP | Keilor East (Powercor) 66 kV | Powercor | Summer | Coincident_unreconciled | 2032 | POE50 | Operational-demand | -20.0163 | NA
VIC | KTSEP | Keilor East (Powercor) 66 kV | Powercor | Summer | Coincident_unreconciled | 2032 | POE90 | Operational-demand | -22.8662 | NA
VIC | KTSEP | Keilor East (Powercor) 66 kV | Powercor | Summer | Non-coincident | 2032 | POE50 | Operational-demand | -20.2555 | 66.6476
VIC | KTSEP | Keilor East (Powercor) 66 kV | Powercor | Summer | Non-coincident | 2032 | POE90 | Operational-demand | -23.1395 | NA
VIC | KTSEP | Keilor East (Powercor) 66 kV | Powercor | Summer | Coincident_unreconciled | 2033 | POE50 | Operational-demand | -22.007 | NA
VIC | KTSEP | Keilor East (Powercor) 66 kV | Powercor | Summer | Coincident_unreconciled | 2033 | POE90 | Operational-demand | -24.8664 | NA
VIC | KTSEP | Keilor East (Powercor) 66 kV | Powercor | Summer | Non-coincident | 2033 | POE50 | Operational-demand | -22.27 | 66.7985
VIC | KTSEP | Keilor East (Powercor) 66 kV | Powercor | Summer | Non-coincident | 2033 | POE90 | Operational-demand | -25.1636 | NA
VIC | KTSEP | Keilor East (Powercor) 66 kV | Powercor | Summer | Coincident_unreconciled | 2034 | POE50 | Operational-demand | -23.8473 | NA
VIC | KTSEP | Keilor East (Powercor) 66 kV | Powercor | Summer | Coincident_unreconciled | 2034 | POE90 | Operational-demand | -26.7161 | NA
VIC | KTSEP | Keilor East (Powercor) 66 kV | Powercor | Summer | Non-coincident | 2034 | POE50 | Operational-demand | -24.1323 | 66.9624
VIC | KTSEP | Keilor East (Powercor) 66 kV | Powercor | Summer | Non-coincident | 2034 | POE90 | Operational-demand | -27.0354 | NA
VIC | KTSEP | Keilor East (Powercor) 66 kV | Powercor | Summer | Coincident_unreconciled | 2035 | POE50 | Operational-demand | -25.7706 | NA
VIC | KTSEP | Keilor East (Powercor) 66 kV | Powercor | Summer | Coincident_unreconciled | 2035 | POE90 | Operational-demand | -28.6488 | NA
VIC | KTSEP | Keilor East (Powercor) 66 kV | Powercor | Summer | Non-coincident | 2035 | POE50 | Operational-demand | -26.0786 | 67.3174
VIC | KTSEP | Keilor East (Powercor) 66 kV | Powercor | Summer | Non-coincident | 2035 | POE90 | Operational-demand | -28.9912 | NA
VIC | KTSEP | Keilor East (Powercor) 66 kV | Powercor | Summer | Non-coincident | 2025 | BASEYEARPOE10 | Operational-demand | NA | 73.8504
VIC | KTSEP | Keilor East (Powercor) 66 kV | Powercor | Summer | Coincident | 2026 | POE10 | Operational-demand | NA | 69.789
VIC | KTSEP | Keilor East (Powercor) 66 kV | Powercor | Summer | Coincident | 2026 | POE50 | Operational-demand | NA | 63.6014
VIC | KTSEP | Keilor East (Powercor) 66 kV | Powercor | Summer | Non-coincident | 2026 | POE10 | Operational-demand | NA | 76.2226
VIC | KTSEP | Keilor East (Powercor) 66 kV | Powercor | Summer | Coincident | 2027 | POE10 | Operational-demand | NA | 67.8187
VIC | KTSEP | Keilor East (Powercor) 66 kV | Powercor | Summer | Coincident | 2027 | POE50 | Operational-demand | NA | 61.3481
VIC | KTSEP | Keilor East (Powercor) 66 kV | Powercor | Summer | Non-coincident | 2027 | POE10 | Operational-demand | NA | 76.1163
VIC | KTSEP | Keilor East (Powercor) 66 kV | Powercor | Summer | Coincident | 2028 | POE10 | Operational-demand | NA | 66.0939
VIC | KTSEP | Keilor East (Powercor) 66 kV | Powercor | Summer | Coincident | 2028 | POE50 | Operational-demand | NA | 59.3039
VIC | KTSEP | Keilor East (Powercor) 66 kV | Powercor | Summer | Non-coincident | 2028 | POE10 | Operational-demand | NA | 76.0141
VIC | KTSEP | Keilor East (Powercor) 66 kV | Powercor | Summer | Coincident | 2029 | POE10 | Operational-demand | NA | 64.8864
VIC | KTSEP | Keilor East (Powercor) 66 kV | Powercor | Summer | Coincident | 2029 | POE50 | Operational-demand | NA | 58.2287
VIC | KTSEP | Keilor East (Powercor) 66 kV | Powercor | Summer | Non-coincident | 2029 | POE10 | Operational-demand | NA | 76.001
VIC | KTSEP | Keilor East (Powercor) 66 kV | Powercor | Summer | Coincident | 2030 | POE10 | Operational-demand | NA | 63.9374
VIC | KTSEP | Keilor East (Powercor) 66 kV | Powercor | Summer | Coincident | 2030 | POE50 | Operational-demand | NA | 57.1747
VIC | KTSEP | Keilor East (Powercor) 66 kV | Powercor | Summer | Non-coincident | 2030 | POE10 | Operational-demand | NA | 76.1052
VIC | KTSEP | Keilor East (Powercor) 66 kV | Powercor | Summer | Coincident | 2031 | POE10 | Operational-demand | NA | 62.311
VIC | KTSEP | Keilor East (Powercor) 66 kV | Powercor | Summer | Coincident | 2031 | POE50 | Operational-demand | NA | 55.9657
VIC | KTSEP | Keilor East (Powercor) 66 kV | Powercor | Summer | Non-coincident | 2031 | POE10 | Operational-demand | NA | 76.323
VIC | KTSEP | Keilor East (Powercor) 66 kV | Powercor | Summer | Coincident | 2032 | POE10 | Operational-demand | NA | 60.5379
VIC | KTSEP | Keilor East (Powercor) 66 kV | Powercor | Summer | Coincident | 2032 | POE50 | Operational-demand | NA | 54.2494
VIC | KTSEP | Keilor East (Powercor) 66 kV | Powercor | Summer | Non-coincident | 2032 | POE10 | Operational-demand | NA | 76.6423
VIC | KTSEP | Keilor East (Powercor) 66 kV | Powercor | Summer | Coincident | 2033 | POE10 | Operational-demand | NA | 59.2612
VIC | KTSEP | Keilor East (Powercor) 66 kV | Powercor | Summer | Coincident | 2033 | POE50 | Operational-demand | NA | 52.6019
VIC | KTSEP | Keilor East (Powercor) 66 kV | Powercor | Summer | Non-coincident | 2033 | POE10 | Operational-demand | NA | 77.057
VIC | KTSEP | Keilor East (Powercor) 66 kV | Powercor | Summer | Coincident | 2034 | POE10 | Operational-demand | NA | 58.7958
VIC | KTSEP | Keilor East (Powercor) 66 kV | Powercor | Summer | Coincident | 2034 | POE50 | Operational-demand | NA | 52.2346
VIC | KTSEP | Keilor East (Powercor) 66 kV | Powercor | Summer | Non-coincident | 2034 | POE10 | Operational-demand | NA | 77.5037
VIC | KTSEP | Keilor East (Powercor) 66 kV | Powercor | Summer | Coincident | 2035 | POE10 | Operational-demand | NA | 58.5673
VIC | KTSEP | Keilor East (Powercor) 66 kV | Powercor | Summer | Coincident | 2035 | POE50 | Operational-demand | NA | 52.0294
VIC | KTSEP | Keilor East (Powercor) 66 kV | Powercor | Summer | Non-coincident | 2035 | POE10 | Operational-demand | NA | 77.9412
VIC | KTSEP | Keilor East (Powercor) 66 kV | Powercor | Winter | Coincident | 2018 | ACTUAL_OPG | Operational-demand | NA | 45.6271
VIC | KTSEP | Keilor East (Powercor) 66 kV | Powercor | Winter | Coincident | 2018 | ACTUAL_RAW | Operational-demand | NA | 45.6271
VIC | KTSEP | Keilor East (Powercor) 66 kV | Powercor | Winter | Non-coincident | 2018 | ACTUAL_RAW | Operational-demand | NA | 63.7266
VIC | KTSEP | Keilor East (Powercor) 66 kV | Powercor | Winter | Non-coincident | 2018 | ACTUAL_OPG | Operational-demand | NA | 63.7266
VIC | KTSEP | Keilor East (Powercor) 66 kV | Powercor | Winter | Non-coincident | 2018 | ACTUAL_ADJUSTEDOPG | Operational-demand | NA | 63.7266
VIC | KTSEP | Keilor East (Powercor) 66 kV | Powercor | Winter | Coincident | 2019 | ACTUAL_OPG | Operational-demand | NA | 53.5996
VIC | KTSEP | Keilor East (Powercor) 66 kV | Powercor | Winter | Coincident | 2019 | ACTUAL_RAW | Operational-demand | NA | 53.5996
VIC | KTSEP | Keilor East (Powercor) 66 kV | Powercor | Winter | Non-coincident | 2019 | ACTUAL_RAW | Operational-demand | NA | 60.6899
VIC | KTSEP | Keilor East (Powercor) 66 kV | Powercor | Winter | Non-coincident | 2019 | ACTUAL_OPG | Operational-demand | NA | 60.6899
VIC | KTSEP | Keilor East (Powercor) 66 kV | Powercor | Winter | Non-coincident | 2019 | ACTUAL_ADJUSTEDOPG | Operational-demand | NA | 60.6899
VIC | KTSEP | Keilor East (Powercor) 66 kV | Powercor | Winter | Coincident | 2020 | ACTUAL_OPG | Operational-demand | NA | 54.8187
VIC | KTSEP | Keilor East (Powercor) 66 kV | Powercor | Winter | Coincident | 2020 | ACTUAL_RAW | Operational-demand | NA | 54.8187
VIC | KTSEP | Keilor East (Powercor) 66 kV | Powercor | Winter | Non-coincident | 2020 | ACTUAL_RAW | Operational-demand | NA | 57.8711
VIC | KTSEP | Keilor East (Powercor) 66 kV | Powercor | Winter | Non-coincident | 2020 | ACTUAL_OPG | Operational-demand | NA | 57.8711
VIC | KTSEP | Keilor East (Powercor) 66 kV | Powercor | Winter | Non-coincident | 2020 | ACTUAL_ADJUSTEDOPG | Operational-demand | NA | 57.8711
VIC | KTSEP | Keilor East (Powercor) 66 kV | Powercor | Winter | Coincident | 2021 | ACTUAL_OPG | Operational-demand | NA | 55.3234
VIC | KTSEP | Keilor East (Powercor) 66 kV | Powercor | Winter | Coincident | 2021 | ACTUAL_RAW | Operational-demand | NA | 55.3234
VIC | KTSEP | Keilor East (Powercor) 66 kV | Powercor | Winter | Non-coincident | 2021 | ACTUAL_RAW | Operational-demand | NA | 56.5491
VIC | KTSEP | Keilor East (Powercor) 66 kV | Powercor | Winter | Non-coincident | 2021 | ACTUAL_OPG | Operational-demand | NA | 56.5491
VIC | KTSEP | Keilor East (Powercor) 66 kV | Powercor | Winter | Non-coincident | 2021 | ACTUAL_ADJUSTEDOPG | Operational-demand | NA | 56.5491
VIC | KTSEP | Keilor East (Powercor) 66 kV | Powercor | Winter | Coincident | 2022 | ACTUAL_OPG | Operational-demand | NA | 56.6225
VIC | KTSEP | Keilor East (Powercor) 66 kV | Powercor | Winter | Coincident | 2022 | ACTUAL_RAW | Operational-demand | NA | 56.6225
VIC | KTSEP | Keilor East (Powercor) 66 kV | Powercor | Winter | Non-coincident | 2022 | ACTUAL_RAW | Operational-demand | NA | 65.6373
VIC | KTSEP | Keilor East (Powercor) 66 kV | Powercor | Winter | Non-coincident | 2022 | ACTUAL_OPG | Operational-demand | NA | 65.6373
VIC | KTSEP | Keilor East (Powercor) 66 kV | Powercor | Winter | Non-coincident | 2022 | ACTUAL_ADJUSTEDOPG | Operational-demand | NA | 65.6373
VIC | KTSEP | Keilor East (Powercor) 66 kV | Powercor | Winter | Coincident | 2023 | ACTUAL_OPG | Operational-demand | NA | 55.7775
VIC | KTSEP | Keilor East (Powercor) 66 kV | Powercor | Winter | Coincident | 2023 | ACTUAL_RAW | Operational-demand | NA | 55.7775
VIC | KTSEP | Keilor East (Powercor) 66 kV | Powercor | Winter | Non-coincident | 2023 | ACTUAL_RAW | Operational-demand | NA | 56.5852
VIC | KTSEP | Keilor East (Powercor) 66 kV | Powercor | Winter | Non-coincident | 2023 | ACTUAL_OPG | Operational-demand | NA | 56.5852
VIC | KTSEP | Keilor East (Powercor) 66 kV | Powercor | Winter | Non-coincident | 2023 | ACTUAL_ADJUSTEDOPG | Operational-demand | NA | 56.5852
VIC | KTSEP | Keilor East (Powercor) 66 kV | Powercor | Winter | Coincident | 2024 | ACTUAL_OPG | Operational-demand | NA | 59.1794
VIC | KTSEP | Keilor East (Powercor) 66 kV | Powercor | Winter | Coincident | 2024 | ACTUAL_RAW | Operational-demand | NA | 59.1794
VIC | KTSEP | Keilor East (Powercor) 66 kV | Powercor | Winter | Non-coincident | 2024 | ACTUAL_RAW | Operational-demand | NA | 59.9266
VIC | KTSEP | Keilor East (Powercor) 66 kV | Powercor | Winter | Non-coincident | 2024 | ACTUAL_OPG | Operational-demand | NA | 59.9266
VIC | KTSEP | Keilor East (Powercor) 66 kV | Powercor | Winter | Non-coincident | 2024 | ACTUAL_ADJUSTEDOPG | Operational-demand | NA | 59.9266
VIC | KTSEP | Keilor East (Powercor) 66 kV | Powercor | Winter | Coincident | 2025 | POE10 | Operational-demand | NA | 65.9802
VIC | KTSEP | Keilor East (Powercor) 66 kV | Powercor | Winter | Coincident | 2025 | POE50 | Operational-demand | NA | 64.7696
VIC | KTSEP | Keilor East (Powercor) 66 kV | Powercor | Winter | Non-coincident | 2025 | ACTUAL_RAW | Operational-demand | NA | 61.9852
VIC | KTSEP | Keilor East (Powercor) 66 kV | Powercor | Winter | Non-coincident | 2025 | ACTUAL_ADJUSTEDOPG | Operational-demand | NA | 61.9852
VIC | KTSEP | Keilor East (Powercor) 66 kV | Powercor | Winter | Non-coincident | 2025 | BASEYEARPOE50 | Operational-demand | NA | 70.1867
VIC | KTSEP | Keilor East (Powercor) 66 kV | Powercor | Winter | Non-coincident | 2025 | BASEYEARPOE10 | Operational-demand | NA | 72.1327
VIC | KTSEP | Keilor East (Powercor) 66 kV | Powercor | Winter | Non-coincident | 2025 | POE10 | Operational-demand | NA | 72.2325
VIC | KTSEP | Keilor East (Powercor) 66 kV | Powercor | Winter | Non-coincident | 2025 | POE50 | Operational-demand | NA | 70.3033
VIC | KTSEP | Keilor East (Powercor) 66 kV | Powercor | Winter | Coincident | 2026 | POE10 | Operational-demand | NA | 63.639
VIC | KTSEP | Keilor East (Powercor) 66 kV | Powercor | Winter | Coincident | 2026 | POE50 | Operational-demand | NA | 62.3518
VIC | KTSEP | Keilor East (Powercor) 66 kV | Powercor | Winter | Non-coincident | 2026 | POE10 | Operational-demand | NA | 72.3117
VIC | KTSEP | Keilor East (Powercor) 66 kV | Powercor | Winter | Non-coincident | 2026 | POE50 | Operational-demand | NA | 70.3774
VIC | KTSEP | Keilor East (Powercor) 66 kV | Powercor | Winter | Coincident | 2027 | POE10 | Operational-demand | NA | 61.475
VIC | KTSEP | Keilor East (Powercor) 66 kV | Powercor | Winter | Coincident | 2027 | POE50 | Operational-demand | NA | 60.0765
VIC | KTSEP | Keilor East (Powercor) 66 kV | Powercor | Winter | Non-coincident | 2027 | POE10 | Operational-demand | NA | 72.4987
VIC | KTSEP | Keilor East (Powercor) 66 kV | Powercor | Winter | Non-coincident | 2027 | POE50 | Operational-demand | NA | 70.5581
VIC | KTSEP | Keilor East (Powercor) 66 kV | Powercor | Winter | Coincident | 2028 | POE10 | Operational-demand | NA | 60.4886
VIC | KTSEP | Keilor East (Powercor) 66 kV | Powercor | Winter | Coincident | 2028 | POE50 | Operational-demand | NA | 59.1594
VIC | KTSEP | Keilor East (Powercor) 66 kV | Powercor | Winter | Non-coincident | 2028 | POE10 | Operational-demand | NA | 72.7361
VIC | KTSEP | Keilor East (Powercor) 66 kV | Powercor | Winter | Non-coincident | 2028 | POE50 | Operational-demand | NA | 70.7892
VIC | KTSEP | Keilor East (Powercor) 66 kV | Powercor | Winter | Coincident | 2029 | POE10 | Operational-demand | NA | 59.9959
VIC | KTSEP | Keilor East (Powercor) 66 kV | Powercor | Winter | Coincident | 2029 | POE50 | Operational-demand | NA | 58.6992
VIC | KTSEP | Keilor East (Powercor) 66 kV | Powercor | Winter | Non-coincident | 2029 | POE10 | Operational-demand | NA | 73.035
VIC | KTSEP | Keilor East (Powercor) 66 kV | Powercor | Winter | Non-coincident | 2029 | POE50 | Operational-demand | NA | 71.0818
VIC | KTSEP | Keilor East (Powercor) 66 kV | Powercor | Winter | Coincident | 2030 | POE10 | Operational-demand | NA | 59.376
VIC | KTSEP | Keilor East (Powercor) 66 kV | Powercor | Winter | Coincident | 2030 | POE50 | Operational-demand | NA | 58.0804
VIC | KTSEP | Keilor East (Powercor) 66 kV | Powercor | Winter | Non-coincident | 2030 | POE10 | Operational-demand | NA | 73.2942
VIC | KTSEP | Keilor East (Powercor) 66 kV | Powercor | Winter | Non-coincident | 2030 | POE50 | Operational-demand | NA | 71.3348
VIC | KTSEP | Keilor East (Powercor) 66 kV | Powercor | Winter | Coincident | 2031 | POE10 | Operational-demand | NA | 58.8611
VIC | KTSEP | Keilor East (Powercor) 66 kV | Powercor | Winter | Coincident | 2031 | POE50 | Operational-demand | NA | 57.5794
VIC | KTSEP | Keilor East (Powercor) 66 kV | Powercor | Winter | Non-coincident | 2031 | POE10 | Operational-demand | NA | 73.5626
VIC | KTSEP | Keilor East (Powercor) 66 kV | Powercor | Winter | Non-coincident | 2031 | POE50 | Operational-demand | NA | 71.5968
VIC | KTSEP | Keilor East (Powercor) 66 kV | Powercor | Winter | Coincident | 2032 | POE10 | Operational-demand | NA | 57.8946
VIC | KTSEP | Keilor East (Powercor) 66 kV | Powercor | Winter | Coincident | 2032 | POE50 | Operational-demand | NA | 56.528
VIC | KTSEP | Keilor East (Powercor) 66 kV | Powercor | Winter | Non-coincident | 2032 | POE10 | Operational-demand | NA | 73.8688
VIC | KTSEP | Keilor East (Powercor) 66 kV | Powercor | Winter | Non-coincident | 2032 | POE50 | Operational-demand | NA | 71.8966
VIC | KTSEP | Keilor East (Powercor) 66 kV | Powercor | Winter | Coincident | 2033 | POE10 | Operational-demand | NA | 56.685
VIC | KTSEP | Keilor East (Powercor) 66 kV | Powercor | Winter | Coincident | 2033 | POE50 | Operational-demand | NA | 55.3545
VIC | KTSEP | Keilor East (Powercor) 66 kV | Powercor | Winter | Non-coincident | 2033 | POE10 | Operational-demand | NA | 74.1725
VIC | KTSEP | Keilor East (Powercor) 66 kV | Powercor | Winter | Non-coincident | 2033 | POE50 | Operational-demand | NA | 72.1937
VIC | KTSEP | Keilor East (Powercor) 66 kV | Powercor | Winter | Coincident | 2034 | POE10 | Operational-demand | NA | 56.4836
VIC | KTSEP | Keilor East (Powercor) 66 kV | Powercor | Winter | Coincident | 2034 | POE50 | Operational-demand | NA | 55.1883
VIC | KTSEP | Keilor East (Powercor) 66 kV | Powercor | Winter | Non-coincident | 2034 | POE10 | Operational-demand | NA | 74.4613
VIC | KTSEP | Keilor East (Powercor) 66 kV | Powercor | Winter | Non-coincident | 2034 | POE50 | Operational-demand | NA | 72.476
VIC | KTSWJ | Keilor West (Jemena) 66 kV | Jemena | Shoulder | Coincident | 2019 | ACTUAL_OPG | Operational-demand | 32.156 | NA
VIC | KTSWJ | Keilor West (Jemena) 66 kV | Jemena | Shoulder | Coincident | 2019 | ACTUAL_RAW | Operational-demand | 32.156 | NA
VIC | KTSWJ | Keilor West (Jemena) 66 kV | Jemena | Shoulder | Non-coincident | 2019 | ACTUAL_RAW | Operational-demand | 14.5635 | NA
VIC | KTSWJ | Keilor West (Jemena) 66 kV | Jemena | Shoulder | Non-coincident | 2019 | ACTUAL_OPG | Operational-demand | 14.5635 | NA
VIC | KTSWJ | Keilor West (Jemena) 66 kV | Jemena | Shoulder | Non-coincident | 2019 | ACTUAL_ADJUSTEDOPG | Operational-demand | 14.5635 | NA
VIC | KTSWJ | Keilor West (Jemena) 66 kV | Jemena | Shoulder | Coincident | 2020 | ACTUAL_OPG | Operational-demand | 20.5399 | NA
VIC | KTSWJ | Keilor West (Jemena) 66 kV | Jemena | Shoulder | Coincident | 2020 | ACTUAL_RAW | Operational-demand | 20.5399 | NA
VIC | KTSWJ | Keilor West (Jemena) 66 kV | Jemena | Shoulder | Non-coincident | 2020 | ACTUAL_RAW | Operational-demand | 10.7402 | NA
VIC | KTSWJ | Keilor West (Jemena) 66 kV | Jemena | Shoulder | Non-coincident | 2020 | ACTUAL_OPG | Operational-demand | 10.7402 | NA
VIC | KTSWJ | Keilor West (Jemena) 66 kV | Jemena | Shoulder | Non-coincident | 2020 | ACTUAL_ADJUSTEDOPG | Operational-demand | 10.7402 | NA
VIC | KTSWJ | Keilor West (Jemena) 66 kV | Jemena | Shoulder | Coincident | 2021 | ACTUAL_OPG | Operational-demand | 17.5901 | NA
VIC | KTSWJ | Keilor West (Jemena) 66 kV | Jemena | Shoulder | Coincident | 2021 | ACTUAL_RAW | Operational-demand | 17.5901 | NA
VIC | KTSWJ | Keilor West (Jemena) 66 kV | Jemena | Shoulder | Non-coincident | 2021 | ACTUAL_RAW | Operational-demand | 8.1463 | NA
VIC | KTSWJ | Keilor West (Jemena) 66 kV | Jemena | Shoulder | Non-coincident | 2021 | ACTUAL_OPG | Operational-demand | 8.1463 | NA
VIC | KTSWJ | Keilor West (Jemena) 66 kV | Jemena | Shoulder | Non-coincident | 2021 | ACTUAL_ADJUSTEDOPG | Operational-demand | 8.1463 | NA
VIC | KTSWJ | Keilor West (Jemena) 66 kV | Jemena | Shoulder | Coincident | 2022 | ACTUAL_OPG | Operational-demand | -0.44029 | NA
VIC | KTSWJ | Keilor West (Jemena) 66 kV | Jemena | Shoulder | Coincident | 2022 | ACTUAL_RAW | Operational-demand | -0.44029 | NA
VIC | KTSWJ | Keilor West (Jemena) 66 kV | Jemena | Shoulder | Non-coincident | 2022 | ACTUAL_RAW | Operational-demand | -3.0093 | NA
VIC | KTSWJ | Keilor West (Jemena) 66 kV | Jemena | Shoulder | Non-coincident | 2022 | ACTUAL_OPG | Operational-demand | -3.0093 | NA
VIC | KTSWJ | Keilor West (Jemena) 66 kV | Jemena | Shoulder | Non-coincident | 2022 | ACTUAL_ADJUSTEDOPG | Operational-demand | -3.0093 | NA
VIC | KTSWJ | Keilor West (Jemena) 66 kV | Jemena | Shoulder | Coincident | 2023 | ACTUAL_OPG | Operational-demand | -0.68015 | NA
VIC | KTSWJ | Keilor West (Jemena) 66 kV | Jemena | Shoulder | Coincident | 2023 | ACTUAL_RAW | Operational-demand | -0.68015 | NA
VIC | KTSWJ | Keilor West (Jemena) 66 kV | Jemena | Shoulder | Non-coincident | 2023 | ACTUAL_RAW | Operational-demand | -10.4492 | NA
VIC | KTSWJ | Keilor West (Jemena) 66 kV | Jemena | Shoulder | Non-coincident | 2023 | ACTUAL_OPG | Operational-demand | -10.4492 | NA
VIC | KTSWJ | Keilor West (Jemena) 66 kV | Jemena | Shoulder | Non-coincident | 2023 | ACTUAL_ADJUSTEDOPG | Operational-demand | -10.4492 | NA
VIC | KTSWJ | Keilor West (Jemena) 66 kV | Jemena | Shoulder | Coincident | 2024 | ACTUAL_OPG | Operational-demand | -16.694 | NA
VIC | KTSWJ | Keilor West (Jemena) 66 kV | Jemena | Shoulder | Coincident | 2024 | ACTUAL_RAW | Operational-demand | -16.694 | NA
VIC | KTSWJ | Keilor West (Jemena) 66 kV | Jemena | Shoulder | Non-coincident | 2024 | ACTUAL_RAW | Operational-demand | -17.5112 | NA
VIC | KTSWJ | Keilor West (Jemena) 66 kV | Jemena | Shoulder | Non-coincident | 2024 | ACTUAL_OPG | Operational-demand | -17.5112 | NA
VIC | KTSWJ | Keilor West (Jemena) 66 kV | Jemena | Shoulder | Non-coincident | 2024 | ACTUAL_ADJUSTEDOPG | Operational-demand | -17.5112 | NA
VIC | KTSWJ | Keilor West (Jemena) 66 kV | Jemena | Shoulder | Coincident | 2025 | ACTUAL_OPG | Operational-demand | -22.9074 | NA
VIC | KTSWJ | Keilor West (Jemena) 66 kV | Jemena | Shoulder | Coincident | 2025 | ACTUAL_RAW | Operational-demand | -22.9074 | NA
VIC | KTSWJ | Keilor West (Jemena) 66 kV | Jemena | Shoulder | Non-coincident | 2025 | ACTUAL_RAW | Operational-demand | -25.1545 | NA
VIC | KTSWJ | Keilor West (Jemena) 66 kV | Jemena | Shoulder | Non-coincident | 2025 | ACTUAL_OPG | Operational-demand | -25.1545 | NA
VIC | KTSWJ | Keilor West (Jemena) 66 kV | Jemena | Shoulder | Non-coincident | 2025 | ACTUAL_ADJUSTEDOPG | Operational-demand | -25.1545 | NA
VIC | KTSWJ | Keilor West (Jemena) 66 kV | Jemena | Shoulder | Non-coincident | 2025 | BASEYEARPOE90 | Operational-demand | -26.9705 | NA
VIC | KTSWJ | Keilor West (Jemena) 66 kV | Jemena | Shoulder | Non-coincident | 2025 | BASEYEARPOE50 | Operational-demand | -24.4292 | NA
VIC | KTSWJ | Keilor West (Jemena) 66 kV | Jemena | Shoulder | Coincident_unreconciled | 2026 | POE50 | Operational-demand | -26.8251 | NA
VIC | KTSWJ | Keilor West (Jemena) 66 kV | Jemena | Shoulder | Coincident_unreconciled | 2026 | POE90 | Operational-demand | -28.8175 | NA
VIC | KTSWJ | Keilor West (Jemena) 66 kV | Jemena | Shoulder | Non-coincident | 2026 | POE50 | Operational-demand | -28.7823 | NA
VIC | KTSWJ | Keilor West (Jemena) 66 kV | Jemena | Shoulder | Non-coincident | 2026 | POE90 | Operational-demand | -30.92 | NA
VIC | KTSWJ | Keilor West (Jemena) 66 kV | Jemena | Shoulder | Coincident_unreconciled | 2027 | POE50 | Operational-demand | -30.0826 | NA
VIC | KTSWJ | Keilor West (Jemena) 66 kV | Jemena | Shoulder | Coincident_unreconciled | 2027 | POE90 | Operational-demand | -32.0953 | NA
VIC | KTSWJ | Keilor West (Jemena) 66 kV | Jemena | Shoulder | Non-coincident | 2027 | POE50 | Operational-demand | -32.2775 | NA
VIC | KTSWJ | Keilor West (Jemena) 66 kV | Jemena | Shoulder | Non-coincident | 2027 | POE90 | Operational-demand | -34.437 | NA
VIC | KTSWJ | Keilor West (Jemena) 66 kV | Jemena | Shoulder | Coincident_unreconciled | 2028 | POE50 | Operational-demand | -35.6877 | NA
VIC | KTSWJ | Keilor West (Jemena) 66 kV | Jemena | Shoulder | Coincident_unreconciled | 2028 | POE90 | Operational-demand | -37.7202 | NA
VIC | KTSWJ | Keilor West (Jemena) 66 kV | Jemena | Shoulder | Non-coincident | 2028 | POE50 | Operational-demand | -38.2915 | NA
VIC | KTSWJ | Keilor West (Jemena) 66 kV | Jemena | Shoulder | Non-coincident | 2028 | POE90 | Operational-demand | -40.4724 | NA
VIC | KTSWJ | Keilor West (Jemena) 66 kV | Jemena | Shoulder | Coincident_unreconciled | 2029 | POE50 | Operational-demand | -40.64 | NA
VIC | KTSWJ | Keilor West (Jemena) 66 kV | Jemena | Shoulder | Coincident_unreconciled | 2029 | POE90 | Operational-demand | -42.6924 | NA
VIC | KTSWJ | Keilor West (Jemena) 66 kV | Jemena | Shoulder | Non-coincident | 2029 | POE50 | Operational-demand | -43.6051 | NA
VIC | KTSWJ | Keilor West (Jemena) 66 kV | Jemena | Shoulder | Non-coincident | 2029 | POE90 | Operational-demand | -45.8073 | NA
VIC | KTSWJ | Keilor West (Jemena) 66 kV | Jemena | Shoulder | Coincident_unreconciled | 2030 | POE50 | Operational-demand | -45.558 | NA
VIC | KTSWJ | Keilor West (Jemena) 66 kV | Jemena | Shoulder | Coincident_unreconciled | 2030 | POE90 | Operational-demand | -47.6303 | NA
VIC | KTSWJ | Keilor West (Jemena) 66 kV | Jemena | Shoulder | Non-coincident | 2030 | POE50 | Operational-demand | -48.882 | NA
VIC | KTSWJ | Keilor West (Jemena) 66 kV | Jemena | Shoulder | Non-coincident | 2030 | POE90 | Operational-demand | -51.1054 | NA
VIC | KTSWJ | Keilor West (Jemena) 66 kV | Jemena | Shoulder | Coincident_unreconciled | 2031 | POE50 | Operational-demand | -50.385 | NA
VIC | KTSWJ | Keilor West (Jemena) 66 kV | Jemena | Shoulder | Coincident_unreconciled | 2031 | POE90 | Operational-demand | -52.4772 | NA
VIC | KTSWJ | Keilor West (Jemena) 66 kV | Jemena | Shoulder | Non-coincident | 2031 | POE50 | Operational-demand | -54.0612 | NA
VIC | KTSWJ | Keilor West (Jemena) 66 kV | Jemena | Shoulder | Non-coincident | 2031 | POE90 | Operational-demand | -56.306 | NA
VIC | KTSWJ | Keilor West (Jemena) 66 kV | Jemena | Shoulder | Coincident_unreconciled | 2032 | POE50 | Operational-demand | -54.1247 | NA
VIC | KTSWJ | Keilor West (Jemena) 66 kV | Jemena | Shoulder | Coincident_unreconciled | 2032 | POE90 | Operational-demand | -56.2372 | NA
VIC | KTSWJ | Keilor West (Jemena) 66 kV | Jemena | Shoulder | Non-coincident | 2032 | POE50 | Operational-demand | -58.0738 | NA
VIC | KTSWJ | Keilor West (Jemena) 66 kV | Jemena | Shoulder | Non-coincident | 2032 | POE90 | Operational-demand | -60.3404 | NA
VIC | KTSWJ | Keilor West (Jemena) 66 kV | Jemena | Shoulder | Coincident_unreconciled | 2033 | POE50 | Operational-demand | -56.9832 | NA
VIC | KTSWJ | Keilor West (Jemena) 66 kV | Jemena | Shoulder | Coincident_unreconciled | 2033 | POE90 | Operational-demand | -59.1163 | NA
VIC | KTSWJ | Keilor West (Jemena) 66 kV | Jemena | Shoulder | Non-coincident | 2033 | POE50 | Operational-demand | -61.1408 | NA
VIC | KTSWJ | Keilor West (Jemena) 66 kV | Jemena | Shoulder | Non-coincident | 2033 | POE90 | Operational-demand | -63.4296 | NA
VIC | KTSWJ | Keilor West (Jemena) 66 kV | Jemena | Shoulder | Coincident_unreconciled | 2034 | POE50 | Operational-demand | -59.6335 | NA
VIC | KTSWJ | Keilor West (Jemena) 66 kV | Jemena | Shoulder | Coincident_unreconciled | 2034 | POE90 | Operational-demand | -61.7873 | NA
VIC | KTSWJ | Keilor West (Jemena) 66 kV | Jemena | Shoulder | Non-coincident | 2034 | POE50 | Operational-demand | -63.9844 | NA
VIC | KTSWJ | Keilor West (Jemena) 66 kV | Jemena | Shoulder | Non-coincident | 2034 | POE90 | Operational-demand | -66.2954 | NA
VIC | KTSWJ | Keilor West (Jemena) 66 kV | Jemena | Shoulder | Coincident_unreconciled | 2035 | POE50 | Operational-demand | -62.4885 | NA
VIC | KTSWJ | Keilor West (Jemena) 66 kV | Jemena | Shoulder | Coincident_unreconciled | 2035 | POE90 | Operational-demand | -64.6631 | NA
VIC | KTSWJ | Keilor West (Jemena) 66 kV | Jemena | Shoulder | Non-coincident | 2035 | POE50 | Operational-demand | -67.0478 | NA
VIC | KTSWJ | Keilor West (Jemena) 66 kV | Jemena | Shoulder | Non-coincident | 2035 | POE90 | Operational-demand | -69.381 | NA
VIC | KTSWJ | Keilor West (Jemena) 66 kV | Jemena | Summer | Coincident | 2019 | ACTUAL_OPG | Operational-demand | 33.2746 | 105.9103
VIC | KTSWJ | Keilor West (Jemena) 66 kV | Jemena | Summer | Coincident | 2019 | ACTUAL_RAW | Operational-demand | 33.2746 | 105.9103
VIC | KTSWJ | Keilor West (Jemena) 66 kV | Jemena | Summer | Non-coincident | 2019 | ACTUAL_RAW | Operational-demand | 14.3511 | 128.5179
VIC | KTSWJ | Keilor West (Jemena) 66 kV | Jemena | Summer | Non-coincident | 2019 | ACTUAL_OPG | Operational-demand | 14.3511 | 128.5179
VIC | KTSWJ | Keilor West (Jemena) 66 kV | Jemena | Summer | Non-coincident | 2019 | ACTUAL_ADJUSTEDOPG | Operational-demand | 14.3511 | 128.5179
VIC | KTSWJ | Keilor West (Jemena) 66 kV | Jemena | Summer | Coincident | 2020 | ACTUAL_OPG | Operational-demand | 9.3749 | 128.7825
VIC | KTSWJ | Keilor West (Jemena) 66 kV | Jemena | Summer | Coincident | 2020 | ACTUAL_RAW | Operational-demand | 9.3749 | 128.7825
VIC | KTSWJ | Keilor West (Jemena) 66 kV | Jemena | Summer | Non-coincident | 2020 | ACTUAL_RAW | Operational-demand | 7.3307 | 141.1923
VIC | KTSWJ | Keilor West (Jemena) 66 kV | Jemena | Summer | Non-coincident | 2020 | ACTUAL_OPG | Operational-demand | 7.3307 | 141.1923
VIC | KTSWJ | Keilor West (Jemena) 66 kV | Jemena | Summer | Non-coincident | 2020 | ACTUAL_ADJUSTEDOPG | Operational-demand | 7.3307 | 141.1923
VIC | KTSWJ | Keilor West (Jemena) 66 kV | Jemena | Summer | Coincident | 2021 | ACTUAL_OPG | Operational-demand | 4.3441 | 96.094
VIC | KTSWJ | Keilor West (Jemena) 66 kV | Jemena | Summer | Coincident | 2021 | ACTUAL_RAW | Operational-demand | 4.3441 | 96.094
VIC | KTSWJ | Keilor West (Jemena) 66 kV | Jemena | Summer | Non-coincident | 2021 | ACTUAL_RAW | Operational-demand | 1.6258 | 111.0384
VIC | KTSWJ | Keilor West (Jemena) 66 kV | Jemena | Summer | Non-coincident | 2021 | ACTUAL_OPG | Operational-demand | 1.6258 | 111.0384
VIC | KTSWJ | Keilor West (Jemena) 66 kV | Jemena | Summer | Non-coincident | 2021 | ACTUAL_ADJUSTEDOPG | Operational-demand | 1.6258 | 111.0384
VIC | KTSWJ | Keilor West (Jemena) 66 kV | Jemena | Summer | Coincident | 2022 | ACTUAL_OPG | Operational-demand | -2.8762 | 110.3283
VIC | KTSWJ | Keilor West (Jemena) 66 kV | Jemena | Summer | Coincident | 2022 | ACTUAL_RAW | Operational-demand | -2.8762 | 110.3283
VIC | KTSWJ | Keilor West (Jemena) 66 kV | Jemena | Summer | Non-coincident | 2022 | ACTUAL_RAW | Operational-demand | -6.0303 | 117.3846
VIC | KTSWJ | Keilor West (Jemena) 66 kV | Jemena | Summer | Non-coincident | 2022 | ACTUAL_OPG | Operational-demand | -6.0303 | 117.3846
VIC | KTSWJ | Keilor West (Jemena) 66 kV | Jemena | Summer | Non-coincident | 2022 | ACTUAL_ADJUSTEDOPG | Operational-demand | -5.7915 | 117.3846
VIC | KTSWJ | Keilor West (Jemena) 66 kV | Jemena | Summer | Coincident | 2023 | ACTUAL_OPG | Operational-demand | -9.3939 | 126.4012
VIC | KTSWJ | Keilor West (Jemena) 66 kV | Jemena | Summer | Coincident | 2023 | ACTUAL_RAW | Operational-demand | -9.3939 | 126.4012
VIC | KTSWJ | Keilor West (Jemena) 66 kV | Jemena | Summer | Non-coincident | 2023 | ACTUAL_RAW | Operational-demand | -10.9173 | 126.4012
VIC | KTSWJ | Keilor West (Jemena) 66 kV | Jemena | Summer | Non-coincident | 2023 | ACTUAL_OPG | Operational-demand | -10.9173 | 126.4012
VIC | KTSWJ | Keilor West (Jemena) 66 kV | Jemena | Summer | Non-coincident | 2023 | ACTUAL_ADJUSTEDOPG | Operational-demand | -10.9173 | 126.4012
VIC | KTSWJ | Keilor West (Jemena) 66 kV | Jemena | Summer | Coincident | 2024 | ACTUAL_OPG | Operational-demand | -21.9353 | 113.1082
VIC | KTSWJ | Keilor West (Jemena) 66 kV | Jemena | Summer | Coincident | 2024 | ACTUAL_RAW | Operational-demand | -21.9353 | 113.1082
VIC | KTSWJ | Keilor West (Jemena) 66 kV | Jemena | Summer | Non-coincident | 2024 | ACTUAL_RAW | Operational-demand | -22.4799 | 125.4205
VIC | KTSWJ | Keilor West (Jemena) 66 kV | Jemena | Summer | Non-coincident | 2024 | ACTUAL_OPG | Operational-demand | -22.4799 | 125.4205
VIC | KTSWJ | Keilor West (Jemena) 66 kV | Jemena | Summer | Non-coincident | 2024 | ACTUAL_ADJUSTEDOPG | Operational-demand | -22.4799 | 125.4205
VIC | KTSWJ | Keilor West (Jemena) 66 kV | Jemena | Summer | Coincident | 2025 | ACTUAL_OPG | Operational-demand | -28.6629 | 133.2093
VIC | KTSWJ | Keilor West (Jemena) 66 kV | Jemena | Summer | Coincident | 2025 | ACTUAL_RAW | Operational-demand | -28.6629 | 133.2093
VIC | KTSWJ | Keilor West (Jemena) 66 kV | Jemena | Summer | Non-coincident | 2025 | ACTUAL_RAW | Operational-demand | -30.8591 | 154.8136
VIC | KTSWJ | Keilor West (Jemena) 66 kV | Jemena | Summer | Non-coincident | 2025 | ACTUAL_OPG | Operational-demand | -30.8591 | 154.8136
VIC | KTSWJ | Keilor West (Jemena) 66 kV | Jemena | Summer | Non-coincident | 2025 | ACTUAL_ADJUSTEDOPG | Operational-demand | -28.8661 | 154.8136
VIC | KTSWJ | Keilor West (Jemena) 66 kV | Jemena | Summer | Non-coincident | 2025 | BASEYEARPOE90 | Operational-demand | -32.3627 | NA
VIC | KTSWJ | Keilor West (Jemena) 66 kV | Jemena | Summer | Non-coincident | 2025 | BASEYEARPOE50 | Operational-demand | -30.0557 | 143.4113
VIC | KTSWJ | Keilor West (Jemena) 66 kV | Jemena | Summer | Coincident_unreconciled | 2026 | POE50 | Operational-demand | -31.7738 | NA
VIC | KTSWJ | Keilor West (Jemena) 66 kV | Jemena | Summer | Coincident_unreconciled | 2026 | POE90 | Operational-demand | -33.2873 | NA
VIC | KTSWJ | Keilor West (Jemena) 66 kV | Jemena | Summer | Non-coincident | 2026 | POE50 | Operational-demand | -33.3652 | 156.0342
VIC | KTSWJ | Keilor West (Jemena) 66 kV | Jemena | Summer | Non-coincident | 2026 | POE90 | Operational-demand | -34.9545 | NA
VIC | KTSWJ | Keilor West (Jemena) 66 kV | Jemena | Summer | Coincident_unreconciled | 2027 | POE50 | Operational-demand | -35.3707 | NA
VIC | KTSWJ | Keilor West (Jemena) 66 kV | Jemena | Summer | Coincident_unreconciled | 2027 | POE90 | Operational-demand | -36.8996 | NA
VIC | KTSWJ | Keilor West (Jemena) 66 kV | Jemena | Summer | Non-coincident | 2027 | POE50 | Operational-demand | -37.1423 | 177.3752
VIC | KTSWJ | Keilor West (Jemena) 66 kV | Jemena | Summer | Non-coincident | 2027 | POE90 | Operational-demand | -38.7478 | NA
VIC | KTSWJ | Keilor West (Jemena) 66 kV | Jemena | Summer | Coincident_unreconciled | 2028 | POE50 | Operational-demand | -41.5019 | NA
VIC | KTSWJ | Keilor West (Jemena) 66 kV | Jemena | Summer | Coincident_unreconciled | 2028 | POE90 | Operational-demand | -43.0459 | NA
VIC | KTSWJ | Keilor West (Jemena) 66 kV | Jemena | Summer | Non-coincident | 2028 | POE50 | Operational-demand | -43.5806 | 193.5683
VIC | KTSWJ | Keilor West (Jemena) 66 kV | Jemena | Summer | Non-coincident | 2028 | POE90 | Operational-demand | -45.2019 | NA
VIC | KTSWJ | Keilor West (Jemena) 66 kV | Jemena | Summer | Coincident_unreconciled | 2029 | POE50 | Operational-demand | -46.8079 | NA
VIC | KTSWJ | Keilor West (Jemena) 66 kV | Jemena | Summer | Coincident_unreconciled | 2029 | POE90 | Operational-demand | -48.367 | NA
VIC | KTSWJ | Keilor West (Jemena) 66 kV | Jemena | Summer | Non-coincident | 2029 | POE50 | Operational-demand | -49.1523 | 212.8936
VIC | KTSWJ | Keilor West (Jemena) 66 kV | Jemena | Summer | Non-coincident | 2029 | POE90 | Operational-demand | -50.7895 | NA
VIC | KTSWJ | Keilor West (Jemena) 66 kV | Jemena | Summer | Coincident_unreconciled | 2030 | POE50 | Operational-demand | -52.1478 | NA
VIC | KTSWJ | Keilor West (Jemena) 66 kV | Jemena | Summer | Coincident_unreconciled | 2030 | POE90 | Operational-demand | -53.722 | NA
VIC | KTSWJ | Keilor West (Jemena) 66 kV | Jemena | Summer | Non-coincident | 2030 | POE50 | Operational-demand | -54.7597 | 248.6701
VIC | KTSWJ | Keilor West (Jemena) 66 kV | Jemena | Summer | Non-coincident | 2030 | POE90 | Operational-demand | -56.4127 | NA
VIC | KTSWJ | Keilor West (Jemena) 66 kV | Jemena | Summer | Coincident_unreconciled | 2031 | POE50 | Operational-demand | -57.3905 | NA
VIC | KTSWJ | Keilor West (Jemena) 66 kV | Jemena | Summer | Coincident_unreconciled | 2031 | POE90 | Operational-demand | -58.9798 | NA
VIC | KTSWJ | Keilor West (Jemena) 66 kV | Jemena | Summer | Non-coincident | 2031 | POE50 | Operational-demand | -60.265 | 283.9057
VIC | KTSWJ | Keilor West (Jemena) 66 kV | Jemena | Summer | Non-coincident | 2031 | POE90 | Operational-demand | -61.9339 | NA
VIC | KTSWJ | Keilor West (Jemena) 66 kV | Jemena | Summer | Coincident_unreconciled | 2032 | POE50 | Operational-demand | -61.4394 | NA
VIC | KTSWJ | Keilor West (Jemena) 66 kV | Jemena | Summer | Coincident_unreconciled | 2032 | POE90 | Operational-demand | -63.0442 | NA
VIC | KTSWJ | Keilor West (Jemena) 66 kV | Jemena | Summer | Non-coincident | 2032 | POE50 | Operational-demand | -64.5167 | 305.4916
VIC | KTSWJ | Keilor West (Jemena) 66 kV | Jemena | Summer | Non-coincident | 2032 | POE90 | Operational-demand | -66.2019 | NA
VIC | KTSWJ | Keilor West (Jemena) 66 kV | Jemena | Summer | Coincident_unreconciled | 2033 | POE50 | Operational-demand | -64.5591 | NA
VIC | KTSWJ | Keilor West (Jemena) 66 kV | Jemena | Summer | Coincident_unreconciled | 2033 | POE90 | Operational-demand | -66.1796 | NA
VIC | KTSWJ | Keilor West (Jemena) 66 kV | Jemena | Summer | Non-coincident | 2033 | POE50 | Operational-demand | -67.7926 | 343.3334
VIC | KTSWJ | Keilor West (Jemena) 66 kV | Jemena | Summer | Non-coincident | 2033 | POE90 | Operational-demand | -69.4942 | NA
VIC | KTSWJ | Keilor West (Jemena) 66 kV | Jemena | Summer | Coincident_unreconciled | 2034 | POE50 | Operational-demand | -67.4678 | NA
VIC | KTSWJ | Keilor West (Jemena) 66 kV | Jemena | Summer | Coincident_unreconciled | 2034 | POE90 | Operational-demand | -69.104 | NA
VIC | KTSWJ | Keilor West (Jemena) 66 kV | Jemena | Summer | Non-coincident | 2034 | POE50 | Operational-demand | -70.8471 | 415.3262
VIC | KTSWJ | Keilor West (Jemena) 66 kV | Jemena | Summer | Non-coincident | 2034 | POE90 | Operational-demand | -72.5652 | NA
VIC | KTSWJ | Keilor West (Jemena) 66 kV | Jemena | Summer | Coincident_unreconciled | 2035 | POE50 | Operational-demand | -70.5987 | NA
VIC | KTSWJ | Keilor West (Jemena) 66 kV | Jemena | Summer | Coincident_unreconciled | 2035 | POE90 | Operational-demand | -72.2506 | NA
VIC | KTSWJ | Keilor West (Jemena) 66 kV | Jemena | Summer | Non-coincident | 2035 | POE50 | Operational-demand | -74.1347 | 479.7429
VIC | KTSWJ | Keilor West (Jemena) 66 kV | Jemena | Summer | Non-coincident | 2035 | POE90 | Operational-demand | -75.8693 | NA
VIC | KTSWJ | Keilor West (Jemena) 66 kV | Jemena | Summer | Non-coincident | 2025 | BASEYEARPOE10 | Operational-demand | NA | 160.4745
VIC | KTSWJ | Keilor West (Jemena) 66 kV | Jemena | Summer | Coincident | 2026 | POE10 | Operational-demand | NA | 151.4407
VIC | KTSWJ | Keilor West (Jemena) 66 kV | Jemena | Summer | Coincident | 2026 | POE50 | Operational-demand | NA | 140.7309
VIC | KTSWJ | Keilor West (Jemena) 66 kV | Jemena | Summer | Non-coincident | 2026 | POE10 | Operational-demand | NA | 173.0727
VIC | KTSWJ | Keilor West (Jemena) 66 kV | Jemena | Summer | Coincident | 2027 | POE10 | Operational-demand | NA | 165.7827
VIC | KTSWJ | Keilor West (Jemena) 66 kV | Jemena | Summer | Coincident | 2027 | POE50 | Operational-demand | NA | 154.7124
VIC | KTSWJ | Keilor West (Jemena) 66 kV | Jemena | Summer | Non-coincident | 2027 | POE10 | Operational-demand | NA | 194.5872
VIC | KTSWJ | Keilor West (Jemena) 66 kV | Jemena | Summer | Coincident | 2028 | POE10 | Operational-demand | NA | 175.4095
VIC | KTSWJ | Keilor West (Jemena) 66 kV | Jemena | Summer | Coincident | 2028 | POE50 | Operational-demand | NA | 163.5518
VIC | KTSWJ | Keilor West (Jemena) 66 kV | Jemena | Summer | Non-coincident | 2028 | POE10 | Operational-demand | NA | 210.9502
VIC | KTSWJ | Keilor West (Jemena) 66 kV | Jemena | Summer | Coincident | 2029 | POE10 | Operational-demand | NA | 188.2013
VIC | KTSWJ | Keilor West (Jemena) 66 kV | Jemena | Summer | Coincident | 2029 | POE50 | Operational-demand | NA | 176.7818
VIC | KTSWJ | Keilor West (Jemena) 66 kV | Jemena | Summer | Non-coincident | 2029 | POE10 | Operational-demand | NA | 230.4455
VIC | KTSWJ | Keilor West (Jemena) 66 kV | Jemena | Summer | Coincident | 2030 | POE10 | Operational-demand | NA | 214.3583
VIC | KTSWJ | Keilor West (Jemena) 66 kV | Jemena | Summer | Coincident | 2030 | POE50 | Operational-demand | NA | 202.8194
VIC | KTSWJ | Keilor West (Jemena) 66 kV | Jemena | Summer | Non-coincident | 2030 | POE10 | Operational-demand | NA | 266.392
VIC | KTSWJ | Keilor West (Jemena) 66 kV | Jemena | Summer | Coincident | 2031 | POE10 | Operational-demand | NA | 236.6878
VIC | KTSWJ | Keilor West (Jemena) 66 kV | Jemena | Summer | Coincident | 2031 | POE50 | Operational-demand | NA | 226.7775
VIC | KTSWJ | Keilor West (Jemena) 66 kV | Jemena | Summer | Non-coincident | 2031 | POE10 | Operational-demand | NA | 301.7975
VIC | KTSWJ | Keilor West (Jemena) 66 kV | Jemena | Summer | Coincident | 2032 | POE10 | Operational-demand | NA | 246.1739
VIC | KTSWJ | Keilor West (Jemena) 66 kV | Jemena | Summer | Coincident | 2032 | POE50 | Operational-demand | NA | 236.2498
VIC | KTSWJ | Keilor West (Jemena) 66 kV | Jemena | Summer | Non-coincident | 2032 | POE10 | Operational-demand | NA | 323.5573
VIC | KTSWJ | Keilor West (Jemena) 66 kV | Jemena | Summer | Coincident | 2033 | POE10 | Operational-demand | NA | 268.6569
VIC | KTSWJ | Keilor West (Jemena) 66 kV | Jemena | Summer | Coincident | 2033 | POE50 | Operational-demand | NA | 256.8699
VIC | KTSWJ | Keilor West (Jemena) 66 kV | Jemena | Summer | Non-coincident | 2033 | POE10 | Operational-demand | NA | 361.5758
VIC | KTSWJ | Keilor West (Jemena) 66 kV | Jemena | Summer | Coincident | 2034 | POE10 | Operational-demand | NA | 318.9346
VIC | KTSWJ | Keilor West (Jemena) 66 kV | Jemena | Summer | Coincident | 2034 | POE50 | Operational-demand | NA | 307.807
VIC | KTSWJ | Keilor West (Jemena) 66 kV | Jemena | Summer | Non-coincident | 2034 | POE10 | Operational-demand | NA | 433.7454
VIC | KTSWJ | Keilor West (Jemena) 66 kV | Jemena | Summer | Coincident | 2035 | POE10 | Operational-demand | NA | 364.1756
VIC | KTSWJ | Keilor West (Jemena) 66 kV | Jemena | Summer | Coincident | 2035 | POE50 | Operational-demand | NA | 353.3932
VIC | KTSWJ | Keilor West (Jemena) 66 kV | Jemena | Summer | Non-coincident | 2035 | POE10 | Operational-demand | NA | 498.3388
VIC | KTSWJ | Keilor West (Jemena) 66 kV | Jemena | Winter | Coincident | 2018 | ACTUAL_OPG | Operational-demand | NA | 92.3953
VIC | KTSWJ | Keilor West (Jemena) 66 kV | Jemena | Winter | Coincident | 2018 | ACTUAL_RAW | Operational-demand | NA | 92.3953
VIC | KTSWJ | Keilor West (Jemena) 66 kV | Jemena | Winter | Non-coincident | 2018 | ACTUAL_RAW | Operational-demand | NA | 103.9634
VIC | KTSWJ | Keilor West (Jemena) 66 kV | Jemena | Winter | Non-coincident | 2018 | ACTUAL_OPG | Operational-demand | NA | 103.9634
VIC | KTSWJ | Keilor West (Jemena) 66 kV | Jemena | Winter | Non-coincident | 2018 | ACTUAL_ADJUSTEDOPG | Operational-demand | NA | 103.9634
VIC | KTSWJ | Keilor West (Jemena) 66 kV | Jemena | Winter | Coincident | 2019 | ACTUAL_OPG | Operational-demand | NA | 102.2234
VIC | KTSWJ | Keilor West (Jemena) 66 kV | Jemena | Winter | Coincident | 2019 | ACTUAL_RAW | Operational-demand | NA | 102.2234
VIC | KTSWJ | Keilor West (Jemena) 66 kV | Jemena | Winter | Non-coincident | 2019 | ACTUAL_RAW | Operational-demand | NA | 105.076
VIC | KTSWJ | Keilor West (Jemena) 66 kV | Jemena | Winter | Non-coincident | 2019 | ACTUAL_OPG | Operational-demand | NA | 105.076
VIC | KTSWJ | Keilor West (Jemena) 66 kV | Jemena | Winter | Non-coincident | 2019 | ACTUAL_ADJUSTEDOPG | Operational-demand | NA | 105.076
VIC | KTSWJ | Keilor West (Jemena) 66 kV | Jemena | Winter | Coincident | 2020 | ACTUAL_OPG | Operational-demand | NA | 114.7252
VIC | KTSWJ | Keilor West (Jemena) 66 kV | Jemena | Winter | Coincident | 2020 | ACTUAL_RAW | Operational-demand | NA | 114.7252
VIC | KTSWJ | Keilor West (Jemena) 66 kV | Jemena | Winter | Non-coincident | 2020 | ACTUAL_RAW | Operational-demand | NA | 114.7252
VIC | KTSWJ | Keilor West (Jemena) 66 kV | Jemena | Winter | Non-coincident | 2020 | ACTUAL_OPG | Operational-demand | NA | 114.7252
VIC | KTSWJ | Keilor West (Jemena) 66 kV | Jemena | Winter | Non-coincident | 2020 | ACTUAL_ADJUSTEDOPG | Operational-demand | NA | 114.7252
VIC | KTSWJ | Keilor West (Jemena) 66 kV | Jemena | Winter | Coincident | 2021 | ACTUAL_OPG | Operational-demand | NA | 117.8008
VIC | KTSWJ | Keilor West (Jemena) 66 kV | Jemena | Winter | Coincident | 2021 | ACTUAL_RAW | Operational-demand | NA | 117.8008
VIC | KTSWJ | Keilor West (Jemena) 66 kV | Jemena | Winter | Non-coincident | 2021 | ACTUAL_RAW | Operational-demand | NA | 118.8679
VIC | KTSWJ | Keilor West (Jemena) 66 kV | Jemena | Winter | Non-coincident | 2021 | ACTUAL_OPG | Operational-demand | NA | 118.8679
VIC | KTSWJ | Keilor West (Jemena) 66 kV | Jemena | Winter | Non-coincident | 2021 | ACTUAL_ADJUSTEDOPG | Operational-demand | NA | 118.8679
VIC | KTSWJ | Keilor West (Jemena) 66 kV | Jemena | Winter | Coincident | 2022 | ACTUAL_OPG | Operational-demand | NA | 112.8446
VIC | KTSWJ | Keilor West (Jemena) 66 kV | Jemena | Winter | Coincident | 2022 | ACTUAL_RAW | Operational-demand | NA | 112.8446
VIC | KTSWJ | Keilor West (Jemena) 66 kV | Jemena | Winter | Non-coincident | 2022 | ACTUAL_RAW | Operational-demand | NA | 117.4914
VIC | KTSWJ | Keilor West (Jemena) 66 kV | Jemena | Winter | Non-coincident | 2022 | ACTUAL_OPG | Operational-demand | NA | 117.4914
VIC | KTSWJ | Keilor West (Jemena) 66 kV | Jemena | Winter | Non-coincident | 2022 | ACTUAL_ADJUSTEDOPG | Operational-demand | NA | 117.4914
VIC | KTSWJ | Keilor West (Jemena) 66 kV | Jemena | Winter | Coincident | 2023 | ACTUAL_OPG | Operational-demand | NA | 115.3647
VIC | KTSWJ | Keilor West (Jemena) 66 kV | Jemena | Winter | Coincident | 2023 | ACTUAL_RAW | Operational-demand | NA | 115.3647
VIC | KTSWJ | Keilor West (Jemena) 66 kV | Jemena | Winter | Non-coincident | 2023 | ACTUAL_RAW | Operational-demand | NA | 120.3874
VIC | KTSWJ | Keilor West (Jemena) 66 kV | Jemena | Winter | Non-coincident | 2023 | ACTUAL_OPG | Operational-demand | NA | 120.3874
VIC | KTSWJ | Keilor West (Jemena) 66 kV | Jemena | Winter | Non-coincident | 2023 | ACTUAL_ADJUSTEDOPG | Operational-demand | NA | 120.3874
VIC | KTSWJ | Keilor West (Jemena) 66 kV | Jemena | Winter | Coincident | 2024 | ACTUAL_OPG | Operational-demand | NA | 131.6031
VIC | KTSWJ | Keilor West (Jemena) 66 kV | Jemena | Winter | Coincident | 2024 | ACTUAL_RAW | Operational-demand | NA | 131.6031
VIC | KTSWJ | Keilor West (Jemena) 66 kV | Jemena | Winter | Non-coincident | 2024 | ACTUAL_RAW | Operational-demand | NA | 131.6031
VIC | KTSWJ | Keilor West (Jemena) 66 kV | Jemena | Winter | Non-coincident | 2024 | ACTUAL_OPG | Operational-demand | NA | 131.6031
VIC | KTSWJ | Keilor West (Jemena) 66 kV | Jemena | Winter | Non-coincident | 2024 | ACTUAL_ADJUSTEDOPG | Operational-demand | NA | 131.6031
VIC | KTSWJ | Keilor West (Jemena) 66 kV | Jemena | Winter | Coincident | 2025 | POE10 | Operational-demand | NA | 112.9036
VIC | KTSWJ | Keilor West (Jemena) 66 kV | Jemena | Winter | Coincident | 2025 | POE50 | Operational-demand | NA | 110.8696
VIC | KTSWJ | Keilor West (Jemena) 66 kV | Jemena | Winter | Non-coincident | 2025 | ACTUAL_RAW | Operational-demand | NA | 138.8774
VIC | KTSWJ | Keilor West (Jemena) 66 kV | Jemena | Winter | Non-coincident | 2025 | ACTUAL_ADJUSTEDOPG | Operational-demand | NA | 138.8774
VIC | KTSWJ | Keilor West (Jemena) 66 kV | Jemena | Winter | Non-coincident | 2025 | BASEYEARPOE50 | Operational-demand | NA | 117.1528
VIC | KTSWJ | Keilor West (Jemena) 66 kV | Jemena | Winter | Non-coincident | 2025 | BASEYEARPOE10 | Operational-demand | NA | 120.3188
VIC | KTSWJ | Keilor West (Jemena) 66 kV | Jemena | Winter | Non-coincident | 2025 | POE10 | Operational-demand | NA | 121.0808
VIC | KTSWJ | Keilor West (Jemena) 66 kV | Jemena | Winter | Non-coincident | 2025 | POE50 | Operational-demand | NA | 117.8871
VIC | KTSWJ | Keilor West (Jemena) 66 kV | Jemena | Winter | Coincident | 2026 | POE10 | Operational-demand | NA | 118.7998
VIC | KTSWJ | Keilor West (Jemena) 66 kV | Jemena | Winter | Coincident | 2026 | POE50 | Operational-demand | NA | 116.6771
VIC | KTSWJ | Keilor West (Jemena) 66 kV | Jemena | Winter | Non-coincident | 2026 | POE10 | Operational-demand | NA | 132.2359
VIC | KTSWJ | Keilor West (Jemena) 66 kV | Jemena | Winter | Non-coincident | 2026 | POE50 | Operational-demand | NA | 129.0085
VIC | KTSWJ | Keilor West (Jemena) 66 kV | Jemena | Winter | Coincident | 2027 | POE10 | Operational-demand | NA | 132.9166
VIC | KTSWJ | Keilor West (Jemena) 66 kV | Jemena | Winter | Coincident | 2027 | POE50 | Operational-demand | NA | 130.6322
VIC | KTSWJ | Keilor West (Jemena) 66 kV | Jemena | Winter | Non-coincident | 2027 | POE10 | Operational-demand | NA | 153.5534
VIC | KTSWJ | Keilor West (Jemena) 66 kV | Jemena | Winter | Non-coincident | 2027 | POE50 | Operational-demand | NA | 150.2938
VIC | KTSWJ | Keilor West (Jemena) 66 kV | Jemena | Winter | Coincident | 2028 | POE10 | Operational-demand | NA | 144.2848
VIC | KTSWJ | Keilor West (Jemena) 66 kV | Jemena | Winter | Coincident | 2028 | POE50 | Operational-demand | NA | 142.1871
VIC | KTSWJ | Keilor West (Jemena) 66 kV | Jemena | Winter | Non-coincident | 2028 | POE10 | Operational-demand | NA | 169.9597
VIC | KTSWJ | Keilor West (Jemena) 66 kV | Jemena | Winter | Non-coincident | 2028 | POE50 | Operational-demand | NA | 166.668
VIC | KTSWJ | Keilor West (Jemena) 66 kV | Jemena | Winter | Coincident | 2029 | POE10 | Operational-demand | NA | 158.8702
VIC | KTSWJ | Keilor West (Jemena) 66 kV | Jemena | Winter | Coincident | 2029 | POE50 | Operational-demand | NA | 156.9054
VIC | KTSWJ | Keilor West (Jemena) 66 kV | Jemena | Winter | Non-coincident | 2029 | POE10 | Operational-demand | NA | 189.4524
VIC | KTSWJ | Keilor West (Jemena) 66 kV | Jemena | Winter | Non-coincident | 2029 | POE50 | Operational-demand | NA | 186.1286
VIC | KTSWJ | Keilor West (Jemena) 66 kV | Jemena | Winter | Coincident | 2030 | POE10 | Operational-demand | NA | 186.3499
VIC | KTSWJ | Keilor West (Jemena) 66 kV | Jemena | Winter | Coincident | 2030 | POE50 | Operational-demand | NA | 184.5012
VIC | KTSWJ | Keilor West (Jemena) 66 kV | Jemena | Winter | Non-coincident | 2030 | POE10 | Operational-demand | NA | 225.3391
VIC | KTSWJ | Keilor West (Jemena) 66 kV | Jemena | Winter | Non-coincident | 2030 | POE50 | Operational-demand | NA | 221.9832
VIC | KTSWJ | Keilor West (Jemena) 66 kV | Jemena | Winter | Coincident | 2031 | POE10 | Operational-demand | NA | 212.9334
VIC | KTSWJ | Keilor West (Jemena) 66 kV | Jemena | Winter | Coincident | 2031 | POE50 | Operational-demand | NA | 211.234
VIC | KTSWJ | Keilor West (Jemena) 66 kV | Jemena | Winter | Non-coincident | 2031 | POE10 | Operational-demand | NA | 260.6878
VIC | KTSWJ | Keilor West (Jemena) 66 kV | Jemena | Winter | Non-coincident | 2031 | POE50 | Operational-demand | NA | 257.2996
VIC | KTSWJ | Keilor West (Jemena) 66 kV | Jemena | Winter | Coincident | 2032 | POE10 | Operational-demand | NA | 225.8499
VIC | KTSWJ | Keilor West (Jemena) 66 kV | Jemena | Winter | Coincident | 2032 | POE50 | Operational-demand | NA | 223.8216
VIC | KTSWJ | Keilor West (Jemena) 66 kV | Jemena | Winter | Non-coincident | 2032 | POE10 | Operational-demand | NA | 282.2874
VIC | KTSWJ | Keilor West (Jemena) 66 kV | Jemena | Winter | Non-coincident | 2032 | POE50 | Operational-demand | NA | 278.8658
VIC | KTSWJ | Keilor West (Jemena) 66 kV | Jemena | Winter | Coincident | 2033 | POE10 | Operational-demand | NA | 249.6675
VIC | KTSWJ | Keilor West (Jemena) 66 kV | Jemena | Winter | Coincident | 2033 | POE50 | Operational-demand | NA | 247.7857
VIC | KTSWJ | Keilor West (Jemena) 66 kV | Jemena | Winter | Non-coincident | 2033 | POE10 | Operational-demand | NA | 320.0263
VIC | KTSWJ | Keilor West (Jemena) 66 kV | Jemena | Winter | Non-coincident | 2033 | POE50 | Operational-demand | NA | 316.5713
VIC | KTSWJ | Keilor West (Jemena) 66 kV | Jemena | Winter | Coincident | 2034 | POE10 | Operational-demand | NA | 303.4607
VIC | KTSWJ | Keilor West (Jemena) 66 kV | Jemena | Winter | Coincident | 2034 | POE50 | Operational-demand | NA | 301.9124
VIC | KTSWJ | Keilor West (Jemena) 66 kV | Jemena | Winter | Non-coincident | 2034 | POE10 | Operational-demand | NA | 391.8857
VIC | KTSWJ | Keilor West (Jemena) 66 kV | Jemena | Winter | Non-coincident | 2034 | POE50 | Operational-demand | NA | 388.3973
VIC | KTSWP | Keilor West (Powercor) 66 kV | Powercor | Shoulder | Coincident | 2019 | ACTUAL_OPG | Operational-demand | 34.0134 | NA
VIC | KTSWP | Keilor West (Powercor) 66 kV | Powercor | Shoulder | Coincident | 2019 | ACTUAL_RAW | Operational-demand | 34.0134 | NA
VIC | KTSWP | Keilor West (Powercor) 66 kV | Powercor | Shoulder | Non-coincident | 2019 | ACTUAL_RAW | Operational-demand | 21.3908 | NA
VIC | KTSWP | Keilor West (Powercor) 66 kV | Powercor | Shoulder | Non-coincident | 2019 | ACTUAL_OPG | Operational-demand | 21.3908 | NA
VIC | KTSWP | Keilor West (Powercor) 66 kV | Powercor | Shoulder | Non-coincident | 2019 | ACTUAL_ADJUSTEDOPG | Operational-demand | 21.3908 | NA
VIC | KTSWP | Keilor West (Powercor) 66 kV | Powercor | Shoulder | Coincident | 2020 | ACTUAL_OPG | Operational-demand | 23.0528 | NA
VIC | KTSWP | Keilor West (Powercor) 66 kV | Powercor | Shoulder | Coincident | 2020 | ACTUAL_RAW | Operational-demand | 23.0528 | NA
VIC | KTSWP | Keilor West (Powercor) 66 kV | Powercor | Shoulder | Non-coincident | 2020 | ACTUAL_RAW | Operational-demand | 15.7506 | NA
VIC | KTSWP | Keilor West (Powercor) 66 kV | Powercor | Shoulder | Non-coincident | 2020 | ACTUAL_OPG | Operational-demand | 15.7506 | NA
VIC | KTSWP | Keilor West (Powercor) 66 kV | Powercor | Shoulder | Non-coincident | 2020 | ACTUAL_ADJUSTEDOPG | Operational-demand | 15.7506 | NA
VIC | KTSWP | Keilor West (Powercor) 66 kV | Powercor | Shoulder | Coincident | 2021 | ACTUAL_OPG | Operational-demand | 18.8826 | NA
VIC | KTSWP | Keilor West (Powercor) 66 kV | Powercor | Shoulder | Coincident | 2021 | ACTUAL_RAW | Operational-demand | 18.8826 | NA
VIC | KTSWP | Keilor West (Powercor) 66 kV | Powercor | Shoulder | Non-coincident | 2021 | ACTUAL_RAW | Operational-demand | 12.9673 | NA
VIC | KTSWP | Keilor West (Powercor) 66 kV | Powercor | Shoulder | Non-coincident | 2021 | ACTUAL_OPG | Operational-demand | 12.9673 | NA
VIC | KTSWP | Keilor West (Powercor) 66 kV | Powercor | Shoulder | Non-coincident | 2021 | ACTUAL_ADJUSTEDOPG | Operational-demand | 12.9673 | NA
VIC | KTSWP | Keilor West (Powercor) 66 kV | Powercor | Shoulder | Coincident | 2022 | ACTUAL_OPG | Operational-demand | 1.7209 | NA
VIC | KTSWP | Keilor West (Powercor) 66 kV | Powercor | Shoulder | Coincident | 2022 | ACTUAL_RAW | Operational-demand | 1.7209 | NA
VIC | KTSWP | Keilor West (Powercor) 66 kV | Powercor | Shoulder | Non-coincident | 2022 | ACTUAL_RAW | Operational-demand | 0.50264 | NA
VIC | KTSWP | Keilor West (Powercor) 66 kV | Powercor | Shoulder | Non-coincident | 2022 | ACTUAL_OPG | Operational-demand | 0.50264 | NA
VIC | KTSWP | Keilor West (Powercor) 66 kV | Powercor | Shoulder | Non-coincident | 2022 | ACTUAL_ADJUSTEDOPG | Operational-demand | 0.50264 | NA
VIC | KTSWP | Keilor West (Powercor) 66 kV | Powercor | Shoulder | Coincident | 2023 | ACTUAL_OPG | Operational-demand | 1.3811 | NA
VIC | KTSWP | Keilor West (Powercor) 66 kV | Powercor | Shoulder | Coincident | 2023 | ACTUAL_RAW | Operational-demand | 1.3811 | NA
VIC | KTSWP | Keilor West (Powercor) 66 kV | Powercor | Shoulder | Non-coincident | 2023 | ACTUAL_RAW | Operational-demand | -7.3484 | NA
VIC | KTSWP | Keilor West (Powercor) 66 kV | Powercor | Shoulder | Non-coincident | 2023 | ACTUAL_OPG | Operational-demand | -7.3484 | NA
VIC | KTSWP | Keilor West (Powercor) 66 kV | Powercor | Shoulder | Non-coincident | 2023 | ACTUAL_ADJUSTEDOPG | Operational-demand | -7.3484 | NA
VIC | KTSWP | Keilor West (Powercor) 66 kV | Powercor | Shoulder | Coincident | 2024 | ACTUAL_OPG | Operational-demand | -10.9058 | NA
VIC | KTSWP | Keilor West (Powercor) 66 kV | Powercor | Shoulder | Coincident | 2024 | ACTUAL_RAW | Operational-demand | -10.9058 | NA
VIC | KTSWP | Keilor West (Powercor) 66 kV | Powercor | Shoulder | Non-coincident | 2024 | ACTUAL_RAW | Operational-demand | -11.9189 | NA
VIC | KTSWP | Keilor West (Powercor) 66 kV | Powercor | Shoulder | Non-coincident | 2024 | ACTUAL_OPG | Operational-demand | -11.9189 | NA
VIC | KTSWP | Keilor West (Powercor) 66 kV | Powercor | Shoulder | Non-coincident | 2024 | ACTUAL_ADJUSTEDOPG | Operational-demand | -11.9189 | NA
VIC | KTSWP | Keilor West (Powercor) 66 kV | Powercor | Shoulder | Coincident | 2025 | ACTUAL_OPG | Operational-demand | -17.9692 | NA
VIC | KTSWP | Keilor West (Powercor) 66 kV | Powercor | Shoulder | Coincident | 2025 | ACTUAL_RAW | Operational-demand | -17.9692 | NA
VIC | KTSWP | Keilor West (Powercor) 66 kV | Powercor | Shoulder | Non-coincident | 2025 | ACTUAL_RAW | Operational-demand | -19.0119 | NA
VIC | KTSWP | Keilor West (Powercor) 66 kV | Powercor | Shoulder | Non-coincident | 2025 | ACTUAL_OPG | Operational-demand | -19.0119 | NA
VIC | KTSWP | Keilor West (Powercor) 66 kV | Powercor | Shoulder | Non-coincident | 2025 | ACTUAL_ADJUSTEDOPG | Operational-demand | -19.0119 | NA
VIC | KTSWP | Keilor West (Powercor) 66 kV | Powercor | Shoulder | Non-coincident | 2025 | BASEYEARPOE90 | Operational-demand | -37.433 | NA
VIC | KTSWP | Keilor West (Powercor) 66 kV | Powercor | Shoulder | Non-coincident | 2025 | BASEYEARPOE50 | Operational-demand | -34.1971 | NA
VIC | KTSWP | Keilor West (Powercor) 66 kV | Powercor | Shoulder | Coincident_unreconciled | 2026 | POE50 | Operational-demand | -37.6302 | NA
VIC | KTSWP | Keilor West (Powercor) 66 kV | Powercor | Shoulder | Coincident_unreconciled | 2026 | POE90 | Operational-demand | -39.9001 | NA
VIC | KTSWP | Keilor West (Powercor) 66 kV | Powercor | Shoulder | Non-coincident | 2026 | POE50 | Operational-demand | -40.4592 | NA
VIC | KTSWP | Keilor West (Powercor) 66 kV | Powercor | Shoulder | Non-coincident | 2026 | POE90 | Operational-demand | -42.8998 | NA
VIC | KTSWP | Keilor West (Powercor) 66 kV | Powercor | Shoulder | Coincident_unreconciled | 2027 | POE50 | Operational-demand | -43.6509 | NA
VIC | KTSWP | Keilor West (Powercor) 66 kV | Powercor | Shoulder | Coincident_unreconciled | 2027 | POE90 | Operational-demand | -45.9361 | NA
VIC | KTSWP | Keilor West (Powercor) 66 kV | Powercor | Shoulder | Non-coincident | 2027 | POE50 | Operational-demand | -46.9326 | NA
VIC | KTSWP | Keilor West (Powercor) 66 kV | Powercor | Shoulder | Non-coincident | 2027 | POE90 | Operational-demand | -49.3896 | NA
VIC | KTSWP | Keilor West (Powercor) 66 kV | Powercor | Shoulder | Coincident_unreconciled | 2028 | POE50 | Operational-demand | -50.7632 | NA
VIC | KTSWP | Keilor West (Powercor) 66 kV | Powercor | Shoulder | Coincident_unreconciled | 2028 | POE90 | Operational-demand | -53.064 | NA
VIC | KTSWP | Keilor West (Powercor) 66 kV | Powercor | Shoulder | Non-coincident | 2028 | POE50 | Operational-demand | -54.5795 | NA
VIC | KTSWP | Keilor West (Powercor) 66 kV | Powercor | Shoulder | Non-coincident | 2028 | POE90 | Operational-demand | -57.0533 | NA
VIC | KTSWP | Keilor West (Powercor) 66 kV | Powercor | Shoulder | Coincident_unreconciled | 2029 | POE50 | Operational-demand | -57.3782 | NA
VIC | KTSWP | Keilor West (Powercor) 66 kV | Powercor | Shoulder | Coincident_unreconciled | 2029 | POE90 | Operational-demand | -59.6947 | NA
VIC | KTSWP | Keilor West (Powercor) 66 kV | Powercor | Shoulder | Non-coincident | 2029 | POE50 | Operational-demand | -61.6919 | NA
VIC | KTSWP | Keilor West (Powercor) 66 kV | Powercor | Shoulder | Non-coincident | 2029 | POE90 | Operational-demand | -64.1826 | NA
VIC | KTSWP | Keilor West (Powercor) 66 kV | Powercor | Shoulder | Coincident_unreconciled | 2030 | POE50 | Operational-demand | -64.0389 | NA
VIC | KTSWP | Keilor West (Powercor) 66 kV | Powercor | Shoulder | Coincident_unreconciled | 2030 | POE90 | Operational-demand | -66.371 | NA
VIC | KTSWP | Keilor West (Powercor) 66 kV | Powercor | Shoulder | Non-coincident | 2030 | POE50 | Operational-demand | -68.8533 | NA
VIC | KTSWP | Keilor West (Powercor) 66 kV | Powercor | Shoulder | Non-coincident | 2030 | POE90 | Operational-demand | -71.3607 | NA
VIC | KTSWP | Keilor West (Powercor) 66 kV | Powercor | Shoulder | Coincident_unreconciled | 2031 | POE50 | Operational-demand | -71.0463 | NA
VIC | KTSWP | Keilor West (Powercor) 66 kV | Powercor | Shoulder | Coincident_unreconciled | 2031 | POE90 | Operational-demand | -73.3941 | NA
VIC | KTSWP | Keilor West (Powercor) 66 kV | Powercor | Shoulder | Non-coincident | 2031 | POE50 | Operational-demand | -76.3875 | NA
VIC | KTSWP | Keilor West (Powercor) 66 kV | Powercor | Shoulder | Non-coincident | 2031 | POE90 | Operational-demand | -78.9118 | NA
VIC | KTSWP | Keilor West (Powercor) 66 kV | Powercor | Shoulder | Coincident_unreconciled | 2032 | POE50 | Operational-demand | -76.3314 | NA
VIC | KTSWP | Keilor West (Powercor) 66 kV | Powercor | Shoulder | Coincident_unreconciled | 2032 | POE90 | Operational-demand | -78.6953 | NA
VIC | KTSWP | Keilor West (Powercor) 66 kV | Powercor | Shoulder | Non-coincident | 2032 | POE50 | Operational-demand | -82.07 | NA
VIC | KTSWP | Keilor West (Powercor) 66 kV | Powercor | Shoulder | Non-coincident | 2032 | POE90 | Operational-demand | -84.6116 | NA
VIC | KTSWP | Keilor West (Powercor) 66 kV | Powercor | Shoulder | Coincident_unreconciled | 2033 | POE50 | Operational-demand | -80.1976 | NA
VIC | KTSWP | Keilor West (Powercor) 66 kV | Powercor | Shoulder | Coincident_unreconciled | 2033 | POE90 | Operational-demand | -82.5779 | NA
VIC | KTSWP | Keilor West (Powercor) 66 kV | Powercor | Shoulder | Non-coincident | 2033 | POE50 | Operational-demand | -86.2268 | NA
VIC | KTSWP | Keilor West (Powercor) 66 kV | Powercor | Shoulder | Non-coincident | 2033 | POE90 | Operational-demand | -88.786 | NA
VIC | KTSWP | Keilor West (Powercor) 66 kV | Powercor | Shoulder | Coincident_unreconciled | 2034 | POE50 | Operational-demand | -84.0144 | NA
VIC | KTSWP | Keilor West (Powercor) 66 kV | Powercor | Shoulder | Coincident_unreconciled | 2034 | POE90 | Operational-demand | -86.4111 | NA
VIC | KTSWP | Keilor West (Powercor) 66 kV | Powercor | Shoulder | Non-coincident | 2034 | POE50 | Operational-demand | -90.3306 | NA
VIC | KTSWP | Keilor West (Powercor) 66 kV | Powercor | Shoulder | Non-coincident | 2034 | POE90 | Operational-demand | -92.9074 | NA
VIC | KTSWP | Keilor West (Powercor) 66 kV | Powercor | Shoulder | Coincident_unreconciled | 2035 | POE50 | Operational-demand | -88.3257 | NA
VIC | KTSWP | Keilor West (Powercor) 66 kV | Powercor | Shoulder | Coincident_unreconciled | 2035 | POE90 | Operational-demand | -90.7388 | NA
VIC | KTSWP | Keilor West (Powercor) 66 kV | Powercor | Shoulder | Non-coincident | 2035 | POE50 | Operational-demand | -94.966 | NA
VIC | KTSWP | Keilor West (Powercor) 66 kV | Powercor | Shoulder | Non-coincident | 2035 | POE90 | Operational-demand | -97.5605 | NA
VIC | KTSWP | Keilor West (Powercor) 66 kV | Powercor | Summer | Coincident | 2019 | ACTUAL_OPG | Operational-demand | 35.4773 | 110.0644
VIC | KTSWP | Keilor West (Powercor) 66 kV | Powercor | Summer | Coincident | 2019 | ACTUAL_RAW | Operational-demand | 35.4773 | 110.0644
VIC | KTSWP | Keilor West (Powercor) 66 kV | Powercor | Summer | Non-coincident | 2019 | ACTUAL_RAW | Operational-demand | 20.0133 | 132.8409
VIC | KTSWP | Keilor West (Powercor) 66 kV | Powercor | Summer | Non-coincident | 2019 | ACTUAL_OPG | Operational-demand | 20.0133 | 132.8409
VIC | KTSWP | Keilor West (Powercor) 66 kV | Powercor | Summer | Non-coincident | 2019 | ACTUAL_ADJUSTEDOPG | Operational-demand | 20.102 | 132.8409
VIC | KTSWP | Keilor West (Powercor) 66 kV | Powercor | Summer | Coincident | 2020 | ACTUAL_OPG | Operational-demand | 14.1327 | 135.7504
VIC | KTSWP | Keilor West (Powercor) 66 kV | Powercor | Summer | Coincident | 2020 | ACTUAL_RAW | Operational-demand | 14.1327 | 135.7504
VIC | KTSWP | Keilor West (Powercor) 66 kV | Powercor | Summer | Non-coincident | 2020 | ACTUAL_RAW | Operational-demand | 13.0716 | 146.6897
VIC | KTSWP | Keilor West (Powercor) 66 kV | Powercor | Summer | Non-coincident | 2020 | ACTUAL_OPG | Operational-demand | 13.0716 | 146.6897
VIC | KTSWP | Keilor West (Powercor) 66 kV | Powercor | Summer | Non-coincident | 2020 | ACTUAL_ADJUSTEDOPG | Operational-demand | 13.0716 | 146.6897
VIC | KTSWP | Keilor West (Powercor) 66 kV | Powercor | Summer | Coincident | 2021 | ACTUAL_OPG | Operational-demand | 6.5308 | 99.3432
VIC | KTSWP | Keilor West (Powercor) 66 kV | Powercor | Summer | Coincident | 2021 | ACTUAL_RAW | Operational-demand | 6.5308 | 99.3432
VIC | KTSWP | Keilor West (Powercor) 66 kV | Powercor | Summer | Non-coincident | 2021 | ACTUAL_RAW | Operational-demand | 5.9563 | 112.4515
VIC | KTSWP | Keilor West (Powercor) 66 kV | Powercor | Summer | Non-coincident | 2021 | ACTUAL_OPG | Operational-demand | 5.9563 | 112.4515
VIC | KTSWP | Keilor West (Powercor) 66 kV | Powercor | Summer | Non-coincident | 2021 | ACTUAL_ADJUSTEDOPG | Operational-demand | 6.0399 | 112.4515
VIC | KTSWP | Keilor West (Powercor) 66 kV | Powercor | Summer | Coincident | 2022 | ACTUAL_OPG | Operational-demand | 0.33303 | 112.9424
VIC | KTSWP | Keilor West (Powercor) 66 kV | Powercor | Summer | Coincident | 2022 | ACTUAL_RAW | Operational-demand | 0.33303 | 112.9424
VIC | KTSWP | Keilor West (Powercor) 66 kV | Powercor | Summer | Non-coincident | 2022 | ACTUAL_RAW | Operational-demand | -3.5973 | 114.5238
VIC | KTSWP | Keilor West (Powercor) 66 kV | Powercor | Summer | Non-coincident | 2022 | ACTUAL_OPG | Operational-demand | -3.5973 | 114.5238
VIC | KTSWP | Keilor West (Powercor) 66 kV | Powercor | Summer | Non-coincident | 2022 | ACTUAL_ADJUSTEDOPG | Operational-demand | -2.9142 | 114.5238
VIC | KTSWP | Keilor West (Powercor) 66 kV | Powercor | Summer | Coincident | 2023 | ACTUAL_OPG | Operational-demand | -6.4514 | 124.8923
VIC | KTSWP | Keilor West (Powercor) 66 kV | Powercor | Summer | Coincident | 2023 | ACTUAL_RAW | Operational-demand | -6.4514 | 124.8923
VIC | KTSWP | Keilor West (Powercor) 66 kV | Powercor | Summer | Non-coincident | 2023 | ACTUAL_RAW | Operational-demand | -6.943 | 124.8923
VIC | KTSWP | Keilor West (Powercor) 66 kV | Powercor | Summer | Non-coincident | 2023 | ACTUAL_OPG | Operational-demand | -6.943 | 124.8923
VIC | KTSWP | Keilor West (Powercor) 66 kV | Powercor | Summer | Non-coincident | 2023 | ACTUAL_ADJUSTEDOPG | Operational-demand | -6.943 | 124.8923
VIC | KTSWP | Keilor West (Powercor) 66 kV | Powercor | Summer | Coincident | 2024 | ACTUAL_OPG | Operational-demand | -15.2613 | 113.6363
VIC | KTSWP | Keilor West (Powercor) 66 kV | Powercor | Summer | Coincident | 2024 | ACTUAL_RAW | Operational-demand | -15.2613 | 113.6363
VIC | KTSWP | Keilor West (Powercor) 66 kV | Powercor | Summer | Non-coincident | 2024 | ACTUAL_RAW | Operational-demand | -16.0494 | 129.6564
VIC | KTSWP | Keilor West (Powercor) 66 kV | Powercor | Summer | Non-coincident | 2024 | ACTUAL_OPG | Operational-demand | -16.0494 | 129.6564
VIC | KTSWP | Keilor West (Powercor) 66 kV | Powercor | Summer | Non-coincident | 2024 | ACTUAL_ADJUSTEDOPG | Operational-demand | -16.0494 | 129.6564
VIC | KTSWP | Keilor West (Powercor) 66 kV | Powercor | Summer | Coincident | 2025 | ACTUAL_OPG | Operational-demand | -20.8276 | 133.8973
VIC | KTSWP | Keilor West (Powercor) 66 kV | Powercor | Summer | Coincident | 2025 | ACTUAL_RAW | Operational-demand | -20.8276 | 133.8973
VIC | KTSWP | Keilor West (Powercor) 66 kV | Powercor | Summer | Non-coincident | 2025 | ACTUAL_RAW | Operational-demand | -23.8311 | 145.3097
VIC | KTSWP | Keilor West (Powercor) 66 kV | Powercor | Summer | Non-coincident | 2025 | ACTUAL_OPG | Operational-demand | -23.8311 | 145.3097
VIC | KTSWP | Keilor West (Powercor) 66 kV | Powercor | Summer | Non-coincident | 2025 | ACTUAL_ADJUSTEDOPG | Operational-demand | -21.3408 | 145.3097
VIC | KTSWP | Keilor West (Powercor) 66 kV | Powercor | Summer | Non-coincident | 2025 | BASEYEARPOE90 | Operational-demand | -43.9457 | NA
VIC | KTSWP | Keilor West (Powercor) 66 kV | Powercor | Summer | Non-coincident | 2025 | BASEYEARPOE50 | Operational-demand | -41.1361 | 140.9352
VIC | KTSWP | Keilor West (Powercor) 66 kV | Powercor | Summer | Coincident_unreconciled | 2026 | POE50 | Operational-demand | -41.8642 | NA
VIC | KTSWP | Keilor West (Powercor) 66 kV | Powercor | Summer | Coincident_unreconciled | 2026 | POE90 | Operational-demand | -43.4001 | NA
VIC | KTSWP | Keilor West (Powercor) 66 kV | Powercor | Summer | Non-coincident | 2026 | POE50 | Operational-demand | -45.8821 | 142.6059
VIC | KTSWP | Keilor West (Powercor) 66 kV | Powercor | Summer | Non-coincident | 2026 | POE90 | Operational-demand | -47.5654 | NA
VIC | KTSWP | Keilor West (Powercor) 66 kV | Powercor | Summer | Coincident_unreconciled | 2027 | POE50 | Operational-demand | -48.2026 | NA
VIC | KTSWP | Keilor West (Powercor) 66 kV | Powercor | Summer | Coincident_unreconciled | 2027 | POE90 | Operational-demand | -49.7488 | NA
VIC | KTSWP | Keilor West (Powercor) 66 kV | Powercor | Summer | Non-coincident | 2027 | POE50 | Operational-demand | -52.8287 | 143.3092
VIC | KTSWP | Keilor West (Powercor) 66 kV | Powercor | Summer | Non-coincident | 2027 | POE90 | Operational-demand | -54.5234 | NA
VIC | KTSWP | Keilor West (Powercor) 66 kV | Powercor | Summer | Coincident_unreconciled | 2028 | POE50 | Operational-demand | -55.6801 | NA
VIC | KTSWP | Keilor West (Powercor) 66 kV | Powercor | Summer | Coincident_unreconciled | 2028 | POE90 | Operational-demand | -57.2369 | NA
VIC | KTSWP | Keilor West (Powercor) 66 kV | Powercor | Summer | Non-coincident | 2028 | POE50 | Operational-demand | -61.0239 | 144.0833
VIC | KTSWP | Keilor West (Powercor) 66 kV | Powercor | Summer | Non-coincident | 2028 | POE90 | Operational-demand | -62.7301 | NA
VIC | KTSWP | Keilor West (Powercor) 66 kV | Powercor | Summer | Coincident_unreconciled | 2029 | POE50 | Operational-demand | -62.6361 | NA
VIC | KTSWP | Keilor West (Powercor) 66 kV | Powercor | Summer | Coincident_unreconciled | 2029 | POE90 | Operational-demand | -64.2034 | NA
VIC | KTSWP | Keilor West (Powercor) 66 kV | Powercor | Summer | Non-coincident | 2029 | POE50 | Operational-demand | -68.6474 | 144.998
VIC | KTSWP | Keilor West (Powercor) 66 kV | Powercor | Summer | Non-coincident | 2029 | POE90 | Operational-demand | -70.3652 | NA
VIC | KTSWP | Keilor West (Powercor) 66 kV | Powercor | Summer | Coincident_unreconciled | 2030 | POE50 | Operational-demand | -69.7266 | NA
VIC | KTSWP | Keilor West (Powercor) 66 kV | Powercor | Summer | Coincident_unreconciled | 2030 | POE90 | Operational-demand | -71.3046 | NA
VIC | KTSWP | Keilor West (Powercor) 66 kV | Powercor | Summer | Non-coincident | 2030 | POE50 | Operational-demand | -76.4185 | 146.0165
VIC | KTSWP | Keilor West (Powercor) 66 kV | Powercor | Summer | Non-coincident | 2030 | POE90 | Operational-demand | -78.1479 | NA
VIC | KTSWP | Keilor West (Powercor) 66 kV | Powercor | Summer | Coincident_unreconciled | 2031 | POE50 | Operational-demand | -77.167 | NA
VIC | KTSWP | Keilor West (Powercor) 66 kV | Powercor | Summer | Coincident_unreconciled | 2031 | POE90 | Operational-demand | -78.7556 | NA
VIC | KTSWP | Keilor West (Powercor) 66 kV | Powercor | Summer | Non-coincident | 2031 | POE50 | Operational-demand | -84.5729 | 147.0264
VIC | KTSWP | Keilor West (Powercor) 66 kV | Powercor | Summer | Non-coincident | 2031 | POE90 | Operational-demand | -86.314 | NA
VIC | KTSWP | Keilor West (Powercor) 66 kV | Powercor | Summer | Coincident_unreconciled | 2032 | POE50 | Operational-demand | -82.779 | NA
VIC | KTSWP | Keilor West (Powercor) 66 kV | Powercor | Summer | Coincident_unreconciled | 2032 | POE90 | Operational-demand | -84.3785 | NA
VIC | KTSWP | Keilor West (Powercor) 66 kV | Powercor | Summer | Non-coincident | 2032 | POE50 | Operational-demand | -90.7236 | 148.2625
VIC | KTSWP | Keilor West (Powercor) 66 kV | Powercor | Summer | Non-coincident | 2032 | POE90 | Operational-demand | -92.4765 | NA
VIC | KTSWP | Keilor West (Powercor) 66 kV | Powercor | Summer | Coincident_unreconciled | 2033 | POE50 | Operational-demand | -86.9283 | NA
VIC | KTSWP | Keilor West (Powercor) 66 kV | Powercor | Summer | Coincident_unreconciled | 2033 | POE90 | Operational-demand | -88.5388 | NA
VIC | KTSWP | Keilor West (Powercor) 66 kV | Powercor | Summer | Non-coincident | 2033 | POE50 | Operational-demand | -95.2711 | 149.6545
VIC | KTSWP | Keilor West (Powercor) 66 kV | Powercor | Summer | Non-coincident | 2033 | POE90 | Operational-demand | -97.0362 | NA
VIC | KTSWP | Keilor West (Powercor) 66 kV | Powercor | Summer | Coincident_unreconciled | 2034 | POE50 | Operational-demand | -91.0412 | NA
VIC | KTSWP | Keilor West (Powercor) 66 kV | Powercor | Summer | Coincident_unreconciled | 2034 | POE90 | Operational-demand | -92.6628 | NA
VIC | KTSWP | Keilor West (Powercor) 66 kV | Powercor | Summer | Non-coincident | 2034 | POE50 | Operational-demand | -99.7786 | 151.055
VIC | KTSWP | Keilor West (Powercor) 66 kV | Powercor | Summer | Non-coincident | 2034 | POE90 | Operational-demand | -101.5559 | NA
VIC | KTSWP | Keilor West (Powercor) 66 kV | Powercor | Summer | Coincident_unreconciled | 2035 | POE50 | Operational-demand | -95.6493 | NA
VIC | KTSWP | Keilor West (Powercor) 66 kV | Powercor | Summer | Coincident_unreconciled | 2035 | POE90 | Operational-demand | -97.282 | NA
VIC | KTSWP | Keilor West (Powercor) 66 kV | Powercor | Summer | Non-coincident | 2035 | POE50 | Operational-demand | -104.8291 | 152.42
VIC | KTSWP | Keilor West (Powercor) 66 kV | Powercor | Summer | Non-coincident | 2035 | POE90 | Operational-demand | -106.6185 | NA
VIC | KTSWP | Keilor West (Powercor) 66 kV | Powercor | Summer | Non-coincident | 2025 | BASEYEARPOE10 | Operational-demand | NA | 158.6756
VIC | KTSWP | Keilor West (Powercor) 66 kV | Powercor | Summer | Coincident | 2026 | POE10 | Operational-demand | NA | 146.4589
VIC | KTSWP | Keilor West (Powercor) 66 kV | Powercor | Summer | Coincident | 2026 | POE50 | Operational-demand | NA | 132.2516
VIC | KTSWP | Keilor West (Powercor) 66 kV | Powercor | Summer | Non-coincident | 2026 | POE10 | Operational-demand | NA | 162.7826
VIC | KTSWP | Keilor West (Powercor) 66 kV | Powercor | Summer | Coincident | 2027 | POE10 | Operational-demand | NA | 143.3371
VIC | KTSWP | Keilor West (Powercor) 66 kV | Powercor | Summer | Coincident | 2027 | POE50 | Operational-demand | NA | 128.5287
VIC | KTSWP | Keilor West (Powercor) 66 kV | Powercor | Summer | Non-coincident | 2027 | POE10 | Operational-demand | NA | 163.6213
VIC | KTSWP | Keilor West (Powercor) 66 kV | Powercor | Summer | Coincident | 2028 | POE10 | Operational-demand | NA | 140.6772
VIC | KTSWP | Keilor West (Powercor) 66 kV | Powercor | Summer | Coincident | 2028 | POE50 | Operational-demand | NA | 125.1782
VIC | KTSWP | Keilor West (Powercor) 66 kV | Powercor | Summer | Non-coincident | 2028 | POE10 | Operational-demand | NA | 164.5344
VIC | KTSWP | Keilor West (Powercor) 66 kV | Powercor | Summer | Coincident | 2029 | POE10 | Operational-demand | NA | 139.0522
VIC | KTSWP | Keilor West (Powercor) 66 kV | Powercor | Summer | Coincident | 2029 | POE50 | Operational-demand | NA | 123.8029
VIC | KTSWP | Keilor West (Powercor) 66 kV | Powercor | Summer | Non-coincident | 2029 | POE10 | Operational-demand | NA | 165.5883
VIC | KTSWP | Keilor West (Powercor) 66 kV | Powercor | Summer | Coincident | 2030 | POE10 | Operational-demand | NA | 137.9648
VIC | KTSWP | Keilor West (Powercor) 66 kV | Powercor | Summer | Coincident | 2030 | POE50 | Operational-demand | NA | 122.4565
VIC | KTSWP | Keilor West (Powercor) 66 kV | Powercor | Summer | Non-coincident | 2030 | POE10 | Operational-demand | NA | 166.7459
VIC | KTSWP | Keilor West (Powercor) 66 kV | Powercor | Summer | Coincident | 2031 | POE10 | Operational-demand | NA | 135.3916
VIC | KTSWP | Keilor West (Powercor) 66 kV | Powercor | Summer | Coincident | 2031 | POE50 | Operational-demand | NA | 120.7578
VIC | KTSWP | Keilor West (Powercor) 66 kV | Powercor | Summer | Non-coincident | 2031 | POE10 | Operational-demand | NA | 167.8949
VIC | KTSWP | Keilor West (Powercor) 66 kV | Powercor | Summer | Coincident | 2032 | POE10 | Operational-demand | NA | 132.4265
VIC | KTSWP | Keilor West (Powercor) 66 kV | Powercor | Summer | Coincident | 2032 | POE50 | Operational-demand | NA | 117.8956
VIC | KTSWP | Keilor West (Powercor) 66 kV | Powercor | Summer | Non-coincident | 2032 | POE10 | Operational-demand | NA | 169.274
VIC | KTSWP | Keilor West (Powercor) 66 kV | Powercor | Summer | Coincident | 2033 | POE10 | Operational-demand | NA | 130.4998
VIC | KTSWP | Keilor West (Powercor) 66 kV | Powercor | Summer | Coincident | 2033 | POE50 | Operational-demand | NA | 115.128
VIC | KTSWP | Keilor West (Powercor) 66 kV | Powercor | Summer | Non-coincident | 2033 | POE10 | Operational-demand | NA | 170.8116
VIC | KTSWP | Keilor West (Powercor) 66 kV | Powercor | Summer | Coincident | 2034 | POE10 | Operational-demand | NA | 130.3141
VIC | KTSWP | Keilor West (Powercor) 66 kV | Powercor | Summer | Coincident | 2034 | POE50 | Operational-demand | NA | 115.1113
VIC | KTSWP | Keilor West (Powercor) 66 kV | Powercor | Summer | Non-coincident | 2034 | POE10 | Operational-demand | NA | 172.3577
VIC | KTSWP | Keilor West (Powercor) 66 kV | Powercor | Summer | Coincident | 2035 | POE10 | Operational-demand | NA | 130.6474
VIC | KTSWP | Keilor West (Powercor) 66 kV | Powercor | Summer | Coincident | 2035 | POE50 | Operational-demand | NA | 115.4477
VIC | KTSWP | Keilor West (Powercor) 66 kV | Powercor | Summer | Non-coincident | 2035 | POE10 | Operational-demand | NA | 173.8684
VIC | KTSWP | Keilor West (Powercor) 66 kV | Powercor | Winter | Coincident | 2018 | ACTUAL_OPG | Operational-demand | NA | 96.6317
VIC | KTSWP | Keilor West (Powercor) 66 kV | Powercor | Winter | Coincident | 2018 | ACTUAL_RAW | Operational-demand | NA | 96.6317
VIC | KTSWP | Keilor West (Powercor) 66 kV | Powercor | Winter | Non-coincident | 2018 | ACTUAL_RAW | Operational-demand | NA | 105.6135
VIC | KTSWP | Keilor West (Powercor) 66 kV | Powercor | Winter | Non-coincident | 2018 | ACTUAL_OPG | Operational-demand | NA | 105.6135
VIC | KTSWP | Keilor West (Powercor) 66 kV | Powercor | Winter | Non-coincident | 2018 | ACTUAL_ADJUSTEDOPG | Operational-demand | NA | 105.6135
VIC | KTSWP | Keilor West (Powercor) 66 kV | Powercor | Winter | Coincident | 2019 | ACTUAL_OPG | Operational-demand | NA | 105.9013
VIC | KTSWP | Keilor West (Powercor) 66 kV | Powercor | Winter | Coincident | 2019 | ACTUAL_RAW | Operational-demand | NA | 105.9013
VIC | KTSWP | Keilor West (Powercor) 66 kV | Powercor | Winter | Non-coincident | 2019 | ACTUAL_RAW | Operational-demand | NA | 106.3103
VIC | KTSWP | Keilor West (Powercor) 66 kV | Powercor | Winter | Non-coincident | 2019 | ACTUAL_OPG | Operational-demand | NA | 106.3103
VIC | KTSWP | Keilor West (Powercor) 66 kV | Powercor | Winter | Non-coincident | 2019 | ACTUAL_ADJUSTEDOPG | Operational-demand | NA | 106.3103
VIC | KTSWP | Keilor West (Powercor) 66 kV | Powercor | Winter | Coincident | 2020 | ACTUAL_OPG | Operational-demand | NA | 115.3458
VIC | KTSWP | Keilor West (Powercor) 66 kV | Powercor | Winter | Coincident | 2020 | ACTUAL_RAW | Operational-demand | NA | 115.3458
VIC | KTSWP | Keilor West (Powercor) 66 kV | Powercor | Winter | Non-coincident | 2020 | ACTUAL_RAW | Operational-demand | NA | 115.3458
VIC | KTSWP | Keilor West (Powercor) 66 kV | Powercor | Winter | Non-coincident | 2020 | ACTUAL_OPG | Operational-demand | NA | 115.3458
VIC | KTSWP | Keilor West (Powercor) 66 kV | Powercor | Winter | Non-coincident | 2020 | ACTUAL_ADJUSTEDOPG | Operational-demand | NA | 115.3458
VIC | KTSWP | Keilor West (Powercor) 66 kV | Powercor | Winter | Coincident | 2021 | ACTUAL_OPG | Operational-demand | NA | 117.5622
VIC | KTSWP | Keilor West (Powercor) 66 kV | Powercor | Winter | Coincident | 2021 | ACTUAL_RAW | Operational-demand | NA | 117.5622
VIC | KTSWP | Keilor West (Powercor) 66 kV | Powercor | Winter | Non-coincident | 2021 | ACTUAL_RAW | Operational-demand | NA | 120.0144
VIC | KTSWP | Keilor West (Powercor) 66 kV | Powercor | Winter | Non-coincident | 2021 | ACTUAL_OPG | Operational-demand | NA | 120.0144
VIC | KTSWP | Keilor West (Powercor) 66 kV | Powercor | Winter | Non-coincident | 2021 | ACTUAL_ADJUSTEDOPG | Operational-demand | NA | 120.0144
VIC | KTSWP | Keilor West (Powercor) 66 kV | Powercor | Winter | Coincident | 2022 | ACTUAL_OPG | Operational-demand | NA | 112.3844
VIC | KTSWP | Keilor West (Powercor) 66 kV | Powercor | Winter | Coincident | 2022 | ACTUAL_RAW | Operational-demand | NA | 112.3844
VIC | KTSWP | Keilor West (Powercor) 66 kV | Powercor | Winter | Non-coincident | 2022 | ACTUAL_RAW | Operational-demand | NA | 117.0529
VIC | KTSWP | Keilor West (Powercor) 66 kV | Powercor | Winter | Non-coincident | 2022 | ACTUAL_OPG | Operational-demand | NA | 117.0529
VIC | KTSWP | Keilor West (Powercor) 66 kV | Powercor | Winter | Non-coincident | 2022 | ACTUAL_ADJUSTEDOPG | Operational-demand | NA | 117.0529
VIC | KTSWP | Keilor West (Powercor) 66 kV | Powercor | Winter | Coincident | 2023 | ACTUAL_OPG | Operational-demand | NA | 115.0508
VIC | KTSWP | Keilor West (Powercor) 66 kV | Powercor | Winter | Coincident | 2023 | ACTUAL_RAW | Operational-demand | NA | 115.0508
VIC | KTSWP | Keilor West (Powercor) 66 kV | Powercor | Winter | Non-coincident | 2023 | ACTUAL_RAW | Operational-demand | NA | 121.8211
VIC | KTSWP | Keilor West (Powercor) 66 kV | Powercor | Winter | Non-coincident | 2023 | ACTUAL_OPG | Operational-demand | NA | 121.8211
VIC | KTSWP | Keilor West (Powercor) 66 kV | Powercor | Winter | Non-coincident | 2023 | ACTUAL_ADJUSTEDOPG | Operational-demand | NA | 121.8211
VIC | KTSWP | Keilor West (Powercor) 66 kV | Powercor | Winter | Coincident | 2024 | ACTUAL_OPG | Operational-demand | NA | 127.6774
VIC | KTSWP | Keilor West (Powercor) 66 kV | Powercor | Winter | Coincident | 2024 | ACTUAL_RAW | Operational-demand | NA | 127.6774
VIC | KTSWP | Keilor West (Powercor) 66 kV | Powercor | Winter | Non-coincident | 2024 | ACTUAL_RAW | Operational-demand | NA | 127.9526
VIC | KTSWP | Keilor West (Powercor) 66 kV | Powercor | Winter | Non-coincident | 2024 | ACTUAL_OPG | Operational-demand | NA | 127.9526
VIC | KTSWP | Keilor West (Powercor) 66 kV | Powercor | Winter | Non-coincident | 2024 | ACTUAL_ADJUSTEDOPG | Operational-demand | NA | 127.9526
VIC | KTSWP | Keilor West (Powercor) 66 kV | Powercor | Winter | Coincident | 2025 | POE10 | Operational-demand | NA | 136.7309
VIC | KTSWP | Keilor West (Powercor) 66 kV | Powercor | Winter | Coincident | 2025 | POE50 | Operational-demand | NA | 134.7054
VIC | KTSWP | Keilor West (Powercor) 66 kV | Powercor | Winter | Non-coincident | 2025 | ACTUAL_RAW | Operational-demand | NA | 137.6782
VIC | KTSWP | Keilor West (Powercor) 66 kV | Powercor | Winter | Non-coincident | 2025 | ACTUAL_ADJUSTEDOPG | Operational-demand | NA | 137.6782
VIC | KTSWP | Keilor West (Powercor) 66 kV | Powercor | Winter | Non-coincident | 2025 | BASEYEARPOE50 | Operational-demand | NA | 118.3116
VIC | KTSWP | Keilor West (Powercor) 66 kV | Powercor | Winter | Non-coincident | 2025 | BASEYEARPOE10 | Operational-demand | NA | 121.7206
VIC | KTSWP | Keilor West (Powercor) 66 kV | Powercor | Winter | Non-coincident | 2025 | POE10 | Operational-demand | NA | 143.4267
VIC | KTSWP | Keilor West (Powercor) 66 kV | Powercor | Winter | Non-coincident | 2025 | POE50 | Operational-demand | NA | 140
VIC | KTSWP | Keilor West (Powercor) 66 kV | Powercor | Winter | Coincident | 2026 | POE10 | Operational-demand | NA | 132.4949
VIC | KTSWP | Keilor West (Powercor) 66 kV | Powercor | Winter | Coincident | 2026 | POE50 | Operational-demand | NA | 130.2857
VIC | KTSWP | Keilor West (Powercor) 66 kV | Powercor | Winter | Non-coincident | 2026 | POE10 | Operational-demand | NA | 144.2787
VIC | KTSWP | Keilor West (Powercor) 66 kV | Powercor | Winter | Non-coincident | 2026 | POE50 | Operational-demand | NA | 140.8297
VIC | KTSWP | Keilor West (Powercor) 66 kV | Powercor | Winter | Coincident | 2027 | POE10 | Operational-demand | NA | 128.5639
VIC | KTSWP | Keilor West (Powercor) 66 kV | Powercor | Winter | Coincident | 2027 | POE50 | Operational-demand | NA | 126.0977
VIC | KTSWP | Keilor West (Powercor) 66 kV | Powercor | Winter | Non-coincident | 2027 | POE10 | Operational-demand | NA | 145.3312
VIC | KTSWP | Keilor West (Powercor) 66 kV | Powercor | Winter | Non-coincident | 2027 | POE50 | Operational-demand | NA | 141.8584
VIC | KTSWP | Keilor West (Powercor) 66 kV | Powercor | Winter | Coincident | 2028 | POE10 | Operational-demand | NA | 127.0835
VIC | KTSWP | Keilor West (Powercor) 66 kV | Powercor | Winter | Coincident | 2028 | POE50 | Operational-demand | NA | 124.7475
VIC | KTSWP | Keilor West (Powercor) 66 kV | Powercor | Winter | Non-coincident | 2028 | POE10 | Operational-demand | NA | 146.5122
VIC | KTSWP | Keilor West (Powercor) 66 kV | Powercor | Winter | Non-coincident | 2028 | POE50 | Operational-demand | NA | 143.0157
VIC | KTSWP | Keilor West (Powercor) 66 kV | Powercor | Winter | Coincident | 2029 | POE10 | Operational-demand | NA | 126.6197
VIC | KTSWP | Keilor West (Powercor) 66 kV | Powercor | Winter | Coincident | 2029 | POE50 | Operational-demand | NA | 124.3405
VIC | KTSWP | Keilor West (Powercor) 66 kV | Powercor | Winter | Non-coincident | 2029 | POE10 | Operational-demand | NA | 147.8178
VIC | KTSWP | Keilor West (Powercor) 66 kV | Powercor | Winter | Non-coincident | 2029 | POE50 | Operational-demand | NA | 144.2975
VIC | KTSWP | Keilor West (Powercor) 66 kV | Powercor | Winter | Coincident | 2030 | POE10 | Operational-demand | NA | 125.9621
VIC | KTSWP | Keilor West (Powercor) 66 kV | Powercor | Winter | Coincident | 2030 | POE50 | Operational-demand | NA | 123.6732
VIC | KTSWP | Keilor West (Powercor) 66 kV | Powercor | Winter | Non-coincident | 2030 | POE10 | Operational-demand | NA | 149.1502
VIC | KTSWP | Keilor West (Powercor) 66 kV | Powercor | Winter | Non-coincident | 2030 | POE50 | Operational-demand | NA | 145.6061
VIC | KTSWP | Keilor West (Powercor) 66 kV | Powercor | Winter | Coincident | 2031 | POE10 | Operational-demand | NA | 125.5152
VIC | KTSWP | Keilor West (Powercor) 66 kV | Powercor | Winter | Coincident | 2031 | POE50 | Operational-demand | NA | 123.2448
VIC | KTSWP | Keilor West (Powercor) 66 kV | Powercor | Winter | Non-coincident | 2031 | POE10 | Operational-demand | NA | 150.5075
VIC | KTSWP | Keilor West (Powercor) 66 kV | Powercor | Winter | Non-coincident | 2031 | POE50 | Operational-demand | NA | 146.9396
VIC | KTSWP | Keilor West (Powercor) 66 kV | Powercor | Winter | Coincident | 2032 | POE10 | Operational-demand | NA | 124.0796
VIC | KTSWP | Keilor West (Powercor) 66 kV | Powercor | Winter | Coincident | 2032 | POE50 | Operational-demand | NA | 121.6109
VIC | KTSWP | Keilor West (Powercor) 66 kV | Powercor | Winter | Non-coincident | 2032 | POE10 | Operational-demand | NA | 151.9391
VIC | KTSWP | Keilor West (Powercor) 66 kV | Powercor | Winter | Non-coincident | 2032 | POE50 | Operational-demand | NA | 148.3463
VIC | KTSWP | Keilor West (Powercor) 66 kV | Powercor | Winter | Coincident | 2033 | POE10 | Operational-demand | NA | 122.0952
VIC | KTSWP | Keilor West (Powercor) 66 kV | Powercor | Winter | Coincident | 2033 | POE50 | Operational-demand | NA | 119.686
VIC | KTSWP | Keilor West (Powercor) 66 kV | Powercor | Winter | Non-coincident | 2033 | POE10 | Operational-demand | NA | 153.3663
VIC | KTSWP | Keilor West (Powercor) 66 kV | Powercor | Winter | Non-coincident | 2033 | POE50 | Operational-demand | NA | 149.7487
VIC | KTSWP | Keilor West (Powercor) 66 kV | Powercor | Winter | Coincident | 2034 | POE10 | Operational-demand | NA | 122.2767
VIC | KTSWP | Keilor West (Powercor) 66 kV | Powercor | Winter | Coincident | 2034 | POE50 | Operational-demand | NA | 119.9342
VIC | KTSWP | Keilor West (Powercor) 66 kV | Powercor | Winter | Non-coincident | 2034 | POE10 | Operational-demand | NA | 154.7803
VIC | KTSWP | Keilor West (Powercor) 66 kV | Powercor | Winter | Non-coincident | 2034 | POE50 | Operational-demand | NA | 151.1377
VIC | LY66 | Loy Yang (AusNet) 66 kV | AusNet | Shoulder | Coincident | 2019 | ACTUAL_OPG | Operational-demand | 18.2375 | NA
VIC | LY66 | Loy Yang (AusNet) 66 kV | AusNet | Shoulder | Coincident | 2019 | ACTUAL_RAW | Operational-demand | 18.2375 | NA
VIC | LY66 | Loy Yang (AusNet) 66 kV | AusNet | Shoulder | Non-coincident | 2019 | ACTUAL_RAW | Operational-demand | 3.0365 | NA
VIC | LY66 | Loy Yang (AusNet) 66 kV | AusNet | Shoulder | Non-coincident | 2019 | ACTUAL_OPG | Operational-demand | 3.0365 | NA
VIC | LY66 | Loy Yang (AusNet) 66 kV | AusNet | Shoulder | Non-coincident | 2019 | ACTUAL_ADJUSTEDOPG | Operational-demand | 3.0365 | NA
VIC | LY66 | Loy Yang (AusNet) 66 kV | AusNet | Shoulder | Coincident | 2020 | ACTUAL_OPG | Operational-demand | 10.8748 | NA
VIC | LY66 | Loy Yang (AusNet) 66 kV | AusNet | Shoulder | Coincident | 2020 | ACTUAL_RAW | Operational-demand | 10.8748 | NA
VIC | LY66 | Loy Yang (AusNet) 66 kV | AusNet | Shoulder | Non-coincident | 2020 | ACTUAL_RAW | Operational-demand | 3.3326 | NA
VIC | LY66 | Loy Yang (AusNet) 66 kV | AusNet | Shoulder | Non-coincident | 2020 | ACTUAL_OPG | Operational-demand | 3.3326 | NA
VIC | LY66 | Loy Yang (AusNet) 66 kV | AusNet | Shoulder | Non-coincident | 2020 | ACTUAL_ADJUSTEDOPG | Operational-demand | 3.3326 | NA
VIC | LY66 | Loy Yang (AusNet) 66 kV | AusNet | Shoulder | Coincident | 2021 | ACTUAL_OPG | Operational-demand | 12.2279 | NA
VIC | LY66 | Loy Yang (AusNet) 66 kV | AusNet | Shoulder | Coincident | 2021 | ACTUAL_RAW | Operational-demand | 12.2279 | NA
VIC | LY66 | Loy Yang (AusNet) 66 kV | AusNet | Shoulder | Non-coincident | 2021 | ACTUAL_RAW | Operational-demand | 3.261 | NA
VIC | LY66 | Loy Yang (AusNet) 66 kV | AusNet | Shoulder | Non-coincident | 2021 | ACTUAL_OPG | Operational-demand | 3.261 | NA
VIC | LY66 | Loy Yang (AusNet) 66 kV | AusNet | Shoulder | Non-coincident | 2021 | ACTUAL_ADJUSTEDOPG | Operational-demand | 3.261 | NA
VIC | LY66 | Loy Yang (AusNet) 66 kV | AusNet | Shoulder | Coincident | 2022 | ACTUAL_OPG | Operational-demand | 10.911 | NA
VIC | LY66 | Loy Yang (AusNet) 66 kV | AusNet | Shoulder | Coincident | 2022 | ACTUAL_RAW | Operational-demand | 10.911 | NA
VIC | LY66 | Loy Yang (AusNet) 66 kV | AusNet | Shoulder | Non-coincident | 2022 | ACTUAL_RAW | Operational-demand | 2.3092 | NA
VIC | LY66 | Loy Yang (AusNet) 66 kV | AusNet | Shoulder | Non-coincident | 2022 | ACTUAL_OPG | Operational-demand | 2.3092 | NA
VIC | LY66 | Loy Yang (AusNet) 66 kV | AusNet | Shoulder | Non-coincident | 2022 | ACTUAL_ADJUSTEDOPG | Operational-demand | 2.3092 | NA
VIC | LY66 | Loy Yang (AusNet) 66 kV | AusNet | Shoulder | Coincident | 2023 | ACTUAL_OPG | Operational-demand | 11.1582 | NA
VIC | LY66 | Loy Yang (AusNet) 66 kV | AusNet | Shoulder | Coincident | 2023 | ACTUAL_RAW | Operational-demand | 11.1582 | NA
VIC | LY66 | Loy Yang (AusNet) 66 kV | AusNet | Shoulder | Non-coincident | 2023 | ACTUAL_RAW | Operational-demand | 3.0444 | NA
VIC | LY66 | Loy Yang (AusNet) 66 kV | AusNet | Shoulder | Non-coincident | 2023 | ACTUAL_OPG | Operational-demand | 3.0444 | NA
VIC | LY66 | Loy Yang (AusNet) 66 kV | AusNet | Shoulder | Non-coincident | 2023 | ACTUAL_ADJUSTEDOPG | Operational-demand | 3.0444 | NA
VIC | LY66 | Loy Yang (AusNet) 66 kV | AusNet | Shoulder | Coincident | 2024 | ACTUAL_OPG | Operational-demand | 7.9804 | NA
VIC | LY66 | Loy Yang (AusNet) 66 kV | AusNet | Shoulder | Coincident | 2024 | ACTUAL_RAW | Operational-demand | 7.9804 | NA
VIC | LY66 | Loy Yang (AusNet) 66 kV | AusNet | Shoulder | Non-coincident | 2024 | ACTUAL_RAW | Operational-demand | 2.3962 | NA
VIC | LY66 | Loy Yang (AusNet) 66 kV | AusNet | Shoulder | Non-coincident | 2024 | ACTUAL_OPG | Operational-demand | 2.3962 | NA
VIC | LY66 | Loy Yang (AusNet) 66 kV | AusNet | Shoulder | Non-coincident | 2024 | ACTUAL_ADJUSTEDOPG | Operational-demand | 2.3962 | NA
VIC | LY66 | Loy Yang (AusNet) 66 kV | AusNet | Shoulder | Coincident | 2025 | ACTUAL_OPG | Operational-demand | 15.5208 | NA
VIC | LY66 | Loy Yang (AusNet) 66 kV | AusNet | Shoulder | Coincident | 2025 | ACTUAL_RAW | Operational-demand | 15.5208 | NA
VIC | LY66 | Loy Yang (AusNet) 66 kV | AusNet | Shoulder | Non-coincident | 2025 | ACTUAL_RAW | Operational-demand | 1.3418 | NA
VIC | LY66 | Loy Yang (AusNet) 66 kV | AusNet | Shoulder | Non-coincident | 2025 | ACTUAL_OPG | Operational-demand | 1.3418 | NA
VIC | LY66 | Loy Yang (AusNet) 66 kV | AusNet | Shoulder | Non-coincident | 2025 | ACTUAL_ADJUSTEDOPG | Operational-demand | 1.3418 | NA
VIC | LY66 | Loy Yang (AusNet) 66 kV | AusNet | Shoulder | Non-coincident | 2025 | BASEYEARPOE90 | Operational-demand | 3.7124 | NA
VIC | LY66 | Loy Yang (AusNet) 66 kV | AusNet | Shoulder | Non-coincident | 2025 | BASEYEARPOE50 | Operational-demand | 4.7695 | NA
VIC | LY66 | Loy Yang (AusNet) 66 kV | AusNet | Shoulder | Coincident_unreconciled | 2026 | POE50 | Operational-demand | 21.7579 | NA
VIC | LY66 | Loy Yang (AusNet) 66 kV | AusNet | Shoulder | Coincident_unreconciled | 2026 | POE90 | Operational-demand | 19.0232 | NA
VIC | LY66 | Loy Yang (AusNet) 66 kV | AusNet | Shoulder | Non-coincident | 2026 | POE50 | Operational-demand | 4.9424 | NA
VIC | LY66 | Loy Yang (AusNet) 66 kV | AusNet | Shoulder | Non-coincident | 2026 | POE90 | Operational-demand | 3.7091 | NA
VIC | LY66 | Loy Yang (AusNet) 66 kV | AusNet | Shoulder | Coincident_unreconciled | 2027 | POE50 | Operational-demand | 22.7221 | NA
VIC | LY66 | Loy Yang (AusNet) 66 kV | AusNet | Shoulder | Coincident_unreconciled | 2027 | POE90 | Operational-demand | 19.9873 | NA
VIC | LY66 | Loy Yang (AusNet) 66 kV | AusNet | Shoulder | Non-coincident | 2027 | POE50 | Operational-demand | 5.0293 | NA
VIC | LY66 | Loy Yang (AusNet) 66 kV | AusNet | Shoulder | Non-coincident | 2027 | POE90 | Operational-demand | 3.7125 | NA
VIC | LY66 | Loy Yang (AusNet) 66 kV | AusNet | Shoulder | Coincident_unreconciled | 2028 | POE50 | Operational-demand | 22.6829 | NA
VIC | LY66 | Loy Yang (AusNet) 66 kV | AusNet | Shoulder | Coincident_unreconciled | 2028 | POE90 | Operational-demand | 19.9481 | NA
VIC | LY66 | Loy Yang (AusNet) 66 kV | AusNet | Shoulder | Non-coincident | 2028 | POE50 | Operational-demand | 5.0258 | NA
VIC | LY66 | Loy Yang (AusNet) 66 kV | AusNet | Shoulder | Non-coincident | 2028 | POE90 | Operational-demand | 3.7124 | NA
VIC | LY66 | Loy Yang (AusNet) 66 kV | AusNet | Shoulder | Coincident_unreconciled | 2029 | POE50 | Operational-demand | 22.7214 | NA
VIC | LY66 | Loy Yang (AusNet) 66 kV | AusNet | Shoulder | Coincident_unreconciled | 2029 | POE90 | Operational-demand | 19.9866 | NA
VIC | LY66 | Loy Yang (AusNet) 66 kV | AusNet | Shoulder | Non-coincident | 2029 | POE50 | Operational-demand | 5.0293 | NA
VIC | LY66 | Loy Yang (AusNet) 66 kV | AusNet | Shoulder | Non-coincident | 2029 | POE90 | Operational-demand | 3.7127 | NA
VIC | LY66 | Loy Yang (AusNet) 66 kV | AusNet | Shoulder | Coincident_unreconciled | 2030 | POE50 | Operational-demand | 22.7168 | NA
VIC | LY66 | Loy Yang (AusNet) 66 kV | AusNet | Shoulder | Coincident_unreconciled | 2030 | POE90 | Operational-demand | 19.9821 | NA
VIC | LY66 | Loy Yang (AusNet) 66 kV | AusNet | Shoulder | Non-coincident | 2030 | POE50 | Operational-demand | 5.0289 | NA
VIC | LY66 | Loy Yang (AusNet) 66 kV | AusNet | Shoulder | Non-coincident | 2030 | POE90 | Operational-demand | 3.7128 | NA
VIC | LY66 | Loy Yang (AusNet) 66 kV | AusNet | Shoulder | Coincident_unreconciled | 2031 | POE50 | Operational-demand | 22.7198 | NA
VIC | LY66 | Loy Yang (AusNet) 66 kV | AusNet | Shoulder | Coincident_unreconciled | 2031 | POE90 | Operational-demand | 19.9851 | NA
VIC | LY66 | Loy Yang (AusNet) 66 kV | AusNet | Shoulder | Non-coincident | 2031 | POE50 | Operational-demand | 5.0292 | NA
VIC | LY66 | Loy Yang (AusNet) 66 kV | AusNet | Shoulder | Non-coincident | 2031 | POE90 | Operational-demand | 3.7129 | NA
VIC | LY66 | Loy Yang (AusNet) 66 kV | AusNet | Shoulder | Coincident_unreconciled | 2032 | POE50 | Operational-demand | 22.7186 | NA
VIC | LY66 | Loy Yang (AusNet) 66 kV | AusNet | Shoulder | Coincident_unreconciled | 2032 | POE90 | Operational-demand | 19.9839 | NA
VIC | LY66 | Loy Yang (AusNet) 66 kV | AusNet | Shoulder | Non-coincident | 2032 | POE50 | Operational-demand | 5.0292 | NA
VIC | LY66 | Loy Yang (AusNet) 66 kV | AusNet | Shoulder | Non-coincident | 2032 | POE90 | Operational-demand | 3.713 | NA
VIC | LY66 | Loy Yang (AusNet) 66 kV | AusNet | Shoulder | Coincident_unreconciled | 2033 | POE50 | Operational-demand | 22.7187 | NA
VIC | LY66 | Loy Yang (AusNet) 66 kV | AusNet | Shoulder | Coincident_unreconciled | 2033 | POE90 | Operational-demand | 19.984 | NA
VIC | LY66 | Loy Yang (AusNet) 66 kV | AusNet | Shoulder | Non-coincident | 2033 | POE50 | Operational-demand | 5.0293 | NA
VIC | LY66 | Loy Yang (AusNet) 66 kV | AusNet | Shoulder | Non-coincident | 2033 | POE90 | Operational-demand | 3.7132 | NA
VIC | LY66 | Loy Yang (AusNet) 66 kV | AusNet | Shoulder | Coincident_unreconciled | 2034 | POE50 | Operational-demand | 22.7185 | NA
VIC | LY66 | Loy Yang (AusNet) 66 kV | AusNet | Shoulder | Coincident_unreconciled | 2034 | POE90 | Operational-demand | 19.9838 | NA
VIC | LY66 | Loy Yang (AusNet) 66 kV | AusNet | Shoulder | Non-coincident | 2034 | POE50 | Operational-demand | 5.0293 | NA
VIC | LY66 | Loy Yang (AusNet) 66 kV | AusNet | Shoulder | Non-coincident | 2034 | POE90 | Operational-demand | 3.7134 | NA
VIC | LY66 | Loy Yang (AusNet) 66 kV | AusNet | Shoulder | Coincident_unreconciled | 2035 | POE50 | Operational-demand | 22.7182 | NA
VIC | LY66 | Loy Yang (AusNet) 66 kV | AusNet | Shoulder | Coincident_unreconciled | 2035 | POE90 | Operational-demand | 19.9835 | NA
VIC | LY66 | Loy Yang (AusNet) 66 kV | AusNet | Shoulder | Non-coincident | 2035 | POE50 | Operational-demand | 5.0294 | NA
VIC | LY66 | Loy Yang (AusNet) 66 kV | AusNet | Shoulder | Non-coincident | 2035 | POE90 | Operational-demand | 3.7135 | NA
VIC | LY66 | Loy Yang (AusNet) 66 kV | AusNet | Summer | Coincident | 2019 | ACTUAL_OPG | Operational-demand | 17.6444 | 4.3545
VIC | LY66 | Loy Yang (AusNet) 66 kV | AusNet | Summer | Coincident | 2019 | ACTUAL_RAW | Operational-demand | 17.6444 | 4.3545
VIC | LY66 | Loy Yang (AusNet) 66 kV | AusNet | Summer | Non-coincident | 2019 | ACTUAL_RAW | Operational-demand | 2.4834 | 26.4127
VIC | LY66 | Loy Yang (AusNet) 66 kV | AusNet | Summer | Non-coincident | 2019 | ACTUAL_OPG | Operational-demand | 2.4834 | 26.4127
VIC | LY66 | Loy Yang (AusNet) 66 kV | AusNet | Summer | Non-coincident | 2019 | ACTUAL_ADJUSTEDOPG | Operational-demand | 2.4834 | 26.4127
VIC | LY66 | Loy Yang (AusNet) 66 kV | AusNet | Summer | Coincident | 2020 | ACTUAL_OPG | Operational-demand | 9.3724 | 7.8999
VIC | LY66 | Loy Yang (AusNet) 66 kV | AusNet | Summer | Coincident | 2020 | ACTUAL_RAW | Operational-demand | 9.3724 | 7.8999
VIC | LY66 | Loy Yang (AusNet) 66 kV | AusNet | Summer | Non-coincident | 2020 | ACTUAL_RAW | Operational-demand | 3.0776 | 26.4642
VIC | LY66 | Loy Yang (AusNet) 66 kV | AusNet | Summer | Non-coincident | 2020 | ACTUAL_OPG | Operational-demand | 3.0776 | 26.4642
VIC | LY66 | Loy Yang (AusNet) 66 kV | AusNet | Summer | Non-coincident | 2020 | ACTUAL_ADJUSTEDOPG | Operational-demand | 3.0776 | 26.4642
VIC | LY66 | Loy Yang (AusNet) 66 kV | AusNet | Summer | Coincident | 2021 | ACTUAL_OPG | Operational-demand | 11.8197 | 9.0398
VIC | LY66 | Loy Yang (AusNet) 66 kV | AusNet | Summer | Coincident | 2021 | ACTUAL_RAW | Operational-demand | 11.8197 | 9.0398
VIC | LY66 | Loy Yang (AusNet) 66 kV | AusNet | Summer | Non-coincident | 2021 | ACTUAL_RAW | Operational-demand | 2.8223 | 28.6811
VIC | LY66 | Loy Yang (AusNet) 66 kV | AusNet | Summer | Non-coincident | 2021 | ACTUAL_OPG | Operational-demand | 2.8223 | 28.6811
VIC | LY66 | Loy Yang (AusNet) 66 kV | AusNet | Summer | Non-coincident | 2021 | ACTUAL_ADJUSTEDOPG | Operational-demand | 2.8223 | 28.6811
VIC | LY66 | Loy Yang (AusNet) 66 kV | AusNet | Summer | Coincident | 2022 | ACTUAL_OPG | Operational-demand | 10.3114 | 8.3511
VIC | LY66 | Loy Yang (AusNet) 66 kV | AusNet | Summer | Coincident | 2022 | ACTUAL_RAW | Operational-demand | 10.3114 | 8.3511
VIC | LY66 | Loy Yang (AusNet) 66 kV | AusNet | Summer | Non-coincident | 2022 | ACTUAL_RAW | Operational-demand | 1.9051 | 24.2525
VIC | LY66 | Loy Yang (AusNet) 66 kV | AusNet | Summer | Non-coincident | 2022 | ACTUAL_OPG | Operational-demand | 1.9051 | 24.2525
VIC | LY66 | Loy Yang (AusNet) 66 kV | AusNet | Summer | Non-coincident | 2022 | ACTUAL_ADJUSTEDOPG | Operational-demand | 1.9051 | 24.2525
VIC | LY66 | Loy Yang (AusNet) 66 kV | AusNet | Summer | Coincident | 2023 | ACTUAL_OPG | Operational-demand | 13.8629 | 9.16
VIC | LY66 | Loy Yang (AusNet) 66 kV | AusNet | Summer | Coincident | 2023 | ACTUAL_RAW | Operational-demand | 13.8629 | 9.16
VIC | LY66 | Loy Yang (AusNet) 66 kV | AusNet | Summer | Non-coincident | 2023 | ACTUAL_RAW | Operational-demand | 2.7936 | 23.715
VIC | LY66 | Loy Yang (AusNet) 66 kV | AusNet | Summer | Non-coincident | 2023 | ACTUAL_OPG | Operational-demand | 2.7936 | 23.715
VIC | LY66 | Loy Yang (AusNet) 66 kV | AusNet | Summer | Non-coincident | 2023 | ACTUAL_ADJUSTEDOPG | Operational-demand | 2.7936 | 23.715
VIC | LY66 | Loy Yang (AusNet) 66 kV | AusNet | Summer | Coincident | 2024 | ACTUAL_OPG | Operational-demand | 10.5839 | 9.9755
VIC | LY66 | Loy Yang (AusNet) 66 kV | AusNet | Summer | Coincident | 2024 | ACTUAL_RAW | Operational-demand | 10.5839 | 9.9755
VIC | LY66 | Loy Yang (AusNet) 66 kV | AusNet | Summer | Non-coincident | 2024 | ACTUAL_RAW | Operational-demand | 2.3158 | 25.3205
VIC | LY66 | Loy Yang (AusNet) 66 kV | AusNet | Summer | Non-coincident | 2024 | ACTUAL_OPG | Operational-demand | 2.3158 | 25.3205
VIC | LY66 | Loy Yang (AusNet) 66 kV | AusNet | Summer | Non-coincident | 2024 | ACTUAL_ADJUSTEDOPG | Operational-demand | 2.3158 | 25.3205
VIC | LY66 | Loy Yang (AusNet) 66 kV | AusNet | Summer | Coincident | 2025 | ACTUAL_OPG | Operational-demand | 21.5102 | 10.969
VIC | LY66 | Loy Yang (AusNet) 66 kV | AusNet | Summer | Coincident | 2025 | ACTUAL_RAW | Operational-demand | 21.5102 | 10.969
VIC | LY66 | Loy Yang (AusNet) 66 kV | AusNet | Summer | Non-coincident | 2025 | ACTUAL_RAW | Operational-demand | 2.1513 | 27.021
VIC | LY66 | Loy Yang (AusNet) 66 kV | AusNet | Summer | Non-coincident | 2025 | ACTUAL_OPG | Operational-demand | 2.1513 | 27.021
VIC | LY66 | Loy Yang (AusNet) 66 kV | AusNet | Summer | Non-coincident | 2025 | ACTUAL_ADJUSTEDOPG | Operational-demand | 2.1513 | 27.021
VIC | LY66 | Loy Yang (AusNet) 66 kV | AusNet | Summer | Non-coincident | 2025 | BASEYEARPOE90 | Operational-demand | 4.1112 | NA
VIC | LY66 | Loy Yang (AusNet) 66 kV | AusNet | Summer | Non-coincident | 2025 | BASEYEARPOE50 | Operational-demand | 4.5875 | 24.3335
VIC | LY66 | Loy Yang (AusNet) 66 kV | AusNet | Summer | Coincident_unreconciled | 2026 | POE50 | Operational-demand | 23 | NA
VIC | LY66 | Loy Yang (AusNet) 66 kV | AusNet | Summer | Coincident_unreconciled | 2026 | POE90 | Operational-demand | 19.5544 | NA
VIC | LY66 | Loy Yang (AusNet) 66 kV | AusNet | Summer | Non-coincident | 2026 | POE50 | Operational-demand | 4.9722 | 24.3336
VIC | LY66 | Loy Yang (AusNet) 66 kV | AusNet | Summer | Non-coincident | 2026 | POE90 | Operational-demand | 4.3573 | NA
VIC | LY66 | Loy Yang (AusNet) 66 kV | AusNet | Summer | Coincident_unreconciled | 2027 | POE50 | Operational-demand | 24.4708 | NA
VIC | LY66 | Loy Yang (AusNet) 66 kV | AusNet | Summer | Coincident_unreconciled | 2027 | POE90 | Operational-demand | 21.0252 | NA
VIC | LY66 | Loy Yang (AusNet) 66 kV | AusNet | Summer | Non-coincident | 2027 | POE50 | Operational-demand | 5.0263 | 24.3336
VIC | LY66 | Loy Yang (AusNet) 66 kV | AusNet | Summer | Non-coincident | 2027 | POE90 | Operational-demand | 4.4114 | NA
VIC | LY66 | Loy Yang (AusNet) 66 kV | AusNet | Summer | Coincident_unreconciled | 2028 | POE50 | Operational-demand | 24.3868 | NA
VIC | LY66 | Loy Yang (AusNet) 66 kV | AusNet | Summer | Coincident_unreconciled | 2028 | POE90 | Operational-demand | 20.9412 | NA
VIC | LY66 | Loy Yang (AusNet) 66 kV | AusNet | Summer | Non-coincident | 2028 | POE50 | Operational-demand | 5.0233 | 24.3337
VIC | LY66 | Loy Yang (AusNet) 66 kV | AusNet | Summer | Non-coincident | 2028 | POE90 | Operational-demand | 4.4084 | NA
VIC | LY66 | Loy Yang (AusNet) 66 kV | AusNet | Summer | Coincident_unreconciled | 2029 | POE50 | Operational-demand | 24.4695 | NA
VIC | LY66 | Loy Yang (AusNet) 66 kV | AusNet | Summer | Coincident_unreconciled | 2029 | POE90 | Operational-demand | 21.0238 | NA
VIC | LY66 | Loy Yang (AusNet) 66 kV | AusNet | Summer | Non-coincident | 2029 | POE50 | Operational-demand | 5.0264 | 24.3338
VIC | LY66 | Loy Yang (AusNet) 66 kV | AusNet | Summer | Non-coincident | 2029 | POE90 | Operational-demand | 4.4115 | NA
VIC | LY66 | Loy Yang (AusNet) 66 kV | AusNet | Summer | Coincident_unreconciled | 2030 | POE50 | Operational-demand | 24.4605 | NA
VIC | LY66 | Loy Yang (AusNet) 66 kV | AusNet | Summer | Coincident_unreconciled | 2030 | POE90 | Operational-demand | 21.0148 | NA
VIC | LY66 | Loy Yang (AusNet) 66 kV | AusNet | Summer | Non-coincident | 2030 | POE50 | Operational-demand | 5.0262 | 24.334
VIC | LY66 | Loy Yang (AusNet) 66 kV | AusNet | Summer | Non-coincident | 2030 | POE90 | Operational-demand | 4.4112 | NA
VIC | LY66 | Loy Yang (AusNet) 66 kV | AusNet | Summer | Coincident_unreconciled | 2031 | POE50 | Operational-demand | 24.4671 | NA
VIC | LY66 | Loy Yang (AusNet) 66 kV | AusNet | Summer | Coincident_unreconciled | 2031 | POE90 | Operational-demand | 21.0215 | NA
VIC | LY66 | Loy Yang (AusNet) 66 kV | AusNet | Summer | Non-coincident | 2031 | POE50 | Operational-demand | 5.0266 | 24.3342
VIC | LY66 | Loy Yang (AusNet) 66 kV | AusNet | Summer | Non-coincident | 2031 | POE90 | Operational-demand | 4.4116 | NA
VIC | LY66 | Loy Yang (AusNet) 66 kV | AusNet | Summer | Coincident_unreconciled | 2032 | POE50 | Operational-demand | 24.4646 | NA
VIC | LY66 | Loy Yang (AusNet) 66 kV | AusNet | Summer | Coincident_unreconciled | 2032 | POE90 | Operational-demand | 21.019 | NA
VIC | LY66 | Loy Yang (AusNet) 66 kV | AusNet | Summer | Non-coincident | 2032 | POE50 | Operational-demand | 5.0266 | 24.3343
VIC | LY66 | Loy Yang (AusNet) 66 kV | AusNet | Summer | Non-coincident | 2032 | POE90 | Operational-demand | 4.4116 | NA
VIC | LY66 | Loy Yang (AusNet) 66 kV | AusNet | Summer | Coincident_unreconciled | 2033 | POE50 | Operational-demand | 24.465 | NA
VIC | LY66 | Loy Yang (AusNet) 66 kV | AusNet | Summer | Coincident_unreconciled | 2033 | POE90 | Operational-demand | 21.0194 | NA
VIC | LY66 | Loy Yang (AusNet) 66 kV | AusNet | Summer | Non-coincident | 2033 | POE50 | Operational-demand | 5.0267 | 24.3345
VIC | LY66 | Loy Yang (AusNet) 66 kV | AusNet | Summer | Non-coincident | 2033 | POE90 | Operational-demand | 4.4117 | NA
VIC | LY66 | Loy Yang (AusNet) 66 kV | AusNet | Summer | Coincident_unreconciled | 2034 | POE50 | Operational-demand | 24.4646 | NA
VIC | LY66 | Loy Yang (AusNet) 66 kV | AusNet | Summer | Coincident_unreconciled | 2034 | POE90 | Operational-demand | 21.019 | NA
VIC | LY66 | Loy Yang (AusNet) 66 kV | AusNet | Summer | Non-coincident | 2034 | POE50 | Operational-demand | 5.0268 | 24.3346
VIC | LY66 | Loy Yang (AusNet) 66 kV | AusNet | Summer | Non-coincident | 2034 | POE90 | Operational-demand | 4.4118 | NA
VIC | LY66 | Loy Yang (AusNet) 66 kV | AusNet | Summer | Coincident_unreconciled | 2035 | POE50 | Operational-demand | 24.4643 | NA
VIC | LY66 | Loy Yang (AusNet) 66 kV | AusNet | Summer | Coincident_unreconciled | 2035 | POE90 | Operational-demand | 21.0187 | NA
VIC | LY66 | Loy Yang (AusNet) 66 kV | AusNet | Summer | Non-coincident | 2035 | POE50 | Operational-demand | 5.0269 | 24.3348
VIC | LY66 | Loy Yang (AusNet) 66 kV | AusNet | Summer | Non-coincident | 2035 | POE90 | Operational-demand | 4.4119 | NA
VIC | LY66 | Loy Yang (AusNet) 66 kV | AusNet | Summer | Non-coincident | 2025 | BASEYEARPOE10 | Operational-demand | NA | 24.7342
VIC | LY66 | Loy Yang (AusNet) 66 kV | AusNet | Summer | Coincident | 2026 | POE10 | Operational-demand | NA | 8.8145
VIC | LY66 | Loy Yang (AusNet) 66 kV | AusNet | Summer | Coincident | 2026 | POE50 | Operational-demand | NA | 8.9384
VIC | LY66 | Loy Yang (AusNet) 66 kV | AusNet | Summer | Non-coincident | 2026 | POE10 | Operational-demand | NA | 24.7342
VIC | LY66 | Loy Yang (AusNet) 66 kV | AusNet | Summer | Coincident | 2027 | POE10 | Operational-demand | NA | 8.5824
VIC | LY66 | Loy Yang (AusNet) 66 kV | AusNet | Summer | Coincident | 2027 | POE50 | Operational-demand | NA | 8.6442
VIC | LY66 | Loy Yang (AusNet) 66 kV | AusNet | Summer | Non-coincident | 2027 | POE10 | Operational-demand | NA | 24.7343
VIC | LY66 | Loy Yang (AusNet) 66 kV | AusNet | Summer | Coincident | 2028 | POE10 | Operational-demand | NA | 8.3764
VIC | LY66 | Loy Yang (AusNet) 66 kV | AusNet | Summer | Coincident | 2028 | POE50 | Operational-demand | NA | 8.3736
VIC | LY66 | Loy Yang (AusNet) 66 kV | AusNet | Summer | Non-coincident | 2028 | POE10 | Operational-demand | NA | 24.7344
VIC | LY66 | Loy Yang (AusNet) 66 kV | AusNet | Summer | Coincident | 2029 | POE10 | Operational-demand | NA | 8.227
VIC | LY66 | Loy Yang (AusNet) 66 kV | AusNet | Summer | Coincident | 2029 | POE50 | Operational-demand | NA | 8.2294
VIC | LY66 | Loy Yang (AusNet) 66 kV | AusNet | Summer | Non-coincident | 2029 | POE10 | Operational-demand | NA | 24.7345
VIC | LY66 | Loy Yang (AusNet) 66 kV | AusNet | Summer | Coincident | 2030 | POE10 | Operational-demand | NA | 8.106
VIC | LY66 | Loy Yang (AusNet) 66 kV | AusNet | Summer | Coincident | 2030 | POE50 | Operational-demand | NA | 8.0832
VIC | LY66 | Loy Yang (AusNet) 66 kV | AusNet | Summer | Non-coincident | 2030 | POE10 | Operational-demand | NA | 24.7346
VIC | LY66 | Loy Yang (AusNet) 66 kV | AusNet | Summer | Coincident | 2031 | POE10 | Operational-demand | NA | 7.9005
VIC | LY66 | Loy Yang (AusNet) 66 kV | AusNet | Summer | Coincident | 2031 | POE50 | Operational-demand | NA | 7.9164
VIC | LY66 | Loy Yang (AusNet) 66 kV | AusNet | Summer | Non-coincident | 2031 | POE10 | Operational-demand | NA | 24.7348
VIC | LY66 | Loy Yang (AusNet) 66 kV | AusNet | Summer | Coincident | 2032 | POE10 | Operational-demand | NA | 7.6645
VIC | LY66 | Loy Yang (AusNet) 66 kV | AusNet | Summer | Coincident | 2032 | POE50 | Operational-demand | NA | 7.6643
VIC | LY66 | Loy Yang (AusNet) 66 kV | AusNet | Summer | Non-coincident | 2032 | POE10 | Operational-demand | NA | 24.735
VIC | LY66 | Loy Yang (AusNet) 66 kV | AusNet | Summer | Coincident | 2033 | POE10 | Operational-demand | NA | 7.4851
VIC | LY66 | Loy Yang (AusNet) 66 kV | AusNet | Summer | Coincident | 2033 | POE50 | Operational-demand | NA | 7.4149
VIC | LY66 | Loy Yang (AusNet) 66 kV | AusNet | Summer | Non-coincident | 2033 | POE10 | Operational-demand | NA | 24.7351
VIC | LY66 | Loy Yang (AusNet) 66 kV | AusNet | Summer | Coincident | 2034 | POE10 | Operational-demand | NA | 7.4074
VIC | LY66 | Loy Yang (AusNet) 66 kV | AusNet | Summer | Coincident | 2034 | POE50 | Operational-demand | NA | 7.3451
VIC | LY66 | Loy Yang (AusNet) 66 kV | AusNet | Summer | Non-coincident | 2034 | POE10 | Operational-demand | NA | 24.7353
VIC | LY66 | Loy Yang (AusNet) 66 kV | AusNet | Summer | Coincident | 2035 | POE10 | Operational-demand | NA | 7.3619
VIC | LY66 | Loy Yang (AusNet) 66 kV | AusNet | Summer | Coincident | 2035 | POE50 | Operational-demand | NA | 7.3007
VIC | LY66 | Loy Yang (AusNet) 66 kV | AusNet | Summer | Non-coincident | 2035 | POE10 | Operational-demand | NA | 24.7354
VIC | LY66 | Loy Yang (AusNet) 66 kV | AusNet | Winter | Coincident | 2018 | ACTUAL_OPG | Operational-demand | NA | 13.5256
VIC | LY66 | Loy Yang (AusNet) 66 kV | AusNet | Winter | Coincident | 2018 | ACTUAL_RAW | Operational-demand | NA | 13.5256
VIC | LY66 | Loy Yang (AusNet) 66 kV | AusNet | Winter | Non-coincident | 2018 | ACTUAL_RAW | Operational-demand | NA | 29.3346
VIC | LY66 | Loy Yang (AusNet) 66 kV | AusNet | Winter | Non-coincident | 2018 | ACTUAL_OPG | Operational-demand | NA | 29.3346
VIC | LY66 | Loy Yang (AusNet) 66 kV | AusNet | Winter | Non-coincident | 2018 | ACTUAL_ADJUSTEDOPG | Operational-demand | NA | 29.3346
VIC | LY66 | Loy Yang (AusNet) 66 kV | AusNet | Winter | Coincident | 2019 | ACTUAL_OPG | Operational-demand | NA | 9.662
VIC | LY66 | Loy Yang (AusNet) 66 kV | AusNet | Winter | Coincident | 2019 | ACTUAL_RAW | Operational-demand | NA | 9.662
VIC | LY66 | Loy Yang (AusNet) 66 kV | AusNet | Winter | Non-coincident | 2019 | ACTUAL_RAW | Operational-demand | NA | 27.951
VIC | LY66 | Loy Yang (AusNet) 66 kV | AusNet | Winter | Non-coincident | 2019 | ACTUAL_OPG | Operational-demand | NA | 27.951
VIC | LY66 | Loy Yang (AusNet) 66 kV | AusNet | Winter | Non-coincident | 2019 | ACTUAL_ADJUSTEDOPG | Operational-demand | NA | 27.951
VIC | LY66 | Loy Yang (AusNet) 66 kV | AusNet | Winter | Coincident | 2020 | ACTUAL_OPG | Operational-demand | NA | 10.6539
VIC | LY66 | Loy Yang (AusNet) 66 kV | AusNet | Winter | Coincident | 2020 | ACTUAL_RAW | Operational-demand | NA | 10.6539
VIC | LY66 | Loy Yang (AusNet) 66 kV | AusNet | Winter | Non-coincident | 2020 | ACTUAL_RAW | Operational-demand | NA | 29.3923
VIC | LY66 | Loy Yang (AusNet) 66 kV | AusNet | Winter | Non-coincident | 2020 | ACTUAL_OPG | Operational-demand | NA | 29.3923
VIC | LY66 | Loy Yang (AusNet) 66 kV | AusNet | Winter | Non-coincident | 2020 | ACTUAL_ADJUSTEDOPG | Operational-demand | NA | 29.3923
VIC | LY66 | Loy Yang (AusNet) 66 kV | AusNet | Winter | Coincident | 2021 | ACTUAL_OPG | Operational-demand | NA | 18.0807
VIC | LY66 | Loy Yang (AusNet) 66 kV | AusNet | Winter | Coincident | 2021 | ACTUAL_RAW | Operational-demand | NA | 18.0807
VIC | LY66 | Loy Yang (AusNet) 66 kV | AusNet | Winter | Non-coincident | 2021 | ACTUAL_RAW | Operational-demand | NA | 28.0315
VIC | LY66 | Loy Yang (AusNet) 66 kV | AusNet | Winter | Non-coincident | 2021 | ACTUAL_OPG | Operational-demand | NA | 28.0315
VIC | LY66 | Loy Yang (AusNet) 66 kV | AusNet | Winter | Non-coincident | 2021 | ACTUAL_ADJUSTEDOPG | Operational-demand | NA | 28.0315
VIC | LY66 | Loy Yang (AusNet) 66 kV | AusNet | Winter | Coincident | 2022 | ACTUAL_OPG | Operational-demand | NA | 13.6715
VIC | LY66 | Loy Yang (AusNet) 66 kV | AusNet | Winter | Coincident | 2022 | ACTUAL_RAW | Operational-demand | NA | 13.6715
VIC | LY66 | Loy Yang (AusNet) 66 kV | AusNet | Winter | Non-coincident | 2022 | ACTUAL_RAW | Operational-demand | NA | 25.3679
VIC | LY66 | Loy Yang (AusNet) 66 kV | AusNet | Winter | Non-coincident | 2022 | ACTUAL_OPG | Operational-demand | NA | 25.3679
VIC | LY66 | Loy Yang (AusNet) 66 kV | AusNet | Winter | Non-coincident | 2022 | ACTUAL_ADJUSTEDOPG | Operational-demand | NA | 25.3679
VIC | LY66 | Loy Yang (AusNet) 66 kV | AusNet | Winter | Coincident | 2023 | ACTUAL_OPG | Operational-demand | NA | 9.961
VIC | LY66 | Loy Yang (AusNet) 66 kV | AusNet | Winter | Coincident | 2023 | ACTUAL_RAW | Operational-demand | NA | 9.961
VIC | LY66 | Loy Yang (AusNet) 66 kV | AusNet | Winter | Non-coincident | 2023 | ACTUAL_RAW | Operational-demand | NA | 25.927
VIC | LY66 | Loy Yang (AusNet) 66 kV | AusNet | Winter | Non-coincident | 2023 | ACTUAL_OPG | Operational-demand | NA | 25.927
VIC | LY66 | Loy Yang (AusNet) 66 kV | AusNet | Winter | Non-coincident | 2023 | ACTUAL_ADJUSTEDOPG | Operational-demand | NA | 25.927
VIC | LY66 | Loy Yang (AusNet) 66 kV | AusNet | Winter | Coincident | 2024 | ACTUAL_OPG | Operational-demand | NA | 12.2409
VIC | LY66 | Loy Yang (AusNet) 66 kV | AusNet | Winter | Coincident | 2024 | ACTUAL_RAW | Operational-demand | NA | 12.2409
VIC | LY66 | Loy Yang (AusNet) 66 kV | AusNet | Winter | Non-coincident | 2024 | ACTUAL_RAW | Operational-demand | NA | 29.0925
VIC | LY66 | Loy Yang (AusNet) 66 kV | AusNet | Winter | Non-coincident | 2024 | ACTUAL_OPG | Operational-demand | NA | 29.0925
VIC | LY66 | Loy Yang (AusNet) 66 kV | AusNet | Winter | Non-coincident | 2024 | ACTUAL_ADJUSTEDOPG | Operational-demand | NA | 29.0925
VIC | LY66 | Loy Yang (AusNet) 66 kV | AusNet | Winter | Coincident | 2025 | POE10 | Operational-demand | NA | 14.037
VIC | LY66 | Loy Yang (AusNet) 66 kV | AusNet | Winter | Coincident | 2025 | POE50 | Operational-demand | NA | 13.6947
VIC | LY66 | Loy Yang (AusNet) 66 kV | AusNet | Winter | Non-coincident | 2025 | ACTUAL_RAW | Operational-demand | NA | 24.5171
VIC | LY66 | Loy Yang (AusNet) 66 kV | AusNet | Winter | Non-coincident | 2025 | ACTUAL_ADJUSTEDOPG | Operational-demand | NA | 24.5171
VIC | LY66 | Loy Yang (AusNet) 66 kV | AusNet | Winter | Non-coincident | 2025 | BASEYEARPOE50 | Operational-demand | NA | 28.8981
VIC | LY66 | Loy Yang (AusNet) 66 kV | AusNet | Winter | Non-coincident | 2025 | BASEYEARPOE10 | Operational-demand | NA | 29.6881
VIC | LY66 | Loy Yang (AusNet) 66 kV | AusNet | Winter | Non-coincident | 2025 | POE10 | Operational-demand | NA | 29.6881
VIC | LY66 | Loy Yang (AusNet) 66 kV | AusNet | Winter | Non-coincident | 2025 | POE50 | Operational-demand | NA | 28.8981
VIC | LY66 | Loy Yang (AusNet) 66 kV | AusNet | Winter | Coincident | 2026 | POE10 | Operational-demand | NA | 13.5241
VIC | LY66 | Loy Yang (AusNet) 66 kV | AusNet | Winter | Coincident | 2026 | POE50 | Operational-demand | NA | 13.1697
VIC | LY66 | Loy Yang (AusNet) 66 kV | AusNet | Winter | Non-coincident | 2026 | POE10 | Operational-demand | NA | 29.6881
VIC | LY66 | Loy Yang (AusNet) 66 kV | AusNet | Winter | Non-coincident | 2026 | POE50 | Operational-demand | NA | 28.8981
VIC | LY66 | Loy Yang (AusNet) 66 kV | AusNet | Winter | Coincident | 2027 | POE10 | Operational-demand | NA | 13.0306
VIC | LY66 | Loy Yang (AusNet) 66 kV | AusNet | Winter | Coincident | 2027 | POE50 | Operational-demand | NA | 12.6566
VIC | LY66 | Loy Yang (AusNet) 66 kV | AusNet | Winter | Non-coincident | 2027 | POE10 | Operational-demand | NA | 29.6881
VIC | LY66 | Loy Yang (AusNet) 66 kV | AusNet | Winter | Non-coincident | 2027 | POE50 | Operational-demand | NA | 28.8981
VIC | LY66 | Loy Yang (AusNet) 66 kV | AusNet | Winter | Coincident | 2028 | POE10 | Operational-demand | NA | 12.7797
VIC | LY66 | Loy Yang (AusNet) 66 kV | AusNet | Winter | Coincident | 2028 | POE50 | Operational-demand | NA | 12.4228
VIC | LY66 | Loy Yang (AusNet) 66 kV | AusNet | Winter | Non-coincident | 2028 | POE10 | Operational-demand | NA | 29.6882
VIC | LY66 | Loy Yang (AusNet) 66 kV | AusNet | Winter | Non-coincident | 2028 | POE50 | Operational-demand | NA | 28.8982
VIC | LY66 | Loy Yang (AusNet) 66 kV | AusNet | Winter | Coincident | 2029 | POE10 | Operational-demand | NA | 12.6238
VIC | LY66 | Loy Yang (AusNet) 66 kV | AusNet | Winter | Coincident | 2029 | POE50 | Operational-demand | NA | 12.2754
VIC | LY66 | Loy Yang (AusNet) 66 kV | AusNet | Winter | Non-coincident | 2029 | POE10 | Operational-demand | NA | 29.6883
VIC | LY66 | Loy Yang (AusNet) 66 kV | AusNet | Winter | Non-coincident | 2029 | POE50 | Operational-demand | NA | 28.8983
VIC | LY66 | Loy Yang (AusNet) 66 kV | AusNet | Winter | Coincident | 2030 | POE10 | Operational-demand | NA | 12.4492
VIC | LY66 | Loy Yang (AusNet) 66 kV | AusNet | Winter | Coincident | 2030 | POE50 | Operational-demand | NA | 12.103
VIC | LY66 | Loy Yang (AusNet) 66 kV | AusNet | Winter | Non-coincident | 2030 | POE10 | Operational-demand | NA | 29.6884
VIC | LY66 | Loy Yang (AusNet) 66 kV | AusNet | Winter | Non-coincident | 2030 | POE50 | Operational-demand | NA | 28.8984
VIC | LY66 | Loy Yang (AusNet) 66 kV | AusNet | Winter | Coincident | 2031 | POE10 | Operational-demand | NA | 12.2963
VIC | LY66 | Loy Yang (AusNet) 66 kV | AusNet | Winter | Coincident | 2031 | POE50 | Operational-demand | NA | 11.9548
VIC | LY66 | Loy Yang (AusNet) 66 kV | AusNet | Winter | Non-coincident | 2031 | POE10 | Operational-demand | NA | 29.6886
VIC | LY66 | Loy Yang (AusNet) 66 kV | AusNet | Winter | Non-coincident | 2031 | POE50 | Operational-demand | NA | 28.8986
VIC | LY66 | Loy Yang (AusNet) 66 kV | AusNet | Winter | Coincident | 2032 | POE10 | Operational-demand | NA | 12.0443
VIC | LY66 | Loy Yang (AusNet) 66 kV | AusNet | Winter | Coincident | 2032 | POE50 | Operational-demand | NA | 11.6876
VIC | LY66 | Loy Yang (AusNet) 66 kV | AusNet | Winter | Non-coincident | 2032 | POE10 | Operational-demand | NA | 29.6887
VIC | LY66 | Loy Yang (AusNet) 66 kV | AusNet | Winter | Non-coincident | 2032 | POE50 | Operational-demand | NA | 28.8987
VIC | LY66 | Loy Yang (AusNet) 66 kV | AusNet | Winter | Coincident | 2033 | POE10 | Operational-demand | NA | 11.7445
VIC | LY66 | Loy Yang (AusNet) 66 kV | AusNet | Winter | Coincident | 2033 | POE50 | Operational-demand | NA | 11.398
VIC | LY66 | Loy Yang (AusNet) 66 kV | AusNet | Winter | Non-coincident | 2033 | POE10 | Operational-demand | NA | 29.6888
VIC | LY66 | Loy Yang (AusNet) 66 kV | AusNet | Winter | Non-coincident | 2033 | POE50 | Operational-demand | NA | 28.8988
VIC | LY66 | Loy Yang (AusNet) 66 kV | AusNet | Winter | Coincident | 2034 | POE10 | Operational-demand | NA | 11.6574
VIC | LY66 | Loy Yang (AusNet) 66 kV | AusNet | Winter | Coincident | 2034 | POE50 | Operational-demand | NA | 11.3196
VIC | LY66 | Loy Yang (AusNet) 66 kV | AusNet | Winter | Non-coincident | 2034 | POE10 | Operational-demand | NA | 29.6889
VIC | LY66 | Loy Yang (AusNet) 66 kV | AusNet | Winter | Non-coincident | 2034 | POE50 | Operational-demand | NA | 28.8989
VIC | MBTS66 | Mt Beauty (AusNet) 66 kV | AusNet | Shoulder | Coincident | 2019 | ACTUAL_OPG | Operational-demand | 11.1251 | NA
VIC | MBTS66 | Mt Beauty (AusNet) 66 kV | AusNet | Shoulder | Coincident | 2019 | ACTUAL_RAW | Operational-demand | 11.1251 | NA
VIC | MBTS66 | Mt Beauty (AusNet) 66 kV | AusNet | Shoulder | Non-coincident | 2019 | ACTUAL_RAW | Operational-demand | -13.9163 | NA
VIC | MBTS66 | Mt Beauty (AusNet) 66 kV | AusNet | Shoulder | Non-coincident | 2019 | ACTUAL_OPG | Operational-demand | -13.9163 | NA
VIC | MBTS66 | Mt Beauty (AusNet) 66 kV | AusNet | Shoulder | Non-coincident | 2019 | ACTUAL_ADJUSTEDOPG | Operational-demand | -13.9163 | NA
VIC | MBTS66 | Mt Beauty (AusNet) 66 kV | AusNet | Shoulder | Coincident | 2020 | ACTUAL_OPG | Operational-demand | 6.7643 | NA
VIC | MBTS66 | Mt Beauty (AusNet) 66 kV | AusNet | Shoulder | Coincident | 2020 | ACTUAL_RAW | Operational-demand | 6.7643 | NA
VIC | MBTS66 | Mt Beauty (AusNet) 66 kV | AusNet | Shoulder | Non-coincident | 2020 | ACTUAL_RAW | Operational-demand | 1.9405 | NA
VIC | MBTS66 | Mt Beauty (AusNet) 66 kV | AusNet | Shoulder | Non-coincident | 2020 | ACTUAL_OPG | Operational-demand | 1.9405 | NA
VIC | MBTS66 | Mt Beauty (AusNet) 66 kV | AusNet | Shoulder | Non-coincident | 2020 | ACTUAL_ADJUSTEDOPG | Operational-demand | 1.9405 | NA
VIC | MBTS66 | Mt Beauty (AusNet) 66 kV | AusNet | Shoulder | Coincident | 2021 | ACTUAL_OPG | Operational-demand | 5.0602 | NA
VIC | MBTS66 | Mt Beauty (AusNet) 66 kV | AusNet | Shoulder | Coincident | 2021 | ACTUAL_RAW | Operational-demand | 5.0602 | NA
VIC | MBTS66 | Mt Beauty (AusNet) 66 kV | AusNet | Shoulder | Non-coincident | 2021 | ACTUAL_RAW | Operational-demand | -4.7294 | NA
VIC | MBTS66 | Mt Beauty (AusNet) 66 kV | AusNet | Shoulder | Non-coincident | 2021 | ACTUAL_OPG | Operational-demand | -4.7294 | NA
VIC | MBTS66 | Mt Beauty (AusNet) 66 kV | AusNet | Shoulder | Non-coincident | 2021 | ACTUAL_ADJUSTEDOPG | Operational-demand | -4.7294 | NA
VIC | MBTS66 | Mt Beauty (AusNet) 66 kV | AusNet | Shoulder | Coincident | 2022 | ACTUAL_OPG | Operational-demand | -5.4432 | NA
VIC | MBTS66 | Mt Beauty (AusNet) 66 kV | AusNet | Shoulder | Coincident | 2022 | ACTUAL_RAW | Operational-demand | -5.4432 | NA
VIC | MBTS66 | Mt Beauty (AusNet) 66 kV | AusNet | Shoulder | Non-coincident | 2022 | ACTUAL_RAW | Operational-demand | -22.2553 | NA
VIC | MBTS66 | Mt Beauty (AusNet) 66 kV | AusNet | Shoulder | Non-coincident | 2022 | ACTUAL_OPG | Operational-demand | -22.2553 | NA
VIC | MBTS66 | Mt Beauty (AusNet) 66 kV | AusNet | Shoulder | Non-coincident | 2022 | ACTUAL_ADJUSTEDOPG | Operational-demand | -22.2553 | NA
VIC | MBTS66 | Mt Beauty (AusNet) 66 kV | AusNet | Shoulder | Coincident | 2023 | ACTUAL_OPG | Operational-demand | 5.5612 | NA
VIC | MBTS66 | Mt Beauty (AusNet) 66 kV | AusNet | Shoulder | Coincident | 2023 | ACTUAL_RAW | Operational-demand | 5.5612 | NA
VIC | MBTS66 | Mt Beauty (AusNet) 66 kV | AusNet | Shoulder | Non-coincident | 2023 | ACTUAL_RAW | Operational-demand | -12.4851 | NA
VIC | MBTS66 | Mt Beauty (AusNet) 66 kV | AusNet | Shoulder | Non-coincident | 2023 | ACTUAL_OPG | Operational-demand | -12.4851 | NA
VIC | MBTS66 | Mt Beauty (AusNet) 66 kV | AusNet | Shoulder | Non-coincident | 2023 | ACTUAL_ADJUSTEDOPG | Operational-demand | -12.4851 | NA
VIC | MBTS66 | Mt Beauty (AusNet) 66 kV | AusNet | Shoulder | Coincident | 2024 | ACTUAL_OPG | Operational-demand | -0.63094 | NA
VIC | MBTS66 | Mt Beauty (AusNet) 66 kV | AusNet | Shoulder | Coincident | 2024 | ACTUAL_RAW | Operational-demand | -0.63094 | NA
VIC | MBTS66 | Mt Beauty (AusNet) 66 kV | AusNet | Shoulder | Non-coincident | 2024 | ACTUAL_RAW | Operational-demand | -21.8857 | NA
VIC | MBTS66 | Mt Beauty (AusNet) 66 kV | AusNet | Shoulder | Non-coincident | 2024 | ACTUAL_OPG | Operational-demand | -21.8857 | NA
VIC | MBTS66 | Mt Beauty (AusNet) 66 kV | AusNet | Shoulder | Non-coincident | 2024 | ACTUAL_ADJUSTEDOPG | Operational-demand | -21.8857 | NA
VIC | MBTS66 | Mt Beauty (AusNet) 66 kV | AusNet | Shoulder | Coincident | 2025 | ACTUAL_OPG | Operational-demand | -3.2564 | NA
VIC | MBTS66 | Mt Beauty (AusNet) 66 kV | AusNet | Shoulder | Coincident | 2025 | ACTUAL_RAW | Operational-demand | -3.2564 | NA
VIC | MBTS66 | Mt Beauty (AusNet) 66 kV | AusNet | Shoulder | Non-coincident | 2025 | ACTUAL_RAW | Operational-demand | -3.3736 | NA
VIC | MBTS66 | Mt Beauty (AusNet) 66 kV | AusNet | Shoulder | Non-coincident | 2025 | ACTUAL_OPG | Operational-demand | -3.3736 | NA
VIC | MBTS66 | Mt Beauty (AusNet) 66 kV | AusNet | Shoulder | Non-coincident | 2025 | ACTUAL_ADJUSTEDOPG | Operational-demand | -3.3736 | NA
VIC | MBTS66 | Mt Beauty (AusNet) 66 kV | AusNet | Shoulder | Non-coincident | 2025 | BASEYEARPOE90 | Operational-demand | -19.5077 | NA
VIC | MBTS66 | Mt Beauty (AusNet) 66 kV | AusNet | Shoulder | Non-coincident | 2025 | BASEYEARPOE50 | Operational-demand | -17.7126 | NA
VIC | MBTS66 | Mt Beauty (AusNet) 66 kV | AusNet | Shoulder | Coincident_unreconciled | 2026 | POE50 | Operational-demand | -7.564 | NA
VIC | MBTS66 | Mt Beauty (AusNet) 66 kV | AusNet | Shoulder | Coincident_unreconciled | 2026 | POE90 | Operational-demand | -8.2302 | NA
VIC | MBTS66 | Mt Beauty (AusNet) 66 kV | AusNet | Shoulder | Non-coincident | 2026 | POE50 | Operational-demand | -15.218 | NA
VIC | MBTS66 | Mt Beauty (AusNet) 66 kV | AusNet | Shoulder | Non-coincident | 2026 | POE90 | Operational-demand | -16.5583 | NA
VIC | MBTS66 | Mt Beauty (AusNet) 66 kV | AusNet | Shoulder | Coincident_unreconciled | 2027 | POE50 | Operational-demand | -7.9867 | NA
VIC | MBTS66 | Mt Beauty (AusNet) 66 kV | AusNet | Shoulder | Coincident_unreconciled | 2027 | POE90 | Operational-demand | -8.6541 | NA
VIC | MBTS66 | Mt Beauty (AusNet) 66 kV | AusNet | Shoulder | Non-coincident | 2027 | POE50 | Operational-demand | -16.0686 | NA
VIC | MBTS66 | Mt Beauty (AusNet) 66 kV | AusNet | Shoulder | Non-coincident | 2027 | POE90 | Operational-demand | -17.4113 | NA
VIC | MBTS66 | Mt Beauty (AusNet) 66 kV | AusNet | Shoulder | Coincident_unreconciled | 2028 | POE50 | Operational-demand | -8.9301 | NA
VIC | MBTS66 | Mt Beauty (AusNet) 66 kV | AusNet | Shoulder | Coincident_unreconciled | 2028 | POE90 | Operational-demand | -9.5987 | NA
VIC | MBTS66 | Mt Beauty (AusNet) 66 kV | AusNet | Shoulder | Non-coincident | 2028 | POE50 | Operational-demand | -17.9667 | NA
VIC | MBTS66 | Mt Beauty (AusNet) 66 kV | AusNet | Shoulder | Non-coincident | 2028 | POE90 | Operational-demand | -19.3118 | NA
VIC | MBTS66 | Mt Beauty (AusNet) 66 kV | AusNet | Shoulder | Coincident_unreconciled | 2029 | POE50 | Operational-demand | -9.7285 | NA
VIC | MBTS66 | Mt Beauty (AusNet) 66 kV | AusNet | Shoulder | Coincident_unreconciled | 2029 | POE90 | Operational-demand | -10.3983 | NA
VIC | MBTS66 | Mt Beauty (AusNet) 66 kV | AusNet | Shoulder | Non-coincident | 2029 | POE50 | Operational-demand | -19.5728 | NA
VIC | MBTS66 | Mt Beauty (AusNet) 66 kV | AusNet | Shoulder | Non-coincident | 2029 | POE90 | Operational-demand | -20.9204 | NA
VIC | MBTS66 | Mt Beauty (AusNet) 66 kV | AusNet | Shoulder | Coincident_unreconciled | 2030 | POE50 | Operational-demand | -10.6308 | NA
VIC | MBTS66 | Mt Beauty (AusNet) 66 kV | AusNet | Shoulder | Coincident_unreconciled | 2030 | POE90 | Operational-demand | -11.3018 | NA
VIC | MBTS66 | Mt Beauty (AusNet) 66 kV | AusNet | Shoulder | Non-coincident | 2030 | POE50 | Operational-demand | -21.3882 | NA
VIC | MBTS66 | Mt Beauty (AusNet) 66 kV | AusNet | Shoulder | Non-coincident | 2030 | POE90 | Operational-demand | -22.7382 | NA
VIC | MBTS66 | Mt Beauty (AusNet) 66 kV | AusNet | Shoulder | Coincident_unreconciled | 2031 | POE50 | Operational-demand | -11.7504 | NA
VIC | MBTS66 | Mt Beauty (AusNet) 66 kV | AusNet | Shoulder | Coincident_unreconciled | 2031 | POE90 | Operational-demand | -12.4226 | NA
VIC | MBTS66 | Mt Beauty (AusNet) 66 kV | AusNet | Shoulder | Non-coincident | 2031 | POE50 | Operational-demand | -23.6408 | NA
VIC | MBTS66 | Mt Beauty (AusNet) 66 kV | AusNet | Shoulder | Non-coincident | 2031 | POE90 | Operational-demand | -24.9932 | NA
VIC | MBTS66 | Mt Beauty (AusNet) 66 kV | AusNet | Shoulder | Coincident_unreconciled | 2032 | POE50 | Operational-demand | -12.5724 | NA
VIC | MBTS66 | Mt Beauty (AusNet) 66 kV | AusNet | Shoulder | Coincident_unreconciled | 2032 | POE90 | Operational-demand | -13.2458 | NA
VIC | MBTS66 | Mt Beauty (AusNet) 66 kV | AusNet | Shoulder | Non-coincident | 2032 | POE50 | Operational-demand | -25.2945 | NA
VIC | MBTS66 | Mt Beauty (AusNet) 66 kV | AusNet | Shoulder | Non-coincident | 2032 | POE90 | Operational-demand | -26.6493 | NA
VIC | MBTS66 | Mt Beauty (AusNet) 66 kV | AusNet | Shoulder | Coincident_unreconciled | 2033 | POE50 | Operational-demand | -13.1275 | NA
VIC | MBTS66 | Mt Beauty (AusNet) 66 kV | AusNet | Shoulder | Coincident_unreconciled | 2033 | POE90 | Operational-demand | -13.8021 | NA
VIC | MBTS66 | Mt Beauty (AusNet) 66 kV | AusNet | Shoulder | Non-coincident | 2033 | POE50 | Operational-demand | -26.4114 | NA
VIC | MBTS66 | Mt Beauty (AusNet) 66 kV | AusNet | Shoulder | Non-coincident | 2033 | POE90 | Operational-demand | -27.7687 | NA
VIC | MBTS66 | Mt Beauty (AusNet) 66 kV | AusNet | Shoulder | Coincident_unreconciled | 2034 | POE50 | Operational-demand | -13.7706 | NA
VIC | MBTS66 | Mt Beauty (AusNet) 66 kV | AusNet | Shoulder | Coincident_unreconciled | 2034 | POE90 | Operational-demand | -14.4464 | NA
VIC | MBTS66 | Mt Beauty (AusNet) 66 kV | AusNet | Shoulder | Non-coincident | 2034 | POE50 | Operational-demand | -27.7052 | NA
VIC | MBTS66 | Mt Beauty (AusNet) 66 kV | AusNet | Shoulder | Non-coincident | 2034 | POE90 | Operational-demand | -29.0648 | NA
VIC | MBTS66 | Mt Beauty (AusNet) 66 kV | AusNet | Shoulder | Coincident_unreconciled | 2035 | POE50 | Operational-demand | -14.5475 | NA
VIC | MBTS66 | Mt Beauty (AusNet) 66 kV | AusNet | Shoulder | Coincident_unreconciled | 2035 | POE90 | Operational-demand | -15.2244 | NA
VIC | MBTS66 | Mt Beauty (AusNet) 66 kV | AusNet | Shoulder | Non-coincident | 2035 | POE50 | Operational-demand | -29.2682 | NA
VIC | MBTS66 | Mt Beauty (AusNet) 66 kV | AusNet | Shoulder | Non-coincident | 2035 | POE90 | Operational-demand | -30.6302 | NA
VIC | MBTS66 | Mt Beauty (AusNet) 66 kV | AusNet | Summer | Coincident | 2019 | ACTUAL_OPG | Operational-demand | 10.2895 | 4.7357
VIC | MBTS66 | Mt Beauty (AusNet) 66 kV | AusNet | Summer | Coincident | 2019 | ACTUAL_RAW | Operational-demand | 10.2895 | 4.7357
VIC | MBTS66 | Mt Beauty (AusNet) 66 kV | AusNet | Summer | Non-coincident | 2019 | ACTUAL_RAW | Operational-demand | -14.1734 | 30.8077
VIC | MBTS66 | Mt Beauty (AusNet) 66 kV | AusNet | Summer | Non-coincident | 2019 | ACTUAL_OPG | Operational-demand | -14.1734 | 30.8077
VIC | MBTS66 | Mt Beauty (AusNet) 66 kV | AusNet | Summer | Non-coincident | 2019 | ACTUAL_ADJUSTEDOPG | Operational-demand | -14.1734 | 30.8077
VIC | MBTS66 | Mt Beauty (AusNet) 66 kV | AusNet | Summer | Coincident | 2020 | ACTUAL_OPG | Operational-demand | 7.7818 | 27.9194
VIC | MBTS66 | Mt Beauty (AusNet) 66 kV | AusNet | Summer | Coincident | 2020 | ACTUAL_RAW | Operational-demand | 7.7818 | 27.9194
VIC | MBTS66 | Mt Beauty (AusNet) 66 kV | AusNet | Summer | Non-coincident | 2020 | ACTUAL_RAW | Operational-demand | 2.1247 | 30.8021
VIC | MBTS66 | Mt Beauty (AusNet) 66 kV | AusNet | Summer | Non-coincident | 2020 | ACTUAL_OPG | Operational-demand | 2.1247 | 30.8021
VIC | MBTS66 | Mt Beauty (AusNet) 66 kV | AusNet | Summer | Non-coincident | 2020 | ACTUAL_ADJUSTEDOPG | Operational-demand | 2.1247 | 30.8021
VIC | MBTS66 | Mt Beauty (AusNet) 66 kV | AusNet | Summer | Coincident | 2021 | ACTUAL_OPG | Operational-demand | 2.6537 | 24.6805
VIC | MBTS66 | Mt Beauty (AusNet) 66 kV | AusNet | Summer | Coincident | 2021 | ACTUAL_RAW | Operational-demand | 2.6537 | 24.6805
VIC | MBTS66 | Mt Beauty (AusNet) 66 kV | AusNet | Summer | Non-coincident | 2021 | ACTUAL_RAW | Operational-demand | -1.8685 | 28.3043
VIC | MBTS66 | Mt Beauty (AusNet) 66 kV | AusNet | Summer | Non-coincident | 2021 | ACTUAL_OPG | Operational-demand | -1.8685 | 28.3043
VIC | MBTS66 | Mt Beauty (AusNet) 66 kV | AusNet | Summer | Non-coincident | 2021 | ACTUAL_ADJUSTEDOPG | Operational-demand | -1.8685 | 28.3043
VIC | MBTS66 | Mt Beauty (AusNet) 66 kV | AusNet | Summer | Coincident | 2022 | ACTUAL_OPG | Operational-demand | -8.1947 | -0.2598
VIC | MBTS66 | Mt Beauty (AusNet) 66 kV | AusNet | Summer | Coincident | 2022 | ACTUAL_RAW | Operational-demand | -8.1947 | -0.2598
VIC | MBTS66 | Mt Beauty (AusNet) 66 kV | AusNet | Summer | Non-coincident | 2022 | ACTUAL_RAW | Operational-demand | -23.4399 | 22.739
VIC | MBTS66 | Mt Beauty (AusNet) 66 kV | AusNet | Summer | Non-coincident | 2022 | ACTUAL_OPG | Operational-demand | -23.4399 | 22.739
VIC | MBTS66 | Mt Beauty (AusNet) 66 kV | AusNet | Summer | Non-coincident | 2022 | ACTUAL_ADJUSTEDOPG | Operational-demand | -23.4399 | 22.739
VIC | MBTS66 | Mt Beauty (AusNet) 66 kV | AusNet | Summer | Coincident | 2023 | ACTUAL_OPG | Operational-demand | -0.89778 | 9.9164
VIC | MBTS66 | Mt Beauty (AusNet) 66 kV | AusNet | Summer | Coincident | 2023 | ACTUAL_RAW | Operational-demand | -0.89778 | 9.9164
VIC | MBTS66 | Mt Beauty (AusNet) 66 kV | AusNet | Summer | Non-coincident | 2023 | ACTUAL_RAW | Operational-demand | -14.6474 | 26.204
VIC | MBTS66 | Mt Beauty (AusNet) 66 kV | AusNet | Summer | Non-coincident | 2023 | ACTUAL_OPG | Operational-demand | -14.6474 | 26.204
VIC | MBTS66 | Mt Beauty (AusNet) 66 kV | AusNet | Summer | Non-coincident | 2023 | ACTUAL_ADJUSTEDOPG | Operational-demand | -14.6474 | 26.204
VIC | MBTS66 | Mt Beauty (AusNet) 66 kV | AusNet | Summer | Coincident | 2024 | ACTUAL_OPG | Operational-demand | 0.17689 | 13.9599
VIC | MBTS66 | Mt Beauty (AusNet) 66 kV | AusNet | Summer | Coincident | 2024 | ACTUAL_RAW | Operational-demand | 0.17689 | 13.9599
VIC | MBTS66 | Mt Beauty (AusNet) 66 kV | AusNet | Summer | Non-coincident | 2024 | ACTUAL_RAW | Operational-demand | -17.9987 | 23.2021
VIC | MBTS66 | Mt Beauty (AusNet) 66 kV | AusNet | Summer | Non-coincident | 2024 | ACTUAL_OPG | Operational-demand | -17.9987 | 23.2021
VIC | MBTS66 | Mt Beauty (AusNet) 66 kV | AusNet | Summer | Non-coincident | 2024 | ACTUAL_ADJUSTEDOPG | Operational-demand | -17.9987 | 23.2021
VIC | MBTS66 | Mt Beauty (AusNet) 66 kV | AusNet | Summer | Coincident | 2025 | ACTUAL_OPG | Operational-demand | 1.9388 | -4.4257
VIC | MBTS66 | Mt Beauty (AusNet) 66 kV | AusNet | Summer | Coincident | 2025 | ACTUAL_RAW | Operational-demand | 1.9388 | -4.4257
VIC | MBTS66 | Mt Beauty (AusNet) 66 kV | AusNet | Summer | Non-coincident | 2025 | ACTUAL_RAW | Operational-demand | -22.7525 | 23.6323
VIC | MBTS66 | Mt Beauty (AusNet) 66 kV | AusNet | Summer | Non-coincident | 2025 | ACTUAL_OPG | Operational-demand | -22.7525 | 23.6323
VIC | MBTS66 | Mt Beauty (AusNet) 66 kV | AusNet | Summer | Non-coincident | 2025 | ACTUAL_ADJUSTEDOPG | Operational-demand | -22.7525 | 23.6323
VIC | MBTS66 | Mt Beauty (AusNet) 66 kV | AusNet | Summer | Non-coincident | 2025 | BASEYEARPOE90 | Operational-demand | -19.6438 | NA
VIC | MBTS66 | Mt Beauty (AusNet) 66 kV | AusNet | Summer | Non-coincident | 2025 | BASEYEARPOE50 | Operational-demand | -18.0721 | 25.5638
VIC | MBTS66 | Mt Beauty (AusNet) 66 kV | AusNet | Summer | Coincident_unreconciled | 2026 | POE50 | Operational-demand | 0.84316 | NA
VIC | MBTS66 | Mt Beauty (AusNet) 66 kV | AusNet | Summer | Coincident_unreconciled | 2026 | POE90 | Operational-demand | 0.87977 | NA
VIC | MBTS66 | Mt Beauty (AusNet) 66 kV | AusNet | Summer | Non-coincident | 2026 | POE50 | Operational-demand | -16.076 | 24.403
VIC | MBTS66 | Mt Beauty (AusNet) 66 kV | AusNet | Summer | Non-coincident | 2026 | POE90 | Operational-demand | -16.7741 | NA
VIC | MBTS66 | Mt Beauty (AusNet) 66 kV | AusNet | Summer | Coincident_unreconciled | 2027 | POE50 | Operational-demand | 0.89049 | NA
VIC | MBTS66 | Mt Beauty (AusNet) 66 kV | AusNet | Summer | Coincident_unreconciled | 2027 | POE90 | Operational-demand | 0.92717 | NA
VIC | MBTS66 | Mt Beauty (AusNet) 66 kV | AusNet | Summer | Non-coincident | 2027 | POE50 | Operational-demand | -16.9785 | 24.2916
VIC | MBTS66 | Mt Beauty (AusNet) 66 kV | AusNet | Summer | Non-coincident | 2027 | POE90 | Operational-demand | -17.6778 | NA
VIC | MBTS66 | Mt Beauty (AusNet) 66 kV | AusNet | Summer | Coincident_unreconciled | 2028 | POE50 | Operational-demand | 0.99239 | NA
VIC | MBTS66 | Mt Beauty (AusNet) 66 kV | AusNet | Summer | Coincident_unreconciled | 2028 | POE90 | Operational-demand | 1.0291 | NA
VIC | MBTS66 | Mt Beauty (AusNet) 66 kV | AusNet | Summer | Non-coincident | 2028 | POE50 | Operational-demand | -18.9214 | 23.9317
VIC | MBTS66 | Mt Beauty (AusNet) 66 kV | AusNet | Summer | Non-coincident | 2028 | POE90 | Operational-demand | -19.6219 | NA
VIC | MBTS66 | Mt Beauty (AusNet) 66 kV | AusNet | Summer | Coincident_unreconciled | 2029 | POE50 | Operational-demand | 1.0761 | NA
VIC | MBTS66 | Mt Beauty (AusNet) 66 kV | AusNet | Summer | Coincident_unreconciled | 2029 | POE90 | Operational-demand | 1.1129 | NA
VIC | MBTS66 | Mt Beauty (AusNet) 66 kV | AusNet | Summer | Non-coincident | 2029 | POE50 | Operational-demand | -20.518 | 23.6828
VIC | MBTS66 | Mt Beauty (AusNet) 66 kV | AusNet | Summer | Non-coincident | 2029 | POE90 | Operational-demand | -21.2199 | NA
VIC | MBTS66 | Mt Beauty (AusNet) 66 kV | AusNet | Summer | Coincident_unreconciled | 2030 | POE50 | Operational-demand | 1.1721 | NA
VIC | MBTS66 | Mt Beauty (AusNet) 66 kV | AusNet | Summer | Coincident_unreconciled | 2030 | POE90 | Operational-demand | 1.2089 | NA
VIC | MBTS66 | Mt Beauty (AusNet) 66 kV | AusNet | Summer | Non-coincident | 2030 | POE50 | Operational-demand | -22.3469 | 23.4011
VIC | MBTS66 | Mt Beauty (AusNet) 66 kV | AusNet | Summer | Non-coincident | 2030 | POE90 | Operational-demand | -23.05 | NA
VIC | MBTS66 | Mt Beauty (AusNet) 66 kV | AusNet | Summer | Coincident_unreconciled | 2031 | POE50 | Operational-demand | 1.2918 | NA
VIC | MBTS66 | Mt Beauty (AusNet) 66 kV | AusNet | Summer | Coincident_unreconciled | 2031 | POE90 | Operational-demand | 1.3288 | NA
VIC | MBTS66 | Mt Beauty (AusNet) 66 kV | AusNet | Summer | Non-coincident | 2031 | POE50 | Operational-demand | -24.6306 | 23.0136
VIC | MBTS66 | Mt Beauty (AusNet) 66 kV | AusNet | Summer | Non-coincident | 2031 | POE90 | Operational-demand | -25.3349 | NA
VIC | MBTS66 | Mt Beauty (AusNet) 66 kV | AusNet | Summer | Coincident_unreconciled | 2032 | POE50 | Operational-demand | 1.3785 | NA
VIC | MBTS66 | Mt Beauty (AusNet) 66 kV | AusNet | Summer | Coincident_unreconciled | 2032 | POE90 | Operational-demand | 1.4155 | NA
VIC | MBTS66 | Mt Beauty (AusNet) 66 kV | AusNet | Summer | Non-coincident | 2032 | POE50 | Operational-demand | -26.2822 | 22.8399
VIC | MBTS66 | Mt Beauty (AusNet) 66 kV | AusNet | Summer | Non-coincident | 2032 | POE90 | Operational-demand | -26.9878 | NA
VIC | MBTS66 | Mt Beauty (AusNet) 66 kV | AusNet | Summer | Coincident_unreconciled | 2033 | POE50 | Operational-demand | 1.4362 | NA
VIC | MBTS66 | Mt Beauty (AusNet) 66 kV | AusNet | Summer | Coincident_unreconciled | 2033 | POE90 | Operational-demand | 1.4732 | NA
VIC | MBTS66 | Mt Beauty (AusNet) 66 kV | AusNet | Summer | Non-coincident | 2033 | POE50 | Operational-demand | -27.3825 | 22.8158
VIC | MBTS66 | Mt Beauty (AusNet) 66 kV | AusNet | Summer | Non-coincident | 2033 | POE90 | Operational-demand | -28.0894 | NA
VIC | MBTS66 | Mt Beauty (AusNet) 66 kV | AusNet | Summer | Coincident_unreconciled | 2034 | POE50 | Operational-demand | 1.5043 | NA
VIC | MBTS66 | Mt Beauty (AusNet) 66 kV | AusNet | Summer | Coincident_unreconciled | 2034 | POE90 | Operational-demand | 1.5415 | NA
VIC | MBTS66 | Mt Beauty (AusNet) 66 kV | AusNet | Summer | Non-coincident | 2034 | POE50 | Operational-demand | -28.6823 | 22.7565
VIC | MBTS66 | Mt Beauty (AusNet) 66 kV | AusNet | Summer | Non-coincident | 2034 | POE90 | Operational-demand | -29.3904 | NA
VIC | MBTS66 | Mt Beauty (AusNet) 66 kV | AusNet | Summer | Coincident_unreconciled | 2035 | POE50 | Operational-demand | 1.587 | NA
VIC | MBTS66 | Mt Beauty (AusNet) 66 kV | AusNet | Summer | Coincident_unreconciled | 2035 | POE90 | Operational-demand | 1.6242 | NA
VIC | MBTS66 | Mt Beauty (AusNet) 66 kV | AusNet | Summer | Non-coincident | 2035 | POE50 | Operational-demand | -30.2576 | 22.6483
VIC | MBTS66 | Mt Beauty (AusNet) 66 kV | AusNet | Summer | Non-coincident | 2035 | POE90 | Operational-demand | -30.9669 | NA
VIC | MBTS66 | Mt Beauty (AusNet) 66 kV | AusNet | Summer | Non-coincident | 2025 | BASEYEARPOE10 | Operational-demand | NA | 28.4599
VIC | MBTS66 | Mt Beauty (AusNet) 66 kV | AusNet | Summer | Coincident | 2026 | POE10 | Operational-demand | NA | 28.8894
VIC | MBTS66 | Mt Beauty (AusNet) 66 kV | AusNet | Summer | Coincident | 2026 | POE50 | Operational-demand | NA | 24.403
VIC | MBTS66 | Mt Beauty (AusNet) 66 kV | AusNet | Summer | Non-coincident | 2026 | POE10 | Operational-demand | NA | 31.9761
VIC | MBTS66 | Mt Beauty (AusNet) 66 kV | AusNet | Summer | Coincident | 2027 | POE10 | Operational-demand | NA | 28.1162
VIC | MBTS66 | Mt Beauty (AusNet) 66 kV | AusNet | Summer | Coincident | 2027 | POE50 | Operational-demand | NA | 24.2916
VIC | MBTS66 | Mt Beauty (AusNet) 66 kV | AusNet | Summer | Non-coincident | 2027 | POE10 | Operational-demand | NA | 31.9851
VIC | MBTS66 | Mt Beauty (AusNet) 66 kV | AusNet | Summer | Coincident | 2028 | POE10 | Operational-demand | NA | 27.3941
VIC | MBTS66 | Mt Beauty (AusNet) 66 kV | AusNet | Summer | Coincident | 2028 | POE50 | Operational-demand | NA | 23.9317
VIC | MBTS66 | Mt Beauty (AusNet) 66 kV | AusNet | Summer | Non-coincident | 2028 | POE10 | Operational-demand | NA | 31.8271
VIC | MBTS66 | Mt Beauty (AusNet) 66 kV | AusNet | Summer | Coincident | 2029 | POE10 | Operational-demand | NA | 26.8756
VIC | MBTS66 | Mt Beauty (AusNet) 66 kV | AusNet | Summer | Coincident | 2029 | POE50 | Operational-demand | NA | 23.6828
VIC | MBTS66 | Mt Beauty (AusNet) 66 kV | AusNet | Summer | Non-coincident | 2029 | POE10 | Operational-demand | NA | 31.7638
VIC | MBTS66 | Mt Beauty (AusNet) 66 kV | AusNet | Summer | Coincident | 2030 | POE10 | Operational-demand | NA | 26.4466
VIC | MBTS66 | Mt Beauty (AusNet) 66 kV | AusNet | Summer | Coincident | 2030 | POE50 | Operational-demand | NA | 23.4011
VIC | MBTS66 | Mt Beauty (AusNet) 66 kV | AusNet | Summer | Non-coincident | 2030 | POE10 | Operational-demand | NA | 31.6965
VIC | MBTS66 | Mt Beauty (AusNet) 66 kV | AusNet | Summer | Coincident | 2031 | POE10 | Operational-demand | NA | 25.7274
VIC | MBTS66 | Mt Beauty (AusNet) 66 kV | AusNet | Summer | Coincident | 2031 | POE50 | Operational-demand | NA | 23.0136
VIC | MBTS66 | Mt Beauty (AusNet) 66 kV | AusNet | Summer | Non-coincident | 2031 | POE10 | Operational-demand | NA | 31.5555
VIC | MBTS66 | Mt Beauty (AusNet) 66 kV | AusNet | Summer | Coincident | 2032 | POE10 | Operational-demand | NA | 24.9361
VIC | MBTS66 | Mt Beauty (AusNet) 66 kV | AusNet | Summer | Coincident | 2032 | POE50 | Operational-demand | NA | 22.8399
VIC | MBTS66 | Mt Beauty (AusNet) 66 kV | AusNet | Summer | Non-coincident | 2032 | POE10 | Operational-demand | NA | 31.5326
VIC | MBTS66 | Mt Beauty (AusNet) 66 kV | AusNet | Summer | Coincident | 2033 | POE10 | Operational-demand | NA | 24.3496
VIC | MBTS66 | Mt Beauty (AusNet) 66 kV | AusNet | Summer | Coincident | 2033 | POE50 | Operational-demand | NA | 22.8158
VIC | MBTS66 | Mt Beauty (AusNet) 66 kV | AusNet | Summer | Non-coincident | 2033 | POE10 | Operational-demand | NA | 31.6129
VIC | MBTS66 | Mt Beauty (AusNet) 66 kV | AusNet | Summer | Coincident | 2034 | POE10 | Operational-demand | NA | 24.0878
VIC | MBTS66 | Mt Beauty (AusNet) 66 kV | AusNet | Summer | Coincident | 2034 | POE50 | Operational-demand | NA | 22.7565
VIC | MBTS66 | Mt Beauty (AusNet) 66 kV | AusNet | Summer | Non-coincident | 2034 | POE10 | Operational-demand | NA | 31.6514
VIC | MBTS66 | Mt Beauty (AusNet) 66 kV | AusNet | Summer | Coincident | 2035 | POE10 | Operational-demand | NA | 23.9217
VIC | MBTS66 | Mt Beauty (AusNet) 66 kV | AusNet | Summer | Coincident | 2035 | POE50 | Operational-demand | NA | 22.6483
VIC | MBTS66 | Mt Beauty (AusNet) 66 kV | AusNet | Summer | Non-coincident | 2035 | POE10 | Operational-demand | NA | 31.6346
VIC | MBTS66 | Mt Beauty (AusNet) 66 kV | AusNet | Winter | Coincident | 2018 | ACTUAL_OPG | Operational-demand | NA | 24.8328
VIC | MBTS66 | Mt Beauty (AusNet) 66 kV | AusNet | Winter | Coincident | 2018 | ACTUAL_RAW | Operational-demand | NA | 24.8328
VIC | MBTS66 | Mt Beauty (AusNet) 66 kV | AusNet | Winter | Non-coincident | 2018 | ACTUAL_RAW | Operational-demand | NA | 41.9531
VIC | MBTS66 | Mt Beauty (AusNet) 66 kV | AusNet | Winter | Non-coincident | 2018 | ACTUAL_OPG | Operational-demand | NA | 41.9531
VIC | MBTS66 | Mt Beauty (AusNet) 66 kV | AusNet | Winter | Non-coincident | 2018 | ACTUAL_ADJUSTEDOPG | Operational-demand | NA | 41.9531
VIC | MBTS66 | Mt Beauty (AusNet) 66 kV | AusNet | Winter | Coincident | 2019 | ACTUAL_OPG | Operational-demand | NA | 36.7048
VIC | MBTS66 | Mt Beauty (AusNet) 66 kV | AusNet | Winter | Coincident | 2019 | ACTUAL_RAW | Operational-demand | NA | 36.7048
VIC | MBTS66 | Mt Beauty (AusNet) 66 kV | AusNet | Winter | Non-coincident | 2019 | ACTUAL_RAW | Operational-demand | NA | 44.031
VIC | MBTS66 | Mt Beauty (AusNet) 66 kV | AusNet | Winter | Non-coincident | 2019 | ACTUAL_OPG | Operational-demand | NA | 44.031
VIC | MBTS66 | Mt Beauty (AusNet) 66 kV | AusNet | Winter | Non-coincident | 2019 | ACTUAL_ADJUSTEDOPG | Operational-demand | NA | 44.031
VIC | MBTS66 | Mt Beauty (AusNet) 66 kV | AusNet | Winter | Coincident | 2020 | ACTUAL_OPG | Operational-demand | NA | 26.4223
VIC | MBTS66 | Mt Beauty (AusNet) 66 kV | AusNet | Winter | Coincident | 2020 | ACTUAL_RAW | Operational-demand | NA | 26.4223
VIC | MBTS66 | Mt Beauty (AusNet) 66 kV | AusNet | Winter | Non-coincident | 2020 | ACTUAL_RAW | Operational-demand | NA | 38.2902
VIC | MBTS66 | Mt Beauty (AusNet) 66 kV | AusNet | Winter | Non-coincident | 2020 | ACTUAL_OPG | Operational-demand | NA | 38.2902
VIC | MBTS66 | Mt Beauty (AusNet) 66 kV | AusNet | Winter | Non-coincident | 2020 | ACTUAL_ADJUSTEDOPG | Operational-demand | NA | 38.2902
VIC | MBTS66 | Mt Beauty (AusNet) 66 kV | AusNet | Winter | Coincident | 2021 | ACTUAL_OPG | Operational-demand | NA | 28.3276
VIC | MBTS66 | Mt Beauty (AusNet) 66 kV | AusNet | Winter | Coincident | 2021 | ACTUAL_RAW | Operational-demand | NA | 28.3276
VIC | MBTS66 | Mt Beauty (AusNet) 66 kV | AusNet | Winter | Non-coincident | 2021 | ACTUAL_RAW | Operational-demand | NA | 39.4576
VIC | MBTS66 | Mt Beauty (AusNet) 66 kV | AusNet | Winter | Non-coincident | 2021 | ACTUAL_OPG | Operational-demand | NA | 39.4576
VIC | MBTS66 | Mt Beauty (AusNet) 66 kV | AusNet | Winter | Non-coincident | 2021 | ACTUAL_ADJUSTEDOPG | Operational-demand | NA | 39.4576
VIC | MBTS66 | Mt Beauty (AusNet) 66 kV | AusNet | Winter | Coincident | 2022 | ACTUAL_OPG | Operational-demand | NA | 19.4255
VIC | MBTS66 | Mt Beauty (AusNet) 66 kV | AusNet | Winter | Coincident | 2022 | ACTUAL_RAW | Operational-demand | NA | 19.4255
VIC | MBTS66 | Mt Beauty (AusNet) 66 kV | AusNet | Winter | Non-coincident | 2022 | ACTUAL_RAW | Operational-demand | NA | 48.6764
VIC | MBTS66 | Mt Beauty (AusNet) 66 kV | AusNet | Winter | Non-coincident | 2022 | ACTUAL_OPG | Operational-demand | NA | 48.6764
VIC | MBTS66 | Mt Beauty (AusNet) 66 kV | AusNet | Winter | Non-coincident | 2022 | ACTUAL_ADJUSTEDOPG | Operational-demand | NA | 48.6764
VIC | MBTS66 | Mt Beauty (AusNet) 66 kV | AusNet | Winter | Coincident | 2023 | ACTUAL_OPG | Operational-demand | NA | 12.5825
VIC | MBTS66 | Mt Beauty (AusNet) 66 kV | AusNet | Winter | Coincident | 2023 | ACTUAL_RAW | Operational-demand | NA | 12.5825
VIC | MBTS66 | Mt Beauty (AusNet) 66 kV | AusNet | Winter | Non-coincident | 2023 | ACTUAL_RAW | Operational-demand | NA | 44.1019
VIC | MBTS66 | Mt Beauty (AusNet) 66 kV | AusNet | Winter | Non-coincident | 2023 | ACTUAL_OPG | Operational-demand | NA | 44.1019
VIC | MBTS66 | Mt Beauty (AusNet) 66 kV | AusNet | Winter | Non-coincident | 2023 | ACTUAL_ADJUSTEDOPG | Operational-demand | NA | 44.1019
VIC | MBTS66 | Mt Beauty (AusNet) 66 kV | AusNet | Winter | Coincident | 2024 | ACTUAL_OPG | Operational-demand | NA | 41.5259
VIC | MBTS66 | Mt Beauty (AusNet) 66 kV | AusNet | Winter | Coincident | 2024 | ACTUAL_RAW | Operational-demand | NA | 41.5259
VIC | MBTS66 | Mt Beauty (AusNet) 66 kV | AusNet | Winter | Non-coincident | 2024 | ACTUAL_RAW | Operational-demand | NA | 43.8277
VIC | MBTS66 | Mt Beauty (AusNet) 66 kV | AusNet | Winter | Non-coincident | 2024 | ACTUAL_OPG | Operational-demand | NA | 43.8277
VIC | MBTS66 | Mt Beauty (AusNet) 66 kV | AusNet | Winter | Non-coincident | 2024 | ACTUAL_ADJUSTEDOPG | Operational-demand | NA | 43.8277
VIC | MBTS66 | Mt Beauty (AusNet) 66 kV | AusNet | Winter | Coincident | 2025 | POE10 | Operational-demand | NA | 39.4056
VIC | MBTS66 | Mt Beauty (AusNet) 66 kV | AusNet | Winter | Coincident | 2025 | POE50 | Operational-demand | NA | 38.4873
VIC | MBTS66 | Mt Beauty (AusNet) 66 kV | AusNet | Winter | Non-coincident | 2025 | ACTUAL_RAW | Operational-demand | NA | 39.6723
VIC | MBTS66 | Mt Beauty (AusNet) 66 kV | AusNet | Winter | Non-coincident | 2025 | ACTUAL_ADJUSTEDOPG | Operational-demand | NA | 39.6723
VIC | MBTS66 | Mt Beauty (AusNet) 66 kV | AusNet | Winter | Non-coincident | 2025 | BASEYEARPOE50 | Operational-demand | NA | 42.5278
VIC | MBTS66 | Mt Beauty (AusNet) 66 kV | AusNet | Winter | Non-coincident | 2025 | BASEYEARPOE10 | Operational-demand | NA | 44.614
VIC | MBTS66 | Mt Beauty (AusNet) 66 kV | AusNet | Winter | Non-coincident | 2025 | POE10 | Operational-demand | NA | 44.8452
VIC | MBTS66 | Mt Beauty (AusNet) 66 kV | AusNet | Winter | Non-coincident | 2025 | POE50 | Operational-demand | NA | 42.609
VIC | MBTS66 | Mt Beauty (AusNet) 66 kV | AusNet | Winter | Coincident | 2026 | POE10 | Operational-demand | NA | 38.0346
VIC | MBTS66 | Mt Beauty (AusNet) 66 kV | AusNet | Winter | Coincident | 2026 | POE50 | Operational-demand | NA | 37.0789
VIC | MBTS66 | Mt Beauty (AusNet) 66 kV | AusNet | Winter | Non-coincident | 2026 | POE10 | Operational-demand | NA | 44.9602
VIC | MBTS66 | Mt Beauty (AusNet) 66 kV | AusNet | Winter | Non-coincident | 2026 | POE50 | Operational-demand | NA | 42.7203
VIC | MBTS66 | Mt Beauty (AusNet) 66 kV | AusNet | Winter | Coincident | 2027 | POE10 | Operational-demand | NA | 36.7408
VIC | MBTS66 | Mt Beauty (AusNet) 66 kV | AusNet | Winter | Coincident | 2027 | POE50 | Operational-demand | NA | 35.727
VIC | MBTS66 | Mt Beauty (AusNet) 66 kV | AusNet | Winter | Non-coincident | 2027 | POE10 | Operational-demand | NA | 45.1206
VIC | MBTS66 | Mt Beauty (AusNet) 66 kV | AusNet | Winter | Non-coincident | 2027 | POE50 | Operational-demand | NA | 42.8766
VIC | MBTS66 | Mt Beauty (AusNet) 66 kV | AusNet | Winter | Coincident | 2028 | POE10 | Operational-demand | NA | 36.1465
VIC | MBTS66 | Mt Beauty (AusNet) 66 kV | AusNet | Winter | Coincident | 2028 | POE50 | Operational-demand | NA | 35.1784
VIC | MBTS66 | Mt Beauty (AusNet) 66 kV | AusNet | Winter | Non-coincident | 2028 | POE10 | Operational-demand | NA | 45.3145
VIC | MBTS66 | Mt Beauty (AusNet) 66 kV | AusNet | Winter | Non-coincident | 2028 | POE50 | Operational-demand | NA | 43.0665
VIC | MBTS66 | Mt Beauty (AusNet) 66 kV | AusNet | Winter | Coincident | 2029 | POE10 | Operational-demand | NA | 35.8369
VIC | MBTS66 | Mt Beauty (AusNet) 66 kV | AusNet | Winter | Coincident | 2029 | POE50 | Operational-demand | NA | 34.8912
VIC | MBTS66 | Mt Beauty (AusNet) 66 kV | AusNet | Winter | Non-coincident | 2029 | POE10 | Operational-demand | NA | 45.5465
VIC | MBTS66 | Mt Beauty (AusNet) 66 kV | AusNet | Winter | Non-coincident | 2029 | POE50 | Operational-demand | NA | 43.2944
VIC | MBTS66 | Mt Beauty (AusNet) 66 kV | AusNet | Winter | Coincident | 2030 | POE10 | Operational-demand | NA | 35.4898
VIC | MBTS66 | Mt Beauty (AusNet) 66 kV | AusNet | Winter | Coincident | 2030 | POE50 | Operational-demand | NA | 34.5483
VIC | MBTS66 | Mt Beauty (AusNet) 66 kV | AusNet | Winter | Non-coincident | 2030 | POE10 | Operational-demand | NA | 45.8171
VIC | MBTS66 | Mt Beauty (AusNet) 66 kV | AusNet | Winter | Non-coincident | 2030 | POE50 | Operational-demand | NA | 43.5609
VIC | MBTS66 | Mt Beauty (AusNet) 66 kV | AusNet | Winter | Coincident | 2031 | POE10 | Operational-demand | NA | 35.2009
VIC | MBTS66 | Mt Beauty (AusNet) 66 kV | AusNet | Winter | Coincident | 2031 | POE50 | Operational-demand | NA | 34.2709
VIC | MBTS66 | Mt Beauty (AusNet) 66 kV | AusNet | Winter | Non-coincident | 2031 | POE10 | Operational-demand | NA | 46.0876
VIC | MBTS66 | Mt Beauty (AusNet) 66 kV | AusNet | Winter | Non-coincident | 2031 | POE50 | Operational-demand | NA | 43.8274
VIC | MBTS66 | Mt Beauty (AusNet) 66 kV | AusNet | Winter | Coincident | 2032 | POE10 | Operational-demand | NA | 34.6263
VIC | MBTS66 | Mt Beauty (AusNet) 66 kV | AusNet | Winter | Coincident | 2032 | POE50 | Operational-demand | NA | 33.6503
VIC | MBTS66 | Mt Beauty (AusNet) 66 kV | AusNet | Winter | Non-coincident | 2032 | POE10 | Operational-demand | NA | 46.3601
VIC | MBTS66 | Mt Beauty (AusNet) 66 kV | AusNet | Winter | Non-coincident | 2032 | POE50 | Operational-demand | NA | 44.0959
VIC | MBTS66 | Mt Beauty (AusNet) 66 kV | AusNet | Winter | Coincident | 2033 | POE10 | Operational-demand | NA | 33.9036
VIC | MBTS66 | Mt Beauty (AusNet) 66 kV | AusNet | Winter | Coincident | 2033 | POE50 | Operational-demand | NA | 32.9543
VIC | MBTS66 | Mt Beauty (AusNet) 66 kV | AusNet | Winter | Non-coincident | 2033 | POE10 | Operational-demand | NA | 46.6216
VIC | MBTS66 | Mt Beauty (AusNet) 66 kV | AusNet | Winter | Non-coincident | 2033 | POE50 | Operational-demand | NA | 44.3535
VIC | MBTS66 | Mt Beauty (AusNet) 66 kV | AusNet | Winter | Coincident | 2034 | POE10 | Operational-demand | NA | 33.7866
VIC | MBTS66 | Mt Beauty (AusNet) 66 kV | AusNet | Winter | Coincident | 2034 | POE50 | Operational-demand | NA | 32.8606
VIC | MBTS66 | Mt Beauty (AusNet) 66 kV | AusNet | Winter | Non-coincident | 2034 | POE10 | Operational-demand | NA | 46.8723
VIC | MBTS66 | Mt Beauty (AusNet) 66 kV | AusNet | Winter | Non-coincident | 2034 | POE50 | Operational-demand | NA | 44.6001
VIC | MTS22U | Malvern (United Energy) 22 kV | United Energy | Shoulder | Coincident | 2019 | ACTUAL_OPG | Operational-demand | 5.6828 | NA
VIC | MTS22U | Malvern (United Energy) 22 kV | United Energy | Shoulder | Coincident | 2019 | ACTUAL_RAW | Operational-demand | 5.6828 | NA
VIC | MTS22U | Malvern (United Energy) 22 kV | United Energy | Shoulder | Non-coincident | 2019 | ACTUAL_RAW | Operational-demand | 5.5825 | NA
VIC | MTS22U | Malvern (United Energy) 22 kV | United Energy | Shoulder | Non-coincident | 2019 | ACTUAL_OPG | Operational-demand | 5.5825 | NA
VIC | MTS22U | Malvern (United Energy) 22 kV | United Energy | Shoulder | Non-coincident | 2019 | ACTUAL_ADJUSTEDOPG | Operational-demand | 5.5825 | NA
VIC | MTS22U | Malvern (United Energy) 22 kV | United Energy | Shoulder | Coincident | 2020 | ACTUAL_OPG | Operational-demand | 11.4233 | NA
VIC | MTS22U | Malvern (United Energy) 22 kV | United Energy | Shoulder | Coincident | 2020 | ACTUAL_RAW | Operational-demand | 11.4233 | NA
VIC | MTS22U | Malvern (United Energy) 22 kV | United Energy | Shoulder | Non-coincident | 2020 | ACTUAL_RAW | Operational-demand | 5.7452 | NA
VIC | MTS22U | Malvern (United Energy) 22 kV | United Energy | Shoulder | Non-coincident | 2020 | ACTUAL_OPG | Operational-demand | 5.7452 | NA
VIC | MTS22U | Malvern (United Energy) 22 kV | United Energy | Shoulder | Non-coincident | 2020 | ACTUAL_ADJUSTEDOPG | Operational-demand | 5.7452 | NA
VIC | MTS22U | Malvern (United Energy) 22 kV | United Energy | Shoulder | Coincident | 2021 | ACTUAL_OPG | Operational-demand | 9.6667 | NA
VIC | MTS22U | Malvern (United Energy) 22 kV | United Energy | Shoulder | Coincident | 2021 | ACTUAL_RAW | Operational-demand | 9.6667 | NA
VIC | MTS22U | Malvern (United Energy) 22 kV | United Energy | Shoulder | Non-coincident | 2021 | ACTUAL_RAW | Operational-demand | 5.7 | NA
VIC | MTS22U | Malvern (United Energy) 22 kV | United Energy | Shoulder | Non-coincident | 2021 | ACTUAL_OPG | Operational-demand | 5.7 | NA
VIC | MTS22U | Malvern (United Energy) 22 kV | United Energy | Shoulder | Non-coincident | 2021 | ACTUAL_ADJUSTEDOPG | Operational-demand | 5.7 | NA
VIC | MTS22U | Malvern (United Energy) 22 kV | United Energy | Shoulder | Coincident | 2022 | ACTUAL_OPG | Operational-demand | 8.0402 | NA
VIC | MTS22U | Malvern (United Energy) 22 kV | United Energy | Shoulder | Coincident | 2022 | ACTUAL_RAW | Operational-demand | 8.0402 | NA
VIC | MTS22U | Malvern (United Energy) 22 kV | United Energy | Shoulder | Non-coincident | 2022 | ACTUAL_RAW | Operational-demand | 5.8683 | NA
VIC | MTS22U | Malvern (United Energy) 22 kV | United Energy | Shoulder | Non-coincident | 2022 | ACTUAL_OPG | Operational-demand | 5.8683 | NA
VIC | MTS22U | Malvern (United Energy) 22 kV | United Energy | Shoulder | Non-coincident | 2022 | ACTUAL_ADJUSTEDOPG | Operational-demand | 5.8683 | NA
VIC | MTS22U | Malvern (United Energy) 22 kV | United Energy | Shoulder | Coincident | 2023 | ACTUAL_OPG | Operational-demand | 7.8982 | NA
VIC | MTS22U | Malvern (United Energy) 22 kV | United Energy | Shoulder | Coincident | 2023 | ACTUAL_RAW | Operational-demand | 7.8982 | NA
VIC | MTS22U | Malvern (United Energy) 22 kV | United Energy | Shoulder | Non-coincident | 2023 | ACTUAL_RAW | Operational-demand | 7.0429 | NA
VIC | MTS22U | Malvern (United Energy) 22 kV | United Energy | Shoulder | Non-coincident | 2023 | ACTUAL_OPG | Operational-demand | 7.0429 | NA
VIC | MTS22U | Malvern (United Energy) 22 kV | United Energy | Shoulder | Non-coincident | 2023 | ACTUAL_ADJUSTEDOPG | Operational-demand | 7.0429 | NA
VIC | MTS22U | Malvern (United Energy) 22 kV | United Energy | Shoulder | Coincident | 2024 | ACTUAL_OPG | Operational-demand | 5.4039 | NA
VIC | MTS22U | Malvern (United Energy) 22 kV | United Energy | Shoulder | Coincident | 2024 | ACTUAL_RAW | Operational-demand | 5.4039 | NA
VIC | MTS22U | Malvern (United Energy) 22 kV | United Energy | Shoulder | Non-coincident | 2024 | ACTUAL_RAW | Operational-demand | 5.4039 | NA
VIC | MTS22U | Malvern (United Energy) 22 kV | United Energy | Shoulder | Non-coincident | 2024 | ACTUAL_OPG | Operational-demand | 5.4039 | NA
VIC | MTS22U | Malvern (United Energy) 22 kV | United Energy | Shoulder | Non-coincident | 2024 | ACTUAL_ADJUSTEDOPG | Operational-demand | 5.4039 | NA
VIC | MTS22U | Malvern (United Energy) 22 kV | United Energy | Shoulder | Coincident | 2025 | ACTUAL_OPG | Operational-demand | 5.6469 | NA
VIC | MTS22U | Malvern (United Energy) 22 kV | United Energy | Shoulder | Coincident | 2025 | ACTUAL_RAW | Operational-demand | 5.6469 | NA
VIC | MTS22U | Malvern (United Energy) 22 kV | United Energy | Shoulder | Non-coincident | 2025 | ACTUAL_RAW | Operational-demand | 4.4251 | NA
VIC | MTS22U | Malvern (United Energy) 22 kV | United Energy | Shoulder | Non-coincident | 2025 | ACTUAL_OPG | Operational-demand | 4.4251 | NA
VIC | MTS22U | Malvern (United Energy) 22 kV | United Energy | Shoulder | Non-coincident | 2025 | ACTUAL_ADJUSTEDOPG | Operational-demand | 4.4251 | NA
VIC | MTS22U | Malvern (United Energy) 22 kV | United Energy | Shoulder | Non-coincident | 2025 | BASEYEARPOE90 | Operational-demand | 2.2411 | NA
VIC | MTS22U | Malvern (United Energy) 22 kV | United Energy | Shoulder | Non-coincident | 2025 | BASEYEARPOE50 | Operational-demand | 3.1757 | NA
VIC | MTS22U | Malvern (United Energy) 22 kV | United Energy | Shoulder | Coincident_unreconciled | 2026 | POE50 | Operational-demand | 2.3653 | NA
VIC | MTS22U | Malvern (United Energy) 22 kV | United Energy | Shoulder | Coincident_unreconciled | 2026 | POE90 | Operational-demand | 1.1117 | NA
VIC | MTS22U | Malvern (United Energy) 22 kV | United Energy | Shoulder | Non-coincident | 2026 | POE50 | Operational-demand | 2.0175 | NA
VIC | MTS22U | Malvern (United Energy) 22 kV | United Energy | Shoulder | Non-coincident | 2026 | POE90 | Operational-demand | 0.94852 | NA
VIC | MTS22U | Malvern (United Energy) 22 kV | United Energy | Shoulder | Coincident_unreconciled | 2027 | POE50 | Operational-demand | 0.90072 | NA
VIC | MTS22U | Malvern (United Energy) 22 kV | United Energy | Shoulder | Coincident_unreconciled | 2027 | POE90 | Operational-demand | -0.27145 | NA
VIC | MTS22U | Malvern (United Energy) 22 kV | United Energy | Shoulder | Non-coincident | 2027 | POE50 | Operational-demand | 0.79145 | NA
VIC | MTS22U | Malvern (United Energy) 22 kV | United Energy | Shoulder | Non-coincident | 2027 | POE90 | Operational-demand | -0.31492 | NA
VIC | MTS22U | Malvern (United Energy) 22 kV | United Energy | Shoulder | Coincident_unreconciled | 2028 | POE50 | Operational-demand | -0.31762 | NA
VIC | MTS22U | Malvern (United Energy) 22 kV | United Energy | Shoulder | Coincident_unreconciled | 2028 | POE90 | Operational-demand | -1.2752 | NA
VIC | MTS22U | Malvern (United Energy) 22 kV | United Energy | Shoulder | Non-coincident | 2028 | POE50 | Operational-demand | -0.36849 | NA
VIC | MTS22U | Malvern (United Energy) 22 kV | United Energy | Shoulder | Non-coincident | 2028 | POE90 | Operational-demand | -1.4795 | NA
VIC | MTS22U | Malvern (United Energy) 22 kV | United Energy | Shoulder | Coincident_unreconciled | 2029 | POE50 | Operational-demand | -1.2606 | NA
VIC | MTS22U | Malvern (United Energy) 22 kV | United Energy | Shoulder | Coincident_unreconciled | 2029 | POE90 | Operational-demand | -2.2222 | NA
VIC | MTS22U | Malvern (United Energy) 22 kV | United Energy | Shoulder | Non-coincident | 2029 | POE50 | Operational-demand | -1.4625 | NA
VIC | MTS22U | Malvern (United Energy) 22 kV | United Energy | Shoulder | Non-coincident | 2029 | POE90 | Operational-demand | -2.5781 | NA
VIC | MTS22U | Malvern (United Energy) 22 kV | United Energy | Shoulder | Coincident_unreconciled | 2030 | POE50 | Operational-demand | -2.1594 | NA
VIC | MTS22U | Malvern (United Energy) 22 kV | United Energy | Shoulder | Coincident_unreconciled | 2030 | POE90 | Operational-demand | -3.125 | NA
VIC | MTS22U | Malvern (United Energy) 22 kV | United Energy | Shoulder | Non-coincident | 2030 | POE50 | Operational-demand | -2.5053 | NA
VIC | MTS22U | Malvern (United Energy) 22 kV | United Energy | Shoulder | Non-coincident | 2030 | POE90 | Operational-demand | -3.6255 | NA
VIC | MTS22U | Malvern (United Energy) 22 kV | United Energy | Shoulder | Coincident_unreconciled | 2031 | POE50 | Operational-demand | -3.0568 | NA
VIC | MTS22U | Malvern (United Energy) 22 kV | United Energy | Shoulder | Coincident_unreconciled | 2031 | POE90 | Operational-demand | -4.0263 | NA
VIC | MTS22U | Malvern (United Energy) 22 kV | United Energy | Shoulder | Non-coincident | 2031 | POE50 | Operational-demand | -3.5464 | NA
VIC | MTS22U | Malvern (United Energy) 22 kV | United Energy | Shoulder | Non-coincident | 2031 | POE90 | Operational-demand | -4.6712 | NA
VIC | MTS22U | Malvern (United Energy) 22 kV | United Energy | Shoulder | Coincident_unreconciled | 2032 | POE50 | Operational-demand | -3.7452 | NA
VIC | MTS22U | Malvern (United Energy) 22 kV | United Energy | Shoulder | Coincident_unreconciled | 2032 | POE90 | Operational-demand | -4.7187 | NA
VIC | MTS22U | Malvern (United Energy) 22 kV | United Energy | Shoulder | Non-coincident | 2032 | POE50 | Operational-demand | -4.345 | NA
VIC | MTS22U | Malvern (United Energy) 22 kV | United Energy | Shoulder | Non-coincident | 2032 | POE90 | Operational-demand | -5.4745 | NA
VIC | MTS22U | Malvern (United Energy) 22 kV | United Energy | Shoulder | Coincident_unreconciled | 2033 | POE50 | Operational-demand | -4.2602 | NA
VIC | MTS22U | Malvern (United Energy) 22 kV | United Energy | Shoulder | Coincident_unreconciled | 2033 | POE90 | Operational-demand | -5.2378 | NA
VIC | MTS22U | Malvern (United Energy) 22 kV | United Energy | Shoulder | Non-coincident | 2033 | POE50 | Operational-demand | -4.9426 | NA
VIC | MTS22U | Malvern (United Energy) 22 kV | United Energy | Shoulder | Non-coincident | 2033 | POE90 | Operational-demand | -6.0768 | NA
VIC | MTS22U | Malvern (United Energy) 22 kV | United Energy | Shoulder | Coincident_unreconciled | 2034 | POE50 | Operational-demand | -4.7495 | NA
VIC | MTS22U | Malvern (United Energy) 22 kV | United Energy | Shoulder | Coincident_unreconciled | 2034 | POE90 | Operational-demand | -5.7312 | NA
VIC | MTS22U | Malvern (United Energy) 22 kV | United Energy | Shoulder | Non-coincident | 2034 | POE50 | Operational-demand | -5.5103 | NA
VIC | MTS22U | Malvern (United Energy) 22 kV | United Energy | Shoulder | Non-coincident | 2034 | POE90 | Operational-demand | -6.6491 | NA
VIC | MTS22U | Malvern (United Energy) 22 kV | United Energy | Shoulder | Coincident_unreconciled | 2035 | POE50 | Operational-demand | -5.2873 | NA
VIC | MTS22U | Malvern (United Energy) 22 kV | United Energy | Shoulder | Coincident_unreconciled | 2035 | POE90 | Operational-demand | -6.273 | NA
VIC | MTS22U | Malvern (United Energy) 22 kV | United Energy | Shoulder | Non-coincident | 2035 | POE50 | Operational-demand | -6.1341 | NA
VIC | MTS22U | Malvern (United Energy) 22 kV | United Energy | Shoulder | Non-coincident | 2035 | POE90 | Operational-demand | -7.2777 | NA
VIC | MTS22U | Malvern (United Energy) 22 kV | United Energy | Summer | Coincident | 2019 | ACTUAL_OPG | Operational-demand | 6.4378 | 30.8226
VIC | MTS22U | Malvern (United Energy) 22 kV | United Energy | Summer | Coincident | 2019 | ACTUAL_RAW | Operational-demand | 6.4378 | 30.8226
VIC | MTS22U | Malvern (United Energy) 22 kV | United Energy | Summer | Non-coincident | 2019 | ACTUAL_RAW | Operational-demand | 5.4955 | 36.8759
VIC | MTS22U | Malvern (United Energy) 22 kV | United Energy | Summer | Non-coincident | 2019 | ACTUAL_OPG | Operational-demand | 5.4955 | 36.8759
VIC | MTS22U | Malvern (United Energy) 22 kV | United Energy | Summer | Non-coincident | 2019 | ACTUAL_ADJUSTEDOPG | Operational-demand | 5.4955 | 36.8759
VIC | MTS22U | Malvern (United Energy) 22 kV | United Energy | Summer | Coincident | 2020 | ACTUAL_OPG | Operational-demand | 8.0306 | 37.0042
VIC | MTS22U | Malvern (United Energy) 22 kV | United Energy | Summer | Coincident | 2020 | ACTUAL_RAW | Operational-demand | 8.0306 | 37.0042
VIC | MTS22U | Malvern (United Energy) 22 kV | United Energy | Summer | Non-coincident | 2020 | ACTUAL_RAW | Operational-demand | 5.4945 | 37.1857
VIC | MTS22U | Malvern (United Energy) 22 kV | United Energy | Summer | Non-coincident | 2020 | ACTUAL_OPG | Operational-demand | 5.4945 | 37.1857
VIC | MTS22U | Malvern (United Energy) 22 kV | United Energy | Summer | Non-coincident | 2020 | ACTUAL_ADJUSTEDOPG | Operational-demand | 5.4945 | 37.1857
VIC | MTS22U | Malvern (United Energy) 22 kV | United Energy | Summer | Coincident | 2021 | ACTUAL_OPG | Operational-demand | 9.4286 | 32.3749
VIC | MTS22U | Malvern (United Energy) 22 kV | United Energy | Summer | Coincident | 2021 | ACTUAL_RAW | Operational-demand | 9.4286 | 32.3749
VIC | MTS22U | Malvern (United Energy) 22 kV | United Energy | Summer | Non-coincident | 2021 | ACTUAL_RAW | Operational-demand | 5.9307 | 33.8691
VIC | MTS22U | Malvern (United Energy) 22 kV | United Energy | Summer | Non-coincident | 2021 | ACTUAL_OPG | Operational-demand | 5.9307 | 33.8691
VIC | MTS22U | Malvern (United Energy) 22 kV | United Energy | Summer | Non-coincident | 2021 | ACTUAL_ADJUSTEDOPG | Operational-demand | 5.9307 | 33.8691
VIC | MTS22U | Malvern (United Energy) 22 kV | United Energy | Summer | Coincident | 2022 | ACTUAL_OPG | Operational-demand | 6.6656 | 34.8051
VIC | MTS22U | Malvern (United Energy) 22 kV | United Energy | Summer | Coincident | 2022 | ACTUAL_RAW | Operational-demand | 6.6656 | 34.8051
VIC | MTS22U | Malvern (United Energy) 22 kV | United Energy | Summer | Non-coincident | 2022 | ACTUAL_RAW | Operational-demand | 4.3397 | 34.8051
VIC | MTS22U | Malvern (United Energy) 22 kV | United Energy | Summer | Non-coincident | 2022 | ACTUAL_OPG | Operational-demand | 4.3397 | 34.8051
VIC | MTS22U | Malvern (United Energy) 22 kV | United Energy | Summer | Non-coincident | 2022 | ACTUAL_ADJUSTEDOPG | Operational-demand | 4.3397 | 34.8051
VIC | MTS22U | Malvern (United Energy) 22 kV | United Energy | Summer | Coincident | 2023 | ACTUAL_OPG | Operational-demand | 4.4333 | 35.9987
VIC | MTS22U | Malvern (United Energy) 22 kV | United Energy | Summer | Coincident | 2023 | ACTUAL_RAW | Operational-demand | 4.4333 | 35.9987
VIC | MTS22U | Malvern (United Energy) 22 kV | United Energy | Summer | Non-coincident | 2023 | ACTUAL_RAW | Operational-demand | 3.363 | 40.9314
VIC | MTS22U | Malvern (United Energy) 22 kV | United Energy | Summer | Non-coincident | 2023 | ACTUAL_OPG | Operational-demand | 3.363 | 40.9314
VIC | MTS22U | Malvern (United Energy) 22 kV | United Energy | Summer | Non-coincident | 2023 | ACTUAL_ADJUSTEDOPG | Operational-demand | 3.363 | 40.9314
VIC | MTS22U | Malvern (United Energy) 22 kV | United Energy | Summer | Coincident | 2024 | ACTUAL_OPG | Operational-demand | 4.2248 | 42.3621
VIC | MTS22U | Malvern (United Energy) 22 kV | United Energy | Summer | Coincident | 2024 | ACTUAL_RAW | Operational-demand | 4.2248 | 42.3621
VIC | MTS22U | Malvern (United Energy) 22 kV | United Energy | Summer | Non-coincident | 2024 | ACTUAL_RAW | Operational-demand | 2.4866 | 43.3196
VIC | MTS22U | Malvern (United Energy) 22 kV | United Energy | Summer | Non-coincident | 2024 | ACTUAL_OPG | Operational-demand | 2.4866 | 43.3196
VIC | MTS22U | Malvern (United Energy) 22 kV | United Energy | Summer | Non-coincident | 2024 | ACTUAL_ADJUSTEDOPG | Operational-demand | 2.4866 | 43.3196
VIC | MTS22U | Malvern (United Energy) 22 kV | United Energy | Summer | Coincident | 2025 | ACTUAL_OPG | Operational-demand | 3.506 | 40.9582
VIC | MTS22U | Malvern (United Energy) 22 kV | United Energy | Summer | Coincident | 2025 | ACTUAL_RAW | Operational-demand | 3.506 | 40.9582
VIC | MTS22U | Malvern (United Energy) 22 kV | United Energy | Summer | Non-coincident | 2025 | ACTUAL_RAW | Operational-demand | 2.6897 | 41.9293
VIC | MTS22U | Malvern (United Energy) 22 kV | United Energy | Summer | Non-coincident | 2025 | ACTUAL_OPG | Operational-demand | 2.6897 | 41.9293
VIC | MTS22U | Malvern (United Energy) 22 kV | United Energy | Summer | Non-coincident | 2025 | ACTUAL_ADJUSTEDOPG | Operational-demand | 2.6897 | 41.9293
VIC | MTS22U | Malvern (United Energy) 22 kV | United Energy | Summer | Non-coincident | 2025 | BASEYEARPOE90 | Operational-demand | 0.97015 | NA
VIC | MTS22U | Malvern (United Energy) 22 kV | United Energy | Summer | Non-coincident | 2025 | BASEYEARPOE50 | Operational-demand | 1.9313 | 41.5392
VIC | MTS22U | Malvern (United Energy) 22 kV | United Energy | Summer | Coincident_unreconciled | 2026 | POE50 | Operational-demand | 1.2592 | NA
VIC | MTS22U | Malvern (United Energy) 22 kV | United Energy | Summer | Coincident_unreconciled | 2026 | POE90 | Operational-demand | -0.20765 | NA
VIC | MTS22U | Malvern (United Energy) 22 kV | United Energy | Summer | Non-coincident | 2026 | POE50 | Operational-demand | 0.83877 | 41.4674
VIC | MTS22U | Malvern (United Energy) 22 kV | United Energy | Summer | Non-coincident | 2026 | POE90 | Operational-demand | -0.41632 | NA
VIC | MTS22U | Malvern (United Energy) 22 kV | United Energy | Summer | Coincident_unreconciled | 2027 | POE50 | Operational-demand | -0.24711 | NA
VIC | MTS22U | Malvern (United Energy) 22 kV | United Energy | Summer | Coincident_unreconciled | 2027 | POE90 | Operational-demand | -0.87585 | NA
VIC | MTS22U | Malvern (United Energy) 22 kV | United Energy | Summer | Non-coincident | 2027 | POE50 | Operational-demand | -0.49543 | 41.3972
VIC | MTS22U | Malvern (United Energy) 22 kV | United Energy | Summer | Non-coincident | 2027 | POE90 | Operational-demand | -1.756 | NA
VIC | MTS22U | Malvern (United Energy) 22 kV | United Energy | Summer | Coincident_unreconciled | 2028 | POE50 | Operational-demand | -0.84668 | NA
VIC | MTS22U | Malvern (United Energy) 22 kV | United Energy | Summer | Coincident_unreconciled | 2028 | POE90 | Operational-demand | -1.478 | NA
VIC | MTS22U | Malvern (United Energy) 22 kV | United Energy | Summer | Non-coincident | 2028 | POE50 | Operational-demand | -1.6975 | 41.3667
VIC | MTS22U | Malvern (United Energy) 22 kV | United Energy | Summer | Non-coincident | 2028 | POE90 | Operational-demand | -2.9633 | NA
VIC | MTS22U | Malvern (United Energy) 22 kV | United Energy | Summer | Coincident_unreconciled | 2029 | POE50 | Operational-demand | -1.4153 | NA
VIC | MTS22U | Malvern (United Energy) 22 kV | United Energy | Summer | Coincident_unreconciled | 2029 | POE90 | Operational-demand | -2.0493 | NA
VIC | MTS22U | Malvern (United Energy) 22 kV | United Energy | Summer | Non-coincident | 2029 | POE50 | Operational-demand | -2.8375 | 41.3644
VIC | MTS22U | Malvern (United Energy) 22 kV | United Energy | Summer | Non-coincident | 2029 | POE90 | Operational-demand | -4.1086 | NA
VIC | MTS22U | Malvern (United Energy) 22 kV | United Energy | Summer | Coincident_unreconciled | 2030 | POE50 | Operational-demand | -1.9604 | NA
VIC | MTS22U | Malvern (United Energy) 22 kV | United Energy | Summer | Coincident_unreconciled | 2030 | POE90 | Operational-demand | -2.597 | NA
VIC | MTS22U | Malvern (United Energy) 22 kV | United Energy | Summer | Non-coincident | 2030 | POE50 | Operational-demand | -3.9304 | 41.3903
VIC | MTS22U | Malvern (United Energy) 22 kV | United Energy | Summer | Non-coincident | 2030 | POE90 | Operational-demand | -5.2068 | NA
VIC | MTS22U | Malvern (United Energy) 22 kV | United Energy | Summer | Coincident_unreconciled | 2031 | POE50 | Operational-demand | -2.5074 | NA
VIC | MTS22U | Malvern (United Energy) 22 kV | United Energy | Summer | Coincident_unreconciled | 2031 | POE90 | Operational-demand | -3.1466 | NA
VIC | MTS22U | Malvern (United Energy) 22 kV | United Energy | Summer | Non-coincident | 2031 | POE50 | Operational-demand | -5.027 | 41.4202
VIC | MTS22U | Malvern (United Energy) 22 kV | United Energy | Summer | Non-coincident | 2031 | POE90 | Operational-demand | -6.3086 | NA
VIC | MTS22U | Malvern (United Energy) 22 kV | United Energy | Summer | Coincident_unreconciled | 2032 | POE50 | Operational-demand | -2.9246 | NA
VIC | MTS22U | Malvern (United Energy) 22 kV | United Energy | Summer | Coincident_unreconciled | 2032 | POE90 | Operational-demand | -3.5665 | NA
VIC | MTS22U | Malvern (United Energy) 22 kV | United Energy | Summer | Non-coincident | 2032 | POE50 | Operational-demand | -5.8634 | 41.5169
VIC | MTS22U | Malvern (United Energy) 22 kV | United Energy | Summer | Non-coincident | 2032 | POE90 | Operational-demand | -7.1503 | NA
VIC | MTS22U | Malvern (United Energy) 22 kV | United Energy | Summer | Coincident_unreconciled | 2033 | POE50 | Operational-demand | -3.239 | NA
VIC | MTS22U | Malvern (United Energy) 22 kV | United Energy | Summer | Coincident_unreconciled | 2033 | POE90 | Operational-demand | -3.8836 | NA
VIC | MTS22U | Malvern (United Energy) 22 kV | United Energy | Summer | Non-coincident | 2033 | POE50 | Operational-demand | -6.4939 | 41.6627
VIC | MTS22U | Malvern (United Energy) 22 kV | United Energy | Summer | Non-coincident | 2033 | POE90 | Operational-demand | -7.7862 | NA
VIC | MTS22U | Malvern (United Energy) 22 kV | United Energy | Summer | Coincident_unreconciled | 2034 | POE50 | Operational-demand | -3.5396 | NA
VIC | MTS22U | Malvern (United Energy) 22 kV | United Energy | Summer | Coincident_unreconciled | 2034 | POE90 | Operational-demand | -4.1869 | NA
VIC | MTS22U | Malvern (United Energy) 22 kV | United Energy | Summer | Non-coincident | 2034 | POE50 | Operational-demand | -7.0966 | 41.817
VIC | MTS22U | Malvern (United Energy) 22 kV | United Energy | Summer | Non-coincident | 2034 | POE90 | Operational-demand | -8.3942 | NA
VIC | MTS22U | Malvern (United Energy) 22 kV | United Energy | Summer | Coincident_unreconciled | 2035 | POE50 | Operational-demand | -3.8694 | NA
VIC | MTS22U | Malvern (United Energy) 22 kV | United Energy | Summer | Coincident_unreconciled | 2035 | POE90 | Operational-demand | -4.5193 | NA
VIC | MTS22U | Malvern (United Energy) 22 kV | United Energy | Summer | Non-coincident | 2035 | POE50 | Operational-demand | -7.7577 | 41.9616
VIC | MTS22U | Malvern (United Energy) 22 kV | United Energy | Summer | Non-coincident | 2035 | POE90 | Operational-demand | -9.0607 | NA
VIC | MTS22U | Malvern (United Energy) 22 kV | United Energy | Summer | Non-coincident | 2025 | BASEYEARPOE10 | Operational-demand | NA | 45.5259
VIC | MTS22U | Malvern (United Energy) 22 kV | United Energy | Summer | Coincident | 2026 | POE10 | Operational-demand | NA | 41.4116
VIC | MTS22U | Malvern (United Energy) 22 kV | United Energy | Summer | Coincident | 2026 | POE50 | Operational-demand | NA | 38.4128
VIC | MTS22U | Malvern (United Energy) 22 kV | United Energy | Summer | Non-coincident | 2026 | POE10 | Operational-demand | NA | 46.0795
VIC | MTS22U | Malvern (United Energy) 22 kV | United Energy | Summer | Coincident | 2027 | POE10 | Operational-demand | NA | 40.2773
VIC | MTS22U | Malvern (United Energy) 22 kV | United Energy | Summer | Coincident | 2027 | POE50 | Operational-demand | NA | 37.0855
VIC | MTS22U | Malvern (United Energy) 22 kV | United Energy | Summer | Non-coincident | 2027 | POE10 | Operational-demand | NA | 46.0294
VIC | MTS22U | Malvern (United Energy) 22 kV | United Energy | Summer | Coincident | 2028 | POE10 | Operational-demand | NA | 39.301
VIC | MTS22U | Malvern (United Energy) 22 kV | United Energy | Summer | Coincident | 2028 | POE50 | Operational-demand | NA | 35.8982
VIC | MTS22U | Malvern (United Energy) 22 kV | United Energy | Summer | Non-coincident | 2028 | POE10 | Operational-demand | NA | 46.0182
VIC | MTS22U | Malvern (United Energy) 22 kV | United Energy | Summer | Coincident | 2029 | POE10 | Operational-demand | NA | 38.614
VIC | MTS22U | Malvern (United Energy) 22 kV | United Energy | Summer | Coincident | 2029 | POE50 | Operational-demand | NA | 35.2778
VIC | MTS22U | Malvern (United Energy) 22 kV | United Energy | Summer | Non-coincident | 2029 | POE10 | Operational-demand | NA | 46.0352
VIC | MTS22U | Malvern (United Energy) 22 kV | United Energy | Summer | Coincident | 2030 | POE10 | Operational-demand | NA | 38.0834
VIC | MTS22U | Malvern (United Energy) 22 kV | United Energy | Summer | Coincident | 2030 | POE50 | Operational-demand | NA | 34.6724
VIC | MTS22U | Malvern (United Energy) 22 kV | United Energy | Summer | Non-coincident | 2030 | POE10 | Operational-demand | NA | 46.0804
VIC | MTS22U | Malvern (United Energy) 22 kV | United Energy | Summer | Coincident | 2031 | POE10 | Operational-demand | NA | 37.157
VIC | MTS22U | Malvern (United Energy) 22 kV | United Energy | Summer | Coincident | 2031 | POE50 | Operational-demand | NA | 33.9811
VIC | MTS22U | Malvern (United Energy) 22 kV | United Energy | Summer | Non-coincident | 2031 | POE10 | Operational-demand | NA | 46.1296
VIC | MTS22U | Malvern (United Energy) 22 kV | United Energy | Summer | Coincident | 2032 | POE10 | Operational-demand | NA | 36.138
VIC | MTS22U | Malvern (United Energy) 22 kV | United Energy | Summer | Coincident | 2032 | POE50 | Operational-demand | NA | 32.9759
VIC | MTS22U | Malvern (United Energy) 22 kV | United Energy | Summer | Non-coincident | 2032 | POE10 | Operational-demand | NA | 46.2459
VIC | MTS22U | Malvern (United Energy) 22 kV | United Energy | Summer | Coincident | 2033 | POE10 | Operational-demand | NA | 35.4179
VIC | MTS22U | Malvern (United Energy) 22 kV | United Energy | Summer | Coincident | 2033 | POE50 | Operational-demand | NA | 32.0144
VIC | MTS22U | Malvern (United Energy) 22 kV | United Energy | Summer | Non-coincident | 2033 | POE10 | Operational-demand | NA | 46.4114
VIC | MTS22U | Malvern (United Energy) 22 kV | United Energy | Summer | Coincident | 2034 | POE10 | Operational-demand | NA | 35.1816
VIC | MTS22U | Malvern (United Energy) 22 kV | United Energy | Summer | Coincident | 2034 | POE50 | Operational-demand | NA | 31.8304
VIC | MTS22U | Malvern (United Energy) 22 kV | United Energy | Summer | Non-coincident | 2034 | POE10 | Operational-demand | NA | 46.5853
VIC | MTS22U | Malvern (United Energy) 22 kV | United Energy | Summer | Coincident | 2035 | POE10 | Operational-demand | NA | 35.0884
VIC | MTS22U | Malvern (United Energy) 22 kV | United Energy | Summer | Coincident | 2035 | POE50 | Operational-demand | NA | 31.747
VIC | MTS22U | Malvern (United Energy) 22 kV | United Energy | Summer | Non-coincident | 2035 | POE10 | Operational-demand | NA | 46.7496
VIC | MTS22U | Malvern (United Energy) 22 kV | United Energy | Winter | Coincident | 2018 | ACTUAL_OPG | Operational-demand | NA | 30.0338
VIC | MTS22U | Malvern (United Energy) 22 kV | United Energy | Winter | Coincident | 2018 | ACTUAL_RAW | Operational-demand | NA | 30.0338
VIC | MTS22U | Malvern (United Energy) 22 kV | United Energy | Winter | Non-coincident | 2018 | ACTUAL_RAW | Operational-demand | NA | 30.5881
VIC | MTS22U | Malvern (United Energy) 22 kV | United Energy | Winter | Non-coincident | 2018 | ACTUAL_OPG | Operational-demand | NA | 30.5881
VIC | MTS22U | Malvern (United Energy) 22 kV | United Energy | Winter | Non-coincident | 2018 | ACTUAL_ADJUSTEDOPG | Operational-demand | NA | 30.5881
VIC | MTS22U | Malvern (United Energy) 22 kV | United Energy | Winter | Coincident | 2019 | ACTUAL_OPG | Operational-demand | NA | 27.6433
VIC | MTS22U | Malvern (United Energy) 22 kV | United Energy | Winter | Coincident | 2019 | ACTUAL_RAW | Operational-demand | NA | 27.6433
VIC | MTS22U | Malvern (United Energy) 22 kV | United Energy | Winter | Non-coincident | 2019 | ACTUAL_RAW | Operational-demand | NA | 27.6433
VIC | MTS22U | Malvern (United Energy) 22 kV | United Energy | Winter | Non-coincident | 2019 | ACTUAL_OPG | Operational-demand | NA | 27.6433
VIC | MTS22U | Malvern (United Energy) 22 kV | United Energy | Winter | Non-coincident | 2019 | ACTUAL_ADJUSTEDOPG | Operational-demand | NA | 27.6433
VIC | MTS22U | Malvern (United Energy) 22 kV | United Energy | Winter | Coincident | 2020 | ACTUAL_OPG | Operational-demand | NA | 29.2638
VIC | MTS22U | Malvern (United Energy) 22 kV | United Energy | Winter | Coincident | 2020 | ACTUAL_RAW | Operational-demand | NA | 29.2638
VIC | MTS22U | Malvern (United Energy) 22 kV | United Energy | Winter | Non-coincident | 2020 | ACTUAL_RAW | Operational-demand | NA | 29.7012
VIC | MTS22U | Malvern (United Energy) 22 kV | United Energy | Winter | Non-coincident | 2020 | ACTUAL_OPG | Operational-demand | NA | 29.7012
VIC | MTS22U | Malvern (United Energy) 22 kV | United Energy | Winter | Non-coincident | 2020 | ACTUAL_ADJUSTEDOPG | Operational-demand | NA | 29.7012
VIC | MTS22U | Malvern (United Energy) 22 kV | United Energy | Winter | Coincident | 2021 | ACTUAL_OPG | Operational-demand | NA | 31.1425
VIC | MTS22U | Malvern (United Energy) 22 kV | United Energy | Winter | Coincident | 2021 | ACTUAL_RAW | Operational-demand | NA | 31.1425
VIC | MTS22U | Malvern (United Energy) 22 kV | United Energy | Winter | Non-coincident | 2021 | ACTUAL_RAW | Operational-demand | NA | 31.1425
VIC | MTS22U | Malvern (United Energy) 22 kV | United Energy | Winter | Non-coincident | 2021 | ACTUAL_OPG | Operational-demand | NA | 31.1425
VIC | MTS22U | Malvern (United Energy) 22 kV | United Energy | Winter | Non-coincident | 2021 | ACTUAL_ADJUSTEDOPG | Operational-demand | NA | 31.1425
VIC | MTS22U | Malvern (United Energy) 22 kV | United Energy | Winter | Coincident | 2022 | ACTUAL_OPG | Operational-demand | NA | 35.8289
VIC | MTS22U | Malvern (United Energy) 22 kV | United Energy | Winter | Coincident | 2022 | ACTUAL_RAW | Operational-demand | NA | 35.8289
VIC | MTS22U | Malvern (United Energy) 22 kV | United Energy | Winter | Non-coincident | 2022 | ACTUAL_RAW | Operational-demand | NA | 38.6759
VIC | MTS22U | Malvern (United Energy) 22 kV | United Energy | Winter | Non-coincident | 2022 | ACTUAL_OPG | Operational-demand | NA | 38.6759
VIC | MTS22U | Malvern (United Energy) 22 kV | United Energy | Winter | Non-coincident | 2022 | ACTUAL_ADJUSTEDOPG | Operational-demand | NA | 38.6759
VIC | MTS22U | Malvern (United Energy) 22 kV | United Energy | Winter | Coincident | 2023 | ACTUAL_OPG | Operational-demand | NA | 31.6999
VIC | MTS22U | Malvern (United Energy) 22 kV | United Energy | Winter | Coincident | 2023 | ACTUAL_RAW | Operational-demand | NA | 31.6999
VIC | MTS22U | Malvern (United Energy) 22 kV | United Energy | Winter | Non-coincident | 2023 | ACTUAL_RAW | Operational-demand | NA | 34.4643
VIC | MTS22U | Malvern (United Energy) 22 kV | United Energy | Winter | Non-coincident | 2023 | ACTUAL_OPG | Operational-demand | NA | 34.4643
VIC | MTS22U | Malvern (United Energy) 22 kV | United Energy | Winter | Non-coincident | 2023 | ACTUAL_ADJUSTEDOPG | Operational-demand | NA | 34.4643
VIC | MTS22U | Malvern (United Energy) 22 kV | United Energy | Winter | Coincident | 2024 | ACTUAL_OPG | Operational-demand | NA | 35.1807
VIC | MTS22U | Malvern (United Energy) 22 kV | United Energy | Winter | Coincident | 2024 | ACTUAL_RAW | Operational-demand | NA | 35.1807
VIC | MTS22U | Malvern (United Energy) 22 kV | United Energy | Winter | Non-coincident | 2024 | ACTUAL_RAW | Operational-demand | NA | 35.1807
VIC | MTS22U | Malvern (United Energy) 22 kV | United Energy | Winter | Non-coincident | 2024 | ACTUAL_OPG | Operational-demand | NA | 35.1807
VIC | MTS22U | Malvern (United Energy) 22 kV | United Energy | Winter | Non-coincident | 2024 | ACTUAL_ADJUSTEDOPG | Operational-demand | NA | 35.1807
VIC | MTS22U | Malvern (United Energy) 22 kV | United Energy | Winter | Coincident | 2025 | POE10 | Operational-demand | NA | 31.1005
VIC | MTS22U | Malvern (United Energy) 22 kV | United Energy | Winter | Coincident | 2025 | POE50 | Operational-demand | NA | 30.6059
VIC | MTS22U | Malvern (United Energy) 22 kV | United Energy | Winter | Non-coincident | 2025 | ACTUAL_RAW | Operational-demand | NA | 36.1628
VIC | MTS22U | Malvern (United Energy) 22 kV | United Energy | Winter | Non-coincident | 2025 | ACTUAL_ADJUSTEDOPG | Operational-demand | NA | 36.1628
VIC | MTS22U | Malvern (United Energy) 22 kV | United Energy | Winter | Non-coincident | 2025 | BASEYEARPOE50 | Operational-demand | NA | 32.6328
VIC | MTS22U | Malvern (United Energy) 22 kV | United Energy | Winter | Non-coincident | 2025 | BASEYEARPOE10 | Operational-demand | NA | 33.4437
VIC | MTS22U | Malvern (United Energy) 22 kV | United Energy | Winter | Non-coincident | 2025 | POE10 | Operational-demand | NA | 34.0257
VIC | MTS22U | Malvern (United Energy) 22 kV | United Energy | Winter | Non-coincident | 2025 | POE50 | Operational-demand | NA | 32.7017
VIC | MTS22U | Malvern (United Energy) 22 kV | United Energy | Winter | Coincident | 2026 | POE10 | Operational-demand | NA | 30.1039
VIC | MTS22U | Malvern (United Energy) 22 kV | United Energy | Winter | Coincident | 2026 | POE50 | Operational-demand | NA | 29.5698
VIC | MTS22U | Malvern (United Energy) 22 kV | United Energy | Winter | Non-coincident | 2026 | POE10 | Operational-demand | NA | 34.0773
VIC | MTS22U | Malvern (United Energy) 22 kV | United Energy | Winter | Non-coincident | 2026 | POE50 | Operational-demand | NA | 32.8542
VIC | MTS22U | Malvern (United Energy) 22 kV | United Energy | Winter | Coincident | 2027 | POE10 | Operational-demand | NA | 29.1559
VIC | MTS22U | Malvern (United Energy) 22 kV | United Energy | Winter | Coincident | 2027 | POE50 | Operational-demand | NA | 28.5662
VIC | MTS22U | Malvern (United Energy) 22 kV | United Energy | Winter | Non-coincident | 2027 | POE10 | Operational-demand | NA | 34.1537
VIC | MTS22U | Malvern (United Energy) 22 kV | United Energy | Winter | Non-coincident | 2027 | POE50 | Operational-demand | NA | 33.0258
VIC | MTS22U | Malvern (United Energy) 22 kV | United Energy | Winter | Coincident | 2028 | POE10 | Operational-demand | NA | 28.7657
VIC | MTS22U | Malvern (United Energy) 22 kV | United Energy | Winter | Coincident | 2028 | POE50 | Operational-demand | NA | 28.2075
VIC | MTS22U | Malvern (United Energy) 22 kV | United Energy | Winter | Non-coincident | 2028 | POE10 | Operational-demand | NA | 34.2614
VIC | MTS22U | Malvern (United Energy) 22 kV | United Energy | Winter | Non-coincident | 2028 | POE50 | Operational-demand | NA | 33.2251
VIC | MTS22U | Malvern (United Energy) 22 kV | United Energy | Winter | Coincident | 2029 | POE10 | Operational-demand | NA | 28.6063
VIC | MTS22U | Malvern (United Energy) 22 kV | United Energy | Winter | Coincident | 2029 | POE50 | Operational-demand | NA | 28.0625
VIC | MTS22U | Malvern (United Energy) 22 kV | United Energy | Winter | Non-coincident | 2029 | POE10 | Operational-demand | NA | 34.3977
VIC | MTS22U | Malvern (United Energy) 22 kV | United Energy | Winter | Non-coincident | 2029 | POE50 | Operational-demand | NA | 33.4513
VIC | MTS22U | Malvern (United Energy) 22 kV | United Energy | Winter | Coincident | 2030 | POE10 | Operational-demand | NA | 28.4063
VIC | MTS22U | Malvern (United Energy) 22 kV | United Energy | Winter | Coincident | 2030 | POE50 | Operational-demand | NA | 27.8622
VIC | MTS22U | Malvern (United Energy) 22 kV | United Energy | Winter | Non-coincident | 2030 | POE10 | Operational-demand | NA | 34.5673
VIC | MTS22U | Malvern (United Energy) 22 kV | United Energy | Winter | Non-coincident | 2030 | POE50 | Operational-demand | NA | 33.6858
VIC | MTS22U | Malvern (United Energy) 22 kV | United Energy | Winter | Coincident | 2031 | POE10 | Operational-demand | NA | 28.2557
VIC | MTS22U | Malvern (United Energy) 22 kV | United Energy | Winter | Coincident | 2031 | POE50 | Operational-demand | NA | 27.7174
VIC | MTS22U | Malvern (United Energy) 22 kV | United Energy | Winter | Non-coincident | 2031 | POE10 | Operational-demand | NA | 34.7612
VIC | MTS22U | Malvern (United Energy) 22 kV | United Energy | Winter | Non-coincident | 2031 | POE50 | Operational-demand | NA | 33.9265
VIC | MTS22U | Malvern (United Energy) 22 kV | United Energy | Winter | Coincident | 2032 | POE10 | Operational-demand | NA | 27.8794
VIC | MTS22U | Malvern (United Energy) 22 kV | United Energy | Winter | Coincident | 2032 | POE50 | Operational-demand | NA | 27.2986
VIC | MTS22U | Malvern (United Energy) 22 kV | United Energy | Winter | Non-coincident | 2032 | POE10 | Operational-demand | NA | 35.016
VIC | MTS22U | Malvern (United Energy) 22 kV | United Energy | Winter | Non-coincident | 2032 | POE50 | Operational-demand | NA | 34.1778
VIC | MTS22U | Malvern (United Energy) 22 kV | United Energy | Winter | Coincident | 2033 | POE10 | Operational-demand | NA | 27.383
VIC | MTS22U | Malvern (United Energy) 22 kV | United Energy | Winter | Coincident | 2033 | POE50 | Operational-demand | NA | 26.8176
VIC | MTS22U | Malvern (United Energy) 22 kV | United Energy | Winter | Non-coincident | 2033 | POE10 | Operational-demand | NA | 35.2708
VIC | MTS22U | Malvern (United Energy) 22 kV | United Energy | Winter | Non-coincident | 2033 | POE50 | Operational-demand | NA | 34.4291
VIC | MTS22U | Malvern (United Energy) 22 kV | United Energy | Winter | Coincident | 2034 | POE10 | Operational-demand | NA | 27.3749
VIC | MTS22U | Malvern (United Energy) 22 kV | United Energy | Winter | Coincident | 2034 | POE50 | Operational-demand | NA | 26.8261
VIC | MTS22U | Malvern (United Energy) 22 kV | United Energy | Winter | Non-coincident | 2034 | POE10 | Operational-demand | NA | 35.5239
VIC | MTS22U | Malvern (United Energy) 22 kV | United Energy | Winter | Non-coincident | 2034 | POE50 | Operational-demand | NA | 34.6787
VIC | MTS66U | Malvern (United Energy) 66 kV | United Energy | Shoulder | Coincident | 2019 | ACTUAL_OPG | Operational-demand | 36.8977 | NA
VIC | MTS66U | Malvern (United Energy) 66 kV | United Energy | Shoulder | Coincident | 2019 | ACTUAL_RAW | Operational-demand | 36.8977 | NA
VIC | MTS66U | Malvern (United Energy) 66 kV | United Energy | Shoulder | Non-coincident | 2019 | ACTUAL_RAW | Operational-demand | 36.1011 | NA
VIC | MTS66U | Malvern (United Energy) 66 kV | United Energy | Shoulder | Non-coincident | 2019 | ACTUAL_OPG | Operational-demand | 36.1011 | NA
VIC | MTS66U | Malvern (United Energy) 66 kV | United Energy | Shoulder | Non-coincident | 2019 | ACTUAL_ADJUSTEDOPG | Operational-demand | 36.1011 | NA
VIC | MTS66U | Malvern (United Energy) 66 kV | United Energy | Shoulder | Coincident | 2020 | ACTUAL_OPG | Operational-demand | 51.8843 | NA
VIC | MTS66U | Malvern (United Energy) 66 kV | United Energy | Shoulder | Coincident | 2020 | ACTUAL_RAW | Operational-demand | 51.8843 | NA
VIC | MTS66U | Malvern (United Energy) 66 kV | United Energy | Shoulder | Non-coincident | 2020 | ACTUAL_RAW | Operational-demand | 36.2289 | NA
VIC | MTS66U | Malvern (United Energy) 66 kV | United Energy | Shoulder | Non-coincident | 2020 | ACTUAL_OPG | Operational-demand | 36.2289 | NA
VIC | MTS66U | Malvern (United Energy) 66 kV | United Energy | Shoulder | Non-coincident | 2020 | ACTUAL_ADJUSTEDOPG | Operational-demand | 36.2289 | NA
VIC | MTS66U | Malvern (United Energy) 66 kV | United Energy | Shoulder | Coincident | 2021 | ACTUAL_OPG | Operational-demand | 46.3529 | NA
VIC | MTS66U | Malvern (United Energy) 66 kV | United Energy | Shoulder | Coincident | 2021 | ACTUAL_RAW | Operational-demand | 46.3529 | NA
VIC | MTS66U | Malvern (United Energy) 66 kV | United Energy | Shoulder | Non-coincident | 2021 | ACTUAL_RAW | Operational-demand | 35.985 | NA
VIC | MTS66U | Malvern (United Energy) 66 kV | United Energy | Shoulder | Non-coincident | 2021 | ACTUAL_OPG | Operational-demand | 35.985 | NA
VIC | MTS66U | Malvern (United Energy) 66 kV | United Energy | Shoulder | Non-coincident | 2021 | ACTUAL_ADJUSTEDOPG | Operational-demand | 35.985 | NA
VIC | MTS66U | Malvern (United Energy) 66 kV | United Energy | Shoulder | Coincident | 2022 | ACTUAL_OPG | Operational-demand | 40.7853 | NA
VIC | MTS66U | Malvern (United Energy) 66 kV | United Energy | Shoulder | Coincident | 2022 | ACTUAL_RAW | Operational-demand | 40.7853 | NA
VIC | MTS66U | Malvern (United Energy) 66 kV | United Energy | Shoulder | Non-coincident | 2022 | ACTUAL_RAW | Operational-demand | 36.2956 | NA
VIC | MTS66U | Malvern (United Energy) 66 kV | United Energy | Shoulder | Non-coincident | 2022 | ACTUAL_OPG | Operational-demand | 36.2956 | NA
VIC | MTS66U | Malvern (United Energy) 66 kV | United Energy | Shoulder | Non-coincident | 2022 | ACTUAL_ADJUSTEDOPG | Operational-demand | 36.2956 | NA
VIC | MTS66U | Malvern (United Energy) 66 kV | United Energy | Shoulder | Coincident | 2023 | ACTUAL_OPG | Operational-demand | 35.3714 | NA
VIC | MTS66U | Malvern (United Energy) 66 kV | United Energy | Shoulder | Coincident | 2023 | ACTUAL_RAW | Operational-demand | 35.3714 | NA
VIC | MTS66U | Malvern (United Energy) 66 kV | United Energy | Shoulder | Non-coincident | 2023 | ACTUAL_RAW | Operational-demand | 34.2246 | NA
VIC | MTS66U | Malvern (United Energy) 66 kV | United Energy | Shoulder | Non-coincident | 2023 | ACTUAL_OPG | Operational-demand | 34.2246 | NA
VIC | MTS66U | Malvern (United Energy) 66 kV | United Energy | Shoulder | Non-coincident | 2023 | ACTUAL_ADJUSTEDOPG | Operational-demand | 34.2246 | NA
VIC | MTS66U | Malvern (United Energy) 66 kV | United Energy | Shoulder | Coincident | 2024 | ACTUAL_OPG | Operational-demand | 30.6969 | NA
VIC | MTS66U | Malvern (United Energy) 66 kV | United Energy | Shoulder | Coincident | 2024 | ACTUAL_RAW | Operational-demand | 30.6969 | NA
VIC | MTS66U | Malvern (United Energy) 66 kV | United Energy | Shoulder | Non-coincident | 2024 | ACTUAL_RAW | Operational-demand | 29.8004 | NA
VIC | MTS66U | Malvern (United Energy) 66 kV | United Energy | Shoulder | Non-coincident | 2024 | ACTUAL_OPG | Operational-demand | 29.8004 | NA
VIC | MTS66U | Malvern (United Energy) 66 kV | United Energy | Shoulder | Non-coincident | 2024 | ACTUAL_ADJUSTEDOPG | Operational-demand | 29.8004 | NA
VIC | MTS66U | Malvern (United Energy) 66 kV | United Energy | Shoulder | Coincident | 2025 | ACTUAL_OPG | Operational-demand | 28.3832 | NA
VIC | MTS66U | Malvern (United Energy) 66 kV | United Energy | Shoulder | Coincident | 2025 | ACTUAL_RAW | Operational-demand | 28.3832 | NA
VIC | MTS66U | Malvern (United Energy) 66 kV | United Energy | Shoulder | Non-coincident | 2025 | ACTUAL_RAW | Operational-demand | 26.0043 | NA
VIC | MTS66U | Malvern (United Energy) 66 kV | United Energy | Shoulder | Non-coincident | 2025 | ACTUAL_OPG | Operational-demand | 26.0043 | NA
VIC | MTS66U | Malvern (United Energy) 66 kV | United Energy | Shoulder | Non-coincident | 2025 | ACTUAL_ADJUSTEDOPG | Operational-demand | 26.0043 | NA
VIC | MTS66U | Malvern (United Energy) 66 kV | United Energy | Shoulder | Non-coincident | 2025 | BASEYEARPOE90 | Operational-demand | 21.5004 | NA
VIC | MTS66U | Malvern (United Energy) 66 kV | United Energy | Shoulder | Non-coincident | 2025 | BASEYEARPOE50 | Operational-demand | 23.6038 | NA
VIC | MTS66U | Malvern (United Energy) 66 kV | United Energy | Shoulder | Coincident_unreconciled | 2026 | POE50 | Operational-demand | 17.635 | NA
VIC | MTS66U | Malvern (United Energy) 66 kV | United Energy | Shoulder | Coincident_unreconciled | 2026 | POE90 | Operational-demand | 15.9165 | NA
VIC | MTS66U | Malvern (United Energy) 66 kV | United Energy | Shoulder | Non-coincident | 2026 | POE90 | Operational-demand | 25 | NA
VIC | MTS66U | Malvern (United Energy) 66 kV | United Energy | Shoulder | Non-coincident | 2026 | POE50 | Operational-demand | 25 | NA
VIC | MTS66U | Malvern (United Energy) 66 kV | United Energy | Shoulder | Coincident_unreconciled | 2027 | POE50 | Operational-demand | 9.2094 | NA
VIC | MTS66U | Malvern (United Energy) 66 kV | United Energy | Shoulder | Coincident_unreconciled | 2027 | POE90 | Operational-demand | 7.4843 | NA
VIC | MTS66U | Malvern (United Energy) 66 kV | United Energy | Shoulder | Non-coincident | 2027 | POE90 | Operational-demand | 24.75 | NA
VIC | MTS66U | Malvern (United Energy) 66 kV | United Energy | Shoulder | Non-coincident | 2027 | POE50 | Operational-demand | 24.75 | NA
VIC | MTS66U | Malvern (United Energy) 66 kV | United Energy | Shoulder | Coincident_unreconciled | 2028 | POE50 | Operational-demand | 1.445 | NA
VIC | MTS66U | Malvern (United Energy) 66 kV | United Energy | Shoulder | Coincident_unreconciled | 2028 | POE90 | Operational-demand | -0.25357 | NA
VIC | MTS66U | Malvern (United Energy) 66 kV | United Energy | Shoulder | Non-coincident | 2028 | POE90 | Operational-demand | 24.5025 | NA
VIC | MTS66U | Malvern (United Energy) 66 kV | United Energy | Shoulder | Non-coincident | 2028 | POE50 | Operational-demand | 24.5025 | NA
VIC | MTS66U | Malvern (United Energy) 66 kV | United Energy | Shoulder | Coincident_unreconciled | 2029 | POE50 | Operational-demand | -5.1248 | NA
VIC | MTS66U | Malvern (United Energy) 66 kV | United Energy | Shoulder | Coincident_unreconciled | 2029 | POE90 | Operational-demand | -6.6633 | NA
VIC | MTS66U | Malvern (United Energy) 66 kV | United Energy | Shoulder | Non-coincident | 2029 | POE90 | Operational-demand | 24.2575 | NA
VIC | MTS66U | Malvern (United Energy) 66 kV | United Energy | Shoulder | Non-coincident | 2029 | POE50 | Operational-demand | 24.2575 | NA
VIC | MTS66U | Malvern (United Energy) 66 kV | United Energy | Shoulder | Coincident_unreconciled | 2030 | POE50 | Operational-demand | -11.1952 | NA
VIC | MTS66U | Malvern (United Energy) 66 kV | United Energy | Shoulder | Coincident_unreconciled | 2030 | POE90 | Operational-demand | -12.7392 | NA
VIC | MTS66U | Malvern (United Energy) 66 kV | United Energy | Shoulder | Non-coincident | 2030 | POE90 | Operational-demand | 24.0149 | NA
VIC | MTS66U | Malvern (United Energy) 66 kV | United Energy | Shoulder | Non-coincident | 2030 | POE50 | Operational-demand | 24.0149 | NA
VIC | MTS66U | Malvern (United Energy) 66 kV | United Energy | Shoulder | Coincident_unreconciled | 2031 | POE50 | Operational-demand | -17.1854 | NA
VIC | MTS66U | Malvern (United Energy) 66 kV | United Energy | Shoulder | Coincident_unreconciled | 2031 | POE90 | Operational-demand | -18.735 | NA
VIC | MTS66U | Malvern (United Energy) 66 kV | United Energy | Shoulder | Non-coincident | 2031 | POE90 | Operational-demand | 23.7748 | NA
VIC | MTS66U | Malvern (United Energy) 66 kV | United Energy | Shoulder | Non-coincident | 2031 | POE50 | Operational-demand | 23.7748 | NA
VIC | MTS66U | Malvern (United Energy) 66 kV | United Energy | Shoulder | Coincident_unreconciled | 2032 | POE50 | Operational-demand | -21.9735 | NA
VIC | MTS66U | Malvern (United Energy) 66 kV | United Energy | Shoulder | Coincident_unreconciled | 2032 | POE90 | Operational-demand | -23.5285 | NA
VIC | MTS66U | Malvern (United Energy) 66 kV | United Energy | Shoulder | Non-coincident | 2032 | POE90 | Operational-demand | 23.537 | NA
VIC | MTS66U | Malvern (United Energy) 66 kV | United Energy | Shoulder | Non-coincident | 2032 | POE50 | Operational-demand | 23.537 | NA
VIC | MTS66U | Malvern (United Energy) 66 kV | United Energy | Shoulder | Coincident_unreconciled | 2033 | POE50 | Operational-demand | -25.7551 | NA
VIC | MTS66U | Malvern (United Energy) 66 kV | United Energy | Shoulder | Coincident_unreconciled | 2033 | POE90 | Operational-demand | -27.3156 | NA
VIC | MTS66U | Malvern (United Energy) 66 kV | United Energy | Shoulder | Non-coincident | 2033 | POE90 | Operational-demand | 23.3016 | NA
VIC | MTS66U | Malvern (United Energy) 66 kV | United Energy | Shoulder | Non-coincident | 2033 | POE50 | Operational-demand | 23.3016 | NA
VIC | MTS66U | Malvern (United Energy) 66 kV | United Energy | Shoulder | Coincident_unreconciled | 2034 | POE50 | Operational-demand | -29.3561 | NA
VIC | MTS66U | Malvern (United Energy) 66 kV | United Energy | Shoulder | Coincident_unreconciled | 2034 | POE90 | Operational-demand | -30.9222 | NA
VIC | MTS66U | Malvern (United Energy) 66 kV | United Energy | Shoulder | Non-coincident | 2034 | POE90 | Operational-demand | 23.0686 | NA
VIC | MTS66U | Malvern (United Energy) 66 kV | United Energy | Shoulder | Non-coincident | 2034 | POE50 | Operational-demand | 23.0686 | NA
VIC | MTS66U | Malvern (United Energy) 66 kV | United Energy | Shoulder | Coincident_unreconciled | 2035 | POE50 | Operational-demand | -33.21 | NA
VIC | MTS66U | Malvern (United Energy) 66 kV | United Energy | Shoulder | Coincident_unreconciled | 2035 | POE90 | Operational-demand | -34.7816 | NA
VIC | MTS66U | Malvern (United Energy) 66 kV | United Energy | Shoulder | Non-coincident | 2035 | POE90 | Operational-demand | 22.8379 | NA
VIC | MTS66U | Malvern (United Energy) 66 kV | United Energy | Shoulder | Non-coincident | 2035 | POE50 | Operational-demand | 22.8379 | NA
VIC | MTS66U | Malvern (United Energy) 66 kV | United Energy | Summer | Coincident | 2019 | ACTUAL_OPG | Operational-demand | 36.545 | 170.9759
VIC | MTS66U | Malvern (United Energy) 66 kV | United Energy | Summer | Coincident | 2019 | ACTUAL_RAW | Operational-demand | 36.545 | 170.9759
VIC | MTS66U | Malvern (United Energy) 66 kV | United Energy | Summer | Non-coincident | 2019 | ACTUAL_RAW | Operational-demand | 34.381 | 192.2978
VIC | MTS66U | Malvern (United Energy) 66 kV | United Energy | Summer | Non-coincident | 2019 | ACTUAL_OPG | Operational-demand | 34.381 | 192.2978
VIC | MTS66U | Malvern (United Energy) 66 kV | United Energy | Summer | Non-coincident | 2019 | ACTUAL_ADJUSTEDOPG | Operational-demand | 34.381 | 192.2978
VIC | MTS66U | Malvern (United Energy) 66 kV | United Energy | Summer | Coincident | 2020 | ACTUAL_OPG | Operational-demand | 49.6791 | 196.1589
VIC | MTS66U | Malvern (United Energy) 66 kV | United Energy | Summer | Coincident | 2020 | ACTUAL_RAW | Operational-demand | 49.6791 | 196.1589
VIC | MTS66U | Malvern (United Energy) 66 kV | United Energy | Summer | Non-coincident | 2020 | ACTUAL_RAW | Operational-demand | 36.4207 | 196.1589
VIC | MTS66U | Malvern (United Energy) 66 kV | United Energy | Summer | Non-coincident | 2020 | ACTUAL_OPG | Operational-demand | 36.4207 | 196.1589
VIC | MTS66U | Malvern (United Energy) 66 kV | United Energy | Summer | Non-coincident | 2020 | ACTUAL_ADJUSTEDOPG | Operational-demand | 36.4207 | 196.1589
VIC | MTS66U | Malvern (United Energy) 66 kV | United Energy | Summer | Coincident | 2021 | ACTUAL_OPG | Operational-demand | 37.3325 | 152.99
VIC | MTS66U | Malvern (United Energy) 66 kV | United Energy | Summer | Coincident | 2021 | ACTUAL_RAW | Operational-demand | 37.3325 | 152.99
VIC | MTS66U | Malvern (United Energy) 66 kV | United Energy | Summer | Non-coincident | 2021 | ACTUAL_RAW | Operational-demand | 35.4487 | 154.7058
VIC | MTS66U | Malvern (United Energy) 66 kV | United Energy | Summer | Non-coincident | 2021 | ACTUAL_OPG | Operational-demand | 35.4487 | 154.7058
VIC | MTS66U | Malvern (United Energy) 66 kV | United Energy | Summer | Non-coincident | 2021 | ACTUAL_ADJUSTEDOPG | Operational-demand | 35.4487 | 154.7058
VIC | MTS66U | Malvern (United Energy) 66 kV | United Energy | Summer | Coincident | 2022 | ACTUAL_OPG | Operational-demand | 41.331 | 169.7572
VIC | MTS66U | Malvern (United Energy) 66 kV | United Energy | Summer | Coincident | 2022 | ACTUAL_RAW | Operational-demand | 41.331 | 169.7572
VIC | MTS66U | Malvern (United Energy) 66 kV | United Energy | Summer | Non-coincident | 2022 | ACTUAL_RAW | Operational-demand | 33.6091 | 170.4225
VIC | MTS66U | Malvern (United Energy) 66 kV | United Energy | Summer | Non-coincident | 2022 | ACTUAL_OPG | Operational-demand | 33.6091 | 170.4225
VIC | MTS66U | Malvern (United Energy) 66 kV | United Energy | Summer | Non-coincident | 2022 | ACTUAL_ADJUSTEDOPG | Operational-demand | 33.6091 | 170.4225
VIC | MTS66U | Malvern (United Energy) 66 kV | United Energy | Summer | Coincident | 2023 | ACTUAL_OPG | Operational-demand | 33.8089 | 151.7277
VIC | MTS66U | Malvern (United Energy) 66 kV | United Energy | Summer | Coincident | 2023 | ACTUAL_RAW | Operational-demand | 33.8089 | 151.7277
VIC | MTS66U | Malvern (United Energy) 66 kV | United Energy | Summer | Non-coincident | 2023 | ACTUAL_RAW | Operational-demand | 33.8089 | 156.7244
VIC | MTS66U | Malvern (United Energy) 66 kV | United Energy | Summer | Non-coincident | 2023 | ACTUAL_OPG | Operational-demand | 33.8089 | 156.7244
VIC | MTS66U | Malvern (United Energy) 66 kV | United Energy | Summer | Non-coincident | 2023 | ACTUAL_ADJUSTEDOPG | Operational-demand | 33.8089 | 156.7244
VIC | MTS66U | Malvern (United Energy) 66 kV | United Energy | Summer | Coincident | 2024 | ACTUAL_OPG | Operational-demand | 25.7767 | 171.122
VIC | MTS66U | Malvern (United Energy) 66 kV | United Energy | Summer | Coincident | 2024 | ACTUAL_RAW | Operational-demand | 25.7767 | 171.122
VIC | MTS66U | Malvern (United Energy) 66 kV | United Energy | Summer | Non-coincident | 2024 | ACTUAL_RAW | Operational-demand | 24.8344 | 175.0581
VIC | MTS66U | Malvern (United Energy) 66 kV | United Energy | Summer | Non-coincident | 2024 | ACTUAL_OPG | Operational-demand | 24.8344 | 175.0581
VIC | MTS66U | Malvern (United Energy) 66 kV | United Energy | Summer | Non-coincident | 2024 | ACTUAL_ADJUSTEDOPG | Operational-demand | 24.8344 | 175.0581
VIC | MTS66U | Malvern (United Energy) 66 kV | United Energy | Summer | Coincident | 2025 | ACTUAL_OPG | Operational-demand | 21.955 | 178.0463
VIC | MTS66U | Malvern (United Energy) 66 kV | United Energy | Summer | Coincident | 2025 | ACTUAL_RAW | Operational-demand | 21.955 | 178.0463
VIC | MTS66U | Malvern (United Energy) 66 kV | United Energy | Summer | Non-coincident | 2025 | ACTUAL_RAW | Operational-demand | 21.955 | 181.1275
VIC | MTS66U | Malvern (United Energy) 66 kV | United Energy | Summer | Non-coincident | 2025 | ACTUAL_OPG | Operational-demand | 21.955 | 181.1275
VIC | MTS66U | Malvern (United Energy) 66 kV | United Energy | Summer | Non-coincident | 2025 | ACTUAL_ADJUSTEDOPG | Operational-demand | 21.955 | 181.1275
VIC | MTS66U | Malvern (United Energy) 66 kV | United Energy | Summer | Non-coincident | 2025 | BASEYEARPOE90 | Operational-demand | 13.1364 | NA
VIC | MTS66U | Malvern (United Energy) 66 kV | United Energy | Summer | Non-coincident | 2025 | BASEYEARPOE50 | Operational-demand | 15.7237 | 188.8456
VIC | MTS66U | Malvern (United Energy) 66 kV | United Energy | Summer | Coincident_unreconciled | 2026 | POE50 | Operational-demand | 9.7951 | NA
VIC | MTS66U | Malvern (United Energy) 66 kV | United Energy | Summer | Coincident_unreconciled | 2026 | POE90 | Operational-demand | 8.5273 | NA
VIC | MTS66U | Malvern (United Energy) 66 kV | United Energy | Summer | Non-coincident | 2026 | POE90 | Operational-demand | 20 | NA
VIC | MTS66U | Malvern (United Energy) 66 kV | United Energy | Summer | Non-coincident | 2026 | POE50 | Operational-demand | 20 | 193.3278
VIC | MTS66U | Malvern (United Energy) 66 kV | United Energy | Summer | Coincident_unreconciled | 2027 | POE50 | Operational-demand | 1.4099 | NA
VIC | MTS66U | Malvern (United Energy) 66 kV | United Energy | Summer | Coincident_unreconciled | 2027 | POE90 | Operational-demand | 0.1372 | NA
VIC | MTS66U | Malvern (United Energy) 66 kV | United Energy | Summer | Non-coincident | 2027 | POE90 | Operational-demand | 19.8 | NA
VIC | MTS66U | Malvern (United Energy) 66 kV | United Energy | Summer | Non-coincident | 2027 | POE50 | Operational-demand | 19.8 | 196.8188
VIC | MTS66U | Malvern (United Energy) 66 kV | United Energy | Summer | Coincident_unreconciled | 2028 | POE50 | Operational-demand | -6.0739 | NA
VIC | MTS66U | Malvern (United Energy) 66 kV | United Energy | Summer | Coincident_unreconciled | 2028 | POE90 | Operational-demand | -7.3036 | NA
VIC | MTS66U | Malvern (United Energy) 66 kV | United Energy | Summer | Non-coincident | 2028 | POE90 | Operational-demand | 19.602 | NA
VIC | MTS66U | Malvern (United Energy) 66 kV | United Energy | Summer | Non-coincident | 2028 | POE50 | Operational-demand | 19.602 | 196.5938
VIC | MTS66U | Malvern (United Energy) 66 kV | United Energy | Summer | Coincident_unreconciled | 2029 | POE50 | Operational-demand | -13.0225 | NA
VIC | MTS66U | Malvern (United Energy) 66 kV | United Energy | Summer | Coincident_unreconciled | 2029 | POE90 | Operational-demand | -14.2566 | NA
VIC | MTS66U | Malvern (United Energy) 66 kV | United Energy | Summer | Non-coincident | 2029 | POE90 | Operational-demand | 19.406 | NA
VIC | MTS66U | Malvern (United Energy) 66 kV | United Energy | Summer | Non-coincident | 2029 | POE50 | Operational-demand | 19.406 | 196.5502
VIC | MTS66U | Malvern (United Energy) 66 kV | United Energy | Summer | Coincident_unreconciled | 2030 | POE50 | Operational-demand | -19.6452 | NA
VIC | MTS66U | Malvern (United Energy) 66 kV | United Energy | Summer | Coincident_unreconciled | 2030 | POE90 | Operational-demand | -20.8838 | NA
VIC | MTS66U | Malvern (United Energy) 66 kV | United Energy | Summer | Non-coincident | 2030 | POE90 | Operational-demand | 19.2119 | NA
VIC | MTS66U | Malvern (United Energy) 66 kV | United Energy | Summer | Non-coincident | 2030 | POE50 | Operational-demand | 19.2119 | 196.7149
VIC | MTS66U | Malvern (United Energy) 66 kV | United Energy | Summer | Coincident_unreconciled | 2031 | POE50 | Operational-demand | -26.2048 | NA
VIC | MTS66U | Malvern (United Energy) 66 kV | United Energy | Summer | Coincident_unreconciled | 2031 | POE90 | Operational-demand | -27.4478 | NA
VIC | MTS66U | Malvern (United Energy) 66 kV | United Energy | Summer | Non-coincident | 2031 | POE90 | Operational-demand | 19.0198 | NA
VIC | MTS66U | Malvern (United Energy) 66 kV | United Energy | Summer | Non-coincident | 2031 | POE50 | Operational-demand | 19.0198 | 196.9638
VIC | MTS66U | Malvern (United Energy) 66 kV | United Energy | Summer | Coincident_unreconciled | 2032 | POE50 | Operational-demand | -31.4167 | NA
VIC | MTS66U | Malvern (United Energy) 66 kV | United Energy | Summer | Coincident_unreconciled | 2032 | POE90 | Operational-demand | -32.6641 | NA
VIC | MTS66U | Malvern (United Energy) 66 kV | United Energy | Summer | Non-coincident | 2032 | POE90 | Operational-demand | 18.8296 | NA
VIC | MTS66U | Malvern (United Energy) 66 kV | United Energy | Summer | Non-coincident | 2032 | POE50 | Operational-demand | 18.8296 | 197.4776
VIC | MTS66U | Malvern (United Energy) 66 kV | United Energy | Summer | Coincident_unreconciled | 2033 | POE50 | Operational-demand | -35.5486 | NA
VIC | MTS66U | Malvern (United Energy) 66 kV | United Energy | Summer | Coincident_unreconciled | 2033 | POE90 | Operational-demand | -36.8005 | NA
VIC | MTS66U | Malvern (United Energy) 66 kV | United Energy | Summer | Non-coincident | 2033 | POE90 | Operational-demand | 18.6413 | NA
VIC | MTS66U | Malvern (United Energy) 66 kV | United Energy | Summer | Non-coincident | 2033 | POE50 | Operational-demand | 18.6413 | 198.2025
VIC | MTS66U | Malvern (United Energy) 66 kV | United Energy | Summer | Coincident_unreconciled | 2034 | POE50 | Operational-demand | -39.499 | NA
VIC | MTS66U | Malvern (United Energy) 66 kV | United Energy | Summer | Coincident_unreconciled | 2034 | POE90 | Operational-demand | -40.7552 | NA
VIC | MTS66U | Malvern (United Energy) 66 kV | United Energy | Summer | Non-coincident | 2034 | POE90 | Operational-demand | 18.4549 | NA
VIC | MTS66U | Malvern (United Energy) 66 kV | United Energy | Summer | Non-coincident | 2034 | POE50 | Operational-demand | 18.4549 | 198.9636
VIC | MTS66U | Malvern (United Energy) 66 kV | United Energy | Summer | Coincident_unreconciled | 2035 | POE50 | Operational-demand | -43.7227 | NA
VIC | MTS66U | Malvern (United Energy) 66 kV | United Energy | Summer | Coincident_unreconciled | 2035 | POE90 | Operational-demand | -44.9833 | NA
VIC | MTS66U | Malvern (United Energy) 66 kV | United Energy | Summer | Non-coincident | 2035 | POE90 | Operational-demand | 18.2703 | NA
VIC | MTS66U | Malvern (United Energy) 66 kV | United Energy | Summer | Non-coincident | 2035 | POE50 | Operational-demand | 18.2703 | 199.6822
VIC | MTS66U | Malvern (United Energy) 66 kV | United Energy | Summer | Non-coincident | 2025 | BASEYEARPOE10 | Operational-demand | NA | 215.7754
VIC | MTS66U | Malvern (United Energy) 66 kV | United Energy | Summer | Coincident | 2026 | POE10 | Operational-demand | NA | 204.9287
VIC | MTS66U | Malvern (United Energy) 66 kV | United Energy | Summer | Coincident | 2026 | POE50 | Operational-demand | NA | 182.5681
VIC | MTS66U | Malvern (United Energy) 66 kV | United Energy | Summer | Non-coincident | 2026 | POE10 | Operational-demand | NA | 223.6802
VIC | MTS66U | Malvern (United Energy) 66 kV | United Energy | Summer | Coincident | 2027 | POE10 | Operational-demand | NA | 202.7511
VIC | MTS66U | Malvern (United Energy) 66 kV | United Energy | Summer | Coincident | 2027 | POE50 | Operational-demand | NA | 179.7463
VIC | MTS66U | Malvern (United Energy) 66 kV | United Energy | Summer | Non-coincident | 2027 | POE10 | Operational-demand | NA | 227.2884
VIC | MTS66U | Malvern (United Energy) 66 kV | United Energy | Summer | Coincident | 2028 | POE10 | Operational-demand | NA | 197.7845
VIC | MTS66U | Malvern (United Energy) 66 kV | United Energy | Summer | Coincident | 2028 | POE50 | Operational-demand | NA | 173.921
VIC | MTS66U | Malvern (United Energy) 66 kV | United Energy | Summer | Non-coincident | 2028 | POE10 | Operational-demand | NA | 227.1737
VIC | MTS66U | Malvern (United Energy) 66 kV | United Energy | Summer | Coincident | 2029 | POE10 | Operational-demand | NA | 194.3123
VIC | MTS66U | Malvern (United Energy) 66 kV | United Energy | Summer | Coincident | 2029 | POE50 | Operational-demand | NA | 170.8871
VIC | MTS66U | Malvern (United Energy) 66 kV | United Energy | Summer | Non-coincident | 2029 | POE10 | Operational-demand | NA | 227.2401
VIC | MTS66U | Malvern (United Energy) 66 kV | United Energy | Summer | Coincident | 2030 | POE10 | Operational-demand | NA | 191.6861
VIC | MTS66U | Malvern (United Energy) 66 kV | United Energy | Summer | Coincident | 2030 | POE50 | Operational-demand | NA | 167.9903
VIC | MTS66U | Malvern (United Energy) 66 kV | United Energy | Summer | Non-coincident | 2030 | POE10 | Operational-demand | NA | 227.5151
VIC | MTS66U | Malvern (United Energy) 66 kV | United Energy | Summer | Coincident | 2031 | POE10 | Operational-demand | NA | 187.1185
VIC | MTS66U | Malvern (United Energy) 66 kV | United Energy | Summer | Coincident | 2031 | POE50 | Operational-demand | NA | 164.7303
VIC | MTS66U | Malvern (United Energy) 66 kV | United Energy | Summer | Non-coincident | 2031 | POE10 | Operational-demand | NA | 227.8743
VIC | MTS66U | Malvern (United Energy) 66 kV | United Energy | Summer | Coincident | 2032 | POE10 | Operational-demand | NA | 182.0265
VIC | MTS66U | Malvern (United Energy) 66 kV | United Energy | Summer | Coincident | 2032 | POE50 | Operational-demand | NA | 159.901
VIC | MTS66U | Malvern (United Energy) 66 kV | United Energy | Summer | Non-coincident | 2032 | POE10 | Operational-demand | NA | 228.4982
VIC | MTS66U | Malvern (United Energy) 66 kV | United Energy | Summer | Coincident | 2033 | POE10 | Operational-demand | NA | 178.4129
VIC | MTS66U | Malvern (United Energy) 66 kV | United Energy | Summer | Coincident | 2033 | POE50 | Operational-demand | NA | 155.2628
VIC | MTS66U | Malvern (United Energy) 66 kV | United Energy | Summer | Non-coincident | 2033 | POE10 | Operational-demand | NA | 229.333
VIC | MTS66U | Malvern (United Energy) 66 kV | United Energy | Summer | Coincident | 2034 | POE10 | Operational-demand | NA | 177.2313
VIC | MTS66U | Malvern (United Energy) 66 kV | United Energy | Summer | Coincident | 2034 | POE50 | Operational-demand | NA | 154.3916
VIC | MTS66U | Malvern (United Energy) 66 kV | United Energy | Summer | Non-coincident | 2034 | POE10 | Operational-demand | NA | 230.2039
VIC | MTS66U | Malvern (United Energy) 66 kV | United Energy | Summer | Coincident | 2035 | POE10 | Operational-demand | NA | 176.7748
VIC | MTS66U | Malvern (United Energy) 66 kV | United Energy | Summer | Coincident | 2035 | POE50 | Operational-demand | NA | 154.0104
VIC | MTS66U | Malvern (United Energy) 66 kV | United Energy | Summer | Non-coincident | 2035 | POE10 | Operational-demand | NA | 231.0325
VIC | MTS66U | Malvern (United Energy) 66 kV | United Energy | Winter | Coincident | 2018 | ACTUAL_OPG | Operational-demand | NA | 113.3379
VIC | MTS66U | Malvern (United Energy) 66 kV | United Energy | Winter | Coincident | 2018 | ACTUAL_RAW | Operational-demand | NA | 113.3379
VIC | MTS66U | Malvern (United Energy) 66 kV | United Energy | Winter | Non-coincident | 2018 | ACTUAL_RAW | Operational-demand | NA | 120.4027
VIC | MTS66U | Malvern (United Energy) 66 kV | United Energy | Winter | Non-coincident | 2018 | ACTUAL_OPG | Operational-demand | NA | 120.4027
VIC | MTS66U | Malvern (United Energy) 66 kV | United Energy | Winter | Non-coincident | 2018 | ACTUAL_ADJUSTEDOPG | Operational-demand | NA | 120.4027
VIC | MTS66U | Malvern (United Energy) 66 kV | United Energy | Winter | Coincident | 2019 | ACTUAL_OPG | Operational-demand | NA | 126.6954
VIC | MTS66U | Malvern (United Energy) 66 kV | United Energy | Winter | Coincident | 2019 | ACTUAL_RAW | Operational-demand | NA | 126.6954
VIC | MTS66U | Malvern (United Energy) 66 kV | United Energy | Winter | Non-coincident | 2019 | ACTUAL_RAW | Operational-demand | NA | 130.5242
VIC | MTS66U | Malvern (United Energy) 66 kV | United Energy | Winter | Non-coincident | 2019 | ACTUAL_OPG | Operational-demand | NA | 130.5242
VIC | MTS66U | Malvern (United Energy) 66 kV | United Energy | Winter | Non-coincident | 2019 | ACTUAL_ADJUSTEDOPG | Operational-demand | NA | 130.5242
VIC | MTS66U | Malvern (United Energy) 66 kV | United Energy | Winter | Coincident | 2020 | ACTUAL_OPG | Operational-demand | NA | 135.819
VIC | MTS66U | Malvern (United Energy) 66 kV | United Energy | Winter | Coincident | 2020 | ACTUAL_RAW | Operational-demand | NA | 135.819
VIC | MTS66U | Malvern (United Energy) 66 kV | United Energy | Winter | Non-coincident | 2020 | ACTUAL_RAW | Operational-demand | NA | 135.819
VIC | MTS66U | Malvern (United Energy) 66 kV | United Energy | Winter | Non-coincident | 2020 | ACTUAL_OPG | Operational-demand | NA | 135.819
VIC | MTS66U | Malvern (United Energy) 66 kV | United Energy | Winter | Non-coincident | 2020 | ACTUAL_ADJUSTEDOPG | Operational-demand | NA | 135.819
VIC | MTS66U | Malvern (United Energy) 66 kV | United Energy | Winter | Coincident | 2021 | ACTUAL_OPG | Operational-demand | NA | 127.4198
VIC | MTS66U | Malvern (United Energy) 66 kV | United Energy | Winter | Coincident | 2021 | ACTUAL_RAW | Operational-demand | NA | 127.4198
VIC | MTS66U | Malvern (United Energy) 66 kV | United Energy | Winter | Non-coincident | 2021 | ACTUAL_RAW | Operational-demand | NA | 130.2995
VIC | MTS66U | Malvern (United Energy) 66 kV | United Energy | Winter | Non-coincident | 2021 | ACTUAL_OPG | Operational-demand | NA | 130.2995
VIC | MTS66U | Malvern (United Energy) 66 kV | United Energy | Winter | Non-coincident | 2021 | ACTUAL_ADJUSTEDOPG | Operational-demand | NA | 130.2995
VIC | MTS66U | Malvern (United Energy) 66 kV | United Energy | Winter | Coincident | 2022 | ACTUAL_OPG | Operational-demand | NA | 119.8418
VIC | MTS66U | Malvern (United Energy) 66 kV | United Energy | Winter | Coincident | 2022 | ACTUAL_RAW | Operational-demand | NA | 119.8418
VIC | MTS66U | Malvern (United Energy) 66 kV | United Energy | Winter | Non-coincident | 2022 | ACTUAL_RAW | Operational-demand | NA | 122.2311
VIC | MTS66U | Malvern (United Energy) 66 kV | United Energy | Winter | Non-coincident | 2022 | ACTUAL_OPG | Operational-demand | NA | 122.2311
VIC | MTS66U | Malvern (United Energy) 66 kV | United Energy | Winter | Non-coincident | 2022 | ACTUAL_ADJUSTEDOPG | Operational-demand | NA | 122.2311
VIC | MTS66U | Malvern (United Energy) 66 kV | United Energy | Winter | Coincident | 2023 | ACTUAL_OPG | Operational-demand | NA | 118.7003
VIC | MTS66U | Malvern (United Energy) 66 kV | United Energy | Winter | Coincident | 2023 | ACTUAL_RAW | Operational-demand | NA | 118.7003
VIC | MTS66U | Malvern (United Energy) 66 kV | United Energy | Winter | Non-coincident | 2023 | ACTUAL_RAW | Operational-demand | NA | 127.5459
VIC | MTS66U | Malvern (United Energy) 66 kV | United Energy | Winter | Non-coincident | 2023 | ACTUAL_OPG | Operational-demand | NA | 127.5459
VIC | MTS66U | Malvern (United Energy) 66 kV | United Energy | Winter | Non-coincident | 2023 | ACTUAL_ADJUSTEDOPG | Operational-demand | NA | 127.5459
VIC | MTS66U | Malvern (United Energy) 66 kV | United Energy | Winter | Coincident | 2024 | ACTUAL_OPG | Operational-demand | NA | 131.4268
VIC | MTS66U | Malvern (United Energy) 66 kV | United Energy | Winter | Coincident | 2024 | ACTUAL_RAW | Operational-demand | NA | 131.4268
VIC | MTS66U | Malvern (United Energy) 66 kV | United Energy | Winter | Non-coincident | 2024 | ACTUAL_RAW | Operational-demand | NA | 133.0291
VIC | MTS66U | Malvern (United Energy) 66 kV | United Energy | Winter | Non-coincident | 2024 | ACTUAL_OPG | Operational-demand | NA | 133.0291
VIC | MTS66U | Malvern (United Energy) 66 kV | United Energy | Winter | Non-coincident | 2024 | ACTUAL_ADJUSTEDOPG | Operational-demand | NA | 133.0291
VIC | MTS66U | Malvern (United Energy) 66 kV | United Energy | Winter | Coincident | 2025 | POE10 | Operational-demand | NA | 128.1728
VIC | MTS66U | Malvern (United Energy) 66 kV | United Energy | Winter | Coincident | 2025 | POE50 | Operational-demand | NA | 126.6243
VIC | MTS66U | Malvern (United Energy) 66 kV | United Energy | Winter | Non-coincident | 2025 | ACTUAL_RAW | Operational-demand | NA | 138.967
VIC | MTS66U | Malvern (United Energy) 66 kV | United Energy | Winter | Non-coincident | 2025 | ACTUAL_ADJUSTEDOPG | Operational-demand | NA | 138.967
VIC | MTS66U | Malvern (United Energy) 66 kV | United Energy | Winter | Non-coincident | 2025 | BASEYEARPOE50 | Operational-demand | NA | 135.6108
VIC | MTS66U | Malvern (United Energy) 66 kV | United Energy | Winter | Non-coincident | 2025 | BASEYEARPOE10 | Operational-demand | NA | 138.4436
VIC | MTS66U | Malvern (United Energy) 66 kV | United Energy | Winter | Non-coincident | 2025 | POE10 | Operational-demand | NA | 138.6187
VIC | MTS66U | Malvern (United Energy) 66 kV | United Energy | Winter | Non-coincident | 2025 | POE50 | Operational-demand | NA | 135.778
VIC | MTS66U | Malvern (United Energy) 66 kV | United Energy | Winter | Coincident | 2026 | POE10 | Operational-demand | NA | 127.0562
VIC | MTS66U | Malvern (United Energy) 66 kV | United Energy | Winter | Coincident | 2026 | POE50 | Operational-demand | NA | 125.3495
VIC | MTS66U | Malvern (United Energy) 66 kV | United Energy | Winter | Non-coincident | 2026 | POE10 | Operational-demand | NA | 142.6225
VIC | MTS66U | Malvern (United Energy) 66 kV | United Energy | Winter | Non-coincident | 2026 | POE50 | Operational-demand | NA | 139.7699
VIC | MTS66U | Malvern (United Energy) 66 kV | United Energy | Winter | Coincident | 2027 | POE10 | Operational-demand | NA | 126.3763
VIC | MTS66U | Malvern (United Energy) 66 kV | United Energy | Winter | Coincident | 2027 | POE50 | Operational-demand | NA | 124.4306
VIC | MTS66U | Malvern (United Energy) 66 kV | United Energy | Winter | Non-coincident | 2027 | POE10 | Operational-demand | NA | 147.2328
VIC | MTS66U | Malvern (United Energy) 66 kV | United Energy | Winter | Non-coincident | 2027 | POE50 | Operational-demand | NA | 144.3699
VIC | MTS66U | Malvern (United Energy) 66 kV | United Energy | Winter | Coincident | 2028 | POE10 | Operational-demand | NA | 124.6436
VIC | MTS66U | Malvern (United Energy) 66 kV | United Energy | Winter | Coincident | 2028 | POE50 | Operational-demand | NA | 122.8268
VIC | MTS66U | Malvern (United Energy) 66 kV | United Energy | Winter | Non-coincident | 2028 | POE10 | Operational-demand | NA | 148.0655
VIC | MTS66U | Malvern (United Energy) 66 kV | United Energy | Winter | Non-coincident | 2028 | POE50 | Operational-demand | NA | 145.1923
VIC | MTS66U | Malvern (United Energy) 66 kV | United Energy | Winter | Coincident | 2029 | POE10 | Operational-demand | NA | 123.9458
VIC | MTS66U | Malvern (United Energy) 66 kV | United Energy | Winter | Coincident | 2029 | POE50 | Operational-demand | NA | 122.1885
VIC | MTS66U | Malvern (United Energy) 66 kV | United Energy | Winter | Non-coincident | 2029 | POE10 | Operational-demand | NA | 149.0555
VIC | MTS66U | Malvern (United Energy) 66 kV | United Energy | Winter | Non-coincident | 2029 | POE50 | Operational-demand | NA | 146.1719
VIC | MTS66U | Malvern (United Energy) 66 kV | United Energy | Winter | Coincident | 2030 | POE10 | Operational-demand | NA | 123.0794
VIC | MTS66U | Malvern (United Energy) 66 kV | United Energy | Winter | Coincident | 2030 | POE50 | Operational-demand | NA | 121.3156
VIC | MTS66U | Malvern (United Energy) 66 kV | United Energy | Winter | Non-coincident | 2030 | POE10 | Operational-demand | NA | 150.0899
VIC | MTS66U | Malvern (United Energy) 66 kV | United Energy | Winter | Non-coincident | 2030 | POE50 | Operational-demand | NA | 147.196
VIC | MTS66U | Malvern (United Energy) 66 kV | United Energy | Winter | Coincident | 2031 | POE10 | Operational-demand | NA | 122.441
VIC | MTS66U | Malvern (United Energy) 66 kV | United Energy | Winter | Coincident | 2031 | POE50 | Operational-demand | NA | 120.6989
VIC | MTS66U | Malvern (United Energy) 66 kV | United Energy | Winter | Non-coincident | 2031 | POE10 | Operational-demand | NA | 151.1688
VIC | MTS66U | Malvern (United Energy) 66 kV | United Energy | Winter | Non-coincident | 2031 | POE50 | Operational-demand | NA | 148.2645
VIC | MTS66U | Malvern (United Energy) 66 kV | United Energy | Winter | Coincident | 2032 | POE10 | Operational-demand | NA | 120.8328
VIC | MTS66U | Malvern (United Energy) 66 kV | United Energy | Winter | Coincident | 2032 | POE50 | Operational-demand | NA | 118.8972
VIC | MTS66U | Malvern (United Energy) 66 kV | United Energy | Winter | Non-coincident | 2032 | POE10 | Operational-demand | NA | 152.3053
VIC | MTS66U | Malvern (United Energy) 66 kV | United Energy | Winter | Non-coincident | 2032 | POE50 | Operational-demand | NA | 149.3907
VIC | MTS66U | Malvern (United Energy) 66 kV | United Energy | Winter | Coincident | 2033 | POE10 | Operational-demand | NA | 118.7089
VIC | MTS66U | Malvern (United Energy) 66 kV | United Energy | Winter | Coincident | 2033 | POE50 | Operational-demand | NA | 116.8297
VIC | MTS66U | Malvern (United Energy) 66 kV | United Energy | Winter | Non-coincident | 2033 | POE10 | Operational-demand | NA | 153.4494
VIC | MTS66U | Malvern (United Energy) 66 kV | United Energy | Winter | Non-coincident | 2033 | POE50 | Operational-demand | NA | 150.5245
VIC | MTS66U | Malvern (United Energy) 66 kV | United Energy | Winter | Coincident | 2034 | POE10 | Operational-demand | NA | 118.7005
VIC | MTS66U | Malvern (United Energy) 66 kV | United Energy | Winter | Coincident | 2034 | POE50 | Operational-demand | NA | 116.8931
VIC | MTS66U | Malvern (United Energy) 66 kV | United Energy | Winter | Non-coincident | 2034 | POE10 | Operational-demand | NA | 154.5853
VIC | MTS66U | Malvern (United Energy) 66 kV | United Energy | Winter | Non-coincident | 2034 | POE50 | Operational-demand | NA | 151.65
VIC | MTSC | Malvern (Citipower) 66 kV | Citipower | Shoulder | Coincident | 2019 | ACTUAL_OPG | Operational-demand | 0 | NA
VIC | MTSC | Malvern (Citipower) 66 kV | Citipower | Shoulder | Coincident | 2019 | ACTUAL_RAW | Operational-demand | 0 | NA
VIC | MTSC | Malvern (Citipower) 66 kV | Citipower | Shoulder | Non-coincident | 2019 | ACTUAL_OPG | Operational-demand | 0 | NA
VIC | MTSC | Malvern (Citipower) 66 kV | Citipower | Shoulder | Coincident | 2020 | ACTUAL_OPG | Operational-demand | 0 | NA
VIC | MTSC | Malvern (Citipower) 66 kV | Citipower | Shoulder | Coincident | 2020 | ACTUAL_RAW | Operational-demand | 0 | NA
VIC | MTSC | Malvern (Citipower) 66 kV | Citipower | Shoulder | Non-coincident | 2020 | ACTUAL_OPG | Operational-demand | 0 | NA
VIC | MTSC | Malvern (Citipower) 66 kV | Citipower | Shoulder | Coincident | 2021 | ACTUAL_OPG | Operational-demand | 0 | NA
VIC | MTSC | Malvern (Citipower) 66 kV | Citipower | Shoulder | Coincident | 2021 | ACTUAL_RAW | Operational-demand | 0 | NA
VIC | MTSC | Malvern (Citipower) 66 kV | Citipower | Shoulder | Non-coincident | 2021 | ACTUAL_OPG | Operational-demand | 0 | NA
VIC | MTSC | Malvern (Citipower) 66 kV | Citipower | Shoulder | Coincident | 2022 | ACTUAL_OPG | Operational-demand | 0 | NA
VIC | MTSC | Malvern (Citipower) 66 kV | Citipower | Shoulder | Coincident | 2022 | ACTUAL_RAW | Operational-demand | 0 | NA
VIC | MTSC | Malvern (Citipower) 66 kV | Citipower | Shoulder | Non-coincident | 2022 | ACTUAL_OPG | Operational-demand | 0 | NA
VIC | MTSC | Malvern (Citipower) 66 kV | Citipower | Shoulder | Coincident | 2023 | ACTUAL_OPG | Operational-demand | 0.23353 | NA
VIC | MTSC | Malvern (Citipower) 66 kV | Citipower | Shoulder | Coincident | 2023 | ACTUAL_RAW | Operational-demand | 0.23353 | NA
VIC | MTSC | Malvern (Citipower) 66 kV | Citipower | Shoulder | Non-coincident | 2023 | ACTUAL_RAW | Operational-demand | 0.097873 | NA
VIC | MTSC | Malvern (Citipower) 66 kV | Citipower | Shoulder | Non-coincident | 2023 | ACTUAL_OPG | Operational-demand | 0.097873 | NA
VIC | MTSC | Malvern (Citipower) 66 kV | Citipower | Shoulder | Non-coincident | 2023 | ACTUAL_ADJUSTEDOPG | Operational-demand | 0.097873 | NA
VIC | MTSC | Malvern (Citipower) 66 kV | Citipower | Shoulder | Coincident | 2024 | ACTUAL_OPG | Operational-demand | 0.58333 | NA
VIC | MTSC | Malvern (Citipower) 66 kV | Citipower | Shoulder | Coincident | 2024 | ACTUAL_RAW | Operational-demand | 0.58333 | NA
VIC | MTSC | Malvern (Citipower) 66 kV | Citipower | Shoulder | Non-coincident | 2024 | ACTUAL_RAW | Operational-demand | 0.44929 | NA
VIC | MTSC | Malvern (Citipower) 66 kV | Citipower | Shoulder | Non-coincident | 2024 | ACTUAL_OPG | Operational-demand | 0.44929 | NA
VIC | MTSC | Malvern (Citipower) 66 kV | Citipower | Shoulder | Non-coincident | 2024 | ACTUAL_ADJUSTEDOPG | Operational-demand | 0.44929 | NA
VIC | MTSC | Malvern (Citipower) 66 kV | Citipower | Shoulder | Coincident | 2025 | ACTUAL_OPG | Operational-demand | 0.71466 | NA
VIC | MTSC | Malvern (Citipower) 66 kV | Citipower | Shoulder | Coincident | 2025 | ACTUAL_RAW | Operational-demand | 0.71466 | NA
VIC | MTSC | Malvern (Citipower) 66 kV | Citipower | Shoulder | Non-coincident | 2025 | ACTUAL_RAW | Operational-demand | 0.60932 | NA
VIC | MTSC | Malvern (Citipower) 66 kV | Citipower | Shoulder | Non-coincident | 2025 | ACTUAL_OPG | Operational-demand | 0.60932 | NA
VIC | MTSC | Malvern (Citipower) 66 kV | Citipower | Shoulder | Non-coincident | 2025 | ACTUAL_ADJUSTEDOPG | Operational-demand | 0.60932 | NA
VIC | MTSC | Malvern (Citipower) 66 kV | Citipower | Shoulder | Non-coincident | 2025 | BASEYEARPOE90 | Operational-demand | -0.32279 | NA
VIC | MTSC | Malvern (Citipower) 66 kV | Citipower | Shoulder | Non-coincident | 2025 | BASEYEARPOE50 | Operational-demand | -0.14917 | NA
VIC | MTSC | Malvern (Citipower) 66 kV | Citipower | Shoulder | Coincident_unreconciled | 2026 | POE50 | Operational-demand | -0.06012 | NA
VIC | MTSC | Malvern (Citipower) 66 kV | Citipower | Shoulder | Coincident_unreconciled | 2026 | POE90 | Operational-demand | -0.21079 | NA
VIC | MTSC | Malvern (Citipower) 66 kV | Citipower | Shoulder | Non-coincident | 2026 | POE50 | Operational-demand | -0.0658 | NA
VIC | MTSC | Malvern (Citipower) 66 kV | Citipower | Shoulder | Non-coincident | 2026 | POE90 | Operational-demand | -0.31549 | NA
VIC | MTSC | Malvern (Citipower) 66 kV | Citipower | Shoulder | Coincident_unreconciled | 2027 | POE50 | Operational-demand | 0.17806 | NA
VIC | MTSC | Malvern (Citipower) 66 kV | Citipower | Shoulder | Coincident_unreconciled | 2027 | POE90 | Operational-demand | -0.00146 | NA
VIC | MTSC | Malvern (Citipower) 66 kV | Citipower | Shoulder | Non-coincident | 2027 | POE50 | Operational-demand | -0.2067 | NA
VIC | MTSC | Malvern (Citipower) 66 kV | Citipower | Shoulder | Non-coincident | 2027 | POE90 | Operational-demand | -0.3371 | NA
VIC | MTSC | Malvern (Citipower) 66 kV | Citipower | Shoulder | Coincident_unreconciled | 2028 | POE50 | Operational-demand | 0.46655 | NA
VIC | MTSC | Malvern (Citipower) 66 kV | Citipower | Shoulder | Coincident_unreconciled | 2028 | POE90 | Operational-demand | 0.28615 | NA
VIC | MTSC | Malvern (Citipower) 66 kV | Citipower | Shoulder | Non-coincident | 2028 | POE50 | Operational-demand | -0.42627 | NA
VIC | MTSC | Malvern (Citipower) 66 kV | Citipower | Shoulder | Non-coincident | 2028 | POE90 | Operational-demand | -0.46965 | NA
VIC | MTSC | Malvern (Citipower) 66 kV | Citipower | Shoulder | Coincident_unreconciled | 2029 | POE50 | Operational-demand | 0.72294 | NA
VIC | MTSC | Malvern (Citipower) 66 kV | Citipower | Shoulder | Coincident_unreconciled | 2029 | POE90 | Operational-demand | 0.54195 | NA
VIC | MTSC | Malvern (Citipower) 66 kV | Citipower | Shoulder | Non-coincident | 2029 | POE50 | Operational-demand | -0.62016 | NA
VIC | MTSC | Malvern (Citipower) 66 kV | Citipower | Shoulder | Non-coincident | 2029 | POE90 | Operational-demand | -0.66368 | NA
VIC | MTSC | Malvern (Citipower) 66 kV | Citipower | Shoulder | Coincident_unreconciled | 2030 | POE50 | Operational-demand | 1.0457 | NA
VIC | MTSC | Malvern (Citipower) 66 kV | Citipower | Shoulder | Coincident_unreconciled | 2030 | POE90 | Operational-demand | 0.86409 | NA
VIC | MTSC | Malvern (Citipower) 66 kV | Citipower | Shoulder | Non-coincident | 2030 | POE50 | Operational-demand | -0.82337 | NA
VIC | MTSC | Malvern (Citipower) 66 kV | Citipower | Shoulder | Non-coincident | 2030 | POE90 | Operational-demand | -0.86703 | NA
VIC | MTSC | Malvern (Citipower) 66 kV | Citipower | Shoulder | Coincident_unreconciled | 2031 | POE50 | Operational-demand | 1.553 | NA
VIC | MTSC | Malvern (Citipower) 66 kV | Citipower | Shoulder | Coincident_unreconciled | 2031 | POE90 | Operational-demand | 1.3708 | NA
VIC | MTSC | Malvern (Citipower) 66 kV | Citipower | Shoulder | Non-coincident | 2031 | POE50 | Operational-demand | -1.0952 | NA
VIC | MTSC | Malvern (Citipower) 66 kV | Citipower | Shoulder | Non-coincident | 2031 | POE90 | Operational-demand | -1.139 | NA
VIC | MTSC | Malvern (Citipower) 66 kV | Citipower | Shoulder | Coincident_unreconciled | 2032 | POE50 | Operational-demand | 1.9996 | NA
VIC | MTSC | Malvern (Citipower) 66 kV | Citipower | Shoulder | Coincident_unreconciled | 2032 | POE90 | Operational-demand | 1.8168 | NA
VIC | MTSC | Malvern (Citipower) 66 kV | Citipower | Shoulder | Non-coincident | 2032 | POE50 | Operational-demand | -1.3265 | NA
VIC | MTSC | Malvern (Citipower) 66 kV | Citipower | Shoulder | Non-coincident | 2032 | POE90 | Operational-demand | -1.3705 | NA
VIC | MTSC | Malvern (Citipower) 66 kV | Citipower | Shoulder | Coincident_unreconciled | 2033 | POE50 | Operational-demand | 2.4601 | NA
VIC | MTSC | Malvern (Citipower) 66 kV | Citipower | Shoulder | Coincident_unreconciled | 2033 | POE90 | Operational-demand | 2.2768 | NA
VIC | MTSC | Malvern (Citipower) 66 kV | Citipower | Shoulder | Non-coincident | 2033 | POE50 | Operational-demand | -1.549 | NA
VIC | MTSC | Malvern (Citipower) 66 kV | Citipower | Shoulder | Non-coincident | 2033 | POE90 | Operational-demand | -1.5931 | NA
VIC | MTSC | Malvern (Citipower) 66 kV | Citipower | Shoulder | Coincident_unreconciled | 2034 | POE50 | Operational-demand | 2.9458 | NA
VIC | MTSC | Malvern (Citipower) 66 kV | Citipower | Shoulder | Coincident_unreconciled | 2034 | POE90 | Operational-demand | 2.7618 | NA
VIC | MTSC | Malvern (Citipower) 66 kV | Citipower | Shoulder | Non-coincident | 2034 | POE50 | Operational-demand | -1.7785 | NA
VIC | MTSC | Malvern (Citipower) 66 kV | Citipower | Shoulder | Non-coincident | 2034 | POE90 | Operational-demand | -1.8227 | NA
VIC | MTSC | Malvern (Citipower) 66 kV | Citipower | Shoulder | Coincident_unreconciled | 2035 | POE50 | Operational-demand | 3.4636 | NA
VIC | MTSC | Malvern (Citipower) 66 kV | Citipower | Shoulder | Coincident_unreconciled | 2035 | POE90 | Operational-demand | 3.2791 | NA
VIC | MTSC | Malvern (Citipower) 66 kV | Citipower | Shoulder | Non-coincident | 2035 | POE50 | Operational-demand | -2.0233 | NA
VIC | MTSC | Malvern (Citipower) 66 kV | Citipower | Shoulder | Non-coincident | 2035 | POE90 | Operational-demand | -2.0677 | NA
VIC | MTSC | Malvern (Citipower) 66 kV | Citipower | Summer | Coincident | 2019 | ACTUAL_OPG | Operational-demand | 0 | 0
VIC | MTSC | Malvern (Citipower) 66 kV | Citipower | Summer | Coincident | 2019 | ACTUAL_RAW | Operational-demand | 0 | 0
VIC | MTSC | Malvern (Citipower) 66 kV | Citipower | Summer | Non-coincident | 2019 | ACTUAL_OPG | Operational-demand | 0 | 0
VIC | MTSC | Malvern (Citipower) 66 kV | Citipower | Summer | Coincident | 2020 | ACTUAL_OPG | Operational-demand | 0 | 0
VIC | MTSC | Malvern (Citipower) 66 kV | Citipower | Summer | Coincident | 2020 | ACTUAL_RAW | Operational-demand | 0 | 0
VIC | MTSC | Malvern (Citipower) 66 kV | Citipower | Summer | Non-coincident | 2020 | ACTUAL_OPG | Operational-demand | 0 | 0
VIC | MTSC | Malvern (Citipower) 66 kV | Citipower | Summer | Coincident | 2021 | ACTUAL_OPG | Operational-demand | 0 | 0
VIC | MTSC | Malvern (Citipower) 66 kV | Citipower | Summer | Coincident | 2021 | ACTUAL_RAW | Operational-demand | 0 | 0
VIC | MTSC | Malvern (Citipower) 66 kV | Citipower | Summer | Non-coincident | 2021 | ACTUAL_OPG | Operational-demand | 0 | 0
VIC | MTSC | Malvern (Citipower) 66 kV | Citipower | Summer | Coincident | 2022 | ACTUAL_OPG | Operational-demand | 0 | 0
VIC | MTSC | Malvern (Citipower) 66 kV | Citipower | Summer | Coincident | 2022 | ACTUAL_RAW | Operational-demand | 0 | 0
VIC | MTSC | Malvern (Citipower) 66 kV | Citipower | Summer | Non-coincident | 2022 | ACTUAL_OPG | Operational-demand | 0 | 0
VIC | MTSC | Malvern (Citipower) 66 kV | Citipower | Summer | Coincident | 2023 | ACTUAL_OPG | Operational-demand | 0.28477 | 0.89397
VIC | MTSC | Malvern (Citipower) 66 kV | Citipower | Summer | Coincident | 2023 | ACTUAL_RAW | Operational-demand | 0.28477 | 0.89397
VIC | MTSC | Malvern (Citipower) 66 kV | Citipower | Summer | Non-coincident | 2023 | ACTUAL_RAW | Operational-demand | -0.2158 | 3.2982
VIC | MTSC | Malvern (Citipower) 66 kV | Citipower | Summer | Non-coincident | 2023 | ACTUAL_OPG | Operational-demand | -0.2158 | 3.2982
VIC | MTSC | Malvern (Citipower) 66 kV | Citipower | Summer | Non-coincident | 2023 | ACTUAL_ADJUSTEDOPG | Operational-demand | -0.2158 | 3.2982
VIC | MTSC | Malvern (Citipower) 66 kV | Citipower | Summer | Coincident | 2024 | ACTUAL_OPG | Operational-demand | 0.40425 | 3.1735
VIC | MTSC | Malvern (Citipower) 66 kV | Citipower | Summer | Coincident | 2024 | ACTUAL_RAW | Operational-demand | 0.40425 | 3.1735
VIC | MTSC | Malvern (Citipower) 66 kV | Citipower | Summer | Non-coincident | 2024 | ACTUAL_RAW | Operational-demand | 0.38148 | 3.2794
VIC | MTSC | Malvern (Citipower) 66 kV | Citipower | Summer | Non-coincident | 2024 | ACTUAL_OPG | Operational-demand | 0.38148 | 3.2794
VIC | MTSC | Malvern (Citipower) 66 kV | Citipower | Summer | Non-coincident | 2024 | ACTUAL_ADJUSTEDOPG | Operational-demand | 0.38148 | 3.2794
VIC | MTSC | Malvern (Citipower) 66 kV | Citipower | Summer | Coincident | 2025 | ACTUAL_OPG | Operational-demand | 0.57363 | 4.155
VIC | MTSC | Malvern (Citipower) 66 kV | Citipower | Summer | Coincident | 2025 | ACTUAL_RAW | Operational-demand | 0.57363 | 4.155
VIC | MTSC | Malvern (Citipower) 66 kV | Citipower | Summer | Non-coincident | 2025 | ACTUAL_RAW | Operational-demand | 0.54981 | 4.6028
VIC | MTSC | Malvern (Citipower) 66 kV | Citipower | Summer | Non-coincident | 2025 | ACTUAL_OPG | Operational-demand | 0.54981 | 4.6028
VIC | MTSC | Malvern (Citipower) 66 kV | Citipower | Summer | Non-coincident | 2025 | ACTUAL_ADJUSTEDOPG | Operational-demand | 0.54981 | 4.6028
VIC | MTSC | Malvern (Citipower) 66 kV | Citipower | Summer | Non-coincident | 2025 | BASEYEARPOE90 | Operational-demand | -0.43721 | NA
VIC | MTSC | Malvern (Citipower) 66 kV | Citipower | Summer | Non-coincident | 2025 | BASEYEARPOE50 | Operational-demand | -0.32527 | 3.2092
VIC | MTSC | Malvern (Citipower) 66 kV | Citipower | Summer | Coincident_unreconciled | 2026 | POE50 | Operational-demand | -0.22698 | NA
VIC | MTSC | Malvern (Citipower) 66 kV | Citipower | Summer | Coincident_unreconciled | 2026 | POE90 | Operational-demand | -0.29894 | NA
VIC | MTSC | Malvern (Citipower) 66 kV | Citipower | Summer | Non-coincident | 2026 | POE50 | Operational-demand | -0.25474 | 3.1828
VIC | MTSC | Malvern (Citipower) 66 kV | Citipower | Summer | Non-coincident | 2026 | POE90 | Operational-demand | -0.37523 | NA
VIC | MTSC | Malvern (Citipower) 66 kV | Citipower | Summer | Coincident_unreconciled | 2027 | POE50 | Operational-demand | -0.13691 | NA
VIC | MTSC | Malvern (Citipower) 66 kV | Citipower | Summer | Coincident_unreconciled | 2027 | POE90 | Operational-demand | -0.20911 | NA
VIC | MTSC | Malvern (Citipower) 66 kV | Citipower | Summer | Non-coincident | 2027 | POE50 | Operational-demand | -0.36745 | 3.2195
VIC | MTSC | Malvern (Citipower) 66 kV | Citipower | Summer | Non-coincident | 2027 | POE90 | Operational-demand | -0.44591 | NA
VIC | MTSC | Malvern (Citipower) 66 kV | Citipower | Summer | Coincident_unreconciled | 2028 | POE50 | Operational-demand | -0.01134 | NA
VIC | MTSC | Malvern (Citipower) 66 kV | Citipower | Summer | Coincident_unreconciled | 2028 | POE90 | Operational-demand | -0.08378 | NA
VIC | MTSC | Malvern (Citipower) 66 kV | Citipower | Summer | Non-coincident | 2028 | POE50 | Operational-demand | -0.63652 | 3.3643
VIC | MTSC | Malvern (Citipower) 66 kV | Citipower | Summer | Non-coincident | 2028 | POE90 | Operational-demand | -0.71525 | NA
VIC | MTSC | Malvern (Citipower) 66 kV | Citipower | Summer | Coincident_unreconciled | 2029 | POE50 | Operational-demand | 0.09997 | NA
VIC | MTSC | Malvern (Citipower) 66 kV | Citipower | Summer | Coincident_unreconciled | 2029 | POE90 | Operational-demand | 0.02408 | NA
VIC | MTSC | Malvern (Citipower) 66 kV | Citipower | Summer | Non-coincident | 2029 | POE50 | Operational-demand | -0.87666 | 3.6396
VIC | MTSC | Malvern (Citipower) 66 kV | Citipower | Summer | Non-coincident | 2029 | POE90 | Operational-demand | -0.95564 | NA
VIC | MTSC | Malvern (Citipower) 66 kV | Citipower | Summer | Coincident_unreconciled | 2030 | POE50 | Operational-demand | 0.26471 | NA
VIC | MTSC | Malvern (Citipower) 66 kV | Citipower | Summer | Coincident_unreconciled | 2030 | POE90 | Operational-demand | 0.18857 | NA
VIC | MTSC | Malvern (Citipower) 66 kV | Citipower | Summer | Non-coincident | 2030 | POE50 | Operational-demand | -1.1313 | 3.9645
VIC | MTSC | Malvern (Citipower) 66 kV | Citipower | Summer | Non-coincident | 2030 | POE90 | Operational-demand | -1.2106 | NA
VIC | MTSC | Malvern (Citipower) 66 kV | Citipower | Summer | Coincident_unreconciled | 2031 | POE50 | Operational-demand | 0.56999 | NA
VIC | MTSC | Malvern (Citipower) 66 kV | Citipower | Summer | Coincident_unreconciled | 2031 | POE90 | Operational-demand | 0.4936 | NA
VIC | MTSC | Malvern (Citipower) 66 kV | Citipower | Summer | Non-coincident | 2031 | POE50 | Operational-demand | -1.4659 | 4.4098
VIC | MTSC | Malvern (Citipower) 66 kV | Citipower | Summer | Non-coincident | 2031 | POE90 | Operational-demand | -1.5454 | NA
VIC | MTSC | Malvern (Citipower) 66 kV | Citipower | Summer | Coincident_unreconciled | 2032 | POE50 | Operational-demand | 0.84288 | NA
VIC | MTSC | Malvern (Citipower) 66 kV | Citipower | Summer | Coincident_unreconciled | 2032 | POE90 | Operational-demand | 0.76624 | NA
VIC | MTSC | Malvern (Citipower) 66 kV | Citipower | Summer | Non-coincident | 2032 | POE50 | Operational-demand | -1.7526 | 4.8092
VIC | MTSC | Malvern (Citipower) 66 kV | Citipower | Summer | Non-coincident | 2032 | POE90 | Operational-demand | -1.8323 | NA
VIC | MTSC | Malvern (Citipower) 66 kV | Citipower | Summer | Coincident_unreconciled | 2033 | POE50 | Operational-demand | 1.1363 | NA
VIC | MTSC | Malvern (Citipower) 66 kV | Citipower | Summer | Coincident_unreconciled | 2033 | POE90 | Operational-demand | 1.0594 | NA
VIC | MTSC | Malvern (Citipower) 66 kV | Citipower | Summer | Non-coincident | 2033 | POE50 | Operational-demand | -2.0283 | 5.2676
VIC | MTSC | Malvern (Citipower) 66 kV | Citipower | Summer | Non-coincident | 2033 | POE90 | Operational-demand | -2.1083 | NA
VIC | MTSC | Malvern (Citipower) 66 kV | Citipower | Summer | Coincident_unreconciled | 2034 | POE50 | Operational-demand | 1.4504 | NA
VIC | MTSC | Malvern (Citipower) 66 kV | Citipower | Summer | Coincident_unreconciled | 2034 | POE90 | Operational-demand | 1.3733 | NA
VIC | MTSC | Malvern (Citipower) 66 kV | Citipower | Summer | Non-coincident | 2034 | POE50 | Operational-demand | -2.3121 | 5.7348
VIC | MTSC | Malvern (Citipower) 66 kV | Citipower | Summer | Non-coincident | 2034 | POE90 | Operational-demand | -2.3924 | NA
VIC | MTSC | Malvern (Citipower) 66 kV | Citipower | Summer | Coincident_unreconciled | 2035 | POE50 | Operational-demand | 1.7871 | NA
VIC | MTSC | Malvern (Citipower) 66 kV | Citipower | Summer | Coincident_unreconciled | 2035 | POE90 | Operational-demand | 1.7097 | NA
VIC | MTSC | Malvern (Citipower) 66 kV | Citipower | Summer | Non-coincident | 2035 | POE50 | Operational-demand | -2.6141 | 6.2256
VIC | MTSC | Malvern (Citipower) 66 kV | Citipower | Summer | Non-coincident | 2035 | POE90 | Operational-demand | -2.6946 | NA
VIC | MTSC | Malvern (Citipower) 66 kV | Citipower | Summer | Non-coincident | 2025 | BASEYEARPOE10 | Operational-demand | NA | 3.5746
VIC | MTSC | Malvern (Citipower) 66 kV | Citipower | Summer | Coincident | 2026 | POE10 | Operational-demand | NA | 2.3803
VIC | MTSC | Malvern (Citipower) 66 kV | Citipower | Summer | Coincident | 2026 | POE50 | Operational-demand | NA | 2.1893
VIC | MTSC | Malvern (Citipower) 66 kV | Citipower | Summer | Non-coincident | 2026 | POE10 | Operational-demand | NA | 3.567
VIC | MTSC | Malvern (Citipower) 66 kV | Citipower | Summer | Coincident | 2027 | POE10 | Operational-demand | NA | 2.265
VIC | MTSC | Malvern (Citipower) 66 kV | Citipower | Summer | Coincident | 2027 | POE50 | Operational-demand | NA | 2.0625
VIC | MTSC | Malvern (Citipower) 66 kV | Citipower | Summer | Non-coincident | 2027 | POE10 | Operational-demand | NA | 3.6391
VIC | MTSC | Malvern (Citipower) 66 kV | Citipower | Summer | Coincident | 2028 | POE10 | Operational-demand | NA | 2.164
VIC | MTSC | Malvern (Citipower) 66 kV | Citipower | Summer | Coincident | 2028 | POE50 | Operational-demand | NA | 1.9497
VIC | MTSC | Malvern (Citipower) 66 kV | Citipower | Summer | Non-coincident | 2028 | POE10 | Operational-demand | NA | 3.8132
VIC | MTSC | Malvern (Citipower) 66 kV | Citipower | Summer | Coincident | 2029 | POE10 | Operational-demand | NA | 2.0834
VIC | MTSC | Malvern (Citipower) 66 kV | Citipower | Summer | Coincident | 2029 | POE50 | Operational-demand | NA | 1.8727
VIC | MTSC | Malvern (Citipower) 66 kV | Citipower | Summer | Non-coincident | 2029 | POE10 | Operational-demand | NA | 4.1
VIC | MTSC | Malvern (Citipower) 66 kV | Citipower | Summer | Coincident | 2030 | POE10 | Operational-demand | NA | 2.0108
VIC | MTSC | Malvern (Citipower) 66 kV | Citipower | Summer | Coincident | 2030 | POE50 | Operational-demand | NA | 1.7961
VIC | MTSC | Malvern (Citipower) 66 kV | Citipower | Summer | Non-coincident | 2030 | POE10 | Operational-demand | NA | 4.4264
VIC | MTSC | Malvern (Citipower) 66 kV | Citipower | Summer | Coincident | 2031 | POE10 | Operational-demand | NA | 1.9165
VIC | MTSC | Malvern (Citipower) 66 kV | Citipower | Summer | Coincident | 2031 | POE50 | Operational-demand | NA | 1.7141
VIC | MTSC | Malvern (Citipower) 66 kV | Citipower | Summer | Non-coincident | 2031 | POE10 | Operational-demand | NA | 4.8732
VIC | MTSC | Malvern (Citipower) 66 kV | Citipower | Summer | Coincident | 2032 | POE10 | Operational-demand | NA | 1.8252
VIC | MTSC | Malvern (Citipower) 66 kV | Citipower | Summer | Coincident | 2032 | POE50 | Operational-demand | NA | 1.6241
VIC | MTSC | Malvern (Citipower) 66 kV | Citipower | Summer | Non-coincident | 2032 | POE10 | Operational-demand | NA | 5.267
VIC | MTSC | Malvern (Citipower) 66 kV | Citipower | Summer | Coincident | 2033 | POE10 | Operational-demand | NA | 1.7532
VIC | MTSC | Malvern (Citipower) 66 kV | Citipower | Summer | Coincident | 2033 | POE50 | Operational-demand | NA | 1.5411
VIC | MTSC | Malvern (Citipower) 66 kV | Citipower | Summer | Non-coincident | 2033 | POE10 | Operational-demand | NA | 5.6574
VIC | MTSC | Malvern (Citipower) 66 kV | Citipower | Summer | Coincident | 2034 | POE10 | Operational-demand | NA | 1.7068
VIC | MTSC | Malvern (Citipower) 66 kV | Citipower | Summer | Coincident | 2034 | POE50 | Operational-demand | NA | 1.4975
VIC | MTSC | Malvern (Citipower) 66 kV | Citipower | Summer | Non-coincident | 2034 | POE10 | Operational-demand | NA | 6.0599
VIC | MTSC | Malvern (Citipower) 66 kV | Citipower | Summer | Coincident | 2035 | POE10 | Operational-demand | NA | 1.6667
VIC | MTSC | Malvern (Citipower) 66 kV | Citipower | Summer | Coincident | 2035 | POE50 | Operational-demand | NA | 1.4578
VIC | MTSC | Malvern (Citipower) 66 kV | Citipower | Summer | Non-coincident | 2035 | POE10 | Operational-demand | NA | 6.4847
VIC | MTSC | Malvern (Citipower) 66 kV | Citipower | Winter | Coincident | 2018 | ACTUAL_OPG | Operational-demand | NA | 0
VIC | MTSC | Malvern (Citipower) 66 kV | Citipower | Winter | Coincident | 2018 | ACTUAL_RAW | Operational-demand | NA | 0
VIC | MTSC | Malvern (Citipower) 66 kV | Citipower | Winter | Non-coincident | 2018 | ACTUAL_OPG | Operational-demand | NA | 0
VIC | MTSC | Malvern (Citipower) 66 kV | Citipower | Winter | Coincident | 2019 | ACTUAL_OPG | Operational-demand | NA | 0
VIC | MTSC | Malvern (Citipower) 66 kV | Citipower | Winter | Coincident | 2019 | ACTUAL_RAW | Operational-demand | NA | 0
VIC | MTSC | Malvern (Citipower) 66 kV | Citipower | Winter | Non-coincident | 2019 | ACTUAL_OPG | Operational-demand | NA | 0
VIC | MTSC | Malvern (Citipower) 66 kV | Citipower | Winter | Coincident | 2020 | ACTUAL_OPG | Operational-demand | NA | 0
VIC | MTSC | Malvern (Citipower) 66 kV | Citipower | Winter | Coincident | 2020 | ACTUAL_RAW | Operational-demand | NA | 0
VIC | MTSC | Malvern (Citipower) 66 kV | Citipower | Winter | Non-coincident | 2020 | ACTUAL_OPG | Operational-demand | NA | 0
VIC | MTSC | Malvern (Citipower) 66 kV | Citipower | Winter | Coincident | 2021 | ACTUAL_OPG | Operational-demand | NA | 0
VIC | MTSC | Malvern (Citipower) 66 kV | Citipower | Winter | Coincident | 2021 | ACTUAL_RAW | Operational-demand | NA | 0
VIC | MTSC | Malvern (Citipower) 66 kV | Citipower | Winter | Non-coincident | 2021 | ACTUAL_OPG | Operational-demand | NA | 0
VIC | MTSC | Malvern (Citipower) 66 kV | Citipower | Winter | Coincident | 2022 | ACTUAL_OPG | Operational-demand | NA | 0
VIC | MTSC | Malvern (Citipower) 66 kV | Citipower | Winter | Coincident | 2022 | ACTUAL_RAW | Operational-demand | NA | 0
VIC | MTSC | Malvern (Citipower) 66 kV | Citipower | Winter | Non-coincident | 2022 | ACTUAL_OPG | Operational-demand | NA | 0
VIC | MTSC | Malvern (Citipower) 66 kV | Citipower | Winter | Coincident | 2023 | ACTUAL_OPG | Operational-demand | NA | 2.2548
VIC | MTSC | Malvern (Citipower) 66 kV | Citipower | Winter | Coincident | 2023 | ACTUAL_RAW | Operational-demand | NA | 2.2548
VIC | MTSC | Malvern (Citipower) 66 kV | Citipower | Winter | Non-coincident | 2023 | ACTUAL_RAW | Operational-demand | NA | 2.5822
VIC | MTSC | Malvern (Citipower) 66 kV | Citipower | Winter | Non-coincident | 2023 | ACTUAL_OPG | Operational-demand | NA | 2.5822
VIC | MTSC | Malvern (Citipower) 66 kV | Citipower | Winter | Non-coincident | 2023 | ACTUAL_ADJUSTEDOPG | Operational-demand | NA | 2.5822
VIC | MTSC | Malvern (Citipower) 66 kV | Citipower | Winter | Coincident | 2024 | ACTUAL_OPG | Operational-demand | NA | 2.9007
VIC | MTSC | Malvern (Citipower) 66 kV | Citipower | Winter | Coincident | 2024 | ACTUAL_RAW | Operational-demand | NA | 2.9007
VIC | MTSC | Malvern (Citipower) 66 kV | Citipower | Winter | Non-coincident | 2024 | ACTUAL_RAW | Operational-demand | NA | 3.0562
VIC | MTSC | Malvern (Citipower) 66 kV | Citipower | Winter | Non-coincident | 2024 | ACTUAL_OPG | Operational-demand | NA | 3.0562
VIC | MTSC | Malvern (Citipower) 66 kV | Citipower | Winter | Non-coincident | 2024 | ACTUAL_ADJUSTEDOPG | Operational-demand | NA | 3.0562
VIC | MTSC | Malvern (Citipower) 66 kV | Citipower | Winter | Coincident | 2025 | POE10 | Operational-demand | NA | 2.3873
VIC | MTSC | Malvern (Citipower) 66 kV | Citipower | Winter | Coincident | 2025 | POE50 | Operational-demand | NA | 2.294
VIC | MTSC | Malvern (Citipower) 66 kV | Citipower | Winter | Non-coincident | 2025 | ACTUAL_RAW | Operational-demand | NA | 3.206
VIC | MTSC | Malvern (Citipower) 66 kV | Citipower | Winter | Non-coincident | 2025 | ACTUAL_ADJUSTEDOPG | Operational-demand | NA | 3.206
VIC | MTSC | Malvern (Citipower) 66 kV | Citipower | Winter | Non-coincident | 2025 | BASEYEARPOE50 | Operational-demand | NA | 2.8441
VIC | MTSC | Malvern (Citipower) 66 kV | Citipower | Winter | Non-coincident | 2025 | BASEYEARPOE10 | Operational-demand | NA | 2.9739
VIC | MTSC | Malvern (Citipower) 66 kV | Citipower | Winter | Non-coincident | 2025 | POE10 | Operational-demand | NA | 2.89
VIC | MTSC | Malvern (Citipower) 66 kV | Citipower | Winter | Non-coincident | 2025 | POE50 | Operational-demand | NA | 2.6811
VIC | MTSC | Malvern (Citipower) 66 kV | Citipower | Winter | Coincident | 2026 | POE10 | Operational-demand | NA | 2.0347
VIC | MTSC | Malvern (Citipower) 66 kV | Citipower | Winter | Coincident | 2026 | POE50 | Operational-demand | NA | 1.9385
VIC | MTSC | Malvern (Citipower) 66 kV | Citipower | Winter | Non-coincident | 2026 | POE10 | Operational-demand | NA | 3.3119
VIC | MTSC | Malvern (Citipower) 66 kV | Citipower | Winter | Non-coincident | 2026 | POE50 | Operational-demand | NA | 3.1023
VIC | MTSC | Malvern (Citipower) 66 kV | Citipower | Winter | Coincident | 2027 | POE10 | Operational-demand | NA | 1.703
VIC | MTSC | Malvern (Citipower) 66 kV | Citipower | Winter | Coincident | 2027 | POE50 | Operational-demand | NA | 1.6041
VIC | MTSC | Malvern (Citipower) 66 kV | Citipower | Winter | Non-coincident | 2027 | POE10 | Operational-demand | NA | 3.7416
VIC | MTSC | Malvern (Citipower) 66 kV | Citipower | Winter | Non-coincident | 2027 | POE50 | Operational-demand | NA | 3.5314
VIC | MTSC | Malvern (Citipower) 66 kV | Citipower | Winter | Coincident | 2028 | POE10 | Operational-demand | NA | 1.4152
VIC | MTSC | Malvern (Citipower) 66 kV | Citipower | Winter | Coincident | 2028 | POE50 | Operational-demand | NA | 1.3179
VIC | MTSC | Malvern (Citipower) 66 kV | Citipower | Winter | Non-coincident | 2028 | POE10 | Operational-demand | NA | 4.1781
VIC | MTSC | Malvern (Citipower) 66 kV | Citipower | Winter | Non-coincident | 2028 | POE50 | Operational-demand | NA | 3.9671
VIC | MTSC | Malvern (Citipower) 66 kV | Citipower | Winter | Coincident | 2029 | POE10 | Operational-demand | NA | 1.172
VIC | MTSC | Malvern (Citipower) 66 kV | Citipower | Winter | Coincident | 2029 | POE50 | Operational-demand | NA | 1.0747
VIC | MTSC | Malvern (Citipower) 66 kV | Citipower | Winter | Non-coincident | 2029 | POE10 | Operational-demand | NA | 4.5654
VIC | MTSC | Malvern (Citipower) 66 kV | Citipower | Winter | Non-coincident | 2029 | POE50 | Operational-demand | NA | 4.3537
VIC | MTSC | Malvern (Citipower) 66 kV | Citipower | Winter | Coincident | 2030 | POE10 | Operational-demand | NA | 0.86495
VIC | MTSC | Malvern (Citipower) 66 kV | Citipower | Winter | Coincident | 2030 | POE50 | Operational-demand | NA | 0.76701
VIC | MTSC | Malvern (Citipower) 66 kV | Citipower | Winter | Non-coincident | 2030 | POE10 | Operational-demand | NA | 5.0612
VIC | MTSC | Malvern (Citipower) 66 kV | Citipower | Winter | Non-coincident | 2030 | POE50 | Operational-demand | NA | 4.8488
VIC | MTSC | Malvern (Citipower) 66 kV | Citipower | Winter | Coincident | 2031 | POE10 | Operational-demand | NA | 0.57185
VIC | MTSC | Malvern (Citipower) 66 kV | Citipower | Winter | Coincident | 2031 | POE50 | Operational-demand | NA | 0.47339
VIC | MTSC | Malvern (Citipower) 66 kV | Citipower | Winter | Non-coincident | 2031 | POE10 | Operational-demand | NA | 5.5972
VIC | MTSC | Malvern (Citipower) 66 kV | Citipower | Winter | Non-coincident | 2031 | POE50 | Operational-demand | NA | 5.3842
VIC | MTSC | Malvern (Citipower) 66 kV | Citipower | Winter | Coincident | 2032 | POE10 | Operational-demand | NA | 0.30985
VIC | MTSC | Malvern (Citipower) 66 kV | Citipower | Winter | Coincident | 2032 | POE50 | Operational-demand | NA | 0.2114
VIC | MTSC | Malvern (Citipower) 66 kV | Citipower | Winter | Non-coincident | 2032 | POE10 | Operational-demand | NA | 6.0862
VIC | MTSC | Malvern (Citipower) 66 kV | Citipower | Winter | Non-coincident | 2032 | POE50 | Operational-demand | NA | 5.8725
VIC | MTSC | Malvern (Citipower) 66 kV | Citipower | Winter | Coincident | 2033 | POE10 | Operational-demand | NA | 0.05999
VIC | MTSC | Malvern (Citipower) 66 kV | Citipower | Winter | Coincident | 2033 | POE50 | Operational-demand | NA | -0.06637
VIC | MTSC | Malvern (Citipower) 66 kV | Citipower | Winter | Non-coincident | 2033 | POE10 | Operational-demand | NA | 6.5705
VIC | MTSC | Malvern (Citipower) 66 kV | Citipower | Winter | Non-coincident | 2033 | POE50 | Operational-demand | NA | 6.3561
VIC | MTSC | Malvern (Citipower) 66 kV | Citipower | Winter | Coincident | 2034 | POE10 | Operational-demand | NA | -0.34593
VIC | MTSC | Malvern (Citipower) 66 kV | Citipower | Winter | Coincident | 2034 | POE50 | Operational-demand | NA | -0.5205
VIC | MTSC | Malvern (Citipower) 66 kV | Citipower | Winter | Non-coincident | 2034 | POE10 | Operational-demand | NA | 7.0719
VIC | MTSC | Malvern (Citipower) 66 kV | Citipower | Winter | Non-coincident | 2034 | POE50 | Operational-demand | NA | 6.8568
VIC | MWTS | Morwell (Ausnet) 66 kV | AusNet | Shoulder | Coincident | 2019 | ACTUAL_OPG | Operational-demand | 164.5148 | NA
VIC | MWTS | Morwell (Ausnet) 66 kV | AusNet | Shoulder | Coincident | 2019 | ACTUAL_RAW | Operational-demand | 153.3225 | NA
VIC | MWTS | Morwell (Ausnet) 66 kV | AusNet | Shoulder | Non-coincident | 2019 | ACTUAL_RAW | Operational-demand | -36.4433 | NA
VIC | MWTS | Morwell (Ausnet) 66 kV | AusNet | Shoulder | Non-coincident | 2019 | ACTUAL_OPG | Operational-demand | 79.9512 | NA
VIC | MWTS | Morwell (Ausnet) 66 kV | AusNet | Shoulder | Non-coincident | 2019 | ACTUAL_ADJUSTEDOPG | Operational-demand | 79.9512 | NA
VIC | MWTS | Morwell (Ausnet) 66 kV | AusNet | Shoulder | Coincident | 2020 | ACTUAL_OPG | Operational-demand | 144.0604 | NA
VIC | MWTS | Morwell (Ausnet) 66 kV | AusNet | Shoulder | Coincident | 2020 | ACTUAL_RAW | Operational-demand | 129.5531 | NA
VIC | MWTS | Morwell (Ausnet) 66 kV | AusNet | Shoulder | Non-coincident | 2020 | ACTUAL_RAW | Operational-demand | -18.651 | NA
VIC | MWTS | Morwell (Ausnet) 66 kV | AusNet | Shoulder | Non-coincident | 2020 | ACTUAL_OPG | Operational-demand | 51.2659 | NA
VIC | MWTS | Morwell (Ausnet) 66 kV | AusNet | Shoulder | Non-coincident | 2020 | ACTUAL_ADJUSTEDOPG | Operational-demand | 51.2659 | NA
VIC | MWTS | Morwell (Ausnet) 66 kV | AusNet | Shoulder | Coincident | 2021 | ACTUAL_OPG | Operational-demand | 95.9042 | NA
VIC | MWTS | Morwell (Ausnet) 66 kV | AusNet | Shoulder | Coincident | 2021 | ACTUAL_RAW | Operational-demand | 75.9001 | NA
VIC | MWTS | Morwell (Ausnet) 66 kV | AusNet | Shoulder | Non-coincident | 2021 | ACTUAL_RAW | Operational-demand | -11.7486 | NA
VIC | MWTS | Morwell (Ausnet) 66 kV | AusNet | Shoulder | Non-coincident | 2021 | ACTUAL_OPG | Operational-demand | 49.6824 | NA
VIC | MWTS | Morwell (Ausnet) 66 kV | AusNet | Shoulder | Non-coincident | 2021 | ACTUAL_ADJUSTEDOPG | Operational-demand | 49.6824 | NA
VIC | MWTS | Morwell (Ausnet) 66 kV | AusNet | Shoulder | Coincident | 2022 | ACTUAL_OPG | Operational-demand | 64.116 | NA
VIC | MWTS | Morwell (Ausnet) 66 kV | AusNet | Shoulder | Coincident | 2022 | ACTUAL_RAW | Operational-demand | 58.8413 | NA
VIC | MWTS | Morwell (Ausnet) 66 kV | AusNet | Shoulder | Non-coincident | 2022 | ACTUAL_RAW | Operational-demand | -34.8655 | NA
VIC | MWTS | Morwell (Ausnet) 66 kV | AusNet | Shoulder | Non-coincident | 2022 | ACTUAL_OPG | Operational-demand | 27.8011 | NA
VIC | MWTS | Morwell (Ausnet) 66 kV | AusNet | Shoulder | Non-coincident | 2022 | ACTUAL_ADJUSTEDOPG | Operational-demand | 27.8011 | NA
VIC | MWTS | Morwell (Ausnet) 66 kV | AusNet | Shoulder | Coincident | 2023 | ACTUAL_OPG | Operational-demand | 12.7254 | NA
VIC | MWTS | Morwell (Ausnet) 66 kV | AusNet | Shoulder | Coincident | 2023 | ACTUAL_RAW | Operational-demand | 0.62736 | NA
VIC | MWTS | Morwell (Ausnet) 66 kV | AusNet | Shoulder | Non-coincident | 2023 | ACTUAL_RAW | Operational-demand | -30.0851 | NA
VIC | MWTS | Morwell (Ausnet) 66 kV | AusNet | Shoulder | Non-coincident | 2023 | ACTUAL_OPG | Operational-demand | 12.2413 | NA
VIC | MWTS | Morwell (Ausnet) 66 kV | AusNet | Shoulder | Non-coincident | 2023 | ACTUAL_ADJUSTEDOPG | Operational-demand | 12.2413 | NA
VIC | MWTS | Morwell (Ausnet) 66 kV | AusNet | Shoulder | Coincident | 2024 | ACTUAL_OPG | Operational-demand | 10.974 | NA
VIC | MWTS | Morwell (Ausnet) 66 kV | AusNet | Shoulder | Coincident | 2024 | ACTUAL_RAW | Operational-demand | 5.9303 | NA
VIC | MWTS | Morwell (Ausnet) 66 kV | AusNet | Shoulder | Non-coincident | 2024 | ACTUAL_RAW | Operational-demand | -253.9797 | NA
VIC | MWTS | Morwell (Ausnet) 66 kV | AusNet | Shoulder | Non-coincident | 2024 | ACTUAL_OPG | Operational-demand | -198.2826 | NA
VIC | MWTS | Morwell (Ausnet) 66 kV | AusNet | Shoulder | Non-coincident | 2024 | ACTUAL_ADJUSTEDOPG | Operational-demand | -198.2826 | NA
VIC | MWTS | Morwell (Ausnet) 66 kV | AusNet | Shoulder | Coincident | 2025 | ACTUAL_OPG | Operational-demand | -18.2013 | NA
VIC | MWTS | Morwell (Ausnet) 66 kV | AusNet | Shoulder | Coincident | 2025 | ACTUAL_RAW | Operational-demand | -24.4084 | NA
VIC | MWTS | Morwell (Ausnet) 66 kV | AusNet | Shoulder | Non-coincident | 2025 | ACTUAL_RAW | Operational-demand | -190.5411 | NA
VIC | MWTS | Morwell (Ausnet) 66 kV | AusNet | Shoulder | Non-coincident | 2025 | ACTUAL_OPG | Operational-demand | -127.8185 | NA
VIC | MWTS | Morwell (Ausnet) 66 kV | AusNet | Shoulder | Non-coincident | 2025 | ACTUAL_ADJUSTEDOPG | Operational-demand | -127.8185 | NA
VIC | MWTS | Morwell (Ausnet) 66 kV | AusNet | Shoulder | Non-coincident | 2025 | BASEYEARPOE90 | Operational-demand | -127.8283 | NA
VIC | MWTS | Morwell (Ausnet) 66 kV | AusNet | Shoulder | Non-coincident | 2025 | BASEYEARPOE50 | Operational-demand | -95.3858 | NA
VIC | MWTS | Morwell (Ausnet) 66 kV | AusNet | Shoulder | Coincident_unreconciled | 2026 | POE90 | Operational-demand | -30 | NA
VIC | MWTS | Morwell (Ausnet) 66 kV | AusNet | Shoulder | Coincident_unreconciled | 2026 | POE50 | Operational-demand | -20 | NA
VIC | MWTS | Morwell (Ausnet) 66 kV | AusNet | Shoulder | Non-coincident | 2026 | POE50 | Operational-demand | -100 | NA
VIC | MWTS | Morwell (Ausnet) 66 kV | AusNet | Shoulder | Non-coincident | 2026 | POE90 | Operational-demand | -124.4978 | NA
VIC | MWTS | Morwell (Ausnet) 66 kV | AusNet | Shoulder | Coincident_unreconciled | 2027 | POE90 | Operational-demand | -35.25 | NA
VIC | MWTS | Morwell (Ausnet) 66 kV | AusNet | Shoulder | Coincident_unreconciled | 2027 | POE50 | Operational-demand | -23.5 | NA
VIC | MWTS | Morwell (Ausnet) 66 kV | AusNet | Shoulder | Non-coincident | 2027 | POE50 | Operational-demand | -120.3997 | NA
VIC | MWTS | Morwell (Ausnet) 66 kV | AusNet | Shoulder | Non-coincident | 2027 | POE90 | Operational-demand | -144.9994 | NA
VIC | MWTS | Morwell (Ausnet) 66 kV | AusNet | Shoulder | Coincident_unreconciled | 2028 | POE90 | Operational-demand | -41.4188 | NA
VIC | MWTS | Morwell (Ausnet) 66 kV | AusNet | Shoulder | Coincident_unreconciled | 2028 | POE50 | Operational-demand | -27.6125 | NA
VIC | MWTS | Morwell (Ausnet) 66 kV | AusNet | Shoulder | Non-coincident | 2028 | POE50 | Operational-demand | -139.1415 | NA
VIC | MWTS | Morwell (Ausnet) 66 kV | AusNet | Shoulder | Non-coincident | 2028 | POE90 | Operational-demand | -163.8438 | NA
VIC | MWTS | Morwell (Ausnet) 66 kV | AusNet | Shoulder | Coincident_unreconciled | 2029 | POE90 | Operational-demand | -48.667 | NA
VIC | MWTS | Morwell (Ausnet) 66 kV | AusNet | Shoulder | Coincident_unreconciled | 2029 | POE50 | Operational-demand | -32.4447 | NA
VIC | MWTS | Morwell (Ausnet) 66 kV | AusNet | Shoulder | Non-coincident | 2029 | POE50 | Operational-demand | -157.3085 | NA
VIC | MWTS | Morwell (Ausnet) 66 kV | AusNet | Shoulder | Non-coincident | 2029 | POE90 | Operational-demand | -182.1134 | NA
VIC | MWTS | Morwell (Ausnet) 66 kV | AusNet | Shoulder | Coincident_unreconciled | 2030 | POE90 | Operational-demand | -57.1838 | NA
VIC | MWTS | Morwell (Ausnet) 66 kV | AusNet | Shoulder | Coincident_unreconciled | 2030 | POE50 | Operational-demand | -38.1225 | NA
VIC | MWTS | Morwell (Ausnet) 66 kV | AusNet | Shoulder | Non-coincident | 2030 | POE50 | Operational-demand | -176.1652 | NA
VIC | MWTS | Morwell (Ausnet) 66 kV | AusNet | Shoulder | Non-coincident | 2030 | POE90 | Operational-demand | -201.0727 | NA
VIC | MWTS | Morwell (Ausnet) 66 kV | AusNet | Shoulder | Coincident_unreconciled | 2031 | POE90 | Operational-demand | -67.1909 | NA
VIC | MWTS | Morwell (Ausnet) 66 kV | AusNet | Shoulder | Coincident_unreconciled | 2031 | POE50 | Operational-demand | -44.794 | NA
VIC | MWTS | Morwell (Ausnet) 66 kV | AusNet | Shoulder | Non-coincident | 2031 | POE50 | Operational-demand | -197.7066 | NA
VIC | MWTS | Morwell (Ausnet) 66 kV | AusNet | Shoulder | Non-coincident | 2031 | POE90 | Operational-demand | -222.7168 | NA
VIC | MWTS | Morwell (Ausnet) 66 kV | AusNet | Shoulder | Coincident_unreconciled | 2032 | POE90 | Operational-demand | -78.9493 | NA
VIC | MWTS | Morwell (Ausnet) 66 kV | AusNet | Shoulder | Coincident_unreconciled | 2032 | POE50 | Operational-demand | -52.6329 | NA
VIC | MWTS | Morwell (Ausnet) 66 kV | AusNet | Shoulder | Non-coincident | 2032 | POE50 | Operational-demand | -213.4862 | NA
VIC | MWTS | Morwell (Ausnet) 66 kV | AusNet | Shoulder | Non-coincident | 2032 | POE90 | Operational-demand | -238.5984 | NA
VIC | MWTS | Morwell (Ausnet) 66 kV | AusNet | Shoulder | Coincident_unreconciled | 2033 | POE90 | Operational-demand | -92.7655 | NA
VIC | MWTS | Morwell (Ausnet) 66 kV | AusNet | Shoulder | Coincident_unreconciled | 2033 | POE50 | Operational-demand | -61.8436 | NA
VIC | MWTS | Morwell (Ausnet) 66 kV | AusNet | Shoulder | Non-coincident | 2033 | POE50 | Operational-demand | -224.3166 | NA
VIC | MWTS | Morwell (Ausnet) 66 kV | AusNet | Shoulder | Non-coincident | 2033 | POE90 | Operational-demand | -249.5304 | NA
VIC | MWTS | Morwell (Ausnet) 66 kV | AusNet | Shoulder | Coincident_unreconciled | 2034 | POE90 | Operational-demand | -108.9994 | NA
VIC | MWTS | Morwell (Ausnet) 66 kV | AusNet | Shoulder | Coincident_unreconciled | 2034 | POE50 | Operational-demand | -72.6663 | NA
VIC | MWTS | Morwell (Ausnet) 66 kV | AusNet | Shoulder | Non-coincident | 2034 | POE50 | Operational-demand | -235.8796 | NA
VIC | MWTS | Morwell (Ausnet) 66 kV | AusNet | Shoulder | Non-coincident | 2034 | POE90 | Operational-demand | -261.1951 | NA
VIC | MWTS | Morwell (Ausnet) 66 kV | AusNet | Shoulder | Coincident_unreconciled | 2035 | POE90 | Operational-demand | -128.0743 | NA
VIC | MWTS | Morwell (Ausnet) 66 kV | AusNet | Shoulder | Coincident_unreconciled | 2035 | POE50 | Operational-demand | -85.3829 | NA
VIC | MWTS | Morwell (Ausnet) 66 kV | AusNet | Shoulder | Non-coincident | 2035 | POE50 | Operational-demand | -249.5606 | NA
VIC | MWTS | Morwell (Ausnet) 66 kV | AusNet | Shoulder | Non-coincident | 2035 | POE90 | Operational-demand | -274.9776 | NA
VIC | MWTS | Morwell (Ausnet) 66 kV | AusNet | Summer | Coincident | 2019 | ACTUAL_OPG | Operational-demand | 195.1836 | 304.2552
VIC | MWTS | Morwell (Ausnet) 66 kV | AusNet | Summer | Coincident | 2019 | ACTUAL_RAW | Operational-demand | 184.6118 | 196.3254
VIC | MWTS | Morwell (Ausnet) 66 kV | AusNet | Summer | Non-coincident | 2019 | ACTUAL_RAW | Operational-demand | -28.2505 | 290.8844
VIC | MWTS | Morwell (Ausnet) 66 kV | AusNet | Summer | Non-coincident | 2019 | ACTUAL_OPG | Operational-demand | 61.7789 | 375.9323
VIC | MWTS | Morwell (Ausnet) 66 kV | AusNet | Summer | Non-coincident | 2019 | ACTUAL_ADJUSTEDOPG | Operational-demand | 61.7789 | 375.9323
VIC | MWTS | Morwell (Ausnet) 66 kV | AusNet | Summer | Coincident | 2020 | ACTUAL_OPG | Operational-demand | 77.8547 | 373.9969
VIC | MWTS | Morwell (Ausnet) 66 kV | AusNet | Summer | Coincident | 2020 | ACTUAL_RAW | Operational-demand | 59.5149 | 284.2696
VIC | MWTS | Morwell (Ausnet) 66 kV | AusNet | Summer | Non-coincident | 2020 | ACTUAL_RAW | Operational-demand | -11.1157 | 317.1384
VIC | MWTS | Morwell (Ausnet) 66 kV | AusNet | Summer | Non-coincident | 2020 | ACTUAL_OPG | Operational-demand | 63.1469 | 391.7987
VIC | MWTS | Morwell (Ausnet) 66 kV | AusNet | Summer | Non-coincident | 2020 | ACTUAL_ADJUSTEDOPG | Operational-demand | 63.1469 | 391.7987
VIC | MWTS | Morwell (Ausnet) 66 kV | AusNet | Summer | Coincident | 2021 | ACTUAL_OPG | Operational-demand | 46.6777 | 359.9719
VIC | MWTS | Morwell (Ausnet) 66 kV | AusNet | Summer | Coincident | 2021 | ACTUAL_RAW | Operational-demand | 38.0654 | 310.3283
VIC | MWTS | Morwell (Ausnet) 66 kV | AusNet | Summer | Non-coincident | 2021 | ACTUAL_RAW | Operational-demand | -33.6137 | 331.8929
VIC | MWTS | Morwell (Ausnet) 66 kV | AusNet | Summer | Non-coincident | 2021 | ACTUAL_OPG | Operational-demand | 30.6585 | 375.1138
VIC | MWTS | Morwell (Ausnet) 66 kV | AusNet | Summer | Non-coincident | 2021 | ACTUAL_ADJUSTEDOPG | Operational-demand | 30.6585 | 375.1138
VIC | MWTS | Morwell (Ausnet) 66 kV | AusNet | Summer | Coincident | 2022 | ACTUAL_OPG | Operational-demand | 6.4847 | 247.0454
VIC | MWTS | Morwell (Ausnet) 66 kV | AusNet | Summer | Coincident | 2022 | ACTUAL_RAW | Operational-demand | -36.9114 | 140.048
VIC | MWTS | Morwell (Ausnet) 66 kV | AusNet | Summer | Non-coincident | 2022 | ACTUAL_RAW | Operational-demand | -60.174 | 370.4004
VIC | MWTS | Morwell (Ausnet) 66 kV | AusNet | Summer | Non-coincident | 2022 | ACTUAL_OPG | Operational-demand | 2.0784 | 389.3859
VIC | MWTS | Morwell (Ausnet) 66 kV | AusNet | Summer | Non-coincident | 2022 | ACTUAL_ADJUSTEDOPG | Operational-demand | 2.0784 | 389.3859
VIC | MWTS | Morwell (Ausnet) 66 kV | AusNet | Summer | Coincident | 2023 | ACTUAL_OPG | Operational-demand | 13.3273 | 297.1576
VIC | MWTS | Morwell (Ausnet) 66 kV | AusNet | Summer | Coincident | 2023 | ACTUAL_RAW | Operational-demand | -46.3873 | 164.1657
VIC | MWTS | Morwell (Ausnet) 66 kV | AusNet | Summer | Non-coincident | 2023 | ACTUAL_RAW | Operational-demand | -50.7703 | 299.0707
VIC | MWTS | Morwell (Ausnet) 66 kV | AusNet | Summer | Non-coincident | 2023 | ACTUAL_OPG | Operational-demand | 9.0695 | 346.5694
VIC | MWTS | Morwell (Ausnet) 66 kV | AusNet | Summer | Non-coincident | 2023 | ACTUAL_ADJUSTEDOPG | Operational-demand | 9.0695 | 346.5694
VIC | MWTS | Morwell (Ausnet) 66 kV | AusNet | Summer | Coincident | 2024 | ACTUAL_OPG | Operational-demand | 5.1501 | 280.0204
VIC | MWTS | Morwell (Ausnet) 66 kV | AusNet | Summer | Coincident | 2024 | ACTUAL_RAW | Operational-demand | 0.6222 | 195.3483
VIC | MWTS | Morwell (Ausnet) 66 kV | AusNet | Summer | Non-coincident | 2024 | ACTUAL_RAW | Operational-demand | -173.0254 | 357.0321
VIC | MWTS | Morwell (Ausnet) 66 kV | AusNet | Summer | Non-coincident | 2024 | ACTUAL_OPG | Operational-demand | -114.4303 | 409.2198
VIC | MWTS | Morwell (Ausnet) 66 kV | AusNet | Summer | Non-coincident | 2024 | ACTUAL_ADJUSTEDOPG | Operational-demand | -114.4303 | 409.2198
VIC | MWTS | Morwell (Ausnet) 66 kV | AusNet | Summer | Coincident | 2025 | ACTUAL_OPG | Operational-demand | -21.3966 | 234.7989
VIC | MWTS | Morwell (Ausnet) 66 kV | AusNet | Summer | Coincident | 2025 | ACTUAL_RAW | Operational-demand | -33.0738 | 189.636
VIC | MWTS | Morwell (Ausnet) 66 kV | AusNet | Summer | Non-coincident | 2025 | ACTUAL_RAW | Operational-demand | -239.5076 | 335.0456
VIC | MWTS | Morwell (Ausnet) 66 kV | AusNet | Summer | Non-coincident | 2025 | ACTUAL_OPG | Operational-demand | -176.5077 | 340.0499
VIC | MWTS | Morwell (Ausnet) 66 kV | AusNet | Summer | Non-coincident | 2025 | ACTUAL_ADJUSTEDOPG | Operational-demand | -176.5077 | 340.0499
VIC | MWTS | Morwell (Ausnet) 66 kV | AusNet | Summer | Non-coincident | 2025 | BASEYEARPOE90 | Operational-demand | -150.3273 | NA
VIC | MWTS | Morwell (Ausnet) 66 kV | AusNet | Summer | Non-coincident | 2025 | BASEYEARPOE50 | Operational-demand | -106.8571 | 389.6903
VIC | MWTS | Morwell (Ausnet) 66 kV | AusNet | Summer | Coincident_unreconciled | 2026 | POE90 | Operational-demand | -50 | NA
VIC | MWTS | Morwell (Ausnet) 66 kV | AusNet | Summer | Coincident_unreconciled | 2026 | POE50 | Operational-demand | -40 | NA
VIC | MWTS | Morwell (Ausnet) 66 kV | AusNet | Summer | Non-coincident | 2026 | POE50 | Operational-demand | -100 | 367.6335
VIC | MWTS | Morwell (Ausnet) 66 kV | AusNet | Summer | Non-coincident | 2026 | POE90 | Operational-demand | -145.0769 | NA
VIC | MWTS | Morwell (Ausnet) 66 kV | AusNet | Summer | Coincident_unreconciled | 2027 | POE90 | Operational-demand | -58.75 | NA
VIC | MWTS | Morwell (Ausnet) 66 kV | AusNet | Summer | Coincident_unreconciled | 2027 | POE50 | Operational-demand | -47 | NA
VIC | MWTS | Morwell (Ausnet) 66 kV | AusNet | Summer | Non-coincident | 2027 | POE50 | Operational-demand | -121.2665 | 368.1905
VIC | MWTS | Morwell (Ausnet) 66 kV | AusNet | Summer | Non-coincident | 2027 | POE90 | Operational-demand | -166.5309 | NA
VIC | MWTS | Morwell (Ausnet) 66 kV | AusNet | Summer | Coincident_unreconciled | 2028 | POE90 | Operational-demand | -69.0312 | NA
VIC | MWTS | Morwell (Ausnet) 66 kV | AusNet | Summer | Coincident_unreconciled | 2028 | POE50 | Operational-demand | -55.225 | NA
VIC | MWTS | Morwell (Ausnet) 66 kV | AusNet | Summer | Non-coincident | 2028 | POE50 | Operational-demand | -140.4586 | 362.9103
VIC | MWTS | Morwell (Ausnet) 66 kV | AusNet | Summer | Non-coincident | 2028 | POE90 | Operational-demand | -185.9118 | NA
VIC | MWTS | Morwell (Ausnet) 66 kV | AusNet | Summer | Coincident_unreconciled | 2029 | POE90 | Operational-demand | -81.1117 | NA
VIC | MWTS | Morwell (Ausnet) 66 kV | AusNet | Summer | Coincident_unreconciled | 2029 | POE50 | Operational-demand | -64.8894 | NA
VIC | MWTS | Morwell (Ausnet) 66 kV | AusNet | Summer | Non-coincident | 2029 | POE50 | Operational-demand | -159.0897 | 355.7069
VIC | MWTS | Morwell (Ausnet) 66 kV | AusNet | Summer | Non-coincident | 2029 | POE90 | Operational-demand | -204.7317 | NA
VIC | MWTS | Morwell (Ausnet) 66 kV | AusNet | Summer | Coincident_unreconciled | 2030 | POE90 | Operational-demand | -95.3063 | NA
VIC | MWTS | Morwell (Ausnet) 66 kV | AusNet | Summer | Coincident_unreconciled | 2030 | POE50 | Operational-demand | -76.245 | NA
VIC | MWTS | Morwell (Ausnet) 66 kV | AusNet | Summer | Non-coincident | 2030 | POE50 | Operational-demand | -178.4446 | 355.8931
VIC | MWTS | Morwell (Ausnet) 66 kV | AusNet | Summer | Non-coincident | 2030 | POE90 | Operational-demand | -224.2755 | NA
VIC | MWTS | Morwell (Ausnet) 66 kV | AusNet | Summer | Coincident_unreconciled | 2031 | POE90 | Operational-demand | -111.9849 | NA
VIC | MWTS | Morwell (Ausnet) 66 kV | AusNet | Summer | Coincident_unreconciled | 2031 | POE50 | Operational-demand | -89.5879 | NA
VIC | MWTS | Morwell (Ausnet) 66 kV | AusNet | Summer | Non-coincident | 2031 | POE50 | Operational-demand | -200.7897 | 355.69
VIC | MWTS | Morwell (Ausnet) 66 kV | AusNet | Summer | Non-coincident | 2031 | POE90 | Operational-demand | -246.8094 | NA
VIC | MWTS | Morwell (Ausnet) 66 kV | AusNet | Summer | Coincident_unreconciled | 2032 | POE90 | Operational-demand | -131.5822 | NA
VIC | MWTS | Morwell (Ausnet) 66 kV | AusNet | Summer | Coincident_unreconciled | 2032 | POE50 | Operational-demand | -105.2658 | NA
VIC | MWTS | Morwell (Ausnet) 66 kV | AusNet | Summer | Non-coincident | 2032 | POE50 | Operational-demand | -216.8129 | 356.5576
VIC | MWTS | Morwell (Ausnet) 66 kV | AusNet | Summer | Non-coincident | 2032 | POE90 | Operational-demand | -263.0204 | NA
VIC | MWTS | Morwell (Ausnet) 66 kV | AusNet | Summer | Coincident_unreconciled | 2033 | POE90 | Operational-demand | -154.6091 | NA
VIC | MWTS | Morwell (Ausnet) 66 kV | AusNet | Summer | Coincident_unreconciled | 2033 | POE50 | Operational-demand | -123.6873 | NA
VIC | MWTS | Morwell (Ausnet) 66 kV | AusNet | Summer | Non-coincident | 2033 | POE50 | Operational-demand | -227.6186 | 358.2523
VIC | MWTS | Morwell (Ausnet) 66 kV | AusNet | Summer | Non-coincident | 2033 | POE90 | Operational-demand | -274.013 | NA
VIC | MWTS | Morwell (Ausnet) 66 kV | AusNet | Summer | Coincident_unreconciled | 2034 | POE90 | Operational-demand | -181.6657 | NA
VIC | MWTS | Morwell (Ausnet) 66 kV | AusNet | Summer | Coincident_unreconciled | 2034 | POE50 | Operational-demand | -145.3326 | NA
VIC | MWTS | Morwell (Ausnet) 66 kV | AusNet | Summer | Non-coincident | 2034 | POE50 | Operational-demand | -239.3705 | 359.8303
VIC | MWTS | Morwell (Ausnet) 66 kV | AusNet | Summer | Non-coincident | 2034 | POE90 | Operational-demand | -285.9519 | NA
VIC | MWTS | Morwell (Ausnet) 66 kV | AusNet | Summer | Coincident_unreconciled | 2035 | POE90 | Operational-demand | -213.4572 | NA
VIC | MWTS | Morwell (Ausnet) 66 kV | AusNet | Summer | Coincident_unreconciled | 2035 | POE50 | Operational-demand | -170.7658 | NA
VIC | MWTS | Morwell (Ausnet) 66 kV | AusNet | Summer | Non-coincident | 2035 | POE50 | Operational-demand | -253.4074 | 361.0868
VIC | MWTS | Morwell (Ausnet) 66 kV | AusNet | Summer | Non-coincident | 2035 | POE90 | Operational-demand | -300.1758 | NA
VIC | MWTS | Morwell (Ausnet) 66 kV | AusNet | Summer | Non-coincident | 2025 | BASEYEARPOE10 | Operational-demand | NA | 445.0991
VIC | MWTS | Morwell (Ausnet) 66 kV | AusNet | Summer | Coincident | 2026 | POE10 | Operational-demand | NA | 307.1839
VIC | MWTS | Morwell (Ausnet) 66 kV | AusNet | Summer | Coincident | 2026 | POE50 | Operational-demand | NA | 257.5818
VIC | MWTS | Morwell (Ausnet) 66 kV | AusNet | Summer | Non-coincident | 2026 | POE10 | Operational-demand | NA | 451.9118
VIC | MWTS | Morwell (Ausnet) 66 kV | AusNet | Summer | Coincident | 2027 | POE10 | Operational-demand | NA | 299.6957
VIC | MWTS | Morwell (Ausnet) 66 kV | AusNet | Summer | Coincident | 2027 | POE50 | Operational-demand | NA | 249.4798
VIC | MWTS | Morwell (Ausnet) 66 kV | AusNet | Summer | Non-coincident | 2027 | POE10 | Operational-demand | NA | 452.8194
VIC | MWTS | Morwell (Ausnet) 66 kV | AusNet | Summer | Coincident | 2028 | POE10 | Operational-demand | NA | 289.3193
VIC | MWTS | Morwell (Ausnet) 66 kV | AusNet | Summer | Coincident | 2028 | POE50 | Operational-demand | NA | 238.2051
VIC | MWTS | Morwell (Ausnet) 66 kV | AusNet | Summer | Non-coincident | 2028 | POE10 | Operational-demand | NA | 447.8922
VIC | MWTS | Morwell (Ausnet) 66 kV | AusNet | Summer | Coincident | 2029 | POE10 | Operational-demand | NA | 279.811
VIC | MWTS | Morwell (Ausnet) 66 kV | AusNet | Summer | Coincident | 2029 | POE50 | Operational-demand | NA | 229.4551
VIC | MWTS | Morwell (Ausnet) 66 kV | AusNet | Summer | Non-coincident | 2029 | POE10 | Operational-demand | NA | 441.0419
VIC | MWTS | Morwell (Ausnet) 66 kV | AusNet | Summer | Coincident | 2030 | POE10 | Operational-demand | NA | 276.0325
VIC | MWTS | Morwell (Ausnet) 66 kV | AusNet | Summer | Coincident | 2030 | POE50 | Operational-demand | NA | 225.4946
VIC | MWTS | Morwell (Ausnet) 66 kV | AusNet | Summer | Non-coincident | 2030 | POE10 | Operational-demand | NA | 441.5811
VIC | MWTS | Morwell (Ausnet) 66 kV | AusNet | Summer | Coincident | 2031 | POE10 | Operational-demand | NA | 269.1218
VIC | MWTS | Morwell (Ausnet) 66 kV | AusNet | Summer | Coincident | 2031 | POE50 | Operational-demand | NA | 220.7132
VIC | MWTS | Morwell (Ausnet) 66 kV | AusNet | Summer | Non-coincident | 2031 | POE10 | Operational-demand | NA | 441.7311
VIC | MWTS | Morwell (Ausnet) 66 kV | AusNet | Summer | Coincident | 2032 | POE10 | Operational-demand | NA | 261.8038
VIC | MWTS | Morwell (Ausnet) 66 kV | AusNet | Summer | Coincident | 2032 | POE50 | Operational-demand | NA | 214.2064
VIC | MWTS | Morwell (Ausnet) 66 kV | AusNet | Summer | Non-coincident | 2032 | POE10 | Operational-demand | NA | 442.9497
VIC | MWTS | Morwell (Ausnet) 66 kV | AusNet | Summer | Coincident | 2033 | POE10 | Operational-demand | NA | 256.8523
VIC | MWTS | Morwell (Ausnet) 66 kV | AusNet | Summer | Coincident | 2033 | POE50 | Operational-demand | NA | 208.2173
VIC | MWTS | Morwell (Ausnet) 66 kV | AusNet | Summer | Non-coincident | 2033 | POE10 | Operational-demand | NA | 444.994
VIC | MWTS | Morwell (Ausnet) 66 kV | AusNet | Summer | Coincident | 2034 | POE10 | Operational-demand | NA | 255.287
VIC | MWTS | Morwell (Ausnet) 66 kV | AusNet | Summer | Coincident | 2034 | POE50 | Operational-demand | NA | 207.1655
VIC | MWTS | Morwell (Ausnet) 66 kV | AusNet | Summer | Non-coincident | 2034 | POE10 | Operational-demand | NA | 446.9216
VIC | MWTS | Morwell (Ausnet) 66 kV | AusNet | Summer | Coincident | 2035 | POE10 | Operational-demand | NA | 254.6279
VIC | MWTS | Morwell (Ausnet) 66 kV | AusNet | Summer | Coincident | 2035 | POE50 | Operational-demand | NA | 206.6293
VIC | MWTS | Morwell (Ausnet) 66 kV | AusNet | Summer | Non-coincident | 2035 | POE10 | Operational-demand | NA | 448.5277
VIC | MWTS | Morwell (Ausnet) 66 kV | AusNet | Winter | Coincident | 2018 | ACTUAL_OPG | Operational-demand | NA | 326.2621
VIC | MWTS | Morwell (Ausnet) 66 kV | AusNet | Winter | Coincident | 2018 | ACTUAL_RAW | Operational-demand | NA | 230.9909
VIC | MWTS | Morwell (Ausnet) 66 kV | AusNet | Winter | Non-coincident | 2018 | ACTUAL_RAW | Operational-demand | NA | 327.9518
VIC | MWTS | Morwell (Ausnet) 66 kV | AusNet | Winter | Non-coincident | 2018 | ACTUAL_OPG | Operational-demand | NA | 335.3591
VIC | MWTS | Morwell (Ausnet) 66 kV | AusNet | Winter | Non-coincident | 2018 | ACTUAL_ADJUSTEDOPG | Operational-demand | NA | 335.3591
VIC | MWTS | Morwell (Ausnet) 66 kV | AusNet | Winter | Coincident | 2019 | ACTUAL_OPG | Operational-demand | NA | 313.7163
VIC | MWTS | Morwell (Ausnet) 66 kV | AusNet | Winter | Coincident | 2019 | ACTUAL_RAW | Operational-demand | NA | 216.4112
VIC | MWTS | Morwell (Ausnet) 66 kV | AusNet | Winter | Non-coincident | 2019 | ACTUAL_RAW | Operational-demand | NA | 322.4991
VIC | MWTS | Morwell (Ausnet) 66 kV | AusNet | Winter | Non-coincident | 2019 | ACTUAL_OPG | Operational-demand | NA | 339.3975
VIC | MWTS | Morwell (Ausnet) 66 kV | AusNet | Winter | Non-coincident | 2019 | ACTUAL_ADJUSTEDOPG | Operational-demand | NA | 339.3975
VIC | MWTS | Morwell (Ausnet) 66 kV | AusNet | Winter | Coincident | 2020 | ACTUAL_OPG | Operational-demand | NA | 339.5913
VIC | MWTS | Morwell (Ausnet) 66 kV | AusNet | Winter | Coincident | 2020 | ACTUAL_RAW | Operational-demand | NA | 265.3078
VIC | MWTS | Morwell (Ausnet) 66 kV | AusNet | Winter | Non-coincident | 2020 | ACTUAL_RAW | Operational-demand | NA | 346.3243
VIC | MWTS | Morwell (Ausnet) 66 kV | AusNet | Winter | Non-coincident | 2020 | ACTUAL_OPG | Operational-demand | NA | 360.048
VIC | MWTS | Morwell (Ausnet) 66 kV | AusNet | Winter | Non-coincident | 2020 | ACTUAL_ADJUSTEDOPG | Operational-demand | NA | 360.048
VIC | MWTS | Morwell (Ausnet) 66 kV | AusNet | Winter | Coincident | 2021 | ACTUAL_OPG | Operational-demand | NA | 294.8668
VIC | MWTS | Morwell (Ausnet) 66 kV | AusNet | Winter | Coincident | 2021 | ACTUAL_RAW | Operational-demand | NA | 227.7589
VIC | MWTS | Morwell (Ausnet) 66 kV | AusNet | Winter | Non-coincident | 2021 | ACTUAL_RAW | Operational-demand | NA | 346.851
VIC | MWTS | Morwell (Ausnet) 66 kV | AusNet | Winter | Non-coincident | 2021 | ACTUAL_OPG | Operational-demand | NA | 359.8476
VIC | MWTS | Morwell (Ausnet) 66 kV | AusNet | Winter | Non-coincident | 2021 | ACTUAL_ADJUSTEDOPG | Operational-demand | NA | 359.8476
VIC | MWTS | Morwell (Ausnet) 66 kV | AusNet | Winter | Coincident | 2022 | ACTUAL_OPG | Operational-demand | NA | 352.2566
VIC | MWTS | Morwell (Ausnet) 66 kV | AusNet | Winter | Coincident | 2022 | ACTUAL_RAW | Operational-demand | NA | 293.4853
VIC | MWTS | Morwell (Ausnet) 66 kV | AusNet | Winter | Non-coincident | 2022 | ACTUAL_RAW | Operational-demand | NA | 346.8278
VIC | MWTS | Morwell (Ausnet) 66 kV | AusNet | Winter | Non-coincident | 2022 | ACTUAL_OPG | Operational-demand | NA | 363.417
VIC | MWTS | Morwell (Ausnet) 66 kV | AusNet | Winter | Non-coincident | 2022 | ACTUAL_ADJUSTEDOPG | Operational-demand | NA | 363.417
VIC | MWTS | Morwell (Ausnet) 66 kV | AusNet | Winter | Coincident | 2023 | ACTUAL_OPG | Operational-demand | NA | 338.6209
VIC | MWTS | Morwell (Ausnet) 66 kV | AusNet | Winter | Coincident | 2023 | ACTUAL_RAW | Operational-demand | NA | 215.5778
VIC | MWTS | Morwell (Ausnet) 66 kV | AusNet | Winter | Non-coincident | 2023 | ACTUAL_RAW | Operational-demand | NA | 322.5826
VIC | MWTS | Morwell (Ausnet) 66 kV | AusNet | Winter | Non-coincident | 2023 | ACTUAL_OPG | Operational-demand | NA | 338.6721
VIC | MWTS | Morwell (Ausnet) 66 kV | AusNet | Winter | Non-coincident | 2023 | ACTUAL_ADJUSTEDOPG | Operational-demand | NA | 338.6721
VIC | MWTS | Morwell (Ausnet) 66 kV | AusNet | Winter | Coincident | 2024 | ACTUAL_OPG | Operational-demand | NA | 209.8481
VIC | MWTS | Morwell (Ausnet) 66 kV | AusNet | Winter | Coincident | 2024 | ACTUAL_RAW | Operational-demand | NA | 148.3104
VIC | MWTS | Morwell (Ausnet) 66 kV | AusNet | Winter | Non-coincident | 2024 | ACTUAL_RAW | Operational-demand | NA | 530.3565
VIC | MWTS | Morwell (Ausnet) 66 kV | AusNet | Winter | Non-coincident | 2024 | ACTUAL_OPG | Operational-demand | NA | 563.0274
VIC | MWTS | Morwell (Ausnet) 66 kV | AusNet | Winter | Non-coincident | 2024 | ACTUAL_ADJUSTEDOPG | Operational-demand | NA | 563.0274
VIC | MWTS | Morwell (Ausnet) 66 kV | AusNet | Winter | Coincident | 2025 | POE50 | Operational-demand | NA | 312.709
VIC | MWTS | Morwell (Ausnet) 66 kV | AusNet | Winter | Coincident | 2025 | POE10 | Operational-demand | NA | 333.896
VIC | MWTS | Morwell (Ausnet) 66 kV | AusNet | Winter | Non-coincident | 2025 | ACTUAL_RAW | Operational-demand | NA | 337.5347
VIC | MWTS | Morwell (Ausnet) 66 kV | AusNet | Winter | Non-coincident | 2025 | ACTUAL_ADJUSTEDOPG | Operational-demand | NA | 337.4735
VIC | MWTS | Morwell (Ausnet) 66 kV | AusNet | Winter | Non-coincident | 2025 | BASEYEARPOE50 | Operational-demand | NA | 487.6567
VIC | MWTS | Morwell (Ausnet) 66 kV | AusNet | Winter | Non-coincident | 2025 | BASEYEARPOE10 | Operational-demand | NA | 523.2504
VIC | MWTS | Morwell (Ausnet) 66 kV | AusNet | Winter | Non-coincident | 2025 | POE50 | Operational-demand | NA | 325
VIC | MWTS | Morwell (Ausnet) 66 kV | AusNet | Winter | Non-coincident | 2025 | POE10 | Operational-demand | NA | 350
VIC | MWTS | Morwell (Ausnet) 66 kV | AusNet | Winter | Coincident | 2026 | POE50 | Operational-demand | NA | 306.7339
VIC | MWTS | Morwell (Ausnet) 66 kV | AusNet | Winter | Coincident | 2026 | POE10 | Operational-demand | NA | 328.1295
VIC | MWTS | Morwell (Ausnet) 66 kV | AusNet | Winter | Non-coincident | 2026 | POE50 | Operational-demand | NA | 331.5
VIC | MWTS | Morwell (Ausnet) 66 kV | AusNet | Winter | Non-coincident | 2026 | POE10 | Operational-demand | NA | 357
VIC | MWTS | Morwell (Ausnet) 66 kV | AusNet | Winter | Coincident | 2027 | POE50 | Operational-demand | NA | 300.6793
VIC | MWTS | Morwell (Ausnet) 66 kV | AusNet | Winter | Coincident | 2027 | POE10 | Operational-demand | NA | 322.4771
VIC | MWTS | Morwell (Ausnet) 66 kV | AusNet | Winter | Non-coincident | 2027 | POE50 | Operational-demand | NA | 338.13
VIC | MWTS | Morwell (Ausnet) 66 kV | AusNet | Winter | Non-coincident | 2027 | POE10 | Operational-demand | NA | 364.14
VIC | MWTS | Morwell (Ausnet) 66 kV | AusNet | Winter | Coincident | 2028 | POE50 | Operational-demand | NA | 301.025
VIC | MWTS | Morwell (Ausnet) 66 kV | AusNet | Winter | Coincident | 2028 | POE10 | Operational-demand | NA | 322.5922
VIC | MWTS | Morwell (Ausnet) 66 kV | AusNet | Winter | Non-coincident | 2028 | POE50 | Operational-demand | NA | 344.8926
VIC | MWTS | Morwell (Ausnet) 66 kV | AusNet | Winter | Non-coincident | 2028 | POE10 | Operational-demand | NA | 371.4228
VIC | MWTS | Morwell (Ausnet) 66 kV | AusNet | Winter | Coincident | 2029 | POE50 | Operational-demand | NA | 303.4028
VIC | MWTS | Morwell (Ausnet) 66 kV | AusNet | Winter | Coincident | 2029 | POE10 | Operational-demand | NA | 325.0287
VIC | MWTS | Morwell (Ausnet) 66 kV | AusNet | Winter | Non-coincident | 2029 | POE50 | Operational-demand | NA | 351.7905
VIC | MWTS | Morwell (Ausnet) 66 kV | AusNet | Winter | Non-coincident | 2029 | POE10 | Operational-demand | NA | 378.8513
VIC | MWTS | Morwell (Ausnet) 66 kV | AusNet | Winter | Coincident | 2030 | POE50 | Operational-demand | NA | 305.1224
VIC | MWTS | Morwell (Ausnet) 66 kV | AusNet | Winter | Coincident | 2030 | POE10 | Operational-demand | NA | 326.9431
VIC | MWTS | Morwell (Ausnet) 66 kV | AusNet | Winter | Non-coincident | 2030 | POE50 | Operational-demand | NA | 358.8263
VIC | MWTS | Morwell (Ausnet) 66 kV | AusNet | Winter | Non-coincident | 2030 | POE10 | Operational-demand | NA | 386.4283
VIC | MWTS | Morwell (Ausnet) 66 kV | AusNet | Winter | Coincident | 2031 | POE50 | Operational-demand | NA | 307.4113
VIC | MWTS | Morwell (Ausnet) 66 kV | AusNet | Winter | Coincident | 2031 | POE10 | Operational-demand | NA | 329.3843
VIC | MWTS | Morwell (Ausnet) 66 kV | AusNet | Winter | Non-coincident | 2031 | POE50 | Operational-demand | NA | 366.0028
VIC | MWTS | Morwell (Ausnet) 66 kV | AusNet | Winter | Non-coincident | 2031 | POE10 | Operational-demand | NA | 394.1569
VIC | MWTS | Morwell (Ausnet) 66 kV | AusNet | Winter | Coincident | 2032 | POE50 | Operational-demand | NA | 306.5504
VIC | MWTS | Morwell (Ausnet) 66 kV | AusNet | Winter | Coincident | 2032 | POE10 | Operational-demand | NA | 329.0852
VIC | MWTS | Morwell (Ausnet) 66 kV | AusNet | Winter | Non-coincident | 2032 | POE50 | Operational-demand | NA | 373.3228
VIC | MWTS | Morwell (Ausnet) 66 kV | AusNet | Winter | Non-coincident | 2032 | POE10 | Operational-demand | NA | 402.04
VIC | MWTS | Morwell (Ausnet) 66 kV | AusNet | Winter | Coincident | 2033 | POE50 | Operational-demand | NA | 304.93
VIC | MWTS | Morwell (Ausnet) 66 kV | AusNet | Winter | Coincident | 2033 | POE10 | Operational-demand | NA | 327.308
VIC | MWTS | Morwell (Ausnet) 66 kV | AusNet | Winter | Non-coincident | 2033 | POE50 | Operational-demand | NA | 380.7893
VIC | MWTS | Morwell (Ausnet) 66 kV | AusNet | Winter | Non-coincident | 2033 | POE10 | Operational-demand | NA | 410.0808
VIC | MWTS | Morwell (Ausnet) 66 kV | AusNet | Winter | Coincident | 2034 | POE50 | Operational-demand | NA | 308.8875
VIC | MWTS | Morwell (Ausnet) 66 kV | AusNet | Winter | Coincident | 2034 | POE10 | Operational-demand | NA | 331.3777
VIC | MWTS | Morwell (Ausnet) 66 kV | AusNet | Winter | Non-coincident | 2034 | POE50 | Operational-demand | NA | 388.4051
VIC | MWTS | Morwell (Ausnet) 66 kV | AusNet | Winter | Non-coincident | 2034 | POE10 | Operational-demand | NA | 418.2824
VIC | RCTS22 | Red Cliffs (Powercor) 22 kV | Powercor | Shoulder | Coincident | 2019 | ACTUAL_OPG | Operational-demand | 13.1496 | NA
VIC | RCTS22 | Red Cliffs (Powercor) 22 kV | Powercor | Shoulder | Coincident | 2019 | ACTUAL_RAW | Operational-demand | 13.1496 | NA
VIC | RCTS22 | Red Cliffs (Powercor) 22 kV | Powercor | Shoulder | Non-coincident | 2019 | ACTUAL_RAW | Operational-demand | 7.556 | NA
VIC | RCTS22 | Red Cliffs (Powercor) 22 kV | Powercor | Shoulder | Non-coincident | 2019 | ACTUAL_OPG | Operational-demand | 7.556 | NA
VIC | RCTS22 | Red Cliffs (Powercor) 22 kV | Powercor | Shoulder | Non-coincident | 2019 | ACTUAL_ADJUSTEDOPG | Operational-demand | 7.556 | NA
VIC | RCTS22 | Red Cliffs (Powercor) 22 kV | Powercor | Shoulder | Coincident | 2020 | ACTUAL_OPG | Operational-demand | 11.2619 | NA
VIC | RCTS22 | Red Cliffs (Powercor) 22 kV | Powercor | Shoulder | Coincident | 2020 | ACTUAL_RAW | Operational-demand | 11.2619 | NA
VIC | RCTS22 | Red Cliffs (Powercor) 22 kV | Powercor | Shoulder | Non-coincident | 2020 | ACTUAL_RAW | Operational-demand | 6.9964 | NA
VIC | RCTS22 | Red Cliffs (Powercor) 22 kV | Powercor | Shoulder | Non-coincident | 2020 | ACTUAL_OPG | Operational-demand | 6.9964 | NA
VIC | RCTS22 | Red Cliffs (Powercor) 22 kV | Powercor | Shoulder | Non-coincident | 2020 | ACTUAL_ADJUSTEDOPG | Operational-demand | 6.9964 | NA
VIC | RCTS22 | Red Cliffs (Powercor) 22 kV | Powercor | Shoulder | Coincident | 2021 | ACTUAL_OPG | Operational-demand | 7.1655 | NA
VIC | RCTS22 | Red Cliffs (Powercor) 22 kV | Powercor | Shoulder | Coincident | 2021 | ACTUAL_RAW | Operational-demand | 7.1655 | NA
VIC | RCTS22 | Red Cliffs (Powercor) 22 kV | Powercor | Shoulder | Non-coincident | 2021 | ACTUAL_RAW | Operational-demand | 1.6411 | NA
VIC | RCTS22 | Red Cliffs (Powercor) 22 kV | Powercor | Shoulder | Non-coincident | 2021 | ACTUAL_OPG | Operational-demand | 1.6411 | NA
VIC | RCTS22 | Red Cliffs (Powercor) 22 kV | Powercor | Shoulder | Non-coincident | 2021 | ACTUAL_ADJUSTEDOPG | Operational-demand | 1.6411 | NA
VIC | RCTS22 | Red Cliffs (Powercor) 22 kV | Powercor | Shoulder | Coincident | 2022 | ACTUAL_OPG | Operational-demand | 11.2265 | NA
VIC | RCTS22 | Red Cliffs (Powercor) 22 kV | Powercor | Shoulder | Coincident | 2022 | ACTUAL_RAW | Operational-demand | 11.2265 | NA
VIC | RCTS22 | Red Cliffs (Powercor) 22 kV | Powercor | Shoulder | Non-coincident | 2022 | ACTUAL_RAW | Operational-demand | 4.4989 | NA
VIC | RCTS22 | Red Cliffs (Powercor) 22 kV | Powercor | Shoulder | Non-coincident | 2022 | ACTUAL_OPG | Operational-demand | 4.4989 | NA
VIC | RCTS22 | Red Cliffs (Powercor) 22 kV | Powercor | Shoulder | Non-coincident | 2022 | ACTUAL_ADJUSTEDOPG | Operational-demand | 4.4989 | NA
VIC | RCTS22 | Red Cliffs (Powercor) 22 kV | Powercor | Shoulder | Coincident | 2023 | ACTUAL_OPG | Operational-demand | 1.0264 | NA
VIC | RCTS22 | Red Cliffs (Powercor) 22 kV | Powercor | Shoulder | Coincident | 2023 | ACTUAL_RAW | Operational-demand | 1.0264 | NA
VIC | RCTS22 | Red Cliffs (Powercor) 22 kV | Powercor | Shoulder | Non-coincident | 2023 | ACTUAL_RAW | Operational-demand | -3.3134 | NA
VIC | RCTS22 | Red Cliffs (Powercor) 22 kV | Powercor | Shoulder | Non-coincident | 2023 | ACTUAL_OPG | Operational-demand | -3.3134 | NA
VIC | RCTS22 | Red Cliffs (Powercor) 22 kV | Powercor | Shoulder | Non-coincident | 2023 | ACTUAL_ADJUSTEDOPG | Operational-demand | -3.3134 | NA
VIC | RCTS22 | Red Cliffs (Powercor) 22 kV | Powercor | Shoulder | Coincident | 2024 | ACTUAL_OPG | Operational-demand | 8.5949 | NA
VIC | RCTS22 | Red Cliffs (Powercor) 22 kV | Powercor | Shoulder | Coincident | 2024 | ACTUAL_RAW | Operational-demand | 8.5949 | NA
VIC | RCTS22 | Red Cliffs (Powercor) 22 kV | Powercor | Shoulder | Non-coincident | 2024 | ACTUAL_RAW | Operational-demand | -3.7772 | NA
VIC | RCTS22 | Red Cliffs (Powercor) 22 kV | Powercor | Shoulder | Non-coincident | 2024 | ACTUAL_OPG | Operational-demand | -3.7772 | NA
VIC | RCTS22 | Red Cliffs (Powercor) 22 kV | Powercor | Shoulder | Non-coincident | 2024 | ACTUAL_ADJUSTEDOPG | Operational-demand | -3.7772 | NA
VIC | RCTS22 | Red Cliffs (Powercor) 22 kV | Powercor | Shoulder | Coincident | 2025 | ACTUAL_OPG | Operational-demand | 9.9566 | NA
VIC | RCTS22 | Red Cliffs (Powercor) 22 kV | Powercor | Shoulder | Coincident | 2025 | ACTUAL_RAW | Operational-demand | 9.9566 | NA
VIC | RCTS22 | Red Cliffs (Powercor) 22 kV | Powercor | Shoulder | Non-coincident | 2025 | ACTUAL_RAW | Operational-demand | -2.9624 | NA
VIC | RCTS22 | Red Cliffs (Powercor) 22 kV | Powercor | Shoulder | Non-coincident | 2025 | ACTUAL_OPG | Operational-demand | -2.9624 | NA
VIC | RCTS22 | Red Cliffs (Powercor) 22 kV | Powercor | Shoulder | Non-coincident | 2025 | ACTUAL_ADJUSTEDOPG | Operational-demand | -2.9624 | NA
VIC | RCTS22 | Red Cliffs (Powercor) 22 kV | Powercor | Shoulder | Non-coincident | 2025 | BASEYEARPOE90 | Operational-demand | -7.5222 | NA
VIC | RCTS22 | Red Cliffs (Powercor) 22 kV | Powercor | Shoulder | Non-coincident | 2025 | BASEYEARPOE50 | Operational-demand | -6.5321 | NA
VIC | RCTS22 | Red Cliffs (Powercor) 22 kV | Powercor | Shoulder | Coincident_unreconciled | 2026 | POE90 | Operational-demand | 10 | NA
VIC | RCTS22 | Red Cliffs (Powercor) 22 kV | Powercor | Shoulder | Coincident_unreconciled | 2026 | POE50 | Operational-demand | 10 | NA
VIC | RCTS22 | Red Cliffs (Powercor) 22 kV | Powercor | Shoulder | Non-coincident | 2026 | POE50 | Operational-demand | -3.4239 | NA
VIC | RCTS22 | Red Cliffs (Powercor) 22 kV | Powercor | Shoulder | Non-coincident | 2026 | POE90 | Operational-demand | -4.1231 | NA
VIC | RCTS22 | Red Cliffs (Powercor) 22 kV | Powercor | Shoulder | Coincident_unreconciled | 2027 | POE90 | Operational-demand | 9.8 | NA
VIC | RCTS22 | Red Cliffs (Powercor) 22 kV | Powercor | Shoulder | Coincident_unreconciled | 2027 | POE50 | Operational-demand | 9.8 | NA
VIC | RCTS22 | Red Cliffs (Powercor) 22 kV | Powercor | Shoulder | Non-coincident | 2027 | POE50 | Operational-demand | -2.0752 | NA
VIC | RCTS22 | Red Cliffs (Powercor) 22 kV | Powercor | Shoulder | Non-coincident | 2027 | POE90 | Operational-demand | -2.776 | NA
VIC | RCTS22 | Red Cliffs (Powercor) 22 kV | Powercor | Shoulder | Coincident_unreconciled | 2028 | POE90 | Operational-demand | 9.604 | NA
VIC | RCTS22 | Red Cliffs (Powercor) 22 kV | Powercor | Shoulder | Coincident_unreconciled | 2028 | POE50 | Operational-demand | 9.604 | NA
VIC | RCTS22 | Red Cliffs (Powercor) 22 kV | Powercor | Shoulder | Non-coincident | 2028 | POE50 | Operational-demand | -3.0316 | NA
VIC | RCTS22 | Red Cliffs (Powercor) 22 kV | Powercor | Shoulder | Non-coincident | 2028 | POE90 | Operational-demand | -3.7341 | NA
VIC | RCTS22 | Red Cliffs (Powercor) 22 kV | Powercor | Shoulder | Coincident_unreconciled | 2029 | POE90 | Operational-demand | 9.4119 | NA
VIC | RCTS22 | Red Cliffs (Powercor) 22 kV | Powercor | Shoulder | Coincident_unreconciled | 2029 | POE50 | Operational-demand | 9.4119 | NA
VIC | RCTS22 | Red Cliffs (Powercor) 22 kV | Powercor | Shoulder | Non-coincident | 2029 | POE50 | Operational-demand | -3.5944 | NA
VIC | RCTS22 | Red Cliffs (Powercor) 22 kV | Powercor | Shoulder | Non-coincident | 2029 | POE90 | Operational-demand | -4.2987 | NA
VIC | RCTS22 | Red Cliffs (Powercor) 22 kV | Powercor | Shoulder | Coincident_unreconciled | 2030 | POE90 | Operational-demand | 9.2237 | NA
VIC | RCTS22 | Red Cliffs (Powercor) 22 kV | Powercor | Shoulder | Coincident_unreconciled | 2030 | POE50 | Operational-demand | 9.2237 | NA
VIC | RCTS22 | Red Cliffs (Powercor) 22 kV | Powercor | Shoulder | Non-coincident | 2030 | POE50 | Operational-demand | -4.3144 | NA
VIC | RCTS22 | Red Cliffs (Powercor) 22 kV | Powercor | Shoulder | Non-coincident | 2030 | POE90 | Operational-demand | -5.0205 | NA
VIC | RCTS22 | Red Cliffs (Powercor) 22 kV | Powercor | Shoulder | Coincident_unreconciled | 2031 | POE90 | Operational-demand | 9.0392 | NA
VIC | RCTS22 | Red Cliffs (Powercor) 22 kV | Powercor | Shoulder | Coincident_unreconciled | 2031 | POE50 | Operational-demand | 9.0392 | NA
VIC | RCTS22 | Red Cliffs (Powercor) 22 kV | Powercor | Shoulder | Non-coincident | 2031 | POE50 | Operational-demand | -5.0836 | NA
VIC | RCTS22 | Red Cliffs (Powercor) 22 kV | Powercor | Shoulder | Non-coincident | 2031 | POE90 | Operational-demand | -5.7914 | NA
VIC | RCTS22 | Red Cliffs (Powercor) 22 kV | Powercor | Shoulder | Coincident_unreconciled | 2032 | POE90 | Operational-demand | 8.8584 | NA
VIC | RCTS22 | Red Cliffs (Powercor) 22 kV | Powercor | Shoulder | Coincident_unreconciled | 2032 | POE50 | Operational-demand | 8.8584 | NA
VIC | RCTS22 | Red Cliffs (Powercor) 22 kV | Powercor | Shoulder | Non-coincident | 2032 | POE50 | Operational-demand | -5.6549 | NA
VIC | RCTS22 | Red Cliffs (Powercor) 22 kV | Powercor | Shoulder | Non-coincident | 2032 | POE90 | Operational-demand | -6.3643 | NA
VIC | RCTS22 | Red Cliffs (Powercor) 22 kV | Powercor | Shoulder | Coincident_unreconciled | 2033 | POE90 | Operational-demand | 8.6813 | NA
VIC | RCTS22 | Red Cliffs (Powercor) 22 kV | Powercor | Shoulder | Coincident_unreconciled | 2033 | POE50 | Operational-demand | 8.6813 | NA
VIC | RCTS22 | Red Cliffs (Powercor) 22 kV | Powercor | Shoulder | Non-coincident | 2033 | POE50 | Operational-demand | -6.0723 | NA
VIC | RCTS22 | Red Cliffs (Powercor) 22 kV | Powercor | Shoulder | Non-coincident | 2033 | POE90 | Operational-demand | -6.7834 | NA
VIC | RCTS22 | Red Cliffs (Powercor) 22 kV | Powercor | Shoulder | Coincident_unreconciled | 2034 | POE90 | Operational-demand | 8.5076 | NA
VIC | RCTS22 | Red Cliffs (Powercor) 22 kV | Powercor | Shoulder | Coincident_unreconciled | 2034 | POE50 | Operational-demand | 8.5076 | NA
VIC | RCTS22 | Red Cliffs (Powercor) 22 kV | Powercor | Shoulder | Non-coincident | 2034 | POE50 | Operational-demand | -6.4983 | NA
VIC | RCTS22 | Red Cliffs (Powercor) 22 kV | Powercor | Shoulder | Non-coincident | 2034 | POE90 | Operational-demand | -7.211 | NA
VIC | RCTS22 | Red Cliffs (Powercor) 22 kV | Powercor | Shoulder | Coincident_unreconciled | 2035 | POE90 | Operational-demand | 8.3375 | NA
VIC | RCTS22 | Red Cliffs (Powercor) 22 kV | Powercor | Shoulder | Coincident_unreconciled | 2035 | POE50 | Operational-demand | 8.3375 | NA
VIC | RCTS22 | Red Cliffs (Powercor) 22 kV | Powercor | Shoulder | Non-coincident | 2035 | POE50 | Operational-demand | -6.9982 | NA
VIC | RCTS22 | Red Cliffs (Powercor) 22 kV | Powercor | Shoulder | Non-coincident | 2035 | POE90 | Operational-demand | -7.7125 | NA
VIC | RCTS22 | Red Cliffs (Powercor) 22 kV | Powercor | Summer | Coincident | 2019 | ACTUAL_OPG | Operational-demand | 17.6455 | 40.1861
VIC | RCTS22 | Red Cliffs (Powercor) 22 kV | Powercor | Summer | Coincident | 2019 | ACTUAL_RAW | Operational-demand | 17.6455 | 40.1861
VIC | RCTS22 | Red Cliffs (Powercor) 22 kV | Powercor | Summer | Non-coincident | 2019 | ACTUAL_RAW | Operational-demand | 6.7665 | 41.9756
VIC | RCTS22 | Red Cliffs (Powercor) 22 kV | Powercor | Summer | Non-coincident | 2019 | ACTUAL_OPG | Operational-demand | 6.7665 | 41.9756
VIC | RCTS22 | Red Cliffs (Powercor) 22 kV | Powercor | Summer | Non-coincident | 2019 | ACTUAL_ADJUSTEDOPG | Operational-demand | 6.7665 | 41.9756
VIC | RCTS22 | Red Cliffs (Powercor) 22 kV | Powercor | Summer | Coincident | 2020 | ACTUAL_OPG | Operational-demand | 13.4057 | 35.9292
VIC | RCTS22 | Red Cliffs (Powercor) 22 kV | Powercor | Summer | Coincident | 2020 | ACTUAL_RAW | Operational-demand | 13.4057 | 35.9292
VIC | RCTS22 | Red Cliffs (Powercor) 22 kV | Powercor | Summer | Non-coincident | 2020 | ACTUAL_RAW | Operational-demand | 6.226 | 37.7763
VIC | RCTS22 | Red Cliffs (Powercor) 22 kV | Powercor | Summer | Non-coincident | 2020 | ACTUAL_OPG | Operational-demand | 6.226 | 37.7763
VIC | RCTS22 | Red Cliffs (Powercor) 22 kV | Powercor | Summer | Non-coincident | 2020 | ACTUAL_ADJUSTEDOPG | Operational-demand | 6.226 | 37.7763
VIC | RCTS22 | Red Cliffs (Powercor) 22 kV | Powercor | Summer | Coincident | 2021 | ACTUAL_OPG | Operational-demand | 11.9464 | 30.7498
VIC | RCTS22 | Red Cliffs (Powercor) 22 kV | Powercor | Summer | Coincident | 2021 | ACTUAL_RAW | Operational-demand | 11.9464 | 30.7498
VIC | RCTS22 | Red Cliffs (Powercor) 22 kV | Powercor | Summer | Non-coincident | 2021 | ACTUAL_RAW | Operational-demand | 4.2538 | 35.8215
VIC | RCTS22 | Red Cliffs (Powercor) 22 kV | Powercor | Summer | Non-coincident | 2021 | ACTUAL_OPG | Operational-demand | 4.2538 | 35.8215
VIC | RCTS22 | Red Cliffs (Powercor) 22 kV | Powercor | Summer | Non-coincident | 2021 | ACTUAL_ADJUSTEDOPG | Operational-demand | 4.2538 | 35.8215
VIC | RCTS22 | Red Cliffs (Powercor) 22 kV | Powercor | Summer | Coincident | 2022 | ACTUAL_OPG | Operational-demand | 14.978 | 28.3877
VIC | RCTS22 | Red Cliffs (Powercor) 22 kV | Powercor | Summer | Coincident | 2022 | ACTUAL_RAW | Operational-demand | 14.978 | 28.3877
VIC | RCTS22 | Red Cliffs (Powercor) 22 kV | Powercor | Summer | Non-coincident | 2022 | ACTUAL_RAW | Operational-demand | 2.6623 | 37.0283
VIC | RCTS22 | Red Cliffs (Powercor) 22 kV | Powercor | Summer | Non-coincident | 2022 | ACTUAL_OPG | Operational-demand | 2.6623 | 37.0283
VIC | RCTS22 | Red Cliffs (Powercor) 22 kV | Powercor | Summer | Non-coincident | 2022 | ACTUAL_ADJUSTEDOPG | Operational-demand | 2.6623 | 37.0283
VIC | RCTS22 | Red Cliffs (Powercor) 22 kV | Powercor | Summer | Coincident | 2023 | ACTUAL_OPG | Operational-demand | 11.2271 | 29.6101
VIC | RCTS22 | Red Cliffs (Powercor) 22 kV | Powercor | Summer | Coincident | 2023 | ACTUAL_RAW | Operational-demand | 11.2271 | 29.6101
VIC | RCTS22 | Red Cliffs (Powercor) 22 kV | Powercor | Summer | Non-coincident | 2023 | ACTUAL_RAW | Operational-demand | -17.2652 | 54.8003
VIC | RCTS22 | Red Cliffs (Powercor) 22 kV | Powercor | Summer | Non-coincident | 2023 | ACTUAL_OPG | Operational-demand | -17.2652 | 54.8003
VIC | RCTS22 | Red Cliffs (Powercor) 22 kV | Powercor | Summer | Non-coincident | 2023 | ACTUAL_ADJUSTEDOPG | Operational-demand | 0.31128 | 54.8003
VIC | RCTS22 | Red Cliffs (Powercor) 22 kV | Powercor | Summer | Coincident | 2024 | ACTUAL_OPG | Operational-demand | 7.8698 | 31.6267
VIC | RCTS22 | Red Cliffs (Powercor) 22 kV | Powercor | Summer | Coincident | 2024 | ACTUAL_RAW | Operational-demand | 7.8698 | 31.6267
VIC | RCTS22 | Red Cliffs (Powercor) 22 kV | Powercor | Summer | Non-coincident | 2024 | ACTUAL_RAW | Operational-demand | 0.55078 | 38.941
VIC | RCTS22 | Red Cliffs (Powercor) 22 kV | Powercor | Summer | Non-coincident | 2024 | ACTUAL_OPG | Operational-demand | 0.55078 | 38.941
VIC | RCTS22 | Red Cliffs (Powercor) 22 kV | Powercor | Summer | Non-coincident | 2024 | ACTUAL_ADJUSTEDOPG | Operational-demand | 0.55078 | 38.941
VIC | RCTS22 | Red Cliffs (Powercor) 22 kV | Powercor | Summer | Coincident | 2025 | ACTUAL_OPG | Operational-demand | 9.5409 | 33.9003
VIC | RCTS22 | Red Cliffs (Powercor) 22 kV | Powercor | Summer | Coincident | 2025 | ACTUAL_RAW | Operational-demand | 9.5409 | 33.9003
VIC | RCTS22 | Red Cliffs (Powercor) 22 kV | Powercor | Summer | Non-coincident | 2025 | ACTUAL_RAW | Operational-demand | -0.22508 | 39.8113
VIC | RCTS22 | Red Cliffs (Powercor) 22 kV | Powercor | Summer | Non-coincident | 2025 | ACTUAL_OPG | Operational-demand | -0.22508 | 39.8113
VIC | RCTS22 | Red Cliffs (Powercor) 22 kV | Powercor | Summer | Non-coincident | 2025 | ACTUAL_ADJUSTEDOPG | Operational-demand | -0.22508 | 39.8113
VIC | RCTS22 | Red Cliffs (Powercor) 22 kV | Powercor | Summer | Non-coincident | 2025 | BASEYEARPOE90 | Operational-demand | -8.6438 | NA
VIC | RCTS22 | Red Cliffs (Powercor) 22 kV | Powercor | Summer | Non-coincident | 2025 | BASEYEARPOE50 | Operational-demand | -4.8835 | 41.0765
VIC | RCTS22 | Red Cliffs (Powercor) 22 kV | Powercor | Summer | Coincident_unreconciled | 2026 | POE90 | Operational-demand | 10 | NA
VIC | RCTS22 | Red Cliffs (Powercor) 22 kV | Powercor | Summer | Coincident_unreconciled | 2026 | POE50 | Operational-demand | 10 | NA
VIC | RCTS22 | Red Cliffs (Powercor) 22 kV | Powercor | Summer | Non-coincident | 2026 | POE50 | Operational-demand | -1.4462 | 43.1886
VIC | RCTS22 | Red Cliffs (Powercor) 22 kV | Powercor | Summer | Non-coincident | 2026 | POE90 | Operational-demand | -5.0693 | NA
VIC | RCTS22 | Red Cliffs (Powercor) 22 kV | Powercor | Summer | Coincident_unreconciled | 2027 | POE90 | Operational-demand | 9.8 | NA
VIC | RCTS22 | Red Cliffs (Powercor) 22 kV | Powercor | Summer | Coincident_unreconciled | 2027 | POE50 | Operational-demand | 9.8 | NA
VIC | RCTS22 | Red Cliffs (Powercor) 22 kV | Powercor | Summer | Non-coincident | 2027 | POE50 | Operational-demand | -0.11072 | 43.4226
VIC | RCTS22 | Red Cliffs (Powercor) 22 kV | Powercor | Summer | Non-coincident | 2027 | POE90 | Operational-demand | -3.7421 | NA
VIC | RCTS22 | Red Cliffs (Powercor) 22 kV | Powercor | Summer | Coincident_unreconciled | 2028 | POE90 | Operational-demand | 9.604 | NA
VIC | RCTS22 | Red Cliffs (Powercor) 22 kV | Powercor | Summer | Coincident_unreconciled | 2028 | POE50 | Operational-demand | 9.604 | NA
VIC | RCTS22 | Red Cliffs (Powercor) 22 kV | Powercor | Summer | Non-coincident | 2028 | POE50 | Operational-demand | -1.2044 | 43.4702
VIC | RCTS22 | Red Cliffs (Powercor) 22 kV | Powercor | Summer | Non-coincident | 2028 | POE90 | Operational-demand | -4.8447 | NA
VIC | RCTS22 | Red Cliffs (Powercor) 22 kV | Powercor | Summer | Coincident_unreconciled | 2029 | POE90 | Operational-demand | 9.4119 | NA
VIC | RCTS22 | Red Cliffs (Powercor) 22 kV | Powercor | Summer | Coincident_unreconciled | 2029 | POE50 | Operational-demand | 9.4119 | NA
VIC | RCTS22 | Red Cliffs (Powercor) 22 kV | Powercor | Summer | Non-coincident | 2029 | POE50 | Operational-demand | -1.77 | 43.5719
VIC | RCTS22 | Red Cliffs (Powercor) 22 kV | Powercor | Summer | Non-coincident | 2029 | POE90 | Operational-demand | -5.4194 | NA
VIC | RCTS22 | Red Cliffs (Powercor) 22 kV | Powercor | Summer | Coincident_unreconciled | 2030 | POE90 | Operational-demand | 9.2237 | NA
VIC | RCTS22 | Red Cliffs (Powercor) 22 kV | Powercor | Summer | Coincident_unreconciled | 2030 | POE50 | Operational-demand | 9.2237 | NA
VIC | RCTS22 | Red Cliffs (Powercor) 22 kV | Powercor | Summer | Non-coincident | 2030 | POE50 | Operational-demand | -2.541 | 43.6668
VIC | RCTS22 | Red Cliffs (Powercor) 22 kV | Powercor | Summer | Non-coincident | 2030 | POE90 | Operational-demand | -6.1995 | NA
VIC | RCTS22 | Red Cliffs (Powercor) 22 kV | Powercor | Summer | Coincident_unreconciled | 2031 | POE90 | Operational-demand | 9.0392 | NA
VIC | RCTS22 | Red Cliffs (Powercor) 22 kV | Powercor | Summer | Coincident_unreconciled | 2031 | POE50 | Operational-demand | 9.0392 | NA
VIC | RCTS22 | Red Cliffs (Powercor) 22 kV | Powercor | Summer | Non-coincident | 2031 | POE50 | Operational-demand | -3.3402 | 43.7608
VIC | RCTS22 | Red Cliffs (Powercor) 22 kV | Powercor | Summer | Non-coincident | 2031 | POE90 | Operational-demand | -7.0076 | NA
VIC | RCTS22 | Red Cliffs (Powercor) 22 kV | Powercor | Summer | Coincident_unreconciled | 2032 | POE90 | Operational-demand | 8.8584 | NA
VIC | RCTS22 | Red Cliffs (Powercor) 22 kV | Powercor | Summer | Coincident_unreconciled | 2032 | POE50 | Operational-demand | 8.8584 | NA
VIC | RCTS22 | Red Cliffs (Powercor) 22 kV | Powercor | Summer | Non-coincident | 2032 | POE50 | Operational-demand | -3.9388 | 43.8699
VIC | RCTS22 | Red Cliffs (Powercor) 22 kV | Powercor | Summer | Non-coincident | 2032 | POE90 | Operational-demand | -7.6148 | NA
VIC | RCTS22 | Red Cliffs (Powercor) 22 kV | Powercor | Summer | Coincident_unreconciled | 2033 | POE90 | Operational-demand | 8.6813 | NA
VIC | RCTS22 | Red Cliffs (Powercor) 22 kV | Powercor | Summer | Coincident_unreconciled | 2033 | POE50 | Operational-demand | 8.6813 | NA
VIC | RCTS22 | Red Cliffs (Powercor) 22 kV | Powercor | Summer | Non-coincident | 2033 | POE50 | Operational-demand | -4.3743 | 43.9915
VIC | RCTS22 | Red Cliffs (Powercor) 22 kV | Powercor | Summer | Non-coincident | 2033 | POE90 | Operational-demand | -8.0588 | NA
VIC | RCTS22 | Red Cliffs (Powercor) 22 kV | Powercor | Summer | Coincident_unreconciled | 2034 | POE90 | Operational-demand | 8.5076 | NA
VIC | RCTS22 | Red Cliffs (Powercor) 22 kV | Powercor | Summer | Coincident_unreconciled | 2034 | POE50 | Operational-demand | 8.5076 | NA
VIC | RCTS22 | Red Cliffs (Powercor) 22 kV | Powercor | Summer | Non-coincident | 2034 | POE50 | Operational-demand | -4.8226 | 44.1122
VIC | RCTS22 | Red Cliffs (Powercor) 22 kV | Powercor | Summer | Non-coincident | 2034 | POE90 | Operational-demand | -8.5154 | NA
VIC | RCTS22 | Red Cliffs (Powercor) 22 kV | Powercor | Summer | Coincident_unreconciled | 2035 | POE90 | Operational-demand | 8.3375 | NA
VIC | RCTS22 | Red Cliffs (Powercor) 22 kV | Powercor | Summer | Coincident_unreconciled | 2035 | POE50 | Operational-demand | 8.3375 | NA
VIC | RCTS22 | Red Cliffs (Powercor) 22 kV | Powercor | Summer | Non-coincident | 2035 | POE50 | Operational-demand | -5.352 | 44.2263
VIC | RCTS22 | Red Cliffs (Powercor) 22 kV | Powercor | Summer | Non-coincident | 2035 | POE90 | Operational-demand | -9.0533 | NA
VIC | RCTS22 | Red Cliffs (Powercor) 22 kV | Powercor | Summer | Non-coincident | 2025 | BASEYEARPOE10 | Operational-demand | NA | 42.7179
VIC | RCTS22 | Red Cliffs (Powercor) 22 kV | Powercor | Summer | Coincident | 2026 | POE10 | Operational-demand | NA | 35.7837
VIC | RCTS22 | Red Cliffs (Powercor) 22 kV | Powercor | Summer | Coincident | 2026 | POE50 | Operational-demand | NA | 34.407
VIC | RCTS22 | Red Cliffs (Powercor) 22 kV | Powercor | Summer | Non-coincident | 2026 | POE10 | Operational-demand | NA | 46.8932
VIC | RCTS22 | Red Cliffs (Powercor) 22 kV | Powercor | Summer | Coincident | 2027 | POE10 | Operational-demand | NA | 35.0229
VIC | RCTS22 | Red Cliffs (Powercor) 22 kV | Powercor | Summer | Coincident | 2027 | POE50 | Operational-demand | NA | 33.4546
VIC | RCTS22 | Red Cliffs (Powercor) 22 kV | Powercor | Summer | Non-coincident | 2027 | POE10 | Operational-demand | NA | 47.4072
VIC | RCTS22 | Red Cliffs (Powercor) 22 kV | Powercor | Summer | Coincident | 2028 | POE10 | Operational-demand | NA | 34.2228
VIC | RCTS22 | Red Cliffs (Powercor) 22 kV | Powercor | Summer | Coincident | 2028 | POE50 | Operational-demand | NA | 32.443
VIC | RCTS22 | Red Cliffs (Powercor) 22 kV | Powercor | Summer | Non-coincident | 2028 | POE10 | Operational-demand | NA | 47.3173
VIC | RCTS22 | Red Cliffs (Powercor) 22 kV | Powercor | Summer | Coincident | 2029 | POE10 | Operational-demand | NA | 33.6911
VIC | RCTS22 | Red Cliffs (Powercor) 22 kV | Powercor | Summer | Coincident | 2029 | POE50 | Operational-demand | NA | 31.9587
VIC | RCTS22 | Red Cliffs (Powercor) 22 kV | Powercor | Summer | Non-coincident | 2029 | POE10 | Operational-demand | NA | 47.3809
VIC | RCTS22 | Red Cliffs (Powercor) 22 kV | Powercor | Summer | Coincident | 2030 | POE10 | Operational-demand | NA | 33.2686
VIC | RCTS22 | Red Cliffs (Powercor) 22 kV | Powercor | Summer | Coincident | 2030 | POE50 | Operational-demand | NA | 31.459
VIC | RCTS22 | Red Cliffs (Powercor) 22 kV | Powercor | Summer | Non-coincident | 2030 | POE10 | Operational-demand | NA | 47.4121
VIC | RCTS22 | Red Cliffs (Powercor) 22 kV | Powercor | Summer | Coincident | 2031 | POE10 | Operational-demand | NA | 32.4951
VIC | RCTS22 | Red Cliffs (Powercor) 22 kV | Powercor | Summer | Coincident | 2031 | POE50 | Operational-demand | NA | 30.8758
VIC | RCTS22 | Red Cliffs (Powercor) 22 kV | Powercor | Summer | Non-coincident | 2031 | POE10 | Operational-demand | NA | 47.4408
VIC | RCTS22 | Red Cliffs (Powercor) 22 kV | Powercor | Summer | Coincident | 2032 | POE10 | Operational-demand | NA | 31.6028
VIC | RCTS22 | Red Cliffs (Powercor) 22 kV | Powercor | Summer | Coincident | 2032 | POE50 | Operational-demand | NA | 29.9673
VIC | RCTS22 | Red Cliffs (Powercor) 22 kV | Powercor | Summer | Non-coincident | 2032 | POE10 | Operational-demand | NA | 47.5153
VIC | RCTS22 | Red Cliffs (Powercor) 22 kV | Powercor | Summer | Coincident | 2033 | POE10 | Operational-demand | NA | 30.9472
VIC | RCTS22 | Red Cliffs (Powercor) 22 kV | Powercor | Summer | Coincident | 2033 | POE50 | Operational-demand | NA | 29.0719
VIC | RCTS22 | Red Cliffs (Powercor) 22 kV | Powercor | Summer | Non-coincident | 2033 | POE10 | Operational-demand | NA | 47.6275
VIC | RCTS22 | Red Cliffs (Powercor) 22 kV | Powercor | Summer | Coincident | 2034 | POE10 | Operational-demand | NA | 30.7091
VIC | RCTS22 | Red Cliffs (Powercor) 22 kV | Powercor | Summer | Coincident | 2034 | POE50 | Operational-demand | NA | 28.8773
VIC | RCTS22 | Red Cliffs (Powercor) 22 kV | Powercor | Summer | Non-coincident | 2034 | POE10 | Operational-demand | NA | 47.7342
VIC | RCTS22 | Red Cliffs (Powercor) 22 kV | Powercor | Summer | Coincident | 2035 | POE10 | Operational-demand | NA | 30.5984
VIC | RCTS22 | Red Cliffs (Powercor) 22 kV | Powercor | Summer | Coincident | 2035 | POE50 | Operational-demand | NA | 28.7765
VIC | RCTS22 | Red Cliffs (Powercor) 22 kV | Powercor | Summer | Non-coincident | 2035 | POE10 | Operational-demand | NA | 47.8182
VIC | RCTS22 | Red Cliffs (Powercor) 22 kV | Powercor | Winter | Coincident | 2018 | ACTUAL_OPG | Operational-demand | NA | 17.6798
VIC | RCTS22 | Red Cliffs (Powercor) 22 kV | Powercor | Winter | Coincident | 2018 | ACTUAL_RAW | Operational-demand | NA | 17.6798
VIC | RCTS22 | Red Cliffs (Powercor) 22 kV | Powercor | Winter | Non-coincident | 2018 | ACTUAL_RAW | Operational-demand | NA | 21.809
VIC | RCTS22 | Red Cliffs (Powercor) 22 kV | Powercor | Winter | Non-coincident | 2018 | ACTUAL_OPG | Operational-demand | NA | 21.809
VIC | RCTS22 | Red Cliffs (Powercor) 22 kV | Powercor | Winter | Non-coincident | 2018 | ACTUAL_ADJUSTEDOPG | Operational-demand | NA | 21.809
VIC | RCTS22 | Red Cliffs (Powercor) 22 kV | Powercor | Winter | Coincident | 2019 | ACTUAL_OPG | Operational-demand | NA | 16.5124
VIC | RCTS22 | Red Cliffs (Powercor) 22 kV | Powercor | Winter | Coincident | 2019 | ACTUAL_RAW | Operational-demand | NA | 16.5124
VIC | RCTS22 | Red Cliffs (Powercor) 22 kV | Powercor | Winter | Non-coincident | 2019 | ACTUAL_RAW | Operational-demand | NA | 21.8821
VIC | RCTS22 | Red Cliffs (Powercor) 22 kV | Powercor | Winter | Non-coincident | 2019 | ACTUAL_OPG | Operational-demand | NA | 21.8821
VIC | RCTS22 | Red Cliffs (Powercor) 22 kV | Powercor | Winter | Non-coincident | 2019 | ACTUAL_ADJUSTEDOPG | Operational-demand | NA | 21.8821
VIC | RCTS22 | Red Cliffs (Powercor) 22 kV | Powercor | Winter | Coincident | 2020 | ACTUAL_OPG | Operational-demand | NA | 17.2036
VIC | RCTS22 | Red Cliffs (Powercor) 22 kV | Powercor | Winter | Coincident | 2020 | ACTUAL_RAW | Operational-demand | NA | 17.2036
VIC | RCTS22 | Red Cliffs (Powercor) 22 kV | Powercor | Winter | Non-coincident | 2020 | ACTUAL_RAW | Operational-demand | NA | 20.7353
VIC | RCTS22 | Red Cliffs (Powercor) 22 kV | Powercor | Winter | Non-coincident | 2020 | ACTUAL_OPG | Operational-demand | NA | 20.7353
VIC | RCTS22 | Red Cliffs (Powercor) 22 kV | Powercor | Winter | Non-coincident | 2020 | ACTUAL_ADJUSTEDOPG | Operational-demand | NA | 20.7353
VIC | RCTS22 | Red Cliffs (Powercor) 22 kV | Powercor | Winter | Coincident | 2021 | ACTUAL_OPG | Operational-demand | NA | 17.1976
VIC | RCTS22 | Red Cliffs (Powercor) 22 kV | Powercor | Winter | Coincident | 2021 | ACTUAL_RAW | Operational-demand | NA | 17.1976
VIC | RCTS22 | Red Cliffs (Powercor) 22 kV | Powercor | Winter | Non-coincident | 2021 | ACTUAL_RAW | Operational-demand | NA | 19.5986
VIC | RCTS22 | Red Cliffs (Powercor) 22 kV | Powercor | Winter | Non-coincident | 2021 | ACTUAL_OPG | Operational-demand | NA | 19.5986
VIC | RCTS22 | Red Cliffs (Powercor) 22 kV | Powercor | Winter | Non-coincident | 2021 | ACTUAL_ADJUSTEDOPG | Operational-demand | NA | 19.5986
VIC | RCTS22 | Red Cliffs (Powercor) 22 kV | Powercor | Winter | Coincident | 2022 | ACTUAL_OPG | Operational-demand | NA | 16.1465
VIC | RCTS22 | Red Cliffs (Powercor) 22 kV | Powercor | Winter | Coincident | 2022 | ACTUAL_RAW | Operational-demand | NA | 16.1465
VIC | RCTS22 | Red Cliffs (Powercor) 22 kV | Powercor | Winter | Non-coincident | 2022 | ACTUAL_RAW | Operational-demand | NA | 19.9094
VIC | RCTS22 | Red Cliffs (Powercor) 22 kV | Powercor | Winter | Non-coincident | 2022 | ACTUAL_OPG | Operational-demand | NA | 19.9094
VIC | RCTS22 | Red Cliffs (Powercor) 22 kV | Powercor | Winter | Non-coincident | 2022 | ACTUAL_ADJUSTEDOPG | Operational-demand | NA | 19.9094
VIC | RCTS22 | Red Cliffs (Powercor) 22 kV | Powercor | Winter | Coincident | 2023 | ACTUAL_OPG | Operational-demand | NA | 18.6468
VIC | RCTS22 | Red Cliffs (Powercor) 22 kV | Powercor | Winter | Coincident | 2023 | ACTUAL_RAW | Operational-demand | NA | 18.6468
VIC | RCTS22 | Red Cliffs (Powercor) 22 kV | Powercor | Winter | Non-coincident | 2023 | ACTUAL_RAW | Operational-demand | NA | 29.6645
VIC | RCTS22 | Red Cliffs (Powercor) 22 kV | Powercor | Winter | Non-coincident | 2023 | ACTUAL_OPG | Operational-demand | NA | 29.6645
VIC | RCTS22 | Red Cliffs (Powercor) 22 kV | Powercor | Winter | Non-coincident | 2023 | ACTUAL_ADJUSTEDOPG | Operational-demand | NA | 29.6645
VIC | RCTS22 | Red Cliffs (Powercor) 22 kV | Powercor | Winter | Coincident | 2024 | ACTUAL_OPG | Operational-demand | NA | 16.5753
VIC | RCTS22 | Red Cliffs (Powercor) 22 kV | Powercor | Winter | Coincident | 2024 | ACTUAL_RAW | Operational-demand | NA | 16.5753
VIC | RCTS22 | Red Cliffs (Powercor) 22 kV | Powercor | Winter | Non-coincident | 2024 | ACTUAL_RAW | Operational-demand | NA | 21.5435
VIC | RCTS22 | Red Cliffs (Powercor) 22 kV | Powercor | Winter | Non-coincident | 2024 | ACTUAL_OPG | Operational-demand | NA | 21.5435
VIC | RCTS22 | Red Cliffs (Powercor) 22 kV | Powercor | Winter | Non-coincident | 2024 | ACTUAL_ADJUSTEDOPG | Operational-demand | NA | 21.5435
VIC | RCTS22 | Red Cliffs (Powercor) 22 kV | Powercor | Winter | Coincident | 2025 | POE10 | Operational-demand | NA | 21.6852
VIC | RCTS22 | Red Cliffs (Powercor) 22 kV | Powercor | Winter | Coincident | 2025 | POE50 | Operational-demand | NA | 20.9627
VIC | RCTS22 | Red Cliffs (Powercor) 22 kV | Powercor | Winter | Non-coincident | 2025 | ACTUAL_RAW | Operational-demand | NA | 21.7025
VIC | RCTS22 | Red Cliffs (Powercor) 22 kV | Powercor | Winter | Non-coincident | 2025 | ACTUAL_ADJUSTEDOPG | Operational-demand | NA | 21.7025
VIC | RCTS22 | Red Cliffs (Powercor) 22 kV | Powercor | Winter | Non-coincident | 2025 | BASEYEARPOE50 | Operational-demand | NA | 27.3379
VIC | RCTS22 | Red Cliffs (Powercor) 22 kV | Powercor | Winter | Non-coincident | 2025 | BASEYEARPOE10 | Operational-demand | NA | 28.5266
VIC | RCTS22 | Red Cliffs (Powercor) 22 kV | Powercor | Winter | Non-coincident | 2025 | POE10 | Operational-demand | NA | 28.5643
VIC | RCTS22 | Red Cliffs (Powercor) 22 kV | Powercor | Winter | Non-coincident | 2025 | POE50 | Operational-demand | NA | 27.3775
VIC | RCTS22 | Red Cliffs (Powercor) 22 kV | Powercor | Winter | Coincident | 2026 | POE10 | Operational-demand | NA | 21.9712
VIC | RCTS22 | Red Cliffs (Powercor) 22 kV | Powercor | Winter | Coincident | 2026 | POE50 | Operational-demand | NA | 21.2428
VIC | RCTS22 | Red Cliffs (Powercor) 22 kV | Powercor | Winter | Non-coincident | 2026 | POE10 | Operational-demand | NA | 30.0385
VIC | RCTS22 | Red Cliffs (Powercor) 22 kV | Powercor | Winter | Non-coincident | 2026 | POE50 | Operational-demand | NA | 28.8493
VIC | RCTS22 | Red Cliffs (Powercor) 22 kV | Powercor | Winter | Coincident | 2027 | POE10 | Operational-demand | NA | 21.2497
VIC | RCTS22 | Red Cliffs (Powercor) 22 kV | Powercor | Winter | Coincident | 2027 | POE50 | Operational-demand | NA | 20.4938
VIC | RCTS22 | Red Cliffs (Powercor) 22 kV | Powercor | Winter | Non-coincident | 2027 | POE10 | Operational-demand | NA | 30.1526
VIC | RCTS22 | Red Cliffs (Powercor) 22 kV | Powercor | Winter | Non-coincident | 2027 | POE50 | Operational-demand | NA | 28.9603
VIC | RCTS22 | Red Cliffs (Powercor) 22 kV | Powercor | Winter | Coincident | 2028 | POE10 | Operational-demand | NA | 20.9298
VIC | RCTS22 | Red Cliffs (Powercor) 22 kV | Powercor | Winter | Coincident | 2028 | POE50 | Operational-demand | NA | 20.2028
VIC | RCTS22 | Red Cliffs (Powercor) 22 kV | Powercor | Winter | Non-coincident | 2028 | POE10 | Operational-demand | NA | 30.2819
VIC | RCTS22 | Red Cliffs (Powercor) 22 kV | Powercor | Winter | Non-coincident | 2028 | POE50 | Operational-demand | NA | 29.0867
VIC | RCTS22 | Red Cliffs (Powercor) 22 kV | Powercor | Winter | Coincident | 2029 | POE10 | Operational-demand | NA | 20.7741
VIC | RCTS22 | Red Cliffs (Powercor) 22 kV | Powercor | Winter | Coincident | 2029 | POE50 | Operational-demand | NA | 20.0613
VIC | RCTS22 | Red Cliffs (Powercor) 22 kV | Powercor | Winter | Non-coincident | 2029 | POE10 | Operational-demand | NA | 30.4279
VIC | RCTS22 | Red Cliffs (Powercor) 22 kV | Powercor | Winter | Non-coincident | 2029 | POE50 | Operational-demand | NA | 29.2298
VIC | RCTS22 | Red Cliffs (Powercor) 22 kV | Powercor | Winter | Coincident | 2030 | POE10 | Operational-demand | NA | 20.5958
VIC | RCTS22 | Red Cliffs (Powercor) 22 kV | Powercor | Winter | Coincident | 2030 | POE50 | Operational-demand | NA | 19.887
VIC | RCTS22 | Red Cliffs (Powercor) 22 kV | Powercor | Winter | Non-coincident | 2030 | POE10 | Operational-demand | NA | 30.59
VIC | RCTS22 | Red Cliffs (Powercor) 22 kV | Powercor | Winter | Non-coincident | 2030 | POE50 | Operational-demand | NA | 29.3889
VIC | RCTS22 | Red Cliffs (Powercor) 22 kV | Powercor | Winter | Coincident | 2031 | POE10 | Operational-demand | NA | 20.4502
VIC | RCTS22 | Red Cliffs (Powercor) 22 kV | Powercor | Winter | Coincident | 2031 | POE50 | Operational-demand | NA | 19.7493
VIC | RCTS22 | Red Cliffs (Powercor) 22 kV | Powercor | Winter | Non-coincident | 2031 | POE10 | Operational-demand | NA | 30.7514
VIC | RCTS22 | Red Cliffs (Powercor) 22 kV | Powercor | Winter | Non-coincident | 2031 | POE50 | Operational-demand | NA | 29.5474
VIC | RCTS22 | Red Cliffs (Powercor) 22 kV | Powercor | Winter | Coincident | 2032 | POE10 | Operational-demand | NA | 20.1353
VIC | RCTS22 | Red Cliffs (Powercor) 22 kV | Powercor | Winter | Coincident | 2032 | POE50 | Operational-demand | NA | 19.4108
VIC | RCTS22 | Red Cliffs (Powercor) 22 kV | Powercor | Winter | Non-coincident | 2032 | POE10 | Operational-demand | NA | 30.9117
VIC | RCTS22 | Red Cliffs (Powercor) 22 kV | Powercor | Winter | Non-coincident | 2032 | POE50 | Operational-demand | NA | 29.7049
VIC | RCTS22 | Red Cliffs (Powercor) 22 kV | Powercor | Winter | Coincident | 2033 | POE10 | Operational-demand | NA | 19.7349
VIC | RCTS22 | Red Cliffs (Powercor) 22 kV | Powercor | Winter | Coincident | 2033 | POE50 | Operational-demand | NA | 19.0291
VIC | RCTS22 | Red Cliffs (Powercor) 22 kV | Powercor | Winter | Non-coincident | 2033 | POE10 | Operational-demand | NA | 31.0706
VIC | RCTS22 | Red Cliffs (Powercor) 22 kV | Powercor | Winter | Non-coincident | 2033 | POE50 | Operational-demand | NA | 29.861
VIC | RCTS22 | Red Cliffs (Powercor) 22 kV | Powercor | Winter | Coincident | 2034 | POE10 | Operational-demand | NA | 19.6858
VIC | RCTS22 | Red Cliffs (Powercor) 22 kV | Powercor | Winter | Coincident | 2034 | POE50 | Operational-demand | NA | 18.994
VIC | RCTS22 | Red Cliffs (Powercor) 22 kV | Powercor | Winter | Non-coincident | 2034 | POE10 | Operational-demand | NA | 31.2249
VIC | RCTS22 | Red Cliffs (Powercor) 22 kV | Powercor | Winter | Non-coincident | 2034 | POE50 | Operational-demand | NA | 30.0126
VIC | RCTS66 | Red Cliffs (Powercor) 66 kV | Powercor | Shoulder | Coincident | 2019 | ACTUAL_OPG | Operational-demand | 37.608 | NA
VIC | RCTS66 | Red Cliffs (Powercor) 66 kV | Powercor | Shoulder | Coincident | 2019 | ACTUAL_RAW | Operational-demand | 37.714 | NA
VIC | RCTS66 | Red Cliffs (Powercor) 66 kV | Powercor | Shoulder | Non-coincident | 2019 | ACTUAL_RAW | Operational-demand | -43.7792 | NA
VIC | RCTS66 | Red Cliffs (Powercor) 66 kV | Powercor | Shoulder | Non-coincident | 2019 | ACTUAL_OPG | Operational-demand | 27.7522 | NA
VIC | RCTS66 | Red Cliffs (Powercor) 66 kV | Powercor | Shoulder | Non-coincident | 2019 | ACTUAL_ADJUSTEDOPG | Operational-demand | 27.7522 | NA
VIC | RCTS66 | Red Cliffs (Powercor) 66 kV | Powercor | Shoulder | Coincident | 2020 | ACTUAL_OPG | Operational-demand | 32.0928 | NA
VIC | RCTS66 | Red Cliffs (Powercor) 66 kV | Powercor | Shoulder | Coincident | 2020 | ACTUAL_RAW | Operational-demand | -4.4112 | NA
VIC | RCTS66 | Red Cliffs (Powercor) 66 kV | Powercor | Shoulder | Non-coincident | 2020 | ACTUAL_RAW | Operational-demand | -44.6091 | NA
VIC | RCTS66 | Red Cliffs (Powercor) 66 kV | Powercor | Shoulder | Non-coincident | 2020 | ACTUAL_OPG | Operational-demand | 25.4117 | NA
VIC | RCTS66 | Red Cliffs (Powercor) 66 kV | Powercor | Shoulder | Non-coincident | 2020 | ACTUAL_ADJUSTEDOPG | Operational-demand | 25.4117 | NA
VIC | RCTS66 | Red Cliffs (Powercor) 66 kV | Powercor | Shoulder | Coincident | 2021 | ACTUAL_OPG | Operational-demand | 17.0896 | NA
VIC | RCTS66 | Red Cliffs (Powercor) 66 kV | Powercor | Shoulder | Coincident | 2021 | ACTUAL_RAW | Operational-demand | -63.0404 | NA
VIC | RCTS66 | Red Cliffs (Powercor) 66 kV | Powercor | Shoulder | Non-coincident | 2021 | ACTUAL_RAW | Operational-demand | -116.4228 | NA
VIC | RCTS66 | Red Cliffs (Powercor) 66 kV | Powercor | Shoulder | Non-coincident | 2021 | ACTUAL_OPG | Operational-demand | 6.9746 | NA
VIC | RCTS66 | Red Cliffs (Powercor) 66 kV | Powercor | Shoulder | Non-coincident | 2021 | ACTUAL_ADJUSTEDOPG | Operational-demand | 6.9746 | NA
VIC | RCTS66 | Red Cliffs (Powercor) 66 kV | Powercor | Shoulder | Coincident | 2022 | ACTUAL_OPG | Operational-demand | 25.8712 | NA
VIC | RCTS66 | Red Cliffs (Powercor) 66 kV | Powercor | Shoulder | Coincident | 2022 | ACTUAL_RAW | Operational-demand | -136.8988 | NA
VIC | RCTS66 | Red Cliffs (Powercor) 66 kV | Powercor | Shoulder | Non-coincident | 2022 | ACTUAL_RAW | Operational-demand | -149.9397 | NA
VIC | RCTS66 | Red Cliffs (Powercor) 66 kV | Powercor | Shoulder | Non-coincident | 2022 | ACTUAL_OPG | Operational-demand | -37.6569 | NA
VIC | RCTS66 | Red Cliffs (Powercor) 66 kV | Powercor | Shoulder | Non-coincident | 2022 | ACTUAL_ADJUSTEDOPG | Operational-demand | 3.4978 | NA
VIC | RCTS66 | Red Cliffs (Powercor) 66 kV | Powercor | Shoulder | Coincident | 2023 | ACTUAL_OPG | Operational-demand | 12.4299 | NA
VIC | RCTS66 | Red Cliffs (Powercor) 66 kV | Powercor | Shoulder | Coincident | 2023 | ACTUAL_RAW | Operational-demand | -43.4381 | NA
VIC | RCTS66 | Red Cliffs (Powercor) 66 kV | Powercor | Shoulder | Non-coincident | 2023 | ACTUAL_RAW | Operational-demand | -159.5526 | NA
VIC | RCTS66 | Red Cliffs (Powercor) 66 kV | Powercor | Shoulder | Non-coincident | 2023 | ACTUAL_OPG | Operational-demand | -4.1026 | NA
VIC | RCTS66 | Red Cliffs (Powercor) 66 kV | Powercor | Shoulder | Non-coincident | 2023 | ACTUAL_ADJUSTEDOPG | Operational-demand | -4.1026 | NA
VIC | RCTS66 | Red Cliffs (Powercor) 66 kV | Powercor | Shoulder | Coincident | 2024 | ACTUAL_OPG | Operational-demand | 24.4132 | NA
VIC | RCTS66 | Red Cliffs (Powercor) 66 kV | Powercor | Shoulder | Coincident | 2024 | ACTUAL_RAW | Operational-demand | 24.0152 | NA
VIC | RCTS66 | Red Cliffs (Powercor) 66 kV | Powercor | Shoulder | Non-coincident | 2024 | ACTUAL_RAW | Operational-demand | -155.2283 | NA
VIC | RCTS66 | Red Cliffs (Powercor) 66 kV | Powercor | Shoulder | Non-coincident | 2024 | ACTUAL_OPG | Operational-demand | -6.5584 | NA
VIC | RCTS66 | Red Cliffs (Powercor) 66 kV | Powercor | Shoulder | Non-coincident | 2024 | ACTUAL_ADJUSTEDOPG | Operational-demand | -6.5584 | NA
VIC | RCTS66 | Red Cliffs (Powercor) 66 kV | Powercor | Shoulder | Coincident | 2025 | ACTUAL_OPG | Operational-demand | 10.3167 | NA
VIC | RCTS66 | Red Cliffs (Powercor) 66 kV | Powercor | Shoulder | Coincident | 2025 | ACTUAL_RAW | Operational-demand | 9.9287 | NA
VIC | RCTS66 | Red Cliffs (Powercor) 66 kV | Powercor | Shoulder | Non-coincident | 2025 | ACTUAL_RAW | Operational-demand | -171.8043 | NA
VIC | RCTS66 | Red Cliffs (Powercor) 66 kV | Powercor | Shoulder | Non-coincident | 2025 | ACTUAL_OPG | Operational-demand | -15.1782 | NA
VIC | RCTS66 | Red Cliffs (Powercor) 66 kV | Powercor | Shoulder | Non-coincident | 2025 | ACTUAL_ADJUSTEDOPG | Operational-demand | -15.1782 | NA
VIC | RCTS66 | Red Cliffs (Powercor) 66 kV | Powercor | Shoulder | Non-coincident | 2025 | BASEYEARPOE90 | Operational-demand | -16.3933 | NA
VIC | RCTS66 | Red Cliffs (Powercor) 66 kV | Powercor | Shoulder | Non-coincident | 2025 | BASEYEARPOE50 | Operational-demand | -11.0783 | NA
VIC | RCTS66 | Red Cliffs (Powercor) 66 kV | Powercor | Shoulder | Coincident_unreconciled | 2026 | POE50 | Operational-demand | 0 | NA
VIC | RCTS66 | Red Cliffs (Powercor) 66 kV | Powercor | Shoulder | Coincident_unreconciled | 2026 | POE90 | Operational-demand | 10.534 | NA
VIC | RCTS66 | Red Cliffs (Powercor) 66 kV | Powercor | Shoulder | Non-coincident | 2026 | POE50 | Operational-demand | -170 | NA
VIC | RCTS66 | Red Cliffs (Powercor) 66 kV | Powercor | Shoulder | Non-coincident | 2026 | POE90 | Operational-demand | -174.7859 | NA
VIC | RCTS66 | Red Cliffs (Powercor) 66 kV | Powercor | Shoulder | Coincident_unreconciled | 2027 | POE50 | Operational-demand | 8.5817 | NA
VIC | RCTS66 | Red Cliffs (Powercor) 66 kV | Powercor | Shoulder | Coincident_unreconciled | 2027 | POE90 | Operational-demand | 19.1376 | NA
VIC | RCTS66 | Red Cliffs (Powercor) 66 kV | Powercor | Shoulder | Non-coincident | 2027 | POE50 | Operational-demand | -173.8989 | NA
VIC | RCTS66 | Red Cliffs (Powercor) 66 kV | Powercor | Shoulder | Non-coincident | 2027 | POE90 | Operational-demand | -178.6947 | NA
VIC | RCTS66 | Red Cliffs (Powercor) 66 kV | Powercor | Shoulder | Coincident_unreconciled | 2028 | POE50 | Operational-demand | 12.6951 | NA
VIC | RCTS66 | Red Cliffs (Powercor) 66 kV | Powercor | Shoulder | Coincident_unreconciled | 2028 | POE90 | Operational-demand | 23.2749 | NA
VIC | RCTS66 | Red Cliffs (Powercor) 66 kV | Powercor | Shoulder | Non-coincident | 2028 | POE50 | Operational-demand | -175.7677 | NA
VIC | RCTS66 | Red Cliffs (Powercor) 66 kV | Powercor | Shoulder | Non-coincident | 2028 | POE90 | Operational-demand | -180.5744 | NA
VIC | RCTS66 | Red Cliffs (Powercor) 66 kV | Powercor | Shoulder | Coincident_unreconciled | 2029 | POE50 | Operational-demand | 17.6457 | NA
VIC | RCTS66 | Red Cliffs (Powercor) 66 kV | Powercor | Shoulder | Coincident_unreconciled | 2029 | POE90 | Operational-demand | 28.2496 | NA
VIC | RCTS66 | Red Cliffs (Powercor) 66 kV | Powercor | Shoulder | Non-coincident | 2029 | POE50 | Operational-demand | -178.0169 | NA
VIC | RCTS66 | Red Cliffs (Powercor) 66 kV | Powercor | Shoulder | Non-coincident | 2029 | POE90 | Operational-demand | -182.8345 | NA
VIC | RCTS66 | Red Cliffs (Powercor) 66 kV | Powercor | Shoulder | Coincident_unreconciled | 2030 | POE50 | Operational-demand | 22.5881 | NA
VIC | RCTS66 | Red Cliffs (Powercor) 66 kV | Powercor | Shoulder | Coincident_unreconciled | 2030 | POE90 | Operational-demand | 33.2159 | NA
VIC | RCTS66 | Red Cliffs (Powercor) 66 kV | Powercor | Shoulder | Non-coincident | 2030 | POE50 | Operational-demand | -180.2623 | NA
VIC | RCTS66 | Red Cliffs (Powercor) 66 kV | Powercor | Shoulder | Non-coincident | 2030 | POE90 | Operational-demand | -185.0908 | NA
VIC | RCTS66 | Red Cliffs (Powercor) 66 kV | Powercor | Shoulder | Coincident_unreconciled | 2031 | POE50 | Operational-demand | 27.8641 | NA
VIC | RCTS66 | Red Cliffs (Powercor) 66 kV | Powercor | Shoulder | Coincident_unreconciled | 2031 | POE90 | Operational-demand | 38.5159 | NA
VIC | RCTS66 | Red Cliffs (Powercor) 66 kV | Powercor | Shoulder | Non-coincident | 2031 | POE50 | Operational-demand | -182.6594 | NA
VIC | RCTS66 | Red Cliffs (Powercor) 66 kV | Powercor | Shoulder | Non-coincident | 2031 | POE90 | Operational-demand | -187.4987 | NA
VIC | RCTS66 | Red Cliffs (Powercor) 66 kV | Powercor | Shoulder | Coincident_unreconciled | 2032 | POE50 | Operational-demand | 31.5151 | NA
VIC | RCTS66 | Red Cliffs (Powercor) 66 kV | Powercor | Shoulder | Coincident_unreconciled | 2032 | POE90 | Operational-demand | 42.1898 | NA
VIC | RCTS66 | Red Cliffs (Powercor) 66 kV | Powercor | Shoulder | Non-coincident | 2032 | POE50 | Operational-demand | -184.3181 | NA
VIC | RCTS66 | Red Cliffs (Powercor) 66 kV | Powercor | Shoulder | Non-coincident | 2032 | POE90 | Operational-demand | -189.1679 | NA
VIC | RCTS66 | Red Cliffs (Powercor) 66 kV | Powercor | Shoulder | Coincident_unreconciled | 2033 | POE50 | Operational-demand | 34.0915 | NA
VIC | RCTS66 | Red Cliffs (Powercor) 66 kV | Powercor | Shoulder | Coincident_unreconciled | 2033 | POE90 | Operational-demand | 44.7887 | NA
VIC | RCTS66 | Red Cliffs (Powercor) 66 kV | Powercor | Shoulder | Non-coincident | 2033 | POE50 | Operational-demand | -185.4887 | NA
VIC | RCTS66 | Red Cliffs (Powercor) 66 kV | Powercor | Shoulder | Non-coincident | 2033 | POE90 | Operational-demand | -190.3487 | NA
VIC | RCTS66 | Red Cliffs (Powercor) 66 kV | Powercor | Shoulder | Coincident_unreconciled | 2034 | POE50 | Operational-demand | 36.5317 | NA
VIC | RCTS66 | Red Cliffs (Powercor) 66 kV | Powercor | Shoulder | Coincident_unreconciled | 2034 | POE90 | Operational-demand | 47.2513 | NA
VIC | RCTS66 | Red Cliffs (Powercor) 66 kV | Powercor | Shoulder | Non-coincident | 2034 | POE50 | Operational-demand | -186.5973 | NA
VIC | RCTS66 | Red Cliffs (Powercor) 66 kV | Powercor | Shoulder | Non-coincident | 2034 | POE90 | Operational-demand | -191.4675 | NA
VIC | RCTS66 | Red Cliffs (Powercor) 66 kV | Powercor | Shoulder | Coincident_unreconciled | 2035 | POE50 | Operational-demand | 39.4556 | NA
VIC | RCTS66 | Red Cliffs (Powercor) 66 kV | Powercor | Shoulder | Coincident_unreconciled | 2035 | POE90 | Operational-demand | 50.1976 | NA
VIC | RCTS66 | Red Cliffs (Powercor) 66 kV | Powercor | Shoulder | Non-coincident | 2035 | POE50 | Operational-demand | -187.9257 | NA
VIC | RCTS66 | Red Cliffs (Powercor) 66 kV | Powercor | Shoulder | Non-coincident | 2035 | POE90 | Operational-demand | -192.8061 | NA
VIC | RCTS66 | Red Cliffs (Powercor) 66 kV | Powercor | Summer | Coincident | 2019 | ACTUAL_OPG | Operational-demand | 46.1624 | 124.4708
VIC | RCTS66 | Red Cliffs (Powercor) 66 kV | Powercor | Summer | Coincident | 2019 | ACTUAL_RAW | Operational-demand | 46.2644 | 34.4708
VIC | RCTS66 | Red Cliffs (Powercor) 66 kV | Powercor | Summer | Non-coincident | 2019 | ACTUAL_RAW | Operational-demand | -58.1557 | 126.3916
VIC | RCTS66 | Red Cliffs (Powercor) 66 kV | Powercor | Summer | Non-coincident | 2019 | ACTUAL_OPG | Operational-demand | 29.732 | 139.2305
VIC | RCTS66 | Red Cliffs (Powercor) 66 kV | Powercor | Summer | Non-coincident | 2019 | ACTUAL_ADJUSTEDOPG | Operational-demand | 29.732 | 139.2305
VIC | RCTS66 | Red Cliffs (Powercor) 66 kV | Powercor | Summer | Coincident | 2020 | ACTUAL_OPG | Operational-demand | 44.4013 | 138.2242
VIC | RCTS66 | Red Cliffs (Powercor) 66 kV | Powercor | Summer | Coincident | 2020 | ACTUAL_RAW | Operational-demand | -0.60466 | 129.8182
VIC | RCTS66 | Red Cliffs (Powercor) 66 kV | Powercor | Summer | Non-coincident | 2020 | ACTUAL_RAW | Operational-demand | -14.0183 | 133.6551
VIC | RCTS66 | Red Cliffs (Powercor) 66 kV | Powercor | Summer | Non-coincident | 2020 | ACTUAL_OPG | Operational-demand | 29.0661 | 143.8943
VIC | RCTS66 | Red Cliffs (Powercor) 66 kV | Powercor | Summer | Non-coincident | 2020 | ACTUAL_ADJUSTEDOPG | Operational-demand | 29.0661 | 143.8943
VIC | RCTS66 | Red Cliffs (Powercor) 66 kV | Powercor | Summer | Coincident | 2021 | ACTUAL_OPG | Operational-demand | 21.5295 | 117.3144
VIC | RCTS66 | Red Cliffs (Powercor) 66 kV | Powercor | Summer | Coincident | 2021 | ACTUAL_RAW | Operational-demand | -78.6405 | 88.1764
VIC | RCTS66 | Red Cliffs (Powercor) 66 kV | Powercor | Summer | Non-coincident | 2021 | ACTUAL_RAW | Operational-demand | -122.8104 | 120.9218
VIC | RCTS66 | Red Cliffs (Powercor) 66 kV | Powercor | Summer | Non-coincident | 2021 | ACTUAL_OPG | Operational-demand | 11.6197 | 128.0584
VIC | RCTS66 | Red Cliffs (Powercor) 66 kV | Powercor | Summer | Non-coincident | 2021 | ACTUAL_ADJUSTEDOPG | Operational-demand | 11.6197 | 128.0584
VIC | RCTS66 | Red Cliffs (Powercor) 66 kV | Powercor | Summer | Coincident | 2022 | ACTUAL_OPG | Operational-demand | 30.0376 | 100.3609
VIC | RCTS66 | Red Cliffs (Powercor) 66 kV | Powercor | Summer | Coincident | 2022 | ACTUAL_RAW | Operational-demand | -20.0304 | 97.0409
VIC | RCTS66 | Red Cliffs (Powercor) 66 kV | Powercor | Summer | Non-coincident | 2022 | ACTUAL_RAW | Operational-demand | -144.5639 | 119.9299
VIC | RCTS66 | Red Cliffs (Powercor) 66 kV | Powercor | Summer | Non-coincident | 2022 | ACTUAL_OPG | Operational-demand | 4.0152 | 132.6636
VIC | RCTS66 | Red Cliffs (Powercor) 66 kV | Powercor | Summer | Non-coincident | 2022 | ACTUAL_ADJUSTEDOPG | Operational-demand | 4.0152 | 132.6636
VIC | RCTS66 | Red Cliffs (Powercor) 66 kV | Powercor | Summer | Coincident | 2023 | ACTUAL_OPG | Operational-demand | 27.4118 | 114.4135
VIC | RCTS66 | Red Cliffs (Powercor) 66 kV | Powercor | Summer | Coincident | 2023 | ACTUAL_RAW | Operational-demand | 27.0158 | 88.7615
VIC | RCTS66 | Red Cliffs (Powercor) 66 kV | Powercor | Summer | Non-coincident | 2023 | ACTUAL_RAW | Operational-demand | -159.7887 | 117.7753
VIC | RCTS66 | Red Cliffs (Powercor) 66 kV | Powercor | Summer | Non-coincident | 2023 | ACTUAL_OPG | Operational-demand | -5.694 | 128.1947
VIC | RCTS66 | Red Cliffs (Powercor) 66 kV | Powercor | Summer | Non-coincident | 2023 | ACTUAL_ADJUSTEDOPG | Operational-demand | -5.694 | 128.1947
VIC | RCTS66 | Red Cliffs (Powercor) 66 kV | Powercor | Summer | Coincident | 2024 | ACTUAL_OPG | Operational-demand | 19.6746 | 112.6901
VIC | RCTS66 | Red Cliffs (Powercor) 66 kV | Powercor | Summer | Coincident | 2024 | ACTUAL_RAW | Operational-demand | 19.2706 | 41.4421
VIC | RCTS66 | Red Cliffs (Powercor) 66 kV | Powercor | Summer | Non-coincident | 2024 | ACTUAL_RAW | Operational-demand | -160.4767 | 125.7892
VIC | RCTS66 | Red Cliffs (Powercor) 66 kV | Powercor | Summer | Non-coincident | 2024 | ACTUAL_OPG | Operational-demand | 2.4447 | 130.4277
VIC | RCTS66 | Red Cliffs (Powercor) 66 kV | Powercor | Summer | Non-coincident | 2024 | ACTUAL_ADJUSTEDOPG | Operational-demand | 2.4447 | 130.4277
VIC | RCTS66 | Red Cliffs (Powercor) 66 kV | Powercor | Summer | Coincident | 2025 | ACTUAL_OPG | Operational-demand | 19.3038 | 130.379
VIC | RCTS66 | Red Cliffs (Powercor) 66 kV | Powercor | Summer | Coincident | 2025 | ACTUAL_RAW | Operational-demand | 18.8978 | 45.017
VIC | RCTS66 | Red Cliffs (Powercor) 66 kV | Powercor | Summer | Non-coincident | 2025 | ACTUAL_RAW | Operational-demand | -170.5372 | 139.2617
VIC | RCTS66 | Red Cliffs (Powercor) 66 kV | Powercor | Summer | Non-coincident | 2025 | ACTUAL_OPG | Operational-demand | -16.5264 | 146.0017
VIC | RCTS66 | Red Cliffs (Powercor) 66 kV | Powercor | Summer | Non-coincident | 2025 | ACTUAL_ADJUSTEDOPG | Operational-demand | -16.5264 | 146.0017
VIC | RCTS66 | Red Cliffs (Powercor) 66 kV | Powercor | Summer | Non-coincident | 2025 | BASEYEARPOE90 | Operational-demand | -13.8415 | NA
VIC | RCTS66 | Red Cliffs (Powercor) 66 kV | Powercor | Summer | Non-coincident | 2025 | BASEYEARPOE50 | Operational-demand | -7.4388 | 147.6387
VIC | RCTS66 | Red Cliffs (Powercor) 66 kV | Powercor | Summer | Coincident_unreconciled | 2026 | POE50 | Operational-demand | 10 | NA
VIC | RCTS66 | Red Cliffs (Powercor) 66 kV | Powercor | Summer | Coincident_unreconciled | 2026 | POE90 | Operational-demand | 30.0729 | NA
VIC | RCTS66 | Red Cliffs (Powercor) 66 kV | Powercor | Summer | Non-coincident | 2026 | POE50 | Operational-demand | -170 | 120
VIC | RCTS66 | Red Cliffs (Powercor) 66 kV | Powercor | Summer | Non-coincident | 2026 | POE90 | Operational-demand | -175.5634 | NA
VIC | RCTS66 | Red Cliffs (Powercor) 66 kV | Powercor | Summer | Coincident_unreconciled | 2027 | POE50 | Operational-demand | 23.4921 | NA
VIC | RCTS66 | Red Cliffs (Powercor) 66 kV | Powercor | Summer | Coincident_unreconciled | 2027 | POE90 | Operational-demand | 43.6068 | NA
VIC | RCTS66 | Red Cliffs (Powercor) 66 kV | Powercor | Summer | Non-coincident | 2027 | POE50 | Operational-demand | -173.7395 | 119.8502
VIC | RCTS66 | Red Cliffs (Powercor) 66 kV | Powercor | Summer | Non-coincident | 2027 | POE90 | Operational-demand | -179.3145 | NA
VIC | RCTS66 | Red Cliffs (Powercor) 66 kV | Powercor | Summer | Coincident_unreconciled | 2028 | POE50 | Operational-demand | 30.1054 | NA
VIC | RCTS66 | Red Cliffs (Powercor) 66 kV | Powercor | Summer | Coincident_unreconciled | 2028 | POE90 | Operational-demand | 50.2658 | NA
VIC | RCTS66 | Red Cliffs (Powercor) 66 kV | Powercor | Summer | Non-coincident | 2028 | POE50 | Operational-demand | -175.5724 | 120.0512
VIC | RCTS66 | Red Cliffs (Powercor) 66 kV | Powercor | Summer | Non-coincident | 2028 | POE90 | Operational-demand | -181.1601 | NA
VIC | RCTS66 | Red Cliffs (Powercor) 66 kV | Powercor | Summer | Coincident_unreconciled | 2029 | POE50 | Operational-demand | 38.5733 | NA
VIC | RCTS66 | Red Cliffs (Powercor) 66 kV | Powercor | Summer | Coincident_unreconciled | 2029 | POE90 | Operational-demand | 58.7793 | NA
VIC | RCTS66 | Red Cliffs (Powercor) 66 kV | Powercor | Summer | Non-coincident | 2029 | POE50 | Operational-demand | -177.9194 | 120.2121
VIC | RCTS66 | Red Cliffs (Powercor) 66 kV | Powercor | Summer | Non-coincident | 2029 | POE90 | Operational-demand | -183.5197 | NA
VIC | RCTS66 | Red Cliffs (Powercor) 66 kV | Powercor | Summer | Coincident_unreconciled | 2030 | POE50 | Operational-demand | 47.0175 | NA
VIC | RCTS66 | Red Cliffs (Powercor) 66 kV | Powercor | Summer | Coincident_unreconciled | 2030 | POE90 | Operational-demand | 67.2692 | NA
VIC | RCTS66 | Red Cliffs (Powercor) 66 kV | Powercor | Summer | Non-coincident | 2030 | POE50 | Operational-demand | -180.2598 | 120.4112
VIC | RCTS66 | Red Cliffs (Powercor) 66 kV | Powercor | Summer | Non-coincident | 2030 | POE90 | Operational-demand | -185.8727 | NA
VIC | RCTS66 | Red Cliffs (Powercor) 66 kV | Powercor | Summer | Coincident_unreconciled | 2031 | POE50 | Operational-demand | 55.9132 | NA
VIC | RCTS66 | Red Cliffs (Powercor) 66 kV | Powercor | Summer | Coincident_unreconciled | 2031 | POE90 | Operational-demand | 76.2105 | NA
VIC | RCTS66 | Red Cliffs (Powercor) 66 kV | Powercor | Summer | Non-coincident | 2031 | POE50 | Operational-demand | -182.7253 | 120.5961
VIC | RCTS66 | Red Cliffs (Powercor) 66 kV | Powercor | Summer | Non-coincident | 2031 | POE90 | Operational-demand | -188.3509 | NA
VIC | RCTS66 | Red Cliffs (Powercor) 66 kV | Powercor | Summer | Coincident_unreconciled | 2032 | POE50 | Operational-demand | 62.1123 | NA
VIC | RCTS66 | Red Cliffs (Powercor) 66 kV | Powercor | Summer | Coincident_unreconciled | 2032 | POE90 | Operational-demand | 82.4535 | NA
VIC | RCTS66 | Red Cliffs (Powercor) 66 kV | Powercor | Summer | Non-coincident | 2032 | POE50 | Operational-demand | -184.4435 | 120.8923
VIC | RCTS66 | Red Cliffs (Powercor) 66 kV | Powercor | Summer | Non-coincident | 2032 | POE90 | Operational-demand | -190.0812 | NA
VIC | RCTS66 | Red Cliffs (Powercor) 66 kV | Powercor | Summer | Coincident_unreconciled | 2033 | POE50 | Operational-demand | 66.5501 | NA
VIC | RCTS66 | Red Cliffs (Powercor) 66 kV | Powercor | Summer | Coincident_unreconciled | 2033 | POE90 | Operational-demand | 86.9341 | NA
VIC | RCTS66 | Red Cliffs (Powercor) 66 kV | Powercor | Summer | Non-coincident | 2033 | POE50 | Operational-demand | -185.6734 | 121.2559
VIC | RCTS66 | Red Cliffs (Powercor) 66 kV | Powercor | Summer | Non-coincident | 2033 | POE90 | Operational-demand | -191.3231 | NA
VIC | RCTS66 | Red Cliffs (Powercor) 66 kV | Powercor | Summer | Coincident_unreconciled | 2034 | POE50 | Operational-demand | 70.7875 | NA
VIC | RCTS66 | Red Cliffs (Powercor) 66 kV | Powercor | Summer | Coincident_unreconciled | 2034 | POE90 | Operational-demand | 91.2142 | NA
VIC | RCTS66 | Red Cliffs (Powercor) 66 kV | Powercor | Summer | Non-coincident | 2034 | POE50 | Operational-demand | -186.8479 | 121.6312
VIC | RCTS66 | Red Cliffs (Powercor) 66 kV | Powercor | Summer | Non-coincident | 2034 | POE90 | Operational-demand | -192.5093 | NA
VIC | RCTS66 | Red Cliffs (Powercor) 66 kV | Powercor | Summer | Coincident_unreconciled | 2035 | POE50 | Operational-demand | 75.8765 | NA
VIC | RCTS66 | Red Cliffs (Powercor) 66 kV | Powercor | Summer | Coincident_unreconciled | 2035 | POE90 | Operational-demand | 96.3459 | NA
VIC | RCTS66 | Red Cliffs (Powercor) 66 kV | Powercor | Summer | Non-coincident | 2035 | POE50 | Operational-demand | -188.2584 | 121.9762
VIC | RCTS66 | Red Cliffs (Powercor) 66 kV | Powercor | Summer | Non-coincident | 2035 | POE90 | Operational-demand | -193.9317 | NA
VIC | RCTS66 | Red Cliffs (Powercor) 66 kV | Powercor | Summer | Non-coincident | 2025 | BASEYEARPOE10 | Operational-demand | NA | 153.9937
VIC | RCTS66 | Red Cliffs (Powercor) 66 kV | Powercor | Summer | Coincident | 2026 | POE10 | Operational-demand | NA | 118.3205
VIC | RCTS66 | Red Cliffs (Powercor) 66 kV | Powercor | Summer | Coincident | 2026 | POE50 | Operational-demand | NA | 113.917
VIC | RCTS66 | Red Cliffs (Powercor) 66 kV | Powercor | Summer | Non-coincident | 2026 | POE10 | Operational-demand | NA | 129.8166
VIC | RCTS66 | Red Cliffs (Powercor) 66 kV | Powercor | Summer | Coincident | 2027 | POE10 | Operational-demand | NA | 115.1047
VIC | RCTS66 | Red Cliffs (Powercor) 66 kV | Powercor | Summer | Coincident | 2027 | POE50 | Operational-demand | NA | 110.0483
VIC | RCTS66 | Red Cliffs (Powercor) 66 kV | Powercor | Summer | Non-coincident | 2027 | POE10 | Operational-demand | NA | 129.6872
VIC | RCTS66 | Red Cliffs (Powercor) 66 kV | Powercor | Summer | Coincident | 2028 | POE10 | Operational-demand | NA | 112.5105
VIC | RCTS66 | Red Cliffs (Powercor) 66 kV | Powercor | Summer | Coincident | 2028 | POE50 | Operational-demand | NA | 106.7579
VIC | RCTS66 | Red Cliffs (Powercor) 66 kV | Powercor | Summer | Non-coincident | 2028 | POE10 | Operational-demand | NA | 129.9105
VIC | RCTS66 | Red Cliffs (Powercor) 66 kV | Powercor | Summer | Coincident | 2029 | POE10 | Operational-demand | NA | 110.6389
VIC | RCTS66 | Red Cliffs (Powercor) 66 kV | Powercor | Summer | Coincident | 2029 | POE50 | Operational-demand | NA | 105.0403
VIC | RCTS66 | Red Cliffs (Powercor) 66 kV | Powercor | Summer | Non-coincident | 2029 | POE10 | Operational-demand | NA | 130.0937
VIC | RCTS66 | Red Cliffs (Powercor) 66 kV | Powercor | Summer | Coincident | 2030 | POE10 | Operational-demand | NA | 109.1735
VIC | RCTS66 | Red Cliffs (Powercor) 66 kV | Powercor | Summer | Coincident | 2030 | POE50 | Operational-demand | NA | 103.3207
VIC | RCTS66 | Red Cliffs (Powercor) 66 kV | Powercor | Summer | Non-coincident | 2030 | POE10 | Operational-demand | NA | 130.3152
VIC | RCTS66 | Red Cliffs (Powercor) 66 kV | Powercor | Summer | Coincident | 2031 | POE10 | Operational-demand | NA | 106.5517
VIC | RCTS66 | Red Cliffs (Powercor) 66 kV | Powercor | Summer | Coincident | 2031 | POE50 | Operational-demand | NA | 101.3218
VIC | RCTS66 | Red Cliffs (Powercor) 66 kV | Powercor | Summer | Non-coincident | 2031 | POE10 | Operational-demand | NA | 130.5224
VIC | RCTS66 | Red Cliffs (Powercor) 66 kV | Powercor | Summer | Coincident | 2032 | POE10 | Operational-demand | NA | 103.5888
VIC | RCTS66 | Red Cliffs (Powercor) 66 kV | Powercor | Summer | Coincident | 2032 | POE50 | Operational-demand | NA | 98.3036
VIC | RCTS66 | Red Cliffs (Powercor) 66 kV | Powercor | Summer | Non-coincident | 2032 | POE10 | Operational-demand | NA | 130.8401
VIC | RCTS66 | Red Cliffs (Powercor) 66 kV | Powercor | Summer | Coincident | 2033 | POE10 | Operational-demand | NA | 101.4222
VIC | RCTS66 | Red Cliffs (Powercor) 66 kV | Powercor | Summer | Coincident | 2033 | POE50 | Operational-demand | NA | 95.3501
VIC | RCTS66 | Red Cliffs (Powercor) 66 kV | Powercor | Summer | Non-coincident | 2033 | POE10 | Operational-demand | NA | 131.2246
VIC | RCTS66 | Red Cliffs (Powercor) 66 kV | Powercor | Summer | Coincident | 2034 | POE10 | Operational-demand | NA | 100.6339
VIC | RCTS66 | Red Cliffs (Powercor) 66 kV | Powercor | Summer | Coincident | 2034 | POE50 | Operational-demand | NA | 94.7051
VIC | RCTS66 | Red Cliffs (Powercor) 66 kV | Powercor | Summer | Non-coincident | 2034 | POE10 | Operational-demand | NA | 131.6208
VIC | RCTS66 | Red Cliffs (Powercor) 66 kV | Powercor | Summer | Coincident | 2035 | POE10 | Operational-demand | NA | 100.2576
VIC | RCTS66 | Red Cliffs (Powercor) 66 kV | Powercor | Summer | Coincident | 2035 | POE50 | Operational-demand | NA | 94.3621
VIC | RCTS66 | Red Cliffs (Powercor) 66 kV | Powercor | Summer | Non-coincident | 2035 | POE10 | Operational-demand | NA | 131.9867
VIC | RCTS66 | Red Cliffs (Powercor) 66 kV | Powercor | Winter | Coincident | 2018 | ACTUAL_OPG | Operational-demand | NA | 73.4665
VIC | RCTS66 | Red Cliffs (Powercor) 66 kV | Powercor | Winter | Coincident | 2018 | ACTUAL_RAW | Operational-demand | NA | 73.4665
VIC | RCTS66 | Red Cliffs (Powercor) 66 kV | Powercor | Winter | Non-coincident | 2018 | ACTUAL_RAW | Operational-demand | NA | 88.5738
VIC | RCTS66 | Red Cliffs (Powercor) 66 kV | Powercor | Winter | Non-coincident | 2018 | ACTUAL_OPG | Operational-demand | NA | 88.5738
VIC | RCTS66 | Red Cliffs (Powercor) 66 kV | Powercor | Winter | Non-coincident | 2018 | ACTUAL_ADJUSTEDOPG | Operational-demand | NA | 88.5738
VIC | RCTS66 | Red Cliffs (Powercor) 66 kV | Powercor | Winter | Coincident | 2019 | ACTUAL_OPG | Operational-demand | NA | 77.4046
VIC | RCTS66 | Red Cliffs (Powercor) 66 kV | Powercor | Winter | Coincident | 2019 | ACTUAL_RAW | Operational-demand | NA | 77.5066
VIC | RCTS66 | Red Cliffs (Powercor) 66 kV | Powercor | Winter | Non-coincident | 2019 | ACTUAL_RAW | Operational-demand | NA | 90.1877
VIC | RCTS66 | Red Cliffs (Powercor) 66 kV | Powercor | Winter | Non-coincident | 2019 | ACTUAL_OPG | Operational-demand | NA | 90.0917
VIC | RCTS66 | Red Cliffs (Powercor) 66 kV | Powercor | Winter | Non-coincident | 2019 | ACTUAL_ADJUSTEDOPG | Operational-demand | NA | 90.0917
VIC | RCTS66 | Red Cliffs (Powercor) 66 kV | Powercor | Winter | Coincident | 2020 | ACTUAL_OPG | Operational-demand | NA | 79.2747
VIC | RCTS66 | Red Cliffs (Powercor) 66 kV | Powercor | Winter | Coincident | 2020 | ACTUAL_RAW | Operational-demand | NA | 79.4807
VIC | RCTS66 | Red Cliffs (Powercor) 66 kV | Powercor | Winter | Non-coincident | 2020 | ACTUAL_RAW | Operational-demand | NA | 91.9757
VIC | RCTS66 | Red Cliffs (Powercor) 66 kV | Powercor | Winter | Non-coincident | 2020 | ACTUAL_OPG | Operational-demand | NA | 91.7677
VIC | RCTS66 | Red Cliffs (Powercor) 66 kV | Powercor | Winter | Non-coincident | 2020 | ACTUAL_ADJUSTEDOPG | Operational-demand | NA | 91.7677
VIC | RCTS66 | Red Cliffs (Powercor) 66 kV | Powercor | Winter | Coincident | 2021 | ACTUAL_OPG | Operational-demand | NA | 82.6041
VIC | RCTS66 | Red Cliffs (Powercor) 66 kV | Powercor | Winter | Coincident | 2021 | ACTUAL_RAW | Operational-demand | NA | 82.3007
VIC | RCTS66 | Red Cliffs (Powercor) 66 kV | Powercor | Winter | Non-coincident | 2021 | ACTUAL_RAW | Operational-demand | NA | 96.0445
VIC | RCTS66 | Red Cliffs (Powercor) 66 kV | Powercor | Winter | Non-coincident | 2021 | ACTUAL_OPG | Operational-demand | NA | 98.5522
VIC | RCTS66 | Red Cliffs (Powercor) 66 kV | Powercor | Winter | Non-coincident | 2021 | ACTUAL_ADJUSTEDOPG | Operational-demand | NA | 98.5522
VIC | RCTS66 | Red Cliffs (Powercor) 66 kV | Powercor | Winter | Coincident | 2022 | ACTUAL_OPG | Operational-demand | NA | 80.1365
VIC | RCTS66 | Red Cliffs (Powercor) 66 kV | Powercor | Winter | Coincident | 2022 | ACTUAL_RAW | Operational-demand | NA | 80.3445
VIC | RCTS66 | Red Cliffs (Powercor) 66 kV | Powercor | Winter | Non-coincident | 2022 | ACTUAL_RAW | Operational-demand | NA | 87.7728
VIC | RCTS66 | Red Cliffs (Powercor) 66 kV | Powercor | Winter | Non-coincident | 2022 | ACTUAL_OPG | Operational-demand | NA | 88.1121
VIC | RCTS66 | Red Cliffs (Powercor) 66 kV | Powercor | Winter | Non-coincident | 2022 | ACTUAL_ADJUSTEDOPG | Operational-demand | NA | 88.1121
VIC | RCTS66 | Red Cliffs (Powercor) 66 kV | Powercor | Winter | Coincident | 2023 | ACTUAL_OPG | Operational-demand | NA | 79.124
VIC | RCTS66 | Red Cliffs (Powercor) 66 kV | Powercor | Winter | Coincident | 2023 | ACTUAL_RAW | Operational-demand | NA | 79.34
VIC | RCTS66 | Red Cliffs (Powercor) 66 kV | Powercor | Winter | Non-coincident | 2023 | ACTUAL_RAW | Operational-demand | NA | 93.6063
VIC | RCTS66 | Red Cliffs (Powercor) 66 kV | Powercor | Winter | Non-coincident | 2023 | ACTUAL_OPG | Operational-demand | NA | 93.3983
VIC | RCTS66 | Red Cliffs (Powercor) 66 kV | Powercor | Winter | Non-coincident | 2023 | ACTUAL_ADJUSTEDOPG | Operational-demand | NA | 93.3983
VIC | RCTS66 | Red Cliffs (Powercor) 66 kV | Powercor | Winter | Coincident | 2024 | ACTUAL_OPG | Operational-demand | NA | 84.5877
VIC | RCTS66 | Red Cliffs (Powercor) 66 kV | Powercor | Winter | Coincident | 2024 | ACTUAL_RAW | Operational-demand | NA | 84.5757
VIC | RCTS66 | Red Cliffs (Powercor) 66 kV | Powercor | Winter | Non-coincident | 2024 | ACTUAL_RAW | Operational-demand | NA | 94.9939
VIC | RCTS66 | Red Cliffs (Powercor) 66 kV | Powercor | Winter | Non-coincident | 2024 | ACTUAL_OPG | Operational-demand | NA | 96.9019
VIC | RCTS66 | Red Cliffs (Powercor) 66 kV | Powercor | Winter | Non-coincident | 2024 | ACTUAL_ADJUSTEDOPG | Operational-demand | NA | 96.9019
VIC | RCTS66 | Red Cliffs (Powercor) 66 kV | Powercor | Winter | Coincident | 2025 | POE10 | Operational-demand | NA | 81.3221
VIC | RCTS66 | Red Cliffs (Powercor) 66 kV | Powercor | Winter | Coincident | 2025 | POE50 | Operational-demand | NA | 79.5713
VIC | RCTS66 | Red Cliffs (Powercor) 66 kV | Powercor | Winter | Non-coincident | 2025 | ACTUAL_RAW | Operational-demand | NA | 90.5253
VIC | RCTS66 | Red Cliffs (Powercor) 66 kV | Powercor | Winter | Non-coincident | 2025 | ACTUAL_ADJUSTEDOPG | Operational-demand | NA | 94.4833
VIC | RCTS66 | Red Cliffs (Powercor) 66 kV | Powercor | Winter | Non-coincident | 2025 | BASEYEARPOE50 | Operational-demand | NA | 92.5263
VIC | RCTS66 | Red Cliffs (Powercor) 66 kV | Powercor | Winter | Non-coincident | 2025 | BASEYEARPOE10 | Operational-demand | NA | 95.3662
VIC | RCTS66 | Red Cliffs (Powercor) 66 kV | Powercor | Winter | Non-coincident | 2025 | POE10 | Operational-demand | NA | 97.0374
VIC | RCTS66 | Red Cliffs (Powercor) 66 kV | Powercor | Winter | Non-coincident | 2025 | POE50 | Operational-demand | NA | 92.6112
VIC | RCTS66 | Red Cliffs (Powercor) 66 kV | Powercor | Winter | Coincident | 2026 | POE10 | Operational-demand | NA | 81.0905
VIC | RCTS66 | Red Cliffs (Powercor) 66 kV | Powercor | Winter | Coincident | 2026 | POE50 | Operational-demand | NA | 79.2744
VIC | RCTS66 | Red Cliffs (Powercor) 66 kV | Powercor | Winter | Non-coincident | 2026 | POE10 | Operational-demand | NA | 100.2309
VIC | RCTS66 | Red Cliffs (Powercor) 66 kV | Powercor | Winter | Non-coincident | 2026 | POE50 | Operational-demand | NA | 95.9442
VIC | RCTS66 | Red Cliffs (Powercor) 66 kV | Powercor | Winter | Coincident | 2027 | POE10 | Operational-demand | NA | 78.4061
VIC | RCTS66 | Red Cliffs (Powercor) 66 kV | Powercor | Winter | Coincident | 2027 | POE50 | Operational-demand | NA | 76.457
VIC | RCTS66 | Red Cliffs (Powercor) 66 kV | Powercor | Winter | Non-coincident | 2027 | POE10 | Operational-demand | NA | 100.5191
VIC | RCTS66 | Red Cliffs (Powercor) 66 kV | Powercor | Winter | Non-coincident | 2027 | POE50 | Operational-demand | NA | 96.2856
VIC | RCTS66 | Red Cliffs (Powercor) 66 kV | Powercor | Winter | Coincident | 2028 | POE10 | Operational-demand | NA | 77.2081
VIC | RCTS66 | Red Cliffs (Powercor) 66 kV | Powercor | Winter | Coincident | 2028 | POE50 | Operational-demand | NA | 75.3524
VIC | RCTS66 | Red Cliffs (Powercor) 66 kV | Powercor | Winter | Non-coincident | 2028 | POE10 | Operational-demand | NA | 100.845
VIC | RCTS66 | Red Cliffs (Powercor) 66 kV | Powercor | Winter | Non-coincident | 2028 | POE50 | Operational-demand | NA | 96.6813
VIC | RCTS66 | Red Cliffs (Powercor) 66 kV | Powercor | Winter | Coincident | 2029 | POE10 | Operational-demand | NA | 76.6077
VIC | RCTS66 | Red Cliffs (Powercor) 66 kV | Powercor | Winter | Coincident | 2029 | POE50 | Operational-demand | NA | 74.797
VIC | RCTS66 | Red Cliffs (Powercor) 66 kV | Powercor | Winter | Non-coincident | 2029 | POE10 | Operational-demand | NA | 101.2199
VIC | RCTS66 | Red Cliffs (Powercor) 66 kV | Powercor | Winter | Non-coincident | 2029 | POE50 | Operational-demand | NA | 97.1209
VIC | RCTS66 | Red Cliffs (Powercor) 66 kV | Powercor | Winter | Coincident | 2030 | POE10 | Operational-demand | NA | 75.8969
VIC | RCTS66 | Red Cliffs (Powercor) 66 kV | Powercor | Winter | Coincident | 2030 | POE50 | Operational-demand | NA | 74.0917
VIC | RCTS66 | Red Cliffs (Powercor) 66 kV | Powercor | Winter | Non-coincident | 2030 | POE10 | Operational-demand | NA | 101.6499
VIC | RCTS66 | Red Cliffs (Powercor) 66 kV | Powercor | Winter | Non-coincident | 2030 | POE50 | Operational-demand | NA | 97.5762
VIC | RCTS66 | Red Cliffs (Powercor) 66 kV | Powercor | Winter | Coincident | 2031 | POE10 | Operational-demand | NA | 75.3086
VIC | RCTS66 | Red Cliffs (Powercor) 66 kV | Powercor | Winter | Coincident | 2031 | POE50 | Operational-demand | NA | 73.5251
VIC | RCTS66 | Red Cliffs (Powercor) 66 kV | Powercor | Winter | Non-coincident | 2031 | POE10 | Operational-demand | NA | 102.0957
VIC | RCTS66 | Red Cliffs (Powercor) 66 kV | Powercor | Winter | Non-coincident | 2031 | POE50 | Operational-demand | NA | 98.0311
VIC | RCTS66 | Red Cliffs (Powercor) 66 kV | Powercor | Winter | Coincident | 2032 | POE10 | Operational-demand | NA | 74.0961
VIC | RCTS66 | Red Cliffs (Powercor) 66 kV | Powercor | Winter | Coincident | 2032 | POE50 | Operational-demand | NA | 72.2093
VIC | RCTS66 | Red Cliffs (Powercor) 66 kV | Powercor | Winter | Non-coincident | 2032 | POE10 | Operational-demand | NA | 102.5496
VIC | RCTS66 | Red Cliffs (Powercor) 66 kV | Powercor | Winter | Non-coincident | 2032 | POE50 | Operational-demand | NA | 98.4782
VIC | RCTS66 | Red Cliffs (Powercor) 66 kV | Powercor | Winter | Coincident | 2033 | POE10 | Operational-demand | NA | 72.5715
VIC | RCTS66 | Red Cliffs (Powercor) 66 kV | Powercor | Winter | Coincident | 2033 | POE50 | Operational-demand | NA | 70.7365
VIC | RCTS66 | Red Cliffs (Powercor) 66 kV | Powercor | Winter | Non-coincident | 2033 | POE10 | Operational-demand | NA | 102.9958
VIC | RCTS66 | Red Cliffs (Powercor) 66 kV | Powercor | Winter | Non-coincident | 2033 | POE50 | Operational-demand | NA | 98.9219
VIC | RCTS66 | Red Cliffs (Powercor) 66 kV | Powercor | Winter | Coincident | 2034 | POE10 | Operational-demand | NA | 72.3487
VIC | RCTS66 | Red Cliffs (Powercor) 66 kV | Powercor | Winter | Coincident | 2034 | POE50 | Operational-demand | NA | 70.5621
VIC | RCTS66 | Red Cliffs (Powercor) 66 kV | Powercor | Winter | Non-coincident | 2034 | POE10 | Operational-demand | NA | 103.4269
VIC | RCTS66 | Red Cliffs (Powercor) 66 kV | Powercor | Winter | Non-coincident | 2034 | POE50 | Operational-demand | NA | 99.3619
VIC | RTS22C | Richmond (CitiPower) 22kV | Citipower | Shoulder | Coincident | 2019 | ACTUAL_OPG | Operational-demand | 8.4789 | NA
VIC | RTS22C | Richmond (CitiPower) 22kV | Citipower | Shoulder | Coincident | 2019 | ACTUAL_RAW | Operational-demand | 8.4789 | NA
VIC | RTS22C | Richmond (CitiPower) 22kV | Citipower | Shoulder | Non-coincident | 2019 | ACTUAL_RAW | Operational-demand | 7.7956 | NA
VIC | RTS22C | Richmond (CitiPower) 22kV | Citipower | Shoulder | Non-coincident | 2019 | ACTUAL_OPG | Operational-demand | 7.7956 | NA
VIC | RTS22C | Richmond (CitiPower) 22kV | Citipower | Shoulder | Non-coincident | 2019 | ACTUAL_ADJUSTEDOPG | Operational-demand | 7.7956 | NA
VIC | RTS22C | Richmond (CitiPower) 22kV | Citipower | Shoulder | Coincident | 2020 | ACTUAL_OPG | Operational-demand | 15.4851 | NA
VIC | RTS22C | Richmond (CitiPower) 22kV | Citipower | Shoulder | Coincident | 2020 | ACTUAL_RAW | Operational-demand | 15.4851 | NA
VIC | RTS22C | Richmond (CitiPower) 22kV | Citipower | Shoulder | Non-coincident | 2020 | ACTUAL_RAW | Operational-demand | 7.2982 | NA
VIC | RTS22C | Richmond (CitiPower) 22kV | Citipower | Shoulder | Non-coincident | 2020 | ACTUAL_OPG | Operational-demand | 7.2982 | NA
VIC | RTS22C | Richmond (CitiPower) 22kV | Citipower | Shoulder | Non-coincident | 2020 | ACTUAL_ADJUSTEDOPG | Operational-demand | 7.2982 | NA
VIC | RTS22C | Richmond (CitiPower) 22kV | Citipower | Shoulder | Coincident | 2021 | ACTUAL_OPG | Operational-demand | 15.2322 | NA
VIC | RTS22C | Richmond (CitiPower) 22kV | Citipower | Shoulder | Coincident | 2021 | ACTUAL_RAW | Operational-demand | 15.2322 | NA
VIC | RTS22C | Richmond (CitiPower) 22kV | Citipower | Shoulder | Non-coincident | 2021 | ACTUAL_RAW | Operational-demand | 7.3158 | NA
VIC | RTS22C | Richmond (CitiPower) 22kV | Citipower | Shoulder | Non-coincident | 2021 | ACTUAL_OPG | Operational-demand | 7.3158 | NA
VIC | RTS22C | Richmond (CitiPower) 22kV | Citipower | Shoulder | Non-coincident | 2021 | ACTUAL_ADJUSTEDOPG | Operational-demand | 7.3158 | NA
VIC | RTS22C | Richmond (CitiPower) 22kV | Citipower | Shoulder | Coincident | 2022 | ACTUAL_OPG | Operational-demand | 13.7419 | NA
VIC | RTS22C | Richmond (CitiPower) 22kV | Citipower | Shoulder | Coincident | 2022 | ACTUAL_RAW | Operational-demand | 13.7419 | NA
VIC | RTS22C | Richmond (CitiPower) 22kV | Citipower | Shoulder | Non-coincident | 2022 | ACTUAL_RAW | Operational-demand | 6.0156 | NA
VIC | RTS22C | Richmond (CitiPower) 22kV | Citipower | Shoulder | Non-coincident | 2022 | ACTUAL_OPG | Operational-demand | 6.0156 | NA
VIC | RTS22C | Richmond (CitiPower) 22kV | Citipower | Shoulder | Non-coincident | 2022 | ACTUAL_ADJUSTEDOPG | Operational-demand | 6.0156 | NA
VIC | RTS22C | Richmond (CitiPower) 22kV | Citipower | Shoulder | Coincident | 2023 | ACTUAL_OPG | Operational-demand | 13.7118 | NA
VIC | RTS22C | Richmond (CitiPower) 22kV | Citipower | Shoulder | Coincident | 2023 | ACTUAL_RAW | Operational-demand | 13.7118 | NA
VIC | RTS22C | Richmond (CitiPower) 22kV | Citipower | Shoulder | Non-coincident | 2023 | ACTUAL_RAW | Operational-demand | 6.1314 | NA
VIC | RTS22C | Richmond (CitiPower) 22kV | Citipower | Shoulder | Non-coincident | 2023 | ACTUAL_OPG | Operational-demand | 6.1314 | NA
VIC | RTS22C | Richmond (CitiPower) 22kV | Citipower | Shoulder | Non-coincident | 2023 | ACTUAL_ADJUSTEDOPG | Operational-demand | 6.1314 | NA
VIC | RTS22C | Richmond (CitiPower) 22kV | Citipower | Shoulder | Coincident | 2024 | ACTUAL_OPG | Operational-demand | 15.1754 | NA
VIC | RTS22C | Richmond (CitiPower) 22kV | Citipower | Shoulder | Coincident | 2024 | ACTUAL_RAW | Operational-demand | 15.1754 | NA
VIC | RTS22C | Richmond (CitiPower) 22kV | Citipower | Shoulder | Non-coincident | 2024 | ACTUAL_RAW | Operational-demand | 6.6488 | NA
VIC | RTS22C | Richmond (CitiPower) 22kV | Citipower | Shoulder | Non-coincident | 2024 | ACTUAL_OPG | Operational-demand | 6.6488 | NA
VIC | RTS22C | Richmond (CitiPower) 22kV | Citipower | Shoulder | Non-coincident | 2024 | ACTUAL_ADJUSTEDOPG | Operational-demand | 6.6488 | NA
VIC | RTS22C | Richmond (CitiPower) 22kV | Citipower | Shoulder | Coincident | 2025 | ACTUAL_OPG | Operational-demand | 17.7899 | NA
VIC | RTS22C | Richmond (CitiPower) 22kV | Citipower | Shoulder | Coincident | 2025 | ACTUAL_RAW | Operational-demand | 17.7899 | NA
VIC | RTS22C | Richmond (CitiPower) 22kV | Citipower | Shoulder | Non-coincident | 2025 | ACTUAL_RAW | Operational-demand | 6.8716 | NA
VIC | RTS22C | Richmond (CitiPower) 22kV | Citipower | Shoulder | Non-coincident | 2025 | ACTUAL_OPG | Operational-demand | 6.8716 | NA
VIC | RTS22C | Richmond (CitiPower) 22kV | Citipower | Shoulder | Non-coincident | 2025 | ACTUAL_ADJUSTEDOPG | Operational-demand | 6.8716 | NA
VIC | RTS22C | Richmond (CitiPower) 22kV | Citipower | Shoulder | Non-coincident | 2025 | BASEYEARPOE90 | Operational-demand | 5.8633 | NA
VIC | RTS22C | Richmond (CitiPower) 22kV | Citipower | Shoulder | Non-coincident | 2025 | BASEYEARPOE50 | Operational-demand | 6.0706 | NA
VIC | RTS22C | Richmond (CitiPower) 22kV | Citipower | Shoulder | Coincident_unreconciled | 2026 | POE50 | Operational-demand | 14.0019 | NA
VIC | RTS22C | Richmond (CitiPower) 22kV | Citipower | Shoulder | Coincident_unreconciled | 2026 | POE90 | Operational-demand | 13.3346 | NA
VIC | RTS22C | Richmond (CitiPower) 22kV | Citipower | Shoulder | Non-coincident | 2026 | POE50 | Operational-demand | 6.1258 | NA
VIC | RTS22C | Richmond (CitiPower) 22kV | Citipower | Shoulder | Non-coincident | 2026 | POE90 | Operational-demand | 5.9169 | NA
VIC | RTS22C | Richmond (CitiPower) 22kV | Citipower | Shoulder | Coincident_unreconciled | 2027 | POE50 | Operational-demand | 13.3795 | NA
VIC | RTS22C | Richmond (CitiPower) 22kV | Citipower | Shoulder | Coincident_unreconciled | 2027 | POE90 | Operational-demand | 12.7074 | NA
VIC | RTS22C | Richmond (CitiPower) 22kV | Citipower | Shoulder | Non-coincident | 2027 | POE50 | Operational-demand | 6.1851 | NA
VIC | RTS22C | Richmond (CitiPower) 22kV | Citipower | Shoulder | Non-coincident | 2027 | POE90 | Operational-demand | 5.9746 | NA
VIC | RTS22C | Richmond (CitiPower) 22kV | Citipower | Shoulder | Coincident_unreconciled | 2028 | POE50 | Operational-demand | 12.6505 | NA
VIC | RTS22C | Richmond (CitiPower) 22kV | Citipower | Shoulder | Coincident_unreconciled | 2028 | POE90 | Operational-demand | 11.974 | NA
VIC | RTS22C | Richmond (CitiPower) 22kV | Citipower | Shoulder | Non-coincident | 2028 | POE50 | Operational-demand | 6.2547 | NA
VIC | RTS22C | Richmond (CitiPower) 22kV | Citipower | Shoulder | Non-coincident | 2028 | POE90 | Operational-demand | 6.0428 | NA
VIC | RTS22C | Richmond (CitiPower) 22kV | Citipower | Shoulder | Coincident_unreconciled | 2029 | POE50 | Operational-demand | 12.0221 | NA
VIC | RTS22C | Richmond (CitiPower) 22kV | Citipower | Shoulder | Coincident_unreconciled | 2029 | POE90 | Operational-demand | 11.3411 | NA
VIC | RTS22C | Richmond (CitiPower) 22kV | Citipower | Shoulder | Non-coincident | 2029 | POE50 | Operational-demand | 6.3419 | NA
VIC | RTS22C | Richmond (CitiPower) 22kV | Citipower | Shoulder | Non-coincident | 2029 | POE90 | Operational-demand | 6.1287 | NA
VIC | RTS22C | Richmond (CitiPower) 22kV | Citipower | Shoulder | Coincident_unreconciled | 2030 | POE50 | Operational-demand | 11.4397 | NA
VIC | RTS22C | Richmond (CitiPower) 22kV | Citipower | Shoulder | Coincident_unreconciled | 2030 | POE90 | Operational-demand | 10.7543 | NA
VIC | RTS22C | Richmond (CitiPower) 22kV | Citipower | Shoulder | Non-coincident | 2030 | POE50 | Operational-demand | 6.4506 | NA
VIC | RTS22C | Richmond (CitiPower) 22kV | Citipower | Shoulder | Non-coincident | 2030 | POE90 | Operational-demand | 6.236 | NA
VIC | RTS22C | Richmond (CitiPower) 22kV | Citipower | Shoulder | Coincident_unreconciled | 2031 | POE50 | Operational-demand | 10.8844 | NA
VIC | RTS22C | Richmond (CitiPower) 22kV | Citipower | Shoulder | Coincident_unreconciled | 2031 | POE90 | Operational-demand | 10.1946 | NA
VIC | RTS22C | Richmond (CitiPower) 22kV | Citipower | Shoulder | Non-coincident | 2031 | POE50 | Operational-demand | 6.5651 | NA
VIC | RTS22C | Richmond (CitiPower) 22kV | Citipower | Shoulder | Non-coincident | 2031 | POE90 | Operational-demand | 6.349 | NA
VIC | RTS22C | Richmond (CitiPower) 22kV | Citipower | Shoulder | Coincident_unreconciled | 2032 | POE50 | Operational-demand | 10.4298 | NA
VIC | RTS22C | Richmond (CitiPower) 22kV | Citipower | Shoulder | Coincident_unreconciled | 2032 | POE90 | Operational-demand | 9.7355 | NA
VIC | RTS22C | Richmond (CitiPower) 22kV | Citipower | Shoulder | Non-coincident | 2032 | POE50 | Operational-demand | 6.6831 | NA
VIC | RTS22C | Richmond (CitiPower) 22kV | Citipower | Shoulder | Non-coincident | 2032 | POE90 | Operational-demand | 6.314 | NA
VIC | RTS22C | Richmond (CitiPower) 22kV | Citipower | Shoulder | Coincident_unreconciled | 2033 | POE50 | Operational-demand | 10.0578 | NA
VIC | RTS22C | Richmond (CitiPower) 22kV | Citipower | Shoulder | Coincident_unreconciled | 2033 | POE90 | Operational-demand | 9.3591 | NA
VIC | RTS22C | Richmond (CitiPower) 22kV | Citipower | Shoulder | Non-coincident | 2033 | POE50 | Operational-demand | 6.7989 | NA
VIC | RTS22C | Richmond (CitiPower) 22kV | Citipower | Shoulder | Non-coincident | 2033 | POE90 | Operational-demand | 6.2937 | NA
VIC | RTS22C | Richmond (CitiPower) 22kV | Citipower | Shoulder | Coincident_unreconciled | 2034 | POE50 | Operational-demand | 9.7078 | NA
VIC | RTS22C | Richmond (CitiPower) 22kV | Citipower | Shoulder | Coincident_unreconciled | 2034 | POE90 | Operational-demand | 9.0047 | NA
VIC | RTS22C | Richmond (CitiPower) 22kV | Citipower | Shoulder | Non-coincident | 2034 | POE50 | Operational-demand | 6.9089 | NA
VIC | RTS22C | Richmond (CitiPower) 22kV | Citipower | Shoulder | Non-coincident | 2034 | POE90 | Operational-demand | 6.2749 | NA
VIC | RTS22C | Richmond (CitiPower) 22kV | Citipower | Shoulder | Coincident_unreconciled | 2035 | POE50 | Operational-demand | 9.3397 | NA
VIC | RTS22C | Richmond (CitiPower) 22kV | Citipower | Shoulder | Coincident_unreconciled | 2035 | POE90 | Operational-demand | 8.6321 | NA
VIC | RTS22C | Richmond (CitiPower) 22kV | Citipower | Shoulder | Non-coincident | 2035 | POE50 | Operational-demand | 7.0132 | NA
VIC | RTS22C | Richmond (CitiPower) 22kV | Citipower | Shoulder | Non-coincident | 2035 | POE90 | Operational-demand | 6.2499 | NA
VIC | RTS22C | Richmond (CitiPower) 22kV | Citipower | Summer | Coincident | 2019 | ACTUAL_OPG | Operational-demand | 8.9021 | 41.5112
VIC | RTS22C | Richmond (CitiPower) 22kV | Citipower | Summer | Coincident | 2019 | ACTUAL_RAW | Operational-demand | 8.9021 | 41.5112
VIC | RTS22C | Richmond (CitiPower) 22kV | Citipower | Summer | Non-coincident | 2019 | ACTUAL_RAW | Operational-demand | 7.6313 | 43.613
VIC | RTS22C | Richmond (CitiPower) 22kV | Citipower | Summer | Non-coincident | 2019 | ACTUAL_OPG | Operational-demand | 7.6313 | 43.613
VIC | RTS22C | Richmond (CitiPower) 22kV | Citipower | Summer | Non-coincident | 2019 | ACTUAL_ADJUSTEDOPG | Operational-demand | 7.6313 | 43.613
VIC | RTS22C | Richmond (CitiPower) 22kV | Citipower | Summer | Coincident | 2020 | ACTUAL_OPG | Operational-demand | 17.166 | 40.6798
VIC | RTS22C | Richmond (CitiPower) 22kV | Citipower | Summer | Coincident | 2020 | ACTUAL_RAW | Operational-demand | 17.166 | 40.6798
VIC | RTS22C | Richmond (CitiPower) 22kV | Citipower | Summer | Non-coincident | 2020 | ACTUAL_RAW | Operational-demand | 7.6269 | 42.6606
VIC | RTS22C | Richmond (CitiPower) 22kV | Citipower | Summer | Non-coincident | 2020 | ACTUAL_OPG | Operational-demand | 7.6269 | 42.6606
VIC | RTS22C | Richmond (CitiPower) 22kV | Citipower | Summer | Non-coincident | 2020 | ACTUAL_ADJUSTEDOPG | Operational-demand | 7.6269 | 42.6606
VIC | RTS22C | Richmond (CitiPower) 22kV | Citipower | Summer | Coincident | 2021 | ACTUAL_OPG | Operational-demand | 15.4941 | 34.6955
VIC | RTS22C | Richmond (CitiPower) 22kV | Citipower | Summer | Coincident | 2021 | ACTUAL_RAW | Operational-demand | 15.4941 | 34.6955
VIC | RTS22C | Richmond (CitiPower) 22kV | Citipower | Summer | Non-coincident | 2021 | ACTUAL_RAW | Operational-demand | 7.485 | 38.785
VIC | RTS22C | Richmond (CitiPower) 22kV | Citipower | Summer | Non-coincident | 2021 | ACTUAL_OPG | Operational-demand | 7.485 | 38.785
VIC | RTS22C | Richmond (CitiPower) 22kV | Citipower | Summer | Non-coincident | 2021 | ACTUAL_ADJUSTEDOPG | Operational-demand | 7.485 | 38.785
VIC | RTS22C | Richmond (CitiPower) 22kV | Citipower | Summer | Coincident | 2022 | ACTUAL_OPG | Operational-demand | 12.839 | 26.942
VIC | RTS22C | Richmond (CitiPower) 22kV | Citipower | Summer | Coincident | 2022 | ACTUAL_RAW | Operational-demand | 12.839 | 26.942
VIC | RTS22C | Richmond (CitiPower) 22kV | Citipower | Summer | Non-coincident | 2022 | ACTUAL_RAW | Operational-demand | 5.849 | 33.2935
VIC | RTS22C | Richmond (CitiPower) 22kV | Citipower | Summer | Non-coincident | 2022 | ACTUAL_OPG | Operational-demand | 5.849 | 33.2935
VIC | RTS22C | Richmond (CitiPower) 22kV | Citipower | Summer | Non-coincident | 2022 | ACTUAL_ADJUSTEDOPG | Operational-demand | 5.849 | 33.2935
VIC | RTS22C | Richmond (CitiPower) 22kV | Citipower | Summer | Coincident | 2023 | ACTUAL_OPG | Operational-demand | 13.3861 | 26.0165
VIC | RTS22C | Richmond (CitiPower) 22kV | Citipower | Summer | Coincident | 2023 | ACTUAL_RAW | Operational-demand | 13.3861 | 26.0165
VIC | RTS22C | Richmond (CitiPower) 22kV | Citipower | Summer | Non-coincident | 2023 | ACTUAL_RAW | Operational-demand | 5.4533 | 36.9396
VIC | RTS22C | Richmond (CitiPower) 22kV | Citipower | Summer | Non-coincident | 2023 | ACTUAL_OPG | Operational-demand | 5.4533 | 36.9396
VIC | RTS22C | Richmond (CitiPower) 22kV | Citipower | Summer | Non-coincident | 2023 | ACTUAL_ADJUSTEDOPG | Operational-demand | 5.4533 | 36.9396
VIC | RTS22C | Richmond (CitiPower) 22kV | Citipower | Summer | Coincident | 2024 | ACTUAL_OPG | Operational-demand | 15.0425 | 39.7094
VIC | RTS22C | Richmond (CitiPower) 22kV | Citipower | Summer | Coincident | 2024 | ACTUAL_RAW | Operational-demand | 15.0425 | 39.7094
VIC | RTS22C | Richmond (CitiPower) 22kV | Citipower | Summer | Non-coincident | 2024 | ACTUAL_RAW | Operational-demand | 6.5937 | 39.7094
VIC | RTS22C | Richmond (CitiPower) 22kV | Citipower | Summer | Non-coincident | 2024 | ACTUAL_OPG | Operational-demand | 6.5937 | 39.7094
VIC | RTS22C | Richmond (CitiPower) 22kV | Citipower | Summer | Non-coincident | 2024 | ACTUAL_ADJUSTEDOPG | Operational-demand | 6.5937 | 39.7094
VIC | RTS22C | Richmond (CitiPower) 22kV | Citipower | Summer | Coincident | 2025 | ACTUAL_OPG | Operational-demand | 16.9733 | 37.475
VIC | RTS22C | Richmond (CitiPower) 22kV | Citipower | Summer | Coincident | 2025 | ACTUAL_RAW | Operational-demand | 16.9733 | 37.475
VIC | RTS22C | Richmond (CitiPower) 22kV | Citipower | Summer | Non-coincident | 2025 | ACTUAL_RAW | Operational-demand | 6.392 | 40.3689
VIC | RTS22C | Richmond (CitiPower) 22kV | Citipower | Summer | Non-coincident | 2025 | ACTUAL_OPG | Operational-demand | 6.392 | 40.3689
VIC | RTS22C | Richmond (CitiPower) 22kV | Citipower | Summer | Non-coincident | 2025 | ACTUAL_ADJUSTEDOPG | Operational-demand | 6.392 | 40.3689
VIC | RTS22C | Richmond (CitiPower) 22kV | Citipower | Summer | Non-coincident | 2025 | BASEYEARPOE90 | Operational-demand | 6.0103 | NA
VIC | RTS22C | Richmond (CitiPower) 22kV | Citipower | Summer | Non-coincident | 2025 | BASEYEARPOE50 | Operational-demand | 6.1413 | 41.6942
VIC | RTS22C | Richmond (CitiPower) 22kV | Citipower | Summer | Coincident_unreconciled | 2026 | POE50 | Operational-demand | 13.3757 | NA
VIC | RTS22C | Richmond (CitiPower) 22kV | Citipower | Summer | Coincident_unreconciled | 2026 | POE90 | Operational-demand | 12.9535 | NA
VIC | RTS22C | Richmond (CitiPower) 22kV | Citipower | Summer | Non-coincident | 2026 | POE50 | Operational-demand | 6.1943 | 46.4818
VIC | RTS22C | Richmond (CitiPower) 22kV | Citipower | Summer | Non-coincident | 2026 | POE90 | Operational-demand | 6.0623 | NA
VIC | RTS22C | Richmond (CitiPower) 22kV | Citipower | Summer | Coincident_unreconciled | 2027 | POE50 | Operational-demand | 12.7209 | NA
VIC | RTS22C | Richmond (CitiPower) 22kV | Citipower | Summer | Coincident_unreconciled | 2027 | POE90 | Operational-demand | 12.2956 | NA
VIC | RTS22C | Richmond (CitiPower) 22kV | Citipower | Summer | Non-coincident | 2027 | POE50 | Operational-demand | 6.2514 | 47.812
VIC | RTS22C | Richmond (CitiPower) 22kV | Citipower | Summer | Non-coincident | 2027 | POE90 | Operational-demand | 6.1184 | NA
VIC | RTS22C | Richmond (CitiPower) 22kV | Citipower | Summer | Coincident_unreconciled | 2028 | POE50 | Operational-demand | 11.9537 | NA
VIC | RTS22C | Richmond (CitiPower) 22kV | Citipower | Summer | Coincident_unreconciled | 2028 | POE90 | Operational-demand | 11.5256 | NA
VIC | RTS22C | Richmond (CitiPower) 22kV | Citipower | Summer | Non-coincident | 2028 | POE50 | Operational-demand | 6.3189 | 47.6884
VIC | RTS22C | Richmond (CitiPower) 22kV | Citipower | Summer | Non-coincident | 2028 | POE90 | Operational-demand | 6.185 | NA
VIC | RTS22C | Richmond (CitiPower) 22kV | Citipower | Summer | Coincident_unreconciled | 2029 | POE50 | Operational-demand | 11.299 | NA
VIC | RTS22C | Richmond (CitiPower) 22kV | Citipower | Summer | Coincident_unreconciled | 2029 | POE90 | Operational-demand | 10.8681 | NA
VIC | RTS22C | Richmond (CitiPower) 22kV | Citipower | Summer | Non-coincident | 2029 | POE50 | Operational-demand | 6.4042 | 47.6214
VIC | RTS22C | Richmond (CitiPower) 22kV | Citipower | Summer | Non-coincident | 2029 | POE90 | Operational-demand | 6.2694 | NA
VIC | RTS22C | Richmond (CitiPower) 22kV | Citipower | Summer | Coincident_unreconciled | 2030 | POE50 | Operational-demand | 10.6841 | NA
VIC | RTS22C | Richmond (CitiPower) 22kV | Citipower | Summer | Coincident_unreconciled | 2030 | POE90 | Operational-demand | 10.2504 | NA
VIC | RTS22C | Richmond (CitiPower) 22kV | Citipower | Summer | Non-coincident | 2030 | POE50 | Operational-demand | 6.5096 | 47.5776
VIC | RTS22C | Richmond (CitiPower) 22kV | Citipower | Summer | Non-coincident | 2030 | POE90 | Operational-demand | 6.3539 | NA
VIC | RTS22C | Richmond (CitiPower) 22kV | Citipower | Summer | Coincident_unreconciled | 2031 | POE50 | Operational-demand | 10.1006 | NA
VIC | RTS22C | Richmond (CitiPower) 22kV | Citipower | Summer | Coincident_unreconciled | 2031 | POE90 | Operational-demand | 9.6641 | NA
VIC | RTS22C | Richmond (CitiPower) 22kV | Citipower | Summer | Non-coincident | 2031 | POE50 | Operational-demand | 6.6184 | 47.5538
VIC | RTS22C | Richmond (CitiPower) 22kV | Citipower | Summer | Non-coincident | 2031 | POE90 | Operational-demand | 6.257 | NA
VIC | RTS22C | Richmond (CitiPower) 22kV | Citipower | Summer | Coincident_unreconciled | 2032 | POE50 | Operational-demand | 9.626 | NA
VIC | RTS22C | Richmond (CitiPower) 22kV | Citipower | Summer | Coincident_unreconciled | 2032 | POE90 | Operational-demand | 9.1867 | NA
VIC | RTS22C | Richmond (CitiPower) 22kV | Citipower | Summer | Non-coincident | 2032 | POE50 | Operational-demand | 6.7313 | 47.5847
VIC | RTS22C | Richmond (CitiPower) 22kV | Citipower | Summer | Non-coincident | 2032 | POE90 | Operational-demand | 6.1926 | NA
VIC | RTS22C | Richmond (CitiPower) 22kV | Citipower | Summer | Coincident_unreconciled | 2033 | POE50 | Operational-demand | 9.2399 | NA
VIC | RTS22C | Richmond (CitiPower) 22kV | Citipower | Summer | Coincident_unreconciled | 2033 | POE90 | Operational-demand | 8.7978 | NA
VIC | RTS22C | Richmond (CitiPower) 22kV | Citipower | Summer | Non-coincident | 2033 | POE50 | Operational-demand | 6.8423 | 47.6604
VIC | RTS22C | Richmond (CitiPower) 22kV | Citipower | Summer | Non-coincident | 2033 | POE90 | Operational-demand | 6.1525 | NA
VIC | RTS22C | Richmond (CitiPower) 22kV | Citipower | Summer | Coincident_unreconciled | 2034 | POE50 | Operational-demand | 8.8788 | NA
VIC | RTS22C | Richmond (CitiPower) 22kV | Citipower | Summer | Coincident_unreconciled | 2034 | POE90 | Operational-demand | 8.4338 | NA
VIC | RTS22C | Richmond (CitiPower) 22kV | Citipower | Summer | Non-coincident | 2034 | POE50 | Operational-demand | 6.9479 | 47.75
VIC | RTS22C | Richmond (CitiPower) 22kV | Citipower | Summer | Non-coincident | 2034 | POE90 | Operational-demand | 6.1177 | NA
VIC | RTS22C | Richmond (CitiPower) 22kV | Citipower | Summer | Coincident_unreconciled | 2035 | POE50 | Operational-demand | 8.5016 | NA
VIC | RTS22C | Richmond (CitiPower) 22kV | Citipower | Summer | Coincident_unreconciled | 2035 | POE90 | Operational-demand | 8.0538 | NA
VIC | RTS22C | Richmond (CitiPower) 22kV | Citipower | Summer | Non-coincident | 2035 | POE50 | Operational-demand | 7.0203 | 47.8355
VIC | RTS22C | Richmond (CitiPower) 22kV | Citipower | Summer | Non-coincident | 2035 | POE90 | Operational-demand | 6.0766 | NA
VIC | RTS22C | Richmond (CitiPower) 22kV | Citipower | Summer | Non-coincident | 2025 | BASEYEARPOE10 | Operational-demand | NA | 44.1666
VIC | RTS22C | Richmond (CitiPower) 22kV | Citipower | Summer | Coincident | 2026 | POE10 | Operational-demand | NA | 38.8297
VIC | RTS22C | Richmond (CitiPower) 22kV | Citipower | Summer | Coincident | 2026 | POE50 | Operational-demand | NA | 37.7577
VIC | RTS22C | Richmond (CitiPower) 22kV | Citipower | Summer | Non-coincident | 2026 | POE10 | Operational-demand | NA | 49.0813
VIC | RTS22C | Richmond (CitiPower) 22kV | Citipower | Summer | Coincident | 2027 | POE10 | Operational-demand | NA | 38.9265
VIC | RTS22C | Richmond (CitiPower) 22kV | Citipower | Summer | Coincident | 2027 | POE50 | Operational-demand | NA | 37.6448
VIC | RTS22C | Richmond (CitiPower) 22kV | Citipower | Summer | Non-coincident | 2027 | POE10 | Operational-demand | NA | 50.4303
VIC | RTS22C | Richmond (CitiPower) 22kV | Citipower | Summer | Coincident | 2028 | POE10 | Operational-demand | NA | 37.9664
VIC | RTS22C | Richmond (CitiPower) 22kV | Citipower | Summer | Coincident | 2028 | POE50 | Operational-demand | NA | 36.4263
VIC | RTS22C | Richmond (CitiPower) 22kV | Citipower | Summer | Non-coincident | 2028 | POE10 | Operational-demand | NA | 50.324
VIC | RTS22C | Richmond (CitiPower) 22kV | Citipower | Summer | Coincident | 2029 | POE10 | Operational-demand | NA | 37.3003
VIC | RTS22C | Richmond (CitiPower) 22kV | Citipower | Summer | Coincident | 2029 | POE50 | Operational-demand | NA | 35.7964
VIC | RTS22C | Richmond (CitiPower) 22kV | Citipower | Summer | Non-coincident | 2029 | POE10 | Operational-demand | NA | 50.2743
VIC | RTS22C | Richmond (CitiPower) 22kV | Citipower | Summer | Coincident | 2030 | POE10 | Operational-demand | NA | 36.7786
VIC | RTS22C | Richmond (CitiPower) 22kV | Citipower | Summer | Coincident | 2030 | POE50 | Operational-demand | NA | 35.1739
VIC | RTS22C | Richmond (CitiPower) 22kV | Citipower | Summer | Non-coincident | 2030 | POE10 | Operational-demand | NA | 50.2477
VIC | RTS22C | Richmond (CitiPower) 22kV | Citipower | Summer | Coincident | 2031 | POE10 | Operational-demand | NA | 35.8838
VIC | RTS22C | Richmond (CitiPower) 22kV | Citipower | Summer | Coincident | 2031 | POE50 | Operational-demand | NA | 34.4732
VIC | RTS22C | Richmond (CitiPower) 22kV | Citipower | Summer | Non-coincident | 2031 | POE10 | Operational-demand | NA | 50.2412
VIC | RTS22C | Richmond (CitiPower) 22kV | Citipower | Summer | Coincident | 2032 | POE10 | Operational-demand | NA | 34.8806
VIC | RTS22C | Richmond (CitiPower) 22kV | Citipower | Summer | Coincident | 2032 | POE50 | Operational-demand | NA | 33.4324
VIC | RTS22C | Richmond (CitiPower) 22kV | Citipower | Summer | Non-coincident | 2032 | POE10 | Operational-demand | NA | 50.2893
VIC | RTS22C | Richmond (CitiPower) 22kV | Citipower | Summer | Coincident | 2033 | POE10 | Operational-demand | NA | 34.1559
VIC | RTS22C | Richmond (CitiPower) 22kV | Citipower | Summer | Coincident | 2033 | POE50 | Operational-demand | NA | 32.4243
VIC | RTS22C | Richmond (CitiPower) 22kV | Citipower | Summer | Non-coincident | 2033 | POE10 | Operational-demand | NA | 50.3822
VIC | RTS22C | Richmond (CitiPower) 22kV | Citipower | Summer | Coincident | 2034 | POE10 | Operational-demand | NA | 33.9002
VIC | RTS22C | Richmond (CitiPower) 22kV | Citipower | Summer | Coincident | 2034 | POE50 | Operational-demand | NA | 32.2064
VIC | RTS22C | Richmond (CitiPower) 22kV | Citipower | Summer | Non-coincident | 2034 | POE10 | Operational-demand | NA | 50.4891
VIC | RTS22C | Richmond (CitiPower) 22kV | Citipower | Summer | Coincident | 2035 | POE10 | Operational-demand | NA | 33.7876
VIC | RTS22C | Richmond (CitiPower) 22kV | Citipower | Summer | Coincident | 2035 | POE50 | Operational-demand | NA | 32.0957
VIC | RTS22C | Richmond (CitiPower) 22kV | Citipower | Summer | Non-coincident | 2035 | POE10 | Operational-demand | NA | 50.5918
VIC | RTS22C | Richmond (CitiPower) 22kV | Citipower | Winter | Coincident | 2018 | ACTUAL_OPG | Operational-demand | NA | 29.7412
VIC | RTS22C | Richmond (CitiPower) 22kV | Citipower | Winter | Coincident | 2018 | ACTUAL_RAW | Operational-demand | NA | 29.7412
VIC | RTS22C | Richmond (CitiPower) 22kV | Citipower | Winter | Non-coincident | 2018 | ACTUAL_RAW | Operational-demand | NA | 33.9273
VIC | RTS22C | Richmond (CitiPower) 22kV | Citipower | Winter | Non-coincident | 2018 | ACTUAL_OPG | Operational-demand | NA | 33.9273
VIC | RTS22C | Richmond (CitiPower) 22kV | Citipower | Winter | Non-coincident | 2018 | ACTUAL_ADJUSTEDOPG | Operational-demand | NA | 33.9273
VIC | RTS22C | Richmond (CitiPower) 22kV | Citipower | Winter | Coincident | 2019 | ACTUAL_OPG | Operational-demand | NA | 31.09
VIC | RTS22C | Richmond (CitiPower) 22kV | Citipower | Winter | Coincident | 2019 | ACTUAL_RAW | Operational-demand | NA | 31.09
VIC | RTS22C | Richmond (CitiPower) 22kV | Citipower | Winter | Non-coincident | 2019 | ACTUAL_RAW | Operational-demand | NA | 36.8322
VIC | RTS22C | Richmond (CitiPower) 22kV | Citipower | Winter | Non-coincident | 2019 | ACTUAL_OPG | Operational-demand | NA | 36.8322
VIC | RTS22C | Richmond (CitiPower) 22kV | Citipower | Winter | Non-coincident | 2019 | ACTUAL_ADJUSTEDOPG | Operational-demand | NA | 36.8322
VIC | RTS22C | Richmond (CitiPower) 22kV | Citipower | Winter | Coincident | 2020 | ACTUAL_OPG | Operational-demand | NA | 29.6518
VIC | RTS22C | Richmond (CitiPower) 22kV | Citipower | Winter | Coincident | 2020 | ACTUAL_RAW | Operational-demand | NA | 29.6518
VIC | RTS22C | Richmond (CitiPower) 22kV | Citipower | Winter | Non-coincident | 2020 | ACTUAL_RAW | Operational-demand | NA | 37.8295
VIC | RTS22C | Richmond (CitiPower) 22kV | Citipower | Winter | Non-coincident | 2020 | ACTUAL_OPG | Operational-demand | NA | 37.8295
VIC | RTS22C | Richmond (CitiPower) 22kV | Citipower | Winter | Non-coincident | 2020 | ACTUAL_ADJUSTEDOPG | Operational-demand | NA | 37.8295
VIC | RTS22C | Richmond (CitiPower) 22kV | Citipower | Winter | Coincident | 2021 | ACTUAL_OPG | Operational-demand | NA | 28.6493
VIC | RTS22C | Richmond (CitiPower) 22kV | Citipower | Winter | Coincident | 2021 | ACTUAL_RAW | Operational-demand | NA | 28.6493
VIC | RTS22C | Richmond (CitiPower) 22kV | Citipower | Winter | Non-coincident | 2021 | ACTUAL_RAW | Operational-demand | NA | 32.3041
VIC | RTS22C | Richmond (CitiPower) 22kV | Citipower | Winter | Non-coincident | 2021 | ACTUAL_OPG | Operational-demand | NA | 32.3041
VIC | RTS22C | Richmond (CitiPower) 22kV | Citipower | Winter | Non-coincident | 2021 | ACTUAL_ADJUSTEDOPG | Operational-demand | NA | 32.3041
VIC | RTS22C | Richmond (CitiPower) 22kV | Citipower | Winter | Coincident | 2022 | ACTUAL_OPG | Operational-demand | NA | 28.5425
VIC | RTS22C | Richmond (CitiPower) 22kV | Citipower | Winter | Coincident | 2022 | ACTUAL_RAW | Operational-demand | NA | 28.5425
VIC | RTS22C | Richmond (CitiPower) 22kV | Citipower | Winter | Non-coincident | 2022 | ACTUAL_RAW | Operational-demand | NA | 34.5307
VIC | RTS22C | Richmond (CitiPower) 22kV | Citipower | Winter | Non-coincident | 2022 | ACTUAL_OPG | Operational-demand | NA | 34.5307
VIC | RTS22C | Richmond (CitiPower) 22kV | Citipower | Winter | Non-coincident | 2022 | ACTUAL_ADJUSTEDOPG | Operational-demand | NA | 34.5307
VIC | RTS22C | Richmond (CitiPower) 22kV | Citipower | Winter | Coincident | 2023 | ACTUAL_OPG | Operational-demand | NA | 30.0379
VIC | RTS22C | Richmond (CitiPower) 22kV | Citipower | Winter | Coincident | 2023 | ACTUAL_RAW | Operational-demand | NA | 30.0379
VIC | RTS22C | Richmond (CitiPower) 22kV | Citipower | Winter | Non-coincident | 2023 | ACTUAL_RAW | Operational-demand | NA | 35.0823
VIC | RTS22C | Richmond (CitiPower) 22kV | Citipower | Winter | Non-coincident | 2023 | ACTUAL_OPG | Operational-demand | NA | 35.0823
VIC | RTS22C | Richmond (CitiPower) 22kV | Citipower | Winter | Non-coincident | 2023 | ACTUAL_ADJUSTEDOPG | Operational-demand | NA | 35.0823
VIC | RTS22C | Richmond (CitiPower) 22kV | Citipower | Winter | Coincident | 2024 | ACTUAL_OPG | Operational-demand | NA | 31.8954
VIC | RTS22C | Richmond (CitiPower) 22kV | Citipower | Winter | Coincident | 2024 | ACTUAL_RAW | Operational-demand | NA | 31.8954
VIC | RTS22C | Richmond (CitiPower) 22kV | Citipower | Winter | Non-coincident | 2024 | ACTUAL_RAW | Operational-demand | NA | 39.5624
VIC | RTS22C | Richmond (CitiPower) 22kV | Citipower | Winter | Non-coincident | 2024 | ACTUAL_OPG | Operational-demand | NA | 39.5624
VIC | RTS22C | Richmond (CitiPower) 22kV | Citipower | Winter | Non-coincident | 2024 | ACTUAL_ADJUSTEDOPG | Operational-demand | NA | 39.5624
VIC | RTS22C | Richmond (CitiPower) 22kV | Citipower | Winter | Coincident | 2025 | POE10 | Operational-demand | NA | 32.1305
VIC | RTS22C | Richmond (CitiPower) 22kV | Citipower | Winter | Coincident | 2025 | POE50 | Operational-demand | NA | 31.6602
VIC | RTS22C | Richmond (CitiPower) 22kV | Citipower | Winter | Non-coincident | 2025 | ACTUAL_RAW | Operational-demand | NA | 37.0476
VIC | RTS22C | Richmond (CitiPower) 22kV | Citipower | Winter | Non-coincident | 2025 | ACTUAL_ADJUSTEDOPG | Operational-demand | NA | 37.0476
VIC | RTS22C | Richmond (CitiPower) 22kV | Citipower | Winter | Non-coincident | 2025 | BASEYEARPOE50 | Operational-demand | NA | 36.9726
VIC | RTS22C | Richmond (CitiPower) 22kV | Citipower | Winter | Non-coincident | 2025 | BASEYEARPOE10 | Operational-demand | NA | 37.9294
VIC | RTS22C | Richmond (CitiPower) 22kV | Citipower | Winter | Non-coincident | 2025 | POE10 | Operational-demand | NA | 38.1534
VIC | RTS22C | Richmond (CitiPower) 22kV | Citipower | Winter | Non-coincident | 2025 | POE50 | Operational-demand | NA | 37.096
VIC | RTS22C | Richmond (CitiPower) 22kV | Citipower | Winter | Coincident | 2026 | POE10 | Operational-demand | NA | 35.9625
VIC | RTS22C | Richmond (CitiPower) 22kV | Citipower | Winter | Coincident | 2026 | POE50 | Operational-demand | NA | 35.4801
VIC | RTS22C | Richmond (CitiPower) 22kV | Citipower | Winter | Non-coincident | 2026 | POE10 | Operational-demand | NA | 43.6511
VIC | RTS22C | Richmond (CitiPower) 22kV | Citipower | Winter | Non-coincident | 2026 | POE50 | Operational-demand | NA | 42.5851
VIC | RTS22C | Richmond (CitiPower) 22kV | Citipower | Winter | Coincident | 2027 | POE10 | Operational-demand | NA | 35.5932
VIC | RTS22C | Richmond (CitiPower) 22kV | Citipower | Winter | Coincident | 2027 | POE50 | Operational-demand | NA | 35.0403
VIC | RTS22C | Richmond (CitiPower) 22kV | Citipower | Winter | Non-coincident | 2027 | POE10 | Operational-demand | NA | 44.555
VIC | RTS22C | Richmond (CitiPower) 22kV | Citipower | Winter | Non-coincident | 2027 | POE50 | Operational-demand | NA | 43.482
VIC | RTS22C | Richmond (CitiPower) 22kV | Citipower | Winter | Coincident | 2028 | POE10 | Operational-demand | NA | 35.1488
VIC | RTS22C | Richmond (CitiPower) 22kV | Citipower | Winter | Coincident | 2028 | POE50 | Operational-demand | NA | 34.6305
VIC | RTS22C | Richmond (CitiPower) 22kV | Citipower | Winter | Non-coincident | 2028 | POE10 | Operational-demand | NA | 44.6641
VIC | RTS22C | Richmond (CitiPower) 22kV | Citipower | Winter | Non-coincident | 2028 | POE50 | Operational-demand | NA | 43.584
VIC | RTS22C | Richmond (CitiPower) 22kV | Citipower | Winter | Coincident | 2029 | POE10 | Operational-demand | NA | 34.9705
VIC | RTS22C | Richmond (CitiPower) 22kV | Citipower | Winter | Coincident | 2029 | POE50 | Operational-demand | NA | 34.4671
VIC | RTS22C | Richmond (CitiPower) 22kV | Citipower | Winter | Non-coincident | 2029 | POE10 | Operational-demand | NA | 44.7927
VIC | RTS22C | Richmond (CitiPower) 22kV | Citipower | Winter | Non-coincident | 2029 | POE50 | Operational-demand | NA | 43.7056
VIC | RTS22C | Richmond (CitiPower) 22kV | Citipower | Winter | Coincident | 2030 | POE10 | Operational-demand | NA | 34.7398
VIC | RTS22C | Richmond (CitiPower) 22kV | Citipower | Winter | Coincident | 2030 | POE50 | Operational-demand | NA | 34.2326
VIC | RTS22C | Richmond (CitiPower) 22kV | Citipower | Winter | Non-coincident | 2030 | POE10 | Operational-demand | NA | 44.9424
VIC | RTS22C | Richmond (CitiPower) 22kV | Citipower | Winter | Non-coincident | 2030 | POE50 | Operational-demand | NA | 43.8483
VIC | RTS22C | Richmond (CitiPower) 22kV | Citipower | Winter | Coincident | 2031 | POE10 | Operational-demand | NA | 34.5646
VIC | RTS22C | Richmond (CitiPower) 22kV | Citipower | Winter | Coincident | 2031 | POE50 | Operational-demand | NA | 34.0618
VIC | RTS22C | Richmond (CitiPower) 22kV | Citipower | Winter | Non-coincident | 2031 | POE10 | Operational-demand | NA | 45.1056
VIC | RTS22C | Richmond (CitiPower) 22kV | Citipower | Winter | Non-coincident | 2031 | POE50 | Operational-demand | NA | 44.0044
VIC | RTS22C | Richmond (CitiPower) 22kV | Citipower | Winter | Coincident | 2032 | POE10 | Operational-demand | NA | 34.1033
VIC | RTS22C | Richmond (CitiPower) 22kV | Citipower | Winter | Coincident | 2032 | POE50 | Operational-demand | NA | 33.5441
VIC | RTS22C | Richmond (CitiPower) 22kV | Citipower | Winter | Non-coincident | 2032 | POE10 | Operational-demand | NA | 45.2995
VIC | RTS22C | Richmond (CitiPower) 22kV | Citipower | Winter | Non-coincident | 2032 | POE50 | Operational-demand | NA | 44.1912
VIC | RTS22C | Richmond (CitiPower) 22kV | Citipower | Winter | Coincident | 2033 | POE10 | Operational-demand | NA | 33.4947
VIC | RTS22C | Richmond (CitiPower) 22kV | Citipower | Winter | Coincident | 2033 | POE50 | Operational-demand | NA | 32.9498
VIC | RTS22C | Richmond (CitiPower) 22kV | Citipower | Winter | Non-coincident | 2033 | POE10 | Operational-demand | NA | 45.5045
VIC | RTS22C | Richmond (CitiPower) 22kV | Citipower | Winter | Non-coincident | 2033 | POE50 | Operational-demand | NA | 44.3891
VIC | RTS22C | Richmond (CitiPower) 22kV | Citipower | Winter | Coincident | 2034 | POE10 | Operational-demand | NA | 33.4832
VIC | RTS22C | Richmond (CitiPower) 22kV | Citipower | Winter | Coincident | 2034 | POE50 | Operational-demand | NA | 32.9569
VIC | RTS22C | Richmond (CitiPower) 22kV | Citipower | Winter | Non-coincident | 2034 | POE10 | Operational-demand | NA | 45.706
VIC | RTS22C | Richmond (CitiPower) 22kV | Citipower | Winter | Non-coincident | 2034 | POE50 | Operational-demand | NA | 44.5836
VIC | RTS66C | Richmond 66kV (Citipower Total) | Citipower | Shoulder | Coincident | 2019 | ACTUAL_OPG | Operational-demand | 133.8168 | NA
VIC | RTS66C | Richmond 66kV (Citipower Total) | Citipower | Shoulder | Coincident | 2019 | ACTUAL_RAW | Operational-demand | 133.8168 | NA
VIC | RTS66C | Richmond 66kV (Citipower Total) | Citipower | Shoulder | Non-coincident | 2019 | ACTUAL_RAW | Operational-demand | 128.7676 | NA
VIC | RTS66C | Richmond 66kV (Citipower Total) | Citipower | Shoulder | Non-coincident | 2019 | ACTUAL_OPG | Operational-demand | 128.7676 | NA
VIC | RTS66C | Richmond 66kV (Citipower Total) | Citipower | Shoulder | Non-coincident | 2019 | ACTUAL_ADJUSTEDOPG | Operational-demand | 128.7676 | NA
VIC | RTS66C | Richmond 66kV (Citipower Total) | Citipower | Shoulder | Coincident | 2020 | ACTUAL_OPG | Operational-demand | 179.9222 | NA
VIC | RTS66C | Richmond 66kV (Citipower Total) | Citipower | Shoulder | Coincident | 2020 | ACTUAL_RAW | Operational-demand | 179.9222 | NA
VIC | RTS66C | Richmond 66kV (Citipower Total) | Citipower | Shoulder | Non-coincident | 2020 | ACTUAL_RAW | Operational-demand | 123.4127 | NA
VIC | RTS66C | Richmond 66kV (Citipower Total) | Citipower | Shoulder | Non-coincident | 2020 | ACTUAL_OPG | Operational-demand | 123.4127 | NA
VIC | RTS66C | Richmond 66kV (Citipower Total) | Citipower | Shoulder | Non-coincident | 2020 | ACTUAL_ADJUSTEDOPG | Operational-demand | 123.4127 | NA
VIC | RTS66C | Richmond 66kV (Citipower Total) | Citipower | Shoulder | Coincident | 2021 | ACTUAL_OPG | Operational-demand | 129.2149 | NA
VIC | RTS66C | Richmond 66kV (Citipower Total) | Citipower | Shoulder | Coincident | 2021 | ACTUAL_RAW | Operational-demand | 129.2149 | NA
VIC | RTS66C | Richmond 66kV (Citipower Total) | Citipower | Shoulder | Non-coincident | 2021 | ACTUAL_RAW | Operational-demand | 96.9192 | NA
VIC | RTS66C | Richmond 66kV (Citipower Total) | Citipower | Shoulder | Non-coincident | 2021 | ACTUAL_OPG | Operational-demand | 96.9192 | NA
VIC | RTS66C | Richmond 66kV (Citipower Total) | Citipower | Shoulder | Non-coincident | 2021 | ACTUAL_ADJUSTEDOPG | Operational-demand | 96.9192 | NA
VIC | RTS66C | Richmond 66kV (Citipower Total) | Citipower | Shoulder | Coincident | 2022 | ACTUAL_OPG | Operational-demand | 137.0332 | NA
VIC | RTS66C | Richmond 66kV (Citipower Total) | Citipower | Shoulder | Coincident | 2022 | ACTUAL_RAW | Operational-demand | 137.0332 | NA
VIC | RTS66C | Richmond 66kV (Citipower Total) | Citipower | Shoulder | Non-coincident | 2022 | ACTUAL_RAW | Operational-demand | 101.8147 | NA
VIC | RTS66C | Richmond 66kV (Citipower Total) | Citipower | Shoulder | Non-coincident | 2022 | ACTUAL_OPG | Operational-demand | 101.8147 | NA
VIC | RTS66C | Richmond 66kV (Citipower Total) | Citipower | Shoulder | Non-coincident | 2022 | ACTUAL_ADJUSTEDOPG | Operational-demand | 101.8147 | NA
VIC | RTS66C | Richmond 66kV (Citipower Total) | Citipower | Shoulder | Coincident | 2023 | ACTUAL_OPG | Operational-demand | 131.733 | NA
VIC | RTS66C | Richmond 66kV (Citipower Total) | Citipower | Shoulder | Coincident | 2023 | ACTUAL_RAW | Operational-demand | 131.733 | NA
VIC | RTS66C | Richmond 66kV (Citipower Total) | Citipower | Shoulder | Non-coincident | 2023 | ACTUAL_RAW | Operational-demand | 98.1525 | NA
VIC | RTS66C | Richmond 66kV (Citipower Total) | Citipower | Shoulder | Non-coincident | 2023 | ACTUAL_OPG | Operational-demand | 98.1525 | NA
VIC | RTS66C | Richmond 66kV (Citipower Total) | Citipower | Shoulder | Non-coincident | 2023 | ACTUAL_ADJUSTEDOPG | Operational-demand | 98.1525 | NA
VIC | RTS66C | Richmond 66kV (Citipower Total) | Citipower | Shoulder | Coincident | 2024 | ACTUAL_OPG | Operational-demand | 128.6174 | NA
VIC | RTS66C | Richmond 66kV (Citipower Total) | Citipower | Shoulder | Coincident | 2024 | ACTUAL_RAW | Operational-demand | 128.6174 | NA
VIC | RTS66C | Richmond 66kV (Citipower Total) | Citipower | Shoulder | Non-coincident | 2024 | ACTUAL_RAW | Operational-demand | 97.6619 | NA
VIC | RTS66C | Richmond 66kV (Citipower Total) | Citipower | Shoulder | Non-coincident | 2024 | ACTUAL_OPG | Operational-demand | 97.6619 | NA
VIC | RTS66C | Richmond 66kV (Citipower Total) | Citipower | Shoulder | Non-coincident | 2024 | ACTUAL_ADJUSTEDOPG | Operational-demand | 97.6619 | NA
VIC | RTS66C | Richmond 66kV (Citipower Total) | Citipower | Shoulder | Coincident | 2025 | ACTUAL_OPG | Operational-demand | 130.0376 | NA
VIC | RTS66C | Richmond 66kV (Citipower Total) | Citipower | Shoulder | Coincident | 2025 | ACTUAL_RAW | Operational-demand | 130.0376 | NA
VIC | RTS66C | Richmond 66kV (Citipower Total) | Citipower | Shoulder | Non-coincident | 2025 | ACTUAL_RAW | Operational-demand | 100.5176 | NA
VIC | RTS66C | Richmond 66kV (Citipower Total) | Citipower | Shoulder | Non-coincident | 2025 | ACTUAL_OPG | Operational-demand | 100.5176 | NA
VIC | RTS66C | Richmond 66kV (Citipower Total) | Citipower | Shoulder | Non-coincident | 2025 | ACTUAL_ADJUSTEDOPG | Operational-demand | 100.5176 | NA
VIC | RTS66C | Richmond 66kV (Citipower Total) | Citipower | Shoulder | Non-coincident | 2025 | BASEYEARPOE90 | Operational-demand | 72.5128 | NA
VIC | RTS66C | Richmond 66kV (Citipower Total) | Citipower | Shoulder | Non-coincident | 2025 | BASEYEARPOE50 | Operational-demand | 80.4113 | NA
VIC | RTS66C | Richmond 66kV (Citipower Total) | Citipower | Shoulder | Coincident_unreconciled | 2026 | POE50 | Operational-demand | 130 | NA
VIC | RTS66C | Richmond 66kV (Citipower Total) | Citipower | Shoulder | Coincident_unreconciled | 2026 | POE90 | Operational-demand | 126.1547 | NA
VIC | RTS66C | Richmond 66kV (Citipower Total) | Citipower | Shoulder | Non-coincident | 2026 | POE90 | Operational-demand | 95 | NA
VIC | RTS66C | Richmond 66kV (Citipower Total) | Citipower | Shoulder | Non-coincident | 2026 | POE50 | Operational-demand | 100 | NA
VIC | RTS66C | Richmond 66kV (Citipower Total) | Citipower | Shoulder | Coincident_unreconciled | 2027 | POE50 | Operational-demand | 116.8554 | NA
VIC | RTS66C | Richmond 66kV (Citipower Total) | Citipower | Shoulder | Coincident_unreconciled | 2027 | POE90 | Operational-demand | 112.985 | NA
VIC | RTS66C | Richmond 66kV (Citipower Total) | Citipower | Shoulder | Non-coincident | 2027 | POE90 | Operational-demand | 96.9257 | NA
VIC | RTS66C | Richmond 66kV (Citipower Total) | Citipower | Shoulder | Non-coincident | 2027 | POE50 | Operational-demand | 101.9289 | NA
VIC | RTS66C | Richmond 66kV (Citipower Total) | Citipower | Shoulder | Coincident_unreconciled | 2028 | POE50 | Operational-demand | 105.5937 | NA
VIC | RTS66C | Richmond 66kV (Citipower Total) | Citipower | Shoulder | Coincident_unreconciled | 2028 | POE90 | Operational-demand | 101.7005 | NA
VIC | RTS66C | Richmond 66kV (Citipower Total) | Citipower | Shoulder | Non-coincident | 2028 | POE90 | Operational-demand | 98.8903 | NA
VIC | RTS66C | Richmond 66kV (Citipower Total) | Citipower | Shoulder | Non-coincident | 2028 | POE50 | Operational-demand | 103.895 | NA
VIC | RTS66C | Richmond 66kV (Citipower Total) | Citipower | Shoulder | Coincident_unreconciled | 2029 | POE50 | Operational-demand | 95.2607 | NA
VIC | RTS66C | Richmond 66kV (Citipower Total) | Citipower | Shoulder | Coincident_unreconciled | 2029 | POE90 | Operational-demand | 91.3446 | NA
VIC | RTS66C | Richmond 66kV (Citipower Total) | Citipower | Shoulder | Non-coincident | 2029 | POE90 | Operational-demand | 100.8948 | NA
VIC | RTS66C | Richmond 66kV (Citipower Total) | Citipower | Shoulder | Non-coincident | 2029 | POE50 | Operational-demand | 105.899 | NA
VIC | RTS66C | Richmond 66kV (Citipower Total) | Citipower | Shoulder | Coincident_unreconciled | 2030 | POE50 | Operational-demand | 85.6546 | NA
VIC | RTS66C | Richmond 66kV (Citipower Total) | Citipower | Shoulder | Coincident_unreconciled | 2030 | POE90 | Operational-demand | 81.7157 | NA
VIC | RTS66C | Richmond 66kV (Citipower Total) | Citipower | Shoulder | Non-coincident | 2030 | POE90 | Operational-demand | 102.94 | NA
VIC | RTS66C | Richmond 66kV (Citipower Total) | Citipower | Shoulder | Non-coincident | 2030 | POE50 | Operational-demand | 107.9417 | NA
VIC | RTS66C | Richmond 66kV (Citipower Total) | Citipower | Shoulder | Coincident_unreconciled | 2031 | POE50 | Operational-demand | 76.1493 | NA
VIC | RTS66C | Richmond 66kV (Citipower Total) | Citipower | Shoulder | Coincident_unreconciled | 2031 | POE90 | Operational-demand | 72.1875 | NA
VIC | RTS66C | Richmond 66kV (Citipower Total) | Citipower | Shoulder | Non-coincident | 2031 | POE90 | Operational-demand | 105.0266 | NA
VIC | RTS66C | Richmond 66kV (Citipower Total) | Citipower | Shoulder | Non-coincident | 2031 | POE50 | Operational-demand | 110.0238 | NA
VIC | RTS66C | Richmond 66kV (Citipower Total) | Citipower | Shoulder | Coincident_unreconciled | 2032 | POE50 | Operational-demand | 68.3033 | NA
VIC | RTS66C | Richmond 66kV (Citipower Total) | Citipower | Shoulder | Coincident_unreconciled | 2032 | POE90 | Operational-demand | 64.3188 | NA
VIC | RTS66C | Richmond 66kV (Citipower Total) | Citipower | Shoulder | Non-coincident | 2032 | POE90 | Operational-demand | 107.1555 | NA
VIC | RTS66C | Richmond 66kV (Citipower Total) | Citipower | Shoulder | Non-coincident | 2032 | POE50 | Operational-demand | 112.1461 | NA
VIC | RTS66C | Richmond 66kV (Citipower Total) | Citipower | Shoulder | Coincident_unreconciled | 2033 | POE50 | Operational-demand | 61.8529 | NA
VIC | RTS66C | Richmond 66kV (Citipower Total) | Citipower | Shoulder | Coincident_unreconciled | 2033 | POE90 | Operational-demand | 57.8457 | NA
VIC | RTS66C | Richmond 66kV (Citipower Total) | Citipower | Shoulder | Non-coincident | 2033 | POE90 | Operational-demand | 109.3275 | NA
VIC | RTS66C | Richmond 66kV (Citipower Total) | Citipower | Shoulder | Non-coincident | 2033 | POE50 | Operational-demand | 114.3093 | NA
VIC | RTS66C | Richmond 66kV (Citipower Total) | Citipower | Shoulder | Coincident_unreconciled | 2034 | POE50 | Operational-demand | 55.6209 | NA
VIC | RTS66C | Richmond 66kV (Citipower Total) | Citipower | Shoulder | Coincident_unreconciled | 2034 | POE90 | Operational-demand | 51.5909 | NA
VIC | RTS66C | Richmond 66kV (Citipower Total) | Citipower | Shoulder | Non-coincident | 2034 | POE90 | Operational-demand | 111.5436 | NA
VIC | RTS66C | Richmond 66kV (Citipower Total) | Citipower | Shoulder | Non-coincident | 2034 | POE50 | Operational-demand | 116.5142 | NA
VIC | RTS66C | Richmond 66kV (Citipower Total) | Citipower | Shoulder | Coincident_unreconciled | 2035 | POE50 | Operational-demand | 49.0128 | NA
VIC | RTS66C | Richmond 66kV (Citipower Total) | Citipower | Shoulder | Coincident_unreconciled | 2035 | POE90 | Operational-demand | 44.96 | NA
VIC | RTS66C | Richmond 66kV (Citipower Total) | Citipower | Shoulder | Non-coincident | 2035 | POE90 | Operational-demand | 113.8046 | NA
VIC | RTS66C | Richmond 66kV (Citipower Total) | Citipower | Shoulder | Non-coincident | 2035 | POE50 | Operational-demand | 118.7616 | NA
VIC | RTS66C | Richmond 66kV (Citipower Total) | Citipower | Summer | Coincident | 2019 | ACTUAL_OPG | Operational-demand | 133.8203 | 478.7535
VIC | RTS66C | Richmond 66kV (Citipower Total) | Citipower | Summer | Coincident | 2019 | ACTUAL_RAW | Operational-demand | 133.8203 | 478.7535
VIC | RTS66C | Richmond 66kV (Citipower Total) | Citipower | Summer | Non-coincident | 2019 | ACTUAL_RAW | Operational-demand | 124.2803 | 497.8306
VIC | RTS66C | Richmond 66kV (Citipower Total) | Citipower | Summer | Non-coincident | 2019 | ACTUAL_OPG | Operational-demand | 124.2803 | 497.8306
VIC | RTS66C | Richmond 66kV (Citipower Total) | Citipower | Summer | Non-coincident | 2019 | ACTUAL_ADJUSTEDOPG | Operational-demand | 124.2803 | 497.8306
VIC | RTS66C | Richmond 66kV (Citipower Total) | Citipower | Summer | Coincident | 2020 | ACTUAL_OPG | Operational-demand | 187.6938 | 480.7456
VIC | RTS66C | Richmond 66kV (Citipower Total) | Citipower | Summer | Coincident | 2020 | ACTUAL_RAW | Operational-demand | 187.6938 | 480.7456
VIC | RTS66C | Richmond 66kV (Citipower Total) | Citipower | Summer | Non-coincident | 2020 | ACTUAL_RAW | Operational-demand | 127.9496 | 499.9637
VIC | RTS66C | Richmond 66kV (Citipower Total) | Citipower | Summer | Non-coincident | 2020 | ACTUAL_OPG | Operational-demand | 127.9496 | 499.9637
VIC | RTS66C | Richmond 66kV (Citipower Total) | Citipower | Summer | Non-coincident | 2020 | ACTUAL_ADJUSTEDOPG | Operational-demand | 127.9496 | 499.9637
VIC | RTS66C | Richmond 66kV (Citipower Total) | Citipower | Summer | Coincident | 2021 | ACTUAL_OPG | Operational-demand | 117.6515 | 285.3639
VIC | RTS66C | Richmond 66kV (Citipower Total) | Citipower | Summer | Coincident | 2021 | ACTUAL_RAW | Operational-demand | 117.6515 | 285.3639
VIC | RTS66C | Richmond 66kV (Citipower Total) | Citipower | Summer | Non-coincident | 2021 | ACTUAL_RAW | Operational-demand | 95.4395 | 320.1566
VIC | RTS66C | Richmond 66kV (Citipower Total) | Citipower | Summer | Non-coincident | 2021 | ACTUAL_OPG | Operational-demand | 95.4395 | 320.1566
VIC | RTS66C | Richmond 66kV (Citipower Total) | Citipower | Summer | Non-coincident | 2021 | ACTUAL_ADJUSTEDOPG | Operational-demand | 95.4395 | 320.1566
VIC | RTS66C | Richmond 66kV (Citipower Total) | Citipower | Summer | Coincident | 2022 | ACTUAL_OPG | Operational-demand | 142.4547 | 315.9705
VIC | RTS66C | Richmond 66kV (Citipower Total) | Citipower | Summer | Coincident | 2022 | ACTUAL_RAW | Operational-demand | 142.4547 | 315.9705
VIC | RTS66C | Richmond 66kV (Citipower Total) | Citipower | Summer | Non-coincident | 2022 | ACTUAL_RAW | Operational-demand | 102.265 | 362.4386
VIC | RTS66C | Richmond 66kV (Citipower Total) | Citipower | Summer | Non-coincident | 2022 | ACTUAL_OPG | Operational-demand | 102.265 | 362.4386
VIC | RTS66C | Richmond 66kV (Citipower Total) | Citipower | Summer | Non-coincident | 2022 | ACTUAL_ADJUSTEDOPG | Operational-demand | 102.265 | 362.4386
VIC | RTS66C | Richmond 66kV (Citipower Total) | Citipower | Summer | Coincident | 2023 | ACTUAL_OPG | Operational-demand | 130.4532 | 290.9476
VIC | RTS66C | Richmond 66kV (Citipower Total) | Citipower | Summer | Coincident | 2023 | ACTUAL_RAW | Operational-demand | 130.4532 | 290.9476
VIC | RTS66C | Richmond 66kV (Citipower Total) | Citipower | Summer | Non-coincident | 2023 | ACTUAL_RAW | Operational-demand | 83.9703 | 341.3431
VIC | RTS66C | Richmond 66kV (Citipower Total) | Citipower | Summer | Non-coincident | 2023 | ACTUAL_OPG | Operational-demand | 83.9703 | 341.3431
VIC | RTS66C | Richmond 66kV (Citipower Total) | Citipower | Summer | Non-coincident | 2023 | ACTUAL_ADJUSTEDOPG | Operational-demand | 83.9703 | 341.3431
VIC | RTS66C | Richmond 66kV (Citipower Total) | Citipower | Summer | Coincident | 2024 | ACTUAL_OPG | Operational-demand | 113.246 | 349.7796
VIC | RTS66C | Richmond 66kV (Citipower Total) | Citipower | Summer | Coincident | 2024 | ACTUAL_RAW | Operational-demand | 113.246 | 349.7796
VIC | RTS66C | Richmond 66kV (Citipower Total) | Citipower | Summer | Non-coincident | 2024 | ACTUAL_RAW | Operational-demand | 95.1939 | 352.7703
VIC | RTS66C | Richmond 66kV (Citipower Total) | Citipower | Summer | Non-coincident | 2024 | ACTUAL_OPG | Operational-demand | 95.1939 | 352.7703
VIC | RTS66C | Richmond 66kV (Citipower Total) | Citipower | Summer | Non-coincident | 2024 | ACTUAL_ADJUSTEDOPG | Operational-demand | 95.1939 | 352.7703
VIC | RTS66C | Richmond 66kV (Citipower Total) | Citipower | Summer | Coincident | 2025 | ACTUAL_OPG | Operational-demand | 119.4436 | 361.1911
VIC | RTS66C | Richmond 66kV (Citipower Total) | Citipower | Summer | Coincident | 2025 | ACTUAL_RAW | Operational-demand | 119.4436 | 361.1911
VIC | RTS66C | Richmond 66kV (Citipower Total) | Citipower | Summer | Non-coincident | 2025 | ACTUAL_RAW | Operational-demand | 97.0342 | 363.181
VIC | RTS66C | Richmond 66kV (Citipower Total) | Citipower | Summer | Non-coincident | 2025 | ACTUAL_OPG | Operational-demand | 97.0342 | 363.181
VIC | RTS66C | Richmond 66kV (Citipower Total) | Citipower | Summer | Non-coincident | 2025 | ACTUAL_ADJUSTEDOPG | Operational-demand | 97.0342 | 363.181
VIC | RTS66C | Richmond 66kV (Citipower Total) | Citipower | Summer | Non-coincident | 2025 | BASEYEARPOE90 | Operational-demand | 77.0214 | NA
VIC | RTS66C | Richmond 66kV (Citipower Total) | Citipower | Summer | Non-coincident | 2025 | BASEYEARPOE50 | Operational-demand | 81.8048 | 396.4248
VIC | RTS66C | Richmond 66kV (Citipower Total) | Citipower | Summer | Coincident_unreconciled | 2026 | POE50 | Operational-demand | 120 | NA
VIC | RTS66C | Richmond 66kV (Citipower Total) | Citipower | Summer | Coincident_unreconciled | 2026 | POE90 | Operational-demand | 116.7303 | NA
VIC | RTS66C | Richmond 66kV (Citipower Total) | Citipower | Summer | Non-coincident | 2026 | POE90 | Operational-demand | 90 | NA
VIC | RTS66C | Richmond 66kV (Citipower Total) | Citipower | Summer | Non-coincident | 2026 | POE50 | Operational-demand | 95 | 430
VIC | RTS66C | Richmond 66kV (Citipower Total) | Citipower | Summer | Coincident_unreconciled | 2027 | POE50 | Operational-demand | 106.1154 | NA
VIC | RTS66C | Richmond 66kV (Citipower Total) | Citipower | Summer | Coincident_unreconciled | 2027 | POE90 | Operational-demand | 102.8245 | NA
VIC | RTS66C | Richmond 66kV (Citipower Total) | Citipower | Summer | Non-coincident | 2027 | POE90 | Operational-demand | 91.8243 | NA
VIC | RTS66C | Richmond 66kV (Citipower Total) | Citipower | Summer | Non-coincident | 2027 | POE50 | Operational-demand | 96.8325 | 429.0395
VIC | RTS66C | Richmond 66kV (Citipower Total) | Citipower | Summer | Coincident_unreconciled | 2028 | POE50 | Operational-demand | 94.2035 | NA
VIC | RTS66C | Richmond 66kV (Citipower Total) | Citipower | Summer | Coincident_unreconciled | 2028 | POE90 | Operational-demand | 90.8931 | NA
VIC | RTS66C | Richmond 66kV (Citipower Total) | Citipower | Summer | Non-coincident | 2028 | POE90 | Operational-demand | 93.6856 | NA
VIC | RTS66C | Richmond 66kV (Citipower Total) | Citipower | Summer | Non-coincident | 2028 | POE50 | Operational-demand | 98.7003 | 424.6884
VIC | RTS66C | Richmond 66kV (Citipower Total) | Citipower | Summer | Coincident_unreconciled | 2029 | POE50 | Operational-demand | 83.2071 | NA
VIC | RTS66C | Richmond 66kV (Citipower Total) | Citipower | Summer | Coincident_unreconciled | 2029 | POE90 | Operational-demand | 79.8773 | NA
VIC | RTS66C | Richmond 66kV (Citipower Total) | Citipower | Summer | Non-coincident | 2029 | POE90 | Operational-demand | 95.5846 | NA
VIC | RTS66C | Richmond 66kV (Citipower Total) | Citipower | Summer | Non-coincident | 2029 | POE50 | Operational-demand | 100.6041 | 420.8697
VIC | RTS66C | Richmond 66kV (Citipower Total) | Citipower | Summer | Coincident_unreconciled | 2030 | POE50 | Operational-demand | 72.9322 | NA
VIC | RTS66C | Richmond 66kV (Citipower Total) | Citipower | Summer | Coincident_unreconciled | 2030 | POE90 | Operational-demand | 69.583 | NA
VIC | RTS66C | Richmond 66kV (Citipower Total) | Citipower | Summer | Non-coincident | 2030 | POE90 | Operational-demand | 97.5221 | NA
VIC | RTS66C | Richmond 66kV (Citipower Total) | Citipower | Summer | Non-coincident | 2030 | POE50 | Operational-demand | 102.5446 | 417.5353
VIC | RTS66C | Richmond 66kV (Citipower Total) | Citipower | Summer | Coincident_unreconciled | 2031 | POE50 | Operational-demand | 62.7981 | NA
VIC | RTS66C | Richmond 66kV (Citipower Total) | Citipower | Summer | Coincident_unreconciled | 2031 | POE90 | Operational-demand | 59.4294 | NA
VIC | RTS66C | Richmond 66kV (Citipower Total) | Citipower | Summer | Non-coincident | 2031 | POE90 | Operational-demand | 99.4989 | NA
VIC | RTS66C | Richmond 66kV (Citipower Total) | Citipower | Summer | Non-coincident | 2031 | POE50 | Operational-demand | 104.5226 | 414.3763
VIC | RTS66C | Richmond 66kV (Citipower Total) | Citipower | Summer | Coincident_unreconciled | 2032 | POE50 | Operational-demand | 54.5221 | NA
VIC | RTS66C | Richmond 66kV (Citipower Total) | Citipower | Summer | Coincident_unreconciled | 2032 | POE90 | Operational-demand | 51.134 | NA
VIC | RTS66C | Richmond 66kV (Citipower Total) | Citipower | Summer | Non-coincident | 2032 | POE90 | Operational-demand | 101.5157 | NA
VIC | RTS66C | Richmond 66kV (Citipower Total) | Citipower | Summer | Non-coincident | 2032 | POE50 | Operational-demand | 106.5388 | 412.2741
VIC | RTS66C | Richmond 66kV (Citipower Total) | Citipower | Summer | Coincident_unreconciled | 2033 | POE50 | Operational-demand | 47.7656 | NA
VIC | RTS66C | Richmond 66kV (Citipower Total) | Citipower | Summer | Coincident_unreconciled | 2033 | POE90 | Operational-demand | 44.3582 | NA
VIC | RTS66C | Richmond 66kV (Citipower Total) | Citipower | Summer | Non-coincident | 2033 | POE90 | Operational-demand | 103.5734 | NA
VIC | RTS66C | Richmond 66kV (Citipower Total) | Citipower | Summer | Non-coincident | 2033 | POE50 | Operational-demand | 108.5938 | 411.0397
VIC | RTS66C | Richmond 66kV (Citipower Total) | Citipower | Summer | Coincident_unreconciled | 2034 | POE50 | Operational-demand | 41.2607 | NA
VIC | RTS66C | Richmond 66kV (Citipower Total) | Citipower | Summer | Coincident_unreconciled | 2034 | POE90 | Operational-demand | 37.834 | NA
VIC | RTS66C | Richmond 66kV (Citipower Total) | Citipower | Summer | Non-coincident | 2034 | POE90 | Operational-demand | 105.6729 | NA
VIC | RTS66C | Richmond 66kV (Citipower Total) | Citipower | Summer | Non-coincident | 2034 | POE50 | Operational-demand | 110.6885 | 409.9804
VIC | RTS66C | Richmond 66kV (Citipower Total) | Citipower | Summer | Coincident_unreconciled | 2035 | POE50 | Operational-demand | 34.3978 | NA
VIC | RTS66C | Richmond 66kV (Citipower Total) | Citipower | Summer | Coincident_unreconciled | 2035 | POE90 | Operational-demand | 30.9518 | NA
VIC | RTS66C | Richmond 66kV (Citipower Total) | Citipower | Summer | Non-coincident | 2035 | POE90 | Operational-demand | 107.8148 | NA
VIC | RTS66C | Richmond 66kV (Citipower Total) | Citipower | Summer | Non-coincident | 2035 | POE50 | Operational-demand | 112.8235 | 408.7696
VIC | RTS66C | Richmond 66kV (Citipower Total) | Citipower | Summer | Non-coincident | 2025 | BASEYEARPOE10 | Operational-demand | NA | 441.2579
VIC | RTS66C | Richmond 66kV (Citipower Total) | Citipower | Summer | Coincident | 2026 | POE10 | Operational-demand | NA | 430.2701
VIC | RTS66C | Richmond 66kV (Citipower Total) | Citipower | Summer | Coincident | 2026 | POE50 | Operational-demand | NA | 412.2441
VIC | RTS66C | Richmond 66kV (Citipower Total) | Citipower | Summer | Non-coincident | 2026 | POE10 | Operational-demand | NA | 481.9034
VIC | RTS66C | Richmond 66kV (Citipower Total) | Citipower | Summer | Coincident | 2027 | POE10 | Operational-demand | NA | 420.1128
VIC | RTS66C | Richmond 66kV (Citipower Total) | Citipower | Summer | Coincident | 2027 | POE50 | Operational-demand | NA | 395.7432
VIC | RTS66C | Richmond 66kV (Citipower Total) | Citipower | Summer | Non-coincident | 2027 | POE10 | Operational-demand | NA | 481.281
VIC | RTS66C | Richmond 66kV (Citipower Total) | Citipower | Summer | Coincident | 2028 | POE10 | Operational-demand | NA | 408.1652
VIC | RTS66C | Richmond 66kV (Citipower Total) | Citipower | Summer | Coincident | 2028 | POE50 | Operational-demand | NA | 381.2662
VIC | RTS66C | Richmond 66kV (Citipower Total) | Citipower | Summer | Non-coincident | 2028 | POE10 | Operational-demand | NA | 477.2382
VIC | RTS66C | Richmond 66kV (Citipower Total) | Citipower | Summer | Coincident | 2029 | POE10 | Operational-demand | NA | 399.4087
VIC | RTS66C | Richmond 66kV (Citipower Total) | Citipower | Summer | Coincident | 2029 | POE50 | Operational-demand | NA | 373.007
VIC | RTS66C | Richmond 66kV (Citipower Total) | Citipower | Summer | Non-coincident | 2029 | POE10 | Operational-demand | NA | 473.7277
VIC | RTS66C | Richmond 66kV (Citipower Total) | Citipower | Summer | Coincident | 2030 | POE10 | Operational-demand | NA | 392.4214
VIC | RTS66C | Richmond 66kV (Citipower Total) | Citipower | Summer | Coincident | 2030 | POE50 | Operational-demand | NA | 365.0595
VIC | RTS66C | Richmond 66kV (Citipower Total) | Citipower | Summer | Non-coincident | 2030 | POE10 | Operational-demand | NA | 470.7014
VIC | RTS66C | Richmond 66kV (Citipower Total) | Citipower | Summer | Coincident | 2031 | POE10 | Operational-demand | NA | 381.4903
VIC | RTS66C | Richmond 66kV (Citipower Total) | Citipower | Summer | Coincident | 2031 | POE50 | Operational-demand | NA | 356.3425
VIC | RTS66C | Richmond 66kV (Citipower Total) | Citipower | Summer | Non-coincident | 2031 | POE10 | Operational-demand | NA | 467.8506
VIC | RTS66C | Richmond 66kV (Citipower Total) | Citipower | Summer | Coincident | 2032 | POE10 | Operational-demand | NA | 369.7356
VIC | RTS66C | Richmond 66kV (Citipower Total) | Citipower | Summer | Coincident | 2032 | POE50 | Operational-demand | NA | 344.4504
VIC | RTS66C | Richmond 66kV (Citipower Total) | Citipower | Summer | Non-coincident | 2032 | POE10 | Operational-demand | NA | 466.056
VIC | RTS66C | Richmond 66kV (Citipower Total) | Citipower | Summer | Coincident | 2033 | POE10 | Operational-demand | NA | 361.1913
VIC | RTS66C | Richmond 66kV (Citipower Total) | Citipower | Summer | Coincident | 2033 | POE50 | Operational-demand | NA | 333.1783
VIC | RTS66C | Richmond 66kV (Citipower Total) | Citipower | Summer | Non-coincident | 2033 | POE10 | Operational-demand | NA | 465.1287
VIC | RTS66C | Richmond 66kV (Citipower Total) | Citipower | Summer | Coincident | 2034 | POE10 | Operational-demand | NA | 357.646
VIC | RTS66C | Richmond 66kV (Citipower Total) | Citipower | Summer | Coincident | 2034 | POE50 | Operational-demand | NA | 330.0758
VIC | RTS66C | Richmond 66kV (Citipower Total) | Citipower | Summer | Non-coincident | 2034 | POE10 | Operational-demand | NA | 464.3766
VIC | RTS66C | Richmond 66kV (Citipower Total) | Citipower | Summer | Coincident | 2035 | POE10 | Operational-demand | NA | 355.5663
VIC | RTS66C | Richmond 66kV (Citipower Total) | Citipower | Summer | Coincident | 2035 | POE50 | Operational-demand | NA | 328.027
VIC | RTS66C | Richmond 66kV (Citipower Total) | Citipower | Summer | Non-coincident | 2035 | POE10 | Operational-demand | NA | 463.473
VIC | RTS66C | Richmond 66kV (Citipower Total) | Citipower | Winter | Coincident | 2018 | ACTUAL_OPG | Operational-demand | NA | 335.902
VIC | RTS66C | Richmond 66kV (Citipower Total) | Citipower | Winter | Coincident | 2018 | ACTUAL_RAW | Operational-demand | NA | 335.902
VIC | RTS66C | Richmond 66kV (Citipower Total) | Citipower | Winter | Non-coincident | 2018 | ACTUAL_RAW | Operational-demand | NA | 346.4263
VIC | RTS66C | Richmond 66kV (Citipower Total) | Citipower | Winter | Non-coincident | 2018 | ACTUAL_OPG | Operational-demand | NA | 346.4263
VIC | RTS66C | Richmond 66kV (Citipower Total) | Citipower | Winter | Non-coincident | 2018 | ACTUAL_ADJUSTEDOPG | Operational-demand | NA | 346.4263
VIC | RTS66C | Richmond 66kV (Citipower Total) | Citipower | Winter | Coincident | 2019 | ACTUAL_OPG | Operational-demand | NA | 326.7085
VIC | RTS66C | Richmond 66kV (Citipower Total) | Citipower | Winter | Coincident | 2019 | ACTUAL_RAW | Operational-demand | NA | 326.7085
VIC | RTS66C | Richmond 66kV (Citipower Total) | Citipower | Winter | Non-coincident | 2019 | ACTUAL_RAW | Operational-demand | NA | 346.5782
VIC | RTS66C | Richmond 66kV (Citipower Total) | Citipower | Winter | Non-coincident | 2019 | ACTUAL_OPG | Operational-demand | NA | 346.5782
VIC | RTS66C | Richmond 66kV (Citipower Total) | Citipower | Winter | Non-coincident | 2019 | ACTUAL_ADJUSTEDOPG | Operational-demand | NA | 346.5782
VIC | RTS66C | Richmond 66kV (Citipower Total) | Citipower | Winter | Coincident | 2020 | ACTUAL_OPG | Operational-demand | NA | 313.7332
VIC | RTS66C | Richmond 66kV (Citipower Total) | Citipower | Winter | Coincident | 2020 | ACTUAL_RAW | Operational-demand | NA | 313.7332
VIC | RTS66C | Richmond 66kV (Citipower Total) | Citipower | Winter | Non-coincident | 2020 | ACTUAL_RAW | Operational-demand | NA | 323.0566
VIC | RTS66C | Richmond 66kV (Citipower Total) | Citipower | Winter | Non-coincident | 2020 | ACTUAL_OPG | Operational-demand | NA | 323.0566
VIC | RTS66C | Richmond 66kV (Citipower Total) | Citipower | Winter | Non-coincident | 2020 | ACTUAL_ADJUSTEDOPG | Operational-demand | NA | 323.0566
VIC | RTS66C | Richmond 66kV (Citipower Total) | Citipower | Winter | Coincident | 2021 | ACTUAL_OPG | Operational-demand | NA | 281.1404
VIC | RTS66C | Richmond 66kV (Citipower Total) | Citipower | Winter | Coincident | 2021 | ACTUAL_RAW | Operational-demand | NA | 281.1404
VIC | RTS66C | Richmond 66kV (Citipower Total) | Citipower | Winter | Non-coincident | 2021 | ACTUAL_RAW | Operational-demand | NA | 284.021
VIC | RTS66C | Richmond 66kV (Citipower Total) | Citipower | Winter | Non-coincident | 2021 | ACTUAL_OPG | Operational-demand | NA | 284.021
VIC | RTS66C | Richmond 66kV (Citipower Total) | Citipower | Winter | Non-coincident | 2021 | ACTUAL_ADJUSTEDOPG | Operational-demand | NA | 284.021
VIC | RTS66C | Richmond 66kV (Citipower Total) | Citipower | Winter | Coincident | 2022 | ACTUAL_OPG | Operational-demand | NA | 270.1395
VIC | RTS66C | Richmond 66kV (Citipower Total) | Citipower | Winter | Coincident | 2022 | ACTUAL_RAW | Operational-demand | NA | 270.1395
VIC | RTS66C | Richmond 66kV (Citipower Total) | Citipower | Winter | Non-coincident | 2022 | ACTUAL_RAW | Operational-demand | NA | 323.7093
VIC | RTS66C | Richmond 66kV (Citipower Total) | Citipower | Winter | Non-coincident | 2022 | ACTUAL_OPG | Operational-demand | NA | 323.7093
VIC | RTS66C | Richmond 66kV (Citipower Total) | Citipower | Winter | Non-coincident | 2022 | ACTUAL_ADJUSTEDOPG | Operational-demand | NA | 323.7093
VIC | RTS66C | Richmond 66kV (Citipower Total) | Citipower | Winter | Coincident | 2023 | ACTUAL_OPG | Operational-demand | NA | 255.9811
VIC | RTS66C | Richmond 66kV (Citipower Total) | Citipower | Winter | Coincident | 2023 | ACTUAL_RAW | Operational-demand | NA | 255.9811
VIC | RTS66C | Richmond 66kV (Citipower Total) | Citipower | Winter | Non-coincident | 2023 | ACTUAL_RAW | Operational-demand | NA | 258.6819
VIC | RTS66C | Richmond 66kV (Citipower Total) | Citipower | Winter | Non-coincident | 2023 | ACTUAL_OPG | Operational-demand | NA | 258.6819
VIC | RTS66C | Richmond 66kV (Citipower Total) | Citipower | Winter | Non-coincident | 2023 | ACTUAL_ADJUSTEDOPG | Operational-demand | NA | 258.6819
VIC | RTS66C | Richmond 66kV (Citipower Total) | Citipower | Winter | Coincident | 2024 | ACTUAL_OPG | Operational-demand | NA | 287.0114
VIC | RTS66C | Richmond 66kV (Citipower Total) | Citipower | Winter | Coincident | 2024 | ACTUAL_RAW | Operational-demand | NA | 287.0114
VIC | RTS66C | Richmond 66kV (Citipower Total) | Citipower | Winter | Non-coincident | 2024 | ACTUAL_RAW | Operational-demand | NA | 296.1943
VIC | RTS66C | Richmond 66kV (Citipower Total) | Citipower | Winter | Non-coincident | 2024 | ACTUAL_OPG | Operational-demand | NA | 296.1943
VIC | RTS66C | Richmond 66kV (Citipower Total) | Citipower | Winter | Non-coincident | 2024 | ACTUAL_ADJUSTEDOPG | Operational-demand | NA | 296.1943
VIC | RTS66C | Richmond 66kV (Citipower Total) | Citipower | Winter | Coincident | 2025 | POE10 | Operational-demand | NA | 388.0285
VIC | RTS66C | Richmond 66kV (Citipower Total) | Citipower | Winter | Coincident | 2025 | POE50 | Operational-demand | NA | 386.4264
VIC | RTS66C | Richmond 66kV (Citipower Total) | Citipower | Winter | Non-coincident | 2025 | ACTUAL_RAW | Operational-demand | NA | 297.817
VIC | RTS66C | Richmond 66kV (Citipower Total) | Citipower | Winter | Non-coincident | 2025 | ACTUAL_ADJUSTEDOPG | Operational-demand | NA | 297.817
VIC | RTS66C | Richmond 66kV (Citipower Total) | Citipower | Winter | Non-coincident | 2025 | BASEYEARPOE50 | Operational-demand | NA | 296.9413
VIC | RTS66C | Richmond 66kV (Citipower Total) | Citipower | Winter | Non-coincident | 2025 | BASEYEARPOE10 | Operational-demand | NA | 304.8369
VIC | RTS66C | Richmond 66kV (Citipower Total) | Citipower | Winter | Non-coincident | 2025 | POE10 | Operational-demand | NA | 408.7034
VIC | RTS66C | Richmond 66kV (Citipower Total) | Citipower | Winter | Non-coincident | 2025 | POE50 | Operational-demand | NA | 400
VIC | RTS66C | Richmond 66kV (Citipower Total) | Citipower | Winter | Coincident | 2026 | POE10 | Operational-demand | NA | 392.8262
VIC | RTS66C | Richmond 66kV (Citipower Total) | Citipower | Winter | Coincident | 2026 | POE50 | Operational-demand | NA | 391.1209
VIC | RTS66C | Richmond 66kV (Citipower Total) | Citipower | Winter | Non-coincident | 2026 | POE10 | Operational-demand | NA | 429.9795
VIC | RTS66C | Richmond 66kV (Citipower Total) | Citipower | Winter | Non-coincident | 2026 | POE50 | Operational-demand | NA | 421.213
VIC | RTS66C | Richmond 66kV (Citipower Total) | Citipower | Winter | Coincident | 2027 | POE10 | Operational-demand | NA | 381.7852
VIC | RTS66C | Richmond 66kV (Citipower Total) | Citipower | Winter | Coincident | 2027 | POE50 | Operational-demand | NA | 379.1675
VIC | RTS66C | Richmond 66kV (Citipower Total) | Citipower | Winter | Non-coincident | 2027 | POE10 | Operational-demand | NA | 432.4697
VIC | RTS66C | Richmond 66kV (Citipower Total) | Citipower | Winter | Non-coincident | 2027 | POE50 | Operational-demand | NA | 423.6513
VIC | RTS66C | Richmond 66kV (Citipower Total) | Citipower | Winter | Coincident | 2028 | POE10 | Operational-demand | NA | 376.6977
VIC | RTS66C | Richmond 66kV (Citipower Total) | Citipower | Winter | Coincident | 2028 | POE50 | Operational-demand | NA | 374.4119
VIC | RTS66C | Richmond 66kV (Citipower Total) | Citipower | Winter | Non-coincident | 2028 | POE10 | Operational-demand | NA | 433.9987
VIC | RTS66C | Richmond 66kV (Citipower Total) | Citipower | Winter | Non-coincident | 2028 | POE50 | Operational-demand | NA | 425.1283
VIC | RTS66C | Richmond 66kV (Citipower Total) | Citipower | Winter | Coincident | 2029 | POE10 | Operational-demand | NA | 374.5581
VIC | RTS66C | Richmond 66kV (Citipower Total) | Citipower | Winter | Coincident | 2029 | POE50 | Operational-demand | NA | 372.4162
VIC | RTS66C | Richmond 66kV (Citipower Total) | Citipower | Winter | Non-coincident | 2029 | POE10 | Operational-demand | NA | 435.7694
VIC | RTS66C | Richmond 66kV (Citipower Total) | Citipower | Winter | Non-coincident | 2029 | POE50 | Operational-demand | NA | 426.847
VIC | RTS66C | Richmond 66kV (Citipower Total) | Citipower | Winter | Coincident | 2030 | POE10 | Operational-demand | NA | 371.9001
VIC | RTS66C | Richmond 66kV (Citipower Total) | Citipower | Winter | Coincident | 2030 | POE50 | Operational-demand | NA | 369.6958
VIC | RTS66C | Richmond 66kV (Citipower Total) | Citipower | Winter | Non-coincident | 2030 | POE10 | Operational-demand | NA | 437.9008
VIC | RTS66C | Richmond 66kV (Citipower Total) | Citipower | Winter | Non-coincident | 2030 | POE50 | Operational-demand | NA | 428.9263
VIC | RTS66C | Richmond 66kV (Citipower Total) | Citipower | Winter | Coincident | 2031 | POE10 | Operational-demand | NA | 369.852
VIC | RTS66C | Richmond 66kV (Citipower Total) | Citipower | Winter | Coincident | 2031 | POE50 | Operational-demand | NA | 367.6769
VIC | RTS66C | Richmond 66kV (Citipower Total) | Citipower | Winter | Non-coincident | 2031 | POE10 | Operational-demand | NA | 440.0898
VIC | RTS66C | Richmond 66kV (Citipower Total) | Citipower | Winter | Non-coincident | 2031 | POE50 | Operational-demand | NA | 431.0633
VIC | RTS66C | Richmond 66kV (Citipower Total) | Citipower | Winter | Coincident | 2032 | POE10 | Operational-demand | NA | 364.7696
VIC | RTS66C | Richmond 66kV (Citipower Total) | Citipower | Winter | Coincident | 2032 | POE50 | Operational-demand | NA | 361.9422
VIC | RTS66C | Richmond 66kV (Citipower Total) | Citipower | Winter | Non-coincident | 2032 | POE10 | Operational-demand | NA | 442.5201
VIC | RTS66C | Richmond 66kV (Citipower Total) | Citipower | Winter | Non-coincident | 2032 | POE50 | Operational-demand | NA | 433.5478
VIC | RTS66C | Richmond 66kV (Citipower Total) | Citipower | Winter | Coincident | 2033 | POE10 | Operational-demand | NA | 358.1135
VIC | RTS66C | Richmond 66kV (Citipower Total) | Citipower | Winter | Coincident | 2033 | POE50 | Operational-demand | NA | 355.3829
VIC | RTS66C | Richmond 66kV (Citipower Total) | Citipower | Winter | Non-coincident | 2033 | POE10 | Operational-demand | NA | 444.964
VIC | RTS66C | Richmond 66kV (Citipower Total) | Citipower | Winter | Non-coincident | 2033 | POE50 | Operational-demand | NA | 436.5808
VIC | RTS66C | Richmond 66kV (Citipower Total) | Citipower | Winter | Coincident | 2034 | POE10 | Operational-demand | NA | 357.8502
VIC | RTS66C | Richmond 66kV (Citipower Total) | Citipower | Winter | Coincident | 2034 | POE50 | Operational-demand | NA | 355.3167
VIC | RTS66C | Richmond 66kV (Citipower Total) | Citipower | Winter | Non-coincident | 2034 | POE10 | Operational-demand | NA | 447.2984
VIC | RTS66C | Richmond 66kV (Citipower Total) | Citipower | Winter | Non-coincident | 2034 | POE50 | Operational-demand | NA | 439.5929
VIC | RTS66U | Richmond 66kV (United Energy Total) | United Energy | Shoulder | Coincident | 2019 | ACTUAL_OPG | Operational-demand | 13.4073 | NA
VIC | RTS66U | Richmond 66kV (United Energy Total) | United Energy | Shoulder | Coincident | 2019 | ACTUAL_RAW | Operational-demand | 13.4073 | NA
VIC | RTS66U | Richmond 66kV (United Energy Total) | United Energy | Shoulder | Non-coincident | 2019 | ACTUAL_RAW | Operational-demand | 12.9773 | NA
VIC | RTS66U | Richmond 66kV (United Energy Total) | United Energy | Shoulder | Non-coincident | 2019 | ACTUAL_OPG | Operational-demand | 12.9773 | NA
VIC | RTS66U | Richmond 66kV (United Energy Total) | United Energy | Shoulder | Non-coincident | 2019 | ACTUAL_ADJUSTEDOPG | Operational-demand | 12.9773 | NA
VIC | RTS66U | Richmond 66kV (United Energy Total) | United Energy | Shoulder | Coincident | 2020 | ACTUAL_OPG | Operational-demand | 20.8649 | NA
VIC | RTS66U | Richmond 66kV (United Energy Total) | United Energy | Shoulder | Coincident | 2020 | ACTUAL_RAW | Operational-demand | 20.8649 | NA
VIC | RTS66U | Richmond 66kV (United Energy Total) | United Energy | Shoulder | Non-coincident | 2020 | ACTUAL_RAW | Operational-demand | 13.4601 | NA
VIC | RTS66U | Richmond 66kV (United Energy Total) | United Energy | Shoulder | Non-coincident | 2020 | ACTUAL_OPG | Operational-demand | 13.4601 | NA
VIC | RTS66U | Richmond 66kV (United Energy Total) | United Energy | Shoulder | Non-coincident | 2020 | ACTUAL_ADJUSTEDOPG | Operational-demand | 13.4601 | NA
VIC | RTS66U | Richmond 66kV (United Energy Total) | United Energy | Shoulder | Coincident | 2021 | ACTUAL_OPG | Operational-demand | 19.2187 | NA
VIC | RTS66U | Richmond 66kV (United Energy Total) | United Energy | Shoulder | Coincident | 2021 | ACTUAL_RAW | Operational-demand | 19.2187 | NA
VIC | RTS66U | Richmond 66kV (United Energy Total) | United Energy | Shoulder | Non-coincident | 2021 | ACTUAL_RAW | Operational-demand | 13.2267 | NA
VIC | RTS66U | Richmond 66kV (United Energy Total) | United Energy | Shoulder | Non-coincident | 2021 | ACTUAL_OPG | Operational-demand | 13.2267 | NA
VIC | RTS66U | Richmond 66kV (United Energy Total) | United Energy | Shoulder | Non-coincident | 2021 | ACTUAL_ADJUSTEDOPG | Operational-demand | 13.2267 | NA
VIC | RTS66U | Richmond 66kV (United Energy Total) | United Energy | Shoulder | Coincident | 2022 | ACTUAL_OPG | Operational-demand | 16.839 | NA
VIC | RTS66U | Richmond 66kV (United Energy Total) | United Energy | Shoulder | Coincident | 2022 | ACTUAL_RAW | Operational-demand | 16.839 | NA
VIC | RTS66U | Richmond 66kV (United Energy Total) | United Energy | Shoulder | Non-coincident | 2022 | ACTUAL_RAW | Operational-demand | 13.1969 | NA
VIC | RTS66U | Richmond 66kV (United Energy Total) | United Energy | Shoulder | Non-coincident | 2022 | ACTUAL_OPG | Operational-demand | 13.1969 | NA
VIC | RTS66U | Richmond 66kV (United Energy Total) | United Energy | Shoulder | Non-coincident | 2022 | ACTUAL_ADJUSTEDOPG | Operational-demand | 13.1969 | NA
VIC | RTS66U | Richmond 66kV (United Energy Total) | United Energy | Shoulder | Coincident | 2023 | ACTUAL_OPG | Operational-demand | 19.9042 | NA
VIC | RTS66U | Richmond 66kV (United Energy Total) | United Energy | Shoulder | Coincident | 2023 | ACTUAL_RAW | Operational-demand | 19.9042 | NA
VIC | RTS66U | Richmond 66kV (United Energy Total) | United Energy | Shoulder | Non-coincident | 2023 | ACTUAL_RAW | Operational-demand | 16.2567 | NA
VIC | RTS66U | Richmond 66kV (United Energy Total) | United Energy | Shoulder | Non-coincident | 2023 | ACTUAL_OPG | Operational-demand | 16.2567 | NA
VIC | RTS66U | Richmond 66kV (United Energy Total) | United Energy | Shoulder | Non-coincident | 2023 | ACTUAL_ADJUSTEDOPG | Operational-demand | 16.2567 | NA
VIC | RTS66U | Richmond 66kV (United Energy Total) | United Energy | Shoulder | Coincident | 2024 | ACTUAL_OPG | Operational-demand | 18.2603 | NA
VIC | RTS66U | Richmond 66kV (United Energy Total) | United Energy | Shoulder | Coincident | 2024 | ACTUAL_RAW | Operational-demand | 18.2603 | NA
VIC | RTS66U | Richmond 66kV (United Energy Total) | United Energy | Shoulder | Non-coincident | 2024 | ACTUAL_RAW | Operational-demand | 15.7788 | NA
VIC | RTS66U | Richmond 66kV (United Energy Total) | United Energy | Shoulder | Non-coincident | 2024 | ACTUAL_OPG | Operational-demand | 15.7788 | NA
VIC | RTS66U | Richmond 66kV (United Energy Total) | United Energy | Shoulder | Non-coincident | 2024 | ACTUAL_ADJUSTEDOPG | Operational-demand | 15.7788 | NA
VIC | RTS66U | Richmond 66kV (United Energy Total) | United Energy | Shoulder | Coincident | 2025 | ACTUAL_OPG | Operational-demand | 17.9264 | NA
VIC | RTS66U | Richmond 66kV (United Energy Total) | United Energy | Shoulder | Coincident | 2025 | ACTUAL_RAW | Operational-demand | 17.9264 | NA
VIC | RTS66U | Richmond 66kV (United Energy Total) | United Energy | Shoulder | Non-coincident | 2025 | ACTUAL_RAW | Operational-demand | 16.0581 | NA
VIC | RTS66U | Richmond 66kV (United Energy Total) | United Energy | Shoulder | Non-coincident | 2025 | ACTUAL_OPG | Operational-demand | 16.0581 | NA
VIC | RTS66U | Richmond 66kV (United Energy Total) | United Energy | Shoulder | Non-coincident | 2025 | ACTUAL_ADJUSTEDOPG | Operational-demand | 16.0581 | NA
VIC | RTS66U | Richmond 66kV (United Energy Total) | United Energy | Shoulder | Non-coincident | 2025 | BASEYEARPOE90 | Operational-demand | 13.1884 | NA
VIC | RTS66U | Richmond 66kV (United Energy Total) | United Energy | Shoulder | Non-coincident | 2025 | BASEYEARPOE50 | Operational-demand | 13.8825 | NA
VIC | RTS66U | Richmond 66kV (United Energy Total) | United Energy | Shoulder | Coincident_unreconciled | 2026 | POE50 | Operational-demand | 20 | NA
VIC | RTS66U | Richmond 66kV (United Energy Total) | United Energy | Shoulder | Coincident_unreconciled | 2026 | POE90 | Operational-demand | 19.3702 | NA
VIC | RTS66U | Richmond 66kV (United Energy Total) | United Energy | Shoulder | Non-coincident | 2026 | POE90 | Operational-demand | 14 | NA
VIC | RTS66U | Richmond 66kV (United Energy Total) | United Energy | Shoulder | Non-coincident | 2026 | POE50 | Operational-demand | 15 | NA
VIC | RTS66U | Richmond 66kV (United Energy Total) | United Energy | Shoulder | Coincident_unreconciled | 2027 | POE50 | Operational-demand | 17.0885 | NA
VIC | RTS66U | Richmond 66kV (United Energy Total) | United Energy | Shoulder | Coincident_unreconciled | 2027 | POE90 | Operational-demand | 16.4548 | NA
VIC | RTS66U | Richmond 66kV (United Energy Total) | United Energy | Shoulder | Non-coincident | 2027 | POE90 | Operational-demand | 13.9926 | NA
VIC | RTS66U | Richmond 66kV (United Energy Total) | United Energy | Shoulder | Non-coincident | 2027 | POE50 | Operational-demand | 14.9931 | NA
VIC | RTS66U | Richmond 66kV (United Energy Total) | United Energy | Shoulder | Coincident_unreconciled | 2028 | POE50 | Operational-demand | 14.1123 | NA
VIC | RTS66U | Richmond 66kV (United Energy Total) | United Energy | Shoulder | Coincident_unreconciled | 2028 | POE90 | Operational-demand | 13.4749 | NA
VIC | RTS66U | Richmond 66kV (United Energy Total) | United Energy | Shoulder | Non-coincident | 2028 | POE90 | Operational-demand | 13.9852 | NA
VIC | RTS66U | Richmond 66kV (United Energy Total) | United Energy | Shoulder | Non-coincident | 2028 | POE50 | Operational-demand | 14.9862 | NA
VIC | RTS66U | Richmond 66kV (United Energy Total) | United Energy | Shoulder | Coincident_unreconciled | 2029 | POE50 | Operational-demand | 11.4605 | NA
VIC | RTS66U | Richmond 66kV (United Energy Total) | United Energy | Shoulder | Coincident_unreconciled | 2029 | POE90 | Operational-demand | 10.8193 | NA
VIC | RTS66U | Richmond 66kV (United Energy Total) | United Energy | Shoulder | Non-coincident | 2029 | POE90 | Operational-demand | 13.9779 | NA
VIC | RTS66U | Richmond 66kV (United Energy Total) | United Energy | Shoulder | Non-coincident | 2029 | POE50 | Operational-demand | 14.9794 | NA
VIC | RTS66U | Richmond 66kV (United Energy Total) | United Energy | Shoulder | Coincident_unreconciled | 2030 | POE50 | Operational-demand | 8.9582 | NA
VIC | RTS66U | Richmond 66kV (United Energy Total) | United Energy | Shoulder | Coincident_unreconciled | 2030 | POE90 | Operational-demand | 8.3143 | NA
VIC | RTS66U | Richmond 66kV (United Energy Total) | United Energy | Shoulder | Non-coincident | 2030 | POE90 | Operational-demand | 13.9705 | NA
VIC | RTS66U | Richmond 66kV (United Energy Total) | United Energy | Shoulder | Non-coincident | 2030 | POE50 | Operational-demand | 14.9725 | NA
VIC | RTS66U | Richmond 66kV (United Energy Total) | United Energy | Shoulder | Coincident_unreconciled | 2031 | POE50 | Operational-demand | 6.5041 | NA
VIC | RTS66U | Richmond 66kV (United Energy Total) | United Energy | Shoulder | Coincident_unreconciled | 2031 | POE90 | Operational-demand | 5.8629 | NA
VIC | RTS66U | Richmond 66kV (United Energy Total) | United Energy | Shoulder | Non-coincident | 2031 | POE90 | Operational-demand | 13.9631 | NA
VIC | RTS66U | Richmond 66kV (United Energy Total) | United Energy | Shoulder | Non-coincident | 2031 | POE50 | Operational-demand | 14.9656 | NA
VIC | RTS66U | Richmond 66kV (United Energy Total) | United Energy | Shoulder | Coincident_unreconciled | 2032 | POE50 | Operational-demand | 4.5448 | NA
VIC | RTS66U | Richmond 66kV (United Energy Total) | United Energy | Shoulder | Coincident_unreconciled | 2032 | POE90 | Operational-demand | 3.9 | NA
VIC | RTS66U | Richmond 66kV (United Energy Total) | United Energy | Shoulder | Non-coincident | 2032 | POE90 | Operational-demand | 13.9557 | NA
VIC | RTS66U | Richmond 66kV (United Energy Total) | United Energy | Shoulder | Non-coincident | 2032 | POE50 | Operational-demand | 14.9587 | NA
VIC | RTS66U | Richmond 66kV (United Energy Total) | United Energy | Shoulder | Coincident_unreconciled | 2033 | POE50 | Operational-demand | 3.0022 | NA
VIC | RTS66U | Richmond 66kV (United Energy Total) | United Energy | Shoulder | Coincident_unreconciled | 2033 | POE90 | Operational-demand | 2.3539 | NA
VIC | RTS66U | Richmond 66kV (United Energy Total) | United Energy | Shoulder | Non-coincident | 2033 | POE90 | Operational-demand | 13.9483 | NA
VIC | RTS66U | Richmond 66kV (United Energy Total) | United Energy | Shoulder | Non-coincident | 2033 | POE50 | Operational-demand | 14.9518 | NA
VIC | RTS66U | Richmond 66kV (United Energy Total) | United Energy | Shoulder | Coincident_unreconciled | 2034 | POE50 | Operational-demand | 1.5167 | NA
VIC | RTS66U | Richmond 66kV (United Energy Total) | United Energy | Shoulder | Coincident_unreconciled | 2034 | POE90 | Operational-demand | 0.86465 | NA
VIC | RTS66U | Richmond 66kV (United Energy Total) | United Energy | Shoulder | Non-coincident | 2034 | POE90 | Operational-demand | 13.941 | NA
VIC | RTS66U | Richmond 66kV (United Energy Total) | United Energy | Shoulder | Non-coincident | 2034 | POE50 | Operational-demand | 14.945 | NA
VIC | RTS66U | Richmond 66kV (United Energy Total) | United Energy | Shoulder | Coincident_unreconciled | 2035 | POE50 | Operational-demand | -0.0809 | NA
VIC | RTS66U | Richmond 66kV (United Energy Total) | United Energy | Shoulder | Coincident_unreconciled | 2035 | POE90 | Operational-demand | -0.73653 | NA
VIC | RTS66U | Richmond 66kV (United Energy Total) | United Energy | Shoulder | Non-coincident | 2035 | POE90 | Operational-demand | 13.9336 | NA
VIC | RTS66U | Richmond 66kV (United Energy Total) | United Energy | Shoulder | Non-coincident | 2035 | POE50 | Operational-demand | 14.9381 | NA
VIC | RTS66U | Richmond 66kV (United Energy Total) | United Energy | Summer | Coincident | 2019 | ACTUAL_OPG | Operational-demand | 13.9215 | 62.086
VIC | RTS66U | Richmond 66kV (United Energy Total) | United Energy | Summer | Coincident | 2019 | ACTUAL_RAW | Operational-demand | 13.9215 | 62.086
VIC | RTS66U | Richmond 66kV (United Energy Total) | United Energy | Summer | Non-coincident | 2019 | ACTUAL_RAW | Operational-demand | 13.0944 | 64.9104
VIC | RTS66U | Richmond 66kV (United Energy Total) | United Energy | Summer | Non-coincident | 2019 | ACTUAL_OPG | Operational-demand | 13.0944 | 64.9104
VIC | RTS66U | Richmond 66kV (United Energy Total) | United Energy | Summer | Non-coincident | 2019 | ACTUAL_ADJUSTEDOPG | Operational-demand | 13.0944 | 64.9104
VIC | RTS66U | Richmond 66kV (United Energy Total) | United Energy | Summer | Coincident | 2020 | ACTUAL_OPG | Operational-demand | 17.5711 | 66.8172
VIC | RTS66U | Richmond 66kV (United Energy Total) | United Energy | Summer | Coincident | 2020 | ACTUAL_RAW | Operational-demand | 17.5711 | 66.8172
VIC | RTS66U | Richmond 66kV (United Energy Total) | United Energy | Summer | Non-coincident | 2020 | ACTUAL_RAW | Operational-demand | 13.1559 | 66.8172
VIC | RTS66U | Richmond 66kV (United Energy Total) | United Energy | Summer | Non-coincident | 2020 | ACTUAL_OPG | Operational-demand | 13.1559 | 66.8172
VIC | RTS66U | Richmond 66kV (United Energy Total) | United Energy | Summer | Non-coincident | 2020 | ACTUAL_ADJUSTEDOPG | Operational-demand | 13.1559 | 66.8172
VIC | RTS66U | Richmond 66kV (United Energy Total) | United Energy | Summer | Coincident | 2021 | ACTUAL_OPG | Operational-demand | 15.9407 | 51.8659
VIC | RTS66U | Richmond 66kV (United Energy Total) | United Energy | Summer | Coincident | 2021 | ACTUAL_RAW | Operational-demand | 15.9407 | 51.8659
VIC | RTS66U | Richmond 66kV (United Energy Total) | United Energy | Summer | Non-coincident | 2021 | ACTUAL_RAW | Operational-demand | 12.8982 | 52.2797
VIC | RTS66U | Richmond 66kV (United Energy Total) | United Energy | Summer | Non-coincident | 2021 | ACTUAL_OPG | Operational-demand | 12.8982 | 52.2797
VIC | RTS66U | Richmond 66kV (United Energy Total) | United Energy | Summer | Non-coincident | 2021 | ACTUAL_ADJUSTEDOPG | Operational-demand | 12.8982 | 52.2797
VIC | RTS66U | Richmond 66kV (United Energy Total) | United Energy | Summer | Coincident | 2022 | ACTUAL_OPG | Operational-demand | 16.4098 | 56.9779
VIC | RTS66U | Richmond 66kV (United Energy Total) | United Energy | Summer | Coincident | 2022 | ACTUAL_RAW | Operational-demand | 16.4098 | 56.9779
VIC | RTS66U | Richmond 66kV (United Energy Total) | United Energy | Summer | Non-coincident | 2022 | ACTUAL_RAW | Operational-demand | 12.8252 | 59.2595
VIC | RTS66U | Richmond 66kV (United Energy Total) | United Energy | Summer | Non-coincident | 2022 | ACTUAL_OPG | Operational-demand | 12.8252 | 59.2595
VIC | RTS66U | Richmond 66kV (United Energy Total) | United Energy | Summer | Non-coincident | 2022 | ACTUAL_ADJUSTEDOPG | Operational-demand | 12.8252 | 59.2595
VIC | RTS66U | Richmond 66kV (United Energy Total) | United Energy | Summer | Coincident | 2023 | ACTUAL_OPG | Operational-demand | 19.2849 | 62.3556
VIC | RTS66U | Richmond 66kV (United Energy Total) | United Energy | Summer | Coincident | 2023 | ACTUAL_RAW | Operational-demand | 19.2849 | 62.3556
VIC | RTS66U | Richmond 66kV (United Energy Total) | United Energy | Summer | Non-coincident | 2023 | ACTUAL_RAW | Operational-demand | 15.617 | 66.2267
VIC | RTS66U | Richmond 66kV (United Energy Total) | United Energy | Summer | Non-coincident | 2023 | ACTUAL_OPG | Operational-demand | 15.617 | 66.2267
VIC | RTS66U | Richmond 66kV (United Energy Total) | United Energy | Summer | Non-coincident | 2023 | ACTUAL_ADJUSTEDOPG | Operational-demand | 15.617 | 66.2267
VIC | RTS66U | Richmond 66kV (United Energy Total) | United Energy | Summer | Coincident | 2024 | ACTUAL_OPG | Operational-demand | 15.8319 | 71.4556
VIC | RTS66U | Richmond 66kV (United Energy Total) | United Energy | Summer | Coincident | 2024 | ACTUAL_RAW | Operational-demand | 15.8319 | 71.4556
VIC | RTS66U | Richmond 66kV (United Energy Total) | United Energy | Summer | Non-coincident | 2024 | ACTUAL_RAW | Operational-demand | 15.2438 | 72.1934
VIC | RTS66U | Richmond 66kV (United Energy Total) | United Energy | Summer | Non-coincident | 2024 | ACTUAL_OPG | Operational-demand | 15.2438 | 72.1934
VIC | RTS66U | Richmond 66kV (United Energy Total) | United Energy | Summer | Non-coincident | 2024 | ACTUAL_ADJUSTEDOPG | Operational-demand | 15.2438 | 72.1934
VIC | RTS66U | Richmond 66kV (United Energy Total) | United Energy | Summer | Coincident | 2025 | ACTUAL_OPG | Operational-demand | 15.3784 | 71.2633
VIC | RTS66U | Richmond 66kV (United Energy Total) | United Energy | Summer | Coincident | 2025 | ACTUAL_RAW | Operational-demand | 15.3784 | 71.2633
VIC | RTS66U | Richmond 66kV (United Energy Total) | United Energy | Summer | Non-coincident | 2025 | ACTUAL_RAW | Operational-demand | 15.3383 | 72.2002
VIC | RTS66U | Richmond 66kV (United Energy Total) | United Energy | Summer | Non-coincident | 2025 | ACTUAL_OPG | Operational-demand | 15.3383 | 72.2002
VIC | RTS66U | Richmond 66kV (United Energy Total) | United Energy | Summer | Non-coincident | 2025 | ACTUAL_ADJUSTEDOPG | Operational-demand | 15.3383 | 72.2002
VIC | RTS66U | Richmond 66kV (United Energy Total) | United Energy | Summer | Non-coincident | 2025 | BASEYEARPOE90 | Operational-demand | 10.4831 | NA
VIC | RTS66U | Richmond 66kV (United Energy Total) | United Energy | Summer | Non-coincident | 2025 | BASEYEARPOE50 | Operational-demand | 11.4292 | 70.0885
VIC | RTS66U | Richmond 66kV (United Energy Total) | United Energy | Summer | Coincident_unreconciled | 2026 | POE50 | Operational-demand | 15 | NA
VIC | RTS66U | Richmond 66kV (United Energy Total) | United Energy | Summer | Coincident_unreconciled | 2026 | POE90 | Operational-demand | 14.4885 | NA
VIC | RTS66U | Richmond 66kV (United Energy Total) | United Energy | Summer | Non-coincident | 2026 | POE90 | Operational-demand | 14 | NA
VIC | RTS66U | Richmond 66kV (United Energy Total) | United Energy | Summer | Non-coincident | 2026 | POE50 | Operational-demand | 15 | 71.6079
VIC | RTS66U | Richmond 66kV (United Energy Total) | United Energy | Summer | Coincident_unreconciled | 2027 | POE50 | Operational-demand | 11.8857 | NA
VIC | RTS66U | Richmond 66kV (United Energy Total) | United Energy | Summer | Coincident_unreconciled | 2027 | POE90 | Operational-demand | 11.371 | NA
VIC | RTS66U | Richmond 66kV (United Energy Total) | United Energy | Summer | Non-coincident | 2027 | POE90 | Operational-demand | 13.9926 | NA
VIC | RTS66U | Richmond 66kV (United Energy Total) | United Energy | Summer | Non-coincident | 2027 | POE50 | Operational-demand | 14.9931 | 71.6666
VIC | RTS66U | Richmond 66kV (United Energy Total) | United Energy | Summer | Coincident_unreconciled | 2028 | POE50 | Operational-demand | 8.6667 | NA
VIC | RTS66U | Richmond 66kV (United Energy Total) | United Energy | Summer | Coincident_unreconciled | 2028 | POE90 | Operational-demand | 8.149 | NA
VIC | RTS66U | Richmond 66kV (United Energy Total) | United Energy | Summer | Non-coincident | 2028 | POE90 | Operational-demand | 13.9852 | NA
VIC | RTS66U | Richmond 66kV (United Energy Total) | United Energy | Summer | Non-coincident | 2028 | POE50 | Operational-demand | 14.9862 | 71.7506
VIC | RTS66U | Richmond 66kV (United Energy Total) | United Energy | Summer | Coincident_unreconciled | 2029 | POE50 | Operational-demand | 5.7708 | NA
VIC | RTS66U | Richmond 66kV (United Energy Total) | United Energy | Summer | Coincident_unreconciled | 2029 | POE90 | Operational-demand | 5.2501 | NA
VIC | RTS66U | Richmond 66kV (United Energy Total) | United Energy | Summer | Non-coincident | 2029 | POE90 | Operational-demand | 13.9779 | NA
VIC | RTS66U | Richmond 66kV (United Energy Total) | United Energy | Summer | Non-coincident | 2029 | POE50 | Operational-demand | 14.9794 | 71.9332
VIC | RTS66U | Richmond 66kV (United Energy Total) | United Energy | Summer | Coincident_unreconciled | 2030 | POE50 | Operational-demand | 2.9882 | NA
VIC | RTS66U | Richmond 66kV (United Energy Total) | United Energy | Summer | Coincident_unreconciled | 2030 | POE90 | Operational-demand | 2.4645 | NA
VIC | RTS66U | Richmond 66kV (United Energy Total) | United Energy | Summer | Non-coincident | 2030 | POE90 | Operational-demand | 13.9705 | NA
VIC | RTS66U | Richmond 66kV (United Energy Total) | United Energy | Summer | Non-coincident | 2030 | POE50 | Operational-demand | 14.9725 | 72.1945
VIC | RTS66U | Richmond 66kV (United Energy Total) | United Energy | Summer | Coincident_unreconciled | 2031 | POE50 | Operational-demand | 0.21897 | NA
VIC | RTS66U | Richmond 66kV (United Energy Total) | United Energy | Summer | Coincident_unreconciled | 2031 | POE90 | Operational-demand | -0.3078 | NA
VIC | RTS66U | Richmond 66kV (United Energy Total) | United Energy | Summer | Non-coincident | 2031 | POE90 | Operational-demand | 13.9631 | NA
VIC | RTS66U | Richmond 66kV (United Energy Total) | United Energy | Summer | Non-coincident | 2031 | POE50 | Operational-demand | 14.9656 | 72.4755
VIC | RTS66U | Richmond 66kV (United Energy Total) | United Energy | Summer | Coincident_unreconciled | 2032 | POE50 | Operational-demand | -2.0186 | NA
VIC | RTS66U | Richmond 66kV (United Energy Total) | United Energy | Summer | Coincident_unreconciled | 2032 | POE90 | Operational-demand | -2.5484 | NA
VIC | RTS66U | Richmond 66kV (United Energy Total) | United Energy | Summer | Non-coincident | 2032 | POE90 | Operational-demand | 13.9557 | NA
VIC | RTS66U | Richmond 66kV (United Energy Total) | United Energy | Summer | Non-coincident | 2032 | POE50 | Operational-demand | 14.9587 | 72.8626
VIC | RTS66U | Richmond 66kV (United Energy Total) | United Energy | Summer | Coincident_unreconciled | 2033 | POE50 | Operational-demand | -3.8183 | NA
VIC | RTS66U | Richmond 66kV (United Energy Total) | United Energy | Summer | Coincident_unreconciled | 2033 | POE90 | Operational-demand | -4.3511 | NA
VIC | RTS66U | Richmond 66kV (United Energy Total) | United Energy | Summer | Non-coincident | 2033 | POE90 | Operational-demand | 13.9483 | NA
VIC | RTS66U | Richmond 66kV (United Energy Total) | United Energy | Summer | Non-coincident | 2033 | POE50 | Operational-demand | 14.9518 | 73.3281
VIC | RTS66U | Richmond 66kV (United Energy Total) | United Energy | Summer | Coincident_unreconciled | 2034 | POE50 | Operational-demand | -5.5615 | NA
VIC | RTS66U | Richmond 66kV (United Energy Total) | United Energy | Summer | Coincident_unreconciled | 2034 | POE90 | Operational-demand | -6.0972 | NA
VIC | RTS66U | Richmond 66kV (United Energy Total) | United Energy | Summer | Non-coincident | 2034 | POE90 | Operational-demand | 13.941 | NA
VIC | RTS66U | Richmond 66kV (United Energy Total) | United Energy | Summer | Non-coincident | 2034 | POE50 | Operational-demand | 14.945 | 73.8082
VIC | RTS66U | Richmond 66kV (United Energy Total) | United Energy | Summer | Coincident_unreconciled | 2035 | POE50 | Operational-demand | -7.4196 | NA
VIC | RTS66U | Richmond 66kV (United Energy Total) | United Energy | Summer | Coincident_unreconciled | 2035 | POE90 | Operational-demand | -7.9584 | NA
VIC | RTS66U | Richmond 66kV (United Energy Total) | United Energy | Summer | Non-coincident | 2035 | POE90 | Operational-demand | 13.9336 | NA
VIC | RTS66U | Richmond 66kV (United Energy Total) | United Energy | Summer | Non-coincident | 2035 | POE50 | Operational-demand | 14.9381 | 74.2759
VIC | RTS66U | Richmond 66kV (United Energy Total) | United Energy | Summer | Non-coincident | 2025 | BASEYEARPOE10 | Operational-demand | NA | 79.6747
VIC | RTS66U | Richmond 66kV (United Energy Total) | United Energy | Summer | Coincident | 2026 | POE10 | Operational-demand | NA | 73.2815
VIC | RTS66U | Richmond 66kV (United Energy Total) | United Energy | Summer | Coincident | 2026 | POE50 | Operational-demand | NA | 67.1032
VIC | RTS66U | Richmond 66kV (United Energy Total) | United Energy | Summer | Non-coincident | 2026 | POE10 | Operational-demand | NA | 80.6061
VIC | RTS66U | Richmond 66kV (United Energy Total) | United Energy | Summer | Coincident | 2027 | POE10 | Operational-demand | NA | 71.4531
VIC | RTS66U | Richmond 66kV (United Energy Total) | United Energy | Summer | Coincident | 2027 | POE50 | Operational-demand | NA | 64.9473
VIC | RTS66U | Richmond 66kV (United Energy Total) | United Energy | Summer | Non-coincident | 2027 | POE10 | Operational-demand | NA | 80.7205
VIC | RTS66U | Richmond 66kV (United Energy Total) | United Energy | Summer | Coincident | 2028 | POE10 | Operational-demand | NA | 69.8565
VIC | RTS66U | Richmond 66kV (United Energy Total) | United Energy | Summer | Coincident | 2028 | POE50 | Operational-demand | NA | 62.9882
VIC | RTS66U | Richmond 66kV (United Energy Total) | United Energy | Summer | Non-coincident | 2028 | POE10 | Operational-demand | NA | 80.8577
VIC | RTS66U | Richmond 66kV (United Energy Total) | United Energy | Summer | Coincident | 2029 | POE10 | Operational-demand | NA | 68.8102
VIC | RTS66U | Richmond 66kV (United Energy Total) | United Energy | Summer | Coincident | 2029 | POE50 | Operational-demand | NA | 62.0607
VIC | RTS66U | Richmond 66kV (United Energy Total) | United Energy | Summer | Non-coincident | 2029 | POE10 | Operational-demand | NA | 81.0935
VIC | RTS66U | Richmond 66kV (United Energy Total) | United Energy | Summer | Coincident | 2030 | POE10 | Operational-demand | NA | 68.0611
VIC | RTS66U | Richmond 66kV (United Energy Total) | United Energy | Summer | Coincident | 2030 | POE50 | Operational-demand | NA | 61.179
VIC | RTS66U | Richmond 66kV (United Energy Total) | United Energy | Summer | Non-coincident | 2030 | POE10 | Operational-demand | NA | 81.408
VIC | RTS66U | Richmond 66kV (United Energy Total) | United Energy | Summer | Coincident | 2031 | POE10 | Operational-demand | NA | 66.6069
VIC | RTS66U | Richmond 66kV (United Energy Total) | United Energy | Summer | Coincident | 2031 | POE50 | Operational-demand | NA | 60.1491
VIC | RTS66U | Richmond 66kV (United Energy Total) | United Energy | Summer | Non-coincident | 2031 | POE10 | Operational-demand | NA | 81.7422
VIC | RTS66U | Richmond 66kV (United Energy Total) | United Energy | Summer | Coincident | 2032 | POE10 | Operational-demand | NA | 64.9652
VIC | RTS66U | Richmond 66kV (United Energy Total) | United Energy | Summer | Coincident | 2032 | POE50 | Operational-demand | NA | 58.5449
VIC | RTS66U | Richmond 66kV (United Energy Total) | United Energy | Summer | Non-coincident | 2032 | POE10 | Operational-demand | NA | 82.1822
VIC | RTS66U | Richmond 66kV (United Energy Total) | United Energy | Summer | Coincident | 2033 | POE10 | Operational-demand | NA | 63.8436
VIC | RTS66U | Richmond 66kV (United Energy Total) | United Energy | Summer | Coincident | 2033 | POE50 | Operational-demand | NA | 57.0007
VIC | RTS66U | Richmond 66kV (United Energy Total) | United Energy | Summer | Non-coincident | 2033 | POE10 | Operational-demand | NA | 82.7002
VIC | RTS66U | Richmond 66kV (United Energy Total) | United Energy | Summer | Coincident | 2034 | POE10 | Operational-demand | NA | 63.5877
VIC | RTS66U | Richmond 66kV (United Energy Total) | United Energy | Summer | Coincident | 2034 | POE50 | Operational-demand | NA | 56.8337
VIC | RTS66U | Richmond 66kV (United Energy Total) | United Energy | Summer | Non-coincident | 2034 | POE10 | Operational-demand | NA | 83.2327
VIC | RTS66U | Richmond 66kV (United Energy Total) | United Energy | Summer | Coincident | 2035 | POE10 | Operational-demand | NA | 63.5914
VIC | RTS66U | Richmond 66kV (United Energy Total) | United Energy | Summer | Coincident | 2035 | POE50 | Operational-demand | NA | 56.8473
VIC | RTS66U | Richmond 66kV (United Energy Total) | United Energy | Summer | Non-coincident | 2035 | POE10 | Operational-demand | NA | 83.7528
VIC | RTS66U | Richmond 66kV (United Energy Total) | United Energy | Winter | Coincident | 2018 | ACTUAL_OPG | Operational-demand | NA | 45.7827
VIC | RTS66U | Richmond 66kV (United Energy Total) | United Energy | Winter | Coincident | 2018 | ACTUAL_RAW | Operational-demand | NA | 45.7827
VIC | RTS66U | Richmond 66kV (United Energy Total) | United Energy | Winter | Non-coincident | 2018 | ACTUAL_RAW | Operational-demand | NA | 52.4515
VIC | RTS66U | Richmond 66kV (United Energy Total) | United Energy | Winter | Non-coincident | 2018 | ACTUAL_OPG | Operational-demand | NA | 52.4515
VIC | RTS66U | Richmond 66kV (United Energy Total) | United Energy | Winter | Non-coincident | 2018 | ACTUAL_ADJUSTEDOPG | Operational-demand | NA | 52.4515
VIC | RTS66U | Richmond 66kV (United Energy Total) | United Energy | Winter | Coincident | 2019 | ACTUAL_OPG | Operational-demand | NA | 48.8891
VIC | RTS66U | Richmond 66kV (United Energy Total) | United Energy | Winter | Coincident | 2019 | ACTUAL_RAW | Operational-demand | NA | 48.8891
VIC | RTS66U | Richmond 66kV (United Energy Total) | United Energy | Winter | Non-coincident | 2019 | ACTUAL_RAW | Operational-demand | NA | 52.3985
VIC | RTS66U | Richmond 66kV (United Energy Total) | United Energy | Winter | Non-coincident | 2019 | ACTUAL_OPG | Operational-demand | NA | 52.3985
VIC | RTS66U | Richmond 66kV (United Energy Total) | United Energy | Winter | Non-coincident | 2019 | ACTUAL_ADJUSTEDOPG | Operational-demand | NA | 52.3985
VIC | RTS66U | Richmond 66kV (United Energy Total) | United Energy | Winter | Coincident | 2020 | ACTUAL_OPG | Operational-demand | NA | 52.0836
VIC | RTS66U | Richmond 66kV (United Energy Total) | United Energy | Winter | Coincident | 2020 | ACTUAL_RAW | Operational-demand | NA | 52.0836
VIC | RTS66U | Richmond 66kV (United Energy Total) | United Energy | Winter | Non-coincident | 2020 | ACTUAL_RAW | Operational-demand | NA | 53.9319
VIC | RTS66U | Richmond 66kV (United Energy Total) | United Energy | Winter | Non-coincident | 2020 | ACTUAL_OPG | Operational-demand | NA | 53.9319
VIC | RTS66U | Richmond 66kV (United Energy Total) | United Energy | Winter | Non-coincident | 2020 | ACTUAL_ADJUSTEDOPG | Operational-demand | NA | 53.9319
VIC | RTS66U | Richmond 66kV (United Energy Total) | United Energy | Winter | Coincident | 2021 | ACTUAL_OPG | Operational-demand | NA | 53.3909
VIC | RTS66U | Richmond 66kV (United Energy Total) | United Energy | Winter | Coincident | 2021 | ACTUAL_RAW | Operational-demand | NA | 53.3909
VIC | RTS66U | Richmond 66kV (United Energy Total) | United Energy | Winter | Non-coincident | 2021 | ACTUAL_RAW | Operational-demand | NA | 54.7558
VIC | RTS66U | Richmond 66kV (United Energy Total) | United Energy | Winter | Non-coincident | 2021 | ACTUAL_OPG | Operational-demand | NA | 54.7558
VIC | RTS66U | Richmond 66kV (United Energy Total) | United Energy | Winter | Non-coincident | 2021 | ACTUAL_ADJUSTEDOPG | Operational-demand | NA | 54.7558
VIC | RTS66U | Richmond 66kV (United Energy Total) | United Energy | Winter | Coincident | 2022 | ACTUAL_OPG | Operational-demand | NA | 55.4812
VIC | RTS66U | Richmond 66kV (United Energy Total) | United Energy | Winter | Coincident | 2022 | ACTUAL_RAW | Operational-demand | NA | 55.4812
VIC | RTS66U | Richmond 66kV (United Energy Total) | United Energy | Winter | Non-coincident | 2022 | ACTUAL_RAW | Operational-demand | NA | 59.3229
VIC | RTS66U | Richmond 66kV (United Energy Total) | United Energy | Winter | Non-coincident | 2022 | ACTUAL_OPG | Operational-demand | NA | 59.3229
VIC | RTS66U | Richmond 66kV (United Energy Total) | United Energy | Winter | Non-coincident | 2022 | ACTUAL_ADJUSTEDOPG | Operational-demand | NA | 59.3229
VIC | RTS66U | Richmond 66kV (United Energy Total) | United Energy | Winter | Coincident | 2023 | ACTUAL_OPG | Operational-demand | NA | 54.0833
VIC | RTS66U | Richmond 66kV (United Energy Total) | United Energy | Winter | Coincident | 2023 | ACTUAL_RAW | Operational-demand | NA | 54.0833
VIC | RTS66U | Richmond 66kV (United Energy Total) | United Energy | Winter | Non-coincident | 2023 | ACTUAL_RAW | Operational-demand | NA | 56.6754
VIC | RTS66U | Richmond 66kV (United Energy Total) | United Energy | Winter | Non-coincident | 2023 | ACTUAL_OPG | Operational-demand | NA | 56.6754
VIC | RTS66U | Richmond 66kV (United Energy Total) | United Energy | Winter | Non-coincident | 2023 | ACTUAL_ADJUSTEDOPG | Operational-demand | NA | 56.6754
VIC | RTS66U | Richmond 66kV (United Energy Total) | United Energy | Winter | Coincident | 2024 | ACTUAL_OPG | Operational-demand | NA | 58.4876
VIC | RTS66U | Richmond 66kV (United Energy Total) | United Energy | Winter | Coincident | 2024 | ACTUAL_RAW | Operational-demand | NA | 58.4876
VIC | RTS66U | Richmond 66kV (United Energy Total) | United Energy | Winter | Non-coincident | 2024 | ACTUAL_RAW | Operational-demand | NA | 61.8614
VIC | RTS66U | Richmond 66kV (United Energy Total) | United Energy | Winter | Non-coincident | 2024 | ACTUAL_OPG | Operational-demand | NA | 61.8614
VIC | RTS66U | Richmond 66kV (United Energy Total) | United Energy | Winter | Non-coincident | 2024 | ACTUAL_ADJUSTEDOPG | Operational-demand | NA | 61.8614
VIC | RTS66U | Richmond 66kV (United Energy Total) | United Energy | Winter | Coincident | 2025 | POE10 | Operational-demand | NA | 55.1762
VIC | RTS66U | Richmond 66kV (United Energy Total) | United Energy | Winter | Coincident | 2025 | POE50 | Operational-demand | NA | 54.425
VIC | RTS66U | Richmond 66kV (United Energy Total) | United Energy | Winter | Non-coincident | 2025 | ACTUAL_RAW | Operational-demand | NA | 61.0849
VIC | RTS66U | Richmond 66kV (United Energy Total) | United Energy | Winter | Non-coincident | 2025 | ACTUAL_ADJUSTEDOPG | Operational-demand | NA | 61.0849
VIC | RTS66U | Richmond 66kV (United Energy Total) | United Energy | Winter | Non-coincident | 2025 | BASEYEARPOE50 | Operational-demand | NA | 59.2084
VIC | RTS66U | Richmond 66kV (United Energy Total) | United Energy | Winter | Non-coincident | 2025 | BASEYEARPOE10 | Operational-demand | NA | 60.5391
VIC | RTS66U | Richmond 66kV (United Energy Total) | United Energy | Winter | Non-coincident | 2025 | POE10 | Operational-demand | NA | 60.721
VIC | RTS66U | Richmond 66kV (United Energy Total) | United Energy | Winter | Non-coincident | 2025 | POE50 | Operational-demand | NA | 59.3843
VIC | RTS66U | Richmond 66kV (United Energy Total) | United Energy | Winter | Coincident | 2026 | POE10 | Operational-demand | NA | 54.042
VIC | RTS66U | Richmond 66kV (United Energy Total) | United Energy | Winter | Coincident | 2026 | POE50 | Operational-demand | NA | 53.2184
VIC | RTS66U | Richmond 66kV (United Energy Total) | United Energy | Winter | Non-coincident | 2026 | POE10 | Operational-demand | NA | 61.7284
VIC | RTS66U | Richmond 66kV (United Energy Total) | United Energy | Winter | Non-coincident | 2026 | POE50 | Operational-demand | NA | 60.3829
VIC | RTS66U | Richmond 66kV (United Energy Total) | United Energy | Winter | Coincident | 2027 | POE10 | Operational-demand | NA | 52.4574
VIC | RTS66U | Richmond 66kV (United Energy Total) | United Energy | Winter | Coincident | 2027 | POE50 | Operational-demand | NA | 51.5277
VIC | RTS66U | Richmond 66kV (United Energy Total) | United Energy | Winter | Non-coincident | 2027 | POE10 | Operational-demand | NA | 62.188
VIC | RTS66U | Richmond 66kV (United Energy Total) | United Energy | Winter | Non-coincident | 2027 | POE50 | Operational-demand | NA | 60.8346
VIC | RTS66U | Richmond 66kV (United Energy Total) | United Energy | Winter | Coincident | 2028 | POE10 | Operational-demand | NA | 51.8881
VIC | RTS66U | Richmond 66kV (United Energy Total) | United Energy | Winter | Coincident | 2028 | POE50 | Operational-demand | NA | 51.0118
VIC | RTS66U | Richmond 66kV (United Energy Total) | United Energy | Winter | Non-coincident | 2028 | POE10 | Operational-demand | NA | 62.721
VIC | RTS66U | Richmond 66kV (United Energy Total) | United Energy | Winter | Non-coincident | 2028 | POE50 | Operational-demand | NA | 61.3596
VIC | RTS66U | Richmond 66kV (United Energy Total) | United Energy | Winter | Coincident | 2029 | POE10 | Operational-demand | NA | 51.7509
VIC | RTS66U | Richmond 66kV (United Energy Total) | United Energy | Winter | Coincident | 2029 | POE50 | Operational-demand | NA | 50.8987
VIC | RTS66U | Richmond 66kV (United Energy Total) | United Energy | Winter | Non-coincident | 2029 | POE10 | Operational-demand | NA | 63.3279
VIC | RTS66U | Richmond 66kV (United Energy Total) | United Energy | Winter | Non-coincident | 2029 | POE50 | Operational-demand | NA | 61.9586
VIC | RTS66U | Richmond 66kV (United Energy Total) | United Energy | Winter | Coincident | 2030 | POE10 | Operational-demand | NA | 51.5474
VIC | RTS66U | Richmond 66kV (United Energy Total) | United Energy | Winter | Coincident | 2030 | POE50 | Operational-demand | NA | 50.692
VIC | RTS66U | Richmond 66kV (United Energy Total) | United Energy | Winter | Non-coincident | 2030 | POE10 | Operational-demand | NA | 63.9637
VIC | RTS66U | Richmond 66kV (United Energy Total) | United Energy | Winter | Non-coincident | 2030 | POE50 | Operational-demand | NA | 62.5864
VIC | RTS66U | Richmond 66kV (United Energy Total) | United Energy | Winter | Coincident | 2031 | POE10 | Operational-demand | NA | 51.4359
VIC | RTS66U | Richmond 66kV (United Energy Total) | United Energy | Winter | Coincident | 2031 | POE50 | Operational-demand | NA | 50.5891
VIC | RTS66U | Richmond 66kV (United Energy Total) | United Energy | Winter | Non-coincident | 2031 | POE10 | Operational-demand | NA | 64.6194
VIC | RTS66U | Richmond 66kV (United Energy Total) | United Energy | Winter | Non-coincident | 2031 | POE50 | Operational-demand | NA | 63.2342
VIC | RTS66U | Richmond 66kV (United Energy Total) | United Energy | Winter | Coincident | 2032 | POE10 | Operational-demand | NA | 50.91
VIC | RTS66U | Richmond 66kV (United Energy Total) | United Energy | Winter | Coincident | 2032 | POE50 | Operational-demand | NA | 49.9823
VIC | RTS66U | Richmond 66kV (United Energy Total) | United Energy | Winter | Non-coincident | 2032 | POE10 | Operational-demand | NA | 65.2972
VIC | RTS66U | Richmond 66kV (United Energy Total) | United Energy | Winter | Non-coincident | 2032 | POE50 | Operational-demand | NA | 63.9041
VIC | RTS66U | Richmond 66kV (United Energy Total) | United Energy | Winter | Coincident | 2033 | POE10 | Operational-demand | NA | 50.1603
VIC | RTS66U | Richmond 66kV (United Energy Total) | United Energy | Winter | Coincident | 2033 | POE50 | Operational-demand | NA | 49.257
VIC | RTS66U | Richmond 66kV (United Energy Total) | United Energy | Winter | Non-coincident | 2033 | POE10 | Operational-demand | NA | 65.9786
VIC | RTS66U | Richmond 66kV (United Energy Total) | United Energy | Winter | Non-coincident | 2033 | POE50 | Operational-demand | NA | 64.5777
VIC | RTS66U | Richmond 66kV (United Energy Total) | United Energy | Winter | Coincident | 2034 | POE10 | Operational-demand | NA | 50.3011
VIC | RTS66U | Richmond 66kV (United Energy Total) | United Energy | Winter | Coincident | 2034 | POE50 | Operational-demand | NA | 49.4268
VIC | RTS66U | Richmond 66kV (United Energy Total) | United Energy | Winter | Non-coincident | 2034 | POE10 | Operational-demand | NA | 66.6583
VIC | RTS66U | Richmond 66kV (United Energy Total) | United Energy | Winter | Non-coincident | 2034 | POE50 | Operational-demand | NA | 65.2496
VIC | RWTS1366A | Ringwood 13 (AusNet) 66 kV | AusNet | Shoulder | Coincident | 2019 | ACTUAL_OPG | Operational-demand | 35.2515 | NA
VIC | RWTS1366A | Ringwood 13 (AusNet) 66 kV | AusNet | Shoulder | Coincident | 2019 | ACTUAL_RAW | Operational-demand | 35.2515 | NA
VIC | RWTS1366A | Ringwood 13 (AusNet) 66 kV | AusNet | Shoulder | Non-coincident | 2019 | ACTUAL_RAW | Operational-demand | 28.9411 | NA
VIC | RWTS1366A | Ringwood 13 (AusNet) 66 kV | AusNet | Shoulder | Non-coincident | 2019 | ACTUAL_OPG | Operational-demand | 28.9411 | NA
VIC | RWTS1366A | Ringwood 13 (AusNet) 66 kV | AusNet | Shoulder | Non-coincident | 2019 | ACTUAL_ADJUSTEDOPG | Operational-demand | 28.9411 | NA
VIC | RWTS1366A | Ringwood 13 (AusNet) 66 kV | AusNet | Shoulder | Coincident | 2020 | ACTUAL_OPG | Operational-demand | 35.3867 | NA
VIC | RWTS1366A | Ringwood 13 (AusNet) 66 kV | AusNet | Shoulder | Coincident | 2020 | ACTUAL_RAW | Operational-demand | 35.3867 | NA
VIC | RWTS1366A | Ringwood 13 (AusNet) 66 kV | AusNet | Shoulder | Non-coincident | 2020 | ACTUAL_RAW | Operational-demand | 26.5562 | NA
VIC | RWTS1366A | Ringwood 13 (AusNet) 66 kV | AusNet | Shoulder | Non-coincident | 2020 | ACTUAL_OPG | Operational-demand | 26.5562 | NA
VIC | RWTS1366A | Ringwood 13 (AusNet) 66 kV | AusNet | Shoulder | Non-coincident | 2020 | ACTUAL_ADJUSTEDOPG | Operational-demand | 26.5562 | NA
VIC | RWTS1366A | Ringwood 13 (AusNet) 66 kV | AusNet | Shoulder | Coincident | 2021 | ACTUAL_OPG | Operational-demand | 28.2262 | NA
VIC | RWTS1366A | Ringwood 13 (AusNet) 66 kV | AusNet | Shoulder | Coincident | 2021 | ACTUAL_RAW | Operational-demand | 28.2262 | NA
VIC | RWTS1366A | Ringwood 13 (AusNet) 66 kV | AusNet | Shoulder | Non-coincident | 2021 | ACTUAL_RAW | Operational-demand | 21.1378 | NA
VIC | RWTS1366A | Ringwood 13 (AusNet) 66 kV | AusNet | Shoulder | Non-coincident | 2021 | ACTUAL_OPG | Operational-demand | 21.1378 | NA
VIC | RWTS1366A | Ringwood 13 (AusNet) 66 kV | AusNet | Shoulder | Non-coincident | 2021 | ACTUAL_ADJUSTEDOPG | Operational-demand | 21.1378 | NA
VIC | RWTS1366A | Ringwood 13 (AusNet) 66 kV | AusNet | Shoulder | Coincident | 2022 | ACTUAL_OPG | Operational-demand | 10.8597 | NA
VIC | RWTS1366A | Ringwood 13 (AusNet) 66 kV | AusNet | Shoulder | Coincident | 2022 | ACTUAL_RAW | Operational-demand | 10.8597 | NA
VIC | RWTS1366A | Ringwood 13 (AusNet) 66 kV | AusNet | Shoulder | Non-coincident | 2022 | ACTUAL_RAW | Operational-demand | 10.6695 | NA
VIC | RWTS1366A | Ringwood 13 (AusNet) 66 kV | AusNet | Shoulder | Non-coincident | 2022 | ACTUAL_OPG | Operational-demand | 10.6695 | NA
VIC | RWTS1366A | Ringwood 13 (AusNet) 66 kV | AusNet | Shoulder | Non-coincident | 2022 | ACTUAL_ADJUSTEDOPG | Operational-demand | 10.6695 | NA
VIC | RWTS1366A | Ringwood 13 (AusNet) 66 kV | AusNet | Shoulder | Coincident | 2023 | ACTUAL_OPG | Operational-demand | 5.5101 | NA
VIC | RWTS1366A | Ringwood 13 (AusNet) 66 kV | AusNet | Shoulder | Coincident | 2023 | ACTUAL_RAW | Operational-demand | 5.5101 | NA
VIC | RWTS1366A | Ringwood 13 (AusNet) 66 kV | AusNet | Shoulder | Non-coincident | 2023 | ACTUAL_RAW | Operational-demand | 2.419 | NA
VIC | RWTS1366A | Ringwood 13 (AusNet) 66 kV | AusNet | Shoulder | Non-coincident | 2023 | ACTUAL_OPG | Operational-demand | 2.419 | NA
VIC | RWTS1366A | Ringwood 13 (AusNet) 66 kV | AusNet | Shoulder | Non-coincident | 2023 | ACTUAL_ADJUSTEDOPG | Operational-demand | 2.419 | NA
VIC | RWTS1366A | Ringwood 13 (AusNet) 66 kV | AusNet | Shoulder | Coincident | 2024 | ACTUAL_OPG | Operational-demand | -1.3544 | NA
VIC | RWTS1366A | Ringwood 13 (AusNet) 66 kV | AusNet | Shoulder | Coincident | 2024 | ACTUAL_RAW | Operational-demand | -1.3544 | NA
VIC | RWTS1366A | Ringwood 13 (AusNet) 66 kV | AusNet | Shoulder | Non-coincident | 2024 | ACTUAL_RAW | Operational-demand | -3.2812 | NA
VIC | RWTS1366A | Ringwood 13 (AusNet) 66 kV | AusNet | Shoulder | Non-coincident | 2024 | ACTUAL_OPG | Operational-demand | -3.2812 | NA
VIC | RWTS1366A | Ringwood 13 (AusNet) 66 kV | AusNet | Shoulder | Non-coincident | 2024 | ACTUAL_ADJUSTEDOPG | Operational-demand | -3.2812 | NA
VIC | RWTS1366A | Ringwood 13 (AusNet) 66 kV | AusNet | Shoulder | Coincident | 2025 | ACTUAL_OPG | Operational-demand | -11.0727 | NA
VIC | RWTS1366A | Ringwood 13 (AusNet) 66 kV | AusNet | Shoulder | Coincident | 2025 | ACTUAL_RAW | Operational-demand | -11.0727 | NA
VIC | RWTS1366A | Ringwood 13 (AusNet) 66 kV | AusNet | Shoulder | Non-coincident | 2025 | ACTUAL_RAW | Operational-demand | -11.0727 | NA
VIC | RWTS1366A | Ringwood 13 (AusNet) 66 kV | AusNet | Shoulder | Non-coincident | 2025 | ACTUAL_OPG | Operational-demand | -11.0727 | NA
VIC | RWTS1366A | Ringwood 13 (AusNet) 66 kV | AusNet | Shoulder | Non-coincident | 2025 | ACTUAL_ADJUSTEDOPG | Operational-demand | -11.0727 | NA
VIC | RWTS1366A | Ringwood 13 (AusNet) 66 kV | AusNet | Shoulder | Non-coincident | 2025 | BASEYEARPOE90 | Operational-demand | -35.1397 | NA
VIC | RWTS1366A | Ringwood 13 (AusNet) 66 kV | AusNet | Shoulder | Non-coincident | 2025 | BASEYEARPOE50 | Operational-demand | -30.7168 | NA
VIC | RWTS1366A | Ringwood 13 (AusNet) 66 kV | AusNet | Shoulder | Coincident_unreconciled | 2026 | POE50 | Operational-demand | -29.296 | NA
VIC | RWTS1366A | Ringwood 13 (AusNet) 66 kV | AusNet | Shoulder | Coincident_unreconciled | 2026 | POE90 | Operational-demand | -31.3637 | NA
VIC | RWTS1366A | Ringwood 13 (AusNet) 66 kV | AusNet | Shoulder | Non-coincident | 2026 | POE50 | Operational-demand | -41.4726 | NA
VIC | RWTS1366A | Ringwood 13 (AusNet) 66 kV | AusNet | Shoulder | Non-coincident | 2026 | POE90 | Operational-demand | -44.3998 | NA
VIC | RWTS1366A | Ringwood 13 (AusNet) 66 kV | AusNet | Shoulder | Coincident_unreconciled | 2027 | POE50 | Operational-demand | -35.7773 | NA
VIC | RWTS1366A | Ringwood 13 (AusNet) 66 kV | AusNet | Shoulder | Coincident_unreconciled | 2027 | POE90 | Operational-demand | -37.8507 | NA
VIC | RWTS1366A | Ringwood 13 (AusNet) 66 kV | AusNet | Shoulder | Non-coincident | 2027 | POE50 | Operational-demand | -50.6478 | NA
VIC | RWTS1366A | Ringwood 13 (AusNet) 66 kV | AusNet | Shoulder | Non-coincident | 2027 | POE90 | Operational-demand | -53.5831 | NA
VIC | RWTS1366A | Ringwood 13 (AusNet) 66 kV | AusNet | Shoulder | Coincident_unreconciled | 2028 | POE50 | Operational-demand | -40.9431 | NA
VIC | RWTS1366A | Ringwood 13 (AusNet) 66 kV | AusNet | Shoulder | Coincident_unreconciled | 2028 | POE90 | Operational-demand | -43.0222 | NA
VIC | RWTS1366A | Ringwood 13 (AusNet) 66 kV | AusNet | Shoulder | Non-coincident | 2028 | POE50 | Operational-demand | -57.9608 | NA
VIC | RWTS1366A | Ringwood 13 (AusNet) 66 kV | AusNet | Shoulder | Non-coincident | 2028 | POE90 | Operational-demand | -60.904 | NA
VIC | RWTS1366A | Ringwood 13 (AusNet) 66 kV | AusNet | Shoulder | Coincident_unreconciled | 2029 | POE50 | Operational-demand | -46.1372 | NA
VIC | RWTS1366A | Ringwood 13 (AusNet) 66 kV | AusNet | Shoulder | Coincident_unreconciled | 2029 | POE90 | Operational-demand | -48.2219 | NA
VIC | RWTS1366A | Ringwood 13 (AusNet) 66 kV | AusNet | Shoulder | Non-coincident | 2029 | POE50 | Operational-demand | -65.3137 | NA
VIC | RWTS1366A | Ringwood 13 (AusNet) 66 kV | AusNet | Shoulder | Non-coincident | 2029 | POE90 | Operational-demand | -68.2649 | NA
VIC | RWTS1366A | Ringwood 13 (AusNet) 66 kV | AusNet | Shoulder | Coincident_unreconciled | 2030 | POE50 | Operational-demand | -51.3074 | NA
VIC | RWTS1366A | Ringwood 13 (AusNet) 66 kV | AusNet | Shoulder | Coincident_unreconciled | 2030 | POE90 | Operational-demand | -53.3977 | NA
VIC | RWTS1366A | Ringwood 13 (AusNet) 66 kV | AusNet | Shoulder | Non-coincident | 2030 | POE50 | Operational-demand | -72.6328 | NA
VIC | RWTS1366A | Ringwood 13 (AusNet) 66 kV | AusNet | Shoulder | Non-coincident | 2030 | POE90 | Operational-demand | -75.5919 | NA
VIC | RWTS1366A | Ringwood 13 (AusNet) 66 kV | AusNet | Shoulder | Coincident_unreconciled | 2031 | POE50 | Operational-demand | -56.7716 | NA
VIC | RWTS1366A | Ringwood 13 (AusNet) 66 kV | AusNet | Shoulder | Coincident_unreconciled | 2031 | POE90 | Operational-demand | -58.8675 | NA
VIC | RWTS1366A | Ringwood 13 (AusNet) 66 kV | AusNet | Shoulder | Non-coincident | 2031 | POE50 | Operational-demand | -80.3682 | NA
VIC | RWTS1366A | Ringwood 13 (AusNet) 66 kV | AusNet | Shoulder | Non-coincident | 2031 | POE90 | Operational-demand | -83.3353 | NA
VIC | RWTS1366A | Ringwood 13 (AusNet) 66 kV | AusNet | Shoulder | Coincident_unreconciled | 2032 | POE50 | Operational-demand | -60.8873 | NA
VIC | RWTS1366A | Ringwood 13 (AusNet) 66 kV | AusNet | Shoulder | Coincident_unreconciled | 2032 | POE90 | Operational-demand | -62.9889 | NA
VIC | RWTS1366A | Ringwood 13 (AusNet) 66 kV | AusNet | Shoulder | Non-coincident | 2032 | POE50 | Operational-demand | -86.1946 | NA
VIC | RWTS1366A | Ringwood 13 (AusNet) 66 kV | AusNet | Shoulder | Non-coincident | 2032 | POE90 | Operational-demand | -89.1697 | NA
VIC | RWTS1366A | Ringwood 13 (AusNet) 66 kV | AusNet | Shoulder | Coincident_unreconciled | 2033 | POE50 | Operational-demand | -63.9205 | NA
VIC | RWTS1366A | Ringwood 13 (AusNet) 66 kV | AusNet | Shoulder | Coincident_unreconciled | 2033 | POE90 | Operational-demand | -66.0277 | NA
VIC | RWTS1366A | Ringwood 13 (AusNet) 66 kV | AusNet | Shoulder | Non-coincident | 2033 | POE50 | Operational-demand | -90.4884 | NA
VIC | RWTS1366A | Ringwood 13 (AusNet) 66 kV | AusNet | Shoulder | Non-coincident | 2033 | POE90 | Operational-demand | -93.4715 | NA
VIC | RWTS1366A | Ringwood 13 (AusNet) 66 kV | AusNet | Shoulder | Coincident_unreconciled | 2034 | POE50 | Operational-demand | -66.9205 | NA
VIC | RWTS1366A | Ringwood 13 (AusNet) 66 kV | AusNet | Shoulder | Coincident_unreconciled | 2034 | POE90 | Operational-demand | -69.0335 | NA
VIC | RWTS1366A | Ringwood 13 (AusNet) 66 kV | AusNet | Shoulder | Non-coincident | 2034 | POE50 | Operational-demand | -94.7354 | NA
VIC | RWTS1366A | Ringwood 13 (AusNet) 66 kV | AusNet | Shoulder | Non-coincident | 2034 | POE90 | Operational-demand | -97.7266 | NA
VIC | RWTS1366A | Ringwood 13 (AusNet) 66 kV | AusNet | Shoulder | Coincident_unreconciled | 2035 | POE50 | Operational-demand | -70.3136 | NA
VIC | RWTS1366A | Ringwood 13 (AusNet) 66 kV | AusNet | Shoulder | Coincident_unreconciled | 2035 | POE90 | Operational-demand | -72.4322 | NA
VIC | RWTS1366A | Ringwood 13 (AusNet) 66 kV | AusNet | Shoulder | Non-coincident | 2035 | POE50 | Operational-demand | -99.5388 | NA
VIC | RWTS1366A | Ringwood 13 (AusNet) 66 kV | AusNet | Shoulder | Non-coincident | 2035 | POE90 | Operational-demand | -102.538 | NA
VIC | RWTS1366A | Ringwood 13 (AusNet) 66 kV | AusNet | Summer | Coincident | 2019 | ACTUAL_OPG | Operational-demand | 36.6097 | 152.1035
VIC | RWTS1366A | Ringwood 13 (AusNet) 66 kV | AusNet | Summer | Coincident | 2019 | ACTUAL_RAW | Operational-demand | 36.6097 | 152.1035
VIC | RWTS1366A | Ringwood 13 (AusNet) 66 kV | AusNet | Summer | Non-coincident | 2019 | ACTUAL_RAW | Operational-demand | 28.4548 | 177.2986
VIC | RWTS1366A | Ringwood 13 (AusNet) 66 kV | AusNet | Summer | Non-coincident | 2019 | ACTUAL_OPG | Operational-demand | 28.4548 | 177.2986
VIC | RWTS1366A | Ringwood 13 (AusNet) 66 kV | AusNet | Summer | Non-coincident | 2019 | ACTUAL_ADJUSTEDOPG | Operational-demand | 28.4548 | 177.2986
VIC | RWTS1366A | Ringwood 13 (AusNet) 66 kV | AusNet | Summer | Coincident | 2020 | ACTUAL_OPG | Operational-demand | 22.8154 | 176.9263
VIC | RWTS1366A | Ringwood 13 (AusNet) 66 kV | AusNet | Summer | Coincident | 2020 | ACTUAL_RAW | Operational-demand | 22.8154 | 176.9263
VIC | RWTS1366A | Ringwood 13 (AusNet) 66 kV | AusNet | Summer | Non-coincident | 2020 | ACTUAL_RAW | Operational-demand | 22.8154 | 176.9263
VIC | RWTS1366A | Ringwood 13 (AusNet) 66 kV | AusNet | Summer | Non-coincident | 2020 | ACTUAL_OPG | Operational-demand | 22.8154 | 176.9263
VIC | RWTS1366A | Ringwood 13 (AusNet) 66 kV | AusNet | Summer | Non-coincident | 2020 | ACTUAL_ADJUSTEDOPG | Operational-demand | 22.8154 | 176.9263
VIC | RWTS1366A | Ringwood 13 (AusNet) 66 kV | AusNet | Summer | Coincident | 2021 | ACTUAL_OPG | Operational-demand | 15.4962 | 135.6051
VIC | RWTS1366A | Ringwood 13 (AusNet) 66 kV | AusNet | Summer | Coincident | 2021 | ACTUAL_RAW | Operational-demand | 15.4962 | 135.6051
VIC | RWTS1366A | Ringwood 13 (AusNet) 66 kV | AusNet | Summer | Non-coincident | 2021 | ACTUAL_RAW | Operational-demand | 11.3845 | 145.4741
VIC | RWTS1366A | Ringwood 13 (AusNet) 66 kV | AusNet | Summer | Non-coincident | 2021 | ACTUAL_OPG | Operational-demand | 11.3845 | 145.4741
VIC | RWTS1366A | Ringwood 13 (AusNet) 66 kV | AusNet | Summer | Non-coincident | 2021 | ACTUAL_ADJUSTEDOPG | Operational-demand | 11.3845 | 145.4741
VIC | RWTS1366A | Ringwood 13 (AusNet) 66 kV | AusNet | Summer | Coincident | 2022 | ACTUAL_OPG | Operational-demand | 8.7228 | 147.3288
VIC | RWTS1366A | Ringwood 13 (AusNet) 66 kV | AusNet | Summer | Coincident | 2022 | ACTUAL_RAW | Operational-demand | 8.7228 | 147.3288
VIC | RWTS1366A | Ringwood 13 (AusNet) 66 kV | AusNet | Summer | Non-coincident | 2022 | ACTUAL_RAW | Operational-demand | 8.6269 | 160.0025
VIC | RWTS1366A | Ringwood 13 (AusNet) 66 kV | AusNet | Summer | Non-coincident | 2022 | ACTUAL_OPG | Operational-demand | 8.6269 | 160.0025
VIC | RWTS1366A | Ringwood 13 (AusNet) 66 kV | AusNet | Summer | Non-coincident | 2022 | ACTUAL_ADJUSTEDOPG | Operational-demand | 8.6269 | 160.0025
VIC | RWTS1366A | Ringwood 13 (AusNet) 66 kV | AusNet | Summer | Coincident | 2023 | ACTUAL_OPG | Operational-demand | 3.8647 | 152.6843
VIC | RWTS1366A | Ringwood 13 (AusNet) 66 kV | AusNet | Summer | Coincident | 2023 | ACTUAL_RAW | Operational-demand | 3.8647 | 152.6843
VIC | RWTS1366A | Ringwood 13 (AusNet) 66 kV | AusNet | Summer | Non-coincident | 2023 | ACTUAL_RAW | Operational-demand | 3.5461 | 156.4369
VIC | RWTS1366A | Ringwood 13 (AusNet) 66 kV | AusNet | Summer | Non-coincident | 2023 | ACTUAL_OPG | Operational-demand | 3.5461 | 156.4369
VIC | RWTS1366A | Ringwood 13 (AusNet) 66 kV | AusNet | Summer | Non-coincident | 2023 | ACTUAL_ADJUSTEDOPG | Operational-demand | 3.5461 | 156.4369
VIC | RWTS1366A | Ringwood 13 (AusNet) 66 kV | AusNet | Summer | Coincident | 2024 | ACTUAL_OPG | Operational-demand | -10.0496 | 156.5918
VIC | RWTS1366A | Ringwood 13 (AusNet) 66 kV | AusNet | Summer | Coincident | 2024 | ACTUAL_RAW | Operational-demand | -10.0496 | 156.5918
VIC | RWTS1366A | Ringwood 13 (AusNet) 66 kV | AusNet | Summer | Non-coincident | 2024 | ACTUAL_RAW | Operational-demand | -10.5876 | 167.3128
VIC | RWTS1366A | Ringwood 13 (AusNet) 66 kV | AusNet | Summer | Non-coincident | 2024 | ACTUAL_OPG | Operational-demand | -10.5876 | 167.3128
VIC | RWTS1366A | Ringwood 13 (AusNet) 66 kV | AusNet | Summer | Non-coincident | 2024 | ACTUAL_ADJUSTEDOPG | Operational-demand | -10.5876 | 167.3128
VIC | RWTS1366A | Ringwood 13 (AusNet) 66 kV | AusNet | Summer | Coincident | 2025 | ACTUAL_OPG | Operational-demand | -15.7077 | 145.6784
VIC | RWTS1366A | Ringwood 13 (AusNet) 66 kV | AusNet | Summer | Coincident | 2025 | ACTUAL_RAW | Operational-demand | -15.7077 | 145.6784
VIC | RWTS1366A | Ringwood 13 (AusNet) 66 kV | AusNet | Summer | Non-coincident | 2025 | ACTUAL_RAW | Operational-demand | -15.7077 | 184.6137
VIC | RWTS1366A | Ringwood 13 (AusNet) 66 kV | AusNet | Summer | Non-coincident | 2025 | ACTUAL_OPG | Operational-demand | -15.7077 | 184.6137
VIC | RWTS1366A | Ringwood 13 (AusNet) 66 kV | AusNet | Summer | Non-coincident | 2025 | ACTUAL_ADJUSTEDOPG | Operational-demand | -15.7077 | 184.6137
VIC | RWTS1366A | Ringwood 13 (AusNet) 66 kV | AusNet | Summer | Non-coincident | 2025 | BASEYEARPOE90 | Operational-demand | -40.1387 | NA
VIC | RWTS1366A | Ringwood 13 (AusNet) 66 kV | AusNet | Summer | Non-coincident | 2025 | BASEYEARPOE50 | Operational-demand | -36.7043 | 179.8264
VIC | RWTS1366A | Ringwood 13 (AusNet) 66 kV | AusNet | Summer | Coincident_unreconciled | 2026 | POE50 | Operational-demand | -45.1378 | NA
VIC | RWTS1366A | Ringwood 13 (AusNet) 66 kV | AusNet | Summer | Coincident_unreconciled | 2026 | POE90 | Operational-demand | -47.4762 | NA
VIC | RWTS1366A | Ringwood 13 (AusNet) 66 kV | AusNet | Summer | Non-coincident | 2026 | POE50 | Operational-demand | -46.3145 | 190
VIC | RWTS1366A | Ringwood 13 (AusNet) 66 kV | AusNet | Summer | Non-coincident | 2026 | POE90 | Operational-demand | -48.7139 | NA
VIC | RWTS1366A | Ringwood 13 (AusNet) 66 kV | AusNet | Summer | Coincident_unreconciled | 2027 | POE50 | Operational-demand | -54.2528 | NA
VIC | RWTS1366A | Ringwood 13 (AusNet) 66 kV | AusNet | Summer | Coincident_unreconciled | 2027 | POE90 | Operational-demand | -56.5976 | NA
VIC | RWTS1366A | Ringwood 13 (AusNet) 66 kV | AusNet | Summer | Non-coincident | 2027 | POE50 | Operational-demand | -55.6671 | 189.6609
VIC | RWTS1366A | Ringwood 13 (AusNet) 66 kV | AusNet | Summer | Non-coincident | 2027 | POE90 | Operational-demand | -58.0731 | NA
VIC | RWTS1366A | Ringwood 13 (AusNet) 66 kV | AusNet | Summer | Coincident_unreconciled | 2028 | POE50 | Operational-demand | -61.458 | NA
VIC | RWTS1366A | Ringwood 13 (AusNet) 66 kV | AusNet | Summer | Coincident_unreconciled | 2028 | POE90 | Operational-demand | -63.8092 | NA
VIC | RWTS1366A | Ringwood 13 (AusNet) 66 kV | AusNet | Summer | Non-coincident | 2028 | POE50 | Operational-demand | -63.0602 | 189.6709
VIC | RWTS1366A | Ringwood 13 (AusNet) 66 kV | AusNet | Summer | Non-coincident | 2028 | POE90 | Operational-demand | -65.4726 | NA
VIC | RWTS1366A | Ringwood 13 (AusNet) 66 kV | AusNet | Summer | Coincident_unreconciled | 2029 | POE50 | Operational-demand | -68.7891 | NA
VIC | RWTS1366A | Ringwood 13 (AusNet) 66 kV | AusNet | Summer | Coincident_unreconciled | 2029 | POE90 | Operational-demand | -71.1467 | NA
VIC | RWTS1366A | Ringwood 13 (AusNet) 66 kV | AusNet | Summer | Non-coincident | 2029 | POE50 | Operational-demand | -70.5824 | 189.7611
VIC | RWTS1366A | Ringwood 13 (AusNet) 66 kV | AusNet | Summer | Non-coincident | 2029 | POE90 | Operational-demand | -73.0014 | NA
VIC | RWTS1366A | Ringwood 13 (AusNet) 66 kV | AusNet | Summer | Coincident_unreconciled | 2030 | POE50 | Operational-demand | -76.0849 | NA
VIC | RWTS1366A | Ringwood 13 (AusNet) 66 kV | AusNet | Summer | Coincident_unreconciled | 2030 | POE90 | Operational-demand | -78.4488 | NA
VIC | RWTS1366A | Ringwood 13 (AusNet) 66 kV | AusNet | Summer | Non-coincident | 2030 | POE50 | Operational-demand | -78.0683 | 189.9697
VIC | RWTS1366A | Ringwood 13 (AusNet) 66 kV | AusNet | Summer | Non-coincident | 2030 | POE90 | Operational-demand | -80.4938 | NA
VIC | RWTS1366A | Ringwood 13 (AusNet) 66 kV | AusNet | Summer | Coincident_unreconciled | 2031 | POE50 | Operational-demand | -83.8198 | NA
VIC | RWTS1366A | Ringwood 13 (AusNet) 66 kV | AusNet | Summer | Coincident_unreconciled | 2031 | POE90 | Operational-demand | -86.1901 | NA
VIC | RWTS1366A | Ringwood 13 (AusNet) 66 kV | AusNet | Summer | Non-coincident | 2031 | POE50 | Operational-demand | -86.0049 | 190.1509
VIC | RWTS1366A | Ringwood 13 (AusNet) 66 kV | AusNet | Summer | Non-coincident | 2031 | POE90 | Operational-demand | -88.4369 | NA
VIC | RWTS1366A | Ringwood 13 (AusNet) 66 kV | AusNet | Summer | Coincident_unreconciled | 2032 | POE50 | Operational-demand | -89.5607 | NA
VIC | RWTS1366A | Ringwood 13 (AusNet) 66 kV | AusNet | Summer | Coincident_unreconciled | 2032 | POE90 | Operational-demand | -91.9374 | NA
VIC | RWTS1366A | Ringwood 13 (AusNet) 66 kV | AusNet | Summer | Non-coincident | 2032 | POE50 | Operational-demand | -91.8954 | 190.6186
VIC | RWTS1366A | Ringwood 13 (AusNet) 66 kV | AusNet | Summer | Non-coincident | 2032 | POE90 | Operational-demand | -94.3341 | NA
VIC | RWTS1366A | Ringwood 13 (AusNet) 66 kV | AusNet | Summer | Coincident_unreconciled | 2033 | POE50 | Operational-demand | -93.758 | NA
VIC | RWTS1366A | Ringwood 13 (AusNet) 66 kV | AusNet | Summer | Coincident_unreconciled | 2033 | POE90 | Operational-demand | -96.1411 | NA
VIC | RWTS1366A | Ringwood 13 (AusNet) 66 kV | AusNet | Summer | Non-coincident | 2033 | POE50 | Operational-demand | -96.2022 | 191.289
VIC | RWTS1366A | Ringwood 13 (AusNet) 66 kV | AusNet | Summer | Non-coincident | 2033 | POE90 | Operational-demand | -98.6474 | NA
VIC | RWTS1366A | Ringwood 13 (AusNet) 66 kV | AusNet | Summer | Coincident_unreconciled | 2034 | POE50 | Operational-demand | -97.947 | NA
VIC | RWTS1366A | Ringwood 13 (AusNet) 66 kV | AusNet | Summer | Coincident_unreconciled | 2034 | POE90 | Operational-demand | -100.3365 | NA
VIC | RWTS1366A | Ringwood 13 (AusNet) 66 kV | AusNet | Summer | Non-coincident | 2034 | POE50 | Operational-demand | -100.5003 | 191.968
VIC | RWTS1366A | Ringwood 13 (AusNet) 66 kV | AusNet | Summer | Non-coincident | 2034 | POE90 | Operational-demand | -102.9521 | NA
VIC | RWTS1366A | Ringwood 13 (AusNet) 66 kV | AusNet | Summer | Coincident_unreconciled | 2035 | POE50 | Operational-demand | -102.7185 | NA
VIC | RWTS1366A | Ringwood 13 (AusNet) 66 kV | AusNet | Summer | Coincident_unreconciled | 2035 | POE90 | Operational-demand | -105.1144 | NA
VIC | RWTS1366A | Ringwood 13 (AusNet) 66 kV | AusNet | Summer | Non-coincident | 2035 | POE50 | Operational-demand | -105.3962 | 192.5856
VIC | RWTS1366A | Ringwood 13 (AusNet) 66 kV | AusNet | Summer | Non-coincident | 2035 | POE90 | Operational-demand | -107.8546 | NA
VIC | RWTS1366A | Ringwood 13 (AusNet) 66 kV | AusNet | Summer | Non-coincident | 2025 | BASEYEARPOE10 | Operational-demand | NA | 198.8076
VIC | RWTS1366A | Ringwood 13 (AusNet) 66 kV | AusNet | Summer | Coincident | 2026 | POE10 | Operational-demand | NA | 194.2552
VIC | RWTS1366A | Ringwood 13 (AusNet) 66 kV | AusNet | Summer | Coincident | 2026 | POE50 | Operational-demand | NA | 180.3686
VIC | RWTS1366A | Ringwood 13 (AusNet) 66 kV | AusNet | Summer | Non-coincident | 2026 | POE10 | Operational-demand | NA | 212.9329
VIC | RWTS1366A | Ringwood 13 (AusNet) 66 kV | AusNet | Summer | Coincident | 2027 | POE10 | Operational-demand | NA | 188.9141
VIC | RWTS1366A | Ringwood 13 (AusNet) 66 kV | AusNet | Summer | Coincident | 2027 | POE50 | Operational-demand | NA | 174.147
VIC | RWTS1366A | Ringwood 13 (AusNet) 66 kV | AusNet | Summer | Non-coincident | 2027 | POE10 | Operational-demand | NA | 212.6567
VIC | RWTS1366A | Ringwood 13 (AusNet) 66 kV | AusNet | Summer | Coincident | 2028 | POE10 | Operational-demand | NA | 184.4374
VIC | RWTS1366A | Ringwood 13 (AusNet) 66 kV | AusNet | Summer | Coincident | 2028 | POE50 | Operational-demand | NA | 168.7042
VIC | RWTS1366A | Ringwood 13 (AusNet) 66 kV | AusNet | Summer | Non-coincident | 2028 | POE10 | Operational-demand | NA | 212.7292
VIC | RWTS1366A | Ringwood 13 (AusNet) 66 kV | AusNet | Summer | Coincident | 2029 | POE10 | Operational-demand | NA | 181.2662
VIC | RWTS1366A | Ringwood 13 (AusNet) 66 kV | AusNet | Summer | Coincident | 2029 | POE50 | Operational-demand | NA | 165.87
VIC | RWTS1366A | Ringwood 13 (AusNet) 66 kV | AusNet | Summer | Non-coincident | 2029 | POE10 | Operational-demand | NA | 212.8819
VIC | RWTS1366A | Ringwood 13 (AusNet) 66 kV | AusNet | Summer | Coincident | 2030 | POE10 | Operational-demand | NA | 178.8097
VIC | RWTS1366A | Ringwood 13 (AusNet) 66 kV | AusNet | Summer | Coincident | 2030 | POE50 | Operational-demand | NA | 163.0851
VIC | RWTS1366A | Ringwood 13 (AusNet) 66 kV | AusNet | Summer | Non-coincident | 2030 | POE10 | Operational-demand | NA | 213.153
VIC | RWTS1366A | Ringwood 13 (AusNet) 66 kV | AusNet | Summer | Coincident | 2031 | POE10 | Operational-demand | NA | 174.4573
VIC | RWTS1366A | Ringwood 13 (AusNet) 66 kV | AusNet | Summer | Coincident | 2031 | POE50 | Operational-demand | NA | 159.8571
VIC | RWTS1366A | Ringwood 13 (AusNet) 66 kV | AusNet | Summer | Non-coincident | 2031 | POE10 | Operational-demand | NA | 213.3966
VIC | RWTS1366A | Ringwood 13 (AusNet) 66 kV | AusNet | Summer | Coincident | 2032 | POE10 | Operational-demand | NA | 169.6341
VIC | RWTS1366A | Ringwood 13 (AusNet) 66 kV | AusNet | Summer | Coincident | 2032 | POE50 | Operational-demand | NA | 155.1143
VIC | RWTS1366A | Ringwood 13 (AusNet) 66 kV | AusNet | Summer | Non-coincident | 2032 | POE10 | Operational-demand | NA | 213.9272
VIC | RWTS1366A | Ringwood 13 (AusNet) 66 kV | AusNet | Summer | Coincident | 2033 | POE10 | Operational-demand | NA | 166.1844
VIC | RWTS1366A | Ringwood 13 (AusNet) 66 kV | AusNet | Summer | Coincident | 2033 | POE50 | Operational-demand | NA | 150.5457
VIC | RWTS1366A | Ringwood 13 (AusNet) 66 kV | AusNet | Summer | Non-coincident | 2033 | POE10 | Operational-demand | NA | 214.6605
VIC | RWTS1366A | Ringwood 13 (AusNet) 66 kV | AusNet | Summer | Coincident | 2034 | POE10 | Operational-demand | NA | 164.9832
VIC | RWTS1366A | Ringwood 13 (AusNet) 66 kV | AusNet | Summer | Coincident | 2034 | POE50 | Operational-demand | NA | 149.6116
VIC | RWTS1366A | Ringwood 13 (AusNet) 66 kV | AusNet | Summer | Non-coincident | 2034 | POE10 | Operational-demand | NA | 215.4026
VIC | RWTS1366A | Ringwood 13 (AusNet) 66 kV | AusNet | Summer | Coincident | 2035 | POE10 | Operational-demand | NA | 164.4456
VIC | RWTS1366A | Ringwood 13 (AusNet) 66 kV | AusNet | Summer | Coincident | 2035 | POE50 | Operational-demand | NA | 149.1419
VIC | RWTS1366A | Ringwood 13 (AusNet) 66 kV | AusNet | Summer | Non-coincident | 2035 | POE10 | Operational-demand | NA | 216.0832
VIC | RWTS1366A | Ringwood 13 (AusNet) 66 kV | AusNet | Winter | Coincident | 2018 | ACTUAL_OPG | Operational-demand | NA | 116.7059
VIC | RWTS1366A | Ringwood 13 (AusNet) 66 kV | AusNet | Winter | Coincident | 2018 | ACTUAL_RAW | Operational-demand | NA | 116.7059
VIC | RWTS1366A | Ringwood 13 (AusNet) 66 kV | AusNet | Winter | Non-coincident | 2018 | ACTUAL_RAW | Operational-demand | NA | 118.2823
VIC | RWTS1366A | Ringwood 13 (AusNet) 66 kV | AusNet | Winter | Non-coincident | 2018 | ACTUAL_OPG | Operational-demand | NA | 118.2823
VIC | RWTS1366A | Ringwood 13 (AusNet) 66 kV | AusNet | Winter | Non-coincident | 2018 | ACTUAL_ADJUSTEDOPG | Operational-demand | NA | 118.2823
VIC | RWTS1366A | Ringwood 13 (AusNet) 66 kV | AusNet | Winter | Coincident | 2019 | ACTUAL_OPG | Operational-demand | NA | 118.5562
VIC | RWTS1366A | Ringwood 13 (AusNet) 66 kV | AusNet | Winter | Coincident | 2019 | ACTUAL_RAW | Operational-demand | NA | 118.5562
VIC | RWTS1366A | Ringwood 13 (AusNet) 66 kV | AusNet | Winter | Non-coincident | 2019 | ACTUAL_RAW | Operational-demand | NA | 119.5584
VIC | RWTS1366A | Ringwood 13 (AusNet) 66 kV | AusNet | Winter | Non-coincident | 2019 | ACTUAL_OPG | Operational-demand | NA | 119.5584
VIC | RWTS1366A | Ringwood 13 (AusNet) 66 kV | AusNet | Winter | Non-coincident | 2019 | ACTUAL_ADJUSTEDOPG | Operational-demand | NA | 119.5584
VIC | RWTS1366A | Ringwood 13 (AusNet) 66 kV | AusNet | Winter | Coincident | 2020 | ACTUAL_OPG | Operational-demand | NA | 130.2857
VIC | RWTS1366A | Ringwood 13 (AusNet) 66 kV | AusNet | Winter | Coincident | 2020 | ACTUAL_RAW | Operational-demand | NA | 130.2857
VIC | RWTS1366A | Ringwood 13 (AusNet) 66 kV | AusNet | Winter | Non-coincident | 2020 | ACTUAL_RAW | Operational-demand | NA | 130.2857
VIC | RWTS1366A | Ringwood 13 (AusNet) 66 kV | AusNet | Winter | Non-coincident | 2020 | ACTUAL_OPG | Operational-demand | NA | 130.2857
VIC | RWTS1366A | Ringwood 13 (AusNet) 66 kV | AusNet | Winter | Non-coincident | 2020 | ACTUAL_ADJUSTEDOPG | Operational-demand | NA | 130.2857
VIC | RWTS1366A | Ringwood 13 (AusNet) 66 kV | AusNet | Winter | Coincident | 2021 | ACTUAL_OPG | Operational-demand | NA | 125.8819
VIC | RWTS1366A | Ringwood 13 (AusNet) 66 kV | AusNet | Winter | Coincident | 2021 | ACTUAL_RAW | Operational-demand | NA | 125.8819
VIC | RWTS1366A | Ringwood 13 (AusNet) 66 kV | AusNet | Winter | Non-coincident | 2021 | ACTUAL_RAW | Operational-demand | NA | 126.6886
VIC | RWTS1366A | Ringwood 13 (AusNet) 66 kV | AusNet | Winter | Non-coincident | 2021 | ACTUAL_OPG | Operational-demand | NA | 126.6886
VIC | RWTS1366A | Ringwood 13 (AusNet) 66 kV | AusNet | Winter | Non-coincident | 2021 | ACTUAL_ADJUSTEDOPG | Operational-demand | NA | 126.6886
VIC | RWTS1366A | Ringwood 13 (AusNet) 66 kV | AusNet | Winter | Coincident | 2022 | ACTUAL_OPG | Operational-demand | NA | 125.4575
VIC | RWTS1366A | Ringwood 13 (AusNet) 66 kV | AusNet | Winter | Coincident | 2022 | ACTUAL_RAW | Operational-demand | NA | 125.4575
VIC | RWTS1366A | Ringwood 13 (AusNet) 66 kV | AusNet | Winter | Non-coincident | 2022 | ACTUAL_RAW | Operational-demand | NA | 126.2698
VIC | RWTS1366A | Ringwood 13 (AusNet) 66 kV | AusNet | Winter | Non-coincident | 2022 | ACTUAL_OPG | Operational-demand | NA | 126.2698
VIC | RWTS1366A | Ringwood 13 (AusNet) 66 kV | AusNet | Winter | Non-coincident | 2022 | ACTUAL_ADJUSTEDOPG | Operational-demand | NA | 126.2698
VIC | RWTS1366A | Ringwood 13 (AusNet) 66 kV | AusNet | Winter | Coincident | 2023 | ACTUAL_OPG | Operational-demand | NA | 127.889
VIC | RWTS1366A | Ringwood 13 (AusNet) 66 kV | AusNet | Winter | Coincident | 2023 | ACTUAL_RAW | Operational-demand | NA | 127.889
VIC | RWTS1366A | Ringwood 13 (AusNet) 66 kV | AusNet | Winter | Non-coincident | 2023 | ACTUAL_RAW | Operational-demand | NA | 129.5078
VIC | RWTS1366A | Ringwood 13 (AusNet) 66 kV | AusNet | Winter | Non-coincident | 2023 | ACTUAL_OPG | Operational-demand | NA | 129.5078
VIC | RWTS1366A | Ringwood 13 (AusNet) 66 kV | AusNet | Winter | Non-coincident | 2023 | ACTUAL_ADJUSTEDOPG | Operational-demand | NA | 129.5078
VIC | RWTS1366A | Ringwood 13 (AusNet) 66 kV | AusNet | Winter | Coincident | 2024 | ACTUAL_OPG | Operational-demand | NA | 136.0043
VIC | RWTS1366A | Ringwood 13 (AusNet) 66 kV | AusNet | Winter | Coincident | 2024 | ACTUAL_RAW | Operational-demand | NA | 136.0043
VIC | RWTS1366A | Ringwood 13 (AusNet) 66 kV | AusNet | Winter | Non-coincident | 2024 | ACTUAL_RAW | Operational-demand | NA | 138.5615
VIC | RWTS1366A | Ringwood 13 (AusNet) 66 kV | AusNet | Winter | Non-coincident | 2024 | ACTUAL_OPG | Operational-demand | NA | 138.5615
VIC | RWTS1366A | Ringwood 13 (AusNet) 66 kV | AusNet | Winter | Non-coincident | 2024 | ACTUAL_ADJUSTEDOPG | Operational-demand | NA | 138.5615
VIC | RWTS1366A | Ringwood 13 (AusNet) 66 kV | AusNet | Winter | Coincident | 2025 | POE10 | Operational-demand | NA | 155.6322
VIC | RWTS1366A | Ringwood 13 (AusNet) 66 kV | AusNet | Winter | Coincident | 2025 | POE50 | Operational-demand | NA | 153.949
VIC | RWTS1366A | Ringwood 13 (AusNet) 66 kV | AusNet | Winter | Non-coincident | 2025 | ACTUAL_RAW | Operational-demand | NA | 137.7606
VIC | RWTS1366A | Ringwood 13 (AusNet) 66 kV | AusNet | Winter | Non-coincident | 2025 | ACTUAL_ADJUSTEDOPG | Operational-demand | NA | 137.7606
VIC | RWTS1366A | Ringwood 13 (AusNet) 66 kV | AusNet | Winter | Non-coincident | 2025 | BASEYEARPOE50 | Operational-demand | NA | 127.1257
VIC | RWTS1366A | Ringwood 13 (AusNet) 66 kV | AusNet | Winter | Non-coincident | 2025 | BASEYEARPOE10 | Operational-demand | NA | 130.3317
VIC | RWTS1366A | Ringwood 13 (AusNet) 66 kV | AusNet | Winter | Non-coincident | 2025 | POE10 | Operational-demand | NA | 163.1731
VIC | RWTS1366A | Ringwood 13 (AusNet) 66 kV | AusNet | Winter | Non-coincident | 2025 | POE50 | Operational-demand | NA | 160
VIC | RWTS1366A | Ringwood 13 (AusNet) 66 kV | AusNet | Winter | Coincident | 2026 | POE10 | Operational-demand | NA | 139.0623
VIC | RWTS1366A | Ringwood 13 (AusNet) 66 kV | AusNet | Winter | Coincident | 2026 | POE50 | Operational-demand | NA | 137.0823
VIC | RWTS1366A | Ringwood 13 (AusNet) 66 kV | AusNet | Winter | Non-coincident | 2026 | POE10 | Operational-demand | NA | 151.2015
VIC | RWTS1366A | Ringwood 13 (AusNet) 66 kV | AusNet | Winter | Non-coincident | 2026 | POE50 | Operational-demand | NA | 148.0195
VIC | RWTS1366A | Ringwood 13 (AusNet) 66 kV | AusNet | Winter | Coincident | 2027 | POE10 | Operational-demand | NA | 134.4571
VIC | RWTS1366A | Ringwood 13 (AusNet) 66 kV | AusNet | Winter | Coincident | 2027 | POE50 | Operational-demand | NA | 132.206
VIC | RWTS1366A | Ringwood 13 (AusNet) 66 kV | AusNet | Winter | Non-coincident | 2027 | POE10 | Operational-demand | NA | 151.7381
VIC | RWTS1366A | Ringwood 13 (AusNet) 66 kV | AusNet | Winter | Non-coincident | 2027 | POE50 | Operational-demand | NA | 148.5475
VIC | RWTS1366A | Ringwood 13 (AusNet) 66 kV | AusNet | Winter | Coincident | 2028 | POE10 | Operational-demand | NA | 132.4469
VIC | RWTS1366A | Ringwood 13 (AusNet) 66 kV | AusNet | Winter | Coincident | 2028 | POE50 | Operational-demand | NA | 130.3373
VIC | RWTS1366A | Ringwood 13 (AusNet) 66 kV | AusNet | Winter | Non-coincident | 2028 | POE10 | Operational-demand | NA | 152.4123
VIC | RWTS1366A | Ringwood 13 (AusNet) 66 kV | AusNet | Winter | Non-coincident | 2028 | POE50 | Operational-demand | NA | 149.213
VIC | RWTS1366A | Ringwood 13 (AusNet) 66 kV | AusNet | Winter | Coincident | 2029 | POE10 | Operational-demand | NA | 131.5119
VIC | RWTS1366A | Ringwood 13 (AusNet) 66 kV | AusNet | Winter | Coincident | 2029 | POE50 | Operational-demand | NA | 129.4684
VIC | RWTS1366A | Ringwood 13 (AusNet) 66 kV | AusNet | Winter | Non-coincident | 2029 | POE10 | Operational-demand | NA | 153.2151
VIC | RWTS1366A | Ringwood 13 (AusNet) 66 kV | AusNet | Winter | Non-coincident | 2029 | POE50 | Operational-demand | NA | 150.0072
VIC | RWTS1366A | Ringwood 13 (AusNet) 66 kV | AusNet | Winter | Coincident | 2030 | POE10 | Operational-demand | NA | 130.3823
VIC | RWTS1366A | Ringwood 13 (AusNet) 66 kV | AusNet | Winter | Coincident | 2030 | POE50 | Operational-demand | NA | 128.3351
VIC | RWTS1366A | Ringwood 13 (AusNet) 66 kV | AusNet | Winter | Non-coincident | 2030 | POE10 | Operational-demand | NA | 154.0393
VIC | RWTS1366A | Ringwood 13 (AusNet) 66 kV | AusNet | Winter | Non-coincident | 2030 | POE50 | Operational-demand | NA | 150.8227
VIC | RWTS1366A | Ringwood 13 (AusNet) 66 kV | AusNet | Winter | Coincident | 2031 | POE10 | Operational-demand | NA | 129.4823
VIC | RWTS1366A | Ringwood 13 (AusNet) 66 kV | AusNet | Winter | Coincident | 2031 | POE50 | Operational-demand | NA | 127.461
VIC | RWTS1366A | Ringwood 13 (AusNet) 66 kV | AusNet | Winter | Non-coincident | 2031 | POE10 | Operational-demand | NA | 154.8887
VIC | RWTS1366A | Ringwood 13 (AusNet) 66 kV | AusNet | Winter | Non-coincident | 2031 | POE50 | Operational-demand | NA | 151.6634
VIC | RWTS1366A | Ringwood 13 (AusNet) 66 kV | AusNet | Winter | Coincident | 2032 | POE10 | Operational-demand | NA | 127.5501
VIC | RWTS1366A | Ringwood 13 (AusNet) 66 kV | AusNet | Winter | Coincident | 2032 | POE50 | Operational-demand | NA | 125.329
VIC | RWTS1366A | Ringwood 13 (AusNet) 66 kV | AusNet | Winter | Non-coincident | 2032 | POE10 | Operational-demand | NA | 155.7805
VIC | RWTS1366A | Ringwood 13 (AusNet) 66 kV | AusNet | Winter | Non-coincident | 2032 | POE50 | Operational-demand | NA | 152.5465
VIC | RWTS1366A | Ringwood 13 (AusNet) 66 kV | AusNet | Winter | Coincident | 2033 | POE10 | Operational-demand | NA | 125.0738
VIC | RWTS1366A | Ringwood 13 (AusNet) 66 kV | AusNet | Winter | Coincident | 2033 | POE50 | Operational-demand | NA | 122.9175
VIC | RWTS1366A | Ringwood 13 (AusNet) 66 kV | AusNet | Winter | Non-coincident | 2033 | POE10 | Operational-demand | NA | 156.6673
VIC | RWTS1366A | Ringwood 13 (AusNet) 66 kV | AusNet | Winter | Non-coincident | 2033 | POE50 | Operational-demand | NA | 153.4245
VIC | RWTS1366A | Ringwood 13 (AusNet) 66 kV | AusNet | Winter | Coincident | 2034 | POE10 | Operational-demand | NA | 124.8267
VIC | RWTS1366A | Ringwood 13 (AusNet) 66 kV | AusNet | Winter | Coincident | 2034 | POE50 | Operational-demand | NA | 122.7477
VIC | RWTS1366A | Ringwood 13 (AusNet) 66 kV | AusNet | Winter | Non-coincident | 2034 | POE10 | Operational-demand | NA | 157.5359
VIC | RWTS1366A | Ringwood 13 (AusNet) 66 kV | AusNet | Winter | Non-coincident | 2034 | POE50 | Operational-demand | NA | 154.2844
VIC | RWTS1366U | Ringwood 13 (United Energy) 66 kV | United Energy | Shoulder | Coincident | 2019 | ACTUAL_OPG | Operational-demand | 25.4791 | NA
VIC | RWTS1366U | Ringwood 13 (United Energy) 66 kV | United Energy | Shoulder | Coincident | 2019 | ACTUAL_RAW | Operational-demand | 25.4791 | NA
VIC | RWTS1366U | Ringwood 13 (United Energy) 66 kV | United Energy | Shoulder | Non-coincident | 2019 | ACTUAL_RAW | Operational-demand | 25.469 | NA
VIC | RWTS1366U | Ringwood 13 (United Energy) 66 kV | United Energy | Shoulder | Non-coincident | 2019 | ACTUAL_OPG | Operational-demand | 25.469 | NA
VIC | RWTS1366U | Ringwood 13 (United Energy) 66 kV | United Energy | Shoulder | Non-coincident | 2019 | ACTUAL_ADJUSTEDOPG | Operational-demand | 25.469 | NA
VIC | RWTS1366U | Ringwood 13 (United Energy) 66 kV | United Energy | Shoulder | Coincident | 2020 | ACTUAL_OPG | Operational-demand | 38.7044 | NA
VIC | RWTS1366U | Ringwood 13 (United Energy) 66 kV | United Energy | Shoulder | Coincident | 2020 | ACTUAL_RAW | Operational-demand | 38.7044 | NA
VIC | RWTS1366U | Ringwood 13 (United Energy) 66 kV | United Energy | Shoulder | Non-coincident | 2020 | ACTUAL_RAW | Operational-demand | 22.731 | NA
VIC | RWTS1366U | Ringwood 13 (United Energy) 66 kV | United Energy | Shoulder | Non-coincident | 2020 | ACTUAL_OPG | Operational-demand | 22.731 | NA
VIC | RWTS1366U | Ringwood 13 (United Energy) 66 kV | United Energy | Shoulder | Non-coincident | 2020 | ACTUAL_ADJUSTEDOPG | Operational-demand | 22.731 | NA
VIC | RWTS1366U | Ringwood 13 (United Energy) 66 kV | United Energy | Shoulder | Coincident | 2021 | ACTUAL_OPG | Operational-demand | 34.5948 | NA
VIC | RWTS1366U | Ringwood 13 (United Energy) 66 kV | United Energy | Shoulder | Coincident | 2021 | ACTUAL_RAW | Operational-demand | 34.5948 | NA
VIC | RWTS1366U | Ringwood 13 (United Energy) 66 kV | United Energy | Shoulder | Non-coincident | 2021 | ACTUAL_RAW | Operational-demand | 25.3234 | NA
VIC | RWTS1366U | Ringwood 13 (United Energy) 66 kV | United Energy | Shoulder | Non-coincident | 2021 | ACTUAL_OPG | Operational-demand | 25.3234 | NA
VIC | RWTS1366U | Ringwood 13 (United Energy) 66 kV | United Energy | Shoulder | Non-coincident | 2021 | ACTUAL_ADJUSTEDOPG | Operational-demand | 25.3234 | NA
VIC | RWTS1366U | Ringwood 13 (United Energy) 66 kV | United Energy | Shoulder | Coincident | 2022 | ACTUAL_OPG | Operational-demand | 33.9612 | NA
VIC | RWTS1366U | Ringwood 13 (United Energy) 66 kV | United Energy | Shoulder | Coincident | 2022 | ACTUAL_RAW | Operational-demand | 33.9612 | NA
VIC | RWTS1366U | Ringwood 13 (United Energy) 66 kV | United Energy | Shoulder | Non-coincident | 2022 | ACTUAL_RAW | Operational-demand | 20.2748 | NA
VIC | RWTS1366U | Ringwood 13 (United Energy) 66 kV | United Energy | Shoulder | Non-coincident | 2022 | ACTUAL_OPG | Operational-demand | 20.2748 | NA
VIC | RWTS1366U | Ringwood 13 (United Energy) 66 kV | United Energy | Shoulder | Non-coincident | 2022 | ACTUAL_ADJUSTEDOPG | Operational-demand | 20.2748 | NA
VIC | RWTS1366U | Ringwood 13 (United Energy) 66 kV | United Energy | Shoulder | Coincident | 2023 | ACTUAL_OPG | Operational-demand | 27.1726 | NA
VIC | RWTS1366U | Ringwood 13 (United Energy) 66 kV | United Energy | Shoulder | Coincident | 2023 | ACTUAL_RAW | Operational-demand | 27.1726 | NA
VIC | RWTS1366U | Ringwood 13 (United Energy) 66 kV | United Energy | Shoulder | Non-coincident | 2023 | ACTUAL_RAW | Operational-demand | 18.5754 | NA
VIC | RWTS1366U | Ringwood 13 (United Energy) 66 kV | United Energy | Shoulder | Non-coincident | 2023 | ACTUAL_OPG | Operational-demand | 18.5754 | NA
VIC | RWTS1366U | Ringwood 13 (United Energy) 66 kV | United Energy | Shoulder | Non-coincident | 2023 | ACTUAL_ADJUSTEDOPG | Operational-demand | 18.5754 | NA
VIC | RWTS1366U | Ringwood 13 (United Energy) 66 kV | United Energy | Shoulder | Coincident | 2024 | ACTUAL_OPG | Operational-demand | 16.2467 | NA
VIC | RWTS1366U | Ringwood 13 (United Energy) 66 kV | United Energy | Shoulder | Coincident | 2024 | ACTUAL_RAW | Operational-demand | 16.2467 | NA
VIC | RWTS1366U | Ringwood 13 (United Energy) 66 kV | United Energy | Shoulder | Non-coincident | 2024 | ACTUAL_RAW | Operational-demand | 16.2467 | NA
VIC | RWTS1366U | Ringwood 13 (United Energy) 66 kV | United Energy | Shoulder | Non-coincident | 2024 | ACTUAL_OPG | Operational-demand | 16.2467 | NA
VIC | RWTS1366U | Ringwood 13 (United Energy) 66 kV | United Energy | Shoulder | Non-coincident | 2024 | ACTUAL_ADJUSTEDOPG | Operational-demand | 16.2467 | NA
VIC | RWTS1366U | Ringwood 13 (United Energy) 66 kV | United Energy | Shoulder | Coincident | 2025 | ACTUAL_OPG | Operational-demand | 20.3556 | NA
VIC | RWTS1366U | Ringwood 13 (United Energy) 66 kV | United Energy | Shoulder | Coincident | 2025 | ACTUAL_RAW | Operational-demand | 20.3556 | NA
VIC | RWTS1366U | Ringwood 13 (United Energy) 66 kV | United Energy | Shoulder | Non-coincident | 2025 | ACTUAL_RAW | Operational-demand | 10.6978 | NA
VIC | RWTS1366U | Ringwood 13 (United Energy) 66 kV | United Energy | Shoulder | Non-coincident | 2025 | ACTUAL_OPG | Operational-demand | 10.6978 | NA
VIC | RWTS1366U | Ringwood 13 (United Energy) 66 kV | United Energy | Shoulder | Non-coincident | 2025 | ACTUAL_ADJUSTEDOPG | Operational-demand | 10.6978 | NA
VIC | RWTS1366U | Ringwood 13 (United Energy) 66 kV | United Energy | Shoulder | Non-coincident | 2025 | BASEYEARPOE90 | Operational-demand | 14.4597 | NA
VIC | RWTS1366U | Ringwood 13 (United Energy) 66 kV | United Energy | Shoulder | Non-coincident | 2025 | BASEYEARPOE50 | Operational-demand | 16.9124 | NA
VIC | RWTS1366U | Ringwood 13 (United Energy) 66 kV | United Energy | Shoulder | Coincident_unreconciled | 2026 | POE50 | Operational-demand | 18.9594 | NA
VIC | RWTS1366U | Ringwood 13 (United Energy) 66 kV | United Energy | Shoulder | Coincident_unreconciled | 2026 | POE90 | Operational-demand | 15.2757 | NA
VIC | RWTS1366U | Ringwood 13 (United Energy) 66 kV | United Energy | Shoulder | Non-coincident | 2026 | POE50 | Operational-demand | 13.0629 | NA
VIC | RWTS1366U | Ringwood 13 (United Energy) 66 kV | United Energy | Shoulder | Non-coincident | 2026 | POE90 | Operational-demand | 10.5249 | NA
VIC | RWTS1366U | Ringwood 13 (United Energy) 66 kV | United Energy | Shoulder | Coincident_unreconciled | 2027 | POE50 | Operational-demand | 13.0132 | NA
VIC | RWTS1366U | Ringwood 13 (United Energy) 66 kV | United Energy | Shoulder | Coincident_unreconciled | 2027 | POE90 | Operational-demand | 9.3147 | NA
VIC | RWTS1366U | Ringwood 13 (United Energy) 66 kV | United Energy | Shoulder | Non-coincident | 2027 | POE50 | Operational-demand | 8.966 | NA
VIC | RWTS1366U | Ringwood 13 (United Energy) 66 kV | United Energy | Shoulder | Non-coincident | 2027 | POE90 | Operational-demand | 6.4178 | NA
VIC | RWTS1366U | Ringwood 13 (United Energy) 66 kV | United Energy | Shoulder | Coincident_unreconciled | 2028 | POE50 | Operational-demand | 7.3239 | NA
VIC | RWTS1366U | Ringwood 13 (United Energy) 66 kV | United Energy | Shoulder | Coincident_unreconciled | 2028 | POE90 | Operational-demand | 3.6106 | NA
VIC | RWTS1366U | Ringwood 13 (United Energy) 66 kV | United Energy | Shoulder | Non-coincident | 2028 | POE50 | Operational-demand | 5.0461 | NA
VIC | RWTS1366U | Ringwood 13 (United Energy) 66 kV | United Energy | Shoulder | Non-coincident | 2028 | POE90 | Operational-demand | 2.4877 | NA
VIC | RWTS1366U | Ringwood 13 (United Energy) 66 kV | United Energy | Shoulder | Coincident_unreconciled | 2029 | POE50 | Operational-demand | 1.9584 | NA
VIC | RWTS1366U | Ringwood 13 (United Energy) 66 kV | United Energy | Shoulder | Coincident_unreconciled | 2029 | POE90 | Operational-demand | -0.66886 | NA
VIC | RWTS1366U | Ringwood 13 (United Energy) 66 kV | United Energy | Shoulder | Non-coincident | 2029 | POE50 | Operational-demand | 1.3494 | NA
VIC | RWTS1366U | Ringwood 13 (United Energy) 66 kV | United Energy | Shoulder | Non-coincident | 2029 | POE90 | Operational-demand | -1.2192 | NA
VIC | RWTS1366U | Ringwood 13 (United Energy) 66 kV | United Energy | Shoulder | Coincident_unreconciled | 2030 | POE50 | Operational-demand | -1.2023 | NA
VIC | RWTS1366U | Ringwood 13 (United Energy) 66 kV | United Energy | Shoulder | Coincident_unreconciled | 2030 | POE90 | Operational-demand | -2.617 | NA
VIC | RWTS1366U | Ringwood 13 (United Energy) 66 kV | United Energy | Shoulder | Non-coincident | 2030 | POE50 | Operational-demand | -2.1916 | NA
VIC | RWTS1366U | Ringwood 13 (United Energy) 66 kV | United Energy | Shoulder | Non-coincident | 2030 | POE90 | Operational-demand | -4.7702 | NA
VIC | RWTS1366U | Ringwood 13 (United Energy) 66 kV | United Energy | Shoulder | Coincident_unreconciled | 2031 | POE50 | Operational-demand | -3.1231 | NA
VIC | RWTS1366U | Ringwood 13 (United Energy) 66 kV | United Energy | Shoulder | Coincident_unreconciled | 2031 | POE90 | Operational-demand | -4.5434 | NA
VIC | RWTS1366U | Ringwood 13 (United Energy) 66 kV | United Energy | Shoulder | Non-coincident | 2031 | POE50 | Operational-demand | -5.6928 | NA
VIC | RWTS1366U | Ringwood 13 (United Energy) 66 kV | United Energy | Shoulder | Non-coincident | 2031 | POE90 | Operational-demand | -8.2815 | NA
VIC | RWTS1366U | Ringwood 13 (United Energy) 66 kV | United Energy | Shoulder | Coincident_unreconciled | 2032 | POE50 | Operational-demand | -4.6199 | NA
VIC | RWTS1366U | Ringwood 13 (United Energy) 66 kV | United Energy | Shoulder | Coincident_unreconciled | 2032 | POE90 | Operational-demand | -6.0457 | NA
VIC | RWTS1366U | Ringwood 13 (United Energy) 66 kV | United Energy | Shoulder | Non-coincident | 2032 | POE50 | Operational-demand | -8.4211 | NA
VIC | RWTS1366U | Ringwood 13 (United Energy) 66 kV | United Energy | Shoulder | Non-coincident | 2032 | POE90 | Operational-demand | -11.0201 | NA
VIC | RWTS1366U | Ringwood 13 (United Energy) 66 kV | United Energy | Shoulder | Coincident_unreconciled | 2033 | POE50 | Operational-demand | -5.7667 | NA
VIC | RWTS1366U | Ringwood 13 (United Energy) 66 kV | United Energy | Shoulder | Coincident_unreconciled | 2033 | POE90 | Operational-demand | -7.1982 | NA
VIC | RWTS1366U | Ringwood 13 (United Energy) 66 kV | United Energy | Shoulder | Non-coincident | 2033 | POE50 | Operational-demand | -10.5114 | NA
VIC | RWTS1366U | Ringwood 13 (United Energy) 66 kV | United Energy | Shoulder | Non-coincident | 2033 | POE90 | Operational-demand | -13.1207 | NA
VIC | RWTS1366U | Ringwood 13 (United Energy) 66 kV | United Energy | Shoulder | Coincident_unreconciled | 2034 | POE50 | Operational-demand | -6.8474 | NA
VIC | RWTS1366U | Ringwood 13 (United Energy) 66 kV | United Energy | Shoulder | Coincident_unreconciled | 2034 | POE90 | Operational-demand | -8.2846 | NA
VIC | RWTS1366U | Ringwood 13 (United Energy) 66 kV | United Energy | Shoulder | Non-coincident | 2034 | POE50 | Operational-demand | -12.4814 | NA
VIC | RWTS1366U | Ringwood 13 (United Energy) 66 kV | United Energy | Shoulder | Non-coincident | 2034 | POE90 | Operational-demand | -15.101 | NA
VIC | RWTS1366U | Ringwood 13 (United Energy) 66 kV | United Energy | Shoulder | Coincident_unreconciled | 2035 | POE50 | Operational-demand | -8.0178 | NA
VIC | RWTS1366U | Ringwood 13 (United Energy) 66 kV | United Energy | Shoulder | Coincident_unreconciled | 2035 | POE90 | Operational-demand | -9.4607 | NA
VIC | RWTS1366U | Ringwood 13 (United Energy) 66 kV | United Energy | Shoulder | Non-coincident | 2035 | POE50 | Operational-demand | -14.6148 | NA
VIC | RWTS1366U | Ringwood 13 (United Energy) 66 kV | United Energy | Shoulder | Non-coincident | 2035 | POE90 | Operational-demand | -17.2448 | NA
VIC | RWTS1366U | Ringwood 13 (United Energy) 66 kV | United Energy | Summer | Coincident | 2019 | ACTUAL_OPG | Operational-demand | 24.8283 | 104.2152
VIC | RWTS1366U | Ringwood 13 (United Energy) 66 kV | United Energy | Summer | Coincident | 2019 | ACTUAL_RAW | Operational-demand | 24.8283 | 104.2152
VIC | RWTS1366U | Ringwood 13 (United Energy) 66 kV | United Energy | Summer | Non-coincident | 2019 | ACTUAL_RAW | Operational-demand | 20.9988 | 107.1657
VIC | RWTS1366U | Ringwood 13 (United Energy) 66 kV | United Energy | Summer | Non-coincident | 2019 | ACTUAL_OPG | Operational-demand | 20.9988 | 107.1657
VIC | RWTS1366U | Ringwood 13 (United Energy) 66 kV | United Energy | Summer | Non-coincident | 2019 | ACTUAL_ADJUSTEDOPG | Operational-demand | 20.9988 | 107.1657
VIC | RWTS1366U | Ringwood 13 (United Energy) 66 kV | United Energy | Summer | Coincident | 2020 | ACTUAL_OPG | Operational-demand | 34.5605 | 116.8108
VIC | RWTS1366U | Ringwood 13 (United Energy) 66 kV | United Energy | Summer | Coincident | 2020 | ACTUAL_RAW | Operational-demand | 34.5605 | 116.8108
VIC | RWTS1366U | Ringwood 13 (United Energy) 66 kV | United Energy | Summer | Non-coincident | 2020 | ACTUAL_RAW | Operational-demand | 20.3636 | 116.8108
VIC | RWTS1366U | Ringwood 13 (United Energy) 66 kV | United Energy | Summer | Non-coincident | 2020 | ACTUAL_OPG | Operational-demand | 20.3636 | 116.8108
VIC | RWTS1366U | Ringwood 13 (United Energy) 66 kV | United Energy | Summer | Non-coincident | 2020 | ACTUAL_ADJUSTEDOPG | Operational-demand | 20.3636 | 116.8108
VIC | RWTS1366U | Ringwood 13 (United Energy) 66 kV | United Energy | Summer | Coincident | 2021 | ACTUAL_OPG | Operational-demand | 17.5625 | 80.3838
VIC | RWTS1366U | Ringwood 13 (United Energy) 66 kV | United Energy | Summer | Coincident | 2021 | ACTUAL_RAW | Operational-demand | 17.5625 | 80.3838
VIC | RWTS1366U | Ringwood 13 (United Energy) 66 kV | United Energy | Summer | Non-coincident | 2021 | ACTUAL_RAW | Operational-demand | 16.843 | 97.4022
VIC | RWTS1366U | Ringwood 13 (United Energy) 66 kV | United Energy | Summer | Non-coincident | 2021 | ACTUAL_OPG | Operational-demand | 16.843 | 97.4022
VIC | RWTS1366U | Ringwood 13 (United Energy) 66 kV | United Energy | Summer | Non-coincident | 2021 | ACTUAL_ADJUSTEDOPG | Operational-demand | 16.843 | 97.4022
VIC | RWTS1366U | Ringwood 13 (United Energy) 66 kV | United Energy | Summer | Coincident | 2022 | ACTUAL_OPG | Operational-demand | 30.605 | 83.8004
VIC | RWTS1366U | Ringwood 13 (United Energy) 66 kV | United Energy | Summer | Coincident | 2022 | ACTUAL_RAW | Operational-demand | 30.605 | 83.8004
VIC | RWTS1366U | Ringwood 13 (United Energy) 66 kV | United Energy | Summer | Non-coincident | 2022 | ACTUAL_RAW | Operational-demand | 15.8881 | 96.4694
VIC | RWTS1366U | Ringwood 13 (United Energy) 66 kV | United Energy | Summer | Non-coincident | 2022 | ACTUAL_OPG | Operational-demand | 15.8881 | 96.4694
VIC | RWTS1366U | Ringwood 13 (United Energy) 66 kV | United Energy | Summer | Non-coincident | 2022 | ACTUAL_ADJUSTEDOPG | Operational-demand | 15.8881 | 96.4694
VIC | RWTS1366U | Ringwood 13 (United Energy) 66 kV | United Energy | Summer | Coincident | 2023 | ACTUAL_OPG | Operational-demand | 27.5232 | 94.9565
VIC | RWTS1366U | Ringwood 13 (United Energy) 66 kV | United Energy | Summer | Coincident | 2023 | ACTUAL_RAW | Operational-demand | 27.5232 | 94.9565
VIC | RWTS1366U | Ringwood 13 (United Energy) 66 kV | United Energy | Summer | Non-coincident | 2023 | ACTUAL_RAW | Operational-demand | 19.2035 | 97.0961
VIC | RWTS1366U | Ringwood 13 (United Energy) 66 kV | United Energy | Summer | Non-coincident | 2023 | ACTUAL_OPG | Operational-demand | 19.2035 | 97.0961
VIC | RWTS1366U | Ringwood 13 (United Energy) 66 kV | United Energy | Summer | Non-coincident | 2023 | ACTUAL_ADJUSTEDOPG | Operational-demand | 19.2035 | 97.0961
VIC | RWTS1366U | Ringwood 13 (United Energy) 66 kV | United Energy | Summer | Coincident | 2024 | ACTUAL_OPG | Operational-demand | 19.043 | 95.0937
VIC | RWTS1366U | Ringwood 13 (United Energy) 66 kV | United Energy | Summer | Coincident | 2024 | ACTUAL_RAW | Operational-demand | 19.043 | 95.0937
VIC | RWTS1366U | Ringwood 13 (United Energy) 66 kV | United Energy | Summer | Non-coincident | 2024 | ACTUAL_RAW | Operational-demand | 12.9753 | 95.0937
VIC | RWTS1366U | Ringwood 13 (United Energy) 66 kV | United Energy | Summer | Non-coincident | 2024 | ACTUAL_OPG | Operational-demand | 12.9753 | 95.0937
VIC | RWTS1366U | Ringwood 13 (United Energy) 66 kV | United Energy | Summer | Non-coincident | 2024 | ACTUAL_ADJUSTEDOPG | Operational-demand | 12.9753 | 95.0937
VIC | RWTS1366U | Ringwood 13 (United Energy) 66 kV | United Energy | Summer | Coincident | 2025 | ACTUAL_OPG | Operational-demand | 6.6999 | 96.789
VIC | RWTS1366U | Ringwood 13 (United Energy) 66 kV | United Energy | Summer | Coincident | 2025 | ACTUAL_RAW | Operational-demand | 6.6999 | 96.789
VIC | RWTS1366U | Ringwood 13 (United Energy) 66 kV | United Energy | Summer | Non-coincident | 2025 | ACTUAL_RAW | Operational-demand | 6.5808 | 102.5795
VIC | RWTS1366U | Ringwood 13 (United Energy) 66 kV | United Energy | Summer | Non-coincident | 2025 | ACTUAL_OPG | Operational-demand | 6.5808 | 102.5795
VIC | RWTS1366U | Ringwood 13 (United Energy) 66 kV | United Energy | Summer | Non-coincident | 2025 | ACTUAL_ADJUSTEDOPG | Operational-demand | 6.5808 | 102.5795
VIC | RWTS1366U | Ringwood 13 (United Energy) 66 kV | United Energy | Summer | Non-coincident | 2025 | BASEYEARPOE90 | Operational-demand | 13.1136 | NA
VIC | RWTS1366U | Ringwood 13 (United Energy) 66 kV | United Energy | Summer | Non-coincident | 2025 | BASEYEARPOE50 | Operational-demand | 14.4836 | 105.1079
VIC | RWTS1366U | Ringwood 13 (United Energy) 66 kV | United Energy | Summer | Coincident_unreconciled | 2026 | POE50 | Operational-demand | 13.7384 | NA
VIC | RWTS1366U | Ringwood 13 (United Energy) 66 kV | United Energy | Summer | Coincident_unreconciled | 2026 | POE90 | Operational-demand | 11.6379 | NA
VIC | RWTS1366U | Ringwood 13 (United Energy) 66 kV | United Energy | Summer | Non-coincident | 2026 | POE50 | Operational-demand | 11.0538 | 109.4886
VIC | RWTS1366U | Ringwood 13 (United Energy) 66 kV | United Energy | Summer | Non-coincident | 2026 | POE90 | Operational-demand | 9.3638 | NA
VIC | RWTS1366U | Ringwood 13 (United Energy) 66 kV | United Energy | Summer | Coincident_unreconciled | 2027 | POE50 | Operational-demand | 8.3995 | NA
VIC | RWTS1366U | Ringwood 13 (United Energy) 66 kV | United Energy | Summer | Coincident_unreconciled | 2027 | POE90 | Operational-demand | 6.2897 | NA
VIC | RWTS1366U | Ringwood 13 (United Energy) 66 kV | United Energy | Summer | Non-coincident | 2027 | POE50 | Operational-demand | 6.7582 | 112.2525
VIC | RWTS1366U | Ringwood 13 (United Energy) 66 kV | United Energy | Summer | Non-coincident | 2027 | POE90 | Operational-demand | 5.0607 | NA
VIC | RWTS1366U | Ringwood 13 (United Energy) 66 kV | United Energy | Summer | Coincident_unreconciled | 2028 | POE50 | Operational-demand | 3.2881 | NA
VIC | RWTS1366U | Ringwood 13 (United Energy) 66 kV | United Energy | Summer | Coincident_unreconciled | 2028 | POE90 | Operational-demand | 1.1692 | NA
VIC | RWTS1366U | Ringwood 13 (United Energy) 66 kV | United Energy | Summer | Non-coincident | 2028 | POE50 | Operational-demand | 2.6456 | 112.4605
VIC | RWTS1366U | Ringwood 13 (United Energy) 66 kV | United Energy | Summer | Non-coincident | 2028 | POE90 | Operational-demand | 0.94077 | NA
VIC | RWTS1366U | Ringwood 13 (United Energy) 66 kV | United Energy | Summer | Coincident_unreconciled | 2029 | POE50 | Operational-demand | -0.9412 | NA
VIC | RWTS1366U | Ringwood 13 (United Energy) 66 kV | United Energy | Summer | Coincident_unreconciled | 2029 | POE90 | Operational-demand | -2.2375 | NA
VIC | RWTS1366U | Ringwood 13 (United Energy) 66 kV | United Energy | Summer | Non-coincident | 2029 | POE50 | Operational-demand | -1.2431 | 112.7479
VIC | RWTS1366U | Ringwood 13 (United Energy) 66 kV | United Energy | Summer | Non-coincident | 2029 | POE90 | Operational-demand | -2.9552 | NA
VIC | RWTS1366U | Ringwood 13 (United Energy) 66 kV | United Energy | Summer | Coincident_unreconciled | 2030 | POE50 | Operational-demand | -3.7812 | NA
VIC | RWTS1366U | Ringwood 13 (United Energy) 66 kV | United Energy | Summer | Coincident_unreconciled | 2030 | POE90 | Operational-demand | -5.083 | NA
VIC | RWTS1366U | Ringwood 13 (United Energy) 66 kV | United Energy | Summer | Non-coincident | 2030 | POE50 | Operational-demand | -4.994 | 116.0422
VIC | RWTS1366U | Ringwood 13 (United Energy) 66 kV | United Energy | Summer | Non-coincident | 2030 | POE90 | Operational-demand | -6.7135 | NA
VIC | RWTS1366U | Ringwood 13 (United Energy) 66 kV | United Energy | Summer | Coincident_unreconciled | 2031 | POE50 | Operational-demand | -6.6027 | NA
VIC | RWTS1366U | Ringwood 13 (United Energy) 66 kV | United Energy | Summer | Coincident_unreconciled | 2031 | POE90 | Operational-demand | -7.9101 | NA
VIC | RWTS1366U | Ringwood 13 (United Energy) 66 kV | United Energy | Summer | Non-coincident | 2031 | POE50 | Operational-demand | -8.7207 | 116.4665
VIC | RWTS1366U | Ringwood 13 (United Energy) 66 kV | United Energy | Summer | Non-coincident | 2031 | POE90 | Operational-demand | -10.4474 | NA
VIC | RWTS1366U | Ringwood 13 (United Energy) 66 kV | United Energy | Summer | Coincident_unreconciled | 2032 | POE50 | Operational-demand | -8.7897 | NA
VIC | RWTS1366U | Ringwood 13 (United Energy) 66 kV | United Energy | Summer | Coincident_unreconciled | 2032 | POE90 | Operational-demand | -10.1027 | NA
VIC | RWTS1366U | Ringwood 13 (United Energy) 66 kV | United Energy | Summer | Non-coincident | 2032 | POE50 | Operational-demand | -11.6091 | 117.0006
VIC | RWTS1366U | Ringwood 13 (United Energy) 66 kV | United Energy | Summer | Non-coincident | 2032 | POE90 | Operational-demand | -13.3433 | NA
VIC | RWTS1366U | Ringwood 13 (United Energy) 66 kV | United Energy | Summer | Coincident_unreconciled | 2033 | POE50 | Operational-demand | -10.4775 | NA
VIC | RWTS1366U | Ringwood 13 (United Energy) 66 kV | United Energy | Summer | Coincident_unreconciled | 2033 | POE90 | Operational-demand | -11.7962 | NA
VIC | RWTS1366U | Ringwood 13 (United Energy) 66 kV | United Energy | Summer | Non-coincident | 2033 | POE50 | Operational-demand | -13.8384 | 117.6181
VIC | RWTS1366U | Ringwood 13 (United Energy) 66 kV | United Energy | Summer | Non-coincident | 2033 | POE90 | Operational-demand | -15.5801 | NA
VIC | RWTS1366U | Ringwood 13 (United Energy) 66 kV | United Energy | Summer | Coincident_unreconciled | 2034 | POE50 | Operational-demand | -12.0769 | NA
VIC | RWTS1366U | Ringwood 13 (United Energy) 66 kV | United Energy | Summer | Coincident_unreconciled | 2034 | POE90 | Operational-demand | -13.4013 | NA
VIC | RWTS1366U | Ringwood 13 (United Energy) 66 kV | United Energy | Summer | Non-coincident | 2034 | POE50 | Operational-demand | -15.9508 | 118.2509
VIC | RWTS1366U | Ringwood 13 (United Energy) 66 kV | United Energy | Summer | Non-coincident | 2034 | POE90 | Operational-demand | -17.7 | NA
VIC | RWTS1366U | Ringwood 13 (United Energy) 66 kV | United Energy | Summer | Coincident_unreconciled | 2035 | POE50 | Operational-demand | -13.8059 | NA
VIC | RWTS1366U | Ringwood 13 (United Energy) 66 kV | United Energy | Summer | Coincident_unreconciled | 2035 | POE90 | Operational-demand | -15.136 | NA
VIC | RWTS1366U | Ringwood 13 (United Energy) 66 kV | United Energy | Summer | Non-coincident | 2035 | POE50 | Operational-demand | -18.2344 | 118.8697
VIC | RWTS1366U | Ringwood 13 (United Energy) 66 kV | United Energy | Summer | Non-coincident | 2035 | POE90 | Operational-demand | -19.9911 | NA
VIC | RWTS1366U | Ringwood 13 (United Energy) 66 kV | United Energy | Summer | Non-coincident | 2025 | BASEYEARPOE10 | Operational-demand | NA | 118.018
VIC | RWTS1366U | Ringwood 13 (United Energy) 66 kV | United Energy | Summer | Coincident | 2026 | POE10 | Operational-demand | NA | 105.4138
VIC | RWTS1366U | Ringwood 13 (United Energy) 66 kV | United Energy | Summer | Coincident | 2026 | POE50 | Operational-demand | NA | 98.4263
VIC | RWTS1366U | Ringwood 13 (United Energy) 66 kV | United Energy | Summer | Non-coincident | 2026 | POE10 | Operational-demand | NA | 120.8678
VIC | RWTS1366U | Ringwood 13 (United Energy) 66 kV | United Energy | Summer | Coincident | 2027 | POE10 | Operational-demand | NA | 105.0261
VIC | RWTS1366U | Ringwood 13 (United Energy) 66 kV | United Energy | Summer | Coincident | 2027 | POE50 | Operational-demand | NA | 97.5891
VIC | RWTS1366U | Ringwood 13 (United Energy) 66 kV | United Energy | Summer | Non-coincident | 2027 | POE10 | Operational-demand | NA | 123.68
VIC | RWTS1366U | Ringwood 13 (United Energy) 66 kV | United Energy | Summer | Coincident | 2028 | POE10 | Operational-demand | NA | 102.717
VIC | RWTS1366U | Ringwood 13 (United Energy) 66 kV | United Energy | Summer | Coincident | 2028 | POE50 | Operational-demand | NA | 94.7097
VIC | RWTS1366U | Ringwood 13 (United Energy) 66 kV | United Energy | Summer | Non-coincident | 2028 | POE10 | Operational-demand | NA | 123.9356
VIC | RWTS1366U | Ringwood 13 (United Energy) 66 kV | United Energy | Summer | Coincident | 2029 | POE10 | Operational-demand | NA | 101.1569
VIC | RWTS1366U | Ringwood 13 (United Energy) 66 kV | United Energy | Summer | Coincident | 2029 | POE50 | Operational-demand | NA | 93.316
VIC | RWTS1366U | Ringwood 13 (United Energy) 66 kV | United Energy | Summer | Non-coincident | 2029 | POE10 | Operational-demand | NA | 124.2706
VIC | RWTS1366U | Ringwood 13 (United Energy) 66 kV | United Energy | Summer | Coincident | 2030 | POE10 | Operational-demand | NA | 102.3494
VIC | RWTS1366U | Ringwood 13 (United Energy) 66 kV | United Energy | Summer | Coincident | 2030 | POE50 | Operational-demand | NA | 94.3355
VIC | RWTS1366U | Ringwood 13 (United Energy) 66 kV | United Energy | Summer | Non-coincident | 2030 | POE10 | Operational-demand | NA | 127.6125
VIC | RWTS1366U | Ringwood 13 (United Energy) 66 kV | United Energy | Summer | Coincident | 2031 | POE10 | Operational-demand | NA | 100.122
VIC | RWTS1366U | Ringwood 13 (United Energy) 66 kV | United Energy | Summer | Coincident | 2031 | POE50 | Operational-demand | NA | 92.7257
VIC | RWTS1366U | Ringwood 13 (United Energy) 66 kV | United Energy | Summer | Non-coincident | 2031 | POE10 | Operational-demand | NA | 128.0844
VIC | RWTS1366U | Ringwood 13 (United Energy) 66 kV | United Energy | Summer | Coincident | 2032 | POE10 | Operational-demand | NA | 97.573
VIC | RWTS1366U | Ringwood 13 (United Energy) 66 kV | United Energy | Summer | Coincident | 2032 | POE50 | Operational-demand | NA | 90.1847
VIC | RWTS1366U | Ringwood 13 (United Energy) 66 kV | United Energy | Summer | Non-coincident | 2032 | POE10 | Operational-demand | NA | 128.6666
VIC | RWTS1366U | Ringwood 13 (United Energy) 66 kV | United Energy | Summer | Coincident | 2033 | POE10 | Operational-demand | NA | 95.7812
VIC | RWTS1366U | Ringwood 13 (United Energy) 66 kV | United Energy | Summer | Coincident | 2033 | POE50 | Operational-demand | NA | 87.7091
VIC | RWTS1366U | Ringwood 13 (United Energy) 66 kV | United Energy | Summer | Non-coincident | 2033 | POE10 | Operational-demand | NA | 129.3328
VIC | RWTS1366U | Ringwood 13 (United Energy) 66 kV | United Energy | Summer | Coincident | 2034 | POE10 | Operational-demand | NA | 95.2863
VIC | RWTS1366U | Ringwood 13 (United Energy) 66 kV | United Energy | Summer | Coincident | 2034 | POE50 | Operational-demand | NA | 87.3508
VIC | RWTS1366U | Ringwood 13 (United Energy) 66 kV | United Energy | Summer | Non-coincident | 2034 | POE10 | Operational-demand | NA | 130.0142
VIC | RWTS1366U | Ringwood 13 (United Energy) 66 kV | United Energy | Summer | Coincident | 2035 | POE10 | Operational-demand | NA | 95.1861
VIC | RWTS1366U | Ringwood 13 (United Energy) 66 kV | United Energy | Summer | Coincident | 2035 | POE50 | Operational-demand | NA | 87.2758
VIC | RWTS1366U | Ringwood 13 (United Energy) 66 kV | United Energy | Summer | Non-coincident | 2035 | POE10 | Operational-demand | NA | 130.6816
VIC | RWTS1366U | Ringwood 13 (United Energy) 66 kV | United Energy | Winter | Coincident | 2018 | ACTUAL_OPG | Operational-demand | NA | 75.3965
VIC | RWTS1366U | Ringwood 13 (United Energy) 66 kV | United Energy | Winter | Coincident | 2018 | ACTUAL_RAW | Operational-demand | NA | 75.3965
VIC | RWTS1366U | Ringwood 13 (United Energy) 66 kV | United Energy | Winter | Non-coincident | 2018 | ACTUAL_RAW | Operational-demand | NA | 75.3965
VIC | RWTS1366U | Ringwood 13 (United Energy) 66 kV | United Energy | Winter | Non-coincident | 2018 | ACTUAL_OPG | Operational-demand | NA | 75.3965
VIC | RWTS1366U | Ringwood 13 (United Energy) 66 kV | United Energy | Winter | Non-coincident | 2018 | ACTUAL_ADJUSTEDOPG | Operational-demand | NA | 75.3965
VIC | RWTS1366U | Ringwood 13 (United Energy) 66 kV | United Energy | Winter | Coincident | 2019 | ACTUAL_OPG | Operational-demand | NA | 75.631
VIC | RWTS1366U | Ringwood 13 (United Energy) 66 kV | United Energy | Winter | Coincident | 2019 | ACTUAL_RAW | Operational-demand | NA | 75.631
VIC | RWTS1366U | Ringwood 13 (United Energy) 66 kV | United Energy | Winter | Non-coincident | 2019 | ACTUAL_RAW | Operational-demand | NA | 75.8548
VIC | RWTS1366U | Ringwood 13 (United Energy) 66 kV | United Energy | Winter | Non-coincident | 2019 | ACTUAL_OPG | Operational-demand | NA | 75.8548
VIC | RWTS1366U | Ringwood 13 (United Energy) 66 kV | United Energy | Winter | Non-coincident | 2019 | ACTUAL_ADJUSTEDOPG | Operational-demand | NA | 75.8548
VIC | RWTS1366U | Ringwood 13 (United Energy) 66 kV | United Energy | Winter | Coincident | 2020 | ACTUAL_OPG | Operational-demand | NA | 78.9184
VIC | RWTS1366U | Ringwood 13 (United Energy) 66 kV | United Energy | Winter | Coincident | 2020 | ACTUAL_RAW | Operational-demand | NA | 78.9184
VIC | RWTS1366U | Ringwood 13 (United Energy) 66 kV | United Energy | Winter | Non-coincident | 2020 | ACTUAL_RAW | Operational-demand | NA | 84.8622
VIC | RWTS1366U | Ringwood 13 (United Energy) 66 kV | United Energy | Winter | Non-coincident | 2020 | ACTUAL_OPG | Operational-demand | NA | 84.8622
VIC | RWTS1366U | Ringwood 13 (United Energy) 66 kV | United Energy | Winter | Non-coincident | 2020 | ACTUAL_ADJUSTEDOPG | Operational-demand | NA | 84.8622
VIC | RWTS1366U | Ringwood 13 (United Energy) 66 kV | United Energy | Winter | Coincident | 2021 | ACTUAL_OPG | Operational-demand | NA | 68.4844
VIC | RWTS1366U | Ringwood 13 (United Energy) 66 kV | United Energy | Winter | Coincident | 2021 | ACTUAL_RAW | Operational-demand | NA | 68.4844
VIC | RWTS1366U | Ringwood 13 (United Energy) 66 kV | United Energy | Winter | Non-coincident | 2021 | ACTUAL_RAW | Operational-demand | NA | 76.6095
VIC | RWTS1366U | Ringwood 13 (United Energy) 66 kV | United Energy | Winter | Non-coincident | 2021 | ACTUAL_OPG | Operational-demand | NA | 76.6095
VIC | RWTS1366U | Ringwood 13 (United Energy) 66 kV | United Energy | Winter | Non-coincident | 2021 | ACTUAL_ADJUSTEDOPG | Operational-demand | NA | 76.6095
VIC | RWTS1366U | Ringwood 13 (United Energy) 66 kV | United Energy | Winter | Coincident | 2022 | ACTUAL_OPG | Operational-demand | NA | 80.9823
VIC | RWTS1366U | Ringwood 13 (United Energy) 66 kV | United Energy | Winter | Coincident | 2022 | ACTUAL_RAW | Operational-demand | NA | 80.9823
VIC | RWTS1366U | Ringwood 13 (United Energy) 66 kV | United Energy | Winter | Non-coincident | 2022 | ACTUAL_RAW | Operational-demand | NA | 81.4652
VIC | RWTS1366U | Ringwood 13 (United Energy) 66 kV | United Energy | Winter | Non-coincident | 2022 | ACTUAL_OPG | Operational-demand | NA | 81.4652
VIC | RWTS1366U | Ringwood 13 (United Energy) 66 kV | United Energy | Winter | Non-coincident | 2022 | ACTUAL_ADJUSTEDOPG | Operational-demand | NA | 81.4652
VIC | RWTS1366U | Ringwood 13 (United Energy) 66 kV | United Energy | Winter | Coincident | 2023 | ACTUAL_OPG | Operational-demand | NA | 76.0476
VIC | RWTS1366U | Ringwood 13 (United Energy) 66 kV | United Energy | Winter | Coincident | 2023 | ACTUAL_RAW | Operational-demand | NA | 76.0476
VIC | RWTS1366U | Ringwood 13 (United Energy) 66 kV | United Energy | Winter | Non-coincident | 2023 | ACTUAL_RAW | Operational-demand | NA | 80.7031
VIC | RWTS1366U | Ringwood 13 (United Energy) 66 kV | United Energy | Winter | Non-coincident | 2023 | ACTUAL_OPG | Operational-demand | NA | 80.7031
VIC | RWTS1366U | Ringwood 13 (United Energy) 66 kV | United Energy | Winter | Non-coincident | 2023 | ACTUAL_ADJUSTEDOPG | Operational-demand | NA | 80.7031
VIC | RWTS1366U | Ringwood 13 (United Energy) 66 kV | United Energy | Winter | Coincident | 2024 | ACTUAL_OPG | Operational-demand | NA | 85.4011
VIC | RWTS1366U | Ringwood 13 (United Energy) 66 kV | United Energy | Winter | Coincident | 2024 | ACTUAL_RAW | Operational-demand | NA | 85.4011
VIC | RWTS1366U | Ringwood 13 (United Energy) 66 kV | United Energy | Winter | Non-coincident | 2024 | ACTUAL_RAW | Operational-demand | NA | 85.4011
VIC | RWTS1366U | Ringwood 13 (United Energy) 66 kV | United Energy | Winter | Non-coincident | 2024 | ACTUAL_OPG | Operational-demand | NA | 85.4011
VIC | RWTS1366U | Ringwood 13 (United Energy) 66 kV | United Energy | Winter | Non-coincident | 2024 | ACTUAL_ADJUSTEDOPG | Operational-demand | NA | 85.4011
VIC | RWTS1366U | Ringwood 13 (United Energy) 66 kV | United Energy | Winter | Coincident | 2025 | POE10 | Operational-demand | NA | 76.3727
VIC | RWTS1366U | Ringwood 13 (United Energy) 66 kV | United Energy | Winter | Coincident | 2025 | POE50 | Operational-demand | NA | 75.1584
VIC | RWTS1366U | Ringwood 13 (United Energy) 66 kV | United Energy | Winter | Non-coincident | 2025 | ACTUAL_RAW | Operational-demand | NA | 88.1725
VIC | RWTS1366U | Ringwood 13 (United Energy) 66 kV | United Energy | Winter | Non-coincident | 2025 | ACTUAL_ADJUSTEDOPG | Operational-demand | NA | 88.1725
VIC | RWTS1366U | Ringwood 13 (United Energy) 66 kV | United Energy | Winter | Non-coincident | 2025 | BASEYEARPOE50 | Operational-demand | NA | 81.2166
VIC | RWTS1366U | Ringwood 13 (United Energy) 66 kV | United Energy | Winter | Non-coincident | 2025 | BASEYEARPOE10 | Operational-demand | NA | 83.2434
VIC | RWTS1366U | Ringwood 13 (United Energy) 66 kV | United Energy | Winter | Non-coincident | 2025 | POE10 | Operational-demand | NA | 83.3516
VIC | RWTS1366U | Ringwood 13 (United Energy) 66 kV | United Energy | Winter | Non-coincident | 2025 | POE50 | Operational-demand | NA | 81.3278
VIC | RWTS1366U | Ringwood 13 (United Energy) 66 kV | United Energy | Winter | Coincident | 2026 | POE10 | Operational-demand | NA | 75.4348
VIC | RWTS1366U | Ringwood 13 (United Energy) 66 kV | United Energy | Winter | Coincident | 2026 | POE50 | Operational-demand | NA | 74.1342
VIC | RWTS1366U | Ringwood 13 (United Energy) 66 kV | United Energy | Winter | Non-coincident | 2026 | POE10 | Operational-demand | NA | 85.4502
VIC | RWTS1366U | Ringwood 13 (United Energy) 66 kV | United Energy | Winter | Non-coincident | 2026 | POE50 | Operational-demand | NA | 83.4178
VIC | RWTS1366U | Ringwood 13 (United Energy) 66 kV | United Energy | Winter | Coincident | 2027 | POE10 | Operational-demand | NA | 75.2606
VIC | RWTS1366U | Ringwood 13 (United Energy) 66 kV | United Energy | Winter | Coincident | 2027 | POE50 | Operational-demand | NA | 73.8282
VIC | RWTS1366U | Ringwood 13 (United Energy) 66 kV | United Energy | Winter | Non-coincident | 2027 | POE10 | Operational-demand | NA | 88.4821
VIC | RWTS1366U | Ringwood 13 (United Energy) 66 kV | United Energy | Winter | Non-coincident | 2027 | POE50 | Operational-demand | NA | 86.4413
VIC | RWTS1366U | Ringwood 13 (United Energy) 66 kV | United Energy | Winter | Coincident | 2028 | POE10 | Operational-demand | NA | 74.1972
VIC | RWTS1366U | Ringwood 13 (United Energy) 66 kV | United Energy | Winter | Coincident | 2028 | POE50 | Operational-demand | NA | 72.8447
VIC | RWTS1366U | Ringwood 13 (United Energy) 66 kV | United Energy | Winter | Non-coincident | 2028 | POE10 | Operational-demand | NA | 88.9449
VIC | RWTS1366U | Ringwood 13 (United Energy) 66 kV | United Energy | Winter | Non-coincident | 2028 | POE50 | Operational-demand | NA | 86.8956
VIC | RWTS1366U | Ringwood 13 (United Energy) 66 kV | United Energy | Winter | Coincident | 2029 | POE10 | Operational-demand | NA | 73.7383
VIC | RWTS1366U | Ringwood 13 (United Energy) 66 kV | United Energy | Winter | Coincident | 2029 | POE50 | Operational-demand | NA | 72.4224
VIC | RWTS1366U | Ringwood 13 (United Energy) 66 kV | United Energy | Winter | Non-coincident | 2029 | POE10 | Operational-demand | NA | 89.4868
VIC | RWTS1366U | Ringwood 13 (United Energy) 66 kV | United Energy | Winter | Non-coincident | 2029 | POE50 | Operational-demand | NA | 87.4291
VIC | RWTS1366U | Ringwood 13 (United Energy) 66 kV | United Energy | Winter | Coincident | 2030 | POE10 | Operational-demand | NA | 75.5403
VIC | RWTS1366U | Ringwood 13 (United Energy) 66 kV | United Energy | Winter | Coincident | 2030 | POE50 | Operational-demand | NA | 74.2341
VIC | RWTS1366U | Ringwood 13 (United Energy) 66 kV | United Energy | Winter | Non-coincident | 2030 | POE10 | Operational-demand | NA | 92.9595
VIC | RWTS1366U | Ringwood 13 (United Energy) 66 kV | United Energy | Winter | Non-coincident | 2030 | POE50 | Operational-demand | NA | 90.8934
VIC | RWTS1366U | Ringwood 13 (United Energy) 66 kV | United Energy | Winter | Coincident | 2031 | POE10 | Operational-demand | NA | 75.0783
VIC | RWTS1366U | Ringwood 13 (United Energy) 66 kV | United Energy | Winter | Coincident | 2031 | POE50 | Operational-demand | NA | 73.7863
VIC | RWTS1366U | Ringwood 13 (United Energy) 66 kV | United Energy | Winter | Non-coincident | 2031 | POE10 | Operational-demand | NA | 93.5404
VIC | RWTS1366U | Ringwood 13 (United Energy) 66 kV | United Energy | Winter | Non-coincident | 2031 | POE50 | Operational-demand | NA | 91.4658
VIC | RWTS1366U | Ringwood 13 (United Energy) 66 kV | United Energy | Winter | Coincident | 2032 | POE10 | Operational-demand | NA | 74.0203
VIC | RWTS1366U | Ringwood 13 (United Energy) 66 kV | United Energy | Winter | Coincident | 2032 | POE50 | Operational-demand | NA | 72.6126
VIC | RWTS1366U | Ringwood 13 (United Energy) 66 kV | United Energy | Winter | Non-coincident | 2032 | POE10 | Operational-demand | NA | 94.1522
VIC | RWTS1366U | Ringwood 13 (United Energy) 66 kV | United Energy | Winter | Non-coincident | 2032 | POE50 | Operational-demand | NA | 92.069
VIC | RWTS1366U | Ringwood 13 (United Energy) 66 kV | United Energy | Winter | Coincident | 2033 | POE10 | Operational-demand | NA | 72.6462
VIC | RWTS1366U | Ringwood 13 (United Energy) 66 kV | United Energy | Winter | Coincident | 2033 | POE50 | Operational-demand | NA | 71.2766
VIC | RWTS1366U | Ringwood 13 (United Energy) 66 kV | United Energy | Winter | Non-coincident | 2033 | POE10 | Operational-demand | NA | 94.7642
VIC | RWTS1366U | Ringwood 13 (United Energy) 66 kV | United Energy | Winter | Non-coincident | 2033 | POE50 | Operational-demand | NA | 92.6724
VIC | RWTS1366U | Ringwood 13 (United Energy) 66 kV | United Energy | Winter | Coincident | 2034 | POE10 | Operational-demand | NA | 72.5678
VIC | RWTS1366U | Ringwood 13 (United Energy) 66 kV | United Energy | Winter | Coincident | 2034 | POE50 | Operational-demand | NA | 71.2417
VIC | RWTS1366U | Ringwood 13 (United Energy) 66 kV | United Energy | Winter | Non-coincident | 2034 | POE10 | Operational-demand | NA | 95.3694
VIC | RWTS1366U | Ringwood 13 (United Energy) 66 kV | United Energy | Winter | Non-coincident | 2034 | POE50 | Operational-demand | NA | 93.269
VIC | RWTS22A | Ringwood (AusNet) 22 kV | AusNet | Shoulder | Coincident | 2019 | ACTUAL_OPG | Operational-demand | 13.0306 | NA
VIC | RWTS22A | Ringwood (AusNet) 22 kV | AusNet | Shoulder | Coincident | 2019 | ACTUAL_RAW | Operational-demand | 13.0306 | NA
VIC | RWTS22A | Ringwood (AusNet) 22 kV | AusNet | Shoulder | Non-coincident | 2019 | ACTUAL_RAW | Operational-demand | 12.2667 | NA
VIC | RWTS22A | Ringwood (AusNet) 22 kV | AusNet | Shoulder | Non-coincident | 2019 | ACTUAL_OPG | Operational-demand | 12.2667 | NA
VIC | RWTS22A | Ringwood (AusNet) 22 kV | AusNet | Shoulder | Non-coincident | 2019 | ACTUAL_ADJUSTEDOPG | Operational-demand | 12.2667 | NA
VIC | RWTS22A | Ringwood (AusNet) 22 kV | AusNet | Shoulder | Coincident | 2020 | ACTUAL_OPG | Operational-demand | 16.4531 | NA
VIC | RWTS22A | Ringwood (AusNet) 22 kV | AusNet | Shoulder | Coincident | 2020 | ACTUAL_RAW | Operational-demand | 16.4531 | NA
VIC | RWTS22A | Ringwood (AusNet) 22 kV | AusNet | Shoulder | Non-coincident | 2020 | ACTUAL_RAW | Operational-demand | 12.2316 | NA
VIC | RWTS22A | Ringwood (AusNet) 22 kV | AusNet | Shoulder | Non-coincident | 2020 | ACTUAL_OPG | Operational-demand | 12.2316 | NA
VIC | RWTS22A | Ringwood (AusNet) 22 kV | AusNet | Shoulder | Non-coincident | 2020 | ACTUAL_ADJUSTEDOPG | Operational-demand | 12.2316 | NA
VIC | RWTS22A | Ringwood (AusNet) 22 kV | AusNet | Shoulder | Coincident | 2021 | ACTUAL_OPG | Operational-demand | 14.9461 | NA
VIC | RWTS22A | Ringwood (AusNet) 22 kV | AusNet | Shoulder | Coincident | 2021 | ACTUAL_RAW | Operational-demand | 14.9461 | NA
VIC | RWTS22A | Ringwood (AusNet) 22 kV | AusNet | Shoulder | Non-coincident | 2021 | ACTUAL_RAW | Operational-demand | 11.6318 | NA
VIC | RWTS22A | Ringwood (AusNet) 22 kV | AusNet | Shoulder | Non-coincident | 2021 | ACTUAL_OPG | Operational-demand | 11.6318 | NA
VIC | RWTS22A | Ringwood (AusNet) 22 kV | AusNet | Shoulder | Non-coincident | 2021 | ACTUAL_ADJUSTEDOPG | Operational-demand | 11.6318 | NA
VIC | RWTS22A | Ringwood (AusNet) 22 kV | AusNet | Shoulder | Coincident | 2022 | ACTUAL_OPG | Operational-demand | 14.9455 | NA
VIC | RWTS22A | Ringwood (AusNet) 22 kV | AusNet | Shoulder | Coincident | 2022 | ACTUAL_RAW | Operational-demand | 14.9455 | NA
VIC | RWTS22A | Ringwood (AusNet) 22 kV | AusNet | Shoulder | Non-coincident | 2022 | ACTUAL_RAW | Operational-demand | 12.2156 | NA
VIC | RWTS22A | Ringwood (AusNet) 22 kV | AusNet | Shoulder | Non-coincident | 2022 | ACTUAL_OPG | Operational-demand | 12.2156 | NA
VIC | RWTS22A | Ringwood (AusNet) 22 kV | AusNet | Shoulder | Non-coincident | 2022 | ACTUAL_ADJUSTEDOPG | Operational-demand | 12.2156 | NA
VIC | RWTS22A | Ringwood (AusNet) 22 kV | AusNet | Shoulder | Coincident | 2023 | ACTUAL_OPG | Operational-demand | 13.2174 | NA
VIC | RWTS22A | Ringwood (AusNet) 22 kV | AusNet | Shoulder | Coincident | 2023 | ACTUAL_RAW | Operational-demand | 13.2174 | NA
VIC | RWTS22A | Ringwood (AusNet) 22 kV | AusNet | Shoulder | Non-coincident | 2023 | ACTUAL_RAW | Operational-demand | 12.0402 | NA
VIC | RWTS22A | Ringwood (AusNet) 22 kV | AusNet | Shoulder | Non-coincident | 2023 | ACTUAL_OPG | Operational-demand | 12.0402 | NA
VIC | RWTS22A | Ringwood (AusNet) 22 kV | AusNet | Shoulder | Non-coincident | 2023 | ACTUAL_ADJUSTEDOPG | Operational-demand | 12.0402 | NA
VIC | RWTS22A | Ringwood (AusNet) 22 kV | AusNet | Shoulder | Coincident | 2024 | ACTUAL_OPG | Operational-demand | 11.4655 | NA
VIC | RWTS22A | Ringwood (AusNet) 22 kV | AusNet | Shoulder | Coincident | 2024 | ACTUAL_RAW | Operational-demand | 11.4655 | NA
VIC | RWTS22A | Ringwood (AusNet) 22 kV | AusNet | Shoulder | Non-coincident | 2024 | ACTUAL_RAW | Operational-demand | 8.0244 | NA
VIC | RWTS22A | Ringwood (AusNet) 22 kV | AusNet | Shoulder | Non-coincident | 2024 | ACTUAL_OPG | Operational-demand | 8.0244 | NA
VIC | RWTS22A | Ringwood (AusNet) 22 kV | AusNet | Shoulder | Non-coincident | 2024 | ACTUAL_ADJUSTEDOPG | Operational-demand | 8.0244 | NA
VIC | RWTS22A | Ringwood (AusNet) 22 kV | AusNet | Shoulder | Coincident | 2025 | ACTUAL_OPG | Operational-demand | 9.1457 | NA
VIC | RWTS22A | Ringwood (AusNet) 22 kV | AusNet | Shoulder | Coincident | 2025 | ACTUAL_RAW | Operational-demand | 9.1457 | NA
VIC | RWTS22A | Ringwood (AusNet) 22 kV | AusNet | Shoulder | Non-coincident | 2025 | ACTUAL_RAW | Operational-demand | 8.7794 | NA
VIC | RWTS22A | Ringwood (AusNet) 22 kV | AusNet | Shoulder | Non-coincident | 2025 | ACTUAL_OPG | Operational-demand | 8.7794 | NA
VIC | RWTS22A | Ringwood (AusNet) 22 kV | AusNet | Shoulder | Non-coincident | 2025 | ACTUAL_ADJUSTEDOPG | Operational-demand | 8.7794 | NA
VIC | RWTS22A | Ringwood (AusNet) 22 kV | AusNet | Shoulder | Non-coincident | 2025 | BASEYEARPOE90 | Operational-demand | 4.2452 | NA
VIC | RWTS22A | Ringwood (AusNet) 22 kV | AusNet | Shoulder | Non-coincident | 2025 | BASEYEARPOE50 | Operational-demand | 5.6905 | NA
VIC | RWTS22A | Ringwood (AusNet) 22 kV | AusNet | Shoulder | Coincident_unreconciled | 2026 | POE50 | Operational-demand | 5.378 | NA
VIC | RWTS22A | Ringwood (AusNet) 22 kV | AusNet | Shoulder | Coincident_unreconciled | 2026 | POE90 | Operational-demand | 3.6702 | NA
VIC | RWTS22A | Ringwood (AusNet) 22 kV | AusNet | Shoulder | Non-coincident | 2026 | POE50 | Operational-demand | 4.3537 | NA
VIC | RWTS22A | Ringwood (AusNet) 22 kV | AusNet | Shoulder | Non-coincident | 2026 | POE90 | Operational-demand | 2.9711 | NA
VIC | RWTS22A | Ringwood (AusNet) 22 kV | AusNet | Shoulder | Coincident_unreconciled | 2027 | POE50 | Operational-demand | 3.8881 | NA
VIC | RWTS22A | Ringwood (AusNet) 22 kV | AusNet | Shoulder | Coincident_unreconciled | 2027 | POE90 | Operational-demand | 2.1753 | NA
VIC | RWTS22A | Ringwood (AusNet) 22 kV | AusNet | Shoulder | Non-coincident | 2027 | POE50 | Operational-demand | 3.1476 | NA
VIC | RWTS22A | Ringwood (AusNet) 22 kV | AusNet | Shoulder | Non-coincident | 2027 | POE90 | Operational-demand | 1.761 | NA
VIC | RWTS22A | Ringwood (AusNet) 22 kV | AusNet | Shoulder | Coincident_unreconciled | 2028 | POE50 | Operational-demand | 2.0942 | NA
VIC | RWTS22A | Ringwood (AusNet) 22 kV | AusNet | Shoulder | Coincident_unreconciled | 2028 | POE90 | Operational-demand | 0.37601 | NA
VIC | RWTS22A | Ringwood (AusNet) 22 kV | AusNet | Shoulder | Non-coincident | 2028 | POE50 | Operational-demand | 1.6953 | NA
VIC | RWTS22A | Ringwood (AusNet) 22 kV | AusNet | Shoulder | Non-coincident | 2028 | POE90 | Operational-demand | 0.30439 | NA
VIC | RWTS22A | Ringwood (AusNet) 22 kV | AusNet | Shoulder | Coincident_unreconciled | 2029 | POE50 | Operational-demand | 0.43929 | NA
VIC | RWTS22A | Ringwood (AusNet) 22 kV | AusNet | Shoulder | Coincident_unreconciled | 2029 | POE90 | Operational-demand | -0.79507 | NA
VIC | RWTS22A | Ringwood (AusNet) 22 kV | AusNet | Shoulder | Non-coincident | 2029 | POE50 | Operational-demand | 0.35562 | NA
VIC | RWTS22A | Ringwood (AusNet) 22 kV | AusNet | Shoulder | Non-coincident | 2029 | POE90 | Operational-demand | -1.0397 | NA
VIC | RWTS22A | Ringwood (AusNet) 22 kV | AusNet | Shoulder | Coincident_unreconciled | 2030 | POE50 | Operational-demand | -0.7227 | NA
VIC | RWTS22A | Ringwood (AusNet) 22 kV | AusNet | Shoulder | Coincident_unreconciled | 2030 | POE90 | Operational-demand | -1.793 | NA
VIC | RWTS22A | Ringwood (AusNet) 22 kV | AusNet | Shoulder | Non-coincident | 2030 | POE50 | Operational-demand | -0.94504 | NA
VIC | RWTS22A | Ringwood (AusNet) 22 kV | AusNet | Shoulder | Non-coincident | 2030 | POE90 | Operational-demand | -2.3447 | NA
VIC | RWTS22A | Ringwood (AusNet) 22 kV | AusNet | Shoulder | Coincident_unreconciled | 2031 | POE50 | Operational-demand | -1.7099 | NA
VIC | RWTS22A | Ringwood (AusNet) 22 kV | AusNet | Shoulder | Coincident_unreconciled | 2031 | POE90 | Operational-demand | -2.7835 | NA
VIC | RWTS22A | Ringwood (AusNet) 22 kV | AusNet | Shoulder | Non-coincident | 2031 | POE50 | Operational-demand | -2.2359 | NA
VIC | RWTS22A | Ringwood (AusNet) 22 kV | AusNet | Shoulder | Non-coincident | 2031 | POE90 | Operational-demand | -3.6399 | NA
VIC | RWTS22A | Ringwood (AusNet) 22 kV | AusNet | Shoulder | Coincident_unreconciled | 2032 | POE50 | Operational-demand | -2.4429 | NA
VIC | RWTS22A | Ringwood (AusNet) 22 kV | AusNet | Shoulder | Coincident_unreconciled | 2032 | POE90 | Operational-demand | -3.5199 | NA
VIC | RWTS22A | Ringwood (AusNet) 22 kV | AusNet | Shoulder | Non-coincident | 2032 | POE50 | Operational-demand | -3.1944 | NA
VIC | RWTS22A | Ringwood (AusNet) 22 kV | AusNet | Shoulder | Non-coincident | 2032 | POE90 | Operational-demand | -4.6028 | NA
VIC | RWTS22A | Ringwood (AusNet) 22 kV | AusNet | Shoulder | Coincident_unreconciled | 2033 | POE50 | Operational-demand | -2.9715 | NA
VIC | RWTS22A | Ringwood (AusNet) 22 kV | AusNet | Shoulder | Coincident_unreconciled | 2033 | POE90 | Operational-demand | -4.052 | NA
VIC | RWTS22A | Ringwood (AusNet) 22 kV | AusNet | Shoulder | Non-coincident | 2033 | POE50 | Operational-demand | -3.8856 | NA
VIC | RWTS22A | Ringwood (AusNet) 22 kV | AusNet | Shoulder | Non-coincident | 2033 | POE90 | Operational-demand | -5.2986 | NA
VIC | RWTS22A | Ringwood (AusNet) 22 kV | AusNet | Shoulder | Coincident_unreconciled | 2034 | POE50 | Operational-demand | -3.4616 | NA
VIC | RWTS22A | Ringwood (AusNet) 22 kV | AusNet | Shoulder | Coincident_unreconciled | 2034 | POE90 | Operational-demand | -4.5456 | NA
VIC | RWTS22A | Ringwood (AusNet) 22 kV | AusNet | Shoulder | Non-coincident | 2034 | POE50 | Operational-demand | -4.5265 | NA
VIC | RWTS22A | Ringwood (AusNet) 22 kV | AusNet | Shoulder | Non-coincident | 2034 | POE90 | Operational-demand | -5.944 | NA
VIC | RWTS22A | Ringwood (AusNet) 22 kV | AusNet | Shoulder | Coincident_unreconciled | 2035 | POE50 | Operational-demand | -4.008 | NA
VIC | RWTS22A | Ringwood (AusNet) 22 kV | AusNet | Shoulder | Coincident_unreconciled | 2035 | POE90 | Operational-demand | -5.0954 | NA
VIC | RWTS22A | Ringwood (AusNet) 22 kV | AusNet | Shoulder | Non-coincident | 2035 | POE50 | Operational-demand | -5.241 | NA
VIC | RWTS22A | Ringwood (AusNet) 22 kV | AusNet | Shoulder | Non-coincident | 2035 | POE90 | Operational-demand | -6.663 | NA
VIC | RWTS22A | Ringwood (AusNet) 22 kV | AusNet | Summer | Coincident | 2019 | ACTUAL_OPG | Operational-demand | 13.8488 | 47.7886
VIC | RWTS22A | Ringwood (AusNet) 22 kV | AusNet | Summer | Coincident | 2019 | ACTUAL_RAW | Operational-demand | 13.8488 | 47.7886
VIC | RWTS22A | Ringwood (AusNet) 22 kV | AusNet | Summer | Non-coincident | 2019 | ACTUAL_RAW | Operational-demand | 11.8996 | 54.0629
VIC | RWTS22A | Ringwood (AusNet) 22 kV | AusNet | Summer | Non-coincident | 2019 | ACTUAL_OPG | Operational-demand | 11.8996 | 54.0629
VIC | RWTS22A | Ringwood (AusNet) 22 kV | AusNet | Summer | Non-coincident | 2019 | ACTUAL_ADJUSTEDOPG | Operational-demand | 11.8996 | 54.0629
VIC | RWTS22A | Ringwood (AusNet) 22 kV | AusNet | Summer | Coincident | 2020 | ACTUAL_OPG | Operational-demand | 17.9085 | 54.6391
VIC | RWTS22A | Ringwood (AusNet) 22 kV | AusNet | Summer | Coincident | 2020 | ACTUAL_RAW | Operational-demand | 17.9085 | 54.6391
VIC | RWTS22A | Ringwood (AusNet) 22 kV | AusNet | Summer | Non-coincident | 2020 | ACTUAL_RAW | Operational-demand | 11.7117 | 55.9299
VIC | RWTS22A | Ringwood (AusNet) 22 kV | AusNet | Summer | Non-coincident | 2020 | ACTUAL_OPG | Operational-demand | 11.7117 | 55.9299
VIC | RWTS22A | Ringwood (AusNet) 22 kV | AusNet | Summer | Non-coincident | 2020 | ACTUAL_ADJUSTEDOPG | Operational-demand | 11.7117 | 55.9299
VIC | RWTS22A | Ringwood (AusNet) 22 kV | AusNet | Summer | Coincident | 2021 | ACTUAL_OPG | Operational-demand | 12.1189 | 45.9511
VIC | RWTS22A | Ringwood (AusNet) 22 kV | AusNet | Summer | Coincident | 2021 | ACTUAL_RAW | Operational-demand | 12.1189 | 45.9511
VIC | RWTS22A | Ringwood (AusNet) 22 kV | AusNet | Summer | Non-coincident | 2021 | ACTUAL_RAW | Operational-demand | 11.6671 | 48.8194
VIC | RWTS22A | Ringwood (AusNet) 22 kV | AusNet | Summer | Non-coincident | 2021 | ACTUAL_OPG | Operational-demand | 11.6671 | 48.8194
VIC | RWTS22A | Ringwood (AusNet) 22 kV | AusNet | Summer | Non-coincident | 2021 | ACTUAL_ADJUSTEDOPG | Operational-demand | 11.6671 | 48.8194
VIC | RWTS22A | Ringwood (AusNet) 22 kV | AusNet | Summer | Coincident | 2022 | ACTUAL_OPG | Operational-demand | 16.6504 | 50.5814
VIC | RWTS22A | Ringwood (AusNet) 22 kV | AusNet | Summer | Coincident | 2022 | ACTUAL_RAW | Operational-demand | 16.6504 | 50.5814
VIC | RWTS22A | Ringwood (AusNet) 22 kV | AusNet | Summer | Non-coincident | 2022 | ACTUAL_RAW | Operational-demand | 7.0343 | 50.5814
VIC | RWTS22A | Ringwood (AusNet) 22 kV | AusNet | Summer | Non-coincident | 2022 | ACTUAL_OPG | Operational-demand | 7.0343 | 50.5814
VIC | RWTS22A | Ringwood (AusNet) 22 kV | AusNet | Summer | Non-coincident | 2022 | ACTUAL_ADJUSTEDOPG | Operational-demand | 12.0057 | 50.5814
VIC | RWTS22A | Ringwood (AusNet) 22 kV | AusNet | Summer | Coincident | 2023 | ACTUAL_OPG | Operational-demand | 12.9915 | 46.3349
VIC | RWTS22A | Ringwood (AusNet) 22 kV | AusNet | Summer | Coincident | 2023 | ACTUAL_RAW | Operational-demand | 12.9915 | 46.3349
VIC | RWTS22A | Ringwood (AusNet) 22 kV | AusNet | Summer | Non-coincident | 2023 | ACTUAL_RAW | Operational-demand | 10.5867 | 49.1216
VIC | RWTS22A | Ringwood (AusNet) 22 kV | AusNet | Summer | Non-coincident | 2023 | ACTUAL_OPG | Operational-demand | 10.5867 | 49.1216
VIC | RWTS22A | Ringwood (AusNet) 22 kV | AusNet | Summer | Non-coincident | 2023 | ACTUAL_ADJUSTEDOPG | Operational-demand | 10.5867 | 49.1216
VIC | RWTS22A | Ringwood (AusNet) 22 kV | AusNet | Summer | Coincident | 2024 | ACTUAL_OPG | Operational-demand | 9.0173 | 48.5307
VIC | RWTS22A | Ringwood (AusNet) 22 kV | AusNet | Summer | Coincident | 2024 | ACTUAL_RAW | Operational-demand | 9.0173 | 48.5307
VIC | RWTS22A | Ringwood (AusNet) 22 kV | AusNet | Summer | Non-coincident | 2024 | ACTUAL_RAW | Operational-demand | 6.243 | 49.536
VIC | RWTS22A | Ringwood (AusNet) 22 kV | AusNet | Summer | Non-coincident | 2024 | ACTUAL_OPG | Operational-demand | 6.243 | 49.536
VIC | RWTS22A | Ringwood (AusNet) 22 kV | AusNet | Summer | Non-coincident | 2024 | ACTUAL_ADJUSTEDOPG | Operational-demand | 6.243 | 49.536
VIC | RWTS22A | Ringwood (AusNet) 22 kV | AusNet | Summer | Coincident | 2025 | ACTUAL_OPG | Operational-demand | 6.1953 | 49.886
VIC | RWTS22A | Ringwood (AusNet) 22 kV | AusNet | Summer | Coincident | 2025 | ACTUAL_RAW | Operational-demand | 6.1953 | 49.886
VIC | RWTS22A | Ringwood (AusNet) 22 kV | AusNet | Summer | Non-coincident | 2025 | ACTUAL_RAW | Operational-demand | 6.1464 | 50.2239
VIC | RWTS22A | Ringwood (AusNet) 22 kV | AusNet | Summer | Non-coincident | 2025 | ACTUAL_OPG | Operational-demand | 6.1464 | 50.2239
VIC | RWTS22A | Ringwood (AusNet) 22 kV | AusNet | Summer | Non-coincident | 2025 | ACTUAL_ADJUSTEDOPG | Operational-demand | 6.1464 | 50.2239
VIC | RWTS22A | Ringwood (AusNet) 22 kV | AusNet | Summer | Non-coincident | 2025 | BASEYEARPOE90 | Operational-demand | 4.0544 | NA
VIC | RWTS22A | Ringwood (AusNet) 22 kV | AusNet | Summer | Non-coincident | 2025 | BASEYEARPOE50 | Operational-demand | 5.3102 | 53.775
VIC | RWTS22A | Ringwood (AusNet) 22 kV | AusNet | Summer | Coincident_unreconciled | 2026 | POE50 | Operational-demand | 4.5203 | NA
VIC | RWTS22A | Ringwood (AusNet) 22 kV | AusNet | Summer | Coincident_unreconciled | 2026 | POE90 | Operational-demand | 3.3851 | NA
VIC | RWTS22A | Ringwood (AusNet) 22 kV | AusNet | Summer | Non-coincident | 2026 | POE50 | Operational-demand | 4.4525 | 60
VIC | RWTS22A | Ringwood (AusNet) 22 kV | AusNet | Summer | Non-coincident | 2026 | POE90 | Operational-demand | 3.3344 | NA
VIC | RWTS22A | Ringwood (AusNet) 22 kV | AusNet | Summer | Coincident_unreconciled | 2027 | POE50 | Operational-demand | 3.2297 | NA
VIC | RWTS22A | Ringwood (AusNet) 22 kV | AusNet | Summer | Coincident_unreconciled | 2027 | POE90 | Operational-demand | 2.0912 | NA
VIC | RWTS22A | Ringwood (AusNet) 22 kV | AusNet | Summer | Non-coincident | 2027 | POE50 | Operational-demand | 3.1812 | 60.0805
VIC | RWTS22A | Ringwood (AusNet) 22 kV | AusNet | Summer | Non-coincident | 2027 | POE90 | Operational-demand | 2.0598 | NA
VIC | RWTS22A | Ringwood (AusNet) 22 kV | AusNet | Summer | Coincident_unreconciled | 2028 | POE50 | Operational-demand | 1.6762 | NA
VIC | RWTS22A | Ringwood (AusNet) 22 kV | AusNet | Summer | Coincident_unreconciled | 2028 | POE90 | Operational-demand | 0.53416 | NA
VIC | RWTS22A | Ringwood (AusNet) 22 kV | AusNet | Summer | Non-coincident | 2028 | POE50 | Operational-demand | 1.6511 | 60.1701
VIC | RWTS22A | Ringwood (AusNet) 22 kV | AusNet | Summer | Non-coincident | 2028 | POE90 | Operational-demand | 0.52615 | NA
VIC | RWTS22A | Ringwood (AusNet) 22 kV | AusNet | Summer | Coincident_unreconciled | 2029 | POE50 | Operational-demand | 0.25285 | NA
VIC | RWTS22A | Ringwood (AusNet) 22 kV | AusNet | Summer | Coincident_unreconciled | 2029 | POE90 | Operational-demand | -0.86603 | NA
VIC | RWTS22A | Ringwood (AusNet) 22 kV | AusNet | Summer | Non-coincident | 2029 | POE50 | Operational-demand | 0.24906 | 60.3
VIC | RWTS22A | Ringwood (AusNet) 22 kV | AusNet | Summer | Non-coincident | 2029 | POE90 | Operational-demand | -0.87941 | NA
VIC | RWTS22A | Ringwood (AusNet) 22 kV | AusNet | Summer | Coincident_unreconciled | 2030 | POE50 | Operational-demand | -1.1099 | NA
VIC | RWTS22A | Ringwood (AusNet) 22 kV | AusNet | Summer | Coincident_unreconciled | 2030 | POE90 | Operational-demand | -2.2246 | NA
VIC | RWTS22A | Ringwood (AusNet) 22 kV | AusNet | Summer | Non-coincident | 2030 | POE50 | Operational-demand | -1.127 | 60.4676
VIC | RWTS22A | Ringwood (AusNet) 22 kV | AusNet | Summer | Non-coincident | 2030 | POE90 | Operational-demand | -2.259 | NA
VIC | RWTS22A | Ringwood (AusNet) 22 kV | AusNet | Summer | Coincident_unreconciled | 2031 | POE50 | Operational-demand | -2.4577 | NA
VIC | RWTS22A | Ringwood (AusNet) 22 kV | AusNet | Summer | Coincident_unreconciled | 2031 | POE90 | Operational-demand | -3.5759 | NA
VIC | RWTS22A | Ringwood (AusNet) 22 kV | AusNet | Summer | Non-coincident | 2031 | POE50 | Operational-demand | -2.4957 | 60.6508
VIC | RWTS22A | Ringwood (AusNet) 22 kV | AusNet | Summer | Non-coincident | 2031 | POE90 | Operational-demand | -3.6312 | NA
VIC | RWTS22A | Ringwood (AusNet) 22 kV | AusNet | Summer | Coincident_unreconciled | 2032 | POE50 | Operational-demand | -3.4532 | NA
VIC | RWTS22A | Ringwood (AusNet) 22 kV | AusNet | Summer | Coincident_unreconciled | 2032 | POE90 | Operational-demand | -4.5749 | NA
VIC | RWTS22A | Ringwood (AusNet) 22 kV | AusNet | Summer | Non-coincident | 2032 | POE50 | Operational-demand | -3.5065 | 60.8897
VIC | RWTS22A | Ringwood (AusNet) 22 kV | AusNet | Summer | Non-coincident | 2032 | POE90 | Operational-demand | -4.6456 | NA
VIC | RWTS22A | Ringwood (AusNet) 22 kV | AusNet | Summer | Coincident_unreconciled | 2033 | POE50 | Operational-demand | -4.1775 | NA
VIC | RWTS22A | Ringwood (AusNet) 22 kV | AusNet | Summer | Coincident_unreconciled | 2033 | POE90 | Operational-demand | -5.3029 | NA
VIC | RWTS22A | Ringwood (AusNet) 22 kV | AusNet | Summer | Non-coincident | 2033 | POE50 | Operational-demand | -4.2421 | 61.1701
VIC | RWTS22A | Ringwood (AusNet) 22 kV | AusNet | Summer | Non-coincident | 2033 | POE90 | Operational-demand | -5.3849 | NA
VIC | RWTS22A | Ringwood (AusNet) 22 kV | AusNet | Summer | Coincident_unreconciled | 2034 | POE50 | Operational-demand | -4.8537 | NA
VIC | RWTS22A | Ringwood (AusNet) 22 kV | AusNet | Summer | Coincident_unreconciled | 2034 | POE90 | Operational-demand | -5.9827 | NA
VIC | RWTS22A | Ringwood (AusNet) 22 kV | AusNet | Summer | Non-coincident | 2034 | POE50 | Operational-demand | -4.9287 | 61.4577
VIC | RWTS22A | Ringwood (AusNet) 22 kV | AusNet | Summer | Non-coincident | 2034 | POE90 | Operational-demand | -6.0752 | NA
VIC | RWTS22A | Ringwood (AusNet) 22 kV | AusNet | Summer | Coincident_unreconciled | 2035 | POE50 | Operational-demand | -5.6057 | NA
VIC | RWTS22A | Ringwood (AusNet) 22 kV | AusNet | Summer | Coincident_unreconciled | 2035 | POE90 | Operational-demand | -6.7382 | NA
VIC | RWTS22A | Ringwood (AusNet) 22 kV | AusNet | Summer | Non-coincident | 2035 | POE50 | Operational-demand | -5.6923 | 61.7377
VIC | RWTS22A | Ringwood (AusNet) 22 kV | AusNet | Summer | Non-coincident | 2035 | POE90 | Operational-demand | -6.8424 | NA
VIC | RWTS22A | Ringwood (AusNet) 22 kV | AusNet | Summer | Non-coincident | 2025 | BASEYEARPOE10 | Operational-demand | NA | 59.2229
VIC | RWTS22A | Ringwood (AusNet) 22 kV | AusNet | Summer | Coincident | 2026 | POE10 | Operational-demand | NA | 60.6707
VIC | RWTS22A | Ringwood (AusNet) 22 kV | AusNet | Summer | Coincident | 2026 | POE50 | Operational-demand | NA | 56.9585
VIC | RWTS22A | Ringwood (AusNet) 22 kV | AusNet | Summer | Non-coincident | 2026 | POE10 | Operational-demand | NA | 65.9485
VIC | RWTS22A | Ringwood (AusNet) 22 kV | AusNet | Summer | Coincident | 2027 | POE10 | Operational-demand | NA | 59.1599
VIC | RWTS22A | Ringwood (AusNet) 22 kV | AusNet | Summer | Coincident | 2027 | POE50 | Operational-demand | NA | 55.1565
VIC | RWTS22A | Ringwood (AusNet) 22 kV | AusNet | Summer | Non-coincident | 2027 | POE10 | Operational-demand | NA | 66.0465
VIC | RWTS22A | Ringwood (AusNet) 22 kV | AusNet | Summer | Coincident | 2028 | POE10 | Operational-demand | NA | 57.8334
VIC | RWTS22A | Ringwood (AusNet) 22 kV | AusNet | Summer | Coincident | 2028 | POE50 | Operational-demand | NA | 53.5087
VIC | RWTS22A | Ringwood (AusNet) 22 kV | AusNet | Summer | Non-coincident | 2028 | POE10 | Operational-demand | NA | 66.1547
VIC | RWTS22A | Ringwood (AusNet) 22 kV | AusNet | Summer | Coincident | 2029 | POE10 | Operational-demand | NA | 56.9277
VIC | RWTS22A | Ringwood (AusNet) 22 kV | AusNet | Summer | Coincident | 2029 | POE50 | Operational-demand | NA | 52.6991
VIC | RWTS22A | Ringwood (AusNet) 22 kV | AusNet | Summer | Non-coincident | 2029 | POE10 | Operational-demand | NA | 66.3033
VIC | RWTS22A | Ringwood (AusNet) 22 kV | AusNet | Summer | Coincident | 2030 | POE10 | Operational-demand | NA | 56.2463
VIC | RWTS22A | Ringwood (AusNet) 22 kV | AusNet | Summer | Coincident | 2030 | POE50 | Operational-demand | NA | 51.9046
VIC | RWTS22A | Ringwood (AusNet) 22 kV | AusNet | Summer | Non-coincident | 2030 | POE10 | Operational-demand | NA | 66.4896
VIC | RWTS22A | Ringwood (AusNet) 22 kV | AusNet | Summer | Coincident | 2031 | POE10 | Operational-demand | NA | 54.9841
VIC | RWTS22A | Ringwood (AusNet) 22 kV | AusNet | Summer | Coincident | 2031 | POE50 | Operational-demand | NA | 50.9851
VIC | RWTS22A | Ringwood (AusNet) 22 kV | AusNet | Summer | Non-coincident | 2031 | POE10 | Operational-demand | NA | 66.6915
VIC | RWTS22A | Ringwood (AusNet) 22 kV | AusNet | Summer | Coincident | 2032 | POE10 | Operational-demand | NA | 53.5459
VIC | RWTS22A | Ringwood (AusNet) 22 kV | AusNet | Summer | Coincident | 2032 | POE50 | Operational-demand | NA | 49.5537
VIC | RWTS22A | Ringwood (AusNet) 22 kV | AusNet | Summer | Non-coincident | 2032 | POE10 | Operational-demand | NA | 66.9494
VIC | RWTS22A | Ringwood (AusNet) 22 kV | AusNet | Summer | Coincident | 2033 | POE10 | Operational-demand | NA | 52.5235
VIC | RWTS22A | Ringwood (AusNet) 22 kV | AusNet | Summer | Coincident | 2033 | POE50 | Operational-demand | NA | 48.1585
VIC | RWTS22A | Ringwood (AusNet) 22 kV | AusNet | Summer | Non-coincident | 2033 | POE10 | Operational-demand | NA | 67.2494
VIC | RWTS22A | Ringwood (AusNet) 22 kV | AusNet | Summer | Coincident | 2034 | POE10 | Operational-demand | NA | 52.2131
VIC | RWTS22A | Ringwood (AusNet) 22 kV | AusNet | Summer | Coincident | 2034 | POE50 | Operational-demand | NA | 47.9268
VIC | RWTS22A | Ringwood (AusNet) 22 kV | AusNet | Summer | Non-coincident | 2034 | POE10 | Operational-demand | NA | 67.5566
VIC | RWTS22A | Ringwood (AusNet) 22 kV | AusNet | Summer | Coincident | 2035 | POE10 | Operational-demand | NA | 52.1193
VIC | RWTS22A | Ringwood (AusNet) 22 kV | AusNet | Summer | Coincident | 2035 | POE50 | Operational-demand | NA | 47.8508
VIC | RWTS22A | Ringwood (AusNet) 22 kV | AusNet | Summer | Non-coincident | 2035 | POE10 | Operational-demand | NA | 67.856
VIC | RWTS22A | Ringwood (AusNet) 22 kV | AusNet | Winter | Coincident | 2018 | ACTUAL_OPG | Operational-demand | NA | 39.2746
VIC | RWTS22A | Ringwood (AusNet) 22 kV | AusNet | Winter | Coincident | 2018 | ACTUAL_RAW | Operational-demand | NA | 39.2746
VIC | RWTS22A | Ringwood (AusNet) 22 kV | AusNet | Winter | Non-coincident | 2018 | ACTUAL_RAW | Operational-demand | NA | 39.6343
VIC | RWTS22A | Ringwood (AusNet) 22 kV | AusNet | Winter | Non-coincident | 2018 | ACTUAL_OPG | Operational-demand | NA | 39.6343
VIC | RWTS22A | Ringwood (AusNet) 22 kV | AusNet | Winter | Non-coincident | 2018 | ACTUAL_ADJUSTEDOPG | Operational-demand | NA | 39.6343
VIC | RWTS22A | Ringwood (AusNet) 22 kV | AusNet | Winter | Coincident | 2019 | ACTUAL_OPG | Operational-demand | NA | 40.2163
VIC | RWTS22A | Ringwood (AusNet) 22 kV | AusNet | Winter | Coincident | 2019 | ACTUAL_RAW | Operational-demand | NA | 40.2163
VIC | RWTS22A | Ringwood (AusNet) 22 kV | AusNet | Winter | Non-coincident | 2019 | ACTUAL_RAW | Operational-demand | NA | 41.1855
VIC | RWTS22A | Ringwood (AusNet) 22 kV | AusNet | Winter | Non-coincident | 2019 | ACTUAL_OPG | Operational-demand | NA | 41.1855
VIC | RWTS22A | Ringwood (AusNet) 22 kV | AusNet | Winter | Non-coincident | 2019 | ACTUAL_ADJUSTEDOPG | Operational-demand | NA | 41.1855
VIC | RWTS22A | Ringwood (AusNet) 22 kV | AusNet | Winter | Coincident | 2020 | ACTUAL_OPG | Operational-demand | NA | 39.0467
VIC | RWTS22A | Ringwood (AusNet) 22 kV | AusNet | Winter | Coincident | 2020 | ACTUAL_RAW | Operational-demand | NA | 39.0467
VIC | RWTS22A | Ringwood (AusNet) 22 kV | AusNet | Winter | Non-coincident | 2020 | ACTUAL_RAW | Operational-demand | NA | 42.0618
VIC | RWTS22A | Ringwood (AusNet) 22 kV | AusNet | Winter | Non-coincident | 2020 | ACTUAL_OPG | Operational-demand | NA | 42.0618
VIC | RWTS22A | Ringwood (AusNet) 22 kV | AusNet | Winter | Non-coincident | 2020 | ACTUAL_ADJUSTEDOPG | Operational-demand | NA | 42.0618
VIC | RWTS22A | Ringwood (AusNet) 22 kV | AusNet | Winter | Coincident | 2021 | ACTUAL_OPG | Operational-demand | NA | 38.4921
VIC | RWTS22A | Ringwood (AusNet) 22 kV | AusNet | Winter | Coincident | 2021 | ACTUAL_RAW | Operational-demand | NA | 38.4921
VIC | RWTS22A | Ringwood (AusNet) 22 kV | AusNet | Winter | Non-coincident | 2021 | ACTUAL_RAW | Operational-demand | NA | 40.1491
VIC | RWTS22A | Ringwood (AusNet) 22 kV | AusNet | Winter | Non-coincident | 2021 | ACTUAL_OPG | Operational-demand | NA | 40.1491
VIC | RWTS22A | Ringwood (AusNet) 22 kV | AusNet | Winter | Non-coincident | 2021 | ACTUAL_ADJUSTEDOPG | Operational-demand | NA | 40.1491
VIC | RWTS22A | Ringwood (AusNet) 22 kV | AusNet | Winter | Coincident | 2022 | ACTUAL_OPG | Operational-demand | NA | 40.3907
VIC | RWTS22A | Ringwood (AusNet) 22 kV | AusNet | Winter | Coincident | 2022 | ACTUAL_RAW | Operational-demand | NA | 40.3907
VIC | RWTS22A | Ringwood (AusNet) 22 kV | AusNet | Winter | Non-coincident | 2022 | ACTUAL_RAW | Operational-demand | NA | 40.4555
VIC | RWTS22A | Ringwood (AusNet) 22 kV | AusNet | Winter | Non-coincident | 2022 | ACTUAL_OPG | Operational-demand | NA | 40.4555
VIC | RWTS22A | Ringwood (AusNet) 22 kV | AusNet | Winter | Non-coincident | 2022 | ACTUAL_ADJUSTEDOPG | Operational-demand | NA | 40.4555
VIC | RWTS22A | Ringwood (AusNet) 22 kV | AusNet | Winter | Coincident | 2023 | ACTUAL_OPG | Operational-demand | NA | 40.1534
VIC | RWTS22A | Ringwood (AusNet) 22 kV | AusNet | Winter | Coincident | 2023 | ACTUAL_RAW | Operational-demand | NA | 40.1534
VIC | RWTS22A | Ringwood (AusNet) 22 kV | AusNet | Winter | Non-coincident | 2023 | ACTUAL_RAW | Operational-demand | NA | 40.8568
VIC | RWTS22A | Ringwood (AusNet) 22 kV | AusNet | Winter | Non-coincident | 2023 | ACTUAL_OPG | Operational-demand | NA | 40.8568
VIC | RWTS22A | Ringwood (AusNet) 22 kV | AusNet | Winter | Non-coincident | 2023 | ACTUAL_ADJUSTEDOPG | Operational-demand | NA | 40.8568
VIC | RWTS22A | Ringwood (AusNet) 22 kV | AusNet | Winter | Coincident | 2024 | ACTUAL_OPG | Operational-demand | NA | 42.6189
VIC | RWTS22A | Ringwood (AusNet) 22 kV | AusNet | Winter | Coincident | 2024 | ACTUAL_RAW | Operational-demand | NA | 42.6189
VIC | RWTS22A | Ringwood (AusNet) 22 kV | AusNet | Winter | Non-coincident | 2024 | ACTUAL_RAW | Operational-demand | NA | 42.6189
VIC | RWTS22A | Ringwood (AusNet) 22 kV | AusNet | Winter | Non-coincident | 2024 | ACTUAL_OPG | Operational-demand | NA | 42.6189
VIC | RWTS22A | Ringwood (AusNet) 22 kV | AusNet | Winter | Non-coincident | 2024 | ACTUAL_ADJUSTEDOPG | Operational-demand | NA | 42.6189
VIC | RWTS22A | Ringwood (AusNet) 22 kV | AusNet | Winter | Coincident | 2025 | POE10 | Operational-demand | NA | 57.9041
VIC | RWTS22A | Ringwood (AusNet) 22 kV | AusNet | Winter | Coincident | 2025 | POE50 | Operational-demand | NA | 57.7309
VIC | RWTS22A | Ringwood (AusNet) 22 kV | AusNet | Winter | Non-coincident | 2025 | ACTUAL_RAW | Operational-demand | NA | 43.7707
VIC | RWTS22A | Ringwood (AusNet) 22 kV | AusNet | Winter | Non-coincident | 2025 | ACTUAL_ADJUSTEDOPG | Operational-demand | NA | 43.7707
VIC | RWTS22A | Ringwood (AusNet) 22 kV | AusNet | Winter | Non-coincident | 2025 | BASEYEARPOE50 | Operational-demand | NA | 41.1724
VIC | RWTS22A | Ringwood (AusNet) 22 kV | AusNet | Winter | Non-coincident | 2025 | BASEYEARPOE10 | Operational-demand | NA | 41.8685
VIC | RWTS22A | Ringwood (AusNet) 22 kV | AusNet | Winter | Non-coincident | 2025 | POE10 | Operational-demand | NA | 60.7075
VIC | RWTS22A | Ringwood (AusNet) 22 kV | AusNet | Winter | Non-coincident | 2025 | POE50 | Operational-demand | NA | 60
VIC | RWTS22A | Ringwood (AusNet) 22 kV | AusNet | Winter | Coincident | 2026 | POE10 | Operational-demand | NA | 45.6864
VIC | RWTS22A | Ringwood (AusNet) 22 kV | AusNet | Winter | Coincident | 2026 | POE50 | Operational-demand | NA | 45.3461
VIC | RWTS22A | Ringwood (AusNet) 22 kV | AusNet | Winter | Non-coincident | 2026 | POE10 | Operational-demand | NA | 49.5491
VIC | RWTS22A | Ringwood (AusNet) 22 kV | AusNet | Winter | Non-coincident | 2026 | POE50 | Operational-demand | NA | 48.8397
VIC | RWTS22A | Ringwood (AusNet) 22 kV | AusNet | Winter | Coincident | 2027 | POE10 | Operational-demand | NA | 44.196
VIC | RWTS22A | Ringwood (AusNet) 22 kV | AusNet | Winter | Coincident | 2027 | POE50 | Operational-demand | NA | 43.7552
VIC | RWTS22A | Ringwood (AusNet) 22 kV | AusNet | Winter | Non-coincident | 2027 | POE10 | Operational-demand | NA | 49.752
VIC | RWTS22A | Ringwood (AusNet) 22 kV | AusNet | Winter | Non-coincident | 2027 | POE50 | Operational-demand | NA | 49.0404
VIC | RWTS22A | Ringwood (AusNet) 22 kV | AusNet | Winter | Coincident | 2028 | POE10 | Operational-demand | NA | 43.5502
VIC | RWTS22A | Ringwood (AusNet) 22 kV | AusNet | Winter | Coincident | 2028 | POE50 | Operational-demand | NA | 43.151
VIC | RWTS22A | Ringwood (AusNet) 22 kV | AusNet | Winter | Non-coincident | 2028 | POE10 | Operational-demand | NA | 49.992
VIC | RWTS22A | Ringwood (AusNet) 22 kV | AusNet | Winter | Non-coincident | 2028 | POE50 | Operational-demand | NA | 49.2782
VIC | RWTS22A | Ringwood (AusNet) 22 kV | AusNet | Winter | Coincident | 2029 | POE10 | Operational-demand | NA | 43.2495
VIC | RWTS22A | Ringwood (AusNet) 22 kV | AusNet | Winter | Coincident | 2029 | POE50 | Operational-demand | NA | 42.8691
VIC | RWTS22A | Ringwood (AusNet) 22 kV | AusNet | Winter | Non-coincident | 2029 | POE10 | Operational-demand | NA | 50.265
VIC | RWTS22A | Ringwood (AusNet) 22 kV | AusNet | Winter | Non-coincident | 2029 | POE50 | Operational-demand | NA | 49.549
VIC | RWTS22A | Ringwood (AusNet) 22 kV | AusNet | Winter | Coincident | 2030 | POE10 | Operational-demand | NA | 42.8887
VIC | RWTS22A | Ringwood (AusNet) 22 kV | AusNet | Winter | Coincident | 2030 | POE50 | Operational-demand | NA | 42.5036
VIC | RWTS22A | Ringwood (AusNet) 22 kV | AusNet | Winter | Non-coincident | 2030 | POE10 | Operational-demand | NA | 50.55
VIC | RWTS22A | Ringwood (AusNet) 22 kV | AusNet | Winter | Non-coincident | 2030 | POE50 | Operational-demand | NA | 49.8318
VIC | RWTS22A | Ringwood (AusNet) 22 kV | AusNet | Winter | Coincident | 2031 | POE10 | Operational-demand | NA | 42.6002
VIC | RWTS22A | Ringwood (AusNet) 22 kV | AusNet | Winter | Coincident | 2031 | POE50 | Operational-demand | NA | 42.2207
VIC | RWTS22A | Ringwood (AusNet) 22 kV | AusNet | Winter | Non-coincident | 2031 | POE10 | Operational-demand | NA | 50.8398
VIC | RWTS22A | Ringwood (AusNet) 22 kV | AusNet | Winter | Non-coincident | 2031 | POE50 | Operational-demand | NA | 50.1193
VIC | RWTS22A | Ringwood (AusNet) 22 kV | AusNet | Winter | Coincident | 2032 | POE10 | Operational-demand | NA | 41.9698
VIC | RWTS22A | Ringwood (AusNet) 22 kV | AusNet | Winter | Coincident | 2032 | POE50 | Operational-demand | NA | 41.5186
VIC | RWTS22A | Ringwood (AusNet) 22 kV | AusNet | Winter | Non-coincident | 2032 | POE10 | Operational-demand | NA | 51.141
VIC | RWTS22A | Ringwood (AusNet) 22 kV | AusNet | Winter | Non-coincident | 2032 | POE50 | Operational-demand | NA | 50.4182
VIC | RWTS22A | Ringwood (AusNet) 22 kV | AusNet | Winter | Coincident | 2033 | POE10 | Operational-demand | NA | 41.1593
VIC | RWTS22A | Ringwood (AusNet) 22 kV | AusNet | Winter | Coincident | 2033 | POE50 | Operational-demand | NA | 40.7229
VIC | RWTS22A | Ringwood (AusNet) 22 kV | AusNet | Winter | Non-coincident | 2033 | POE10 | Operational-demand | NA | 51.4395
VIC | RWTS22A | Ringwood (AusNet) 22 kV | AusNet | Winter | Non-coincident | 2033 | POE50 | Operational-demand | NA | 50.7143
VIC | RWTS22A | Ringwood (AusNet) 22 kV | AusNet | Winter | Coincident | 2034 | POE10 | Operational-demand | NA | 41.0825
VIC | RWTS22A | Ringwood (AusNet) 22 kV | AusNet | Winter | Coincident | 2034 | POE50 | Operational-demand | NA | 40.6701
VIC | RWTS22A | Ringwood (AusNet) 22 kV | AusNet | Winter | Non-coincident | 2034 | POE10 | Operational-demand | NA | 51.7323
VIC | RWTS22A | Ringwood (AusNet) 22 kV | AusNet | Winter | Non-coincident | 2034 | POE50 | Operational-demand | NA | 51.0048
VIC | RWTS22U | Ringwood (United Energy) 22 kV | United Energy | Shoulder | Coincident | 2019 | ACTUAL_OPG | Operational-demand | 8.8833 | NA
VIC | RWTS22U | Ringwood (United Energy) 22 kV | United Energy | Shoulder | Coincident | 2019 | ACTUAL_RAW | Operational-demand | 8.8833 | NA
VIC | RWTS22U | Ringwood (United Energy) 22 kV | United Energy | Shoulder | Non-coincident | 2019 | ACTUAL_RAW | Operational-demand | 8.8698 | NA
VIC | RWTS22U | Ringwood (United Energy) 22 kV | United Energy | Shoulder | Non-coincident | 2019 | ACTUAL_OPG | Operational-demand | 8.8698 | NA
VIC | RWTS22U | Ringwood (United Energy) 22 kV | United Energy | Shoulder | Non-coincident | 2019 | ACTUAL_ADJUSTEDOPG | Operational-demand | 8.8698 | NA
VIC | RWTS22U | Ringwood (United Energy) 22 kV | United Energy | Shoulder | Coincident | 2020 | ACTUAL_OPG | Operational-demand | 9.6597 | NA
VIC | RWTS22U | Ringwood (United Energy) 22 kV | United Energy | Shoulder | Coincident | 2020 | ACTUAL_RAW | Operational-demand | 9.6597 | NA
VIC | RWTS22U | Ringwood (United Energy) 22 kV | United Energy | Shoulder | Non-coincident | 2020 | ACTUAL_RAW | Operational-demand | 7.0154 | NA
VIC | RWTS22U | Ringwood (United Energy) 22 kV | United Energy | Shoulder | Non-coincident | 2020 | ACTUAL_OPG | Operational-demand | 7.0154 | NA
VIC | RWTS22U | Ringwood (United Energy) 22 kV | United Energy | Shoulder | Non-coincident | 2020 | ACTUAL_ADJUSTEDOPG | Operational-demand | 7.0154 | NA
VIC | RWTS22U | Ringwood (United Energy) 22 kV | United Energy | Shoulder | Coincident | 2021 | ACTUAL_OPG | Operational-demand | 8.166 | NA
VIC | RWTS22U | Ringwood (United Energy) 22 kV | United Energy | Shoulder | Coincident | 2021 | ACTUAL_RAW | Operational-demand | 8.166 | NA
VIC | RWTS22U | Ringwood (United Energy) 22 kV | United Energy | Shoulder | Non-coincident | 2021 | ACTUAL_RAW | Operational-demand | 6.5416 | NA
VIC | RWTS22U | Ringwood (United Energy) 22 kV | United Energy | Shoulder | Non-coincident | 2021 | ACTUAL_OPG | Operational-demand | 6.5416 | NA
VIC | RWTS22U | Ringwood (United Energy) 22 kV | United Energy | Shoulder | Non-coincident | 2021 | ACTUAL_ADJUSTEDOPG | Operational-demand | 6.5416 | NA
VIC | RWTS22U | Ringwood (United Energy) 22 kV | United Energy | Shoulder | Coincident | 2022 | ACTUAL_OPG | Operational-demand | 3.9243 | NA
VIC | RWTS22U | Ringwood (United Energy) 22 kV | United Energy | Shoulder | Coincident | 2022 | ACTUAL_RAW | Operational-demand | 3.9243 | NA
VIC | RWTS22U | Ringwood (United Energy) 22 kV | United Energy | Shoulder | Non-coincident | 2022 | ACTUAL_RAW | Operational-demand | 3.7778 | NA
VIC | RWTS22U | Ringwood (United Energy) 22 kV | United Energy | Shoulder | Non-coincident | 2022 | ACTUAL_OPG | Operational-demand | 3.7778 | NA
VIC | RWTS22U | Ringwood (United Energy) 22 kV | United Energy | Shoulder | Non-coincident | 2022 | ACTUAL_ADJUSTEDOPG | Operational-demand | 3.7778 | NA
VIC | RWTS22U | Ringwood (United Energy) 22 kV | United Energy | Shoulder | Coincident | 2023 | ACTUAL_OPG | Operational-demand | 2.9289 | NA
VIC | RWTS22U | Ringwood (United Energy) 22 kV | United Energy | Shoulder | Coincident | 2023 | ACTUAL_RAW | Operational-demand | 2.9289 | NA
VIC | RWTS22U | Ringwood (United Energy) 22 kV | United Energy | Shoulder | Non-coincident | 2023 | ACTUAL_RAW | Operational-demand | 2.3558 | NA
VIC | RWTS22U | Ringwood (United Energy) 22 kV | United Energy | Shoulder | Non-coincident | 2023 | ACTUAL_OPG | Operational-demand | 2.3558 | NA
VIC | RWTS22U | Ringwood (United Energy) 22 kV | United Energy | Shoulder | Non-coincident | 2023 | ACTUAL_ADJUSTEDOPG | Operational-demand | 2.3558 | NA
VIC | RWTS22U | Ringwood (United Energy) 22 kV | United Energy | Shoulder | Coincident | 2024 | ACTUAL_OPG | Operational-demand | 0.80421 | NA
VIC | RWTS22U | Ringwood (United Energy) 22 kV | United Energy | Shoulder | Coincident | 2024 | ACTUAL_RAW | Operational-demand | 0.80421 | NA
VIC | RWTS22U | Ringwood (United Energy) 22 kV | United Energy | Shoulder | Non-coincident | 2024 | ACTUAL_RAW | Operational-demand | 0.80421 | NA
VIC | RWTS22U | Ringwood (United Energy) 22 kV | United Energy | Shoulder | Non-coincident | 2024 | ACTUAL_OPG | Operational-demand | 0.80421 | NA
VIC | RWTS22U | Ringwood (United Energy) 22 kV | United Energy | Shoulder | Non-coincident | 2024 | ACTUAL_ADJUSTEDOPG | Operational-demand | 0.80421 | NA
VIC | RWTS22U | Ringwood (United Energy) 22 kV | United Energy | Shoulder | Coincident | 2025 | ACTUAL_OPG | Operational-demand | -1.0459 | NA
VIC | RWTS22U | Ringwood (United Energy) 22 kV | United Energy | Shoulder | Coincident | 2025 | ACTUAL_RAW | Operational-demand | -1.0459 | NA
VIC | RWTS22U | Ringwood (United Energy) 22 kV | United Energy | Shoulder | Non-coincident | 2025 | ACTUAL_RAW | Operational-demand | -1.0459 | NA
VIC | RWTS22U | Ringwood (United Energy) 22 kV | United Energy | Shoulder | Non-coincident | 2025 | ACTUAL_OPG | Operational-demand | -1.0459 | NA
VIC | RWTS22U | Ringwood (United Energy) 22 kV | United Energy | Shoulder | Non-coincident | 2025 | ACTUAL_ADJUSTEDOPG | Operational-demand | -1.0459 | NA
VIC | RWTS22U | Ringwood (United Energy) 22 kV | United Energy | Shoulder | Non-coincident | 2025 | BASEYEARPOE90 | Operational-demand | -1.7844 | NA
VIC | RWTS22U | Ringwood (United Energy) 22 kV | United Energy | Shoulder | Non-coincident | 2025 | BASEYEARPOE50 | Operational-demand | -0.35988 | NA
VIC | RWTS22U | Ringwood (United Energy) 22 kV | United Energy | Shoulder | Coincident_unreconciled | 2026 | POE50 | Operational-demand | -1.803 | NA
VIC | RWTS22U | Ringwood (United Energy) 22 kV | United Energy | Shoulder | Coincident_unreconciled | 2026 | POE90 | Operational-demand | -3.3085 | NA
VIC | RWTS22U | Ringwood (United Energy) 22 kV | United Energy | Shoulder | Non-coincident | 2026 | POE50 | Operational-demand | -1.803 | NA
VIC | RWTS22U | Ringwood (United Energy) 22 kV | United Energy | Shoulder | Non-coincident | 2026 | POE90 | Operational-demand | -3.3085 | NA
VIC | RWTS22U | Ringwood (United Energy) 22 kV | United Energy | Shoulder | Coincident_unreconciled | 2027 | POE50 | Operational-demand | -3.1437 | NA
VIC | RWTS22U | Ringwood (United Energy) 22 kV | United Energy | Shoulder | Coincident_unreconciled | 2027 | POE90 | Operational-demand | -4.656 | NA
VIC | RWTS22U | Ringwood (United Energy) 22 kV | United Energy | Shoulder | Non-coincident | 2027 | POE50 | Operational-demand | -3.1437 | NA
VIC | RWTS22U | Ringwood (United Energy) 22 kV | United Energy | Shoulder | Non-coincident | 2027 | POE90 | Operational-demand | -4.656 | NA
VIC | RWTS22U | Ringwood (United Energy) 22 kV | United Energy | Shoulder | Coincident_unreconciled | 2028 | POE50 | Operational-demand | -4.4876 | NA
VIC | RWTS22U | Ringwood (United Energy) 22 kV | United Energy | Shoulder | Coincident_unreconciled | 2028 | POE90 | Operational-demand | -6.0065 | NA
VIC | RWTS22U | Ringwood (United Energy) 22 kV | United Energy | Shoulder | Non-coincident | 2028 | POE50 | Operational-demand | -4.4876 | NA
VIC | RWTS22U | Ringwood (United Energy) 22 kV | United Energy | Shoulder | Non-coincident | 2028 | POE90 | Operational-demand | -6.0065 | NA
VIC | RWTS22U | Ringwood (United Energy) 22 kV | United Energy | Shoulder | Coincident_unreconciled | 2029 | POE50 | Operational-demand | -5.7534 | NA
VIC | RWTS22U | Ringwood (United Energy) 22 kV | United Energy | Shoulder | Coincident_unreconciled | 2029 | POE90 | Operational-demand | -7.279 | NA
VIC | RWTS22U | Ringwood (United Energy) 22 kV | United Energy | Shoulder | Non-coincident | 2029 | POE50 | Operational-demand | -5.7534 | NA
VIC | RWTS22U | Ringwood (United Energy) 22 kV | United Energy | Shoulder | Non-coincident | 2029 | POE90 | Operational-demand | -7.279 | NA
VIC | RWTS22U | Ringwood (United Energy) 22 kV | United Energy | Shoulder | Coincident_unreconciled | 2030 | POE50 | Operational-demand | -6.9765 | NA
VIC | RWTS22U | Ringwood (United Energy) 22 kV | United Energy | Shoulder | Coincident_unreconciled | 2030 | POE90 | Operational-demand | -8.5088 | NA
VIC | RWTS22U | Ringwood (United Energy) 22 kV | United Energy | Shoulder | Non-coincident | 2030 | POE50 | Operational-demand | -6.9765 | NA
VIC | RWTS22U | Ringwood (United Energy) 22 kV | United Energy | Shoulder | Non-coincident | 2030 | POE90 | Operational-demand | -8.5088 | NA
VIC | RWTS22U | Ringwood (United Energy) 22 kV | United Energy | Shoulder | Coincident_unreconciled | 2031 | POE50 | Operational-demand | -8.1998 | NA
VIC | RWTS22U | Ringwood (United Energy) 22 kV | United Energy | Shoulder | Coincident_unreconciled | 2031 | POE90 | Operational-demand | -9.7389 | NA
VIC | RWTS22U | Ringwood (United Energy) 22 kV | United Energy | Shoulder | Non-coincident | 2031 | POE50 | Operational-demand | -8.1998 | NA
VIC | RWTS22U | Ringwood (United Energy) 22 kV | United Energy | Shoulder | Non-coincident | 2031 | POE90 | Operational-demand | -9.7389 | NA
VIC | RWTS22U | Ringwood (United Energy) 22 kV | United Energy | Shoulder | Coincident_unreconciled | 2032 | POE50 | Operational-demand | -9.1222 | NA
VIC | RWTS22U | Ringwood (United Energy) 22 kV | United Energy | Shoulder | Coincident_unreconciled | 2032 | POE90 | Operational-demand | -10.668 | NA
VIC | RWTS22U | Ringwood (United Energy) 22 kV | United Energy | Shoulder | Non-coincident | 2032 | POE50 | Operational-demand | -9.1222 | NA
VIC | RWTS22U | Ringwood (United Energy) 22 kV | United Energy | Shoulder | Non-coincident | 2032 | POE90 | Operational-demand | -10.668 | NA
VIC | RWTS22U | Ringwood (United Energy) 22 kV | United Energy | Shoulder | Coincident_unreconciled | 2033 | POE50 | Operational-demand | -9.7966 | NA
VIC | RWTS22U | Ringwood (United Energy) 22 kV | United Energy | Shoulder | Coincident_unreconciled | 2033 | POE90 | Operational-demand | -11.3493 | NA
VIC | RWTS22U | Ringwood (United Energy) 22 kV | United Energy | Shoulder | Non-coincident | 2033 | POE50 | Operational-demand | -9.7966 | NA
VIC | RWTS22U | Ringwood (United Energy) 22 kV | United Energy | Shoulder | Non-coincident | 2033 | POE90 | Operational-demand | -11.3493 | NA
VIC | RWTS22U | Ringwood (United Energy) 22 kV | United Energy | Shoulder | Coincident_unreconciled | 2034 | POE50 | Operational-demand | -10.4328 | NA
VIC | RWTS22U | Ringwood (United Energy) 22 kV | United Energy | Shoulder | Coincident_unreconciled | 2034 | POE90 | Operational-demand | -11.9924 | NA
VIC | RWTS22U | Ringwood (United Energy) 22 kV | United Energy | Shoulder | Non-coincident | 2034 | POE50 | Operational-demand | -10.4328 | NA
VIC | RWTS22U | Ringwood (United Energy) 22 kV | United Energy | Shoulder | Non-coincident | 2034 | POE90 | Operational-demand | -11.9924 | NA
VIC | RWTS22U | Ringwood (United Energy) 22 kV | United Energy | Shoulder | Coincident_unreconciled | 2035 | POE50 | Operational-demand | -11.1391 | NA
VIC | RWTS22U | Ringwood (United Energy) 22 kV | United Energy | Shoulder | Coincident_unreconciled | 2035 | POE90 | Operational-demand | -12.7055 | NA
VIC | RWTS22U | Ringwood (United Energy) 22 kV | United Energy | Shoulder | Non-coincident | 2035 | POE50 | Operational-demand | -11.1391 | NA
VIC | RWTS22U | Ringwood (United Energy) 22 kV | United Energy | Shoulder | Non-coincident | 2035 | POE90 | Operational-demand | -12.7055 | NA
VIC | RWTS22U | Ringwood (United Energy) 22 kV | United Energy | Summer | Coincident | 2019 | ACTUAL_OPG | Operational-demand | 8.768 | 40.2629
VIC | RWTS22U | Ringwood (United Energy) 22 kV | United Energy | Summer | Coincident | 2019 | ACTUAL_RAW | Operational-demand | 8.768 | 40.2629
VIC | RWTS22U | Ringwood (United Energy) 22 kV | United Energy | Summer | Non-coincident | 2019 | ACTUAL_RAW | Operational-demand | 7.6881 | 42.2463
VIC | RWTS22U | Ringwood (United Energy) 22 kV | United Energy | Summer | Non-coincident | 2019 | ACTUAL_OPG | Operational-demand | 7.6881 | 42.2463
VIC | RWTS22U | Ringwood (United Energy) 22 kV | United Energy | Summer | Non-coincident | 2019 | ACTUAL_ADJUSTEDOPG | Operational-demand | 7.6881 | 42.2463
VIC | RWTS22U | Ringwood (United Energy) 22 kV | United Energy | Summer | Coincident | 2020 | ACTUAL_OPG | Operational-demand | 6.3182 | 39.7374
VIC | RWTS22U | Ringwood (United Energy) 22 kV | United Energy | Summer | Coincident | 2020 | ACTUAL_RAW | Operational-demand | 6.3182 | 39.7374
VIC | RWTS22U | Ringwood (United Energy) 22 kV | United Energy | Summer | Non-coincident | 2020 | ACTUAL_RAW | Operational-demand | 6.0552 | 39.7545
VIC | RWTS22U | Ringwood (United Energy) 22 kV | United Energy | Summer | Non-coincident | 2020 | ACTUAL_OPG | Operational-demand | 6.0552 | 39.7545
VIC | RWTS22U | Ringwood (United Energy) 22 kV | United Energy | Summer | Non-coincident | 2020 | ACTUAL_ADJUSTEDOPG | Operational-demand | 6.0552 | 39.7545
VIC | RWTS22U | Ringwood (United Energy) 22 kV | United Energy | Summer | Coincident | 2021 | ACTUAL_OPG | Operational-demand | 5.2871 | 29.8758
VIC | RWTS22U | Ringwood (United Energy) 22 kV | United Energy | Summer | Coincident | 2021 | ACTUAL_RAW | Operational-demand | 5.2871 | 29.8758
VIC | RWTS22U | Ringwood (United Energy) 22 kV | United Energy | Summer | Non-coincident | 2021 | ACTUAL_RAW | Operational-demand | 4.8051 | 35.3089
VIC | RWTS22U | Ringwood (United Energy) 22 kV | United Energy | Summer | Non-coincident | 2021 | ACTUAL_OPG | Operational-demand | 4.8051 | 35.3089
VIC | RWTS22U | Ringwood (United Energy) 22 kV | United Energy | Summer | Non-coincident | 2021 | ACTUAL_ADJUSTEDOPG | Operational-demand | 4.8051 | 35.3089
VIC | RWTS22U | Ringwood (United Energy) 22 kV | United Energy | Summer | Coincident | 2022 | ACTUAL_OPG | Operational-demand | 3.6928 | 32.4676
VIC | RWTS22U | Ringwood (United Energy) 22 kV | United Energy | Summer | Coincident | 2022 | ACTUAL_RAW | Operational-demand | 3.6928 | 32.4676
VIC | RWTS22U | Ringwood (United Energy) 22 kV | United Energy | Summer | Non-coincident | 2022 | ACTUAL_RAW | Operational-demand | 1.6049 | 35.4822
VIC | RWTS22U | Ringwood (United Energy) 22 kV | United Energy | Summer | Non-coincident | 2022 | ACTUAL_OPG | Operational-demand | 1.6049 | 35.4822
VIC | RWTS22U | Ringwood (United Energy) 22 kV | United Energy | Summer | Non-coincident | 2022 | ACTUAL_ADJUSTEDOPG | Operational-demand | 2.8006 | 35.4822
VIC | RWTS22U | Ringwood (United Energy) 22 kV | United Energy | Summer | Coincident | 2023 | ACTUAL_OPG | Operational-demand | 1.9714 | 32.7381
VIC | RWTS22U | Ringwood (United Energy) 22 kV | United Energy | Summer | Coincident | 2023 | ACTUAL_RAW | Operational-demand | 1.9714 | 32.7381
VIC | RWTS22U | Ringwood (United Energy) 22 kV | United Energy | Summer | Non-coincident | 2023 | ACTUAL_RAW | Operational-demand | 1.9182 | 34.8027
VIC | RWTS22U | Ringwood (United Energy) 22 kV | United Energy | Summer | Non-coincident | 2023 | ACTUAL_OPG | Operational-demand | 1.9182 | 34.8027
VIC | RWTS22U | Ringwood (United Energy) 22 kV | United Energy | Summer | Non-coincident | 2023 | ACTUAL_ADJUSTEDOPG | Operational-demand | 1.9182 | 34.8027
VIC | RWTS22U | Ringwood (United Energy) 22 kV | United Energy | Summer | Coincident | 2024 | ACTUAL_OPG | Operational-demand | -2.0363 | 37.5507
VIC | RWTS22U | Ringwood (United Energy) 22 kV | United Energy | Summer | Coincident | 2024 | ACTUAL_RAW | Operational-demand | -2.0363 | 37.5507
VIC | RWTS22U | Ringwood (United Energy) 22 kV | United Energy | Summer | Non-coincident | 2024 | ACTUAL_RAW | Operational-demand | -2.0363 | 37.5507
VIC | RWTS22U | Ringwood (United Energy) 22 kV | United Energy | Summer | Non-coincident | 2024 | ACTUAL_OPG | Operational-demand | -2.0363 | 37.5507
VIC | RWTS22U | Ringwood (United Energy) 22 kV | United Energy | Summer | Non-coincident | 2024 | ACTUAL_ADJUSTEDOPG | Operational-demand | -2.0363 | 37.5507
VIC | RWTS22U | Ringwood (United Energy) 22 kV | United Energy | Summer | Coincident | 2025 | ACTUAL_OPG | Operational-demand | -3.2544 | 35.7249
VIC | RWTS22U | Ringwood (United Energy) 22 kV | United Energy | Summer | Coincident | 2025 | ACTUAL_RAW | Operational-demand | -3.2544 | 35.7249
VIC | RWTS22U | Ringwood (United Energy) 22 kV | United Energy | Summer | Non-coincident | 2025 | ACTUAL_RAW | Operational-demand | -3.347 | 38.1427
VIC | RWTS22U | Ringwood (United Energy) 22 kV | United Energy | Summer | Non-coincident | 2025 | ACTUAL_OPG | Operational-demand | -3.347 | 38.1427
VIC | RWTS22U | Ringwood (United Energy) 22 kV | United Energy | Summer | Non-coincident | 2025 | ACTUAL_ADJUSTEDOPG | Operational-demand | -3.347 | 38.1427
VIC | RWTS22U | Ringwood (United Energy) 22 kV | United Energy | Summer | Non-coincident | 2025 | BASEYEARPOE90 | Operational-demand | -3.5703 | NA
VIC | RWTS22U | Ringwood (United Energy) 22 kV | United Energy | Summer | Non-coincident | 2025 | BASEYEARPOE50 | Operational-demand | -2.7836 | 38.68
VIC | RWTS22U | Ringwood (United Energy) 22 kV | United Energy | Summer | Coincident_unreconciled | 2026 | POE50 | Operational-demand | -3.9921 | NA
VIC | RWTS22U | Ringwood (United Energy) 22 kV | United Energy | Summer | Coincident_unreconciled | 2026 | POE90 | Operational-demand | -4.5123 | NA
VIC | RWTS22U | Ringwood (United Energy) 22 kV | United Energy | Summer | Non-coincident | 2026 | POE50 | Operational-demand | -4.0481 | 38.8571
VIC | RWTS22U | Ringwood (United Energy) 22 kV | United Energy | Summer | Non-coincident | 2026 | POE90 | Operational-demand | -4.5755 | NA
VIC | RWTS22U | Ringwood (United Energy) 22 kV | United Energy | Summer | Coincident_unreconciled | 2027 | POE50 | Operational-demand | -5.3969 | NA
VIC | RWTS22U | Ringwood (United Energy) 22 kV | United Energy | Summer | Coincident_unreconciled | 2027 | POE90 | Operational-demand | -5.9193 | NA
VIC | RWTS22U | Ringwood (United Energy) 22 kV | United Energy | Summer | Non-coincident | 2027 | POE50 | Operational-demand | -5.4725 | 38.889
VIC | RWTS22U | Ringwood (United Energy) 22 kV | United Energy | Summer | Non-coincident | 2027 | POE90 | Operational-demand | -6.0023 | NA
VIC | RWTS22U | Ringwood (United Energy) 22 kV | United Energy | Summer | Coincident_unreconciled | 2028 | POE50 | Operational-demand | -6.8031 | NA
VIC | RWTS22U | Ringwood (United Energy) 22 kV | United Energy | Summer | Coincident_unreconciled | 2028 | POE90 | Operational-demand | -7.3279 | NA
VIC | RWTS22U | Ringwood (United Energy) 22 kV | United Energy | Summer | Non-coincident | 2028 | POE50 | Operational-demand | -6.8985 | 38.9451
VIC | RWTS22U | Ringwood (United Energy) 22 kV | United Energy | Summer | Non-coincident | 2028 | POE90 | Operational-demand | -7.4306 | NA
VIC | RWTS22U | Ringwood (United Energy) 22 kV | United Energy | Summer | Coincident_unreconciled | 2029 | POE50 | Operational-demand | -8.1285 | NA
VIC | RWTS22U | Ringwood (United Energy) 22 kV | United Energy | Summer | Coincident_unreconciled | 2029 | POE90 | Operational-demand | -8.6556 | NA
VIC | RWTS22U | Ringwood (United Energy) 22 kV | United Energy | Summer | Non-coincident | 2029 | POE50 | Operational-demand | -8.2425 | 39.0317
VIC | RWTS22U | Ringwood (United Energy) 22 kV | United Energy | Summer | Non-coincident | 2029 | POE90 | Operational-demand | -8.777 | NA
VIC | RWTS22U | Ringwood (United Energy) 22 kV | United Energy | Summer | Coincident_unreconciled | 2030 | POE50 | Operational-demand | -9.4179 | NA
VIC | RWTS22U | Ringwood (United Energy) 22 kV | United Energy | Summer | Coincident_unreconciled | 2030 | POE90 | Operational-demand | -9.9473 | NA
VIC | RWTS22U | Ringwood (United Energy) 22 kV | United Energy | Summer | Non-coincident | 2030 | POE50 | Operational-demand | -9.5499 | 39.1477
VIC | RWTS22U | Ringwood (United Energy) 22 kV | United Energy | Summer | Non-coincident | 2030 | POE90 | Operational-demand | -10.0868 | NA
VIC | RWTS22U | Ringwood (United Energy) 22 kV | United Energy | Summer | Coincident_unreconciled | 2031 | POE50 | Operational-demand | -10.7127 | NA
VIC | RWTS22U | Ringwood (United Energy) 22 kV | United Energy | Summer | Coincident_unreconciled | 2031 | POE90 | Operational-demand | -11.2444 | NA
VIC | RWTS22U | Ringwood (United Energy) 22 kV | United Energy | Summer | Non-coincident | 2031 | POE50 | Operational-demand | -10.8629 | 39.2694
VIC | RWTS22U | Ringwood (United Energy) 22 kV | United Energy | Summer | Non-coincident | 2031 | POE90 | Operational-demand | -11.4021 | NA
VIC | RWTS22U | Ringwood (United Energy) 22 kV | United Energy | Summer | Coincident_unreconciled | 2032 | POE50 | Operational-demand | -11.683 | NA
VIC | RWTS22U | Ringwood (United Energy) 22 kV | United Energy | Summer | Coincident_unreconciled | 2032 | POE90 | Operational-demand | -12.2171 | NA
VIC | RWTS22U | Ringwood (United Energy) 22 kV | United Energy | Summer | Non-coincident | 2032 | POE50 | Operational-demand | -11.8468 | 39.4477
VIC | RWTS22U | Ringwood (United Energy) 22 kV | United Energy | Summer | Non-coincident | 2032 | POE90 | Operational-demand | -12.3884 | NA
VIC | RWTS22U | Ringwood (United Energy) 22 kV | United Energy | Summer | Coincident_unreconciled | 2033 | POE50 | Operational-demand | -12.3989 | NA
VIC | RWTS22U | Ringwood (United Energy) 22 kV | United Energy | Summer | Coincident_unreconciled | 2033 | POE90 | Operational-demand | -12.9354 | NA
VIC | RWTS22U | Ringwood (United Energy) 22 kV | United Energy | Summer | Non-coincident | 2033 | POE50 | Operational-demand | -12.5727 | 39.6669
VIC | RWTS22U | Ringwood (United Energy) 22 kV | United Energy | Summer | Non-coincident | 2033 | POE90 | Operational-demand | -13.1167 | NA
VIC | RWTS22U | Ringwood (United Energy) 22 kV | United Energy | Summer | Coincident_unreconciled | 2034 | POE50 | Operational-demand | -13.0785 | NA
VIC | RWTS22U | Ringwood (United Energy) 22 kV | United Energy | Summer | Coincident_unreconciled | 2034 | POE90 | Operational-demand | -13.6173 | NA
VIC | RWTS22U | Ringwood (United Energy) 22 kV | United Energy | Summer | Non-coincident | 2034 | POE50 | Operational-demand | -13.2618 | 39.8928
VIC | RWTS22U | Ringwood (United Energy) 22 kV | United Energy | Summer | Non-coincident | 2034 | POE90 | Operational-demand | -13.8082 | NA
VIC | RWTS22U | Ringwood (United Energy) 22 kV | United Energy | Summer | Coincident_unreconciled | 2035 | POE50 | Operational-demand | -13.8304 | NA
VIC | RWTS22U | Ringwood (United Energy) 22 kV | United Energy | Summer | Coincident_unreconciled | 2035 | POE90 | Operational-demand | -14.3716 | NA
VIC | RWTS22U | Ringwood (United Energy) 22 kV | United Energy | Summer | Non-coincident | 2035 | POE50 | Operational-demand | -14.0243 | 40.1106
VIC | RWTS22U | Ringwood (United Energy) 22 kV | United Energy | Summer | Non-coincident | 2035 | POE90 | Operational-demand | -14.5731 | NA
VIC | RWTS22U | Ringwood (United Energy) 22 kV | United Energy | Summer | Non-coincident | 2025 | BASEYEARPOE10 | Operational-demand | NA | 43.2235
VIC | RWTS22U | Ringwood (United Energy) 22 kV | United Energy | Summer | Coincident | 2026 | POE10 | Operational-demand | NA | 39.7753
VIC | RWTS22U | Ringwood (United Energy) 22 kV | United Energy | Summer | Coincident | 2026 | POE50 | Operational-demand | NA | 35.5352
VIC | RWTS22U | Ringwood (United Energy) 22 kV | United Energy | Summer | Non-coincident | 2026 | POE10 | Operational-demand | NA | 44.8313
VIC | RWTS22U | Ringwood (United Energy) 22 kV | United Energy | Summer | Coincident | 2027 | POE10 | Operational-demand | NA | 38.7786
VIC | RWTS22U | Ringwood (United Energy) 22 kV | United Energy | Summer | Coincident | 2027 | POE50 | Operational-demand | NA | 34.3935
VIC | RWTS22U | Ringwood (United Energy) 22 kV | United Energy | Summer | Non-coincident | 2027 | POE10 | Operational-demand | NA | 44.8899
VIC | RWTS22U | Ringwood (United Energy) 22 kV | United Energy | Summer | Coincident | 2028 | POE10 | Operational-demand | NA | 37.9175
VIC | RWTS22U | Ringwood (United Energy) 22 kV | United Energy | Summer | Coincident | 2028 | POE50 | Operational-demand | NA | 33.3651
VIC | RWTS22U | Ringwood (United Energy) 22 kV | United Energy | Summer | Non-coincident | 2028 | POE10 | Operational-demand | NA | 44.9726
VIC | RWTS22U | Ringwood (United Energy) 22 kV | United Energy | Summer | Coincident | 2029 | POE10 | Operational-demand | NA | 37.3347
VIC | RWTS22U | Ringwood (United Energy) 22 kV | United Energy | Summer | Coincident | 2029 | POE50 | Operational-demand | NA | 32.8633
VIC | RWTS22U | Ringwood (United Energy) 22 kV | United Energy | Summer | Non-coincident | 2029 | POE10 | Operational-demand | NA | 45.0858
VIC | RWTS22U | Ringwood (United Energy) 22 kV | United Energy | Summer | Coincident | 2030 | POE10 | Operational-demand | NA | 36.9018
VIC | RWTS22U | Ringwood (United Energy) 22 kV | United Energy | Summer | Coincident | 2030 | POE50 | Operational-demand | NA | 32.375
VIC | RWTS22U | Ringwood (United Energy) 22 kV | United Energy | Summer | Non-coincident | 2030 | POE10 | Operational-demand | NA | 45.2283
VIC | RWTS22U | Ringwood (United Energy) 22 kV | United Energy | Summer | Coincident | 2031 | POE10 | Operational-demand | NA | 36.0836
VIC | RWTS22U | Ringwood (United Energy) 22 kV | United Energy | Summer | Coincident | 2031 | POE50 | Operational-demand | NA | 31.8052
VIC | RWTS22U | Ringwood (United Energy) 22 kV | United Energy | Summer | Non-coincident | 2031 | POE10 | Operational-demand | NA | 45.3765
VIC | RWTS22U | Ringwood (United Energy) 22 kV | United Energy | Summer | Coincident | 2032 | POE10 | Operational-demand | NA | 35.1642
VIC | RWTS22U | Ringwood (United Energy) 22 kV | United Energy | Summer | Coincident | 2032 | POE50 | Operational-demand | NA | 30.9323
VIC | RWTS22U | Ringwood (United Energy) 22 kV | United Energy | Summer | Non-coincident | 2032 | POE10 | Operational-demand | NA | 45.5817
VIC | RWTS22U | Ringwood (United Energy) 22 kV | United Energy | Summer | Coincident | 2033 | POE10 | Operational-demand | NA | 34.5262
VIC | RWTS22U | Ringwood (United Energy) 22 kV | United Energy | Summer | Coincident | 2033 | POE50 | Operational-demand | NA | 30.0915
VIC | RWTS22U | Ringwood (United Energy) 22 kV | United Energy | Summer | Non-coincident | 2033 | POE10 | Operational-demand | NA | 45.8281
VIC | RWTS22U | Ringwood (United Energy) 22 kV | United Energy | Summer | Coincident | 2034 | POE10 | Operational-demand | NA | 34.3564
VIC | RWTS22U | Ringwood (United Energy) 22 kV | United Energy | Summer | Coincident | 2034 | POE50 | Operational-demand | NA | 29.9779
VIC | RWTS22U | Ringwood (United Energy) 22 kV | United Energy | Summer | Non-coincident | 2034 | POE10 | Operational-demand | NA | 46.0811
VIC | RWTS22U | Ringwood (United Energy) 22 kV | United Energy | Summer | Coincident | 2035 | POE10 | Operational-demand | NA | 34.3265
VIC | RWTS22U | Ringwood (United Energy) 22 kV | United Energy | Summer | Coincident | 2035 | POE50 | Operational-demand | NA | 29.959
VIC | RWTS22U | Ringwood (United Energy) 22 kV | United Energy | Summer | Non-coincident | 2035 | POE10 | Operational-demand | NA | 46.326
VIC | RWTS22U | Ringwood (United Energy) 22 kV | United Energy | Winter | Coincident | 2018 | ACTUAL_OPG | Operational-demand | NA | 27.3034
VIC | RWTS22U | Ringwood (United Energy) 22 kV | United Energy | Winter | Coincident | 2018 | ACTUAL_RAW | Operational-demand | NA | 27.3034
VIC | RWTS22U | Ringwood (United Energy) 22 kV | United Energy | Winter | Non-coincident | 2018 | ACTUAL_RAW | Operational-demand | NA | 29.8434
VIC | RWTS22U | Ringwood (United Energy) 22 kV | United Energy | Winter | Non-coincident | 2018 | ACTUAL_OPG | Operational-demand | NA | 29.8434
VIC | RWTS22U | Ringwood (United Energy) 22 kV | United Energy | Winter | Non-coincident | 2018 | ACTUAL_ADJUSTEDOPG | Operational-demand | NA | 29.8434
VIC | RWTS22U | Ringwood (United Energy) 22 kV | United Energy | Winter | Coincident | 2019 | ACTUAL_OPG | Operational-demand | NA | 27.3977
VIC | RWTS22U | Ringwood (United Energy) 22 kV | United Energy | Winter | Coincident | 2019 | ACTUAL_RAW | Operational-demand | NA | 27.3977
VIC | RWTS22U | Ringwood (United Energy) 22 kV | United Energy | Winter | Non-coincident | 2019 | ACTUAL_RAW | Operational-demand | NA | 27.842
VIC | RWTS22U | Ringwood (United Energy) 22 kV | United Energy | Winter | Non-coincident | 2019 | ACTUAL_OPG | Operational-demand | NA | 27.842
VIC | RWTS22U | Ringwood (United Energy) 22 kV | United Energy | Winter | Non-coincident | 2019 | ACTUAL_ADJUSTEDOPG | Operational-demand | NA | 27.842
VIC | RWTS22U | Ringwood (United Energy) 22 kV | United Energy | Winter | Coincident | 2020 | ACTUAL_OPG | Operational-demand | NA | 29.3967
VIC | RWTS22U | Ringwood (United Energy) 22 kV | United Energy | Winter | Coincident | 2020 | ACTUAL_RAW | Operational-demand | NA | 29.3967
VIC | RWTS22U | Ringwood (United Energy) 22 kV | United Energy | Winter | Non-coincident | 2020 | ACTUAL_RAW | Operational-demand | NA | 29.5563
VIC | RWTS22U | Ringwood (United Energy) 22 kV | United Energy | Winter | Non-coincident | 2020 | ACTUAL_OPG | Operational-demand | NA | 29.5563
VIC | RWTS22U | Ringwood (United Energy) 22 kV | United Energy | Winter | Non-coincident | 2020 | ACTUAL_ADJUSTEDOPG | Operational-demand | NA | 29.5563
VIC | RWTS22U | Ringwood (United Energy) 22 kV | United Energy | Winter | Coincident | 2021 | ACTUAL_OPG | Operational-demand | NA | 33.8704
VIC | RWTS22U | Ringwood (United Energy) 22 kV | United Energy | Winter | Coincident | 2021 | ACTUAL_RAW | Operational-demand | NA | 33.8704
VIC | RWTS22U | Ringwood (United Energy) 22 kV | United Energy | Winter | Non-coincident | 2021 | ACTUAL_RAW | Operational-demand | NA | 34.093
VIC | RWTS22U | Ringwood (United Energy) 22 kV | United Energy | Winter | Non-coincident | 2021 | ACTUAL_OPG | Operational-demand | NA | 34.093
VIC | RWTS22U | Ringwood (United Energy) 22 kV | United Energy | Winter | Non-coincident | 2021 | ACTUAL_ADJUSTEDOPG | Operational-demand | NA | 34.093
VIC | RWTS22U | Ringwood (United Energy) 22 kV | United Energy | Winter | Coincident | 2022 | ACTUAL_OPG | Operational-demand | NA | 28.298
VIC | RWTS22U | Ringwood (United Energy) 22 kV | United Energy | Winter | Coincident | 2022 | ACTUAL_RAW | Operational-demand | NA | 28.298
VIC | RWTS22U | Ringwood (United Energy) 22 kV | United Energy | Winter | Non-coincident | 2022 | ACTUAL_RAW | Operational-demand | NA | 29.4951
VIC | RWTS22U | Ringwood (United Energy) 22 kV | United Energy | Winter | Non-coincident | 2022 | ACTUAL_OPG | Operational-demand | NA | 29.4951
VIC | RWTS22U | Ringwood (United Energy) 22 kV | United Energy | Winter | Non-coincident | 2022 | ACTUAL_ADJUSTEDOPG | Operational-demand | NA | 29.4951
VIC | RWTS22U | Ringwood (United Energy) 22 kV | United Energy | Winter | Coincident | 2023 | ACTUAL_OPG | Operational-demand | NA | 28.4476
VIC | RWTS22U | Ringwood (United Energy) 22 kV | United Energy | Winter | Coincident | 2023 | ACTUAL_RAW | Operational-demand | NA | 28.4476
VIC | RWTS22U | Ringwood (United Energy) 22 kV | United Energy | Winter | Non-coincident | 2023 | ACTUAL_RAW | Operational-demand | NA | 29.1352
VIC | RWTS22U | Ringwood (United Energy) 22 kV | United Energy | Winter | Non-coincident | 2023 | ACTUAL_OPG | Operational-demand | NA | 29.1352
VIC | RWTS22U | Ringwood (United Energy) 22 kV | United Energy | Winter | Non-coincident | 2023 | ACTUAL_ADJUSTEDOPG | Operational-demand | NA | 29.1352
VIC | RWTS22U | Ringwood (United Energy) 22 kV | United Energy | Winter | Coincident | 2024 | ACTUAL_OPG | Operational-demand | NA | 30.8647
VIC | RWTS22U | Ringwood (United Energy) 22 kV | United Energy | Winter | Coincident | 2024 | ACTUAL_RAW | Operational-demand | NA | 30.8647
VIC | RWTS22U | Ringwood (United Energy) 22 kV | United Energy | Winter | Non-coincident | 2024 | ACTUAL_RAW | Operational-demand | NA | 30.8647
VIC | RWTS22U | Ringwood (United Energy) 22 kV | United Energy | Winter | Non-coincident | 2024 | ACTUAL_OPG | Operational-demand | NA | 30.8647
VIC | RWTS22U | Ringwood (United Energy) 22 kV | United Energy | Winter | Non-coincident | 2024 | ACTUAL_ADJUSTEDOPG | Operational-demand | NA | 30.8647
VIC | RWTS22U | Ringwood (United Energy) 22 kV | United Energy | Winter | Coincident | 2025 | POE10 | Operational-demand | NA | 31.6
VIC | RWTS22U | Ringwood (United Energy) 22 kV | United Energy | Winter | Coincident | 2025 | POE50 | Operational-demand | NA | 30.8481
VIC | RWTS22U | Ringwood (United Energy) 22 kV | United Energy | Winter | Non-coincident | 2025 | ACTUAL_RAW | Operational-demand | NA | 31.8389
VIC | RWTS22U | Ringwood (United Energy) 22 kV | United Energy | Winter | Non-coincident | 2025 | ACTUAL_ADJUSTEDOPG | Operational-demand | NA | 31.8389
VIC | RWTS22U | Ringwood (United Energy) 22 kV | United Energy | Winter | Non-coincident | 2025 | BASEYEARPOE50 | Operational-demand | NA | 32.2564
VIC | RWTS22U | Ringwood (United Energy) 22 kV | United Energy | Winter | Non-coincident | 2025 | BASEYEARPOE10 | Operational-demand | NA | 33.3292
VIC | RWTS22U | Ringwood (United Energy) 22 kV | United Energy | Winter | Non-coincident | 2025 | POE10 | Operational-demand | NA | 33.393
VIC | RWTS22U | Ringwood (United Energy) 22 kV | United Energy | Winter | Non-coincident | 2025 | POE50 | Operational-demand | NA | 32.3208
VIC | RWTS22U | Ringwood (United Energy) 22 kV | United Energy | Winter | Coincident | 2026 | POE10 | Operational-demand | NA | 30.5827
VIC | RWTS22U | Ringwood (United Energy) 22 kV | United Energy | Winter | Coincident | 2026 | POE50 | Operational-demand | NA | 29.7991
VIC | RWTS22U | Ringwood (United Energy) 22 kV | United Energy | Winter | Non-coincident | 2026 | POE10 | Operational-demand | NA | 33.5436
VIC | RWTS22U | Ringwood (United Energy) 22 kV | United Energy | Winter | Non-coincident | 2026 | POE50 | Operational-demand | NA | 32.4665
VIC | RWTS22U | Ringwood (United Energy) 22 kV | United Energy | Winter | Coincident | 2027 | POE10 | Operational-demand | NA | 29.6262
VIC | RWTS22U | Ringwood (United Energy) 22 kV | United Energy | Winter | Coincident | 2027 | POE50 | Operational-demand | NA | 28.7942
VIC | RWTS22U | Ringwood (United Energy) 22 kV | United Energy | Winter | Non-coincident | 2027 | POE10 | Operational-demand | NA | 33.7253
VIC | RWTS22U | Ringwood (United Energy) 22 kV | United Energy | Winter | Non-coincident | 2027 | POE50 | Operational-demand | NA | 32.6434
VIC | RWTS22U | Ringwood (United Energy) 22 kV | United Energy | Winter | Coincident | 2028 | POE10 | Operational-demand | NA | 29.2386
VIC | RWTS22U | Ringwood (United Energy) 22 kV | United Energy | Winter | Coincident | 2028 | POE50 | Operational-demand | NA | 28.4417
VIC | RWTS22U | Ringwood (United Energy) 22 kV | United Energy | Winter | Non-coincident | 2028 | POE10 | Operational-demand | NA | 33.9376
VIC | RWTS22U | Ringwood (United Energy) 22 kV | United Energy | Winter | Non-coincident | 2028 | POE50 | Operational-demand | NA | 32.8509
VIC | RWTS22U | Ringwood (United Energy) 22 kV | United Energy | Winter | Coincident | 2029 | POE10 | Operational-demand | NA | 29.0869
VIC | RWTS22U | Ringwood (United Energy) 22 kV | United Energy | Winter | Coincident | 2029 | POE50 | Operational-demand | NA | 28.3064
VIC | RWTS22U | Ringwood (United Energy) 22 kV | United Energy | Winter | Non-coincident | 2029 | POE10 | Operational-demand | NA | 34.1786
VIC | RWTS22U | Ringwood (United Energy) 22 kV | United Energy | Winter | Non-coincident | 2029 | POE50 | Operational-demand | NA | 33.0871
VIC | RWTS22U | Ringwood (United Energy) 22 kV | United Energy | Winter | Coincident | 2030 | POE10 | Operational-demand | NA | 28.8931
VIC | RWTS22U | Ringwood (United Energy) 22 kV | United Energy | Winter | Coincident | 2030 | POE50 | Operational-demand | NA | 28.1143
VIC | RWTS22U | Ringwood (United Energy) 22 kV | United Energy | Winter | Non-coincident | 2030 | POE10 | Operational-demand | NA | 34.4272
VIC | RWTS22U | Ringwood (United Energy) 22 kV | United Energy | Winter | Non-coincident | 2030 | POE50 | Operational-demand | NA | 33.3309
VIC | RWTS22U | Ringwood (United Energy) 22 kV | United Energy | Winter | Coincident | 2031 | POE10 | Operational-demand | NA | 28.7501
VIC | RWTS22U | Ringwood (United Energy) 22 kV | United Energy | Winter | Coincident | 2031 | POE50 | Operational-demand | NA | 27.9788
VIC | RWTS22U | Ringwood (United Energy) 22 kV | United Energy | Winter | Non-coincident | 2031 | POE10 | Operational-demand | NA | 34.6829
VIC | RWTS22U | Ringwood (United Energy) 22 kV | United Energy | Winter | Non-coincident | 2031 | POE50 | Operational-demand | NA | 33.5818
VIC | RWTS22U | Ringwood (United Energy) 22 kV | United Energy | Winter | Coincident | 2032 | POE10 | Operational-demand | NA | 28.3783
VIC | RWTS22U | Ringwood (United Energy) 22 kV | United Energy | Winter | Coincident | 2032 | POE50 | Operational-demand | NA | 27.5676
VIC | RWTS22U | Ringwood (United Energy) 22 kV | United Energy | Winter | Non-coincident | 2032 | POE10 | Operational-demand | NA | 34.9508
VIC | RWTS22U | Ringwood (United Energy) 22 kV | United Energy | Winter | Non-coincident | 2032 | POE50 | Operational-demand | NA | 33.8448
VIC | RWTS22U | Ringwood (United Energy) 22 kV | United Energy | Winter | Coincident | 2033 | POE10 | Operational-demand | NA | 27.8841
VIC | RWTS22U | Ringwood (United Energy) 22 kV | United Energy | Winter | Coincident | 2033 | POE50 | Operational-demand | NA | 27.0935
VIC | RWTS22U | Ringwood (United Energy) 22 kV | United Energy | Winter | Non-coincident | 2033 | POE10 | Operational-demand | NA | 35.2192
VIC | RWTS22U | Ringwood (United Energy) 22 kV | United Energy | Winter | Non-coincident | 2033 | POE50 | Operational-demand | NA | 34.1083
VIC | RWTS22U | Ringwood (United Energy) 22 kV | United Energy | Winter | Coincident | 2034 | POE10 | Operational-demand | NA | 27.8855
VIC | RWTS22U | Ringwood (United Energy) 22 kV | United Energy | Winter | Coincident | 2034 | POE50 | Operational-demand | NA | 27.1122
VIC | RWTS22U | Ringwood (United Energy) 22 kV | United Energy | Winter | Non-coincident | 2034 | POE10 | Operational-demand | NA | 35.4842
VIC | RWTS22U | Ringwood (United Energy) 22 kV | United Energy | Winter | Non-coincident | 2034 | POE50 | Operational-demand | NA | 34.3684
VIC | RWTS2466A | Ringwood 24 (AusNet) 66 kV | AusNet | Shoulder | Coincident | 2019 | ACTUAL_OPG | Operational-demand | 44.3378 | NA
VIC | RWTS2466A | Ringwood 24 (AusNet) 66 kV | AusNet | Shoulder | Coincident | 2019 | ACTUAL_RAW | Operational-demand | 44.3378 | NA
VIC | RWTS2466A | Ringwood 24 (AusNet) 66 kV | AusNet | Shoulder | Non-coincident | 2019 | ACTUAL_RAW | Operational-demand | 38.2505 | NA
VIC | RWTS2466A | Ringwood 24 (AusNet) 66 kV | AusNet | Shoulder | Non-coincident | 2019 | ACTUAL_OPG | Operational-demand | 38.2505 | NA
VIC | RWTS2466A | Ringwood 24 (AusNet) 66 kV | AusNet | Shoulder | Non-coincident | 2019 | ACTUAL_ADJUSTEDOPG | Operational-demand | 38.2505 | NA
VIC | RWTS2466A | Ringwood 24 (AusNet) 66 kV | AusNet | Shoulder | Coincident | 2020 | ACTUAL_OPG | Operational-demand | 37.3839 | NA
VIC | RWTS2466A | Ringwood 24 (AusNet) 66 kV | AusNet | Shoulder | Coincident | 2020 | ACTUAL_RAW | Operational-demand | 37.3839 | NA
VIC | RWTS2466A | Ringwood 24 (AusNet) 66 kV | AusNet | Shoulder | Non-coincident | 2020 | ACTUAL_RAW | Operational-demand | 36.3496 | NA
VIC | RWTS2466A | Ringwood 24 (AusNet) 66 kV | AusNet | Shoulder | Non-coincident | 2020 | ACTUAL_OPG | Operational-demand | 36.3496 | NA
VIC | RWTS2466A | Ringwood 24 (AusNet) 66 kV | AusNet | Shoulder | Non-coincident | 2020 | ACTUAL_ADJUSTEDOPG | Operational-demand | 36.3496 | NA
VIC | RWTS2466A | Ringwood 24 (AusNet) 66 kV | AusNet | Shoulder | Coincident | 2021 | ACTUAL_OPG | Operational-demand | 33.0505 | NA
VIC | RWTS2466A | Ringwood 24 (AusNet) 66 kV | AusNet | Shoulder | Coincident | 2021 | ACTUAL_RAW | Operational-demand | 33.0505 | NA
VIC | RWTS2466A | Ringwood 24 (AusNet) 66 kV | AusNet | Shoulder | Non-coincident | 2021 | ACTUAL_RAW | Operational-demand | 29.9021 | NA
VIC | RWTS2466A | Ringwood 24 (AusNet) 66 kV | AusNet | Shoulder | Non-coincident | 2021 | ACTUAL_OPG | Operational-demand | 29.9021 | NA
VIC | RWTS2466A | Ringwood 24 (AusNet) 66 kV | AusNet | Shoulder | Non-coincident | 2021 | ACTUAL_ADJUSTEDOPG | Operational-demand | 29.9021 | NA
VIC | RWTS2466A | Ringwood 24 (AusNet) 66 kV | AusNet | Shoulder | Coincident | 2022 | ACTUAL_OPG | Operational-demand | 17.2161 | NA
VIC | RWTS2466A | Ringwood 24 (AusNet) 66 kV | AusNet | Shoulder | Coincident | 2022 | ACTUAL_RAW | Operational-demand | 17.2161 | NA
VIC | RWTS2466A | Ringwood 24 (AusNet) 66 kV | AusNet | Shoulder | Non-coincident | 2022 | ACTUAL_RAW | Operational-demand | 16.9311 | NA
VIC | RWTS2466A | Ringwood 24 (AusNet) 66 kV | AusNet | Shoulder | Non-coincident | 2022 | ACTUAL_OPG | Operational-demand | 16.9311 | NA
VIC | RWTS2466A | Ringwood 24 (AusNet) 66 kV | AusNet | Shoulder | Non-coincident | 2022 | ACTUAL_ADJUSTEDOPG | Operational-demand | 16.9311 | NA
VIC | RWTS2466A | Ringwood 24 (AusNet) 66 kV | AusNet | Shoulder | Coincident | 2023 | ACTUAL_OPG | Operational-demand | 14.4526 | NA
VIC | RWTS2466A | Ringwood 24 (AusNet) 66 kV | AusNet | Shoulder | Coincident | 2023 | ACTUAL_RAW | Operational-demand | 14.4526 | NA
VIC | RWTS2466A | Ringwood 24 (AusNet) 66 kV | AusNet | Shoulder | Non-coincident | 2023 | ACTUAL_RAW | Operational-demand | 12.0354 | NA
VIC | RWTS2466A | Ringwood 24 (AusNet) 66 kV | AusNet | Shoulder | Non-coincident | 2023 | ACTUAL_OPG | Operational-demand | 12.0354 | NA
VIC | RWTS2466A | Ringwood 24 (AusNet) 66 kV | AusNet | Shoulder | Non-coincident | 2023 | ACTUAL_ADJUSTEDOPG | Operational-demand | 12.0354 | NA
VIC | RWTS2466A | Ringwood 24 (AusNet) 66 kV | AusNet | Shoulder | Coincident | 2024 | ACTUAL_OPG | Operational-demand | 7.637 | NA
VIC | RWTS2466A | Ringwood 24 (AusNet) 66 kV | AusNet | Shoulder | Coincident | 2024 | ACTUAL_RAW | Operational-demand | 7.637 | NA
VIC | RWTS2466A | Ringwood 24 (AusNet) 66 kV | AusNet | Shoulder | Non-coincident | 2024 | ACTUAL_RAW | Operational-demand | 5.8487 | NA
VIC | RWTS2466A | Ringwood 24 (AusNet) 66 kV | AusNet | Shoulder | Non-coincident | 2024 | ACTUAL_OPG | Operational-demand | 5.8487 | NA
VIC | RWTS2466A | Ringwood 24 (AusNet) 66 kV | AusNet | Shoulder | Non-coincident | 2024 | ACTUAL_ADJUSTEDOPG | Operational-demand | 5.8487 | NA
VIC | RWTS2466A | Ringwood 24 (AusNet) 66 kV | AusNet | Shoulder | Coincident | 2025 | ACTUAL_OPG | Operational-demand | 3.069 | NA
VIC | RWTS2466A | Ringwood 24 (AusNet) 66 kV | AusNet | Shoulder | Coincident | 2025 | ACTUAL_RAW | Operational-demand | 3.069 | NA
VIC | RWTS2466A | Ringwood 24 (AusNet) 66 kV | AusNet | Shoulder | Non-coincident | 2025 | ACTUAL_RAW | Operational-demand | 3.069 | NA
VIC | RWTS2466A | Ringwood 24 (AusNet) 66 kV | AusNet | Shoulder | Non-coincident | 2025 | ACTUAL_OPG | Operational-demand | 3.069 | NA
VIC | RWTS2466A | Ringwood 24 (AusNet) 66 kV | AusNet | Shoulder | Non-coincident | 2025 | ACTUAL_ADJUSTEDOPG | Operational-demand | 3.069 | NA
VIC | RWTS2466A | Ringwood 24 (AusNet) 66 kV | AusNet | Shoulder | Non-coincident | 2025 | BASEYEARPOE90 | Operational-demand | -15.4948 | NA
VIC | RWTS2466A | Ringwood 24 (AusNet) 66 kV | AusNet | Shoulder | Non-coincident | 2025 | BASEYEARPOE50 | Operational-demand | -8.978 | NA
VIC | RWTS2466A | Ringwood 24 (AusNet) 66 kV | AusNet | Shoulder | Coincident_unreconciled | 2026 | POE50 | Operational-demand | -15.1429 | NA
VIC | RWTS2466A | Ringwood 24 (AusNet) 66 kV | AusNet | Shoulder | Coincident_unreconciled | 2026 | POE90 | Operational-demand | -20.2294 | NA
VIC | RWTS2466A | Ringwood 24 (AusNet) 66 kV | AusNet | Shoulder | Non-coincident | 2026 | POE50 | Operational-demand | -17.8758 | NA
VIC | RWTS2466A | Ringwood 24 (AusNet) 66 kV | AusNet | Shoulder | Non-coincident | 2026 | POE90 | Operational-demand | -23.8803 | NA
VIC | RWTS2466A | Ringwood 24 (AusNet) 66 kV | AusNet | Shoulder | Coincident_unreconciled | 2027 | POE50 | Operational-demand | -21.5084 | NA
VIC | RWTS2466A | Ringwood 24 (AusNet) 66 kV | AusNet | Shoulder | Coincident_unreconciled | 2027 | POE90 | Operational-demand | -26.6078 | NA
VIC | RWTS2466A | Ringwood 24 (AusNet) 66 kV | AusNet | Shoulder | Non-coincident | 2027 | POE50 | Operational-demand | -25.3901 | NA
VIC | RWTS2466A | Ringwood 24 (AusNet) 66 kV | AusNet | Shoulder | Non-coincident | 2027 | POE90 | Operational-demand | -31.4099 | NA
VIC | RWTS2466A | Ringwood 24 (AusNet) 66 kV | AusNet | Shoulder | Coincident_unreconciled | 2028 | POE50 | Operational-demand | -26.8569 | NA
VIC | RWTS2466A | Ringwood 24 (AusNet) 66 kV | AusNet | Shoulder | Coincident_unreconciled | 2028 | POE90 | Operational-demand | -31.9702 | NA
VIC | RWTS2466A | Ringwood 24 (AusNet) 66 kV | AusNet | Shoulder | Non-coincident | 2028 | POE50 | Operational-demand | -31.704 | NA
VIC | RWTS2466A | Ringwood 24 (AusNet) 66 kV | AusNet | Shoulder | Non-coincident | 2028 | POE90 | Operational-demand | -37.7401 | NA
VIC | RWTS2466A | Ringwood 24 (AusNet) 66 kV | AusNet | Shoulder | Coincident_unreconciled | 2029 | POE50 | Operational-demand | -32.1691 | NA
VIC | RWTS2466A | Ringwood 24 (AusNet) 66 kV | AusNet | Shoulder | Coincident_unreconciled | 2029 | POE90 | Operational-demand | -37.2962 | NA
VIC | RWTS2466A | Ringwood 24 (AusNet) 66 kV | AusNet | Shoulder | Non-coincident | 2029 | POE50 | Operational-demand | -37.9748 | NA
VIC | RWTS2466A | Ringwood 24 (AusNet) 66 kV | AusNet | Shoulder | Non-coincident | 2029 | POE90 | Operational-demand | -44.0273 | NA
VIC | RWTS2466A | Ringwood 24 (AusNet) 66 kV | AusNet | Shoulder | Coincident_unreconciled | 2030 | POE50 | Operational-demand | -37.3043 | NA
VIC | RWTS2466A | Ringwood 24 (AusNet) 66 kV | AusNet | Shoulder | Coincident_unreconciled | 2030 | POE90 | Operational-demand | -42.4453 | NA
VIC | RWTS2466A | Ringwood 24 (AusNet) 66 kV | AusNet | Shoulder | Non-coincident | 2030 | POE50 | Operational-demand | -44.0369 | NA
VIC | RWTS2466A | Ringwood 24 (AusNet) 66 kV | AusNet | Shoulder | Non-coincident | 2030 | POE90 | Operational-demand | -50.1057 | NA
VIC | RWTS2466A | Ringwood 24 (AusNet) 66 kV | AusNet | Shoulder | Coincident_unreconciled | 2031 | POE50 | Operational-demand | -42.4885 | NA
VIC | RWTS2466A | Ringwood 24 (AusNet) 66 kV | AusNet | Shoulder | Coincident_unreconciled | 2031 | POE90 | Operational-demand | -47.6433 | NA
VIC | RWTS2466A | Ringwood 24 (AusNet) 66 kV | AusNet | Shoulder | Non-coincident | 2031 | POE50 | Operational-demand | -50.1567 | NA
VIC | RWTS2466A | Ringwood 24 (AusNet) 66 kV | AusNet | Shoulder | Non-coincident | 2031 | POE90 | Operational-demand | -56.2418 | NA
VIC | RWTS2466A | Ringwood 24 (AusNet) 66 kV | AusNet | Shoulder | Coincident_unreconciled | 2032 | POE50 | Operational-demand | -46.3837 | NA
VIC | RWTS2466A | Ringwood 24 (AusNet) 66 kV | AusNet | Shoulder | Coincident_unreconciled | 2032 | POE90 | Operational-demand | -51.5527 | NA
VIC | RWTS2466A | Ringwood 24 (AusNet) 66 kV | AusNet | Shoulder | Non-coincident | 2032 | POE50 | Operational-demand | -54.7549 | NA
VIC | RWTS2466A | Ringwood 24 (AusNet) 66 kV | AusNet | Shoulder | Non-coincident | 2032 | POE90 | Operational-demand | -60.8567 | NA
VIC | RWTS2466A | Ringwood 24 (AusNet) 66 kV | AusNet | Shoulder | Coincident_unreconciled | 2033 | POE50 | Operational-demand | -49.2587 | NA
VIC | RWTS2466A | Ringwood 24 (AusNet) 66 kV | AusNet | Shoulder | Coincident_unreconciled | 2033 | POE90 | Operational-demand | -54.4421 | NA
VIC | RWTS2466A | Ringwood 24 (AusNet) 66 kV | AusNet | Shoulder | Non-coincident | 2033 | POE50 | Operational-demand | -58.1487 | NA
VIC | RWTS2466A | Ringwood 24 (AusNet) 66 kV | AusNet | Shoulder | Non-coincident | 2033 | POE90 | Operational-demand | -64.2676 | NA
VIC | RWTS2466A | Ringwood 24 (AusNet) 66 kV | AusNet | Shoulder | Coincident_unreconciled | 2034 | POE50 | Operational-demand | -51.96 | NA
VIC | RWTS2466A | Ringwood 24 (AusNet) 66 kV | AusNet | Shoulder | Coincident_unreconciled | 2034 | POE90 | Operational-demand | -57.1579 | NA
VIC | RWTS2466A | Ringwood 24 (AusNet) 66 kV | AusNet | Shoulder | Non-coincident | 2034 | POE50 | Operational-demand | -61.3376 | NA
VIC | RWTS2466A | Ringwood 24 (AusNet) 66 kV | AusNet | Shoulder | Non-coincident | 2034 | POE90 | Operational-demand | -67.4736 | NA
VIC | RWTS2466A | Ringwood 24 (AusNet) 66 kV | AusNet | Shoulder | Coincident_unreconciled | 2035 | POE50 | Operational-demand | -54.9682 | NA
VIC | RWTS2466A | Ringwood 24 (AusNet) 66 kV | AusNet | Shoulder | Coincident_unreconciled | 2035 | POE90 | Operational-demand | -60.1805 | NA
VIC | RWTS2466A | Ringwood 24 (AusNet) 66 kV | AusNet | Shoulder | Non-coincident | 2035 | POE50 | Operational-demand | -64.8887 | NA
VIC | RWTS2466A | Ringwood 24 (AusNet) 66 kV | AusNet | Shoulder | Non-coincident | 2035 | POE90 | Operational-demand | -71.0417 | NA
VIC | RWTS2466A | Ringwood 24 (AusNet) 66 kV | AusNet | Summer | Coincident | 2019 | ACTUAL_OPG | Operational-demand | 40.9194 | 173.6125
VIC | RWTS2466A | Ringwood 24 (AusNet) 66 kV | AusNet | Summer | Coincident | 2019 | ACTUAL_RAW | Operational-demand | 40.9194 | 173.6125
VIC | RWTS2466A | Ringwood 24 (AusNet) 66 kV | AusNet | Summer | Non-coincident | 2019 | ACTUAL_RAW | Operational-demand | 38.0441 | 186.3906
VIC | RWTS2466A | Ringwood 24 (AusNet) 66 kV | AusNet | Summer | Non-coincident | 2019 | ACTUAL_OPG | Operational-demand | 38.0441 | 186.3906
VIC | RWTS2466A | Ringwood 24 (AusNet) 66 kV | AusNet | Summer | Non-coincident | 2019 | ACTUAL_ADJUSTEDOPG | Operational-demand | 38.0441 | 186.3906
VIC | RWTS2466A | Ringwood 24 (AusNet) 66 kV | AusNet | Summer | Coincident | 2020 | ACTUAL_OPG | Operational-demand | 28.1719 | 187.4311
VIC | RWTS2466A | Ringwood 24 (AusNet) 66 kV | AusNet | Summer | Coincident | 2020 | ACTUAL_RAW | Operational-demand | 28.1719 | 187.4311
VIC | RWTS2466A | Ringwood 24 (AusNet) 66 kV | AusNet | Summer | Non-coincident | 2020 | ACTUAL_RAW | Operational-demand | 27.8462 | 187.4311
VIC | RWTS2466A | Ringwood 24 (AusNet) 66 kV | AusNet | Summer | Non-coincident | 2020 | ACTUAL_OPG | Operational-demand | 27.8462 | 187.4311
VIC | RWTS2466A | Ringwood 24 (AusNet) 66 kV | AusNet | Summer | Non-coincident | 2020 | ACTUAL_ADJUSTEDOPG | Operational-demand | 27.8462 | 187.4311
VIC | RWTS2466A | Ringwood 24 (AusNet) 66 kV | AusNet | Summer | Coincident | 2021 | ACTUAL_OPG | Operational-demand | 18.763 | 145.7205
VIC | RWTS2466A | Ringwood 24 (AusNet) 66 kV | AusNet | Summer | Coincident | 2021 | ACTUAL_RAW | Operational-demand | 18.763 | 145.7205
VIC | RWTS2466A | Ringwood 24 (AusNet) 66 kV | AusNet | Summer | Non-coincident | 2021 | ACTUAL_RAW | Operational-demand | 17.7011 | 164.4992
VIC | RWTS2466A | Ringwood 24 (AusNet) 66 kV | AusNet | Summer | Non-coincident | 2021 | ACTUAL_OPG | Operational-demand | 17.7011 | 164.4992
VIC | RWTS2466A | Ringwood 24 (AusNet) 66 kV | AusNet | Summer | Non-coincident | 2021 | ACTUAL_ADJUSTEDOPG | Operational-demand | 17.7011 | 164.4992
VIC | RWTS2466A | Ringwood 24 (AusNet) 66 kV | AusNet | Summer | Coincident | 2022 | ACTUAL_OPG | Operational-demand | 20.1606 | 156.1057
VIC | RWTS2466A | Ringwood 24 (AusNet) 66 kV | AusNet | Summer | Coincident | 2022 | ACTUAL_RAW | Operational-demand | 20.1606 | 156.1057
VIC | RWTS2466A | Ringwood 24 (AusNet) 66 kV | AusNet | Summer | Non-coincident | 2022 | ACTUAL_RAW | Operational-demand | 17.1889 | 174.2992
VIC | RWTS2466A | Ringwood 24 (AusNet) 66 kV | AusNet | Summer | Non-coincident | 2022 | ACTUAL_OPG | Operational-demand | 17.1889 | 174.2992
VIC | RWTS2466A | Ringwood 24 (AusNet) 66 kV | AusNet | Summer | Non-coincident | 2022 | ACTUAL_ADJUSTEDOPG | Operational-demand | 17.1889 | 174.2992
VIC | RWTS2466A | Ringwood 24 (AusNet) 66 kV | AusNet | Summer | Coincident | 2023 | ACTUAL_OPG | Operational-demand | 11.6144 | 159.1178
VIC | RWTS2466A | Ringwood 24 (AusNet) 66 kV | AusNet | Summer | Coincident | 2023 | ACTUAL_RAW | Operational-demand | 11.6144 | 159.1178
VIC | RWTS2466A | Ringwood 24 (AusNet) 66 kV | AusNet | Summer | Non-coincident | 2023 | ACTUAL_RAW | Operational-demand | 11.6144 | 164.17
VIC | RWTS2466A | Ringwood 24 (AusNet) 66 kV | AusNet | Summer | Non-coincident | 2023 | ACTUAL_OPG | Operational-demand | 11.6144 | 164.17
VIC | RWTS2466A | Ringwood 24 (AusNet) 66 kV | AusNet | Summer | Non-coincident | 2023 | ACTUAL_ADJUSTEDOPG | Operational-demand | 11.6144 | 164.17
VIC | RWTS2466A | Ringwood 24 (AusNet) 66 kV | AusNet | Summer | Coincident | 2024 | ACTUAL_OPG | Operational-demand | -2.6418 | 169.452
VIC | RWTS2466A | Ringwood 24 (AusNet) 66 kV | AusNet | Summer | Coincident | 2024 | ACTUAL_RAW | Operational-demand | -2.6418 | 169.452
VIC | RWTS2466A | Ringwood 24 (AusNet) 66 kV | AusNet | Summer | Non-coincident | 2024 | ACTUAL_RAW | Operational-demand | -2.6418 | 169.452
VIC | RWTS2466A | Ringwood 24 (AusNet) 66 kV | AusNet | Summer | Non-coincident | 2024 | ACTUAL_OPG | Operational-demand | -2.6418 | 169.452
VIC | RWTS2466A | Ringwood 24 (AusNet) 66 kV | AusNet | Summer | Non-coincident | 2024 | ACTUAL_ADJUSTEDOPG | Operational-demand | -2.6418 | 169.452
VIC | RWTS2466A | Ringwood 24 (AusNet) 66 kV | AusNet | Summer | Coincident | 2025 | ACTUAL_OPG | Operational-demand | -8.7274 | 167.0201
VIC | RWTS2466A | Ringwood 24 (AusNet) 66 kV | AusNet | Summer | Coincident | 2025 | ACTUAL_RAW | Operational-demand | -8.7274 | 167.0201
VIC | RWTS2466A | Ringwood 24 (AusNet) 66 kV | AusNet | Summer | Non-coincident | 2025 | ACTUAL_RAW | Operational-demand | -9.2415 | 172.7695
VIC | RWTS2466A | Ringwood 24 (AusNet) 66 kV | AusNet | Summer | Non-coincident | 2025 | ACTUAL_OPG | Operational-demand | -9.2415 | 172.7695
VIC | RWTS2466A | Ringwood 24 (AusNet) 66 kV | AusNet | Summer | Non-coincident | 2025 | ACTUAL_ADJUSTEDOPG | Operational-demand | -9.2415 | 172.7695
VIC | RWTS2466A | Ringwood 24 (AusNet) 66 kV | AusNet | Summer | Non-coincident | 2025 | BASEYEARPOE90 | Operational-demand | -22.9855 | NA
VIC | RWTS2466A | Ringwood 24 (AusNet) 66 kV | AusNet | Summer | Non-coincident | 2025 | BASEYEARPOE50 | Operational-demand | -18.628 | 180.2686
VIC | RWTS2466A | Ringwood 24 (AusNet) 66 kV | AusNet | Summer | Coincident_unreconciled | 2026 | POE50 | Operational-demand | -25.6473 | NA
VIC | RWTS2466A | Ringwood 24 (AusNet) 66 kV | AusNet | Summer | Coincident_unreconciled | 2026 | POE90 | Operational-demand | -28.5793 | NA
VIC | RWTS2466A | Ringwood 24 (AusNet) 66 kV | AusNet | Summer | Non-coincident | 2026 | POE50 | Operational-demand | -26.3811 | 200
VIC | RWTS2466A | Ringwood 24 (AusNet) 66 kV | AusNet | Summer | Non-coincident | 2026 | POE90 | Operational-demand | -29.397 | NA
VIC | RWTS2466A | Ringwood 24 (AusNet) 66 kV | AusNet | Summer | Coincident_unreconciled | 2027 | POE50 | Operational-demand | -33.2054 | NA
VIC | RWTS2466A | Ringwood 24 (AusNet) 66 kV | AusNet | Summer | Coincident_unreconciled | 2027 | POE90 | Operational-demand | -36.1448 | NA
VIC | RWTS2466A | Ringwood 24 (AusNet) 66 kV | AusNet | Summer | Non-coincident | 2027 | POE50 | Operational-demand | -34.1554 | 200.0894
VIC | RWTS2466A | Ringwood 24 (AusNet) 66 kV | AusNet | Summer | Non-coincident | 2027 | POE90 | Operational-demand | -37.1789 | NA
VIC | RWTS2466A | Ringwood 24 (AusNet) 66 kV | AusNet | Summer | Coincident_unreconciled | 2028 | POE50 | Operational-demand | -39.576 | NA
VIC | RWTS2466A | Ringwood 24 (AusNet) 66 kV | AusNet | Summer | Coincident_unreconciled | 2028 | POE90 | Operational-demand | -42.5235 | NA
VIC | RWTS2466A | Ringwood 24 (AusNet) 66 kV | AusNet | Summer | Non-coincident | 2028 | POE50 | Operational-demand | -40.7083 | 200.4869
VIC | RWTS2466A | Ringwood 24 (AusNet) 66 kV | AusNet | Summer | Non-coincident | 2028 | POE90 | Operational-demand | -43.7401 | NA
VIC | RWTS2466A | Ringwood 24 (AusNet) 66 kV | AusNet | Summer | Coincident_unreconciled | 2029 | POE50 | Operational-demand | -45.982 | NA
VIC | RWTS2466A | Ringwood 24 (AusNet) 66 kV | AusNet | Summer | Coincident_unreconciled | 2029 | POE90 | Operational-demand | -48.9374 | NA
VIC | RWTS2466A | Ringwood 24 (AusNet) 66 kV | AusNet | Summer | Non-coincident | 2029 | POE50 | Operational-demand | -47.2975 | 200.9861
VIC | RWTS2466A | Ringwood 24 (AusNet) 66 kV | AusNet | Summer | Non-coincident | 2029 | POE90 | Operational-demand | -50.3375 | NA
VIC | RWTS2466A | Ringwood 24 (AusNet) 66 kV | AusNet | Summer | Coincident_unreconciled | 2030 | POE50 | Operational-demand | -52.2111 | NA
VIC | RWTS2466A | Ringwood 24 (AusNet) 66 kV | AusNet | Summer | Coincident_unreconciled | 2030 | POE90 | Operational-demand | -55.1745 | NA
VIC | RWTS2466A | Ringwood 24 (AusNet) 66 kV | AusNet | Summer | Non-coincident | 2030 | POE50 | Operational-demand | -53.7048 | 201.6586
VIC | RWTS2466A | Ringwood 24 (AusNet) 66 kV | AusNet | Summer | Non-coincident | 2030 | POE90 | Operational-demand | -56.753 | NA
VIC | RWTS2466A | Ringwood 24 (AusNet) 66 kV | AusNet | Summer | Coincident_unreconciled | 2031 | POE50 | Operational-demand | -58.5086 | NA
VIC | RWTS2466A | Ringwood 24 (AusNet) 66 kV | AusNet | Summer | Coincident_unreconciled | 2031 | POE90 | Operational-demand | -61.48 | NA
VIC | RWTS2466A | Ringwood 24 (AusNet) 66 kV | AusNet | Summer | Non-coincident | 2031 | POE50 | Operational-demand | -60.1826 | 202.3853
VIC | RWTS2466A | Ringwood 24 (AusNet) 66 kV | AusNet | Summer | Non-coincident | 2031 | POE90 | Operational-demand | -63.2389 | NA
VIC | RWTS2466A | Ringwood 24 (AusNet) 66 kV | AusNet | Summer | Coincident_unreconciled | 2032 | POE50 | Operational-demand | -63.2242 | NA
VIC | RWTS2466A | Ringwood 24 (AusNet) 66 kV | AusNet | Summer | Coincident_unreconciled | 2032 | POE90 | Operational-demand | -66.2037 | NA
VIC | RWTS2466A | Ringwood 24 (AusNet) 66 kV | AusNet | Summer | Non-coincident | 2032 | POE50 | Operational-demand | -65.033 | 203.3029
VIC | RWTS2466A | Ringwood 24 (AusNet) 66 kV | AusNet | Summer | Non-coincident | 2032 | POE90 | Operational-demand | -68.0978 | NA
VIC | RWTS2466A | Ringwood 24 (AusNet) 66 kV | AusNet | Summer | Coincident_unreconciled | 2033 | POE50 | Operational-demand | -66.7374 | NA
VIC | RWTS2466A | Ringwood 24 (AusNet) 66 kV | AusNet | Summer | Coincident_unreconciled | 2033 | POE90 | Operational-demand | -69.7253 | NA
VIC | RWTS2466A | Ringwood 24 (AusNet) 66 kV | AusNet | Summer | Non-coincident | 2033 | POE50 | Operational-demand | -68.6468 | 204.3585
VIC | RWTS2466A | Ringwood 24 (AusNet) 66 kV | AusNet | Summer | Non-coincident | 2033 | POE90 | Operational-demand | -71.7201 | NA
VIC | RWTS2466A | Ringwood 24 (AusNet) 66 kV | AusNet | Summer | Coincident_unreconciled | 2034 | POE50 | Operational-demand | -70.0605 | NA
VIC | RWTS2466A | Ringwood 24 (AusNet) 66 kV | AusNet | Summer | Coincident_unreconciled | 2034 | POE90 | Operational-demand | -73.0566 | NA
VIC | RWTS2466A | Ringwood 24 (AusNet) 66 kV | AusNet | Summer | Non-coincident | 2034 | POE50 | Operational-demand | -72.0649 | 205.4374
VIC | RWTS2466A | Ringwood 24 (AusNet) 66 kV | AusNet | Summer | Non-coincident | 2034 | POE90 | Operational-demand | -75.1468 | NA
VIC | RWTS2466A | Ringwood 24 (AusNet) 66 kV | AusNet | Summer | Coincident_unreconciled | 2035 | POE50 | Operational-demand | -73.7558 | NA
VIC | RWTS2466A | Ringwood 24 (AusNet) 66 kV | AusNet | Summer | Coincident_unreconciled | 2035 | POE90 | Operational-demand | -76.7603 | NA
VIC | RWTS2466A | Ringwood 24 (AusNet) 66 kV | AusNet | Summer | Non-coincident | 2035 | POE50 | Operational-demand | -75.8659 | 206.489
VIC | RWTS2466A | Ringwood 24 (AusNet) 66 kV | AusNet | Summer | Non-coincident | 2035 | POE90 | Operational-demand | -78.9564 | NA
VIC | RWTS2466A | Ringwood 24 (AusNet) 66 kV | AusNet | Summer | Non-coincident | 2025 | BASEYEARPOE10 | Operational-demand | NA | 198.9079
VIC | RWTS2466A | Ringwood 24 (AusNet) 66 kV | AusNet | Summer | Coincident | 2026 | POE10 | Operational-demand | NA | 204.3558
VIC | RWTS2466A | Ringwood 24 (AusNet) 66 kV | AusNet | Summer | Coincident | 2026 | POE50 | Operational-demand | NA | 189.8617
VIC | RWTS2466A | Ringwood 24 (AusNet) 66 kV | AusNet | Summer | Non-coincident | 2026 | POE10 | Operational-demand | NA | 222.256
VIC | RWTS2466A | Ringwood 24 (AusNet) 66 kV | AusNet | Summer | Coincident | 2027 | POE10 | Operational-demand | NA | 199.1034
VIC | RWTS2466A | Ringwood 24 (AusNet) 66 kV | AusNet | Summer | Coincident | 2027 | POE50 | Operational-demand | NA | 183.6923
VIC | RWTS2466A | Ringwood 24 (AusNet) 66 kV | AusNet | Summer | Non-coincident | 2027 | POE10 | Operational-demand | NA | 222.402
VIC | RWTS2466A | Ringwood 24 (AusNet) 66 kV | AusNet | Summer | Coincident | 2028 | POE10 | Operational-demand | NA | 194.7185
VIC | RWTS2466A | Ringwood 24 (AusNet) 66 kV | AusNet | Summer | Coincident | 2028 | POE50 | Operational-demand | NA | 178.2903
VIC | RWTS2466A | Ringwood 24 (AusNet) 66 kV | AusNet | Summer | Non-coincident | 2028 | POE10 | Operational-demand | NA | 222.8601
VIC | RWTS2466A | Ringwood 24 (AusNet) 66 kV | AusNet | Summer | Coincident | 2029 | POE10 | Operational-demand | NA | 191.7175
VIC | RWTS2466A | Ringwood 24 (AusNet) 66 kV | AusNet | Summer | Coincident | 2029 | POE50 | Operational-demand | NA | 175.6482
VIC | RWTS2466A | Ringwood 24 (AusNet) 66 kV | AusNet | Summer | Non-coincident | 2029 | POE10 | Operational-demand | NA | 223.4198
VIC | RWTS2466A | Ringwood 24 (AusNet) 66 kV | AusNet | Summer | Coincident | 2030 | POE10 | Operational-demand | NA | 189.5083
VIC | RWTS2466A | Ringwood 24 (AusNet) 66 kV | AusNet | Summer | Coincident | 2030 | POE50 | Operational-demand | NA | 173.0939
VIC | RWTS2466A | Ringwood 24 (AusNet) 66 kV | AusNet | Summer | Non-coincident | 2030 | POE10 | Operational-demand | NA | 224.1529
VIC | RWTS2466A | Ringwood 24 (AusNet) 66 kV | AusNet | Summer | Coincident | 2031 | POE10 | Operational-demand | NA | 185.3401
VIC | RWTS2466A | Ringwood 24 (AusNet) 66 kV | AusNet | Summer | Coincident | 2031 | POE50 | Operational-demand | NA | 170.1212
VIC | RWTS2466A | Ringwood 24 (AusNet) 66 kV | AusNet | Summer | Non-coincident | 2031 | POE10 | Operational-demand | NA | 224.9401
VIC | RWTS2466A | Ringwood 24 (AusNet) 66 kV | AusNet | Summer | Coincident | 2032 | POE10 | Operational-demand | NA | 180.5758
VIC | RWTS2466A | Ringwood 24 (AusNet) 66 kV | AusNet | Summer | Coincident | 2032 | POE50 | Operational-demand | NA | 165.4387
VIC | RWTS2466A | Ringwood 24 (AusNet) 66 kV | AusNet | Summer | Non-coincident | 2032 | POE10 | Operational-demand | NA | 225.9197
VIC | RWTS2466A | Ringwood 24 (AusNet) 66 kV | AusNet | Summer | Coincident | 2033 | POE10 | Operational-demand | NA | 177.2072
VIC | RWTS2466A | Ringwood 24 (AusNet) 66 kV | AusNet | Summer | Coincident | 2033 | POE50 | Operational-demand | NA | 160.8699
VIC | RWTS2466A | Ringwood 24 (AusNet) 66 kV | AusNet | Summer | Non-coincident | 2033 | POE10 | Operational-demand | NA | 227.0385
VIC | RWTS2466A | Ringwood 24 (AusNet) 66 kV | AusNet | Summer | Coincident | 2034 | POE10 | Operational-demand | NA | 176.2369
VIC | RWTS2466A | Ringwood 24 (AusNet) 66 kV | AusNet | Summer | Coincident | 2034 | POE50 | Operational-demand | NA | 160.1831
VIC | RWTS2466A | Ringwood 24 (AusNet) 66 kV | AusNet | Summer | Non-coincident | 2034 | POE10 | Operational-demand | NA | 228.1805
VIC | RWTS2466A | Ringwood 24 (AusNet) 66 kV | AusNet | Summer | Coincident | 2035 | POE10 | Operational-demand | NA | 175.9957
VIC | RWTS2466A | Ringwood 24 (AusNet) 66 kV | AusNet | Summer | Coincident | 2035 | POE50 | Operational-demand | NA | 160.0144
VIC | RWTS2466A | Ringwood 24 (AusNet) 66 kV | AusNet | Summer | Non-coincident | 2035 | POE10 | Operational-demand | NA | 229.2953
VIC | RWTS2466A | Ringwood 24 (AusNet) 66 kV | AusNet | Winter | Coincident | 2018 | ACTUAL_OPG | Operational-demand | NA | 126.3366
VIC | RWTS2466A | Ringwood 24 (AusNet) 66 kV | AusNet | Winter | Coincident | 2018 | ACTUAL_RAW | Operational-demand | NA | 126.3366
VIC | RWTS2466A | Ringwood 24 (AusNet) 66 kV | AusNet | Winter | Non-coincident | 2018 | ACTUAL_RAW | Operational-demand | NA | 140.0453
VIC | RWTS2466A | Ringwood 24 (AusNet) 66 kV | AusNet | Winter | Non-coincident | 2018 | ACTUAL_OPG | Operational-demand | NA | 140.0453
VIC | RWTS2466A | Ringwood 24 (AusNet) 66 kV | AusNet | Winter | Non-coincident | 2018 | ACTUAL_ADJUSTEDOPG | Operational-demand | NA | 140.0453
VIC | RWTS2466A | Ringwood 24 (AusNet) 66 kV | AusNet | Winter | Coincident | 2019 | ACTUAL_OPG | Operational-demand | NA | 126.6434
VIC | RWTS2466A | Ringwood 24 (AusNet) 66 kV | AusNet | Winter | Coincident | 2019 | ACTUAL_RAW | Operational-demand | NA | 126.6434
VIC | RWTS2466A | Ringwood 24 (AusNet) 66 kV | AusNet | Winter | Non-coincident | 2019 | ACTUAL_RAW | Operational-demand | NA | 135.5854
VIC | RWTS2466A | Ringwood 24 (AusNet) 66 kV | AusNet | Winter | Non-coincident | 2019 | ACTUAL_OPG | Operational-demand | NA | 135.5854
VIC | RWTS2466A | Ringwood 24 (AusNet) 66 kV | AusNet | Winter | Non-coincident | 2019 | ACTUAL_ADJUSTEDOPG | Operational-demand | NA | 135.5854
VIC | RWTS2466A | Ringwood 24 (AusNet) 66 kV | AusNet | Winter | Coincident | 2020 | ACTUAL_OPG | Operational-demand | NA | 133.2779
VIC | RWTS2466A | Ringwood 24 (AusNet) 66 kV | AusNet | Winter | Coincident | 2020 | ACTUAL_RAW | Operational-demand | NA | 133.2779
VIC | RWTS2466A | Ringwood 24 (AusNet) 66 kV | AusNet | Winter | Non-coincident | 2020 | ACTUAL_RAW | Operational-demand | NA | 140.3782
VIC | RWTS2466A | Ringwood 24 (AusNet) 66 kV | AusNet | Winter | Non-coincident | 2020 | ACTUAL_OPG | Operational-demand | NA | 140.3782
VIC | RWTS2466A | Ringwood 24 (AusNet) 66 kV | AusNet | Winter | Non-coincident | 2020 | ACTUAL_ADJUSTEDOPG | Operational-demand | NA | 140.3782
VIC | RWTS2466A | Ringwood 24 (AusNet) 66 kV | AusNet | Winter | Coincident | 2021 | ACTUAL_OPG | Operational-demand | NA | 130.3233
VIC | RWTS2466A | Ringwood 24 (AusNet) 66 kV | AusNet | Winter | Coincident | 2021 | ACTUAL_RAW | Operational-demand | NA | 130.3233
VIC | RWTS2466A | Ringwood 24 (AusNet) 66 kV | AusNet | Winter | Non-coincident | 2021 | ACTUAL_RAW | Operational-demand | NA | 142.479
VIC | RWTS2466A | Ringwood 24 (AusNet) 66 kV | AusNet | Winter | Non-coincident | 2021 | ACTUAL_OPG | Operational-demand | NA | 142.479
VIC | RWTS2466A | Ringwood 24 (AusNet) 66 kV | AusNet | Winter | Non-coincident | 2021 | ACTUAL_ADJUSTEDOPG | Operational-demand | NA | 142.479
VIC | RWTS2466A | Ringwood 24 (AusNet) 66 kV | AusNet | Winter | Coincident | 2022 | ACTUAL_OPG | Operational-demand | NA | 133.8918
VIC | RWTS2466A | Ringwood 24 (AusNet) 66 kV | AusNet | Winter | Coincident | 2022 | ACTUAL_RAW | Operational-demand | NA | 133.8918
VIC | RWTS2466A | Ringwood 24 (AusNet) 66 kV | AusNet | Winter | Non-coincident | 2022 | ACTUAL_RAW | Operational-demand | NA | 147.5393
VIC | RWTS2466A | Ringwood 24 (AusNet) 66 kV | AusNet | Winter | Non-coincident | 2022 | ACTUAL_OPG | Operational-demand | NA | 147.5393
VIC | RWTS2466A | Ringwood 24 (AusNet) 66 kV | AusNet | Winter | Non-coincident | 2022 | ACTUAL_ADJUSTEDOPG | Operational-demand | NA | 147.5393
VIC | RWTS2466A | Ringwood 24 (AusNet) 66 kV | AusNet | Winter | Coincident | 2023 | ACTUAL_OPG | Operational-demand | NA | 128.6559
VIC | RWTS2466A | Ringwood 24 (AusNet) 66 kV | AusNet | Winter | Coincident | 2023 | ACTUAL_RAW | Operational-demand | NA | 128.6559
VIC | RWTS2466A | Ringwood 24 (AusNet) 66 kV | AusNet | Winter | Non-coincident | 2023 | ACTUAL_RAW | Operational-demand | NA | 133.9196
VIC | RWTS2466A | Ringwood 24 (AusNet) 66 kV | AusNet | Winter | Non-coincident | 2023 | ACTUAL_OPG | Operational-demand | NA | 133.9196
VIC | RWTS2466A | Ringwood 24 (AusNet) 66 kV | AusNet | Winter | Non-coincident | 2023 | ACTUAL_ADJUSTEDOPG | Operational-demand | NA | 133.9196
VIC | RWTS2466A | Ringwood 24 (AusNet) 66 kV | AusNet | Winter | Coincident | 2024 | ACTUAL_OPG | Operational-demand | NA | 143.5051
VIC | RWTS2466A | Ringwood 24 (AusNet) 66 kV | AusNet | Winter | Coincident | 2024 | ACTUAL_RAW | Operational-demand | NA | 143.5051
VIC | RWTS2466A | Ringwood 24 (AusNet) 66 kV | AusNet | Winter | Non-coincident | 2024 | ACTUAL_RAW | Operational-demand | NA | 153.4674
VIC | RWTS2466A | Ringwood 24 (AusNet) 66 kV | AusNet | Winter | Non-coincident | 2024 | ACTUAL_OPG | Operational-demand | NA | 153.4674
VIC | RWTS2466A | Ringwood 24 (AusNet) 66 kV | AusNet | Winter | Non-coincident | 2024 | ACTUAL_ADJUSTEDOPG | Operational-demand | NA | 153.4674
VIC | RWTS2466A | Ringwood 24 (AusNet) 66 kV | AusNet | Winter | Coincident | 2025 | POE10 | Operational-demand | NA | 170.6589
VIC | RWTS2466A | Ringwood 24 (AusNet) 66 kV | AusNet | Winter | Coincident | 2025 | POE50 | Operational-demand | NA | 168.3818
VIC | RWTS2466A | Ringwood 24 (AusNet) 66 kV | AusNet | Winter | Non-coincident | 2025 | ACTUAL_RAW | Operational-demand | NA | 150.4828
VIC | RWTS2466A | Ringwood 24 (AusNet) 66 kV | AusNet | Winter | Non-coincident | 2025 | ACTUAL_ADJUSTEDOPG | Operational-demand | NA | 150.4828
VIC | RWTS2466A | Ringwood 24 (AusNet) 66 kV | AusNet | Winter | Non-coincident | 2025 | BASEYEARPOE50 | Operational-demand | NA | 145.8356
VIC | RWTS2466A | Ringwood 24 (AusNet) 66 kV | AusNet | Winter | Non-coincident | 2025 | BASEYEARPOE10 | Operational-demand | NA | 153.3014
VIC | RWTS2466A | Ringwood 24 (AusNet) 66 kV | AusNet | Winter | Non-coincident | 2025 | POE10 | Operational-demand | NA | 183.1213
VIC | RWTS2466A | Ringwood 24 (AusNet) 66 kV | AusNet | Winter | Non-coincident | 2025 | POE50 | Operational-demand | NA | 175
VIC | RWTS2466A | Ringwood 24 (AusNet) 66 kV | AusNet | Winter | Coincident | 2026 | POE10 | Operational-demand | NA | 153.4337
VIC | RWTS2466A | Ringwood 24 (AusNet) 66 kV | AusNet | Winter | Coincident | 2026 | POE50 | Operational-demand | NA | 150.8544
VIC | RWTS2466A | Ringwood 24 (AusNet) 66 kV | AusNet | Winter | Non-coincident | 2026 | POE10 | Operational-demand | NA | 170.8311
VIC | RWTS2466A | Ringwood 24 (AusNet) 66 kV | AusNet | Winter | Non-coincident | 2026 | POE50 | Operational-demand | NA | 162.7405
VIC | RWTS2466A | Ringwood 24 (AusNet) 66 kV | AusNet | Winter | Coincident | 2027 | POE10 | Operational-demand | NA | 148.3823
VIC | RWTS2466A | Ringwood 24 (AusNet) 66 kV | AusNet | Winter | Coincident | 2027 | POE50 | Operational-demand | NA | 145.5183
VIC | RWTS2466A | Ringwood 24 (AusNet) 66 kV | AusNet | Winter | Non-coincident | 2027 | POE10 | Operational-demand | NA | 171.3738
VIC | RWTS2466A | Ringwood 24 (AusNet) 66 kV | AusNet | Winter | Non-coincident | 2027 | POE50 | Operational-demand | NA | 163.2612
VIC | RWTS2466A | Ringwood 24 (AusNet) 66 kV | AusNet | Winter | Coincident | 2028 | POE10 | Operational-demand | NA | 146.1886
VIC | RWTS2466A | Ringwood 24 (AusNet) 66 kV | AusNet | Winter | Coincident | 2028 | POE50 | Operational-demand | NA | 143.4869
VIC | RWTS2466A | Ringwood 24 (AusNet) 66 kV | AusNet | Winter | Non-coincident | 2028 | POE10 | Operational-demand | NA | 172.1015
VIC | RWTS2466A | Ringwood 24 (AusNet) 66 kV | AusNet | Winter | Non-coincident | 2028 | POE50 | Operational-demand | NA | 163.9669
VIC | RWTS2466A | Ringwood 24 (AusNet) 66 kV | AusNet | Winter | Coincident | 2029 | POE10 | Operational-demand | NA | 145.1724
VIC | RWTS2466A | Ringwood 24 (AusNet) 66 kV | AusNet | Winter | Coincident | 2029 | POE50 | Operational-demand | NA | 142.5472
VIC | RWTS2466A | Ringwood 24 (AusNet) 66 kV | AusNet | Winter | Non-coincident | 2029 | POE10 | Operational-demand | NA | 172.9597
VIC | RWTS2466A | Ringwood 24 (AusNet) 66 kV | AusNet | Winter | Non-coincident | 2029 | POE50 | Operational-demand | NA | 164.8031
VIC | RWTS2466A | Ringwood 24 (AusNet) 66 kV | AusNet | Winter | Coincident | 2030 | POE10 | Operational-demand | NA | 143.9493
VIC | RWTS2466A | Ringwood 24 (AusNet) 66 kV | AusNet | Winter | Coincident | 2030 | POE50 | Operational-demand | NA | 141.3243
VIC | RWTS2466A | Ringwood 24 (AusNet) 66 kV | AusNet | Winter | Non-coincident | 2030 | POE10 | Operational-demand | NA | 174.0265
VIC | RWTS2466A | Ringwood 24 (AusNet) 66 kV | AusNet | Winter | Non-coincident | 2030 | POE50 | Operational-demand | NA | 165.8479
VIC | RWTS2466A | Ringwood 24 (AusNet) 66 kV | AusNet | Winter | Coincident | 2031 | POE10 | Operational-demand | NA | 142.9795
VIC | RWTS2466A | Ringwood 24 (AusNet) 66 kV | AusNet | Winter | Coincident | 2031 | POE50 | Operational-demand | NA | 140.3867
VIC | RWTS2466A | Ringwood 24 (AusNet) 66 kV | AusNet | Winter | Non-coincident | 2031 | POE10 | Operational-demand | NA | 175.1459
VIC | RWTS2466A | Ringwood 24 (AusNet) 66 kV | AusNet | Winter | Non-coincident | 2031 | POE50 | Operational-demand | NA | 166.9452
VIC | RWTS2466A | Ringwood 24 (AusNet) 66 kV | AusNet | Winter | Coincident | 2032 | POE10 | Operational-demand | NA | 140.8726
VIC | RWTS2466A | Ringwood 24 (AusNet) 66 kV | AusNet | Winter | Coincident | 2032 | POE50 | Operational-demand | NA | 138.0661
VIC | RWTS2466A | Ringwood 24 (AusNet) 66 kV | AusNet | Winter | Non-coincident | 2032 | POE10 | Operational-demand | NA | 176.431
VIC | RWTS2466A | Ringwood 24 (AusNet) 66 kV | AusNet | Winter | Non-coincident | 2032 | POE50 | Operational-demand | NA | 168.2074
VIC | RWTS2466A | Ringwood 24 (AusNet) 66 kV | AusNet | Winter | Coincident | 2033 | POE10 | Operational-demand | NA | 138.1629
VIC | RWTS2466A | Ringwood 24 (AusNet) 66 kV | AusNet | Winter | Coincident | 2033 | POE50 | Operational-demand | NA | 135.4356
VIC | RWTS2466A | Ringwood 24 (AusNet) 66 kV | AusNet | Winter | Non-coincident | 2033 | POE10 | Operational-demand | NA | 177.727
VIC | RWTS2466A | Ringwood 24 (AusNet) 66 kV | AusNet | Winter | Non-coincident | 2033 | POE50 | Operational-demand | NA | 169.4805
VIC | RWTS2466A | Ringwood 24 (AusNet) 66 kV | AusNet | Winter | Coincident | 2034 | POE10 | Operational-demand | NA | 137.9173
VIC | RWTS2466A | Ringwood 24 (AusNet) 66 kV | AusNet | Winter | Coincident | 2034 | POE50 | Operational-demand | NA | 135.2766
VIC | RWTS2466A | Ringwood 24 (AusNet) 66 kV | AusNet | Winter | Non-coincident | 2034 | POE10 | Operational-demand | NA | 178.9799
VIC | RWTS2466A | Ringwood 24 (AusNet) 66 kV | AusNet | Winter | Non-coincident | 2034 | POE50 | Operational-demand | NA | 170.7104
VIC | SHTS | Shepparton (Powercor) 66 kV | Powercor | Shoulder | Coincident | 2019 | ACTUAL_OPG | Operational-demand | 86.8346 | NA
VIC | SHTS | Shepparton (Powercor) 66 kV | Powercor | Shoulder | Coincident | 2019 | ACTUAL_RAW | Operational-demand | 86.8346 | NA
VIC | SHTS | Shepparton (Powercor) 66 kV | Powercor | Shoulder | Non-coincident | 2019 | ACTUAL_RAW | Operational-demand | 40.4401 | NA
VIC | SHTS | Shepparton (Powercor) 66 kV | Powercor | Shoulder | Non-coincident | 2019 | ACTUAL_OPG | Operational-demand | 50.1212 | NA
VIC | SHTS | Shepparton (Powercor) 66 kV | Powercor | Shoulder | Non-coincident | 2019 | ACTUAL_ADJUSTEDOPG | Operational-demand | 50.1212 | NA
VIC | SHTS | Shepparton (Powercor) 66 kV | Powercor | Shoulder | Coincident | 2020 | ACTUAL_OPG | Operational-demand | 51.8787 | NA
VIC | SHTS | Shepparton (Powercor) 66 kV | Powercor | Shoulder | Coincident | 2020 | ACTUAL_RAW | Operational-demand | -25.3433 | NA
VIC | SHTS | Shepparton (Powercor) 66 kV | Powercor | Shoulder | Non-coincident | 2020 | ACTUAL_RAW | Operational-demand | -48.6837 | NA
VIC | SHTS | Shepparton (Powercor) 66 kV | Powercor | Shoulder | Non-coincident | 2020 | ACTUAL_OPG | Operational-demand | 49.3809 | NA
VIC | SHTS | Shepparton (Powercor) 66 kV | Powercor | Shoulder | Non-coincident | 2020 | ACTUAL_ADJUSTEDOPG | Operational-demand | 49.3809 | NA
VIC | SHTS | Shepparton (Powercor) 66 kV | Powercor | Shoulder | Coincident | 2021 | ACTUAL_OPG | Operational-demand | 43.7976 | NA
VIC | SHTS | Shepparton (Powercor) 66 kV | Powercor | Shoulder | Coincident | 2021 | ACTUAL_RAW | Operational-demand | -50.4124 | NA
VIC | SHTS | Shepparton (Powercor) 66 kV | Powercor | Shoulder | Non-coincident | 2021 | ACTUAL_RAW | Operational-demand | -74.4728 | NA
VIC | SHTS | Shepparton (Powercor) 66 kV | Powercor | Shoulder | Non-coincident | 2021 | ACTUAL_OPG | Operational-demand | 20.7119 | NA
VIC | SHTS | Shepparton (Powercor) 66 kV | Powercor | Shoulder | Non-coincident | 2021 | ACTUAL_ADJUSTEDOPG | Operational-demand | 20.7119 | NA
VIC | SHTS | Shepparton (Powercor) 66 kV | Powercor | Shoulder | Coincident | 2022 | ACTUAL_OPG | Operational-demand | 16.9194 | NA
VIC | SHTS | Shepparton (Powercor) 66 kV | Powercor | Shoulder | Coincident | 2022 | ACTUAL_RAW | Operational-demand | 15.9654 | NA
VIC | SHTS | Shepparton (Powercor) 66 kV | Powercor | Shoulder | Non-coincident | 2022 | ACTUAL_RAW | Operational-demand | -67.4842 | NA
VIC | SHTS | Shepparton (Powercor) 66 kV | Powercor | Shoulder | Non-coincident | 2022 | ACTUAL_OPG | Operational-demand | -3.0429 | NA
VIC | SHTS | Shepparton (Powercor) 66 kV | Powercor | Shoulder | Non-coincident | 2022 | ACTUAL_ADJUSTEDOPG | Operational-demand | -3.0429 | NA
VIC | SHTS | Shepparton (Powercor) 66 kV | Powercor | Shoulder | Coincident | 2023 | ACTUAL_OPG | Operational-demand | -30.6718 | NA
VIC | SHTS | Shepparton (Powercor) 66 kV | Powercor | Shoulder | Coincident | 2023 | ACTUAL_RAW | Operational-demand | -31.6698 | NA
VIC | SHTS | Shepparton (Powercor) 66 kV | Powercor | Shoulder | Non-coincident | 2023 | ACTUAL_RAW | Operational-demand | -168.1032 | NA
VIC | SHTS | Shepparton (Powercor) 66 kV | Powercor | Shoulder | Non-coincident | 2023 | ACTUAL_OPG | Operational-demand | -85.9852 | NA
VIC | SHTS | Shepparton (Powercor) 66 kV | Powercor | Shoulder | Non-coincident | 2023 | ACTUAL_ADJUSTEDOPG | Operational-demand | -85.9852 | NA
VIC | SHTS | Shepparton (Powercor) 66 kV | Powercor | Shoulder | Coincident | 2024 | ACTUAL_OPG | Operational-demand | 7.5937 | NA
VIC | SHTS | Shepparton (Powercor) 66 kV | Powercor | Shoulder | Coincident | 2024 | ACTUAL_RAW | Operational-demand | 6.5917 | NA
VIC | SHTS | Shepparton (Powercor) 66 kV | Powercor | Shoulder | Non-coincident | 2024 | ACTUAL_RAW | Operational-demand | -166.1621 | NA
VIC | SHTS | Shepparton (Powercor) 66 kV | Powercor | Shoulder | Non-coincident | 2024 | ACTUAL_OPG | Operational-demand | -70.646 | NA
VIC | SHTS | Shepparton (Powercor) 66 kV | Powercor | Shoulder | Non-coincident | 2024 | ACTUAL_ADJUSTEDOPG | Operational-demand | -70.646 | NA
VIC | SHTS | Shepparton (Powercor) 66 kV | Powercor | Shoulder | Coincident | 2025 | ACTUAL_OPG | Operational-demand | -33.7862 | NA
VIC | SHTS | Shepparton (Powercor) 66 kV | Powercor | Shoulder | Coincident | 2025 | ACTUAL_RAW | Operational-demand | -34.7642 | NA
VIC | SHTS | Shepparton (Powercor) 66 kV | Powercor | Shoulder | Non-coincident | 2025 | ACTUAL_RAW | Operational-demand | -244.3051 | NA
VIC | SHTS | Shepparton (Powercor) 66 kV | Powercor | Shoulder | Non-coincident | 2025 | ACTUAL_OPG | Operational-demand | -149.6011 | NA
VIC | SHTS | Shepparton (Powercor) 66 kV | Powercor | Shoulder | Non-coincident | 2025 | ACTUAL_ADJUSTEDOPG | Operational-demand | -149.6011 | NA
VIC | SHTS | Shepparton (Powercor) 66 kV | Powercor | Shoulder | Non-coincident | 2025 | BASEYEARPOE90 | Operational-demand | -179.3401 | NA
VIC | SHTS | Shepparton (Powercor) 66 kV | Powercor | Shoulder | Non-coincident | 2025 | BASEYEARPOE50 | Operational-demand | -170.1803 | NA
VIC | SHTS | Shepparton (Powercor) 66 kV | Powercor | Shoulder | Coincident_unreconciled | 2026 | POE50 | Operational-demand | -10.7376 | NA
VIC | SHTS | Shepparton (Powercor) 66 kV | Powercor | Shoulder | Coincident_unreconciled | 2026 | POE90 | Operational-demand | -11.1216 | NA
VIC | SHTS | Shepparton (Powercor) 66 kV | Powercor | Shoulder | Non-coincident | 2026 | POE50 | Operational-demand | -181.451 | NA
VIC | SHTS | Shepparton (Powercor) 66 kV | Powercor | Shoulder | Non-coincident | 2026 | POE90 | Operational-demand | -187.9406 | NA
VIC | SHTS | Shepparton (Powercor) 66 kV | Powercor | Shoulder | Coincident_unreconciled | 2027 | POE50 | Operational-demand | -11.8095 | NA
VIC | SHTS | Shepparton (Powercor) 66 kV | Powercor | Shoulder | Coincident_unreconciled | 2027 | POE90 | Operational-demand | -12.1944 | NA
VIC | SHTS | Shepparton (Powercor) 66 kV | Powercor | Shoulder | Non-coincident | 2027 | POE50 | Operational-demand | -199.5652 | NA
VIC | SHTS | Shepparton (Powercor) 66 kV | Powercor | Shoulder | Non-coincident | 2027 | POE90 | Operational-demand | -206.0702 | NA
VIC | SHTS | Shepparton (Powercor) 66 kV | Powercor | Shoulder | Coincident_unreconciled | 2028 | POE50 | Operational-demand | -12.3753 | NA
VIC | SHTS | Shepparton (Powercor) 66 kV | Powercor | Shoulder | Coincident_unreconciled | 2028 | POE90 | Operational-demand | -12.7612 | NA
VIC | SHTS | Shepparton (Powercor) 66 kV | Powercor | Shoulder | Non-coincident | 2028 | POE50 | Operational-demand | -209.1267 | NA
VIC | SHTS | Shepparton (Powercor) 66 kV | Powercor | Shoulder | Non-coincident | 2028 | POE90 | Operational-demand | -215.6473 | NA
VIC | SHTS | Shepparton (Powercor) 66 kV | Powercor | Shoulder | Coincident_unreconciled | 2029 | POE50 | Operational-demand | -13.0363 | NA
VIC | SHTS | Shepparton (Powercor) 66 kV | Powercor | Shoulder | Coincident_unreconciled | 2029 | POE90 | Operational-demand | -13.423 | NA
VIC | SHTS | Shepparton (Powercor) 66 kV | Powercor | Shoulder | Non-coincident | 2029 | POE50 | Operational-demand | -220.2959 | NA
VIC | SHTS | Shepparton (Powercor) 66 kV | Powercor | Shoulder | Non-coincident | 2029 | POE90 | Operational-demand | -226.8321 | NA
VIC | SHTS | Shepparton (Powercor) 66 kV | Powercor | Shoulder | Coincident_unreconciled | 2030 | POE50 | Operational-demand | -13.7104 | NA
VIC | SHTS | Shepparton (Powercor) 66 kV | Powercor | Shoulder | Coincident_unreconciled | 2030 | POE90 | Operational-demand | -14.0981 | NA
VIC | SHTS | Shepparton (Powercor) 66 kV | Powercor | Shoulder | Non-coincident | 2030 | POE50 | Operational-demand | -231.6883 | NA
VIC | SHTS | Shepparton (Powercor) 66 kV | Powercor | Shoulder | Non-coincident | 2030 | POE90 | Operational-demand | -238.2401 | NA
VIC | SHTS | Shepparton (Powercor) 66 kV | Powercor | Shoulder | Coincident_unreconciled | 2031 | POE50 | Operational-demand | -14.4159 | NA
VIC | SHTS | Shepparton (Powercor) 66 kV | Powercor | Shoulder | Coincident_unreconciled | 2031 | POE90 | Operational-demand | -14.8046 | NA
VIC | SHTS | Shepparton (Powercor) 66 kV | Powercor | Shoulder | Non-coincident | 2031 | POE50 | Operational-demand | -243.6108 | NA
VIC | SHTS | Shepparton (Powercor) 66 kV | Powercor | Shoulder | Non-coincident | 2031 | POE90 | Operational-demand | -250.1781 | NA
VIC | SHTS | Shepparton (Powercor) 66 kV | Powercor | Shoulder | Coincident_unreconciled | 2032 | POE50 | Operational-demand | -14.9302 | NA
VIC | SHTS | Shepparton (Powercor) 66 kV | Powercor | Shoulder | Coincident_unreconciled | 2032 | POE90 | Operational-demand | -15.3197 | NA
VIC | SHTS | Shepparton (Powercor) 66 kV | Powercor | Shoulder | Non-coincident | 2032 | POE50 | Operational-demand | -252.3006 | NA
VIC | SHTS | Shepparton (Powercor) 66 kV | Powercor | Shoulder | Non-coincident | 2032 | POE90 | Operational-demand | -258.8834 | NA
VIC | SHTS | Shepparton (Powercor) 66 kV | Powercor | Shoulder | Coincident_unreconciled | 2033 | POE50 | Operational-demand | -15.3491 | NA
VIC | SHTS | Shepparton (Powercor) 66 kV | Powercor | Shoulder | Coincident_unreconciled | 2033 | POE90 | Operational-demand | -15.7395 | NA
VIC | SHTS | Shepparton (Powercor) 66 kV | Powercor | Shoulder | Non-coincident | 2033 | POE50 | Operational-demand | -259.3794 | NA
VIC | SHTS | Shepparton (Powercor) 66 kV | Powercor | Shoulder | Non-coincident | 2033 | POE90 | Operational-demand | -265.9775 | NA
VIC | SHTS | Shepparton (Powercor) 66 kV | Powercor | Shoulder | Coincident_unreconciled | 2034 | POE50 | Operational-demand | -15.7551 | NA
VIC | SHTS | Shepparton (Powercor) 66 kV | Powercor | Shoulder | Coincident_unreconciled | 2034 | POE90 | Operational-demand | -16.1465 | NA
VIC | SHTS | Shepparton (Powercor) 66 kV | Powercor | Shoulder | Non-coincident | 2034 | POE50 | Operational-demand | -266.2416 | NA
VIC | SHTS | Shepparton (Powercor) 66 kV | Powercor | Shoulder | Non-coincident | 2034 | POE90 | Operational-demand | -272.8552 | NA
VIC | SHTS | Shepparton (Powercor) 66 kV | Powercor | Shoulder | Coincident_unreconciled | 2035 | POE50 | Operational-demand | -16.2242 | NA
VIC | SHTS | Shepparton (Powercor) 66 kV | Powercor | Shoulder | Coincident_unreconciled | 2035 | POE90 | Operational-demand | -16.6164 | NA
VIC | SHTS | Shepparton (Powercor) 66 kV | Powercor | Shoulder | Non-coincident | 2035 | POE50 | Operational-demand | -274.1675 | NA
VIC | SHTS | Shepparton (Powercor) 66 kV | Powercor | Shoulder | Non-coincident | 2035 | POE90 | Operational-demand | -280.7964 | NA
VIC | SHTS | Shepparton (Powercor) 66 kV | Powercor | Summer | Coincident | 2019 | ACTUAL_OPG | Operational-demand | 96.0271 | 214.5627
VIC | SHTS | Shepparton (Powercor) 66 kV | Powercor | Summer | Coincident | 2019 | ACTUAL_RAW | Operational-demand | 96.0271 | 214.5627
VIC | SHTS | Shepparton (Powercor) 66 kV | Powercor | Summer | Non-coincident | 2019 | ACTUAL_RAW | Operational-demand | 56.0101 | 284.0336
VIC | SHTS | Shepparton (Powercor) 66 kV | Powercor | Summer | Non-coincident | 2019 | ACTUAL_OPG | Operational-demand | 56.0101 | 284.0336
VIC | SHTS | Shepparton (Powercor) 66 kV | Powercor | Summer | Non-coincident | 2019 | ACTUAL_ADJUSTEDOPG | Operational-demand | 56.0101 | 284.0336
VIC | SHTS | Shepparton (Powercor) 66 kV | Powercor | Summer | Coincident | 2020 | ACTUAL_OPG | Operational-demand | 71.4643 | 275.1767
VIC | SHTS | Shepparton (Powercor) 66 kV | Powercor | Summer | Coincident | 2020 | ACTUAL_RAW | Operational-demand | -27.5237 | 226.0667
VIC | SHTS | Shepparton (Powercor) 66 kV | Powercor | Summer | Non-coincident | 2020 | ACTUAL_RAW | Operational-demand | -52.3547 | 279.2627
VIC | SHTS | Shepparton (Powercor) 66 kV | Powercor | Summer | Non-coincident | 2020 | ACTUAL_OPG | Operational-demand | 40.7141 | 280.6168
VIC | SHTS | Shepparton (Powercor) 66 kV | Powercor | Summer | Non-coincident | 2020 | ACTUAL_ADJUSTEDOPG | Operational-demand | 40.7141 | 280.6168
VIC | SHTS | Shepparton (Powercor) 66 kV | Powercor | Summer | Coincident | 2021 | ACTUAL_OPG | Operational-demand | 31.9982 | 221.1514
VIC | SHTS | Shepparton (Powercor) 66 kV | Powercor | Summer | Coincident | 2021 | ACTUAL_RAW | Operational-demand | 14.7722 | 199.6614
VIC | SHTS | Shepparton (Powercor) 66 kV | Powercor | Summer | Non-coincident | 2021 | ACTUAL_RAW | Operational-demand | -67.713 | 235.3671
VIC | SHTS | Shepparton (Powercor) 66 kV | Powercor | Summer | Non-coincident | 2021 | ACTUAL_OPG | Operational-demand | 31.271 | 245.4831
VIC | SHTS | Shepparton (Powercor) 66 kV | Powercor | Summer | Non-coincident | 2021 | ACTUAL_ADJUSTEDOPG | Operational-demand | 31.271 | 245.4831
VIC | SHTS | Shepparton (Powercor) 66 kV | Powercor | Summer | Coincident | 2022 | ACTUAL_OPG | Operational-demand | 2.6765 | 211.1305
VIC | SHTS | Shepparton (Powercor) 66 kV | Powercor | Summer | Coincident | 2022 | ACTUAL_RAW | Operational-demand | -86.4515 | 164.8505
VIC | SHTS | Shepparton (Powercor) 66 kV | Powercor | Summer | Non-coincident | 2022 | ACTUAL_RAW | Operational-demand | -95.9543 | 247.9164
VIC | SHTS | Shepparton (Powercor) 66 kV | Powercor | Summer | Non-coincident | 2022 | ACTUAL_OPG | Operational-demand | -0.32388 | 258.1989
VIC | SHTS | Shepparton (Powercor) 66 kV | Powercor | Summer | Non-coincident | 2022 | ACTUAL_ADJUSTEDOPG | Operational-demand | -0.32388 | 258.1989
VIC | SHTS | Shepparton (Powercor) 66 kV | Powercor | Summer | Coincident | 2023 | ACTUAL_OPG | Operational-demand | 12.8589 | 250.6209
VIC | SHTS | Shepparton (Powercor) 66 kV | Powercor | Summer | Coincident | 2023 | ACTUAL_RAW | Operational-demand | 11.8789 | 200.7609
VIC | SHTS | Shepparton (Powercor) 66 kV | Powercor | Summer | Non-coincident | 2023 | ACTUAL_RAW | Operational-demand | -124.793 | 244.0799
VIC | SHTS | Shepparton (Powercor) 66 kV | Powercor | Summer | Non-coincident | 2023 | ACTUAL_OPG | Operational-demand | -47.3159 | 254.0226
VIC | SHTS | Shepparton (Powercor) 66 kV | Powercor | Summer | Non-coincident | 2023 | ACTUAL_ADJUSTEDOPG | Operational-demand | -47.3159 | 254.0226
VIC | SHTS | Shepparton (Powercor) 66 kV | Powercor | Summer | Coincident | 2024 | ACTUAL_OPG | Operational-demand | 2.6085 | 165.0325
VIC | SHTS | Shepparton (Powercor) 66 kV | Powercor | Summer | Coincident | 2024 | ACTUAL_RAW | Operational-demand | 1.5865 | 165.5505
VIC | SHTS | Shepparton (Powercor) 66 kV | Powercor | Summer | Non-coincident | 2024 | ACTUAL_RAW | Operational-demand | -142.9025 | 248.891
VIC | SHTS | Shepparton (Powercor) 66 kV | Powercor | Summer | Non-coincident | 2024 | ACTUAL_OPG | Operational-demand | -51.4612 | 255.071
VIC | SHTS | Shepparton (Powercor) 66 kV | Powercor | Summer | Non-coincident | 2024 | ACTUAL_ADJUSTEDOPG | Operational-demand | -51.4612 | 255.071
VIC | SHTS | Shepparton (Powercor) 66 kV | Powercor | Summer | Coincident | 2025 | ACTUAL_OPG | Operational-demand | 19.7773 | 215.7505
VIC | SHTS | Shepparton (Powercor) 66 kV | Powercor | Summer | Coincident | 2025 | ACTUAL_RAW | Operational-demand | 18.7493 | 187.6565
VIC | SHTS | Shepparton (Powercor) 66 kV | Powercor | Summer | Non-coincident | 2025 | ACTUAL_RAW | Operational-demand | -220.5907 | 261.0053
VIC | SHTS | Shepparton (Powercor) 66 kV | Powercor | Summer | Non-coincident | 2025 | ACTUAL_OPG | Operational-demand | -142.0606 | 262.4867
VIC | SHTS | Shepparton (Powercor) 66 kV | Powercor | Summer | Non-coincident | 2025 | ACTUAL_ADJUSTEDOPG | Operational-demand | -142.0606 | 262.4867
VIC | SHTS | Shepparton (Powercor) 66 kV | Powercor | Summer | Non-coincident | 2025 | BASEYEARPOE90 | Operational-demand | -183.2294 | NA
VIC | SHTS | Shepparton (Powercor) 66 kV | Powercor | Summer | Non-coincident | 2025 | BASEYEARPOE50 | Operational-demand | -166.2749 | 297.6282
VIC | SHTS | Shepparton (Powercor) 66 kV | Powercor | Summer | Coincident_unreconciled | 2026 | POE50 | Operational-demand | 16.8734 | NA
VIC | SHTS | Shepparton (Powercor) 66 kV | Powercor | Summer | Coincident_unreconciled | 2026 | POE90 | Operational-demand | 18.0872 | NA
VIC | SHTS | Shepparton (Powercor) 66 kV | Powercor | Summer | Non-coincident | 2026 | POE50 | Operational-demand | -177.702 | 302.4701
VIC | SHTS | Shepparton (Powercor) 66 kV | Powercor | Summer | Non-coincident | 2026 | POE90 | Operational-demand | -190.485 | NA
VIC | SHTS | Shepparton (Powercor) 66 kV | Powercor | Summer | Coincident_unreconciled | 2027 | POE50 | Operational-demand | 18.6309 | NA
VIC | SHTS | Shepparton (Powercor) 66 kV | Powercor | Summer | Coincident_unreconciled | 2027 | POE90 | Operational-demand | 19.8476 | NA
VIC | SHTS | Shepparton (Powercor) 66 kV | Powercor | Summer | Non-coincident | 2027 | POE50 | Operational-demand | -196.2113 | 300.709
VIC | SHTS | Shepparton (Powercor) 66 kV | Powercor | Summer | Non-coincident | 2027 | POE90 | Operational-demand | -209.0247 | NA
VIC | SHTS | Shepparton (Powercor) 66 kV | Powercor | Summer | Coincident_unreconciled | 2028 | POE50 | Operational-demand | 19.5066 | NA
VIC | SHTS | Shepparton (Powercor) 66 kV | Powercor | Summer | Coincident_unreconciled | 2028 | POE90 | Operational-demand | 20.7262 | NA
VIC | SHTS | Shepparton (Powercor) 66 kV | Powercor | Summer | Non-coincident | 2028 | POE50 | Operational-demand | -205.4337 | 300.6737
VIC | SHTS | Shepparton (Powercor) 66 kV | Powercor | Summer | Non-coincident | 2028 | POE90 | Operational-demand | -218.2777 | NA
VIC | SHTS | Shepparton (Powercor) 66 kV | Powercor | Summer | Coincident_unreconciled | 2029 | POE50 | Operational-demand | 20.6077 | NA
VIC | SHTS | Shepparton (Powercor) 66 kV | Powercor | Summer | Coincident_unreconciled | 2029 | POE90 | Operational-demand | 21.8302 | NA
VIC | SHTS | Shepparton (Powercor) 66 kV | Powercor | Summer | Non-coincident | 2029 | POE50 | Operational-demand | -217.0304 | 300.3566
VIC | SHTS | Shepparton (Powercor) 66 kV | Powercor | Summer | Non-coincident | 2029 | POE90 | Operational-demand | -229.9052 | NA
VIC | SHTS | Shepparton (Powercor) 66 kV | Powercor | Summer | Coincident_unreconciled | 2030 | POE50 | Operational-demand | 21.7328 | NA
VIC | SHTS | Shepparton (Powercor) 66 kV | Powercor | Summer | Coincident_unreconciled | 2030 | POE90 | Operational-demand | 22.9582 | NA
VIC | SHTS | Shepparton (Powercor) 66 kV | Powercor | Summer | Non-coincident | 2030 | POE50 | Operational-demand | -228.879 | 300.189
VIC | SHTS | Shepparton (Powercor) 66 kV | Powercor | Summer | Non-coincident | 2030 | POE90 | Operational-demand | -241.7844 | NA
VIC | SHTS | Shepparton (Powercor) 66 kV | Powercor | Summer | Coincident_unreconciled | 2031 | POE50 | Operational-demand | 22.8592 | NA
VIC | SHTS | Shepparton (Powercor) 66 kV | Powercor | Summer | Coincident_unreconciled | 2031 | POE90 | Operational-demand | 24.0875 | NA
VIC | SHTS | Shepparton (Powercor) 66 kV | Powercor | Summer | Non-coincident | 2031 | POE50 | Operational-demand | -240.7417 | 300.1213
VIC | SHTS | Shepparton (Powercor) 66 kV | Powercor | Summer | Non-coincident | 2031 | POE90 | Operational-demand | -253.6779 | NA
VIC | SHTS | Shepparton (Powercor) 66 kV | Powercor | Summer | Coincident_unreconciled | 2032 | POE50 | Operational-demand | 23.6929 | NA
VIC | SHTS | Shepparton (Powercor) 66 kV | Powercor | Summer | Coincident_unreconciled | 2032 | POE90 | Operational-demand | 24.9241 | NA
VIC | SHTS | Shepparton (Powercor) 66 kV | Powercor | Summer | Non-coincident | 2032 | POE50 | Operational-demand | -249.5219 | 300.8181
VIC | SHTS | Shepparton (Powercor) 66 kV | Powercor | Summer | Non-coincident | 2032 | POE90 | Operational-demand | -262.4885 | NA
VIC | SHTS | Shepparton (Powercor) 66 kV | Powercor | Summer | Coincident_unreconciled | 2033 | POE50 | Operational-demand | 24.37 | NA
VIC | SHTS | Shepparton (Powercor) 66 kV | Powercor | Summer | Coincident_unreconciled | 2033 | POE90 | Operational-demand | 25.6041 | NA
VIC | SHTS | Shepparton (Powercor) 66 kV | Powercor | Summer | Non-coincident | 2033 | POE50 | Operational-demand | -256.653 | 302.0875
VIC | SHTS | Shepparton (Powercor) 66 kV | Powercor | Summer | Non-coincident | 2033 | POE90 | Operational-demand | -269.6499 | NA
VIC | SHTS | Shepparton (Powercor) 66 kV | Powercor | Summer | Coincident_unreconciled | 2034 | POE50 | Operational-demand | 25.0271 | NA
VIC | SHTS | Shepparton (Powercor) 66 kV | Powercor | Summer | Coincident_unreconciled | 2034 | POE90 | Operational-demand | 26.264 | NA
VIC | SHTS | Shepparton (Powercor) 66 kV | Powercor | Summer | Non-coincident | 2034 | POE50 | Operational-demand | -263.5726 | 303.3585
VIC | SHTS | Shepparton (Powercor) 66 kV | Powercor | Summer | Non-coincident | 2034 | POE90 | Operational-demand | -276.5997 | NA
VIC | SHTS | Shepparton (Powercor) 66 kV | Powercor | Summer | Coincident_unreconciled | 2035 | POE50 | Operational-demand | 25.7988 | NA
VIC | SHTS | Shepparton (Powercor) 66 kV | Powercor | Summer | Coincident_unreconciled | 2035 | POE90 | Operational-demand | 27.0386 | NA
VIC | SHTS | Shepparton (Powercor) 66 kV | Powercor | Summer | Non-coincident | 2035 | POE50 | Operational-demand | -271.7002 | 304.5775
VIC | SHTS | Shepparton (Powercor) 66 kV | Powercor | Summer | Non-coincident | 2035 | POE90 | Operational-demand | -284.7576 | NA
VIC | SHTS | Shepparton (Powercor) 66 kV | Powercor | Summer | Non-coincident | 2025 | BASEYEARPOE10 | Operational-demand | NA | 320.9652
VIC | SHTS | Shepparton (Powercor) 66 kV | Powercor | Summer | Coincident | 2026 | POE10 | Operational-demand | NA | 258.3849
VIC | SHTS | Shepparton (Powercor) 66 kV | Powercor | Summer | Coincident | 2026 | POE50 | Operational-demand | NA | 239.5694
VIC | SHTS | Shepparton (Powercor) 66 kV | Powercor | Summer | Non-coincident | 2026 | POE10 | Operational-demand | NA | 335.3582
VIC | SHTS | Shepparton (Powercor) 66 kV | Powercor | Summer | Coincident | 2027 | POE10 | Operational-demand | NA | 251.963
VIC | SHTS | Shepparton (Powercor) 66 kV | Powercor | Summer | Coincident | 2027 | POE50 | Operational-demand | NA | 232.0124
VIC | SHTS | Shepparton (Powercor) 66 kV | Powercor | Summer | Non-coincident | 2027 | POE10 | Operational-demand | NA | 335.1638
VIC | SHTS | Shepparton (Powercor) 66 kV | Powercor | Summer | Coincident | 2028 | POE10 | Operational-demand | NA | 246.6264
VIC | SHTS | Shepparton (Powercor) 66 kV | Powercor | Summer | Coincident | 2028 | POE50 | Operational-demand | NA | 225.4129
VIC | SHTS | Shepparton (Powercor) 66 kV | Powercor | Summer | Non-coincident | 2028 | POE10 | Operational-demand | NA | 336.2628
VIC | SHTS | Shepparton (Powercor) 66 kV | Powercor | Summer | Coincident | 2029 | POE10 | Operational-demand | NA | 242.9795
VIC | SHTS | Shepparton (Powercor) 66 kV | Powercor | Summer | Coincident | 2029 | POE50 | Operational-demand | NA | 222.2369
VIC | SHTS | Shepparton (Powercor) 66 kV | Powercor | Summer | Non-coincident | 2029 | POE10 | Operational-demand | NA | 337.285
VIC | SHTS | Shepparton (Powercor) 66 kV | Powercor | Summer | Coincident | 2030 | POE10 | Operational-demand | NA | 240.2305
VIC | SHTS | Shepparton (Powercor) 66 kV | Powercor | Summer | Coincident | 2030 | POE50 | Operational-demand | NA | 219.0646
VIC | SHTS | Shepparton (Powercor) 66 kV | Powercor | Summer | Non-coincident | 2030 | POE10 | Operational-demand | NA | 338.5702
VIC | SHTS | Shepparton (Powercor) 66 kV | Powercor | Summer | Coincident | 2031 | POE10 | Operational-demand | NA | 234.9288
VIC | SHTS | Shepparton (Powercor) 66 kV | Powercor | Summer | Coincident | 2031 | POE50 | Operational-demand | NA | 215.292
VIC | SHTS | Shepparton (Powercor) 66 kV | Powercor | Summer | Non-coincident | 2031 | POE10 | Operational-demand | NA | 339.9776
VIC | SHTS | Shepparton (Powercor) 66 kV | Powercor | Summer | Coincident | 2032 | POE10 | Operational-demand | NA | 228.7909
VIC | SHTS | Shepparton (Powercor) 66 kV | Powercor | Summer | Coincident | 2032 | POE50 | Operational-demand | NA | 209.2756
VIC | SHTS | Shepparton (Powercor) 66 kV | Powercor | Summer | Non-coincident | 2032 | POE10 | Operational-demand | NA | 341.6145
VIC | SHTS | Shepparton (Powercor) 66 kV | Powercor | Summer | Coincident | 2033 | POE10 | Operational-demand | NA | 224.3333
VIC | SHTS | Shepparton (Powercor) 66 kV | Powercor | Summer | Coincident | 2033 | POE50 | Operational-demand | NA | 203.3164
VIC | SHTS | Shepparton (Powercor) 66 kV | Powercor | Summer | Non-coincident | 2033 | POE10 | Operational-demand | NA | 343.3654
VIC | SHTS | Shepparton (Powercor) 66 kV | Powercor | Summer | Coincident | 2034 | POE10 | Operational-demand | NA | 222.897
VIC | SHTS | Shepparton (Powercor) 66 kV | Powercor | Summer | Coincident | 2034 | POE50 | Operational-demand | NA | 202.2496
VIC | SHTS | Shepparton (Powercor) 66 kV | Powercor | Summer | Non-coincident | 2034 | POE10 | Operational-demand | NA | 345.1101
VIC | SHTS | Shepparton (Powercor) 66 kV | Powercor | Summer | Coincident | 2035 | POE10 | Operational-demand | NA | 222.3781
VIC | SHTS | Shepparton (Powercor) 66 kV | Powercor | Summer | Coincident | 2035 | POE50 | Operational-demand | NA | 201.8319
VIC | SHTS | Shepparton (Powercor) 66 kV | Powercor | Summer | Non-coincident | 2035 | POE10 | Operational-demand | NA | 346.727
VIC | SHTS | Shepparton (Powercor) 66 kV | Powercor | Winter | Coincident | 2018 | ACTUAL_OPG | Operational-demand | NA | 173.1924
VIC | SHTS | Shepparton (Powercor) 66 kV | Powercor | Winter | Coincident | 2018 | ACTUAL_RAW | Operational-demand | NA | 173.1924
VIC | SHTS | Shepparton (Powercor) 66 kV | Powercor | Winter | Non-coincident | 2018 | ACTUAL_RAW | Operational-demand | NA | 188.7454
VIC | SHTS | Shepparton (Powercor) 66 kV | Powercor | Winter | Non-coincident | 2018 | ACTUAL_OPG | Operational-demand | NA | 188.7454
VIC | SHTS | Shepparton (Powercor) 66 kV | Powercor | Winter | Non-coincident | 2018 | ACTUAL_ADJUSTEDOPG | Operational-demand | NA | 188.7454
VIC | SHTS | Shepparton (Powercor) 66 kV | Powercor | Winter | Coincident | 2019 | ACTUAL_OPG | Operational-demand | NA | 182.6525
VIC | SHTS | Shepparton (Powercor) 66 kV | Powercor | Winter | Coincident | 2019 | ACTUAL_RAW | Operational-demand | NA | 182.9085
VIC | SHTS | Shepparton (Powercor) 66 kV | Powercor | Winter | Non-coincident | 2019 | ACTUAL_RAW | Operational-demand | NA | 184.5961
VIC | SHTS | Shepparton (Powercor) 66 kV | Powercor | Winter | Non-coincident | 2019 | ACTUAL_OPG | Operational-demand | NA | 184.3361
VIC | SHTS | Shepparton (Powercor) 66 kV | Powercor | Winter | Non-coincident | 2019 | ACTUAL_ADJUSTEDOPG | Operational-demand | NA | 184.3361
VIC | SHTS | Shepparton (Powercor) 66 kV | Powercor | Winter | Coincident | 2020 | ACTUAL_OPG | Operational-demand | NA | 180.9157
VIC | SHTS | Shepparton (Powercor) 66 kV | Powercor | Winter | Coincident | 2020 | ACTUAL_RAW | Operational-demand | NA | 181.1817
VIC | SHTS | Shepparton (Powercor) 66 kV | Powercor | Winter | Non-coincident | 2020 | ACTUAL_RAW | Operational-demand | NA | 193.2815
VIC | SHTS | Shepparton (Powercor) 66 kV | Powercor | Winter | Non-coincident | 2020 | ACTUAL_OPG | Operational-demand | NA | 195.9769
VIC | SHTS | Shepparton (Powercor) 66 kV | Powercor | Winter | Non-coincident | 2020 | ACTUAL_ADJUSTEDOPG | Operational-demand | NA | 195.9769
VIC | SHTS | Shepparton (Powercor) 66 kV | Powercor | Winter | Coincident | 2021 | ACTUAL_OPG | Operational-demand | NA | 177.8269
VIC | SHTS | Shepparton (Powercor) 66 kV | Powercor | Winter | Coincident | 2021 | ACTUAL_RAW | Operational-demand | NA | 178.0949
VIC | SHTS | Shepparton (Powercor) 66 kV | Powercor | Winter | Non-coincident | 2021 | ACTUAL_RAW | Operational-demand | NA | 193.5725
VIC | SHTS | Shepparton (Powercor) 66 kV | Powercor | Winter | Non-coincident | 2021 | ACTUAL_OPG | Operational-demand | NA | 193.3025
VIC | SHTS | Shepparton (Powercor) 66 kV | Powercor | Winter | Non-coincident | 2021 | ACTUAL_ADJUSTEDOPG | Operational-demand | NA | 193.3025
VIC | SHTS | Shepparton (Powercor) 66 kV | Powercor | Winter | Coincident | 2022 | ACTUAL_OPG | Operational-demand | NA | 194.6356
VIC | SHTS | Shepparton (Powercor) 66 kV | Powercor | Winter | Coincident | 2022 | ACTUAL_RAW | Operational-demand | NA | 195.1216
VIC | SHTS | Shepparton (Powercor) 66 kV | Powercor | Winter | Non-coincident | 2022 | ACTUAL_RAW | Operational-demand | NA | 196.7945
VIC | SHTS | Shepparton (Powercor) 66 kV | Powercor | Winter | Non-coincident | 2022 | ACTUAL_OPG | Operational-demand | NA | 196.5365
VIC | SHTS | Shepparton (Powercor) 66 kV | Powercor | Winter | Non-coincident | 2022 | ACTUAL_ADJUSTEDOPG | Operational-demand | NA | 196.5365
VIC | SHTS | Shepparton (Powercor) 66 kV | Powercor | Winter | Coincident | 2023 | ACTUAL_OPG | Operational-demand | NA | 200.747
VIC | SHTS | Shepparton (Powercor) 66 kV | Powercor | Winter | Coincident | 2023 | ACTUAL_RAW | Operational-demand | NA | 201.291
VIC | SHTS | Shepparton (Powercor) 66 kV | Powercor | Winter | Non-coincident | 2023 | ACTUAL_RAW | Operational-demand | NA | 216.8384
VIC | SHTS | Shepparton (Powercor) 66 kV | Powercor | Winter | Non-coincident | 2023 | ACTUAL_OPG | Operational-demand | NA | 216.5624
VIC | SHTS | Shepparton (Powercor) 66 kV | Powercor | Winter | Non-coincident | 2023 | ACTUAL_ADJUSTEDOPG | Operational-demand | NA | 216.5624
VIC | SHTS | Shepparton (Powercor) 66 kV | Powercor | Winter | Coincident | 2024 | ACTUAL_OPG | Operational-demand | NA | 198.0199
VIC | SHTS | Shepparton (Powercor) 66 kV | Powercor | Winter | Coincident | 2024 | ACTUAL_RAW | Operational-demand | NA | 198.3779
VIC | SHTS | Shepparton (Powercor) 66 kV | Powercor | Winter | Non-coincident | 2024 | ACTUAL_RAW | Operational-demand | NA | 212.5889
VIC | SHTS | Shepparton (Powercor) 66 kV | Powercor | Winter | Non-coincident | 2024 | ACTUAL_OPG | Operational-demand | NA | 213.7449
VIC | SHTS | Shepparton (Powercor) 66 kV | Powercor | Winter | Non-coincident | 2024 | ACTUAL_ADJUSTEDOPG | Operational-demand | NA | 213.7449
VIC | SHTS | Shepparton (Powercor) 66 kV | Powercor | Winter | Coincident | 2025 | POE10 | Operational-demand | NA | 179.6586
VIC | SHTS | Shepparton (Powercor) 66 kV | Powercor | Winter | Coincident | 2025 | POE50 | Operational-demand | NA | 176.3209
VIC | SHTS | Shepparton (Powercor) 66 kV | Powercor | Winter | Non-coincident | 2025 | ACTUAL_RAW | Operational-demand | NA | 205.9535
VIC | SHTS | Shepparton (Powercor) 66 kV | Powercor | Winter | Non-coincident | 2025 | ACTUAL_ADJUSTEDOPG | Operational-demand | NA | 208.1175
VIC | SHTS | Shepparton (Powercor) 66 kV | Powercor | Winter | Non-coincident | 2025 | BASEYEARPOE50 | Operational-demand | NA | 200.5479
VIC | SHTS | Shepparton (Powercor) 66 kV | Powercor | Winter | Non-coincident | 2025 | BASEYEARPOE10 | Operational-demand | NA | 214.3307
VIC | SHTS | Shepparton (Powercor) 66 kV | Powercor | Winter | Non-coincident | 2025 | POE10 | Operational-demand | NA | 218.2395
VIC | SHTS | Shepparton (Powercor) 66 kV | Powercor | Winter | Non-coincident | 2025 | POE50 | Operational-demand | NA | 203.9121
VIC | SHTS | Shepparton (Powercor) 66 kV | Powercor | Winter | Coincident | 2026 | POE10 | Operational-demand | NA | 174.7627
VIC | SHTS | Shepparton (Powercor) 66 kV | Powercor | Winter | Coincident | 2026 | POE50 | Operational-demand | NA | 171.2294
VIC | SHTS | Shepparton (Powercor) 66 kV | Powercor | Winter | Non-coincident | 2026 | POE10 | Operational-demand | NA | 220.0725
VIC | SHTS | Shepparton (Powercor) 66 kV | Powercor | Winter | Non-coincident | 2026 | POE50 | Operational-demand | NA | 205.7113
VIC | SHTS | Shepparton (Powercor) 66 kV | Powercor | Winter | Coincident | 2027 | POE10 | Operational-demand | NA | 168.9855
VIC | SHTS | Shepparton (Powercor) 66 kV | Powercor | Winter | Coincident | 2027 | POE50 | Operational-demand | NA | 165.151
VIC | SHTS | Shepparton (Powercor) 66 kV | Powercor | Winter | Non-coincident | 2027 | POE10 | Operational-demand | NA | 220.6666
VIC | SHTS | Shepparton (Powercor) 66 kV | Powercor | Winter | Non-coincident | 2027 | POE50 | Operational-demand | NA | 206.271
VIC | SHTS | Shepparton (Powercor) 66 kV | Powercor | Winter | Coincident | 2028 | POE10 | Operational-demand | NA | 166.4495
VIC | SHTS | Shepparton (Powercor) 66 kV | Powercor | Winter | Coincident | 2028 | POE50 | Operational-demand | NA | 162.81
VIC | SHTS | Shepparton (Powercor) 66 kV | Powercor | Winter | Non-coincident | 2028 | POE10 | Operational-demand | NA | 221.3602
VIC | SHTS | Shepparton (Powercor) 66 kV | Powercor | Winter | Non-coincident | 2028 | POE50 | Operational-demand | NA | 206.9301
VIC | SHTS | Shepparton (Powercor) 66 kV | Powercor | Winter | Coincident | 2029 | POE10 | Operational-demand | NA | 165.2417
VIC | SHTS | Shepparton (Powercor) 66 kV | Powercor | Winter | Coincident | 2029 | POE50 | Operational-demand | NA | 161.6957
VIC | SHTS | Shepparton (Powercor) 66 kV | Powercor | Winter | Non-coincident | 2029 | POE10 | Operational-demand | NA | 222.2138
VIC | SHTS | Shepparton (Powercor) 66 kV | Powercor | Winter | Non-coincident | 2029 | POE50 | Operational-demand | NA | 207.7492
VIC | SHTS | Shepparton (Powercor) 66 kV | Powercor | Winter | Coincident | 2030 | POE10 | Operational-demand | NA | 163.7625
VIC | SHTS | Shepparton (Powercor) 66 kV | Powercor | Winter | Coincident | 2030 | POE50 | Operational-demand | NA | 160.2241
VIC | SHTS | Shepparton (Powercor) 66 kV | Powercor | Winter | Non-coincident | 2030 | POE10 | Operational-demand | NA | 223.2085
VIC | SHTS | Shepparton (Powercor) 66 kV | Powercor | Winter | Non-coincident | 2030 | POE50 | Operational-demand | NA | 208.7095
VIC | SHTS | Shepparton (Powercor) 66 kV | Powercor | Winter | Coincident | 2031 | POE10 | Operational-demand | NA | 162.5625
VIC | SHTS | Shepparton (Powercor) 66 kV | Powercor | Winter | Coincident | 2031 | POE50 | Operational-demand | NA | 159.0669
VIC | SHTS | Shepparton (Powercor) 66 kV | Powercor | Winter | Non-coincident | 2031 | POE10 | Operational-demand | NA | 224.2274
VIC | SHTS | Shepparton (Powercor) 66 kV | Powercor | Winter | Non-coincident | 2031 | POE50 | Operational-demand | NA | 209.694
VIC | SHTS | Shepparton (Powercor) 66 kV | Powercor | Winter | Coincident | 2032 | POE10 | Operational-demand | NA | 160.0493
VIC | SHTS | Shepparton (Powercor) 66 kV | Powercor | Winter | Coincident | 2032 | POE50 | Operational-demand | NA | 156.3229
VIC | SHTS | Shepparton (Powercor) 66 kV | Powercor | Winter | Non-coincident | 2032 | POE10 | Operational-demand | NA | 225.26
VIC | SHTS | Shepparton (Powercor) 66 kV | Powercor | Winter | Non-coincident | 2032 | POE50 | Operational-demand | NA | 210.6926
VIC | SHTS | Shepparton (Powercor) 66 kV | Powercor | Winter | Coincident | 2033 | POE10 | Operational-demand | NA | 156.8527
VIC | SHTS | Shepparton (Powercor) 66 kV | Powercor | Winter | Coincident | 2033 | POE50 | Operational-demand | NA | 153.2297
VIC | SHTS | Shepparton (Powercor) 66 kV | Powercor | Winter | Non-coincident | 2033 | POE10 | Operational-demand | NA | 226.2507
VIC | SHTS | Shepparton (Powercor) 66 kV | Powercor | Winter | Non-coincident | 2033 | POE50 | Operational-demand | NA | 211.6492
VIC | SHTS | Shepparton (Powercor) 66 kV | Powercor | Winter | Coincident | 2034 | POE10 | Operational-demand | NA | 156.4511
VIC | SHTS | Shepparton (Powercor) 66 kV | Powercor | Winter | Coincident | 2034 | POE50 | Operational-demand | NA | 152.93
VIC | SHTS | Shepparton (Powercor) 66 kV | Powercor | Winter | Non-coincident | 2034 | POE10 | Operational-demand | NA | 227.1827
VIC | SHTS | Shepparton (Powercor) 66 kV | Powercor | Winter | Non-coincident | 2034 | POE50 | Operational-demand | NA | 212.5473
VIC | SMTS | South Morang (Jemena) 66 kV | Jemena | Shoulder | Coincident | 2019 | ACTUAL_OPG | Operational-demand | 22.5678 | NA
VIC | SMTS | South Morang (Jemena) 66 kV | Jemena | Shoulder | Coincident | 2019 | ACTUAL_RAW | Operational-demand | 22.7734 | NA
VIC | SMTS | South Morang (Jemena) 66 kV | Jemena | Shoulder | Non-coincident | 2019 | ACTUAL_RAW | Operational-demand | -119.673 | NA
VIC | SMTS | South Morang (Jemena) 66 kV | Jemena | Shoulder | Non-coincident | 2019 | ACTUAL_OPG | Operational-demand | 18.4653 | NA
VIC | SMTS | South Morang (Jemena) 66 kV | Jemena | Shoulder | Non-coincident | 2019 | ACTUAL_ADJUSTEDOPG | Operational-demand | 18.4653 | NA
VIC | SMTS | South Morang (Jemena) 66 kV | Jemena | Shoulder | Coincident | 2020 | ACTUAL_OPG | Operational-demand | 17.6328 | NA
VIC | SMTS | South Morang (Jemena) 66 kV | Jemena | Shoulder | Coincident | 2020 | ACTUAL_RAW | Operational-demand | 17.8425 | NA
VIC | SMTS | South Morang (Jemena) 66 kV | Jemena | Shoulder | Non-coincident | 2020 | ACTUAL_RAW | Operational-demand | -91.4411 | NA
VIC | SMTS | South Morang (Jemena) 66 kV | Jemena | Shoulder | Non-coincident | 2020 | ACTUAL_OPG | Operational-demand | 16.8059 | NA
VIC | SMTS | South Morang (Jemena) 66 kV | Jemena | Shoulder | Non-coincident | 2020 | ACTUAL_ADJUSTEDOPG | Operational-demand | 16.8059 | NA
VIC | SMTS | South Morang (Jemena) 66 kV | Jemena | Shoulder | Coincident | 2021 | ACTUAL_OPG | Operational-demand | 13.8685 | NA
VIC | SMTS | South Morang (Jemena) 66 kV | Jemena | Shoulder | Coincident | 2021 | ACTUAL_RAW | Operational-demand | 14.0966 | NA
VIC | SMTS | South Morang (Jemena) 66 kV | Jemena | Shoulder | Non-coincident | 2021 | ACTUAL_RAW | Operational-demand | -116.3579 | NA
VIC | SMTS | South Morang (Jemena) 66 kV | Jemena | Shoulder | Non-coincident | 2021 | ACTUAL_OPG | Operational-demand | 11.9339 | NA
VIC | SMTS | South Morang (Jemena) 66 kV | Jemena | Shoulder | Non-coincident | 2021 | ACTUAL_ADJUSTEDOPG | Operational-demand | 11.9339 | NA
VIC | SMTS | South Morang (Jemena) 66 kV | Jemena | Shoulder | Coincident | 2022 | ACTUAL_OPG | Operational-demand | 4.0484 | NA
VIC | SMTS | South Morang (Jemena) 66 kV | Jemena | Shoulder | Coincident | 2022 | ACTUAL_RAW | Operational-demand | 4.2229 | NA
VIC | SMTS | South Morang (Jemena) 66 kV | Jemena | Shoulder | Non-coincident | 2022 | ACTUAL_RAW | Operational-demand | -114.2306 | NA
VIC | SMTS | South Morang (Jemena) 66 kV | Jemena | Shoulder | Non-coincident | 2022 | ACTUAL_OPG | Operational-demand | 3.7724 | NA
VIC | SMTS | South Morang (Jemena) 66 kV | Jemena | Shoulder | Non-coincident | 2022 | ACTUAL_ADJUSTEDOPG | Operational-demand | 3.7724 | NA
VIC | SMTS | South Morang (Jemena) 66 kV | Jemena | Shoulder | Coincident | 2023 | ACTUAL_OPG | Operational-demand | 4.0624 | NA
VIC | SMTS | South Morang (Jemena) 66 kV | Jemena | Shoulder | Coincident | 2023 | ACTUAL_RAW | Operational-demand | 4.3482 | NA
VIC | SMTS | South Morang (Jemena) 66 kV | Jemena | Shoulder | Non-coincident | 2023 | ACTUAL_RAW | Operational-demand | -122.6472 | NA
VIC | SMTS | South Morang (Jemena) 66 kV | Jemena | Shoulder | Non-coincident | 2023 | ACTUAL_OPG | Operational-demand | 3.3239 | NA
VIC | SMTS | South Morang (Jemena) 66 kV | Jemena | Shoulder | Non-coincident | 2023 | ACTUAL_ADJUSTEDOPG | Operational-demand | 3.3239 | NA
VIC | SMTS | South Morang (Jemena) 66 kV | Jemena | Shoulder | Coincident | 2024 | ACTUAL_OPG | Operational-demand | 1.7876 | NA
VIC | SMTS | South Morang (Jemena) 66 kV | Jemena | Shoulder | Coincident | 2024 | ACTUAL_RAW | Operational-demand | 1.9877 | NA
VIC | SMTS | South Morang (Jemena) 66 kV | Jemena | Shoulder | Non-coincident | 2024 | ACTUAL_RAW | Operational-demand | -100.1482 | NA
VIC | SMTS | South Morang (Jemena) 66 kV | Jemena | Shoulder | Non-coincident | 2024 | ACTUAL_OPG | Operational-demand | 0.69269 | NA
VIC | SMTS | South Morang (Jemena) 66 kV | Jemena | Shoulder | Non-coincident | 2024 | ACTUAL_ADJUSTEDOPG | Operational-demand | 0.69269 | NA
VIC | SMTS | South Morang (Jemena) 66 kV | Jemena | Shoulder | Coincident | 2025 | ACTUAL_OPG | Operational-demand | 1.7675 | NA
VIC | SMTS | South Morang (Jemena) 66 kV | Jemena | Shoulder | Coincident | 2025 | ACTUAL_RAW | Operational-demand | 2.0893 | NA
VIC | SMTS | South Morang (Jemena) 66 kV | Jemena | Shoulder | Non-coincident | 2025 | ACTUAL_RAW | Operational-demand | -120.3257 | NA
VIC | SMTS | South Morang (Jemena) 66 kV | Jemena | Shoulder | Non-coincident | 2025 | ACTUAL_OPG | Operational-demand | 1.0623 | NA
VIC | SMTS | South Morang (Jemena) 66 kV | Jemena | Shoulder | Non-coincident | 2025 | ACTUAL_ADJUSTEDOPG | Operational-demand | 1.0623 | NA
VIC | SMTS | South Morang (Jemena) 66 kV | Jemena | Shoulder | Non-coincident | 2025 | BASEYEARPOE90 | Operational-demand | -35.2455 | NA
VIC | SMTS | South Morang (Jemena) 66 kV | Jemena | Shoulder | Non-coincident | 2025 | BASEYEARPOE50 | Operational-demand | -32.294 | NA
VIC | SMTS | South Morang (Jemena) 66 kV | Jemena | Shoulder | Coincident_unreconciled | 2026 | POE50 | Operational-demand | 4.761 | NA
VIC | SMTS | South Morang (Jemena) 66 kV | Jemena | Shoulder | Coincident_unreconciled | 2026 | POE90 | Operational-demand | 5.08 | NA
VIC | SMTS | South Morang (Jemena) 66 kV | Jemena | Shoulder | Non-coincident | 2026 | POE90 | Operational-demand | -130 | NA
VIC | SMTS | South Morang (Jemena) 66 kV | Jemena | Shoulder | Non-coincident | 2026 | POE50 | Operational-demand | -125 | NA
VIC | SMTS | South Morang (Jemena) 66 kV | Jemena | Shoulder | Coincident_unreconciled | 2027 | POE50 | Operational-demand | 5.0339 | NA
VIC | SMTS | South Morang (Jemena) 66 kV | Jemena | Shoulder | Coincident_unreconciled | 2027 | POE90 | Operational-demand | 5.3556 | NA
VIC | SMTS | South Morang (Jemena) 66 kV | Jemena | Shoulder | Non-coincident | 2027 | POE90 | Operational-demand | -132 | NA
VIC | SMTS | South Morang (Jemena) 66 kV | Jemena | Shoulder | Non-coincident | 2027 | POE50 | Operational-demand | -127 | NA
VIC | SMTS | South Morang (Jemena) 66 kV | Jemena | Shoulder | Coincident_unreconciled | 2028 | POE50 | Operational-demand | 5.2306 | NA
VIC | SMTS | South Morang (Jemena) 66 kV | Jemena | Shoulder | Coincident_unreconciled | 2028 | POE90 | Operational-demand | 5.5552 | NA
VIC | SMTS | South Morang (Jemena) 66 kV | Jemena | Shoulder | Non-coincident | 2028 | POE90 | Operational-demand | -134 | NA
VIC | SMTS | South Morang (Jemena) 66 kV | Jemena | Shoulder | Non-coincident | 2028 | POE50 | Operational-demand | -129 | NA
VIC | SMTS | South Morang (Jemena) 66 kV | Jemena | Shoulder | Coincident_unreconciled | 2029 | POE50 | Operational-demand | 5.4612 | NA
VIC | SMTS | South Morang (Jemena) 66 kV | Jemena | Shoulder | Coincident_unreconciled | 2029 | POE90 | Operational-demand | 5.7885 | NA
VIC | SMTS | South Morang (Jemena) 66 kV | Jemena | Shoulder | Non-coincident | 2029 | POE90 | Operational-demand | -136 | NA
VIC | SMTS | South Morang (Jemena) 66 kV | Jemena | Shoulder | Non-coincident | 2029 | POE50 | Operational-demand | -131 | NA
VIC | SMTS | South Morang (Jemena) 66 kV | Jemena | Shoulder | Coincident_unreconciled | 2030 | POE50 | Operational-demand | 5.6911 | NA
VIC | SMTS | South Morang (Jemena) 66 kV | Jemena | Shoulder | Coincident_unreconciled | 2030 | POE90 | Operational-demand | 6.0211 | NA
VIC | SMTS | South Morang (Jemena) 66 kV | Jemena | Shoulder | Non-coincident | 2030 | POE90 | Operational-demand | -138 | NA
VIC | SMTS | South Morang (Jemena) 66 kV | Jemena | Shoulder | Non-coincident | 2030 | POE50 | Operational-demand | -133 | NA
VIC | SMTS | South Morang (Jemena) 66 kV | Jemena | Shoulder | Coincident_unreconciled | 2031 | POE50 | Operational-demand | 5.9262 | NA
VIC | SMTS | South Morang (Jemena) 66 kV | Jemena | Shoulder | Coincident_unreconciled | 2031 | POE90 | Operational-demand | 6.259 | NA
VIC | SMTS | South Morang (Jemena) 66 kV | Jemena | Shoulder | Non-coincident | 2031 | POE90 | Operational-demand | -140 | NA
VIC | SMTS | South Morang (Jemena) 66 kV | Jemena | Shoulder | Non-coincident | 2031 | POE50 | Operational-demand | -135 | NA
VIC | SMTS | South Morang (Jemena) 66 kV | Jemena | Shoulder | Coincident_unreconciled | 2032 | POE50 | Operational-demand | 6.0576 | NA
VIC | SMTS | South Morang (Jemena) 66 kV | Jemena | Shoulder | Coincident_unreconciled | 2032 | POE90 | Operational-demand | 6.3933 | NA
VIC | SMTS | South Morang (Jemena) 66 kV | Jemena | Shoulder | Non-coincident | 2032 | POE90 | Operational-demand | -142 | NA
VIC | SMTS | South Morang (Jemena) 66 kV | Jemena | Shoulder | Non-coincident | 2032 | POE50 | Operational-demand | -137 | NA
VIC | SMTS | South Morang (Jemena) 66 kV | Jemena | Shoulder | Coincident_unreconciled | 2033 | POE50 | Operational-demand | 6.115 | NA
VIC | SMTS | South Morang (Jemena) 66 kV | Jemena | Shoulder | Coincident_unreconciled | 2033 | POE90 | Operational-demand | 6.4537 | NA
VIC | SMTS | South Morang (Jemena) 66 kV | Jemena | Shoulder | Non-coincident | 2033 | POE90 | Operational-demand | -144 | NA
VIC | SMTS | South Morang (Jemena) 66 kV | Jemena | Shoulder | Non-coincident | 2033 | POE50 | Operational-demand | -139 | NA
VIC | SMTS | South Morang (Jemena) 66 kV | Jemena | Shoulder | Coincident_unreconciled | 2034 | POE50 | Operational-demand | 6.1556 | NA
VIC | SMTS | South Morang (Jemena) 66 kV | Jemena | Shoulder | Coincident_unreconciled | 2034 | POE90 | Operational-demand | 6.4972 | NA
VIC | SMTS | South Morang (Jemena) 66 kV | Jemena | Shoulder | Non-coincident | 2034 | POE90 | Operational-demand | -146 | NA
VIC | SMTS | South Morang (Jemena) 66 kV | Jemena | Shoulder | Non-coincident | 2034 | POE50 | Operational-demand | -141 | NA
VIC | SMTS | South Morang (Jemena) 66 kV | Jemena | Shoulder | Coincident_unreconciled | 2035 | POE50 | Operational-demand | 6.2209 | NA
VIC | SMTS | South Morang (Jemena) 66 kV | Jemena | Shoulder | Coincident_unreconciled | 2035 | POE90 | Operational-demand | 6.5655 | NA
VIC | SMTS | South Morang (Jemena) 66 kV | Jemena | Shoulder | Non-coincident | 2035 | POE90 | Operational-demand | -148 | NA
VIC | SMTS | South Morang (Jemena) 66 kV | Jemena | Shoulder | Non-coincident | 2035 | POE50 | Operational-demand | -143 | NA
VIC | SMTS | South Morang (Jemena) 66 kV | Jemena | Summer | Coincident | 2019 | ACTUAL_OPG | Operational-demand | 21.5791 | 67.596
VIC | SMTS | South Morang (Jemena) 66 kV | Jemena | Summer | Coincident | 2019 | ACTUAL_RAW | Operational-demand | 21.7489 | -66.4857
VIC | SMTS | South Morang (Jemena) 66 kV | Jemena | Summer | Non-coincident | 2019 | ACTUAL_RAW | Operational-demand | -112.6187 | 63.5785
VIC | SMTS | South Morang (Jemena) 66 kV | Jemena | Summer | Non-coincident | 2019 | ACTUAL_OPG | Operational-demand | 17.2561 | 70.0672
VIC | SMTS | South Morang (Jemena) 66 kV | Jemena | Summer | Non-coincident | 2019 | ACTUAL_ADJUSTEDOPG | Operational-demand | 17.2561 | 70.0672
VIC | SMTS | South Morang (Jemena) 66 kV | Jemena | Summer | Coincident | 2020 | ACTUAL_OPG | Operational-demand | 15.1067 | 59.5912
VIC | SMTS | South Morang (Jemena) 66 kV | Jemena | Summer | Coincident | 2020 | ACTUAL_RAW | Operational-demand | 15.3517 | -67.0808
VIC | SMTS | South Morang (Jemena) 66 kV | Jemena | Summer | Non-coincident | 2020 | ACTUAL_RAW | Operational-demand | -112.3526 | 61.8169
VIC | SMTS | South Morang (Jemena) 66 kV | Jemena | Summer | Non-coincident | 2020 | ACTUAL_OPG | Operational-demand | 14.2438 | 72.666
VIC | SMTS | South Morang (Jemena) 66 kV | Jemena | Summer | Non-coincident | 2020 | ACTUAL_ADJUSTEDOPG | Operational-demand | 14.2438 | 72.666
VIC | SMTS | South Morang (Jemena) 66 kV | Jemena | Summer | Coincident | 2021 | ACTUAL_OPG | Operational-demand | 7.6278 | 55.5529
VIC | SMTS | South Morang (Jemena) 66 kV | Jemena | Summer | Coincident | 2021 | ACTUAL_RAW | Operational-demand | 7.8023 | 55.8392
VIC | SMTS | South Morang (Jemena) 66 kV | Jemena | Summer | Non-coincident | 2021 | ACTUAL_RAW | Operational-demand | -99.0233 | 61.7947
VIC | SMTS | South Morang (Jemena) 66 kV | Jemena | Summer | Non-coincident | 2021 | ACTUAL_OPG | Operational-demand | 6.6185 | 61.5161
VIC | SMTS | South Morang (Jemena) 66 kV | Jemena | Summer | Non-coincident | 2021 | ACTUAL_ADJUSTEDOPG | Operational-demand | 6.6185 | 61.5161
VIC | SMTS | South Morang (Jemena) 66 kV | Jemena | Summer | Coincident | 2022 | ACTUAL_OPG | Operational-demand | 4.0684 | 60.9511
VIC | SMTS | South Morang (Jemena) 66 kV | Jemena | Summer | Coincident | 2022 | ACTUAL_RAW | Operational-demand | 4.2407 | -77.5492
VIC | SMTS | South Morang (Jemena) 66 kV | Jemena | Summer | Non-coincident | 2022 | ACTUAL_RAW | Operational-demand | -84.2769 | 68.7374
VIC | SMTS | South Morang (Jemena) 66 kV | Jemena | Summer | Non-coincident | 2022 | ACTUAL_OPG | Operational-demand | -0.97269 | 68.4881
VIC | SMTS | South Morang (Jemena) 66 kV | Jemena | Summer | Non-coincident | 2022 | ACTUAL_ADJUSTEDOPG | Operational-demand | -0.97269 | 68.4881
VIC | SMTS | South Morang (Jemena) 66 kV | Jemena | Summer | Coincident | 2023 | ACTUAL_OPG | Operational-demand | 3.4696 | 46.6864
VIC | SMTS | South Morang (Jemena) 66 kV | Jemena | Summer | Coincident | 2023 | ACTUAL_RAW | Operational-demand | 3.6024 | 46.7667
VIC | SMTS | South Morang (Jemena) 66 kV | Jemena | Summer | Non-coincident | 2023 | ACTUAL_RAW | Operational-demand | -106.491 | 46.7667
VIC | SMTS | South Morang (Jemena) 66 kV | Jemena | Summer | Non-coincident | 2023 | ACTUAL_OPG | Operational-demand | 3.4696 | 46.6864
VIC | SMTS | South Morang (Jemena) 66 kV | Jemena | Summer | Non-coincident | 2023 | ACTUAL_ADJUSTEDOPG | Operational-demand | 3.4696 | 46.6864
VIC | SMTS | South Morang (Jemena) 66 kV | Jemena | Summer | Coincident | 2024 | ACTUAL_OPG | Operational-demand | 0.18298 | 47.7842
VIC | SMTS | South Morang (Jemena) 66 kV | Jemena | Summer | Coincident | 2024 | ACTUAL_RAW | Operational-demand | 0.31832 | -31.5714
VIC | SMTS | South Morang (Jemena) 66 kV | Jemena | Summer | Non-coincident | 2024 | ACTUAL_RAW | Operational-demand | -119.2971 | 44.2454
VIC | SMTS | South Morang (Jemena) 66 kV | Jemena | Summer | Non-coincident | 2024 | ACTUAL_OPG | Operational-demand | -0.022952 | 47.7842
VIC | SMTS | South Morang (Jemena) 66 kV | Jemena | Summer | Non-coincident | 2024 | ACTUAL_ADJUSTEDOPG | Operational-demand | -0.022952 | 47.7842
VIC | SMTS | South Morang (Jemena) 66 kV | Jemena | Summer | Coincident | 2025 | ACTUAL_OPG | Operational-demand | -1.8453 | 45.184
VIC | SMTS | South Morang (Jemena) 66 kV | Jemena | Summer | Coincident | 2025 | ACTUAL_RAW | Operational-demand | -1.7215 | -84.9497
VIC | SMTS | South Morang (Jemena) 66 kV | Jemena | Summer | Non-coincident | 2025 | ACTUAL_RAW | Operational-demand | -126.9267 | 47.171
VIC | SMTS | South Morang (Jemena) 66 kV | Jemena | Summer | Non-coincident | 2025 | ACTUAL_OPG | Operational-demand | -1.8607 | 46.9413
VIC | SMTS | South Morang (Jemena) 66 kV | Jemena | Summer | Non-coincident | 2025 | ACTUAL_ADJUSTEDOPG | Operational-demand | -1.8607 | 46.9413
VIC | SMTS | South Morang (Jemena) 66 kV | Jemena | Summer | Non-coincident | 2025 | BASEYEARPOE90 | Operational-demand | -38.364 | NA
VIC | SMTS | South Morang (Jemena) 66 kV | Jemena | Summer | Non-coincident | 2025 | BASEYEARPOE50 | Operational-demand | -34.9778 | 76.5986
VIC | SMTS | South Morang (Jemena) 66 kV | Jemena | Summer | Coincident_unreconciled | 2026 | POE50 | Operational-demand | -5 | NA
VIC | SMTS | South Morang (Jemena) 66 kV | Jemena | Summer | Coincident_unreconciled | 2026 | POE90 | Operational-demand | -7.6944 | NA
VIC | SMTS | South Morang (Jemena) 66 kV | Jemena | Summer | Non-coincident | 2026 | POE90 | Operational-demand | -135 | NA
VIC | SMTS | South Morang (Jemena) 66 kV | Jemena | Summer | Non-coincident | 2026 | POE50 | Operational-demand | -130 | 84.1467
VIC | SMTS | South Morang (Jemena) 66 kV | Jemena | Summer | Coincident_unreconciled | 2027 | POE50 | Operational-demand | -7.2825 | NA
VIC | SMTS | South Morang (Jemena) 66 kV | Jemena | Summer | Coincident_unreconciled | 2027 | POE90 | Operational-demand | -9.9998 | NA
VIC | SMTS | South Morang (Jemena) 66 kV | Jemena | Summer | Non-coincident | 2027 | POE90 | Operational-demand | -137 | NA
VIC | SMTS | South Morang (Jemena) 66 kV | Jemena | Summer | Non-coincident | 2027 | POE50 | Operational-demand | -132 | 102.4506
VIC | SMTS | South Morang (Jemena) 66 kV | Jemena | Summer | Coincident_unreconciled | 2028 | POE50 | Operational-demand | -8.9592 | NA
VIC | SMTS | South Morang (Jemena) 66 kV | Jemena | Summer | Coincident_unreconciled | 2028 | POE90 | Operational-demand | -11.6998 | NA
VIC | SMTS | South Morang (Jemena) 66 kV | Jemena | Summer | Non-coincident | 2028 | POE90 | Operational-demand | -139 | NA
VIC | SMTS | South Morang (Jemena) 66 kV | Jemena | Summer | Non-coincident | 2028 | POE50 | Operational-demand | -134 | 145.2926
VIC | SMTS | South Morang (Jemena) 66 kV | Jemena | Summer | Coincident_unreconciled | 2029 | POE50 | Operational-demand | -10.9791 | NA
VIC | SMTS | South Morang (Jemena) 66 kV | Jemena | Summer | Coincident_unreconciled | 2029 | POE90 | Operational-demand | -13.7432 | NA
VIC | SMTS | South Morang (Jemena) 66 kV | Jemena | Summer | Non-coincident | 2029 | POE90 | Operational-demand | -141 | NA
VIC | SMTS | South Morang (Jemena) 66 kV | Jemena | Summer | Non-coincident | 2029 | POE50 | Operational-demand | -136 | 222.8757
VIC | SMTS | South Morang (Jemena) 66 kV | Jemena | Summer | Coincident_unreconciled | 2030 | POE50 | Operational-demand | -13.008 | NA
VIC | SMTS | South Morang (Jemena) 66 kV | Jemena | Summer | Coincident_unreconciled | 2030 | POE90 | Operational-demand | -15.7954 | NA
VIC | SMTS | South Morang (Jemena) 66 kV | Jemena | Summer | Non-coincident | 2030 | POE90 | Operational-demand | -143 | NA
VIC | SMTS | South Morang (Jemena) 66 kV | Jemena | Summer | Non-coincident | 2030 | POE50 | Operational-demand | -138 | 314.0143
VIC | SMTS | South Morang (Jemena) 66 kV | Jemena | Summer | Coincident_unreconciled | 2031 | POE50 | Operational-demand | -15.0722 | NA
VIC | SMTS | South Morang (Jemena) 66 kV | Jemena | Summer | Coincident_unreconciled | 2031 | POE90 | Operational-demand | -17.883 | NA
VIC | SMTS | South Morang (Jemena) 66 kV | Jemena | Summer | Non-coincident | 2031 | POE90 | Operational-demand | -145 | NA
VIC | SMTS | South Morang (Jemena) 66 kV | Jemena | Summer | Non-coincident | 2031 | POE50 | Operational-demand | -140 | 427.2875
VIC | SMTS | South Morang (Jemena) 66 kV | Jemena | Summer | Coincident_unreconciled | 2032 | POE50 | Operational-demand | -16.2328 | NA
VIC | SMTS | South Morang (Jemena) 66 kV | Jemena | Summer | Coincident_unreconciled | 2032 | POE90 | Operational-demand | -19.0679 | NA
VIC | SMTS | South Morang (Jemena) 66 kV | Jemena | Summer | Non-coincident | 2032 | POE90 | Operational-demand | -147 | NA
VIC | SMTS | South Morang (Jemena) 66 kV | Jemena | Summer | Non-coincident | 2032 | POE50 | Operational-demand | -142 | 544.168
VIC | SMTS | South Morang (Jemena) 66 kV | Jemena | Summer | Coincident_unreconciled | 2033 | POE50 | Operational-demand | -16.7784 | NA
VIC | SMTS | South Morang (Jemena) 66 kV | Jemena | Summer | Coincident_unreconciled | 2033 | POE90 | Operational-demand | -19.6385 | NA
VIC | SMTS | South Morang (Jemena) 66 kV | Jemena | Summer | Non-coincident | 2033 | POE90 | Operational-demand | -149 | NA
VIC | SMTS | South Morang (Jemena) 66 kV | Jemena | Summer | Non-coincident | 2033 | POE50 | Operational-demand | -144 | 644.4844
VIC | SMTS | South Morang (Jemena) 66 kV | Jemena | Summer | Coincident_unreconciled | 2034 | POE50 | Operational-demand | -17.1851 | NA
VIC | SMTS | South Morang (Jemena) 66 kV | Jemena | Summer | Coincident_unreconciled | 2034 | POE90 | Operational-demand | -20.0702 | NA
VIC | SMTS | South Morang (Jemena) 66 kV | Jemena | Summer | Non-coincident | 2034 | POE90 | Operational-demand | -151 | NA
VIC | SMTS | South Morang (Jemena) 66 kV | Jemena | Summer | Non-coincident | 2034 | POE50 | Operational-demand | -146 | 703.29
VIC | SMTS | South Morang (Jemena) 66 kV | Jemena | Summer | Coincident_unreconciled | 2035 | POE50 | Operational-demand | -17.8035 | NA
VIC | SMTS | South Morang (Jemena) 66 kV | Jemena | Summer | Coincident_unreconciled | 2035 | POE90 | Operational-demand | -20.7137 | NA
VIC | SMTS | South Morang (Jemena) 66 kV | Jemena | Summer | Non-coincident | 2035 | POE90 | Operational-demand | -153 | NA
VIC | SMTS | South Morang (Jemena) 66 kV | Jemena | Summer | Non-coincident | 2035 | POE50 | Operational-demand | -148 | 750.9868
VIC | SMTS | South Morang (Jemena) 66 kV | Jemena | Summer | Non-coincident | 2025 | BASEYEARPOE10 | Operational-demand | NA | 80.9846
VIC | SMTS | South Morang (Jemena) 66 kV | Jemena | Summer | Coincident | 2026 | POE10 | Operational-demand | NA | 74.235
VIC | SMTS | South Morang (Jemena) 66 kV | Jemena | Summer | Coincident | 2026 | POE50 | Operational-demand | NA | 66.4246
VIC | SMTS | South Morang (Jemena) 66 kV | Jemena | Summer | Non-coincident | 2026 | POE10 | Operational-demand | NA | 91.0982
VIC | SMTS | South Morang (Jemena) 66 kV | Jemena | Summer | Coincident | 2027 | POE10 | Operational-demand | NA | 88.3713
VIC | SMTS | South Morang (Jemena) 66 kV | Jemena | Summer | Coincident | 2027 | POE50 | Operational-demand | NA | 80.6286
VIC | SMTS | South Morang (Jemena) 66 kV | Jemena | Summer | Non-coincident | 2027 | POE10 | Operational-demand | NA | 109.4613
VIC | SMTS | South Morang (Jemena) 66 kV | Jemena | Summer | Coincident | 2028 | POE10 | Operational-demand | NA | 123.0653
VIC | SMTS | South Morang (Jemena) 66 kV | Jemena | Summer | Coincident | 2028 | POE50 | Operational-demand | NA | 115.4318
VIC | SMTS | South Morang (Jemena) 66 kV | Jemena | Summer | Non-coincident | 2028 | POE10 | Operational-demand | NA | 152.3635
VIC | SMTS | South Morang (Jemena) 66 kV | Jemena | Summer | Coincident | 2029 | POE10 | Operational-demand | NA | 186.4407
VIC | SMTS | South Morang (Jemena) 66 kV | Jemena | Summer | Coincident | 2029 | POE50 | Operational-demand | NA | 180.0334
VIC | SMTS | South Morang (Jemena) 66 kV | Jemena | Summer | Non-coincident | 2029 | POE10 | Operational-demand | NA | 230.0069
VIC | SMTS | South Morang (Jemena) 66 kV | Jemena | Summer | Coincident | 2030 | POE10 | Operational-demand | NA | 259.5966
VIC | SMTS | South Morang (Jemena) 66 kV | Jemena | Summer | Coincident | 2030 | POE50 | Operational-demand | NA | 253.6845
VIC | SMTS | South Morang (Jemena) 66 kV | Jemena | Summer | Non-coincident | 2030 | POE10 | Operational-demand | NA | 321.2057
VIC | SMTS | South Morang (Jemena) 66 kV | Jemena | Summer | Coincident | 2031 | POE10 | Operational-demand | NA | 344.9832
VIC | SMTS | South Morang (Jemena) 66 kV | Jemena | Summer | Coincident | 2031 | POE50 | Operational-demand | NA | 342.0439
VIC | SMTS | South Morang (Jemena) 66 kV | Jemena | Summer | Non-coincident | 2031 | POE10 | Operational-demand | NA | 434.5392
VIC | SMTS | South Morang (Jemena) 66 kV | Jemena | Summer | Coincident | 2032 | POE10 | Operational-demand | NA | 426.7453
VIC | SMTS | South Morang (Jemena) 66 kV | Jemena | Summer | Coincident | 2032 | POE50 | Operational-demand | NA | 424.6541
VIC | SMTS | South Morang (Jemena) 66 kV | Jemena | Summer | Non-coincident | 2032 | POE10 | Operational-demand | NA | 551.4824
VIC | SMTS | South Morang (Jemena) 66 kV | Jemena | Summer | Coincident | 2033 | POE10 | Operational-demand | NA | 493.9012
VIC | SMTS | South Morang (Jemena) 66 kV | Jemena | Summer | Coincident | 2033 | POE50 | Operational-demand | NA | 488.4355
VIC | SMTS | South Morang (Jemena) 66 kV | Jemena | Summer | Non-coincident | 2033 | POE10 | Operational-demand | NA | 651.8634
VIC | SMTS | South Morang (Jemena) 66 kV | Jemena | Summer | Coincident | 2034 | POE10 | Operational-demand | NA | 533.4916
VIC | SMTS | South Morang (Jemena) 66 kV | Jemena | Summer | Coincident | 2034 | POE50 | Operational-demand | NA | 528.8314
VIC | SMTS | South Morang (Jemena) 66 kV | Jemena | Summer | Non-coincident | 2034 | POE10 | Operational-demand | NA | 710.7336
VIC | SMTS | South Morang (Jemena) 66 kV | Jemena | Summer | Coincident | 2035 | POE10 | Operational-demand | NA | 566.2552
VIC | SMTS | South Morang (Jemena) 66 kV | Jemena | Summer | Coincident | 2035 | POE50 | Operational-demand | NA | 561.8854
VIC | SMTS | South Morang (Jemena) 66 kV | Jemena | Summer | Non-coincident | 2035 | POE10 | Operational-demand | NA | 758.4949
VIC | SMTS | South Morang (Jemena) 66 kV | Jemena | Winter | Coincident | 2018 | ACTUAL_OPG | Operational-demand | NA | 51.969
VIC | SMTS | South Morang (Jemena) 66 kV | Jemena | Winter | Coincident | 2018 | ACTUAL_RAW | Operational-demand | NA | -104.5911
VIC | SMTS | South Morang (Jemena) 66 kV | Jemena | Winter | Non-coincident | 2018 | ACTUAL_RAW | Operational-demand | NA | 61.1259
VIC | SMTS | South Morang (Jemena) 66 kV | Jemena | Winter | Non-coincident | 2018 | ACTUAL_OPG | Operational-demand | NA | 60.8409
VIC | SMTS | South Morang (Jemena) 66 kV | Jemena | Winter | Non-coincident | 2018 | ACTUAL_ADJUSTEDOPG | Operational-demand | NA | 60.8409
VIC | SMTS | South Morang (Jemena) 66 kV | Jemena | Winter | Coincident | 2019 | ACTUAL_OPG | Operational-demand | NA | 53.8896
VIC | SMTS | South Morang (Jemena) 66 kV | Jemena | Winter | Coincident | 2019 | ACTUAL_RAW | Operational-demand | NA | -24.2769
VIC | SMTS | South Morang (Jemena) 66 kV | Jemena | Winter | Non-coincident | 2019 | ACTUAL_RAW | Operational-demand | NA | 63.1308
VIC | SMTS | South Morang (Jemena) 66 kV | Jemena | Winter | Non-coincident | 2019 | ACTUAL_OPG | Operational-demand | NA | 62.9127
VIC | SMTS | South Morang (Jemena) 66 kV | Jemena | Winter | Non-coincident | 2019 | ACTUAL_ADJUSTEDOPG | Operational-demand | NA | 62.9127
VIC | SMTS | South Morang (Jemena) 66 kV | Jemena | Winter | Coincident | 2020 | ACTUAL_OPG | Operational-demand | NA | 57.1795
VIC | SMTS | South Morang (Jemena) 66 kV | Jemena | Winter | Coincident | 2020 | ACTUAL_RAW | Operational-demand | NA | -92.9367
VIC | SMTS | South Morang (Jemena) 66 kV | Jemena | Winter | Non-coincident | 2020 | ACTUAL_RAW | Operational-demand | NA | 68.1998
VIC | SMTS | South Morang (Jemena) 66 kV | Jemena | Winter | Non-coincident | 2020 | ACTUAL_OPG | Operational-demand | NA | 68.0275
VIC | SMTS | South Morang (Jemena) 66 kV | Jemena | Winter | Non-coincident | 2020 | ACTUAL_ADJUSTEDOPG | Operational-demand | NA | 68.0275
VIC | SMTS | South Morang (Jemena) 66 kV | Jemena | Winter | Coincident | 2021 | ACTUAL_OPG | Operational-demand | NA | 64.4437
VIC | SMTS | South Morang (Jemena) 66 kV | Jemena | Winter | Coincident | 2021 | ACTUAL_RAW | Operational-demand | NA | 64.6882
VIC | SMTS | South Morang (Jemena) 66 kV | Jemena | Winter | Non-coincident | 2021 | ACTUAL_RAW | Operational-demand | NA | 72.5031
VIC | SMTS | South Morang (Jemena) 66 kV | Jemena | Winter | Non-coincident | 2021 | ACTUAL_OPG | Operational-demand | NA | 72.2483
VIC | SMTS | South Morang (Jemena) 66 kV | Jemena | Winter | Non-coincident | 2021 | ACTUAL_ADJUSTEDOPG | Operational-demand | NA | 72.2483
VIC | SMTS | South Morang (Jemena) 66 kV | Jemena | Winter | Coincident | 2022 | ACTUAL_OPG | Operational-demand | NA | 41.2662
VIC | SMTS | South Morang (Jemena) 66 kV | Jemena | Winter | Coincident | 2022 | ACTUAL_RAW | Operational-demand | NA | -68.5861
VIC | SMTS | South Morang (Jemena) 66 kV | Jemena | Winter | Non-coincident | 2022 | ACTUAL_RAW | Operational-demand | NA | 45.2926
VIC | SMTS | South Morang (Jemena) 66 kV | Jemena | Winter | Non-coincident | 2022 | ACTUAL_OPG | Operational-demand | NA | 45.6028
VIC | SMTS | South Morang (Jemena) 66 kV | Jemena | Winter | Non-coincident | 2022 | ACTUAL_ADJUSTEDOPG | Operational-demand | NA | 45.6028
VIC | SMTS | South Morang (Jemena) 66 kV | Jemena | Winter | Coincident | 2023 | ACTUAL_OPG | Operational-demand | NA | 41.0325
VIC | SMTS | South Morang (Jemena) 66 kV | Jemena | Winter | Coincident | 2023 | ACTUAL_RAW | Operational-demand | NA | -105.8631
VIC | SMTS | South Morang (Jemena) 66 kV | Jemena | Winter | Non-coincident | 2023 | ACTUAL_RAW | Operational-demand | NA | 44.1182
VIC | SMTS | South Morang (Jemena) 66 kV | Jemena | Winter | Non-coincident | 2023 | ACTUAL_OPG | Operational-demand | NA | 43.8353
VIC | SMTS | South Morang (Jemena) 66 kV | Jemena | Winter | Non-coincident | 2023 | ACTUAL_ADJUSTEDOPG | Operational-demand | NA | 43.8353
VIC | SMTS | South Morang (Jemena) 66 kV | Jemena | Winter | Coincident | 2024 | ACTUAL_OPG | Operational-demand | NA | 42.0125
VIC | SMTS | South Morang (Jemena) 66 kV | Jemena | Winter | Coincident | 2024 | ACTUAL_RAW | Operational-demand | NA | -81.7393
VIC | SMTS | South Morang (Jemena) 66 kV | Jemena | Winter | Non-coincident | 2024 | ACTUAL_RAW | Operational-demand | NA | 45.7302
VIC | SMTS | South Morang (Jemena) 66 kV | Jemena | Winter | Non-coincident | 2024 | ACTUAL_OPG | Operational-demand | NA | 45.5765
VIC | SMTS | South Morang (Jemena) 66 kV | Jemena | Winter | Non-coincident | 2024 | ACTUAL_ADJUSTEDOPG | Operational-demand | NA | 45.5765
VIC | SMTS | South Morang (Jemena) 66 kV | Jemena | Winter | Coincident | 2025 | POE10 | Operational-demand | NA | 63.1785
VIC | SMTS | South Morang (Jemena) 66 kV | Jemena | Winter | Coincident | 2025 | POE50 | Operational-demand | NA | 62.5264
VIC | SMTS | South Morang (Jemena) 66 kV | Jemena | Winter | Non-coincident | 2025 | ACTUAL_RAW | Operational-demand | NA | 42.1713
VIC | SMTS | South Morang (Jemena) 66 kV | Jemena | Winter | Non-coincident | 2025 | ACTUAL_ADJUSTEDOPG | Operational-demand | NA | 44.1478
VIC | SMTS | South Morang (Jemena) 66 kV | Jemena | Winter | Non-coincident | 2025 | BASEYEARPOE50 | Operational-demand | NA | 73.4448
VIC | SMTS | South Morang (Jemena) 66 kV | Jemena | Winter | Non-coincident | 2025 | BASEYEARPOE10 | Operational-demand | NA | 78.1572
VIC | SMTS | South Morang (Jemena) 66 kV | Jemena | Winter | Non-coincident | 2025 | POE10 | Operational-demand | NA | 79.0575
VIC | SMTS | South Morang (Jemena) 66 kV | Jemena | Winter | Non-coincident | 2025 | POE50 | Operational-demand | NA | 73.7394
VIC | SMTS | South Morang (Jemena) 66 kV | Jemena | Winter | Coincident | 2026 | POE10 | Operational-demand | NA | 67.9371
VIC | SMTS | South Morang (Jemena) 66 kV | Jemena | Winter | Coincident | 2026 | POE50 | Operational-demand | NA | 67.2339
VIC | SMTS | South Morang (Jemena) 66 kV | Jemena | Winter | Non-coincident | 2026 | POE10 | Operational-demand | NA | 86.8761
VIC | SMTS | South Morang (Jemena) 66 kV | Jemena | Winter | Non-coincident | 2026 | POE50 | Operational-demand | NA | 81.5132
VIC | SMTS | South Morang (Jemena) 66 kV | Jemena | Winter | Coincident | 2027 | POE10 | Operational-demand | NA | 81.3849
VIC | SMTS | South Morang (Jemena) 66 kV | Jemena | Winter | Coincident | 2027 | POE50 | Operational-demand | NA | 80.5979
VIC | SMTS | South Morang (Jemena) 66 kV | Jemena | Winter | Non-coincident | 2027 | POE10 | Operational-demand | NA | 105.2083
VIC | SMTS | South Morang (Jemena) 66 kV | Jemena | Winter | Non-coincident | 2027 | POE50 | Operational-demand | NA | 99.799
VIC | SMTS | South Morang (Jemena) 66 kV | Jemena | Winter | Coincident | 2028 | POE10 | Operational-demand | NA | 116.5768
VIC | SMTS | South Morang (Jemena) 66 kV | Jemena | Winter | Coincident | 2028 | POE50 | Operational-demand | NA | 116.0391
VIC | SMTS | South Morang (Jemena) 66 kV | Jemena | Winter | Non-coincident | 2028 | POE10 | Operational-demand | NA | 147.9763
VIC | SMTS | South Morang (Jemena) 66 kV | Jemena | Winter | Non-coincident | 2028 | POE50 | Operational-demand | NA | 142.5206
VIC | SMTS | South Morang (Jemena) 66 kV | Jemena | Winter | Coincident | 2029 | POE10 | Operational-demand | NA | 181.1581
VIC | SMTS | South Morang (Jemena) 66 kV | Jemena | Winter | Coincident | 2029 | POE50 | Operational-demand | NA | 181.0048
VIC | SMTS | South Morang (Jemena) 66 kV | Jemena | Winter | Non-coincident | 2029 | POE10 | Operational-demand | NA | 225.4829
VIC | SMTS | South Morang (Jemena) 66 kV | Jemena | Winter | Non-coincident | 2029 | POE50 | Operational-demand | NA | 219.9808
VIC | SMTS | South Morang (Jemena) 66 kV | Jemena | Winter | Coincident | 2030 | POE10 | Operational-demand | NA | 255.0802
VIC | SMTS | South Morang (Jemena) 66 kV | Jemena | Winter | Coincident | 2030 | POE50 | Operational-demand | NA | 255.2662
VIC | SMTS | South Morang (Jemena) 66 kV | Jemena | Winter | Non-coincident | 2030 | POE10 | Operational-demand | NA | 316.5299
VIC | SMTS | South Morang (Jemena) 66 kV | Jemena | Winter | Non-coincident | 2030 | POE50 | Operational-demand | NA | 310.9814
VIC | SMTS | South Morang (Jemena) 66 kV | Jemena | Winter | Coincident | 2031 | POE10 | Operational-demand | NA | 345.8427
VIC | SMTS | South Morang (Jemena) 66 kV | Jemena | Winter | Coincident | 2031 | POE50 | Operational-demand | NA | 346.5032
VIC | SMTS | South Morang (Jemena) 66 kV | Jemena | Winter | Non-coincident | 2031 | POE10 | Operational-demand | NA | 429.6984
VIC | SMTS | South Morang (Jemena) 66 kV | Jemena | Winter | Non-coincident | 2031 | POE50 | Operational-demand | NA | 424.1032
VIC | SMTS | South Morang (Jemena) 66 kV | Jemena | Winter | Coincident | 2032 | POE10 | Operational-demand | NA | 433.6699
VIC | SMTS | South Morang (Jemena) 66 kV | Jemena | Winter | Coincident | 2032 | POE50 | Operational-demand | NA | 433.9661
VIC | SMTS | South Morang (Jemena) 66 kV | Jemena | Winter | Non-coincident | 2032 | POE10 | Operational-demand | NA | 546.5487
VIC | SMTS | South Morang (Jemena) 66 kV | Jemena | Winter | Non-coincident | 2032 | POE50 | Operational-demand | NA | 540.9037
VIC | SMTS | South Morang (Jemena) 66 kV | Jemena | Winter | Coincident | 2033 | POE10 | Operational-demand | NA | 502.23
VIC | SMTS | South Morang (Jemena) 66 kV | Jemena | Winter | Coincident | 2033 | POE50 | Operational-demand | NA | 502.8197
VIC | SMTS | South Morang (Jemena) 66 kV | Jemena | Winter | Non-coincident | 2033 | POE10 | Operational-demand | NA | 646.8
VIC | SMTS | South Morang (Jemena) 66 kV | Jemena | Winter | Non-coincident | 2033 | POE50 | Operational-demand | NA | 641.1053
VIC | SMTS | South Morang (Jemena) 66 kV | Jemena | Winter | Coincident | 2034 | POE10 | Operational-demand | NA | 544.5305
VIC | SMTS | South Morang (Jemena) 66 kV | Jemena | Winter | Coincident | 2034 | POE50 | Operational-demand | NA | 545.5515
VIC | SMTS | South Morang (Jemena) 66 kV | Jemena | Winter | Non-coincident | 2034 | POE10 | Operational-demand | NA | 705.5251
VIC | SMTS | South Morang (Jemena) 66 kV | Jemena | Winter | Non-coincident | 2034 | POE50 | Operational-demand | NA | 699.7807
VIC | SMTS66A | South Morang (AusNet) 66 kV | AusNet | Shoulder | Coincident | 2019 | ACTUAL_OPG | Operational-demand | 59.8263 | NA
VIC | SMTS66A | South Morang (AusNet) 66 kV | AusNet | Shoulder | Coincident | 2019 | ACTUAL_RAW | Operational-demand | 59.8263 | NA
VIC | SMTS66A | South Morang (AusNet) 66 kV | AusNet | Shoulder | Non-coincident | 2019 | ACTUAL_RAW | Operational-demand | 35.2499 | NA
VIC | SMTS66A | South Morang (AusNet) 66 kV | AusNet | Shoulder | Non-coincident | 2019 | ACTUAL_OPG | Operational-demand | 35.2499 | NA
VIC | SMTS66A | South Morang (AusNet) 66 kV | AusNet | Shoulder | Non-coincident | 2019 | ACTUAL_ADJUSTEDOPG | Operational-demand | 35.2499 | NA
VIC | SMTS66A | South Morang (AusNet) 66 kV | AusNet | Shoulder | Coincident | 2020 | ACTUAL_OPG | Operational-demand | 45.0733 | NA
VIC | SMTS66A | South Morang (AusNet) 66 kV | AusNet | Shoulder | Coincident | 2020 | ACTUAL_RAW | Operational-demand | 45.0733 | NA
VIC | SMTS66A | South Morang (AusNet) 66 kV | AusNet | Shoulder | Non-coincident | 2020 | ACTUAL_RAW | Operational-demand | 34.2046 | NA
VIC | SMTS66A | South Morang (AusNet) 66 kV | AusNet | Shoulder | Non-coincident | 2020 | ACTUAL_OPG | Operational-demand | 38.8986 | NA
VIC | SMTS66A | South Morang (AusNet) 66 kV | AusNet | Shoulder | Non-coincident | 2020 | ACTUAL_ADJUSTEDOPG | Operational-demand | 38.8986 | NA
VIC | SMTS66A | South Morang (AusNet) 66 kV | AusNet | Shoulder | Coincident | 2021 | ACTUAL_OPG | Operational-demand | 31.794 | NA
VIC | SMTS66A | South Morang (AusNet) 66 kV | AusNet | Shoulder | Coincident | 2021 | ACTUAL_RAW | Operational-demand | 24.0978 | NA
VIC | SMTS66A | South Morang (AusNet) 66 kV | AusNet | Shoulder | Non-coincident | 2021 | ACTUAL_RAW | Operational-demand | -8.0356 | NA
VIC | SMTS66A | South Morang (AusNet) 66 kV | AusNet | Shoulder | Non-coincident | 2021 | ACTUAL_OPG | Operational-demand | 20.8904 | NA
VIC | SMTS66A | South Morang (AusNet) 66 kV | AusNet | Shoulder | Non-coincident | 2021 | ACTUAL_ADJUSTEDOPG | Operational-demand | 20.8904 | NA
VIC | SMTS66A | South Morang (AusNet) 66 kV | AusNet | Shoulder | Coincident | 2022 | ACTUAL_OPG | Operational-demand | -3.689 | NA
VIC | SMTS66A | South Morang (AusNet) 66 kV | AusNet | Shoulder | Coincident | 2022 | ACTUAL_RAW | Operational-demand | -3.2122 | NA
VIC | SMTS66A | South Morang (AusNet) 66 kV | AusNet | Shoulder | Non-coincident | 2022 | ACTUAL_RAW | Operational-demand | -35.6892 | NA
VIC | SMTS66A | South Morang (AusNet) 66 kV | AusNet | Shoulder | Non-coincident | 2022 | ACTUAL_OPG | Operational-demand | -4.1949 | NA
VIC | SMTS66A | South Morang (AusNet) 66 kV | AusNet | Shoulder | Non-coincident | 2022 | ACTUAL_ADJUSTEDOPG | Operational-demand | -4.1949 | NA
VIC | SMTS66A | South Morang (AusNet) 66 kV | AusNet | Shoulder | Coincident | 2023 | ACTUAL_OPG | Operational-demand | -2.6842 | NA
VIC | SMTS66A | South Morang (AusNet) 66 kV | AusNet | Shoulder | Coincident | 2023 | ACTUAL_RAW | Operational-demand | -16.0914 | NA
VIC | SMTS66A | South Morang (AusNet) 66 kV | AusNet | Shoulder | Non-coincident | 2023 | ACTUAL_RAW | Operational-demand | -31.2611 | NA
VIC | SMTS66A | South Morang (AusNet) 66 kV | AusNet | Shoulder | Non-coincident | 2023 | ACTUAL_OPG | Operational-demand | -8.1728 | NA
VIC | SMTS66A | South Morang (AusNet) 66 kV | AusNet | Shoulder | Non-coincident | 2023 | ACTUAL_ADJUSTEDOPG | Operational-demand | -8.1728 | NA
VIC | SMTS66A | South Morang (AusNet) 66 kV | AusNet | Shoulder | Coincident | 2024 | ACTUAL_OPG | Operational-demand | -9.0765 | NA
VIC | SMTS66A | South Morang (AusNet) 66 kV | AusNet | Shoulder | Coincident | 2024 | ACTUAL_RAW | Operational-demand | -8.7884 | NA
VIC | SMTS66A | South Morang (AusNet) 66 kV | AusNet | Shoulder | Non-coincident | 2024 | ACTUAL_RAW | Operational-demand | -34.2009 | NA
VIC | SMTS66A | South Morang (AusNet) 66 kV | AusNet | Shoulder | Non-coincident | 2024 | ACTUAL_OPG | Operational-demand | -11.359 | NA
VIC | SMTS66A | South Morang (AusNet) 66 kV | AusNet | Shoulder | Non-coincident | 2024 | ACTUAL_ADJUSTEDOPG | Operational-demand | -11.359 | NA
VIC | SMTS66A | South Morang (AusNet) 66 kV | AusNet | Shoulder | Coincident | 2025 | ACTUAL_OPG | Operational-demand | -38.2879 | NA
VIC | SMTS66A | South Morang (AusNet) 66 kV | AusNet | Shoulder | Coincident | 2025 | ACTUAL_RAW | Operational-demand | -37.6028 | NA
VIC | SMTS66A | South Morang (AusNet) 66 kV | AusNet | Shoulder | Non-coincident | 2025 | ACTUAL_RAW | Operational-demand | -45.9478 | NA
VIC | SMTS66A | South Morang (AusNet) 66 kV | AusNet | Shoulder | Non-coincident | 2025 | ACTUAL_OPG | Operational-demand | -38.2879 | NA
VIC | SMTS66A | South Morang (AusNet) 66 kV | AusNet | Shoulder | Non-coincident | 2025 | ACTUAL_ADJUSTEDOPG | Operational-demand | -38.2879 | NA
VIC | SMTS66A | South Morang (AusNet) 66 kV | AusNet | Shoulder | Non-coincident | 2025 | BASEYEARPOE90 | Operational-demand | -106.6255 | NA
VIC | SMTS66A | South Morang (AusNet) 66 kV | AusNet | Shoulder | Non-coincident | 2025 | BASEYEARPOE50 | Operational-demand | -98.4782 | NA
VIC | SMTS66A | South Morang (AusNet) 66 kV | AusNet | Shoulder | Coincident_unreconciled | 2026 | POE50 | Operational-demand | -40 | NA
VIC | SMTS66A | South Morang (AusNet) 66 kV | AusNet | Shoulder | Coincident_unreconciled | 2026 | POE90 | Operational-demand | -45.0455 | NA
VIC | SMTS66A | South Morang (AusNet) 66 kV | AusNet | Shoulder | Non-coincident | 2026 | POE90 | Operational-demand | -75 | NA
VIC | SMTS66A | South Morang (AusNet) 66 kV | AusNet | Shoulder | Non-coincident | 2026 | POE50 | Operational-demand | -65 | NA
VIC | SMTS66A | South Morang (AusNet) 66 kV | AusNet | Shoulder | Coincident_unreconciled | 2027 | POE50 | Operational-demand | -63.6363 | NA
VIC | SMTS66A | South Morang (AusNet) 66 kV | AusNet | Shoulder | Coincident_unreconciled | 2027 | POE90 | Operational-demand | -68.7356 | NA
VIC | SMTS66A | South Morang (AusNet) 66 kV | AusNet | Shoulder | Non-coincident | 2027 | POE90 | Operational-demand | -78 | NA
VIC | SMTS66A | South Morang (AusNet) 66 kV | AusNet | Shoulder | Non-coincident | 2027 | POE50 | Operational-demand | -68 | NA
VIC | SMTS66A | South Morang (AusNet) 66 kV | AusNet | Shoulder | Coincident_unreconciled | 2028 | POE50 | Operational-demand | -86.327 | NA
VIC | SMTS66A | South Morang (AusNet) 66 kV | AusNet | Shoulder | Coincident_unreconciled | 2028 | POE90 | Operational-demand | -91.4836 | NA
VIC | SMTS66A | South Morang (AusNet) 66 kV | AusNet | Shoulder | Non-coincident | 2028 | POE90 | Operational-demand | -81 | NA
VIC | SMTS66A | South Morang (AusNet) 66 kV | AusNet | Shoulder | Non-coincident | 2028 | POE50 | Operational-demand | -71 | NA
VIC | SMTS66A | South Morang (AusNet) 66 kV | AusNet | Shoulder | Coincident_unreconciled | 2029 | POE50 | Operational-demand | -108.1287 | NA
VIC | SMTS66A | South Morang (AusNet) 66 kV | AusNet | Shoulder | Coincident_unreconciled | 2029 | POE90 | Operational-demand | -113.3426 | NA
VIC | SMTS66A | South Morang (AusNet) 66 kV | AusNet | Shoulder | Non-coincident | 2029 | POE90 | Operational-demand | -84 | NA
VIC | SMTS66A | South Morang (AusNet) 66 kV | AusNet | Shoulder | Non-coincident | 2029 | POE50 | Operational-demand | -74 | NA
VIC | SMTS66A | South Morang (AusNet) 66 kV | AusNet | Shoulder | Coincident_unreconciled | 2030 | POE50 | Operational-demand | -129.5954 | NA
VIC | SMTS66A | South Morang (AusNet) 66 kV | AusNet | Shoulder | Coincident_unreconciled | 2030 | POE90 | Operational-demand | -134.8667 | NA
VIC | SMTS66A | South Morang (AusNet) 66 kV | AusNet | Shoulder | Non-coincident | 2030 | POE90 | Operational-demand | -87 | NA
VIC | SMTS66A | South Morang (AusNet) 66 kV | AusNet | Shoulder | Non-coincident | 2030 | POE50 | Operational-demand | -77 | NA
VIC | SMTS66A | South Morang (AusNet) 66 kV | AusNet | Shoulder | Coincident_unreconciled | 2031 | POE50 | Operational-demand | -151.422 | NA
VIC | SMTS66A | South Morang (AusNet) 66 kV | AusNet | Shoulder | Coincident_unreconciled | 2031 | POE90 | Operational-demand | -156.7506 | NA
VIC | SMTS66A | South Morang (AusNet) 66 kV | AusNet | Shoulder | Non-coincident | 2031 | POE90 | Operational-demand | -90 | NA
VIC | SMTS66A | South Morang (AusNet) 66 kV | AusNet | Shoulder | Non-coincident | 2031 | POE50 | Operational-demand | -80 | NA
VIC | SMTS66A | South Morang (AusNet) 66 kV | AusNet | Shoulder | Coincident_unreconciled | 2032 | POE50 | Operational-demand | -168.7426 | NA
VIC | SMTS66A | South Morang (AusNet) 66 kV | AusNet | Shoulder | Coincident_unreconciled | 2032 | POE90 | Operational-demand | -174.1336 | NA
VIC | SMTS66A | South Morang (AusNet) 66 kV | AusNet | Shoulder | Non-coincident | 2032 | POE90 | Operational-demand | -93 | NA
VIC | SMTS66A | South Morang (AusNet) 66 kV | AusNet | Shoulder | Non-coincident | 2032 | POE50 | Operational-demand | -83 | NA
VIC | SMTS66A | South Morang (AusNet) 66 kV | AusNet | Shoulder | Coincident_unreconciled | 2033 | POE50 | Operational-demand | -182.2904 | NA
VIC | SMTS66A | South Morang (AusNet) 66 kV | AusNet | Shoulder | Coincident_unreconciled | 2033 | POE90 | Operational-demand | -187.7471 | NA
VIC | SMTS66A | South Morang (AusNet) 66 kV | AusNet | Shoulder | Non-coincident | 2033 | POE90 | Operational-demand | -96 | NA
VIC | SMTS66A | South Morang (AusNet) 66 kV | AusNet | Shoulder | Non-coincident | 2033 | POE50 | Operational-demand | -86 | NA
VIC | SMTS66A | South Morang (AusNet) 66 kV | AusNet | Shoulder | Coincident_unreconciled | 2034 | POE50 | Operational-demand | -195.4012 | NA
VIC | SMTS66A | South Morang (AusNet) 66 kV | AusNet | Shoulder | Coincident_unreconciled | 2034 | POE90 | Operational-demand | -200.9236 | NA
VIC | SMTS66A | South Morang (AusNet) 66 kV | AusNet | Shoulder | Non-coincident | 2034 | POE90 | Operational-demand | -99 | NA
VIC | SMTS66A | South Morang (AusNet) 66 kV | AusNet | Shoulder | Non-coincident | 2034 | POE50 | Operational-demand | -89 | NA
VIC | SMTS66A | South Morang (AusNet) 66 kV | AusNet | Shoulder | Coincident_unreconciled | 2035 | POE50 | Operational-demand | -209.5187 | NA
VIC | SMTS66A | South Morang (AusNet) 66 kV | AusNet | Shoulder | Coincident_unreconciled | 2035 | POE90 | Operational-demand | -215.1067 | NA
VIC | SMTS66A | South Morang (AusNet) 66 kV | AusNet | Shoulder | Non-coincident | 2035 | POE90 | Operational-demand | -102 | NA
VIC | SMTS66A | South Morang (AusNet) 66 kV | AusNet | Shoulder | Non-coincident | 2035 | POE50 | Operational-demand | -92 | NA
VIC | SMTS66A | South Morang (AusNet) 66 kV | AusNet | Summer | Coincident | 2019 | ACTUAL_OPG | Operational-demand | 53.6659 | 222.5963
VIC | SMTS66A | South Morang (AusNet) 66 kV | AusNet | Summer | Coincident | 2019 | ACTUAL_RAW | Operational-demand | 53.6659 | 222.5963
VIC | SMTS66A | South Morang (AusNet) 66 kV | AusNet | Summer | Non-coincident | 2019 | ACTUAL_RAW | Operational-demand | 34.5225 | 257.3695
VIC | SMTS66A | South Morang (AusNet) 66 kV | AusNet | Summer | Non-coincident | 2019 | ACTUAL_OPG | Operational-demand | 34.5225 | 257.3695
VIC | SMTS66A | South Morang (AusNet) 66 kV | AusNet | Summer | Non-coincident | 2019 | ACTUAL_ADJUSTEDOPG | Operational-demand | 34.5225 | 257.3695
VIC | SMTS66A | South Morang (AusNet) 66 kV | AusNet | Summer | Coincident | 2020 | ACTUAL_OPG | Operational-demand | 30.9016 | 266.8646
VIC | SMTS66A | South Morang (AusNet) 66 kV | AusNet | Summer | Coincident | 2020 | ACTUAL_RAW | Operational-demand | 30.9016 | 266.8646
VIC | SMTS66A | South Morang (AusNet) 66 kV | AusNet | Summer | Non-coincident | 2020 | ACTUAL_RAW | Operational-demand | 30.1063 | 280.5489
VIC | SMTS66A | South Morang (AusNet) 66 kV | AusNet | Summer | Non-coincident | 2020 | ACTUAL_OPG | Operational-demand | 30.1063 | 280.5489
VIC | SMTS66A | South Morang (AusNet) 66 kV | AusNet | Summer | Non-coincident | 2020 | ACTUAL_ADJUSTEDOPG | Operational-demand | 30.1063 | 280.5489
VIC | SMTS66A | South Morang (AusNet) 66 kV | AusNet | Summer | Coincident | 2021 | ACTUAL_OPG | Operational-demand | 10.898 | 203.3201
VIC | SMTS66A | South Morang (AusNet) 66 kV | AusNet | Summer | Coincident | 2021 | ACTUAL_RAW | Operational-demand | 6.5167 | 153.4162
VIC | SMTS66A | South Morang (AusNet) 66 kV | AusNet | Summer | Non-coincident | 2021 | ACTUAL_RAW | Operational-demand | -33.562 | 224.0051
VIC | SMTS66A | South Morang (AusNet) 66 kV | AusNet | Summer | Non-coincident | 2021 | ACTUAL_OPG | Operational-demand | 4.6345 | 223.439
VIC | SMTS66A | South Morang (AusNet) 66 kV | AusNet | Summer | Non-coincident | 2021 | ACTUAL_ADJUSTEDOPG | Operational-demand | 4.6345 | 223.439
VIC | SMTS66A | South Morang (AusNet) 66 kV | AusNet | Summer | Coincident | 2022 | ACTUAL_OPG | Operational-demand | -3.382 | 223.4621
VIC | SMTS66A | South Morang (AusNet) 66 kV | AusNet | Summer | Coincident | 2022 | ACTUAL_RAW | Operational-demand | -3.4197 | 198.3872
VIC | SMTS66A | South Morang (AusNet) 66 kV | AusNet | Summer | Non-coincident | 2022 | ACTUAL_RAW | Operational-demand | -35.5311 | 239.2211
VIC | SMTS66A | South Morang (AusNet) 66 kV | AusNet | Summer | Non-coincident | 2022 | ACTUAL_OPG | Operational-demand | -5.1354 | 240.3801
VIC | SMTS66A | South Morang (AusNet) 66 kV | AusNet | Summer | Non-coincident | 2022 | ACTUAL_ADJUSTEDOPG | Operational-demand | -5.1354 | 240.3801
VIC | SMTS66A | South Morang (AusNet) 66 kV | AusNet | Summer | Coincident | 2023 | ACTUAL_OPG | Operational-demand | 0.51227 | 230.3135
VIC | SMTS66A | South Morang (AusNet) 66 kV | AusNet | Summer | Coincident | 2023 | ACTUAL_RAW | Operational-demand | 1.1574 | 223.4346
VIC | SMTS66A | South Morang (AusNet) 66 kV | AusNet | Summer | Non-coincident | 2023 | ACTUAL_RAW | Operational-demand | -32.7486 | 229.1425
VIC | SMTS66A | South Morang (AusNet) 66 kV | AusNet | Summer | Non-coincident | 2023 | ACTUAL_OPG | Operational-demand | -9.6704 | 234.7363
VIC | SMTS66A | South Morang (AusNet) 66 kV | AusNet | Summer | Non-coincident | 2023 | ACTUAL_ADJUSTEDOPG | Operational-demand | -9.6704 | 234.7363
VIC | SMTS66A | South Morang (AusNet) 66 kV | AusNet | Summer | Coincident | 2024 | ACTUAL_OPG | Operational-demand | -19.1502 | 237.7701
VIC | SMTS66A | South Morang (AusNet) 66 kV | AusNet | Summer | Coincident | 2024 | ACTUAL_RAW | Operational-demand | -18.8741 | 187.4717
VIC | SMTS66A | South Morang (AusNet) 66 kV | AusNet | Summer | Non-coincident | 2024 | ACTUAL_RAW | Operational-demand | -40.7013 | 234.3314
VIC | SMTS66A | South Morang (AusNet) 66 kV | AusNet | Summer | Non-coincident | 2024 | ACTUAL_OPG | Operational-demand | -20.0442 | 244.9592
VIC | SMTS66A | South Morang (AusNet) 66 kV | AusNet | Summer | Non-coincident | 2024 | ACTUAL_ADJUSTEDOPG | Operational-demand | -20.0442 | 244.9592
VIC | SMTS66A | South Morang (AusNet) 66 kV | AusNet | Summer | Coincident | 2025 | ACTUAL_OPG | Operational-demand | -41.0028 | 234.7285
VIC | SMTS66A | South Morang (AusNet) 66 kV | AusNet | Summer | Coincident | 2025 | ACTUAL_RAW | Operational-demand | -40.7179 | 192.0513
VIC | SMTS66A | South Morang (AusNet) 66 kV | AusNet | Summer | Non-coincident | 2025 | ACTUAL_RAW | Operational-demand | -70.8375 | 250.8771
VIC | SMTS66A | South Morang (AusNet) 66 kV | AusNet | Summer | Non-coincident | 2025 | ACTUAL_OPG | Operational-demand | -48.1036 | 260.1661
VIC | SMTS66A | South Morang (AusNet) 66 kV | AusNet | Summer | Non-coincident | 2025 | ACTUAL_ADJUSTEDOPG | Operational-demand | -48.1036 | 260.1661
VIC | SMTS66A | South Morang (AusNet) 66 kV | AusNet | Summer | Non-coincident | 2025 | BASEYEARPOE90 | Operational-demand | -107.0695 | NA
VIC | SMTS66A | South Morang (AusNet) 66 kV | AusNet | Summer | Non-coincident | 2025 | BASEYEARPOE50 | Operational-demand | -99.8756 | 266.6455
VIC | SMTS66A | South Morang (AusNet) 66 kV | AusNet | Summer | Coincident_unreconciled | 2026 | POE50 | Operational-demand | -50 | NA
VIC | SMTS66A | South Morang (AusNet) 66 kV | AusNet | Summer | Coincident_unreconciled | 2026 | POE90 | Operational-demand | -54.3543 | NA
VIC | SMTS66A | South Morang (AusNet) 66 kV | AusNet | Summer | Non-coincident | 2026 | POE90 | Operational-demand | -80 | NA
VIC | SMTS66A | South Morang (AusNet) 66 kV | AusNet | Summer | Non-coincident | 2026 | POE50 | Operational-demand | -75 | 320
VIC | SMTS66A | South Morang (AusNet) 66 kV | AusNet | Summer | Coincident_unreconciled | 2027 | POE50 | Operational-demand | -74.5713 | NA
VIC | SMTS66A | South Morang (AusNet) 66 kV | AusNet | Summer | Coincident_unreconciled | 2027 | POE90 | Operational-demand | -78.972 | NA
VIC | SMTS66A | South Morang (AusNet) 66 kV | AusNet | Summer | Non-coincident | 2027 | POE90 | Operational-demand | -80 | NA
VIC | SMTS66A | South Morang (AusNet) 66 kV | AusNet | Summer | Non-coincident | 2027 | POE50 | Operational-demand | -75 | 311.0863
VIC | SMTS66A | South Morang (AusNet) 66 kV | AusNet | Summer | Coincident_unreconciled | 2028 | POE50 | Operational-demand | -97.9543 | NA
VIC | SMTS66A | South Morang (AusNet) 66 kV | AusNet | Summer | Coincident_unreconciled | 2028 | POE90 | Operational-demand | -102.4044 | NA
VIC | SMTS66A | South Morang (AusNet) 66 kV | AusNet | Summer | Non-coincident | 2028 | POE90 | Operational-demand | -80 | NA
VIC | SMTS66A | South Morang (AusNet) 66 kV | AusNet | Summer | Non-coincident | 2028 | POE50 | Operational-demand | -75 | 330.9621
VIC | SMTS66A | South Morang (AusNet) 66 kV | AusNet | Summer | Coincident_unreconciled | 2029 | POE50 | Operational-demand | -120.4015 | NA
VIC | SMTS66A | South Morang (AusNet) 66 kV | AusNet | Summer | Coincident_unreconciled | 2029 | POE90 | Operational-demand | -124.9011 | NA
VIC | SMTS66A | South Morang (AusNet) 66 kV | AusNet | Summer | Non-coincident | 2029 | POE90 | Operational-demand | -80 | NA
VIC | SMTS66A | South Morang (AusNet) 66 kV | AusNet | Summer | Non-coincident | 2029 | POE50 | Operational-demand | -75 | 316.8855
VIC | SMTS66A | South Morang (AusNet) 66 kV | AusNet | Summer | Coincident_unreconciled | 2030 | POE50 | Operational-demand | -142.5707 | NA
VIC | SMTS66A | South Morang (AusNet) 66 kV | AusNet | Summer | Coincident_unreconciled | 2030 | POE90 | Operational-demand | -147.1198 | NA
VIC | SMTS66A | South Morang (AusNet) 66 kV | AusNet | Summer | Non-coincident | 2030 | POE90 | Operational-demand | -80 | NA
VIC | SMTS66A | South Morang (AusNet) 66 kV | AusNet | Summer | Non-coincident | 2030 | POE50 | Operational-demand | -75 | 321.4392
VIC | SMTS66A | South Morang (AusNet) 66 kV | AusNet | Summer | Coincident_unreconciled | 2031 | POE50 | Operational-demand | -165.1791 | NA
VIC | SMTS66A | South Morang (AusNet) 66 kV | AusNet | Summer | Coincident_unreconciled | 2031 | POE90 | Operational-demand | -169.7777 | NA
VIC | SMTS66A | South Morang (AusNet) 66 kV | AusNet | Summer | Non-coincident | 2031 | POE90 | Operational-demand | -80 | NA
VIC | SMTS66A | South Morang (AusNet) 66 kV | AusNet | Summer | Non-coincident | 2031 | POE50 | Operational-demand | -75 | 322.3972
VIC | SMTS66A | South Morang (AusNet) 66 kV | AusNet | Summer | Coincident_unreconciled | 2032 | POE50 | Operational-demand | -182.8728 | NA
VIC | SMTS66A | South Morang (AusNet) 66 kV | AusNet | Summer | Coincident_unreconciled | 2032 | POE90 | Operational-demand | -187.5251 | NA
VIC | SMTS66A | South Morang (AusNet) 66 kV | AusNet | Summer | Non-coincident | 2032 | POE90 | Operational-demand | -80 | NA
VIC | SMTS66A | South Morang (AusNet) 66 kV | AusNet | Summer | Non-coincident | 2032 | POE50 | Operational-demand | -75 | 323.2095
VIC | SMTS66A | South Morang (AusNet) 66 kV | AusNet | Summer | Coincident_unreconciled | 2033 | POE50 | Operational-demand | -196.6161 | NA
VIC | SMTS66A | South Morang (AusNet) 66 kV | AusNet | Summer | Coincident_unreconciled | 2033 | POE90 | Operational-demand | -201.3252 | NA
VIC | SMTS66A | South Morang (AusNet) 66 kV | AusNet | Summer | Non-coincident | 2033 | POE90 | Operational-demand | -80 | NA
VIC | SMTS66A | South Morang (AusNet) 66 kV | AusNet | Summer | Non-coincident | 2033 | POE50 | Operational-demand | -75 | 327.5145
VIC | SMTS66A | South Morang (AusNet) 66 kV | AusNet | Summer | Coincident_unreconciled | 2034 | POE50 | Operational-demand | -209.9689 | NA
VIC | SMTS66A | South Morang (AusNet) 66 kV | AusNet | Summer | Coincident_unreconciled | 2034 | POE90 | Operational-demand | -214.7347 | NA
VIC | SMTS66A | South Morang (AusNet) 66 kV | AusNet | Summer | Non-coincident | 2034 | POE90 | Operational-demand | -80 | NA
VIC | SMTS66A | South Morang (AusNet) 66 kV | AusNet | Summer | Non-coincident | 2034 | POE50 | Operational-demand | -75 | 332.915
VIC | SMTS66A | South Morang (AusNet) 66 kV | AusNet | Summer | Coincident_unreconciled | 2035 | POE50 | Operational-demand | -224.3915 | NA
VIC | SMTS66A | South Morang (AusNet) 66 kV | AusNet | Summer | Coincident_unreconciled | 2035 | POE90 | Operational-demand | -229.214 | NA
VIC | SMTS66A | South Morang (AusNet) 66 kV | AusNet | Summer | Non-coincident | 2035 | POE90 | Operational-demand | -80 | NA
VIC | SMTS66A | South Morang (AusNet) 66 kV | AusNet | Summer | Non-coincident | 2035 | POE50 | Operational-demand | -75 | 337.1597
VIC | SMTS66A | South Morang (AusNet) 66 kV | AusNet | Summer | Non-coincident | 2025 | BASEYEARPOE10 | Operational-demand | NA | 295.1146
VIC | SMTS66A | South Morang (AusNet) 66 kV | AusNet | Summer | Coincident | 2026 | POE10 | Operational-demand | NA | 306.6272
VIC | SMTS66A | South Morang (AusNet) 66 kV | AusNet | Summer | Coincident | 2026 | POE50 | Operational-demand | NA | 284.7925
VIC | SMTS66A | South Morang (AusNet) 66 kV | AusNet | Summer | Non-coincident | 2026 | POE10 | Operational-demand | NA | 355.0139
VIC | SMTS66A | South Morang (AusNet) 66 kV | AusNet | Summer | Coincident | 2027 | POE10 | Operational-demand | NA | 291.3489
VIC | SMTS66A | South Morang (AusNet) 66 kV | AusNet | Summer | Coincident | 2027 | POE50 | Operational-demand | NA | 267.7201
VIC | SMTS66A | South Morang (AusNet) 66 kV | AusNet | Summer | Non-coincident | 2027 | POE10 | Operational-demand | NA | 346.4729
VIC | SMTS66A | South Morang (AusNet) 66 kV | AusNet | Summer | Coincident | 2028 | POE10 | Operational-demand | NA | 301.0455
VIC | SMTS66A | South Morang (AusNet) 66 kV | AusNet | Summer | Coincident | 2028 | POE50 | Operational-demand | NA | 275.9665
VIC | SMTS66A | South Morang (AusNet) 66 kV | AusNet | Summer | Non-coincident | 2028 | POE10 | Operational-demand | NA | 366.7467
VIC | SMTS66A | South Morang (AusNet) 66 kV | AusNet | Summer | Coincident | 2029 | POE10 | Operational-demand | NA | 284.6144
VIC | SMTS66A | South Morang (AusNet) 66 kV | AusNet | Summer | Coincident | 2029 | POE50 | Operational-demand | NA | 259.6404
VIC | SMTS66A | South Morang (AusNet) 66 kV | AusNet | Summer | Non-coincident | 2029 | POE10 | Operational-demand | NA | 353.0681
VIC | SMTS66A | South Morang (AusNet) 66 kV | AusNet | Summer | Coincident | 2030 | POE10 | Operational-demand | NA | 284.373
VIC | SMTS66A | South Morang (AusNet) 66 kV | AusNet | Summer | Coincident | 2030 | POE50 | Operational-demand | NA | 258.7023
VIC | SMTS66A | South Morang (AusNet) 66 kV | AusNet | Summer | Non-coincident | 2030 | POE10 | Operational-demand | NA | 358.0198
VIC | SMTS66A | South Morang (AusNet) 66 kV | AusNet | Summer | Coincident | 2031 | POE10 | Operational-demand | NA | 278.2122
VIC | SMTS66A | South Morang (AusNet) 66 kV | AusNet | Summer | Coincident | 2031 | POE50 | Operational-demand | NA | 254.1189
VIC | SMTS66A | South Morang (AusNet) 66 kV | AusNet | Summer | Non-coincident | 2031 | POE10 | Operational-demand | NA | 359.3758
VIC | SMTS66A | South Morang (AusNet) 66 kV | AusNet | Summer | Coincident | 2032 | POE10 | Operational-demand | NA | 270.8397
VIC | SMTS66A | South Morang (AusNet) 66 kV | AusNet | Summer | Coincident | 2032 | POE50 | Operational-demand | NA | 246.6492
VIC | SMTS66A | South Morang (AusNet) 66 kV | AusNet | Summer | Non-coincident | 2032 | POE10 | Operational-demand | NA | 360.6201
VIC | SMTS66A | South Morang (AusNet) 66 kV | AusNet | Summer | Coincident | 2033 | POE10 | Operational-demand | NA | 267.9989
VIC | SMTS66A | South Morang (AusNet) 66 kV | AusNet | Summer | Coincident | 2033 | POE50 | Operational-demand | NA | 241.8076
VIC | SMTS66A | South Morang (AusNet) 66 kV | AusNet | Summer | Non-coincident | 2033 | POE10 | Operational-demand | NA | 365.3813
VIC | SMTS66A | South Morang (AusNet) 66 kV | AusNet | Summer | Coincident | 2034 | POE10 | Operational-demand | NA | 269.4803
VIC | SMTS66A | South Morang (AusNet) 66 kV | AusNet | Summer | Coincident | 2034 | POE50 | Operational-demand | NA | 243.4936
VIC | SMTS66A | South Morang (AusNet) 66 kV | AusNet | Summer | Non-coincident | 2034 | POE10 | Operational-demand | NA | 371.2379
VIC | SMTS66A | South Morang (AusNet) 66 kV | AusNet | Summer | Coincident | 2035 | POE10 | Operational-demand | NA | 271.2231
VIC | SMTS66A | South Morang (AusNet) 66 kV | AusNet | Summer | Coincident | 2035 | POE50 | Operational-demand | NA | 245.1138
VIC | SMTS66A | South Morang (AusNet) 66 kV | AusNet | Summer | Non-coincident | 2035 | POE10 | Operational-demand | NA | 375.9387
VIC | SMTS66A | South Morang (AusNet) 66 kV | AusNet | Winter | Coincident | 2018 | ACTUAL_OPG | Operational-demand | NA | 162.7082
VIC | SMTS66A | South Morang (AusNet) 66 kV | AusNet | Winter | Coincident | 2018 | ACTUAL_RAW | Operational-demand | NA | 162.7082
VIC | SMTS66A | South Morang (AusNet) 66 kV | AusNet | Winter | Non-coincident | 2018 | ACTUAL_RAW | Operational-demand | NA | 174.0957
VIC | SMTS66A | South Morang (AusNet) 66 kV | AusNet | Winter | Non-coincident | 2018 | ACTUAL_OPG | Operational-demand | NA | 174.0957
VIC | SMTS66A | South Morang (AusNet) 66 kV | AusNet | Winter | Non-coincident | 2018 | ACTUAL_ADJUSTEDOPG | Operational-demand | NA | 174.0957
VIC | SMTS66A | South Morang (AusNet) 66 kV | AusNet | Winter | Coincident | 2019 | ACTUAL_OPG | Operational-demand | NA | 179.6461
VIC | SMTS66A | South Morang (AusNet) 66 kV | AusNet | Winter | Coincident | 2019 | ACTUAL_RAW | Operational-demand | NA | 179.6461
VIC | SMTS66A | South Morang (AusNet) 66 kV | AusNet | Winter | Non-coincident | 2019 | ACTUAL_RAW | Operational-demand | NA | 179.6461
VIC | SMTS66A | South Morang (AusNet) 66 kV | AusNet | Winter | Non-coincident | 2019 | ACTUAL_OPG | Operational-demand | NA | 179.6461
VIC | SMTS66A | South Morang (AusNet) 66 kV | AusNet | Winter | Non-coincident | 2019 | ACTUAL_ADJUSTEDOPG | Operational-demand | NA | 179.6461
VIC | SMTS66A | South Morang (AusNet) 66 kV | AusNet | Winter | Coincident | 2020 | ACTUAL_OPG | Operational-demand | NA | 192.3342
VIC | SMTS66A | South Morang (AusNet) 66 kV | AusNet | Winter | Coincident | 2020 | ACTUAL_RAW | Operational-demand | NA | 169.8744
VIC | SMTS66A | South Morang (AusNet) 66 kV | AusNet | Winter | Non-coincident | 2020 | ACTUAL_RAW | Operational-demand | NA | 186.5918
VIC | SMTS66A | South Morang (AusNet) 66 kV | AusNet | Winter | Non-coincident | 2020 | ACTUAL_OPG | Operational-demand | NA | 192.3342
VIC | SMTS66A | South Morang (AusNet) 66 kV | AusNet | Winter | Non-coincident | 2020 | ACTUAL_ADJUSTEDOPG | Operational-demand | NA | 192.3342
VIC | SMTS66A | South Morang (AusNet) 66 kV | AusNet | Winter | Coincident | 2021 | ACTUAL_OPG | Operational-demand | NA | 210.5832
VIC | SMTS66A | South Morang (AusNet) 66 kV | AusNet | Winter | Coincident | 2021 | ACTUAL_RAW | Operational-demand | NA | 155.3032
VIC | SMTS66A | South Morang (AusNet) 66 kV | AusNet | Winter | Non-coincident | 2021 | ACTUAL_RAW | Operational-demand | NA | 196.5602
VIC | SMTS66A | South Morang (AusNet) 66 kV | AusNet | Winter | Non-coincident | 2021 | ACTUAL_OPG | Operational-demand | NA | 211.1501
VIC | SMTS66A | South Morang (AusNet) 66 kV | AusNet | Winter | Non-coincident | 2021 | ACTUAL_ADJUSTEDOPG | Operational-demand | NA | 211.1501
VIC | SMTS66A | South Morang (AusNet) 66 kV | AusNet | Winter | Coincident | 2022 | ACTUAL_OPG | Operational-demand | NA | 188.3565
VIC | SMTS66A | South Morang (AusNet) 66 kV | AusNet | Winter | Coincident | 2022 | ACTUAL_RAW | Operational-demand | NA | 170.477
VIC | SMTS66A | South Morang (AusNet) 66 kV | AusNet | Winter | Non-coincident | 2022 | ACTUAL_RAW | Operational-demand | NA | 186.4186
VIC | SMTS66A | South Morang (AusNet) 66 kV | AusNet | Winter | Non-coincident | 2022 | ACTUAL_OPG | Operational-demand | NA | 188.3565
VIC | SMTS66A | South Morang (AusNet) 66 kV | AusNet | Winter | Non-coincident | 2022 | ACTUAL_ADJUSTEDOPG | Operational-demand | NA | 188.3565
VIC | SMTS66A | South Morang (AusNet) 66 kV | AusNet | Winter | Coincident | 2023 | ACTUAL_OPG | Operational-demand | NA | 194.5966
VIC | SMTS66A | South Morang (AusNet) 66 kV | AusNet | Winter | Coincident | 2023 | ACTUAL_RAW | Operational-demand | NA | 193.0222
VIC | SMTS66A | South Morang (AusNet) 66 kV | AusNet | Winter | Non-coincident | 2023 | ACTUAL_RAW | Operational-demand | NA | 196.8643
VIC | SMTS66A | South Morang (AusNet) 66 kV | AusNet | Winter | Non-coincident | 2023 | ACTUAL_OPG | Operational-demand | NA | 201.992
VIC | SMTS66A | South Morang (AusNet) 66 kV | AusNet | Winter | Non-coincident | 2023 | ACTUAL_ADJUSTEDOPG | Operational-demand | NA | 201.992
VIC | SMTS66A | South Morang (AusNet) 66 kV | AusNet | Winter | Coincident | 2024 | ACTUAL_OPG | Operational-demand | NA | 207.0778
VIC | SMTS66A | South Morang (AusNet) 66 kV | AusNet | Winter | Coincident | 2024 | ACTUAL_RAW | Operational-demand | NA | 186.5998
VIC | SMTS66A | South Morang (AusNet) 66 kV | AusNet | Winter | Non-coincident | 2024 | ACTUAL_RAW | Operational-demand | NA | 202.2456
VIC | SMTS66A | South Morang (AusNet) 66 kV | AusNet | Winter | Non-coincident | 2024 | ACTUAL_OPG | Operational-demand | NA | 207.0778
VIC | SMTS66A | South Morang (AusNet) 66 kV | AusNet | Winter | Non-coincident | 2024 | ACTUAL_ADJUSTEDOPG | Operational-demand | NA | 207.0778
VIC | SMTS66A | South Morang (AusNet) 66 kV | AusNet | Winter | Coincident | 2025 | POE10 | Operational-demand | NA | 256.9309
VIC | SMTS66A | South Morang (AusNet) 66 kV | AusNet | Winter | Coincident | 2025 | POE50 | Operational-demand | NA | 250.1672
VIC | SMTS66A | South Morang (AusNet) 66 kV | AusNet | Winter | Non-coincident | 2025 | ACTUAL_RAW | Operational-demand | NA | 204.3979
VIC | SMTS66A | South Morang (AusNet) 66 kV | AusNet | Winter | Non-coincident | 2025 | ACTUAL_ADJUSTEDOPG | Operational-demand | NA | 236.5777
VIC | SMTS66A | South Morang (AusNet) 66 kV | AusNet | Winter | Non-coincident | 2025 | BASEYEARPOE50 | Operational-demand | NA | 192.9782
VIC | SMTS66A | South Morang (AusNet) 66 kV | AusNet | Winter | Non-coincident | 2025 | BASEYEARPOE10 | Operational-demand | NA | 202.2592
VIC | SMTS66A | South Morang (AusNet) 66 kV | AusNet | Winter | Non-coincident | 2025 | POE10 | Operational-demand | NA | 269.4154
VIC | SMTS66A | South Morang (AusNet) 66 kV | AusNet | Winter | Non-coincident | 2025 | POE50 | Operational-demand | NA | 260
VIC | SMTS66A | South Morang (AusNet) 66 kV | AusNet | Winter | Coincident | 2026 | POE10 | Operational-demand | NA | 245.9993
VIC | SMTS66A | South Morang (AusNet) 66 kV | AusNet | Winter | Coincident | 2026 | POE50 | Operational-demand | NA | 238.9367
VIC | SMTS66A | South Morang (AusNet) 66 kV | AusNet | Winter | Non-coincident | 2026 | POE10 | Operational-demand | NA | 267.7194
VIC | SMTS66A | South Morang (AusNet) 66 kV | AusNet | Winter | Non-coincident | 2026 | POE50 | Operational-demand | NA | 258.2113
VIC | SMTS66A | South Morang (AusNet) 66 kV | AusNet | Winter | Coincident | 2027 | POE10 | Operational-demand | NA | 229.6344
VIC | SMTS66A | South Morang (AusNet) 66 kV | AusNet | Winter | Coincident | 2027 | POE50 | Operational-demand | NA | 222.1155
VIC | SMTS66A | South Morang (AusNet) 66 kV | AusNet | Winter | Non-coincident | 2027 | POE10 | Operational-demand | NA | 259.2955
VIC | SMTS66A | South Morang (AusNet) 66 kV | AusNet | Winter | Non-coincident | 2027 | POE50 | Operational-demand | NA | 249.6794
VIC | SMTS66A | South Morang (AusNet) 66 kV | AusNet | Winter | Coincident | 2028 | POE10 | Operational-demand | NA | 242.4754
VIC | SMTS66A | South Morang (AusNet) 66 kV | AusNet | Winter | Coincident | 2028 | POE50 | Operational-demand | NA | 235.2656
VIC | SMTS66A | South Morang (AusNet) 66 kV | AusNet | Winter | Non-coincident | 2028 | POE10 | Operational-demand | NA | 279.369
VIC | SMTS66A | South Morang (AusNet) 66 kV | AusNet | Winter | Non-coincident | 2028 | POE50 | Operational-demand | NA | 269.645
VIC | SMTS66A | South Morang (AusNet) 66 kV | AusNet | Winter | Coincident | 2029 | POE10 | Operational-demand | NA | 227.7266
VIC | SMTS66A | South Morang (AusNet) 66 kV | AusNet | Winter | Coincident | 2029 | POE50 | Operational-demand | NA | 220.5304
VIC | SMTS66A | South Morang (AusNet) 66 kV | AusNet | Winter | Non-coincident | 2029 | POE10 | Operational-demand | NA | 265.4905
VIC | SMTS66A | South Morang (AusNet) 66 kV | AusNet | Winter | Non-coincident | 2029 | POE50 | Operational-demand | NA | 255.6586
VIC | SMTS66A | South Morang (AusNet) 66 kV | AusNet | Winter | Coincident | 2030 | POE10 | Operational-demand | NA | 228.3222
VIC | SMTS66A | South Morang (AusNet) 66 kV | AusNet | Winter | Coincident | 2030 | POE50 | Operational-demand | NA | 221.1055
VIC | SMTS66A | South Morang (AusNet) 66 kV | AusNet | Winter | Non-coincident | 2030 | POE10 | Operational-demand | NA | 269.9618
VIC | SMTS66A | South Morang (AusNet) 66 kV | AusNet | Winter | Non-coincident | 2030 | POE50 | Operational-demand | NA | 260.022
VIC | SMTS66A | South Morang (AusNet) 66 kV | AusNet | Winter | Coincident | 2031 | POE10 | Operational-demand | NA | 226.3485
VIC | SMTS66A | South Morang (AusNet) 66 kV | AusNet | Winter | Coincident | 2031 | POE50 | Operational-demand | NA | 219.1415
VIC | SMTS66A | South Morang (AusNet) 66 kV | AusNet | Winter | Non-coincident | 2031 | POE10 | Operational-demand | NA | 270.967
VIC | SMTS66A | South Morang (AusNet) 66 kV | AusNet | Winter | Non-coincident | 2031 | POE50 | Operational-demand | NA | 260.918
VIC | SMTS66A | South Morang (AusNet) 66 kV | AusNet | Winter | Coincident | 2032 | POE10 | Operational-demand | NA | 222.1989
VIC | SMTS66A | South Morang (AusNet) 66 kV | AusNet | Winter | Coincident | 2032 | POE50 | Operational-demand | NA | 214.6341
VIC | SMTS66A | South Morang (AusNet) 66 kV | AusNet | Winter | Non-coincident | 2032 | POE10 | Operational-demand | NA | 271.5718
VIC | SMTS66A | South Morang (AusNet) 66 kV | AusNet | Winter | Non-coincident | 2032 | POE50 | Operational-demand | NA | 261.3991
VIC | SMTS66A | South Morang (AusNet) 66 kV | AusNet | Winter | Coincident | 2033 | POE10 | Operational-demand | NA | 219.5435
VIC | SMTS66A | South Morang (AusNet) 66 kV | AusNet | Winter | Coincident | 2033 | POE50 | Operational-demand | NA | 212.1026
VIC | SMTS66A | South Morang (AusNet) 66 kV | AusNet | Winter | Non-coincident | 2033 | POE10 | Operational-demand | NA | 275.2133
VIC | SMTS66A | South Morang (AusNet) 66 kV | AusNet | Winter | Non-coincident | 2033 | POE50 | Operational-demand | NA | 264.917
VIC | SMTS66A | South Morang (AusNet) 66 kV | AusNet | Winter | Coincident | 2034 | POE10 | Operational-demand | NA | 221.5846
VIC | SMTS66A | South Morang (AusNet) 66 kV | AusNet | Winter | Coincident | 2034 | POE50 | Operational-demand | NA | 214.2287
VIC | SMTS66A | South Morang (AusNet) 66 kV | AusNet | Winter | Non-coincident | 2034 | POE10 | Operational-demand | NA | 279.8911
VIC | SMTS66A | South Morang (AusNet) 66 kV | AusNet | Winter | Non-coincident | 2034 | POE50 | Operational-demand | NA | 269.4711
VIC | SVTS1266U | Springvale 12 (United Energy) 66 kV | United Energy | Shoulder | Coincident | 2019 | ACTUAL_OPG | Operational-demand | 54.5336 | NA
VIC | SVTS1266U | Springvale 12 (United Energy) 66 kV | United Energy | Shoulder | Coincident | 2019 | ACTUAL_RAW | Operational-demand | 54.5336 | NA
VIC | SVTS1266U | Springvale 12 (United Energy) 66 kV | United Energy | Shoulder | Non-coincident | 2019 | ACTUAL_RAW | Operational-demand | 53.2577 | NA
VIC | SVTS1266U | Springvale 12 (United Energy) 66 kV | United Energy | Shoulder | Non-coincident | 2019 | ACTUAL_OPG | Operational-demand | 53.2577 | NA
VIC | SVTS1266U | Springvale 12 (United Energy) 66 kV | United Energy | Shoulder | Non-coincident | 2019 | ACTUAL_ADJUSTEDOPG | Operational-demand | 53.2577 | NA
VIC | SVTS1266U | Springvale 12 (United Energy) 66 kV | United Energy | Shoulder | Coincident | 2020 | ACTUAL_OPG | Operational-demand | 60.4052 | NA
VIC | SVTS1266U | Springvale 12 (United Energy) 66 kV | United Energy | Shoulder | Coincident | 2020 | ACTUAL_RAW | Operational-demand | 60.4052 | NA
VIC | SVTS1266U | Springvale 12 (United Energy) 66 kV | United Energy | Shoulder | Non-coincident | 2020 | ACTUAL_RAW | Operational-demand | 54.1769 | NA
VIC | SVTS1266U | Springvale 12 (United Energy) 66 kV | United Energy | Shoulder | Non-coincident | 2020 | ACTUAL_OPG | Operational-demand | 54.1769 | NA
VIC | SVTS1266U | Springvale 12 (United Energy) 66 kV | United Energy | Shoulder | Non-coincident | 2020 | ACTUAL_ADJUSTEDOPG | Operational-demand | 54.1769 | NA
VIC | SVTS1266U | Springvale 12 (United Energy) 66 kV | United Energy | Shoulder | Coincident | 2021 | ACTUAL_OPG | Operational-demand | 48.7598 | NA
VIC | SVTS1266U | Springvale 12 (United Energy) 66 kV | United Energy | Shoulder | Coincident | 2021 | ACTUAL_RAW | Operational-demand | 48.7598 | NA
VIC | SVTS1266U | Springvale 12 (United Energy) 66 kV | United Energy | Shoulder | Non-coincident | 2021 | ACTUAL_RAW | Operational-demand | 47.3966 | NA
VIC | SVTS1266U | Springvale 12 (United Energy) 66 kV | United Energy | Shoulder | Non-coincident | 2021 | ACTUAL_OPG | Operational-demand | 47.3966 | NA
VIC | SVTS1266U | Springvale 12 (United Energy) 66 kV | United Energy | Shoulder | Non-coincident | 2021 | ACTUAL_ADJUSTEDOPG | Operational-demand | 47.3966 | NA
VIC | SVTS1266U | Springvale 12 (United Energy) 66 kV | United Energy | Shoulder | Coincident | 2022 | ACTUAL_OPG | Operational-demand | 41.1992 | NA
VIC | SVTS1266U | Springvale 12 (United Energy) 66 kV | United Energy | Shoulder | Coincident | 2022 | ACTUAL_RAW | Operational-demand | 41.1992 | NA
VIC | SVTS1266U | Springvale 12 (United Energy) 66 kV | United Energy | Shoulder | Non-coincident | 2022 | ACTUAL_RAW | Operational-demand | 39.667 | NA
VIC | SVTS1266U | Springvale 12 (United Energy) 66 kV | United Energy | Shoulder | Non-coincident | 2022 | ACTUAL_OPG | Operational-demand | 39.667 | NA
VIC | SVTS1266U | Springvale 12 (United Energy) 66 kV | United Energy | Shoulder | Non-coincident | 2022 | ACTUAL_ADJUSTEDOPG | Operational-demand | 39.667 | NA
VIC | SVTS1266U | Springvale 12 (United Energy) 66 kV | United Energy | Shoulder | Coincident | 2023 | ACTUAL_OPG | Operational-demand | 43.6667 | NA
VIC | SVTS1266U | Springvale 12 (United Energy) 66 kV | United Energy | Shoulder | Coincident | 2023 | ACTUAL_RAW | Operational-demand | 43.6667 | NA
VIC | SVTS1266U | Springvale 12 (United Energy) 66 kV | United Energy | Shoulder | Non-coincident | 2023 | ACTUAL_RAW | Operational-demand | 36.1566 | NA
VIC | SVTS1266U | Springvale 12 (United Energy) 66 kV | United Energy | Shoulder | Non-coincident | 2023 | ACTUAL_OPG | Operational-demand | 36.1566 | NA
VIC | SVTS1266U | Springvale 12 (United Energy) 66 kV | United Energy | Shoulder | Non-coincident | 2023 | ACTUAL_ADJUSTEDOPG | Operational-demand | 36.1566 | NA
VIC | SVTS1266U | Springvale 12 (United Energy) 66 kV | United Energy | Shoulder | Coincident | 2024 | ACTUAL_OPG | Operational-demand | 32.2839 | NA
VIC | SVTS1266U | Springvale 12 (United Energy) 66 kV | United Energy | Shoulder | Coincident | 2024 | ACTUAL_RAW | Operational-demand | 32.2839 | NA
VIC | SVTS1266U | Springvale 12 (United Energy) 66 kV | United Energy | Shoulder | Non-coincident | 2024 | ACTUAL_RAW | Operational-demand | 31.0644 | NA
VIC | SVTS1266U | Springvale 12 (United Energy) 66 kV | United Energy | Shoulder | Non-coincident | 2024 | ACTUAL_OPG | Operational-demand | 31.0644 | NA
VIC | SVTS1266U | Springvale 12 (United Energy) 66 kV | United Energy | Shoulder | Non-coincident | 2024 | ACTUAL_ADJUSTEDOPG | Operational-demand | 31.0644 | NA
VIC | SVTS1266U | Springvale 12 (United Energy) 66 kV | United Energy | Shoulder | Coincident | 2025 | ACTUAL_OPG | Operational-demand | 28.9689 | NA
VIC | SVTS1266U | Springvale 12 (United Energy) 66 kV | United Energy | Shoulder | Coincident | 2025 | ACTUAL_RAW | Operational-demand | 28.9689 | NA
VIC | SVTS1266U | Springvale 12 (United Energy) 66 kV | United Energy | Shoulder | Non-coincident | 2025 | ACTUAL_RAW | Operational-demand | 23.423 | NA
VIC | SVTS1266U | Springvale 12 (United Energy) 66 kV | United Energy | Shoulder | Non-coincident | 2025 | ACTUAL_OPG | Operational-demand | 23.423 | NA
VIC | SVTS1266U | Springvale 12 (United Energy) 66 kV | United Energy | Shoulder | Non-coincident | 2025 | ACTUAL_ADJUSTEDOPG | Operational-demand | 23.423 | NA
VIC | SVTS1266U | Springvale 12 (United Energy) 66 kV | United Energy | Shoulder | Non-coincident | 2025 | BASEYEARPOE90 | Operational-demand | 9.2424 | NA
VIC | SVTS1266U | Springvale 12 (United Energy) 66 kV | United Energy | Shoulder | Non-coincident | 2025 | BASEYEARPOE50 | Operational-demand | 14.859 | NA
VIC | SVTS1266U | Springvale 12 (United Energy) 66 kV | United Energy | Shoulder | Coincident_unreconciled | 2026 | POE50 | Operational-demand | 9.9192 | NA
VIC | SVTS1266U | Springvale 12 (United Energy) 66 kV | United Energy | Shoulder | Coincident_unreconciled | 2026 | POE90 | Operational-demand | 4.2513 | NA
VIC | SVTS1266U | Springvale 12 (United Energy) 66 kV | United Energy | Shoulder | Non-coincident | 2026 | POE50 | Operational-demand | 8.7162 | NA
VIC | SVTS1266U | Springvale 12 (United Energy) 66 kV | United Energy | Shoulder | Non-coincident | 2026 | POE90 | Operational-demand | 3.7357 | NA
VIC | SVTS1266U | Springvale 12 (United Energy) 66 kV | United Energy | Shoulder | Coincident_unreconciled | 2027 | POE50 | Operational-demand | 1.3594 | NA
VIC | SVTS1266U | Springvale 12 (United Energy) 66 kV | United Energy | Shoulder | Coincident_unreconciled | 2027 | POE90 | Operational-demand | -3.2797 | NA
VIC | SVTS1266U | Springvale 12 (United Energy) 66 kV | United Energy | Shoulder | Non-coincident | 2027 | POE50 | Operational-demand | 1.1945 | NA
VIC | SVTS1266U | Springvale 12 (United Energy) 66 kV | United Energy | Shoulder | Non-coincident | 2027 | POE90 | Operational-demand | -3.8048 | NA
VIC | SVTS1266U | Springvale 12 (United Energy) 66 kV | United Energy | Shoulder | Coincident_unreconciled | 2028 | POE50 | Operational-demand | -6.124 | NA
VIC | SVTS1266U | Springvale 12 (United Energy) 66 kV | United Energy | Shoulder | Coincident_unreconciled | 2028 | POE90 | Operational-demand | -10.4506 | NA
VIC | SVTS1266U | Springvale 12 (United Energy) 66 kV | United Energy | Shoulder | Non-coincident | 2028 | POE50 | Operational-demand | -7.1045 | NA
VIC | SVTS1266U | Springvale 12 (United Energy) 66 kV | United Energy | Shoulder | Non-coincident | 2028 | POE90 | Operational-demand | -12.1239 | NA
VIC | SVTS1266U | Springvale 12 (United Energy) 66 kV | United Energy | Shoulder | Coincident_unreconciled | 2029 | POE50 | Operational-demand | -12.7595 | NA
VIC | SVTS1266U | Springvale 12 (United Energy) 66 kV | United Energy | Shoulder | Coincident_unreconciled | 2029 | POE90 | Operational-demand | -17.1034 | NA
VIC | SVTS1266U | Springvale 12 (United Energy) 66 kV | United Energy | Shoulder | Non-coincident | 2029 | POE50 | Operational-demand | -14.8024 | NA
VIC | SVTS1266U | Springvale 12 (United Energy) 66 kV | United Energy | Shoulder | Non-coincident | 2029 | POE90 | Operational-demand | -19.8419 | NA
VIC | SVTS1266U | Springvale 12 (United Energy) 66 kV | United Energy | Shoulder | Coincident_unreconciled | 2030 | POE50 | Operational-demand | -19.1764 | NA
VIC | SVTS1266U | Springvale 12 (United Energy) 66 kV | United Energy | Shoulder | Coincident_unreconciled | 2030 | POE90 | Operational-demand | -23.5376 | NA
VIC | SVTS1266U | Springvale 12 (United Energy) 66 kV | United Energy | Shoulder | Non-coincident | 2030 | POE50 | Operational-demand | -22.2467 | NA
VIC | SVTS1266U | Springvale 12 (United Energy) 66 kV | United Energy | Shoulder | Non-coincident | 2030 | POE90 | Operational-demand | -27.3062 | NA
VIC | SVTS1266U | Springvale 12 (United Energy) 66 kV | United Energy | Shoulder | Coincident_unreconciled | 2031 | POE50 | Operational-demand | -25.4383 | NA
VIC | SVTS1266U | Springvale 12 (United Energy) 66 kV | United Energy | Shoulder | Coincident_unreconciled | 2031 | POE90 | Operational-demand | -29.8168 | NA
VIC | SVTS1266U | Springvale 12 (United Energy) 66 kV | United Energy | Shoulder | Non-coincident | 2031 | POE50 | Operational-demand | -29.5113 | NA
VIC | SVTS1266U | Springvale 12 (United Energy) 66 kV | United Energy | Shoulder | Non-coincident | 2031 | POE90 | Operational-demand | -34.5909 | NA
VIC | SVTS1266U | Springvale 12 (United Energy) 66 kV | United Energy | Shoulder | Coincident_unreconciled | 2032 | POE50 | Operational-demand | -30.3691 | NA
VIC | SVTS1266U | Springvale 12 (United Energy) 66 kV | United Energy | Shoulder | Coincident_unreconciled | 2032 | POE90 | Operational-demand | -34.7655 | NA
VIC | SVTS1266U | Springvale 12 (United Energy) 66 kV | United Energy | Shoulder | Non-coincident | 2032 | POE50 | Operational-demand | -35.2316 | NA
VIC | SVTS1266U | Springvale 12 (United Energy) 66 kV | United Energy | Shoulder | Non-coincident | 2032 | POE90 | Operational-demand | -40.3319 | NA
VIC | SVTS1266U | Springvale 12 (United Energy) 66 kV | United Energy | Shoulder | Coincident_unreconciled | 2033 | POE50 | Operational-demand | -34.2317 | NA
VIC | SVTS1266U | Springvale 12 (United Energy) 66 kV | United Energy | Shoulder | Coincident_unreconciled | 2033 | POE90 | Operational-demand | -38.6463 | NA
VIC | SVTS1266U | Springvale 12 (United Energy) 66 kV | United Energy | Shoulder | Non-coincident | 2033 | POE50 | Operational-demand | -39.7126 | NA
VIC | SVTS1266U | Springvale 12 (United Energy) 66 kV | United Energy | Shoulder | Non-coincident | 2033 | POE90 | Operational-demand | -44.8341 | NA
VIC | SVTS1266U | Springvale 12 (United Energy) 66 kV | United Energy | Shoulder | Coincident_unreconciled | 2034 | POE50 | Operational-demand | -37.8297 | NA
VIC | SVTS1266U | Springvale 12 (United Energy) 66 kV | United Energy | Shoulder | Coincident_unreconciled | 2034 | POE90 | Operational-demand | -42.2625 | NA
VIC | SVTS1266U | Springvale 12 (United Energy) 66 kV | United Energy | Shoulder | Non-coincident | 2034 | POE50 | Operational-demand | -43.8866 | NA
VIC | SVTS1266U | Springvale 12 (United Energy) 66 kV | United Energy | Shoulder | Non-coincident | 2034 | POE90 | Operational-demand | -49.0292 | NA
VIC | SVTS1266U | Springvale 12 (United Energy) 66 kV | United Energy | Shoulder | Coincident_unreconciled | 2035 | POE50 | Operational-demand | -41.6756 | NA
VIC | SVTS1266U | Springvale 12 (United Energy) 66 kV | United Energy | Shoulder | Coincident_unreconciled | 2035 | POE90 | Operational-demand | -46.1267 | NA
VIC | SVTS1266U | Springvale 12 (United Energy) 66 kV | United Energy | Shoulder | Non-coincident | 2035 | POE50 | Operational-demand | -48.3483 | NA
VIC | SVTS1266U | Springvale 12 (United Energy) 66 kV | United Energy | Shoulder | Non-coincident | 2035 | POE90 | Operational-demand | -53.5121 | NA
VIC | SVTS1266U | Springvale 12 (United Energy) 66 kV | United Energy | Summer | Coincident | 2019 | ACTUAL_OPG | Operational-demand | 51.4305 | 224.3544
VIC | SVTS1266U | Springvale 12 (United Energy) 66 kV | United Energy | Summer | Coincident | 2019 | ACTUAL_RAW | Operational-demand | 51.4305 | 224.3544
VIC | SVTS1266U | Springvale 12 (United Energy) 66 kV | United Energy | Summer | Non-coincident | 2019 | ACTUAL_RAW | Operational-demand | 45.3764 | 224.3544
VIC | SVTS1266U | Springvale 12 (United Energy) 66 kV | United Energy | Summer | Non-coincident | 2019 | ACTUAL_OPG | Operational-demand | 45.3764 | 224.3544
VIC | SVTS1266U | Springvale 12 (United Energy) 66 kV | United Energy | Summer | Non-coincident | 2019 | ACTUAL_ADJUSTEDOPG | Operational-demand | 45.3764 | 224.3544
VIC | SVTS1266U | Springvale 12 (United Energy) 66 kV | United Energy | Summer | Coincident | 2020 | ACTUAL_OPG | Operational-demand | 46.4392 | 200.5961
VIC | SVTS1266U | Springvale 12 (United Energy) 66 kV | United Energy | Summer | Coincident | 2020 | ACTUAL_RAW | Operational-demand | 46.4392 | 200.5961
VIC | SVTS1266U | Springvale 12 (United Energy) 66 kV | United Energy | Summer | Non-coincident | 2020 | ACTUAL_RAW | Operational-demand | 46.181 | 211.9351
VIC | SVTS1266U | Springvale 12 (United Energy) 66 kV | United Energy | Summer | Non-coincident | 2020 | ACTUAL_OPG | Operational-demand | 46.181 | 211.9351
VIC | SVTS1266U | Springvale 12 (United Energy) 66 kV | United Energy | Summer | Non-coincident | 2020 | ACTUAL_ADJUSTEDOPG | Operational-demand | 46.181 | 211.9351
VIC | SVTS1266U | Springvale 12 (United Energy) 66 kV | United Energy | Summer | Coincident | 2021 | ACTUAL_OPG | Operational-demand | 32.4233 | 167.0199
VIC | SVTS1266U | Springvale 12 (United Energy) 66 kV | United Energy | Summer | Coincident | 2021 | ACTUAL_RAW | Operational-demand | 32.4233 | 167.0199
VIC | SVTS1266U | Springvale 12 (United Energy) 66 kV | United Energy | Summer | Non-coincident | 2021 | ACTUAL_RAW | Operational-demand | 32.4233 | 177.3695
VIC | SVTS1266U | Springvale 12 (United Energy) 66 kV | United Energy | Summer | Non-coincident | 2021 | ACTUAL_OPG | Operational-demand | 32.4233 | 177.3695
VIC | SVTS1266U | Springvale 12 (United Energy) 66 kV | United Energy | Summer | Non-coincident | 2021 | ACTUAL_ADJUSTEDOPG | Operational-demand | 32.4233 | 177.3695
VIC | SVTS1266U | Springvale 12 (United Energy) 66 kV | United Energy | Summer | Coincident | 2022 | ACTUAL_OPG | Operational-demand | 39.8938 | 176.341
VIC | SVTS1266U | Springvale 12 (United Energy) 66 kV | United Energy | Summer | Coincident | 2022 | ACTUAL_RAW | Operational-demand | 39.8938 | 176.341
VIC | SVTS1266U | Springvale 12 (United Energy) 66 kV | United Energy | Summer | Non-coincident | 2022 | ACTUAL_RAW | Operational-demand | 29.4468 | 186.9091
VIC | SVTS1266U | Springvale 12 (United Energy) 66 kV | United Energy | Summer | Non-coincident | 2022 | ACTUAL_OPG | Operational-demand | 29.4468 | 186.9091
VIC | SVTS1266U | Springvale 12 (United Energy) 66 kV | United Energy | Summer | Non-coincident | 2022 | ACTUAL_ADJUSTEDOPG | Operational-demand | 29.4468 | 186.9091
VIC | SVTS1266U | Springvale 12 (United Energy) 66 kV | United Energy | Summer | Coincident | 2023 | ACTUAL_OPG | Operational-demand | 33.4527 | 176.9747
VIC | SVTS1266U | Springvale 12 (United Energy) 66 kV | United Energy | Summer | Coincident | 2023 | ACTUAL_RAW | Operational-demand | 33.4527 | 176.9747
VIC | SVTS1266U | Springvale 12 (United Energy) 66 kV | United Energy | Summer | Non-coincident | 2023 | ACTUAL_RAW | Operational-demand | 28.6288 | 190.2238
VIC | SVTS1266U | Springvale 12 (United Energy) 66 kV | United Energy | Summer | Non-coincident | 2023 | ACTUAL_OPG | Operational-demand | 28.6288 | 190.2238
VIC | SVTS1266U | Springvale 12 (United Energy) 66 kV | United Energy | Summer | Non-coincident | 2023 | ACTUAL_ADJUSTEDOPG | Operational-demand | 28.6288 | 190.2238
VIC | SVTS1266U | Springvale 12 (United Energy) 66 kV | United Energy | Summer | Coincident | 2024 | ACTUAL_OPG | Operational-demand | 16.8655 | 201.5144
VIC | SVTS1266U | Springvale 12 (United Energy) 66 kV | United Energy | Summer | Coincident | 2024 | ACTUAL_RAW | Operational-demand | 16.8655 | 201.5144
VIC | SVTS1266U | Springvale 12 (United Energy) 66 kV | United Energy | Summer | Non-coincident | 2024 | ACTUAL_RAW | Operational-demand | 16.8655 | 206.2375
VIC | SVTS1266U | Springvale 12 (United Energy) 66 kV | United Energy | Summer | Non-coincident | 2024 | ACTUAL_OPG | Operational-demand | 16.8655 | 206.2375
VIC | SVTS1266U | Springvale 12 (United Energy) 66 kV | United Energy | Summer | Non-coincident | 2024 | ACTUAL_ADJUSTEDOPG | Operational-demand | 16.8655 | 206.2375
VIC | SVTS1266U | Springvale 12 (United Energy) 66 kV | United Energy | Summer | Coincident | 2025 | ACTUAL_OPG | Operational-demand | 14.5338 | 198.7938
VIC | SVTS1266U | Springvale 12 (United Energy) 66 kV | United Energy | Summer | Coincident | 2025 | ACTUAL_RAW | Operational-demand | 14.5338 | 198.7938
VIC | SVTS1266U | Springvale 12 (United Energy) 66 kV | United Energy | Summer | Non-coincident | 2025 | ACTUAL_RAW | Operational-demand | 11.1916 | 198.8418
VIC | SVTS1266U | Springvale 12 (United Energy) 66 kV | United Energy | Summer | Non-coincident | 2025 | ACTUAL_OPG | Operational-demand | 11.1916 | 198.8418
VIC | SVTS1266U | Springvale 12 (United Energy) 66 kV | United Energy | Summer | Non-coincident | 2025 | ACTUAL_ADJUSTEDOPG | Operational-demand | 11.1916 | 198.8418
VIC | SVTS1266U | Springvale 12 (United Energy) 66 kV | United Energy | Summer | Non-coincident | 2025 | BASEYEARPOE90 | Operational-demand | 1.6542 | NA
VIC | SVTS1266U | Springvale 12 (United Energy) 66 kV | United Energy | Summer | Non-coincident | 2025 | BASEYEARPOE50 | Operational-demand | 7.6951 | 193.6628
VIC | SVTS1266U | Springvale 12 (United Energy) 66 kV | United Energy | Summer | Coincident_unreconciled | 2026 | POE50 | Operational-demand | 3.4872 | NA
VIC | SVTS1266U | Springvale 12 (United Energy) 66 kV | United Energy | Summer | Coincident_unreconciled | 2026 | POE90 | Operational-demand | -1.4195 | NA
VIC | SVTS1266U | Springvale 12 (United Energy) 66 kV | United Energy | Summer | Non-coincident | 2026 | POE50 | Operational-demand | 3.0342 | 206.6301
VIC | SVTS1266U | Springvale 12 (United Energy) 66 kV | United Energy | Summer | Non-coincident | 2026 | POE90 | Operational-demand | -1.6686 | NA
VIC | SVTS1266U | Springvale 12 (United Energy) 66 kV | United Energy | Summer | Coincident_unreconciled | 2027 | POE50 | Operational-demand | -4.0319 | NA
VIC | SVTS1266U | Springvale 12 (United Energy) 66 kV | United Energy | Summer | Coincident_unreconciled | 2027 | POE90 | Operational-demand | -8.0493 | NA
VIC | SVTS1266U | Springvale 12 (United Energy) 66 kV | United Energy | Summer | Non-coincident | 2027 | POE50 | Operational-demand | -4.7395 | 206.7116
VIC | SVTS1266U | Springvale 12 (United Energy) 66 kV | United Energy | Summer | Non-coincident | 2027 | POE90 | Operational-demand | -9.4621 | NA
VIC | SVTS1266U | Springvale 12 (United Energy) 66 kV | United Energy | Summer | Coincident_unreconciled | 2028 | POE50 | Operational-demand | -11.3361 | NA
VIC | SVTS1266U | Springvale 12 (United Energy) 66 kV | United Energy | Summer | Coincident_unreconciled | 2028 | POE90 | Operational-demand | -15.3714 | NA
VIC | SVTS1266U | Springvale 12 (United Energy) 66 kV | United Energy | Summer | Non-coincident | 2028 | POE50 | Operational-demand | -13.3258 | 206.1355
VIC | SVTS1266U | Springvale 12 (United Energy) 66 kV | United Energy | Summer | Non-coincident | 2028 | POE90 | Operational-demand | -18.0694 | NA
VIC | SVTS1266U | Springvale 12 (United Energy) 66 kV | United Energy | Summer | Coincident_unreconciled | 2029 | POE50 | Operational-demand | -18.0943 | NA
VIC | SVTS1266U | Springvale 12 (United Energy) 66 kV | United Energy | Summer | Coincident_unreconciled | 2029 | POE90 | Operational-demand | -22.1477 | NA
VIC | SVTS1266U | Springvale 12 (United Energy) 66 kV | United Energy | Summer | Non-coincident | 2029 | POE50 | Operational-demand | -21.2703 | 205.7809
VIC | SVTS1266U | Springvale 12 (United Energy) 66 kV | United Energy | Summer | Non-coincident | 2029 | POE90 | Operational-demand | -26.035 | NA
VIC | SVTS1266U | Springvale 12 (United Energy) 66 kV | United Energy | Summer | Coincident_unreconciled | 2030 | POE50 | Operational-demand | -24.6966 | NA
VIC | SVTS1266U | Springvale 12 (United Energy) 66 kV | United Energy | Summer | Coincident_unreconciled | 2030 | POE90 | Operational-demand | -28.7679 | NA
VIC | SVTS1266U | Springvale 12 (United Energy) 66 kV | United Energy | Summer | Non-coincident | 2030 | POE50 | Operational-demand | -29.0314 | 205.6137
VIC | SVTS1266U | Springvale 12 (United Energy) 66 kV | United Energy | Summer | Non-coincident | 2030 | POE90 | Operational-demand | -33.8172 | NA
VIC | SVTS1266U | Springvale 12 (United Energy) 66 kV | United Energy | Summer | Coincident_unreconciled | 2031 | POE50 | Operational-demand | -31.1482 | NA
VIC | SVTS1266U | Springvale 12 (United Energy) 66 kV | United Energy | Summer | Coincident_unreconciled | 2031 | POE90 | Operational-demand | -35.2374 | NA
VIC | SVTS1266U | Springvale 12 (United Energy) 66 kV | United Energy | Summer | Non-coincident | 2031 | POE50 | Operational-demand | -36.6153 | 205.8349
VIC | SVTS1266U | Springvale 12 (United Energy) 66 kV | United Energy | Summer | Non-coincident | 2031 | POE90 | Operational-demand | -41.4223 | NA
VIC | SVTS1266U | Springvale 12 (United Energy) 66 kV | United Energy | Summer | Coincident_unreconciled | 2032 | POE50 | Operational-demand | -36.2367 | NA
VIC | SVTS1266U | Springvale 12 (United Energy) 66 kV | United Energy | Summer | Coincident_unreconciled | 2032 | POE90 | Operational-demand | -40.3445 | NA
VIC | SVTS1266U | Springvale 12 (United Energy) 66 kV | United Energy | Summer | Non-coincident | 2032 | POE50 | Operational-demand | -42.597 | 206.4675
VIC | SVTS1266U | Springvale 12 (United Energy) 66 kV | United Energy | Summer | Non-coincident | 2032 | POE90 | Operational-demand | -47.4258 | NA
VIC | SVTS1266U | Springvale 12 (United Energy) 66 kV | United Energy | Summer | Coincident_unreconciled | 2033 | POE50 | Operational-demand | -40.2651 | NA
VIC | SVTS1266U | Springvale 12 (United Energy) 66 kV | United Energy | Summer | Coincident_unreconciled | 2033 | POE90 | Operational-demand | -44.3918 | NA
VIC | SVTS1266U | Springvale 12 (United Energy) 66 kV | United Energy | Summer | Non-coincident | 2033 | POE50 | Operational-demand | -47.3325 | 207.3251
VIC | SVTS1266U | Springvale 12 (United Energy) 66 kV | United Energy | Summer | Non-coincident | 2033 | POE90 | Operational-demand | -52.1835 | NA
VIC | SVTS1266U | Springvale 12 (United Energy) 66 kV | United Energy | Summer | Coincident_unreconciled | 2034 | POE50 | Operational-demand | -44.045 | NA
VIC | SVTS1266U | Springvale 12 (United Energy) 66 kV | United Energy | Summer | Coincident_unreconciled | 2034 | POE90 | Operational-demand | -48.1906 | NA
VIC | SVTS1266U | Springvale 12 (United Energy) 66 kV | United Energy | Summer | Non-coincident | 2034 | POE50 | Operational-demand | -51.7758 | 208.2347
VIC | SVTS1266U | Springvale 12 (United Energy) 66 kV | United Energy | Summer | Non-coincident | 2034 | POE90 | Operational-demand | -56.6491 | NA
VIC | SVTS1266U | Springvale 12 (United Energy) 66 kV | United Energy | Summer | Coincident_unreconciled | 2035 | POE50 | Operational-demand | -48.0913 | NA
VIC | SVTS1266U | Springvale 12 (United Energy) 66 kV | United Energy | Summer | Coincident_unreconciled | 2035 | POE90 | Operational-demand | -52.2559 | NA
VIC | SVTS1266U | Springvale 12 (United Energy) 66 kV | United Energy | Summer | Non-coincident | 2035 | POE50 | Operational-demand | -56.5324 | 209.1057
VIC | SVTS1266U | Springvale 12 (United Energy) 66 kV | United Energy | Summer | Non-coincident | 2035 | POE90 | Operational-demand | -61.428 | NA
VIC | SVTS1266U | Springvale 12 (United Energy) 66 kV | United Energy | Summer | Non-coincident | 2025 | BASEYEARPOE10 | Operational-demand | NA | 216.8847
VIC | SVTS1266U | Springvale 12 (United Energy) 66 kV | United Energy | Summer | Coincident | 2026 | POE10 | Operational-demand | NA | 214.636
VIC | SVTS1266U | Springvale 12 (United Energy) 66 kV | United Energy | Summer | Coincident | 2026 | POE50 | Operational-demand | NA | 192.6845
VIC | SVTS1266U | Springvale 12 (United Energy) 66 kV | United Energy | Summer | Non-coincident | 2026 | POE10 | Operational-demand | NA | 235.6375
VIC | SVTS1266U | Springvale 12 (United Energy) 66 kV | United Energy | Summer | Coincident | 2027 | POE10 | Operational-demand | NA | 209.5071
VIC | SVTS1266U | Springvale 12 (United Energy) 66 kV | United Energy | Summer | Coincident | 2027 | POE50 | Operational-demand | NA | 186.7737
VIC | SVTS1266U | Springvale 12 (United Energy) 66 kV | United Energy | Summer | Non-coincident | 2027 | POE10 | Operational-demand | NA | 235.8282
VIC | SVTS1266U | Springvale 12 (United Energy) 66 kV | United Energy | Summer | Coincident | 2028 | POE10 | Operational-demand | NA | 204.467
VIC | SVTS1266U | Springvale 12 (United Energy) 66 kV | United Energy | Summer | Coincident | 2028 | POE50 | Operational-demand | NA | 180.8092
VIC | SVTS1266U | Springvale 12 (United Energy) 66 kV | United Energy | Summer | Non-coincident | 2028 | POE10 | Operational-demand | NA | 235.7909
VIC | SVTS1266U | Springvale 12 (United Energy) 66 kV | United Energy | Summer | Coincident | 2029 | POE10 | Operational-demand | NA | 200.9716
VIC | SVTS1266U | Springvale 12 (United Energy) 66 kV | United Energy | Summer | Coincident | 2029 | POE50 | Operational-demand | NA | 177.7451
VIC | SVTS1266U | Springvale 12 (United Energy) 66 kV | United Energy | Summer | Non-coincident | 2029 | POE10 | Operational-demand | NA | 235.9703
VIC | SVTS1266U | Springvale 12 (United Energy) 66 kV | United Energy | Summer | Coincident | 2030 | POE10 | Operational-demand | NA | 198.3148
VIC | SVTS1266U | Springvale 12 (United Energy) 66 kV | United Energy | Summer | Coincident | 2030 | POE50 | Operational-demand | NA | 174.7857
VIC | SVTS1266U | Springvale 12 (United Energy) 66 kV | United Energy | Summer | Non-coincident | 2030 | POE10 | Operational-demand | NA | 236.3267
VIC | SVTS1266U | Springvale 12 (United Energy) 66 kV | United Energy | Summer | Coincident | 2031 | POE10 | Operational-demand | NA | 193.663
VIC | SVTS1266U | Springvale 12 (United Energy) 66 kV | United Energy | Summer | Coincident | 2031 | POE50 | Operational-demand | NA | 171.4621
VIC | SVTS1266U | Springvale 12 (United Energy) 66 kV | United Energy | Summer | Non-coincident | 2031 | POE10 | Operational-demand | NA | 236.79
VIC | SVTS1266U | Springvale 12 (United Energy) 66 kV | United Energy | Summer | Coincident | 2032 | POE10 | Operational-demand | NA | 188.4798
VIC | SVTS1266U | Springvale 12 (United Energy) 66 kV | United Energy | Summer | Coincident | 2032 | POE50 | Operational-demand | NA | 166.5125
VIC | SVTS1266U | Springvale 12 (United Energy) 66 kV | United Energy | Summer | Non-coincident | 2032 | POE10 | Operational-demand | NA | 237.5477
VIC | SVTS1266U | Springvale 12 (United Energy) 66 kV | United Energy | Summer | Coincident | 2033 | POE10 | Operational-demand | NA | 184.8293
VIC | SVTS1266U | Springvale 12 (United Energy) 66 kV | United Energy | Summer | Coincident | 2033 | POE50 | Operational-demand | NA | 161.7604
VIC | SVTS1266U | Springvale 12 (United Energy) 66 kV | United Energy | Summer | Non-coincident | 2033 | POE10 | Operational-demand | NA | 238.5333
VIC | SVTS1266U | Springvale 12 (United Energy) 66 kV | United Energy | Summer | Coincident | 2034 | POE10 | Operational-demand | NA | 183.7061
VIC | SVTS1266U | Springvale 12 (United Energy) 66 kV | United Energy | Summer | Coincident | 2034 | POE50 | Operational-demand | NA | 160.9405
VIC | SVTS1266U | Springvale 12 (United Energy) 66 kV | United Energy | Summer | Non-coincident | 2034 | POE10 | Operational-demand | NA | 239.5708
VIC | SVTS1266U | Springvale 12 (United Energy) 66 kV | United Energy | Summer | Coincident | 2035 | POE10 | Operational-demand | NA | 183.337
VIC | SVTS1266U | Springvale 12 (United Energy) 66 kV | United Energy | Summer | Coincident | 2035 | POE50 | Operational-demand | NA | 160.6344
VIC | SVTS1266U | Springvale 12 (United Energy) 66 kV | United Energy | Summer | Non-coincident | 2035 | POE10 | Operational-demand | NA | 240.5697
VIC | SVTS1266U | Springvale 12 (United Energy) 66 kV | United Energy | Winter | Coincident | 2018 | ACTUAL_OPG | Operational-demand | NA | 156.8165
VIC | SVTS1266U | Springvale 12 (United Energy) 66 kV | United Energy | Winter | Coincident | 2018 | ACTUAL_RAW | Operational-demand | NA | 156.8165
VIC | SVTS1266U | Springvale 12 (United Energy) 66 kV | United Energy | Winter | Non-coincident | 2018 | ACTUAL_RAW | Operational-demand | NA | 174.5931
VIC | SVTS1266U | Springvale 12 (United Energy) 66 kV | United Energy | Winter | Non-coincident | 2018 | ACTUAL_OPG | Operational-demand | NA | 174.5931
VIC | SVTS1266U | Springvale 12 (United Energy) 66 kV | United Energy | Winter | Non-coincident | 2018 | ACTUAL_ADJUSTEDOPG | Operational-demand | NA | 174.5931
VIC | SVTS1266U | Springvale 12 (United Energy) 66 kV | United Energy | Winter | Coincident | 2019 | ACTUAL_OPG | Operational-demand | NA | 160.4972
VIC | SVTS1266U | Springvale 12 (United Energy) 66 kV | United Energy | Winter | Coincident | 2019 | ACTUAL_RAW | Operational-demand | NA | 160.4972
VIC | SVTS1266U | Springvale 12 (United Energy) 66 kV | United Energy | Winter | Non-coincident | 2019 | ACTUAL_RAW | Operational-demand | NA | 170.9942
VIC | SVTS1266U | Springvale 12 (United Energy) 66 kV | United Energy | Winter | Non-coincident | 2019 | ACTUAL_OPG | Operational-demand | NA | 170.9942
VIC | SVTS1266U | Springvale 12 (United Energy) 66 kV | United Energy | Winter | Non-coincident | 2019 | ACTUAL_ADJUSTEDOPG | Operational-demand | NA | 170.9942
VIC | SVTS1266U | Springvale 12 (United Energy) 66 kV | United Energy | Winter | Coincident | 2020 | ACTUAL_OPG | Operational-demand | NA | 159.2723
VIC | SVTS1266U | Springvale 12 (United Energy) 66 kV | United Energy | Winter | Coincident | 2020 | ACTUAL_RAW | Operational-demand | NA | 159.2723
VIC | SVTS1266U | Springvale 12 (United Energy) 66 kV | United Energy | Winter | Non-coincident | 2020 | ACTUAL_RAW | Operational-demand | NA | 163.1995
VIC | SVTS1266U | Springvale 12 (United Energy) 66 kV | United Energy | Winter | Non-coincident | 2020 | ACTUAL_OPG | Operational-demand | NA | 163.1995
VIC | SVTS1266U | Springvale 12 (United Energy) 66 kV | United Energy | Winter | Non-coincident | 2020 | ACTUAL_ADJUSTEDOPG | Operational-demand | NA | 163.1995
VIC | SVTS1266U | Springvale 12 (United Energy) 66 kV | United Energy | Winter | Coincident | 2021 | ACTUAL_OPG | Operational-demand | NA | 151.1566
VIC | SVTS1266U | Springvale 12 (United Energy) 66 kV | United Energy | Winter | Coincident | 2021 | ACTUAL_RAW | Operational-demand | NA | 151.1566
VIC | SVTS1266U | Springvale 12 (United Energy) 66 kV | United Energy | Winter | Non-coincident | 2021 | ACTUAL_RAW | Operational-demand | NA | 161.9681
VIC | SVTS1266U | Springvale 12 (United Energy) 66 kV | United Energy | Winter | Non-coincident | 2021 | ACTUAL_OPG | Operational-demand | NA | 161.9681
VIC | SVTS1266U | Springvale 12 (United Energy) 66 kV | United Energy | Winter | Non-coincident | 2021 | ACTUAL_ADJUSTEDOPG | Operational-demand | NA | 161.9681
VIC | SVTS1266U | Springvale 12 (United Energy) 66 kV | United Energy | Winter | Coincident | 2022 | ACTUAL_OPG | Operational-demand | NA | 165.8613
VIC | SVTS1266U | Springvale 12 (United Energy) 66 kV | United Energy | Winter | Coincident | 2022 | ACTUAL_RAW | Operational-demand | NA | 165.8613
VIC | SVTS1266U | Springvale 12 (United Energy) 66 kV | United Energy | Winter | Non-coincident | 2022 | ACTUAL_RAW | Operational-demand | NA | 173.8253
VIC | SVTS1266U | Springvale 12 (United Energy) 66 kV | United Energy | Winter | Non-coincident | 2022 | ACTUAL_OPG | Operational-demand | NA | 173.8253
VIC | SVTS1266U | Springvale 12 (United Energy) 66 kV | United Energy | Winter | Non-coincident | 2022 | ACTUAL_ADJUSTEDOPG | Operational-demand | NA | 173.8253
VIC | SVTS1266U | Springvale 12 (United Energy) 66 kV | United Energy | Winter | Coincident | 2023 | ACTUAL_OPG | Operational-demand | NA | 161.5467
VIC | SVTS1266U | Springvale 12 (United Energy) 66 kV | United Energy | Winter | Coincident | 2023 | ACTUAL_RAW | Operational-demand | NA | 161.5467
VIC | SVTS1266U | Springvale 12 (United Energy) 66 kV | United Energy | Winter | Non-coincident | 2023 | ACTUAL_RAW | Operational-demand | NA | 169.6969
VIC | SVTS1266U | Springvale 12 (United Energy) 66 kV | United Energy | Winter | Non-coincident | 2023 | ACTUAL_OPG | Operational-demand | NA | 169.6969
VIC | SVTS1266U | Springvale 12 (United Energy) 66 kV | United Energy | Winter | Non-coincident | 2023 | ACTUAL_ADJUSTEDOPG | Operational-demand | NA | 169.6969
VIC | SVTS1266U | Springvale 12 (United Energy) 66 kV | United Energy | Winter | Coincident | 2024 | ACTUAL_OPG | Operational-demand | NA | 172.6965
VIC | SVTS1266U | Springvale 12 (United Energy) 66 kV | United Energy | Winter | Coincident | 2024 | ACTUAL_RAW | Operational-demand | NA | 172.6965
VIC | SVTS1266U | Springvale 12 (United Energy) 66 kV | United Energy | Winter | Non-coincident | 2024 | ACTUAL_RAW | Operational-demand | NA | 178.0372
VIC | SVTS1266U | Springvale 12 (United Energy) 66 kV | United Energy | Winter | Non-coincident | 2024 | ACTUAL_OPG | Operational-demand | NA | 178.0372
VIC | SVTS1266U | Springvale 12 (United Energy) 66 kV | United Energy | Winter | Non-coincident | 2024 | ACTUAL_ADJUSTEDOPG | Operational-demand | NA | 178.0372
VIC | SVTS1266U | Springvale 12 (United Energy) 66 kV | United Energy | Winter | Coincident | 2025 | POE50 | Operational-demand | NA | 192.4363
VIC | SVTS1266U | Springvale 12 (United Energy) 66 kV | United Energy | Winter | Coincident | 2025 | POE10 | Operational-demand | NA | 190.7977
VIC | SVTS1266U | Springvale 12 (United Energy) 66 kV | United Energy | Winter | Non-coincident | 2025 | ACTUAL_RAW | Operational-demand | NA | 187.6409
VIC | SVTS1266U | Springvale 12 (United Energy) 66 kV | United Energy | Winter | Non-coincident | 2025 | ACTUAL_ADJUSTEDOPG | Operational-demand | NA | 187.6409
VIC | SVTS1266U | Springvale 12 (United Energy) 66 kV | United Energy | Winter | Non-coincident | 2025 | BASEYEARPOE50 | Operational-demand | NA | 170.2096
VIC | SVTS1266U | Springvale 12 (United Energy) 66 kV | United Energy | Winter | Non-coincident | 2025 | BASEYEARPOE10 | Operational-demand | NA | 176.7571
VIC | SVTS1266U | Springvale 12 (United Energy) 66 kV | United Energy | Winter | Non-coincident | 2025 | POE50 | Operational-demand | NA | 200
VIC | SVTS1266U | Springvale 12 (United Energy) 66 kV | United Energy | Winter | Non-coincident | 2025 | POE10 | Operational-demand | NA | 200
VIC | SVTS1266U | Springvale 12 (United Energy) 66 kV | United Energy | Winter | Coincident | 2026 | POE50 | Operational-demand | NA | 188.7593
VIC | SVTS1266U | Springvale 12 (United Energy) 66 kV | United Energy | Winter | Coincident | 2026 | POE10 | Operational-demand | NA | 187.5026
VIC | SVTS1266U | Springvale 12 (United Energy) 66 kV | United Energy | Winter | Non-coincident | 2026 | POE50 | Operational-demand | NA | 204
VIC | SVTS1266U | Springvale 12 (United Energy) 66 kV | United Energy | Winter | Non-coincident | 2026 | POE10 | Operational-demand | NA | 204
VIC | SVTS1266U | Springvale 12 (United Energy) 66 kV | United Energy | Winter | Coincident | 2027 | POE50 | Operational-demand | NA | 185.0334
VIC | SVTS1266U | Springvale 12 (United Energy) 66 kV | United Energy | Winter | Coincident | 2027 | POE10 | Operational-demand | NA | 184.2726
VIC | SVTS1266U | Springvale 12 (United Energy) 66 kV | United Energy | Winter | Non-coincident | 2027 | POE50 | Operational-demand | NA | 208.08
VIC | SVTS1266U | Springvale 12 (United Energy) 66 kV | United Energy | Winter | Non-coincident | 2027 | POE10 | Operational-demand | NA | 208.08
VIC | SVTS1266U | Springvale 12 (United Energy) 66 kV | United Energy | Winter | Coincident | 2028 | POE50 | Operational-demand | NA | 185.2462
VIC | SVTS1266U | Springvale 12 (United Energy) 66 kV | United Energy | Winter | Coincident | 2028 | POE10 | Operational-demand | NA | 184.3384
VIC | SVTS1266U | Springvale 12 (United Energy) 66 kV | United Energy | Winter | Non-coincident | 2028 | POE50 | Operational-demand | NA | 212.2416
VIC | SVTS1266U | Springvale 12 (United Energy) 66 kV | United Energy | Winter | Non-coincident | 2028 | POE10 | Operational-demand | NA | 212.2416
VIC | SVTS1266U | Springvale 12 (United Energy) 66 kV | United Energy | Winter | Coincident | 2029 | POE50 | Operational-demand | NA | 186.7094
VIC | SVTS1266U | Springvale 12 (United Energy) 66 kV | United Energy | Winter | Coincident | 2029 | POE10 | Operational-demand | NA | 185.7307
VIC | SVTS1266U | Springvale 12 (United Energy) 66 kV | United Energy | Winter | Non-coincident | 2029 | POE50 | Operational-demand | NA | 216.4864
VIC | SVTS1266U | Springvale 12 (United Energy) 66 kV | United Energy | Winter | Non-coincident | 2029 | POE10 | Operational-demand | NA | 216.4864
VIC | SVTS1266U | Springvale 12 (United Energy) 66 kV | United Energy | Winter | Coincident | 2030 | POE50 | Operational-demand | NA | 187.7676
VIC | SVTS1266U | Springvale 12 (United Energy) 66 kV | United Energy | Winter | Coincident | 2030 | POE10 | Operational-demand | NA | 186.8246
VIC | SVTS1266U | Springvale 12 (United Energy) 66 kV | United Energy | Winter | Non-coincident | 2030 | POE50 | Operational-demand | NA | 220.8162
VIC | SVTS1266U | Springvale 12 (United Energy) 66 kV | United Energy | Winter | Non-coincident | 2030 | POE10 | Operational-demand | NA | 220.8162
VIC | SVTS1266U | Springvale 12 (United Energy) 66 kV | United Energy | Winter | Coincident | 2031 | POE50 | Operational-demand | NA | 189.1762
VIC | SVTS1266U | Springvale 12 (United Energy) 66 kV | United Energy | Winter | Coincident | 2031 | POE10 | Operational-demand | NA | 188.2196
VIC | SVTS1266U | Springvale 12 (United Energy) 66 kV | United Energy | Winter | Non-coincident | 2031 | POE50 | Operational-demand | NA | 225.2325
VIC | SVTS1266U | Springvale 12 (United Energy) 66 kV | United Energy | Winter | Non-coincident | 2031 | POE10 | Operational-demand | NA | 225.2325
VIC | SVTS1266U | Springvale 12 (United Energy) 66 kV | United Energy | Winter | Coincident | 2032 | POE50 | Operational-demand | NA | 188.6464
VIC | SVTS1266U | Springvale 12 (United Energy) 66 kV | United Energy | Winter | Coincident | 2032 | POE10 | Operational-demand | NA | 188.0487
VIC | SVTS1266U | Springvale 12 (United Energy) 66 kV | United Energy | Winter | Non-coincident | 2032 | POE50 | Operational-demand | NA | 229.7371
VIC | SVTS1266U | Springvale 12 (United Energy) 66 kV | United Energy | Winter | Non-coincident | 2032 | POE10 | Operational-demand | NA | 229.7371
VIC | SVTS1266U | Springvale 12 (United Energy) 66 kV | United Energy | Winter | Coincident | 2033 | POE50 | Operational-demand | NA | 187.6492
VIC | SVTS1266U | Springvale 12 (United Energy) 66 kV | United Energy | Winter | Coincident | 2033 | POE10 | Operational-demand | NA | 187.0331
VIC | SVTS1266U | Springvale 12 (United Energy) 66 kV | United Energy | Winter | Non-coincident | 2033 | POE50 | Operational-demand | NA | 234.3319
VIC | SVTS1266U | Springvale 12 (United Energy) 66 kV | United Energy | Winter | Non-coincident | 2033 | POE10 | Operational-demand | NA | 234.3319
VIC | SVTS1266U | Springvale 12 (United Energy) 66 kV | United Energy | Winter | Coincident | 2034 | POE50 | Operational-demand | NA | 190.0846
VIC | SVTS1266U | Springvale 12 (United Energy) 66 kV | United Energy | Winter | Coincident | 2034 | POE10 | Operational-demand | NA | 189.3587
VIC | SVTS1266U | Springvale 12 (United Energy) 66 kV | United Energy | Winter | Non-coincident | 2034 | POE50 | Operational-demand | NA | 239.0185
VIC | SVTS1266U | Springvale 12 (United Energy) 66 kV | United Energy | Winter | Non-coincident | 2034 | POE10 | Operational-demand | NA | 239.0185
VIC | SVTS3466C | Springvale 34 (CitiPower) 66 kV | Citipower | Shoulder | Coincident | 2019 | ACTUAL_OPG | Operational-demand | 4.9678 | NA
VIC | SVTS3466C | Springvale 34 (CitiPower) 66 kV | Citipower | Shoulder | Coincident | 2019 | ACTUAL_RAW | Operational-demand | 4.9678 | NA
VIC | SVTS3466C | Springvale 34 (CitiPower) 66 kV | Citipower | Shoulder | Non-coincident | 2019 | ACTUAL_RAW | Operational-demand | 4.6551 | NA
VIC | SVTS3466C | Springvale 34 (CitiPower) 66 kV | Citipower | Shoulder | Non-coincident | 2019 | ACTUAL_OPG | Operational-demand | 4.6551 | NA
VIC | SVTS3466C | Springvale 34 (CitiPower) 66 kV | Citipower | Shoulder | Non-coincident | 2019 | ACTUAL_ADJUSTEDOPG | Operational-demand | 4.6551 | NA
VIC | SVTS3466C | Springvale 34 (CitiPower) 66 kV | Citipower | Shoulder | Coincident | 2020 | ACTUAL_OPG | Operational-demand | 7.3138 | NA
VIC | SVTS3466C | Springvale 34 (CitiPower) 66 kV | Citipower | Shoulder | Coincident | 2020 | ACTUAL_RAW | Operational-demand | 7.3138 | NA
VIC | SVTS3466C | Springvale 34 (CitiPower) 66 kV | Citipower | Shoulder | Non-coincident | 2020 | ACTUAL_RAW | Operational-demand | 4.7922 | NA
VIC | SVTS3466C | Springvale 34 (CitiPower) 66 kV | Citipower | Shoulder | Non-coincident | 2020 | ACTUAL_OPG | Operational-demand | 4.7922 | NA
VIC | SVTS3466C | Springvale 34 (CitiPower) 66 kV | Citipower | Shoulder | Non-coincident | 2020 | ACTUAL_ADJUSTEDOPG | Operational-demand | 4.7922 | NA
VIC | SVTS3466C | Springvale 34 (CitiPower) 66 kV | Citipower | Shoulder | Coincident | 2021 | ACTUAL_OPG | Operational-demand | 6.6095 | NA
VIC | SVTS3466C | Springvale 34 (CitiPower) 66 kV | Citipower | Shoulder | Coincident | 2021 | ACTUAL_RAW | Operational-demand | 6.6095 | NA
VIC | SVTS3466C | Springvale 34 (CitiPower) 66 kV | Citipower | Shoulder | Non-coincident | 2021 | ACTUAL_RAW | Operational-demand | 4.7201 | NA
VIC | SVTS3466C | Springvale 34 (CitiPower) 66 kV | Citipower | Shoulder | Non-coincident | 2021 | ACTUAL_OPG | Operational-demand | 4.7201 | NA
VIC | SVTS3466C | Springvale 34 (CitiPower) 66 kV | Citipower | Shoulder | Non-coincident | 2021 | ACTUAL_ADJUSTEDOPG | Operational-demand | 4.7201 | NA
VIC | SVTS3466C | Springvale 34 (CitiPower) 66 kV | Citipower | Shoulder | Coincident | 2022 | ACTUAL_OPG | Operational-demand | 4.1192 | NA
VIC | SVTS3466C | Springvale 34 (CitiPower) 66 kV | Citipower | Shoulder | Coincident | 2022 | ACTUAL_RAW | Operational-demand | 4.1192 | NA
VIC | SVTS3466C | Springvale 34 (CitiPower) 66 kV | Citipower | Shoulder | Non-coincident | 2022 | ACTUAL_RAW | Operational-demand | 3.9083 | NA
VIC | SVTS3466C | Springvale 34 (CitiPower) 66 kV | Citipower | Shoulder | Non-coincident | 2022 | ACTUAL_OPG | Operational-demand | 3.9083 | NA
VIC | SVTS3466C | Springvale 34 (CitiPower) 66 kV | Citipower | Shoulder | Non-coincident | 2022 | ACTUAL_ADJUSTEDOPG | Operational-demand | 3.9083 | NA
VIC | SVTS3466C | Springvale 34 (CitiPower) 66 kV | Citipower | Shoulder | Coincident | 2023 | ACTUAL_OPG | Operational-demand | 4.2123 | NA
VIC | SVTS3466C | Springvale 34 (CitiPower) 66 kV | Citipower | Shoulder | Coincident | 2023 | ACTUAL_RAW | Operational-demand | 4.2123 | NA
VIC | SVTS3466C | Springvale 34 (CitiPower) 66 kV | Citipower | Shoulder | Non-coincident | 2023 | ACTUAL_RAW | Operational-demand | 4.0725 | NA
VIC | SVTS3466C | Springvale 34 (CitiPower) 66 kV | Citipower | Shoulder | Non-coincident | 2023 | ACTUAL_OPG | Operational-demand | 4.0725 | NA
VIC | SVTS3466C | Springvale 34 (CitiPower) 66 kV | Citipower | Shoulder | Non-coincident | 2023 | ACTUAL_ADJUSTEDOPG | Operational-demand | 4.0725 | NA
VIC | SVTS3466C | Springvale 34 (CitiPower) 66 kV | Citipower | Shoulder | Coincident | 2024 | ACTUAL_OPG | Operational-demand | 2.6949 | NA
VIC | SVTS3466C | Springvale 34 (CitiPower) 66 kV | Citipower | Shoulder | Coincident | 2024 | ACTUAL_RAW | Operational-demand | 2.6949 | NA
VIC | SVTS3466C | Springvale 34 (CitiPower) 66 kV | Citipower | Shoulder | Non-coincident | 2024 | ACTUAL_RAW | Operational-demand | 2.6949 | NA
VIC | SVTS3466C | Springvale 34 (CitiPower) 66 kV | Citipower | Shoulder | Non-coincident | 2024 | ACTUAL_OPG | Operational-demand | 2.6949 | NA
VIC | SVTS3466C | Springvale 34 (CitiPower) 66 kV | Citipower | Shoulder | Non-coincident | 2024 | ACTUAL_ADJUSTEDOPG | Operational-demand | 2.6949 | NA
VIC | SVTS3466C | Springvale 34 (CitiPower) 66 kV | Citipower | Shoulder | Coincident | 2025 | ACTUAL_OPG | Operational-demand | 1.981 | NA
VIC | SVTS3466C | Springvale 34 (CitiPower) 66 kV | Citipower | Shoulder | Coincident | 2025 | ACTUAL_RAW | Operational-demand | 1.981 | NA
VIC | SVTS3466C | Springvale 34 (CitiPower) 66 kV | Citipower | Shoulder | Non-coincident | 2025 | ACTUAL_RAW | Operational-demand | 0 | NA
VIC | SVTS3466C | Springvale 34 (CitiPower) 66 kV | Citipower | Shoulder | Non-coincident | 2025 | ACTUAL_OPG | Operational-demand | 0 | NA
VIC | SVTS3466C | Springvale 34 (CitiPower) 66 kV | Citipower | Shoulder | Non-coincident | 2025 | ACTUAL_ADJUSTEDOPG | Operational-demand | 0 | NA
VIC | SVTS3466C | Springvale 34 (CitiPower) 66 kV | Citipower | Shoulder | Non-coincident | 2025 | BASEYEARPOE90 | Operational-demand | 1.0547 | NA
VIC | SVTS3466C | Springvale 34 (CitiPower) 66 kV | Citipower | Shoulder | Non-coincident | 2025 | BASEYEARPOE50 | Operational-demand | 1.4078 | NA
VIC | SVTS3466C | Springvale 34 (CitiPower) 66 kV | Citipower | Shoulder | Coincident_unreconciled | 2026 | POE50 | Operational-demand | 0.16933 | NA
VIC | SVTS3466C | Springvale 34 (CitiPower) 66 kV | Citipower | Shoulder | Coincident_unreconciled | 2026 | POE90 | Operational-demand | -0.16108 | NA
VIC | SVTS3466C | Springvale 34 (CitiPower) 66 kV | Citipower | Shoulder | Non-coincident | 2026 | POE50 | Operational-demand | 0.16538 | NA
VIC | SVTS3466C | Springvale 34 (CitiPower) 66 kV | Citipower | Shoulder | Non-coincident | 2026 | POE90 | Operational-demand | -0.16502 | NA
VIC | SVTS3466C | Springvale 34 (CitiPower) 66 kV | Citipower | Shoulder | Coincident_unreconciled | 2027 | POE50 | Operational-demand | -0.81376 | NA
VIC | SVTS3466C | Springvale 34 (CitiPower) 66 kV | Citipower | Shoulder | Coincident_unreconciled | 2027 | POE90 | Operational-demand | -1.1373 | NA
VIC | SVTS3466C | Springvale 34 (CitiPower) 66 kV | Citipower | Shoulder | Non-coincident | 2027 | POE50 | Operational-demand | -0.83368 | NA
VIC | SVTS3466C | Springvale 34 (CitiPower) 66 kV | Citipower | Shoulder | Non-coincident | 2027 | POE90 | Operational-demand | -1.1652 | NA
VIC | SVTS3466C | Springvale 34 (CitiPower) 66 kV | Citipower | Shoulder | Coincident_unreconciled | 2028 | POE50 | Operational-demand | -1.691 | NA
VIC | SVTS3466C | Springvale 34 (CitiPower) 66 kV | Citipower | Shoulder | Coincident_unreconciled | 2028 | POE90 | Operational-demand | -2.0155 | NA
VIC | SVTS3466C | Springvale 34 (CitiPower) 66 kV | Citipower | Shoulder | Non-coincident | 2028 | POE50 | Operational-demand | -1.7324 | NA
VIC | SVTS3466C | Springvale 34 (CitiPower) 66 kV | Citipower | Shoulder | Non-coincident | 2028 | POE90 | Operational-demand | -2.0648 | NA
VIC | SVTS3466C | Springvale 34 (CitiPower) 66 kV | Citipower | Shoulder | Coincident_unreconciled | 2029 | POE50 | Operational-demand | -2.5121 | NA
VIC | SVTS3466C | Springvale 34 (CitiPower) 66 kV | Citipower | Shoulder | Coincident_unreconciled | 2029 | POE90 | Operational-demand | -2.8375 | NA
VIC | SVTS3466C | Springvale 34 (CitiPower) 66 kV | Citipower | Shoulder | Non-coincident | 2029 | POE50 | Operational-demand | -2.5735 | NA
VIC | SVTS3466C | Springvale 34 (CitiPower) 66 kV | Citipower | Shoulder | Non-coincident | 2029 | POE90 | Operational-demand | -2.9069 | NA
VIC | SVTS3466C | Springvale 34 (CitiPower) 66 kV | Citipower | Shoulder | Coincident_unreconciled | 2030 | POE50 | Operational-demand | -3.2963 | NA
VIC | SVTS3466C | Springvale 34 (CitiPower) 66 kV | Citipower | Shoulder | Coincident_unreconciled | 2030 | POE90 | Operational-demand | -3.6226 | NA
VIC | SVTS3466C | Springvale 34 (CitiPower) 66 kV | Citipower | Shoulder | Non-coincident | 2030 | POE50 | Operational-demand | -3.3769 | NA
VIC | SVTS3466C | Springvale 34 (CitiPower) 66 kV | Citipower | Shoulder | Non-coincident | 2030 | POE90 | Operational-demand | -3.7113 | NA
VIC | SVTS3466C | Springvale 34 (CitiPower) 66 kV | Citipower | Shoulder | Coincident_unreconciled | 2031 | POE50 | Operational-demand | -4.0993 | NA
VIC | SVTS3466C | Springvale 34 (CitiPower) 66 kV | Citipower | Shoulder | Coincident_unreconciled | 2031 | POE90 | Operational-demand | -4.4265 | NA
VIC | SVTS3466C | Springvale 34 (CitiPower) 66 kV | Citipower | Shoulder | Non-coincident | 2031 | POE50 | Operational-demand | -4.1996 | NA
VIC | SVTS3466C | Springvale 34 (CitiPower) 66 kV | Citipower | Shoulder | Non-coincident | 2031 | POE90 | Operational-demand | -4.5349 | NA
VIC | SVTS3466C | Springvale 34 (CitiPower) 66 kV | Citipower | Shoulder | Coincident_unreconciled | 2032 | POE50 | Operational-demand | -4.709 | NA
VIC | SVTS3466C | Springvale 34 (CitiPower) 66 kV | Citipower | Shoulder | Coincident_unreconciled | 2032 | POE90 | Operational-demand | -5.0371 | NA
VIC | SVTS3466C | Springvale 34 (CitiPower) 66 kV | Citipower | Shoulder | Non-coincident | 2032 | POE50 | Operational-demand | -4.8242 | NA
VIC | SVTS3466C | Springvale 34 (CitiPower) 66 kV | Citipower | Shoulder | Non-coincident | 2032 | POE90 | Operational-demand | -5.1604 | NA
VIC | SVTS3466C | Springvale 34 (CitiPower) 66 kV | Citipower | Shoulder | Coincident_unreconciled | 2033 | POE50 | Operational-demand | -5.1595 | NA
VIC | SVTS3466C | Springvale 34 (CitiPower) 66 kV | Citipower | Shoulder | Coincident_unreconciled | 2033 | POE90 | Operational-demand | -5.4886 | NA
VIC | SVTS3466C | Springvale 34 (CitiPower) 66 kV | Citipower | Shoulder | Non-coincident | 2033 | POE50 | Operational-demand | -5.2858 | NA
VIC | SVTS3466C | Springvale 34 (CitiPower) 66 kV | Citipower | Shoulder | Non-coincident | 2033 | POE90 | Operational-demand | -5.6229 | NA
VIC | SVTS3466C | Springvale 34 (CitiPower) 66 kV | Citipower | Shoulder | Coincident_unreconciled | 2034 | POE50 | Operational-demand | -5.5972 | NA
VIC | SVTS3466C | Springvale 34 (CitiPower) 66 kV | Citipower | Shoulder | Coincident_unreconciled | 2034 | POE90 | Operational-demand | -5.9271 | NA
VIC | SVTS3466C | Springvale 34 (CitiPower) 66 kV | Citipower | Shoulder | Non-coincident | 2034 | POE50 | Operational-demand | -5.7342 | NA
VIC | SVTS3466C | Springvale 34 (CitiPower) 66 kV | Citipower | Shoulder | Non-coincident | 2034 | POE90 | Operational-demand | -6.0722 | NA
VIC | SVTS3466C | Springvale 34 (CitiPower) 66 kV | Citipower | Shoulder | Coincident_unreconciled | 2035 | POE50 | Operational-demand | -6.0869 | NA
VIC | SVTS3466C | Springvale 34 (CitiPower) 66 kV | Citipower | Shoulder | Coincident_unreconciled | 2035 | POE90 | Operational-demand | -6.4178 | NA
VIC | SVTS3466C | Springvale 34 (CitiPower) 66 kV | Citipower | Shoulder | Non-coincident | 2035 | POE50 | Operational-demand | -6.2359 | NA
VIC | SVTS3466C | Springvale 34 (CitiPower) 66 kV | Citipower | Shoulder | Non-coincident | 2035 | POE90 | Operational-demand | -6.5748 | NA
VIC | SVTS3466C | Springvale 34 (CitiPower) 66 kV | Citipower | Summer | Coincident | 2019 | ACTUAL_OPG | Operational-demand | 4.9588 | 25.7754
VIC | SVTS3466C | Springvale 34 (CitiPower) 66 kV | Citipower | Summer | Coincident | 2019 | ACTUAL_RAW | Operational-demand | 4.9588 | 25.7754
VIC | SVTS3466C | Springvale 34 (CitiPower) 66 kV | Citipower | Summer | Non-coincident | 2019 | ACTUAL_RAW | Operational-demand | 4.8267 | 29.8069
VIC | SVTS3466C | Springvale 34 (CitiPower) 66 kV | Citipower | Summer | Non-coincident | 2019 | ACTUAL_OPG | Operational-demand | 4.8267 | 29.8069
VIC | SVTS3466C | Springvale 34 (CitiPower) 66 kV | Citipower | Summer | Non-coincident | 2019 | ACTUAL_ADJUSTEDOPG | Operational-demand | 4.8267 | 29.8069
VIC | SVTS3466C | Springvale 34 (CitiPower) 66 kV | Citipower | Summer | Coincident | 2020 | ACTUAL_OPG | Operational-demand | 5.4039 | 30.7839
VIC | SVTS3466C | Springvale 34 (CitiPower) 66 kV | Citipower | Summer | Coincident | 2020 | ACTUAL_RAW | Operational-demand | 5.4039 | 30.7839
VIC | SVTS3466C | Springvale 34 (CitiPower) 66 kV | Citipower | Summer | Non-coincident | 2020 | ACTUAL_RAW | Operational-demand | 4.6179 | 30.7839
VIC | SVTS3466C | Springvale 34 (CitiPower) 66 kV | Citipower | Summer | Non-coincident | 2020 | ACTUAL_OPG | Operational-demand | 4.6179 | 30.7839
VIC | SVTS3466C | Springvale 34 (CitiPower) 66 kV | Citipower | Summer | Non-coincident | 2020 | ACTUAL_ADJUSTEDOPG | Operational-demand | 4.6179 | 30.7839
VIC | SVTS3466C | Springvale 34 (CitiPower) 66 kV | Citipower | Summer | Coincident | 2021 | ACTUAL_OPG | Operational-demand | 5.6801 | 22.1732
VIC | SVTS3466C | Springvale 34 (CitiPower) 66 kV | Citipower | Summer | Coincident | 2021 | ACTUAL_RAW | Operational-demand | 5.6801 | 22.1732
VIC | SVTS3466C | Springvale 34 (CitiPower) 66 kV | Citipower | Summer | Non-coincident | 2021 | ACTUAL_RAW | Operational-demand | 4.7089 | 24.6199
VIC | SVTS3466C | Springvale 34 (CitiPower) 66 kV | Citipower | Summer | Non-coincident | 2021 | ACTUAL_OPG | Operational-demand | 4.7089 | 24.6199
VIC | SVTS3466C | Springvale 34 (CitiPower) 66 kV | Citipower | Summer | Non-coincident | 2021 | ACTUAL_ADJUSTEDOPG | Operational-demand | 4.7089 | 24.6199
VIC | SVTS3466C | Springvale 34 (CitiPower) 66 kV | Citipower | Summer | Coincident | 2022 | ACTUAL_OPG | Operational-demand | 4.6463 | 24.4653
VIC | SVTS3466C | Springvale 34 (CitiPower) 66 kV | Citipower | Summer | Coincident | 2022 | ACTUAL_RAW | Operational-demand | 4.6463 | 24.4653
VIC | SVTS3466C | Springvale 34 (CitiPower) 66 kV | Citipower | Summer | Non-coincident | 2022 | ACTUAL_RAW | Operational-demand | 2.4139 | 25.4226
VIC | SVTS3466C | Springvale 34 (CitiPower) 66 kV | Citipower | Summer | Non-coincident | 2022 | ACTUAL_OPG | Operational-demand | 2.4139 | 25.4226
VIC | SVTS3466C | Springvale 34 (CitiPower) 66 kV | Citipower | Summer | Non-coincident | 2022 | ACTUAL_ADJUSTEDOPG | Operational-demand | 4.1558 | 25.4226
VIC | SVTS3466C | Springvale 34 (CitiPower) 66 kV | Citipower | Summer | Coincident | 2023 | ACTUAL_OPG | Operational-demand | 3.585 | 25.9533
VIC | SVTS3466C | Springvale 34 (CitiPower) 66 kV | Citipower | Summer | Coincident | 2023 | ACTUAL_RAW | Operational-demand | 3.585 | 25.9533
VIC | SVTS3466C | Springvale 34 (CitiPower) 66 kV | Citipower | Summer | Non-coincident | 2023 | ACTUAL_RAW | Operational-demand | 2.9062 | 28.0559
VIC | SVTS3466C | Springvale 34 (CitiPower) 66 kV | Citipower | Summer | Non-coincident | 2023 | ACTUAL_OPG | Operational-demand | 2.9062 | 28.0559
VIC | SVTS3466C | Springvale 34 (CitiPower) 66 kV | Citipower | Summer | Non-coincident | 2023 | ACTUAL_ADJUSTEDOPG | Operational-demand | 3.5105 | 28.0559
VIC | SVTS3466C | Springvale 34 (CitiPower) 66 kV | Citipower | Summer | Coincident | 2024 | ACTUAL_OPG | Operational-demand | 1.2828 | 28.7603
VIC | SVTS3466C | Springvale 34 (CitiPower) 66 kV | Citipower | Summer | Coincident | 2024 | ACTUAL_RAW | Operational-demand | 1.2828 | 28.7603
VIC | SVTS3466C | Springvale 34 (CitiPower) 66 kV | Citipower | Summer | Non-coincident | 2024 | ACTUAL_RAW | Operational-demand | 0 | 29.1365
VIC | SVTS3466C | Springvale 34 (CitiPower) 66 kV | Citipower | Summer | Non-coincident | 2024 | ACTUAL_OPG | Operational-demand | 0 | 29.1365
VIC | SVTS3466C | Springvale 34 (CitiPower) 66 kV | Citipower | Summer | Non-coincident | 2024 | ACTUAL_ADJUSTEDOPG | Operational-demand | 0 | 29.1365
VIC | SVTS3466C | Springvale 34 (CitiPower) 66 kV | Citipower | Summer | Coincident | 2025 | ACTUAL_OPG | Operational-demand | 0.56725 | 29.742
VIC | SVTS3466C | Springvale 34 (CitiPower) 66 kV | Citipower | Summer | Coincident | 2025 | ACTUAL_RAW | Operational-demand | 0.56725 | 29.742
VIC | SVTS3466C | Springvale 34 (CitiPower) 66 kV | Citipower | Summer | Non-coincident | 2025 | ACTUAL_RAW | Operational-demand | 0.44629 | 32.6197
VIC | SVTS3466C | Springvale 34 (CitiPower) 66 kV | Citipower | Summer | Non-coincident | 2025 | ACTUAL_OPG | Operational-demand | 0.44629 | 32.6197
VIC | SVTS3466C | Springvale 34 (CitiPower) 66 kV | Citipower | Summer | Non-coincident | 2025 | ACTUAL_ADJUSTEDOPG | Operational-demand | 0.44629 | 32.6197
VIC | SVTS3466C | Springvale 34 (CitiPower) 66 kV | Citipower | Summer | Non-coincident | 2025 | BASEYEARPOE90 | Operational-demand | -0.48777 | NA
VIC | SVTS3466C | Springvale 34 (CitiPower) 66 kV | Citipower | Summer | Non-coincident | 2025 | BASEYEARPOE50 | Operational-demand | -0.018102 | 30.5476
VIC | SVTS3466C | Springvale 34 (CitiPower) 66 kV | Citipower | Summer | Coincident_unreconciled | 2026 | POE50 | Operational-demand | -0.83895 | NA
VIC | SVTS3466C | Springvale 34 (CitiPower) 66 kV | Citipower | Summer | Coincident_unreconciled | 2026 | POE90 | Operational-demand | -1.0977 | NA
VIC | SVTS3466C | Springvale 34 (CitiPower) 66 kV | Citipower | Summer | Non-coincident | 2026 | POE50 | Operational-demand | -0.83895 | 30.6104
VIC | SVTS3466C | Springvale 34 (CitiPower) 66 kV | Citipower | Summer | Non-coincident | 2026 | POE90 | Operational-demand | -1.199 | NA
VIC | SVTS3466C | Springvale 34 (CitiPower) 66 kV | Citipower | Summer | Coincident_unreconciled | 2027 | POE50 | Operational-demand | -1.8687 | NA
VIC | SVTS3466C | Springvale 34 (CitiPower) 66 kV | Citipower | Summer | Coincident_unreconciled | 2027 | POE90 | Operational-demand | -2.1284 | NA
VIC | SVTS3466C | Springvale 34 (CitiPower) 66 kV | Citipower | Summer | Non-coincident | 2027 | POE50 | Operational-demand | -1.8687 | 30.5485
VIC | SVTS3466C | Springvale 34 (CitiPower) 66 kV | Citipower | Summer | Non-coincident | 2027 | POE90 | Operational-demand | -2.1284 | NA
VIC | SVTS3466C | Springvale 34 (CitiPower) 66 kV | Citipower | Summer | Coincident_unreconciled | 2028 | POE50 | Operational-demand | -2.7923 | NA
VIC | SVTS3466C | Springvale 34 (CitiPower) 66 kV | Citipower | Summer | Coincident_unreconciled | 2028 | POE90 | Operational-demand | -3.0526 | NA
VIC | SVTS3466C | Springvale 34 (CitiPower) 66 kV | Citipower | Summer | Non-coincident | 2028 | POE50 | Operational-demand | -2.7923 | 30.5109
VIC | SVTS3466C | Springvale 34 (CitiPower) 66 kV | Citipower | Summer | Non-coincident | 2028 | POE90 | Operational-demand | -3.0526 | NA
VIC | SVTS3466C | Springvale 34 (CitiPower) 66 kV | Citipower | Summer | Coincident_unreconciled | 2029 | POE50 | Operational-demand | -3.6622 | NA
VIC | SVTS3466C | Springvale 34 (CitiPower) 66 kV | Citipower | Summer | Coincident_unreconciled | 2029 | POE90 | Operational-demand | -3.9234 | NA
VIC | SVTS3466C | Springvale 34 (CitiPower) 66 kV | Citipower | Summer | Non-coincident | 2029 | POE50 | Operational-demand | -3.6622 | 30.4975
VIC | SVTS3466C | Springvale 34 (CitiPower) 66 kV | Citipower | Summer | Non-coincident | 2029 | POE90 | Operational-demand | -3.9234 | NA
VIC | SVTS3466C | Springvale 34 (CitiPower) 66 kV | Citipower | Summer | Coincident_unreconciled | 2030 | POE50 | Operational-demand | -4.4982 | NA
VIC | SVTS3466C | Springvale 34 (CitiPower) 66 kV | Citipower | Summer | Coincident_unreconciled | 2030 | POE90 | Operational-demand | -4.76 | NA
VIC | SVTS3466C | Springvale 34 (CitiPower) 66 kV | Citipower | Summer | Non-coincident | 2030 | POE50 | Operational-demand | -4.4982 | 30.5089
VIC | SVTS3466C | Springvale 34 (CitiPower) 66 kV | Citipower | Summer | Non-coincident | 2030 | POE90 | Operational-demand | -4.76 | NA
VIC | SVTS3466C | Springvale 34 (CitiPower) 66 kV | Citipower | Summer | Coincident_unreconciled | 2031 | POE50 | Operational-demand | -5.3566 | NA
VIC | SVTS3466C | Springvale 34 (CitiPower) 66 kV | Citipower | Summer | Coincident_unreconciled | 2031 | POE90 | Operational-demand | -5.6192 | NA
VIC | SVTS3466C | Springvale 34 (CitiPower) 66 kV | Citipower | Summer | Non-coincident | 2031 | POE50 | Operational-demand | -5.3566 | 30.5223
VIC | SVTS3466C | Springvale 34 (CitiPower) 66 kV | Citipower | Summer | Non-coincident | 2031 | POE90 | Operational-demand | -5.6192 | NA
VIC | SVTS3466C | Springvale 34 (CitiPower) 66 kV | Citipower | Summer | Coincident_unreconciled | 2032 | POE50 | Operational-demand | -6.0037 | NA
VIC | SVTS3466C | Springvale 34 (CitiPower) 66 kV | Citipower | Summer | Coincident_unreconciled | 2032 | POE90 | Operational-demand | -6.267 | NA
VIC | SVTS3466C | Springvale 34 (CitiPower) 66 kV | Citipower | Summer | Non-coincident | 2032 | POE50 | Operational-demand | -6.0037 | 30.5831
VIC | SVTS3466C | Springvale 34 (CitiPower) 66 kV | Citipower | Summer | Non-coincident | 2032 | POE90 | Operational-demand | -6.267 | NA
VIC | SVTS3466C | Springvale 34 (CitiPower) 66 kV | Citipower | Summer | Coincident_unreconciled | 2033 | POE50 | Operational-demand | -6.4838 | NA
VIC | SVTS3466C | Springvale 34 (CitiPower) 66 kV | Citipower | Summer | Coincident_unreconciled | 2033 | POE90 | Operational-demand | -6.7478 | NA
VIC | SVTS3466C | Springvale 34 (CitiPower) 66 kV | Citipower | Summer | Non-coincident | 2033 | POE50 | Operational-demand | -6.4838 | 30.6782
VIC | SVTS3466C | Springvale 34 (CitiPower) 66 kV | Citipower | Summer | Non-coincident | 2033 | POE90 | Operational-demand | -6.7478 | NA
VIC | SVTS3466C | Springvale 34 (CitiPower) 66 kV | Citipower | Summer | Coincident_unreconciled | 2034 | POE50 | Operational-demand | -6.9529 | NA
VIC | SVTS3466C | Springvale 34 (CitiPower) 66 kV | Citipower | Summer | Coincident_unreconciled | 2034 | POE90 | Operational-demand | -7.2177 | NA
VIC | SVTS3466C | Springvale 34 (CitiPower) 66 kV | Citipower | Summer | Non-coincident | 2034 | POE50 | Operational-demand | -6.9529 | 30.7781
VIC | SVTS3466C | Springvale 34 (CitiPower) 66 kV | Citipower | Summer | Non-coincident | 2034 | POE90 | Operational-demand | -7.2177 | NA
VIC | SVTS3466C | Springvale 34 (CitiPower) 66 kV | Citipower | Summer | Coincident_unreconciled | 2035 | POE50 | Operational-demand | -7.4771 | NA
VIC | SVTS3466C | Springvale 34 (CitiPower) 66 kV | Citipower | Summer | Coincident_unreconciled | 2035 | POE90 | Operational-demand | -7.7425 | NA
VIC | SVTS3466C | Springvale 34 (CitiPower) 66 kV | Citipower | Summer | Non-coincident | 2035 | POE50 | Operational-demand | -7.4771 | 30.87
VIC | SVTS3466C | Springvale 34 (CitiPower) 66 kV | Citipower | Summer | Non-coincident | 2035 | POE90 | Operational-demand | -7.7425 | NA
VIC | SVTS3466C | Springvale 34 (CitiPower) 66 kV | Citipower | Summer | Non-coincident | 2025 | BASEYEARPOE10 | Operational-demand | NA | 35.0834
VIC | SVTS3466C | Springvale 34 (CitiPower) 66 kV | Citipower | Summer | Coincident | 2026 | POE10 | Operational-demand | NA | 31.418
VIC | SVTS3466C | Springvale 34 (CitiPower) 66 kV | Citipower | Summer | Coincident | 2026 | POE50 | Operational-demand | NA | 28.1443
VIC | SVTS3466C | Springvale 34 (CitiPower) 66 kV | Citipower | Summer | Non-coincident | 2026 | POE10 | Operational-demand | NA | 35.2219
VIC | SVTS3466C | Springvale 34 (CitiPower) 66 kV | Citipower | Summer | Coincident | 2027 | POE10 | Operational-demand | NA | 30.5503
VIC | SVTS3466C | Springvale 34 (CitiPower) 66 kV | Citipower | Summer | Coincident | 2027 | POE50 | Operational-demand | NA | 27.1628
VIC | SVTS3466C | Springvale 34 (CitiPower) 66 kV | Citipower | Summer | Non-coincident | 2027 | POE10 | Operational-demand | NA | 35.1754
VIC | SVTS3466C | Springvale 34 (CitiPower) 66 kV | Citipower | Summer | Coincident | 2028 | POE10 | Operational-demand | NA | 29.7962
VIC | SVTS3466C | Springvale 34 (CitiPower) 66 kV | Citipower | Summer | Coincident | 2028 | POE50 | Operational-demand | NA | 26.2801
VIC | SVTS3466C | Springvale 34 (CitiPower) 66 kV | Citipower | Summer | Non-coincident | 2028 | POE10 | Operational-demand | NA | 35.1509
VIC | SVTS3466C | Springvale 34 (CitiPower) 66 kV | Citipower | Summer | Coincident | 2029 | POE10 | Operational-demand | NA | 29.2644
VIC | SVTS3466C | Springvale 34 (CitiPower) 66 kV | Citipower | Summer | Coincident | 2029 | POE50 | Operational-demand | NA | 25.8161
VIC | SVTS3466C | Springvale 34 (CitiPower) 66 kV | Citipower | Summer | Non-coincident | 2029 | POE10 | Operational-demand | NA | 35.1507
VIC | SVTS3466C | Springvale 34 (CitiPower) 66 kV | Citipower | Summer | Coincident | 2030 | POE10 | Operational-demand | NA | 28.8542
VIC | SVTS3466C | Springvale 34 (CitiPower) 66 kV | Citipower | Summer | Coincident | 2030 | POE50 | Operational-demand | NA | 25.3667
VIC | SVTS3466C | Springvale 34 (CitiPower) 66 kV | Citipower | Summer | Non-coincident | 2030 | POE10 | Operational-demand | NA | 35.1754
VIC | SVTS3466C | Springvale 34 (CitiPower) 66 kV | Citipower | Summer | Coincident | 2031 | POE10 | Operational-demand | NA | 28.1435
VIC | SVTS3466C | Springvale 34 (CitiPower) 66 kV | Citipower | Summer | Coincident | 2031 | POE50 | Operational-demand | NA | 24.8539
VIC | SVTS3466C | Springvale 34 (CitiPower) 66 kV | Citipower | Summer | Non-coincident | 2031 | POE10 | Operational-demand | NA | 35.2019
VIC | SVTS3466C | Springvale 34 (CitiPower) 66 kV | Citipower | Summer | Coincident | 2032 | POE10 | Operational-demand | NA | 27.3601
VIC | SVTS3466C | Springvale 34 (CitiPower) 66 kV | Citipower | Summer | Coincident | 2032 | POE50 | Operational-demand | NA | 24.1104
VIC | SVTS3466C | Springvale 34 (CitiPower) 66 kV | Citipower | Summer | Non-coincident | 2032 | POE10 | Operational-demand | NA | 35.2756
VIC | SVTS3466C | Springvale 34 (CitiPower) 66 kV | Citipower | Summer | Coincident | 2033 | POE10 | Operational-demand | NA | 26.8009
VIC | SVTS3466C | Springvale 34 (CitiPower) 66 kV | Citipower | Summer | Coincident | 2033 | POE50 | Operational-demand | NA | 23.398
VIC | SVTS3466C | Springvale 34 (CitiPower) 66 kV | Citipower | Summer | Non-coincident | 2033 | POE10 | Operational-demand | NA | 35.3834
VIC | SVTS3466C | Springvale 34 (CitiPower) 66 kV | Citipower | Summer | Coincident | 2034 | POE10 | Operational-demand | NA | 26.607
VIC | SVTS3466C | Springvale 34 (CitiPower) 66 kV | Citipower | Summer | Coincident | 2034 | POE50 | Operational-demand | NA | 23.2532
VIC | SVTS3466C | Springvale 34 (CitiPower) 66 kV | Citipower | Summer | Non-coincident | 2034 | POE10 | Operational-demand | NA | 35.4959
VIC | SVTS3466C | Springvale 34 (CitiPower) 66 kV | Citipower | Summer | Coincident | 2035 | POE10 | Operational-demand | NA | 26.5212
VIC | SVTS3466C | Springvale 34 (CitiPower) 66 kV | Citipower | Summer | Coincident | 2035 | POE50 | Operational-demand | NA | 23.1813
VIC | SVTS3466C | Springvale 34 (CitiPower) 66 kV | Citipower | Summer | Non-coincident | 2035 | POE10 | Operational-demand | NA | 35.6004
VIC | SVTS3466C | Springvale 34 (CitiPower) 66 kV | Citipower | Winter | Coincident | 2018 | ACTUAL_OPG | Operational-demand | NA | 18.0061
VIC | SVTS3466C | Springvale 34 (CitiPower) 66 kV | Citipower | Winter | Coincident | 2018 | ACTUAL_RAW | Operational-demand | NA | 18.0061
VIC | SVTS3466C | Springvale 34 (CitiPower) 66 kV | Citipower | Winter | Non-coincident | 2018 | ACTUAL_RAW | Operational-demand | NA | 19.1792
VIC | SVTS3466C | Springvale 34 (CitiPower) 66 kV | Citipower | Winter | Non-coincident | 2018 | ACTUAL_OPG | Operational-demand | NA | 19.1792
VIC | SVTS3466C | Springvale 34 (CitiPower) 66 kV | Citipower | Winter | Non-coincident | 2018 | ACTUAL_ADJUSTEDOPG | Operational-demand | NA | 19.1792
VIC | SVTS3466C | Springvale 34 (CitiPower) 66 kV | Citipower | Winter | Coincident | 2019 | ACTUAL_OPG | Operational-demand | NA | 18.9869
VIC | SVTS3466C | Springvale 34 (CitiPower) 66 kV | Citipower | Winter | Coincident | 2019 | ACTUAL_RAW | Operational-demand | NA | 18.9869
VIC | SVTS3466C | Springvale 34 (CitiPower) 66 kV | Citipower | Winter | Non-coincident | 2019 | ACTUAL_RAW | Operational-demand | NA | 19.3427
VIC | SVTS3466C | Springvale 34 (CitiPower) 66 kV | Citipower | Winter | Non-coincident | 2019 | ACTUAL_OPG | Operational-demand | NA | 19.3427
VIC | SVTS3466C | Springvale 34 (CitiPower) 66 kV | Citipower | Winter | Non-coincident | 2019 | ACTUAL_ADJUSTEDOPG | Operational-demand | NA | 19.3427
VIC | SVTS3466C | Springvale 34 (CitiPower) 66 kV | Citipower | Winter | Coincident | 2020 | ACTUAL_OPG | Operational-demand | NA | 21.1604
VIC | SVTS3466C | Springvale 34 (CitiPower) 66 kV | Citipower | Winter | Coincident | 2020 | ACTUAL_RAW | Operational-demand | NA | 21.1604
VIC | SVTS3466C | Springvale 34 (CitiPower) 66 kV | Citipower | Winter | Non-coincident | 2020 | ACTUAL_RAW | Operational-demand | NA | 21.1604
VIC | SVTS3466C | Springvale 34 (CitiPower) 66 kV | Citipower | Winter | Non-coincident | 2020 | ACTUAL_OPG | Operational-demand | NA | 21.1604
VIC | SVTS3466C | Springvale 34 (CitiPower) 66 kV | Citipower | Winter | Non-coincident | 2020 | ACTUAL_ADJUSTEDOPG | Operational-demand | NA | 21.1604
VIC | SVTS3466C | Springvale 34 (CitiPower) 66 kV | Citipower | Winter | Coincident | 2021 | ACTUAL_OPG | Operational-demand | NA | 19.5867
VIC | SVTS3466C | Springvale 34 (CitiPower) 66 kV | Citipower | Winter | Coincident | 2021 | ACTUAL_RAW | Operational-demand | NA | 19.5867
VIC | SVTS3466C | Springvale 34 (CitiPower) 66 kV | Citipower | Winter | Non-coincident | 2021 | ACTUAL_RAW | Operational-demand | NA | 20.1446
VIC | SVTS3466C | Springvale 34 (CitiPower) 66 kV | Citipower | Winter | Non-coincident | 2021 | ACTUAL_OPG | Operational-demand | NA | 20.1446
VIC | SVTS3466C | Springvale 34 (CitiPower) 66 kV | Citipower | Winter | Non-coincident | 2021 | ACTUAL_ADJUSTEDOPG | Operational-demand | NA | 20.1446
VIC | SVTS3466C | Springvale 34 (CitiPower) 66 kV | Citipower | Winter | Coincident | 2022 | ACTUAL_OPG | Operational-demand | NA | 18.7612
VIC | SVTS3466C | Springvale 34 (CitiPower) 66 kV | Citipower | Winter | Coincident | 2022 | ACTUAL_RAW | Operational-demand | NA | 18.7612
VIC | SVTS3466C | Springvale 34 (CitiPower) 66 kV | Citipower | Winter | Non-coincident | 2022 | ACTUAL_RAW | Operational-demand | NA | 19.4137
VIC | SVTS3466C | Springvale 34 (CitiPower) 66 kV | Citipower | Winter | Non-coincident | 2022 | ACTUAL_OPG | Operational-demand | NA | 19.4137
VIC | SVTS3466C | Springvale 34 (CitiPower) 66 kV | Citipower | Winter | Non-coincident | 2022 | ACTUAL_ADJUSTEDOPG | Operational-demand | NA | 19.4137
VIC | SVTS3466C | Springvale 34 (CitiPower) 66 kV | Citipower | Winter | Coincident | 2023 | ACTUAL_OPG | Operational-demand | NA | 19.4163
VIC | SVTS3466C | Springvale 34 (CitiPower) 66 kV | Citipower | Winter | Coincident | 2023 | ACTUAL_RAW | Operational-demand | NA | 19.4163
VIC | SVTS3466C | Springvale 34 (CitiPower) 66 kV | Citipower | Winter | Non-coincident | 2023 | ACTUAL_RAW | Operational-demand | NA | 20.4377
VIC | SVTS3466C | Springvale 34 (CitiPower) 66 kV | Citipower | Winter | Non-coincident | 2023 | ACTUAL_OPG | Operational-demand | NA | 20.4377
VIC | SVTS3466C | Springvale 34 (CitiPower) 66 kV | Citipower | Winter | Non-coincident | 2023 | ACTUAL_ADJUSTEDOPG | Operational-demand | NA | 20.4377
VIC | SVTS3466C | Springvale 34 (CitiPower) 66 kV | Citipower | Winter | Coincident | 2024 | ACTUAL_OPG | Operational-demand | NA | 21.9722
VIC | SVTS3466C | Springvale 34 (CitiPower) 66 kV | Citipower | Winter | Coincident | 2024 | ACTUAL_RAW | Operational-demand | NA | 21.9722
VIC | SVTS3466C | Springvale 34 (CitiPower) 66 kV | Citipower | Winter | Non-coincident | 2024 | ACTUAL_RAW | Operational-demand | NA | 22.4069
VIC | SVTS3466C | Springvale 34 (CitiPower) 66 kV | Citipower | Winter | Non-coincident | 2024 | ACTUAL_OPG | Operational-demand | NA | 22.4069
VIC | SVTS3466C | Springvale 34 (CitiPower) 66 kV | Citipower | Winter | Non-coincident | 2024 | ACTUAL_ADJUSTEDOPG | Operational-demand | NA | 22.4069
VIC | SVTS3466C | Springvale 34 (CitiPower) 66 kV | Citipower | Winter | Coincident | 2025 | POE10 | Operational-demand | NA | 20.0121
VIC | SVTS3466C | Springvale 34 (CitiPower) 66 kV | Citipower | Winter | Coincident | 2025 | POE50 | Operational-demand | NA | 19.5949
VIC | SVTS3466C | Springvale 34 (CitiPower) 66 kV | Citipower | Winter | Non-coincident | 2025 | ACTUAL_RAW | Operational-demand | NA | 22.737
VIC | SVTS3466C | Springvale 34 (CitiPower) 66 kV | Citipower | Winter | Non-coincident | 2025 | ACTUAL_ADJUSTEDOPG | Operational-demand | NA | 22.737
VIC | SVTS3466C | Springvale 34 (CitiPower) 66 kV | Citipower | Winter | Non-coincident | 2025 | BASEYEARPOE50 | Operational-demand | NA | 21.0194
VIC | SVTS3466C | Springvale 34 (CitiPower) 66 kV | Citipower | Winter | Non-coincident | 2025 | BASEYEARPOE10 | Operational-demand | NA | 21.6504
VIC | SVTS3466C | Springvale 34 (CitiPower) 66 kV | Citipower | Winter | Non-coincident | 2025 | POE10 | Operational-demand | NA | 21.6857
VIC | SVTS3466C | Springvale 34 (CitiPower) 66 kV | Citipower | Winter | Non-coincident | 2025 | POE50 | Operational-demand | NA | 21.0529
VIC | SVTS3466C | Springvale 34 (CitiPower) 66 kV | Citipower | Winter | Coincident | 2026 | POE10 | Operational-demand | NA | 19.3711
VIC | SVTS3466C | Springvale 34 (CitiPower) 66 kV | Citipower | Winter | Coincident | 2026 | POE50 | Operational-demand | NA | 18.9323
VIC | SVTS3466C | Springvale 34 (CitiPower) 66 kV | Citipower | Winter | Non-coincident | 2026 | POE10 | Operational-demand | NA | 21.7873
VIC | SVTS3466C | Springvale 34 (CitiPower) 66 kV | Citipower | Winter | Non-coincident | 2026 | POE50 | Operational-demand | NA | 21.152
VIC | SVTS3466C | Springvale 34 (CitiPower) 66 kV | Citipower | Winter | Coincident | 2027 | POE10 | Operational-demand | NA | 18.7565
VIC | SVTS3466C | Springvale 34 (CitiPower) 66 kV | Citipower | Winter | Coincident | 2027 | POE50 | Operational-demand | NA | 18.2859
VIC | SVTS3466C | Springvale 34 (CitiPower) 66 kV | Citipower | Winter | Non-coincident | 2027 | POE10 | Operational-demand | NA | 21.8951
VIC | SVTS3466C | Springvale 34 (CitiPower) 66 kV | Citipower | Winter | Non-coincident | 2027 | POE50 | Operational-demand | NA | 21.258
VIC | SVTS3466C | Springvale 34 (CitiPower) 66 kV | Citipower | Winter | Coincident | 2028 | POE10 | Operational-demand | NA | 18.5068
VIC | SVTS3466C | Springvale 34 (CitiPower) 66 kV | Citipower | Winter | Coincident | 2028 | POE50 | Operational-demand | NA | 18.0585
VIC | SVTS3466C | Springvale 34 (CitiPower) 66 kV | Citipower | Winter | Non-coincident | 2028 | POE10 | Operational-demand | NA | 22.0279
VIC | SVTS3466C | Springvale 34 (CitiPower) 66 kV | Citipower | Winter | Non-coincident | 2028 | POE50 | Operational-demand | NA | 21.3889
VIC | SVTS3466C | Springvale 34 (CitiPower) 66 kV | Citipower | Winter | Coincident | 2029 | POE10 | Operational-demand | NA | 18.4104
VIC | SVTS3466C | Springvale 34 (CitiPower) 66 kV | Citipower | Winter | Coincident | 2029 | POE50 | Operational-demand | NA | 17.9729
VIC | SVTS3466C | Springvale 34 (CitiPower) 66 kV | Citipower | Winter | Non-coincident | 2029 | POE10 | Operational-demand | NA | 22.1838
VIC | SVTS3466C | Springvale 34 (CitiPower) 66 kV | Citipower | Winter | Non-coincident | 2029 | POE50 | Operational-demand | NA | 21.5431
VIC | SVTS3466C | Springvale 34 (CitiPower) 66 kV | Citipower | Winter | Coincident | 2030 | POE10 | Operational-demand | NA | 18.2915
VIC | SVTS3466C | Springvale 34 (CitiPower) 66 kV | Citipower | Winter | Coincident | 2030 | POE50 | Operational-demand | NA | 17.8553
VIC | SVTS3466C | Springvale 34 (CitiPower) 66 kV | Citipower | Winter | Non-coincident | 2030 | POE10 | Operational-demand | NA | 22.3497
VIC | SVTS3466C | Springvale 34 (CitiPower) 66 kV | Citipower | Winter | Non-coincident | 2030 | POE50 | Operational-demand | NA | 21.7071
VIC | SVTS3466C | Springvale 34 (CitiPower) 66 kV | Citipower | Winter | Coincident | 2031 | POE10 | Operational-demand | NA | 18.2054
VIC | SVTS3466C | Springvale 34 (CitiPower) 66 kV | Citipower | Winter | Coincident | 2031 | POE50 | Operational-demand | NA | 17.7744
VIC | SVTS3466C | Springvale 34 (CitiPower) 66 kV | Citipower | Winter | Non-coincident | 2031 | POE10 | Operational-demand | NA | 22.5212
VIC | SVTS3466C | Springvale 34 (CitiPower) 66 kV | Citipower | Winter | Non-coincident | 2031 | POE50 | Operational-demand | NA | 21.8768
VIC | SVTS3466C | Springvale 34 (CitiPower) 66 kV | Citipower | Winter | Coincident | 2032 | POE10 | Operational-demand | NA | 17.9705
VIC | SVTS3466C | Springvale 34 (CitiPower) 66 kV | Citipower | Winter | Coincident | 2032 | POE50 | Operational-demand | NA | 17.5144
VIC | SVTS3466C | Springvale 34 (CitiPower) 66 kV | Citipower | Winter | Non-coincident | 2032 | POE10 | Operational-demand | NA | 22.6959
VIC | SVTS3466C | Springvale 34 (CitiPower) 66 kV | Citipower | Winter | Non-coincident | 2032 | POE50 | Operational-demand | NA | 22.0497
VIC | SVTS3466C | Springvale 34 (CitiPower) 66 kV | Citipower | Winter | Coincident | 2033 | POE10 | Operational-demand | NA | 17.6574
VIC | SVTS3466C | Springvale 34 (CitiPower) 66 kV | Citipower | Winter | Coincident | 2033 | POE50 | Operational-demand | NA | 17.2137
VIC | SVTS3466C | Springvale 34 (CitiPower) 66 kV | Citipower | Winter | Non-coincident | 2033 | POE10 | Operational-demand | NA | 22.87
VIC | SVTS3466C | Springvale 34 (CitiPower) 66 kV | Citipower | Winter | Non-coincident | 2033 | POE50 | Operational-demand | NA | 22.2221
VIC | SVTS3466C | Springvale 34 (CitiPower) 66 kV | Citipower | Winter | Coincident | 2034 | POE10 | Operational-demand | NA | 17.6589
VIC | SVTS3466C | Springvale 34 (CitiPower) 66 kV | Citipower | Winter | Coincident | 2034 | POE50 | Operational-demand | NA | 17.2269
VIC | SVTS3466C | Springvale 34 (CitiPower) 66 kV | Citipower | Winter | Non-coincident | 2034 | POE10 | Operational-demand | NA | 23.0429
VIC | SVTS3466C | Springvale 34 (CitiPower) 66 kV | Citipower | Winter | Non-coincident | 2034 | POE50 | Operational-demand | NA | 22.3932
VIC | SVTS3466U | Springvale 34 (United Energy) 66 kV | United Energy | Shoulder | Coincident | 2019 | ACTUAL_OPG | Operational-demand | 46.9838 | NA
VIC | SVTS3466U | Springvale 34 (United Energy) 66 kV | United Energy | Shoulder | Coincident | 2019 | ACTUAL_RAW | Operational-demand | 46.9838 | NA
VIC | SVTS3466U | Springvale 34 (United Energy) 66 kV | United Energy | Shoulder | Non-coincident | 2019 | ACTUAL_RAW | Operational-demand | 46.519 | NA
VIC | SVTS3466U | Springvale 34 (United Energy) 66 kV | United Energy | Shoulder | Non-coincident | 2019 | ACTUAL_OPG | Operational-demand | 46.519 | NA
VIC | SVTS3466U | Springvale 34 (United Energy) 66 kV | United Energy | Shoulder | Non-coincident | 2019 | ACTUAL_ADJUSTEDOPG | Operational-demand | 46.519 | NA
VIC | SVTS3466U | Springvale 34 (United Energy) 66 kV | United Energy | Shoulder | Coincident | 2020 | ACTUAL_OPG | Operational-demand | 48.59 | NA
VIC | SVTS3466U | Springvale 34 (United Energy) 66 kV | United Energy | Shoulder | Coincident | 2020 | ACTUAL_RAW | Operational-demand | 48.59 | NA
VIC | SVTS3466U | Springvale 34 (United Energy) 66 kV | United Energy | Shoulder | Non-coincident | 2020 | ACTUAL_RAW | Operational-demand | 43.2472 | NA
VIC | SVTS3466U | Springvale 34 (United Energy) 66 kV | United Energy | Shoulder | Non-coincident | 2020 | ACTUAL_OPG | Operational-demand | 43.2472 | NA
VIC | SVTS3466U | Springvale 34 (United Energy) 66 kV | United Energy | Shoulder | Non-coincident | 2020 | ACTUAL_ADJUSTEDOPG | Operational-demand | 43.2472 | NA
VIC | SVTS3466U | Springvale 34 (United Energy) 66 kV | United Energy | Shoulder | Coincident | 2021 | ACTUAL_OPG | Operational-demand | 40.7225 | NA
VIC | SVTS3466U | Springvale 34 (United Energy) 66 kV | United Energy | Shoulder | Coincident | 2021 | ACTUAL_RAW | Operational-demand | 40.7225 | NA
VIC | SVTS3466U | Springvale 34 (United Energy) 66 kV | United Energy | Shoulder | Non-coincident | 2021 | ACTUAL_RAW | Operational-demand | 40.2902 | NA
VIC | SVTS3466U | Springvale 34 (United Energy) 66 kV | United Energy | Shoulder | Non-coincident | 2021 | ACTUAL_OPG | Operational-demand | 40.2902 | NA
VIC | SVTS3466U | Springvale 34 (United Energy) 66 kV | United Energy | Shoulder | Non-coincident | 2021 | ACTUAL_ADJUSTEDOPG | Operational-demand | 40.2902 | NA
VIC | SVTS3466U | Springvale 34 (United Energy) 66 kV | United Energy | Shoulder | Coincident | 2022 | ACTUAL_OPG | Operational-demand | 30.8246 | NA
VIC | SVTS3466U | Springvale 34 (United Energy) 66 kV | United Energy | Shoulder | Coincident | 2022 | ACTUAL_RAW | Operational-demand | 30.8246 | NA
VIC | SVTS3466U | Springvale 34 (United Energy) 66 kV | United Energy | Shoulder | Non-coincident | 2022 | ACTUAL_RAW | Operational-demand | 29.6604 | NA
VIC | SVTS3466U | Springvale 34 (United Energy) 66 kV | United Energy | Shoulder | Non-coincident | 2022 | ACTUAL_OPG | Operational-demand | 29.6604 | NA
VIC | SVTS3466U | Springvale 34 (United Energy) 66 kV | United Energy | Shoulder | Non-coincident | 2022 | ACTUAL_ADJUSTEDOPG | Operational-demand | 29.6604 | NA
VIC | SVTS3466U | Springvale 34 (United Energy) 66 kV | United Energy | Shoulder | Coincident | 2023 | ACTUAL_OPG | Operational-demand | 32.2969 | NA
VIC | SVTS3466U | Springvale 34 (United Energy) 66 kV | United Energy | Shoulder | Coincident | 2023 | ACTUAL_RAW | Operational-demand | 32.2969 | NA
VIC | SVTS3466U | Springvale 34 (United Energy) 66 kV | United Energy | Shoulder | Non-coincident | 2023 | ACTUAL_RAW | Operational-demand | 28.3197 | NA
VIC | SVTS3466U | Springvale 34 (United Energy) 66 kV | United Energy | Shoulder | Non-coincident | 2023 | ACTUAL_OPG | Operational-demand | 28.3197 | NA
VIC | SVTS3466U | Springvale 34 (United Energy) 66 kV | United Energy | Shoulder | Non-coincident | 2023 | ACTUAL_ADJUSTEDOPG | Operational-demand | 28.3197 | NA
VIC | SVTS3466U | Springvale 34 (United Energy) 66 kV | United Energy | Shoulder | Coincident | 2024 | ACTUAL_OPG | Operational-demand | 28.8325 | NA
VIC | SVTS3466U | Springvale 34 (United Energy) 66 kV | United Energy | Shoulder | Coincident | 2024 | ACTUAL_RAW | Operational-demand | 28.8325 | NA
VIC | SVTS3466U | Springvale 34 (United Energy) 66 kV | United Energy | Shoulder | Non-coincident | 2024 | ACTUAL_RAW | Operational-demand | 24.9523 | NA
VIC | SVTS3466U | Springvale 34 (United Energy) 66 kV | United Energy | Shoulder | Non-coincident | 2024 | ACTUAL_OPG | Operational-demand | 24.9523 | NA
VIC | SVTS3466U | Springvale 34 (United Energy) 66 kV | United Energy | Shoulder | Non-coincident | 2024 | ACTUAL_ADJUSTEDOPG | Operational-demand | 24.9523 | NA
VIC | SVTS3466U | Springvale 34 (United Energy) 66 kV | United Energy | Shoulder | Coincident | 2025 | ACTUAL_OPG | Operational-demand | 25.3005 | NA
VIC | SVTS3466U | Springvale 34 (United Energy) 66 kV | United Energy | Shoulder | Coincident | 2025 | ACTUAL_RAW | Operational-demand | 25.3005 | NA
VIC | SVTS3466U | Springvale 34 (United Energy) 66 kV | United Energy | Shoulder | Non-coincident | 2025 | ACTUAL_RAW | Operational-demand | 25.1391 | NA
VIC | SVTS3466U | Springvale 34 (United Energy) 66 kV | United Energy | Shoulder | Non-coincident | 2025 | ACTUAL_OPG | Operational-demand | 25.1391 | NA
VIC | SVTS3466U | Springvale 34 (United Energy) 66 kV | United Energy | Shoulder | Non-coincident | 2025 | ACTUAL_ADJUSTEDOPG | Operational-demand | 25.1391 | NA
VIC | SVTS3466U | Springvale 34 (United Energy) 66 kV | United Energy | Shoulder | Non-coincident | 2025 | BASEYEARPOE90 | Operational-demand | 13.0499 | NA
VIC | SVTS3466U | Springvale 34 (United Energy) 66 kV | United Energy | Shoulder | Non-coincident | 2025 | BASEYEARPOE50 | Operational-demand | 17.0233 | NA
VIC | SVTS3466U | Springvale 34 (United Energy) 66 kV | United Energy | Shoulder | Coincident_unreconciled | 2026 | POE50 | Operational-demand | 14.2475 | NA
VIC | SVTS3466U | Springvale 34 (United Energy) 66 kV | United Energy | Shoulder | Coincident_unreconciled | 2026 | POE90 | Operational-demand | 10.3572 | NA
VIC | SVTS3466U | Springvale 34 (United Energy) 66 kV | United Energy | Shoulder | Non-coincident | 2026 | POE50 | Operational-demand | 13.1804 | NA
VIC | SVTS3466U | Springvale 34 (United Energy) 66 kV | United Energy | Shoulder | Non-coincident | 2026 | POE90 | Operational-demand | 9.5815 | NA
VIC | SVTS3466U | Springvale 34 (United Energy) 66 kV | United Energy | Shoulder | Coincident_unreconciled | 2027 | POE50 | Operational-demand | 11.3019 | NA
VIC | SVTS3466U | Springvale 34 (United Energy) 66 kV | United Energy | Shoulder | Coincident_unreconciled | 2027 | POE90 | Operational-demand | 7.3948 | NA
VIC | SVTS3466U | Springvale 34 (United Energy) 66 kV | United Energy | Shoulder | Non-coincident | 2027 | POE50 | Operational-demand | 10.4554 | NA
VIC | SVTS3466U | Springvale 34 (United Energy) 66 kV | United Energy | Shoulder | Non-coincident | 2027 | POE90 | Operational-demand | 6.841 | NA
VIC | SVTS3466U | Springvale 34 (United Energy) 66 kV | United Energy | Shoulder | Coincident_unreconciled | 2028 | POE50 | Operational-demand | 8.3896 | NA
VIC | SVTS3466U | Springvale 34 (United Energy) 66 kV | United Energy | Shoulder | Coincident_unreconciled | 2028 | POE90 | Operational-demand | 4.4664 | NA
VIC | SVTS3466U | Springvale 34 (United Energy) 66 kV | United Energy | Shoulder | Non-coincident | 2028 | POE50 | Operational-demand | 7.7613 | NA
VIC | SVTS3466U | Springvale 34 (United Energy) 66 kV | United Energy | Shoulder | Non-coincident | 2028 | POE90 | Operational-demand | 4.1319 | NA
VIC | SVTS3466U | Springvale 34 (United Energy) 66 kV | United Energy | Shoulder | Coincident_unreconciled | 2029 | POE50 | Operational-demand | 5.6113 | NA
VIC | SVTS3466U | Springvale 34 (United Energy) 66 kV | United Energy | Shoulder | Coincident_unreconciled | 2029 | POE90 | Operational-demand | 1.6719 | NA
VIC | SVTS3466U | Springvale 34 (United Energy) 66 kV | United Energy | Shoulder | Non-coincident | 2029 | POE50 | Operational-demand | 5.191 | NA
VIC | SVTS3466U | Springvale 34 (United Energy) 66 kV | United Energy | Shoulder | Non-coincident | 2029 | POE90 | Operational-demand | 1.5467 | NA
VIC | SVTS3466U | Springvale 34 (United Energy) 66 kV | United Energy | Shoulder | Coincident_unreconciled | 2030 | POE50 | Operational-demand | 2.9455 | NA
VIC | SVTS3466U | Springvale 34 (United Energy) 66 kV | United Energy | Shoulder | Coincident_unreconciled | 2030 | POE90 | Operational-demand | -0.85878 | NA
VIC | SVTS3466U | Springvale 34 (United Energy) 66 kV | United Energy | Shoulder | Non-coincident | 2030 | POE50 | Operational-demand | 2.7249 | NA
VIC | SVTS3466U | Springvale 34 (United Energy) 66 kV | United Energy | Shoulder | Non-coincident | 2030 | POE90 | Operational-demand | -0.93443 | NA
VIC | SVTS3466U | Springvale 34 (United Energy) 66 kV | United Energy | Shoulder | Coincident_unreconciled | 2031 | POE50 | Operational-demand | 0.26087 | NA
VIC | SVTS3466U | Springvale 34 (United Energy) 66 kV | United Energy | Shoulder | Coincident_unreconciled | 2031 | POE90 | Operational-demand | -3.155 | NA
VIC | SVTS3466U | Springvale 34 (United Energy) 66 kV | United Energy | Shoulder | Non-coincident | 2031 | POE50 | Operational-demand | 0.24134 | NA
VIC | SVTS3466U | Springvale 34 (United Energy) 66 kV | United Energy | Shoulder | Non-coincident | 2031 | POE90 | Operational-demand | -3.433 | NA
VIC | SVTS3466U | Springvale 34 (United Energy) 66 kV | United Energy | Shoulder | Coincident_unreconciled | 2032 | POE50 | Operational-demand | -1.3001 | NA
VIC | SVTS3466U | Springvale 34 (United Energy) 66 kV | United Energy | Shoulder | Coincident_unreconciled | 2032 | POE90 | Operational-demand | -4.6909 | NA
VIC | SVTS3466U | Springvale 34 (United Energy) 66 kV | United Energy | Shoulder | Non-coincident | 2032 | POE50 | Operational-demand | -1.4147 | NA
VIC | SVTS3466U | Springvale 34 (United Energy) 66 kV | United Energy | Shoulder | Non-coincident | 2032 | POE90 | Operational-demand | -5.1041 | NA
VIC | SVTS3466U | Springvale 34 (United Energy) 66 kV | United Energy | Shoulder | Coincident_unreconciled | 2033 | POE50 | Operational-demand | -2.2241 | NA
VIC | SVTS3466U | Springvale 34 (United Energy) 66 kV | United Energy | Shoulder | Coincident_unreconciled | 2033 | POE90 | Operational-demand | -5.6289 | NA
VIC | SVTS3466U | Springvale 34 (United Energy) 66 kV | United Energy | Shoulder | Non-coincident | 2033 | POE50 | Operational-demand | -2.42 | NA
VIC | SVTS3466U | Springvale 34 (United Energy) 66 kV | United Energy | Shoulder | Non-coincident | 2033 | POE90 | Operational-demand | -6.1248 | NA
VIC | SVTS3466U | Springvale 34 (United Energy) 66 kV | United Energy | Shoulder | Coincident_unreconciled | 2034 | POE50 | Operational-demand | -3.0565 | NA
VIC | SVTS3466U | Springvale 34 (United Energy) 66 kV | United Energy | Shoulder | Coincident_unreconciled | 2034 | POE90 | Operational-demand | -6.4753 | NA
VIC | SVTS3466U | Springvale 34 (United Energy) 66 kV | United Energy | Shoulder | Non-coincident | 2034 | POE50 | Operational-demand | -3.3257 | NA
VIC | SVTS3466U | Springvale 34 (United Energy) 66 kV | United Energy | Shoulder | Non-coincident | 2034 | POE90 | Operational-demand | -7.0458 | NA
VIC | SVTS3466U | Springvale 34 (United Energy) 66 kV | United Energy | Shoulder | Coincident_unreconciled | 2035 | POE50 | Operational-demand | -4.0855 | NA
VIC | SVTS3466U | Springvale 34 (United Energy) 66 kV | United Energy | Shoulder | Coincident_unreconciled | 2035 | POE90 | Operational-demand | -7.5184 | NA
VIC | SVTS3466U | Springvale 34 (United Energy) 66 kV | United Energy | Shoulder | Non-coincident | 2035 | POE50 | Operational-demand | -4.4454 | NA
VIC | SVTS3466U | Springvale 34 (United Energy) 66 kV | United Energy | Shoulder | Non-coincident | 2035 | POE90 | Operational-demand | -8.1807 | NA
VIC | SVTS3466U | Springvale 34 (United Energy) 66 kV | United Energy | Summer | Coincident | 2019 | ACTUAL_OPG | Operational-demand | 48.415 | 167.5589
VIC | SVTS3466U | Springvale 34 (United Energy) 66 kV | United Energy | Summer | Coincident | 2019 | ACTUAL_RAW | Operational-demand | 48.415 | 167.5589
VIC | SVTS3466U | Springvale 34 (United Energy) 66 kV | United Energy | Summer | Non-coincident | 2019 | ACTUAL_RAW | Operational-demand | 44.8919 | 167.5589
VIC | SVTS3466U | Springvale 34 (United Energy) 66 kV | United Energy | Summer | Non-coincident | 2019 | ACTUAL_OPG | Operational-demand | 44.8919 | 167.5589
VIC | SVTS3466U | Springvale 34 (United Energy) 66 kV | United Energy | Summer | Non-coincident | 2019 | ACTUAL_ADJUSTEDOPG | Operational-demand | 44.8919 | 167.5589
VIC | SVTS3466U | Springvale 34 (United Energy) 66 kV | United Energy | Summer | Coincident | 2020 | ACTUAL_OPG | Operational-demand | 44.194 | 166.6321
VIC | SVTS3466U | Springvale 34 (United Energy) 66 kV | United Energy | Summer | Coincident | 2020 | ACTUAL_RAW | Operational-demand | 44.194 | 166.6321
VIC | SVTS3466U | Springvale 34 (United Energy) 66 kV | United Energy | Summer | Non-coincident | 2020 | ACTUAL_RAW | Operational-demand | 41.0808 | 166.6321
VIC | SVTS3466U | Springvale 34 (United Energy) 66 kV | United Energy | Summer | Non-coincident | 2020 | ACTUAL_OPG | Operational-demand | 41.0808 | 166.6321
VIC | SVTS3466U | Springvale 34 (United Energy) 66 kV | United Energy | Summer | Non-coincident | 2020 | ACTUAL_ADJUSTEDOPG | Operational-demand | 41.0808 | 166.6321
VIC | SVTS3466U | Springvale 34 (United Energy) 66 kV | United Energy | Summer | Coincident | 2021 | ACTUAL_OPG | Operational-demand | 32.2894 | 123.9173
VIC | SVTS3466U | Springvale 34 (United Energy) 66 kV | United Energy | Summer | Coincident | 2021 | ACTUAL_RAW | Operational-demand | 32.2894 | 123.9173
VIC | SVTS3466U | Springvale 34 (United Energy) 66 kV | United Energy | Summer | Non-coincident | 2021 | ACTUAL_RAW | Operational-demand | 32.2894 | 141.0274
VIC | SVTS3466U | Springvale 34 (United Energy) 66 kV | United Energy | Summer | Non-coincident | 2021 | ACTUAL_OPG | Operational-demand | 32.2894 | 141.0274
VIC | SVTS3466U | Springvale 34 (United Energy) 66 kV | United Energy | Summer | Non-coincident | 2021 | ACTUAL_ADJUSTEDOPG | Operational-demand | 32.2894 | 141.0274
VIC | SVTS3466U | Springvale 34 (United Energy) 66 kV | United Energy | Summer | Coincident | 2022 | ACTUAL_OPG | Operational-demand | 33.3883 | 133.1449
VIC | SVTS3466U | Springvale 34 (United Energy) 66 kV | United Energy | Summer | Coincident | 2022 | ACTUAL_RAW | Operational-demand | 33.3883 | 133.1449
VIC | SVTS3466U | Springvale 34 (United Energy) 66 kV | United Energy | Summer | Non-coincident | 2022 | ACTUAL_RAW | Operational-demand | 28.0486 | 145.0049
VIC | SVTS3466U | Springvale 34 (United Energy) 66 kV | United Energy | Summer | Non-coincident | 2022 | ACTUAL_OPG | Operational-demand | 28.0486 | 145.0049
VIC | SVTS3466U | Springvale 34 (United Energy) 66 kV | United Energy | Summer | Non-coincident | 2022 | ACTUAL_ADJUSTEDOPG | Operational-demand | 28.0486 | 145.0049
VIC | SVTS3466U | Springvale 34 (United Energy) 66 kV | United Energy | Summer | Coincident | 2023 | ACTUAL_OPG | Operational-demand | 26.7472 | 134.046
VIC | SVTS3466U | Springvale 34 (United Energy) 66 kV | United Energy | Summer | Coincident | 2023 | ACTUAL_RAW | Operational-demand | 26.7472 | 134.046
VIC | SVTS3466U | Springvale 34 (United Energy) 66 kV | United Energy | Summer | Non-coincident | 2023 | ACTUAL_RAW | Operational-demand | 26.7472 | 149.4958
VIC | SVTS3466U | Springvale 34 (United Energy) 66 kV | United Energy | Summer | Non-coincident | 2023 | ACTUAL_OPG | Operational-demand | 26.7472 | 149.4958
VIC | SVTS3466U | Springvale 34 (United Energy) 66 kV | United Energy | Summer | Non-coincident | 2023 | ACTUAL_ADJUSTEDOPG | Operational-demand | 26.7472 | 149.4958
VIC | SVTS3466U | Springvale 34 (United Energy) 66 kV | United Energy | Summer | Coincident | 2024 | ACTUAL_OPG | Operational-demand | 18.889 | 148.3059
VIC | SVTS3466U | Springvale 34 (United Energy) 66 kV | United Energy | Summer | Coincident | 2024 | ACTUAL_RAW | Operational-demand | 18.889 | 148.3059
VIC | SVTS3466U | Springvale 34 (United Energy) 66 kV | United Energy | Summer | Non-coincident | 2024 | ACTUAL_RAW | Operational-demand | 0 | 148.3059
VIC | SVTS3466U | Springvale 34 (United Energy) 66 kV | United Energy | Summer | Non-coincident | 2024 | ACTUAL_OPG | Operational-demand | 0 | 148.3059
VIC | SVTS3466U | Springvale 34 (United Energy) 66 kV | United Energy | Summer | Non-coincident | 2024 | ACTUAL_ADJUSTEDOPG | Operational-demand | 0 | 148.3059
VIC | SVTS3466U | Springvale 34 (United Energy) 66 kV | United Energy | Summer | Coincident | 2025 | ACTUAL_OPG | Operational-demand | 19.4094 | 154.4375
VIC | SVTS3466U | Springvale 34 (United Energy) 66 kV | United Energy | Summer | Coincident | 2025 | ACTUAL_RAW | Operational-demand | 19.4094 | 154.4375
VIC | SVTS3466U | Springvale 34 (United Energy) 66 kV | United Energy | Summer | Non-coincident | 2025 | ACTUAL_RAW | Operational-demand | 18.0257 | 154.4375
VIC | SVTS3466U | Springvale 34 (United Energy) 66 kV | United Energy | Summer | Non-coincident | 2025 | ACTUAL_OPG | Operational-demand | 18.0257 | 154.4375
VIC | SVTS3466U | Springvale 34 (United Energy) 66 kV | United Energy | Summer | Non-coincident | 2025 | ACTUAL_ADJUSTEDOPG | Operational-demand | 18.0257 | 154.4375
VIC | SVTS3466U | Springvale 34 (United Energy) 66 kV | United Energy | Summer | Non-coincident | 2025 | BASEYEARPOE90 | Operational-demand | 8.7118 | NA
VIC | SVTS3466U | Springvale 34 (United Energy) 66 kV | United Energy | Summer | Non-coincident | 2025 | BASEYEARPOE50 | Operational-demand | 10.9722 | 152.4904
VIC | SVTS3466U | Springvale 34 (United Energy) 66 kV | United Energy | Summer | Coincident_unreconciled | 2026 | POE50 | Operational-demand | 8.5969 | NA
VIC | SVTS3466U | Springvale 34 (United Energy) 66 kV | United Energy | Summer | Coincident_unreconciled | 2026 | POE90 | Operational-demand | 6.7425 | NA
VIC | SVTS3466U | Springvale 34 (United Energy) 66 kV | United Energy | Summer | Non-coincident | 2026 | POE50 | Operational-demand | 8.2791 | 158.7035
VIC | SVTS3466U | Springvale 34 (United Energy) 66 kV | United Energy | Summer | Non-coincident | 2026 | POE90 | Operational-demand | 6.4933 | NA
VIC | SVTS3466U | Springvale 34 (United Energy) 66 kV | United Energy | Summer | Coincident_unreconciled | 2027 | POE50 | Operational-demand | 5.6241 | NA
VIC | SVTS3466U | Springvale 34 (United Energy) 66 kV | United Energy | Summer | Coincident_unreconciled | 2027 | POE90 | Operational-demand | 3.7618 | NA
VIC | SVTS3466U | Springvale 34 (United Energy) 66 kV | United Energy | Summer | Non-coincident | 2027 | POE50 | Operational-demand | 5.4162 | 159.2788
VIC | SVTS3466U | Springvale 34 (United Energy) 66 kV | United Energy | Summer | Non-coincident | 2027 | POE90 | Operational-demand | 3.6228 | NA
VIC | SVTS3466U | Springvale 34 (United Energy) 66 kV | United Energy | Summer | Coincident_unreconciled | 2028 | POE50 | Operational-demand | 2.6894 | NA
VIC | SVTS3466U | Springvale 34 (United Energy) 66 kV | United Energy | Summer | Coincident_unreconciled | 2028 | POE90 | Operational-demand | 0.81936 | NA
VIC | SVTS3466U | Springvale 34 (United Energy) 66 kV | United Energy | Summer | Non-coincident | 2028 | POE50 | Operational-demand | 2.59 | 159.684
VIC | SVTS3466U | Springvale 34 (United Energy) 66 kV | United Energy | Summer | Non-coincident | 2028 | POE90 | Operational-demand | 0.78907 | NA
VIC | SVTS3466U | Springvale 34 (United Energy) 66 kV | United Energy | Summer | Coincident_unreconciled | 2029 | POE50 | Operational-demand | -0.12188 | NA
VIC | SVTS3466U | Springvale 34 (United Energy) 66 kV | United Energy | Summer | Coincident_unreconciled | 2029 | POE90 | Operational-demand | -1.8608 | NA
VIC | SVTS3466U | Springvale 34 (United Energy) 66 kV | United Energy | Summer | Non-coincident | 2029 | POE50 | Operational-demand | -0.12675 | 160.1702
VIC | SVTS3466U | Springvale 34 (United Energy) 66 kV | United Energy | Summer | Non-coincident | 2029 | POE90 | Operational-demand | -1.9351 | NA
VIC | SVTS3466U | Springvale 34 (United Energy) 66 kV | United Energy | Summer | Coincident_unreconciled | 2030 | POE50 | Operational-demand | -2.6602 | NA
VIC | SVTS3466U | Springvale 34 (United Energy) 66 kV | United Energy | Summer | Coincident_unreconciled | 2030 | POE90 | Operational-demand | -4.4063 | NA
VIC | SVTS3466U | Springvale 34 (United Energy) 66 kV | United Energy | Summer | Non-coincident | 2030 | POE50 | Operational-demand | -2.7664 | 160.7614
VIC | SVTS3466U | Springvale 34 (United Energy) 66 kV | United Energy | Summer | Non-coincident | 2030 | POE90 | Operational-demand | -4.5821 | NA
VIC | SVTS3466U | Springvale 34 (United Energy) 66 kV | United Energy | Summer | Coincident_unreconciled | 2031 | POE50 | Operational-demand | -5.2184 | NA
VIC | SVTS3466U | Springvale 34 (United Energy) 66 kV | United Energy | Summer | Coincident_unreconciled | 2031 | POE90 | Operational-demand | -6.9716 | NA
VIC | SVTS3466U | Springvale 34 (United Energy) 66 kV | United Energy | Summer | Non-coincident | 2031 | POE50 | Operational-demand | -5.4267 | 161.3902
VIC | SVTS3466U | Springvale 34 (United Energy) 66 kV | United Energy | Summer | Non-coincident | 2031 | POE90 | Operational-demand | -7.2498 | NA
VIC | SVTS3466U | Springvale 34 (United Energy) 66 kV | United Energy | Summer | Coincident_unreconciled | 2032 | POE50 | Operational-demand | -6.9356 | NA
VIC | SVTS3466U | Springvale 34 (United Energy) 66 kV | United Energy | Summer | Coincident_unreconciled | 2032 | POE90 | Operational-demand | -8.696 | NA
VIC | SVTS3466U | Springvale 34 (United Energy) 66 kV | United Energy | Summer | Non-coincident | 2032 | POE50 | Operational-demand | -7.2124 | 162.2061
VIC | SVTS3466U | Springvale 34 (United Energy) 66 kV | United Energy | Summer | Non-coincident | 2032 | POE90 | Operational-demand | -9.0431 | NA
VIC | SVTS3466U | Springvale 34 (United Energy) 66 kV | United Energy | Summer | Coincident_unreconciled | 2033 | POE50 | Operational-demand | -8.018 | NA
VIC | SVTS3466U | Springvale 34 (United Energy) 66 kV | United Energy | Summer | Coincident_unreconciled | 2033 | POE90 | Operational-demand | -9.7856 | NA
VIC | SVTS3466U | Springvale 34 (United Energy) 66 kV | United Energy | Summer | Non-coincident | 2033 | POE50 | Operational-demand | -8.338 | 163.1599
VIC | SVTS3466U | Springvale 34 (United Energy) 66 kV | United Energy | Summer | Non-coincident | 2033 | POE90 | Operational-demand | -10.1762 | NA
VIC | SVTS3466U | Springvale 34 (United Energy) 66 kV | United Energy | Summer | Coincident_unreconciled | 2034 | POE50 | Operational-demand | -9.0099 | NA
VIC | SVTS3466U | Springvale 34 (United Energy) 66 kV | United Energy | Summer | Coincident_unreconciled | 2034 | POE90 | Operational-demand | -10.7848 | NA
VIC | SVTS3466U | Springvale 34 (United Energy) 66 kV | United Energy | Summer | Non-coincident | 2034 | POE50 | Operational-demand | -9.3695 | 164.1362
VIC | SVTS3466U | Springvale 34 (United Energy) 66 kV | United Energy | Summer | Non-coincident | 2034 | POE90 | Operational-demand | -11.2153 | NA
VIC | SVTS3466U | Springvale 34 (United Energy) 66 kV | United Energy | Summer | Coincident_unreconciled | 2035 | POE50 | Operational-demand | -10.2153 | NA
VIC | SVTS3466U | Springvale 34 (United Energy) 66 kV | United Energy | Summer | Coincident_unreconciled | 2035 | POE90 | Operational-demand | -11.9975 | NA
VIC | SVTS3466U | Springvale 34 (United Energy) 66 kV | United Energy | Summer | Non-coincident | 2035 | POE50 | Operational-demand | -10.6231 | 165.0799
VIC | SVTS3466U | Springvale 34 (United Energy) 66 kV | United Energy | Summer | Non-coincident | 2035 | POE90 | Operational-demand | -12.4764 | NA
VIC | SVTS3466U | Springvale 34 (United Energy) 66 kV | United Energy | Summer | Non-coincident | 2025 | BASEYEARPOE10 | Operational-demand | NA | 170.4178
VIC | SVTS3466U | Springvale 34 (United Energy) 66 kV | United Energy | Summer | Coincident | 2026 | POE10 | Operational-demand | NA | 165.5855
VIC | SVTS3466U | Springvale 34 (United Energy) 66 kV | United Energy | Summer | Coincident | 2026 | POE50 | Operational-demand | NA | 149.1763
VIC | SVTS3466U | Springvale 34 (United Energy) 66 kV | United Energy | Summer | Non-coincident | 2026 | POE10 | Operational-demand | NA | 181.5784
VIC | SVTS3466U | Springvale 34 (United Energy) 66 kV | United Energy | Summer | Coincident | 2027 | POE10 | Operational-demand | NA | 161.8236
VIC | SVTS3466U | Springvale 34 (United Energy) 66 kV | United Energy | Summer | Coincident | 2027 | POE50 | Operational-demand | NA | 144.7886
VIC | SVTS3466U | Springvale 34 (United Energy) 66 kV | United Energy | Summer | Non-coincident | 2027 | POE10 | Operational-demand | NA | 182.2523
VIC | SVTS3466U | Springvale 34 (United Energy) 66 kV | United Energy | Summer | Coincident | 2028 | POE10 | Operational-demand | NA | 158.3729
VIC | SVTS3466U | Springvale 34 (United Energy) 66 kV | United Energy | Summer | Coincident | 2028 | POE50 | Operational-demand | NA | 140.6134
VIC | SVTS3466U | Springvale 34 (United Energy) 66 kV | United Energy | Summer | Non-coincident | 2028 | POE10 | Operational-demand | NA | 182.7526
VIC | SVTS3466U | Springvale 34 (United Energy) 66 kV | United Energy | Summer | Coincident | 2029 | POE10 | Operational-demand | NA | 156.0419
VIC | SVTS3466U | Springvale 34 (United Energy) 66 kV | United Energy | Summer | Coincident | 2029 | POE50 | Operational-demand | NA | 138.6119
VIC | SVTS3466U | Springvale 34 (United Energy) 66 kV | United Energy | Summer | Non-coincident | 2029 | POE10 | Operational-demand | NA | 183.3339
VIC | SVTS3466U | Springvale 34 (United Energy) 66 kV | United Energy | Summer | Coincident | 2030 | POE10 | Operational-demand | NA | 154.3224
VIC | SVTS3466U | Springvale 34 (United Energy) 66 kV | United Energy | Summer | Coincident | 2030 | POE50 | Operational-demand | NA | 136.6506
VIC | SVTS3466U | Springvale 34 (United Energy) 66 kV | United Energy | Summer | Non-coincident | 2030 | POE10 | Operational-demand | NA | 184.0203
VIC | SVTS3466U | Springvale 34 (United Energy) 66 kV | United Energy | Summer | Coincident | 2031 | POE10 | Operational-demand | NA | 150.9995
VIC | SVTS3466U | Springvale 34 (United Energy) 66 kV | United Energy | Summer | Coincident | 2031 | POE50 | Operational-demand | NA | 134.3529
VIC | SVTS3466U | Springvale 34 (United Energy) 66 kV | United Energy | Summer | Non-coincident | 2031 | POE10 | Operational-demand | NA | 184.7443
VIC | SVTS3466U | Springvale 34 (United Energy) 66 kV | United Energy | Summer | Coincident | 2032 | POE10 | Operational-demand | NA | 147.2127
VIC | SVTS3466U | Springvale 34 (United Energy) 66 kV | United Energy | Summer | Coincident | 2032 | POE50 | Operational-demand | NA | 130.7325
VIC | SVTS3466U | Springvale 34 (United Energy) 66 kV | United Energy | Summer | Non-coincident | 2032 | POE10 | Operational-demand | NA | 185.6566
VIC | SVTS3466U | Springvale 34 (United Energy) 66 kV | United Energy | Summer | Coincident | 2033 | POE10 | Operational-demand | NA | 144.5788
VIC | SVTS3466U | Springvale 34 (United Energy) 66 kV | United Energy | Summer | Coincident | 2033 | POE50 | Operational-demand | NA | 127.2198
VIC | SVTS3466U | Springvale 34 (United Energy) 66 kV | United Energy | Summer | Non-coincident | 2033 | POE10 | Operational-demand | NA | 186.7075
VIC | SVTS3466U | Springvale 34 (United Energy) 66 kV | United Energy | Summer | Coincident | 2034 | POE10 | Operational-demand | NA | 143.9005
VIC | SVTS3466U | Springvale 34 (United Energy) 66 kV | United Energy | Summer | Coincident | 2034 | POE50 | Operational-demand | NA | 126.7761
VIC | SVTS3466U | Springvale 34 (United Energy) 66 kV | United Energy | Summer | Non-coincident | 2034 | POE10 | Operational-demand | NA | 187.7809
VIC | SVTS3466U | Springvale 34 (United Energy) 66 kV | United Energy | Summer | Coincident | 2035 | POE10 | Operational-demand | NA | 143.8077
VIC | SVTS3466U | Springvale 34 (United Energy) 66 kV | United Energy | Summer | Coincident | 2035 | POE50 | Operational-demand | NA | 126.7325
VIC | SVTS3466U | Springvale 34 (United Energy) 66 kV | United Energy | Summer | Non-coincident | 2035 | POE10 | Operational-demand | NA | 188.8217
VIC | SVTS3466U | Springvale 34 (United Energy) 66 kV | United Energy | Winter | Coincident | 2018 | ACTUAL_OPG | Operational-demand | NA | 108.233
VIC | SVTS3466U | Springvale 34 (United Energy) 66 kV | United Energy | Winter | Coincident | 2018 | ACTUAL_RAW | Operational-demand | NA | 108.233
VIC | SVTS3466U | Springvale 34 (United Energy) 66 kV | United Energy | Winter | Non-coincident | 2018 | ACTUAL_RAW | Operational-demand | NA | 113.607
VIC | SVTS3466U | Springvale 34 (United Energy) 66 kV | United Energy | Winter | Non-coincident | 2018 | ACTUAL_OPG | Operational-demand | NA | 113.607
VIC | SVTS3466U | Springvale 34 (United Energy) 66 kV | United Energy | Winter | Non-coincident | 2018 | ACTUAL_ADJUSTEDOPG | Operational-demand | NA | 113.607
VIC | SVTS3466U | Springvale 34 (United Energy) 66 kV | United Energy | Winter | Coincident | 2019 | ACTUAL_OPG | Operational-demand | NA | 111.3008
VIC | SVTS3466U | Springvale 34 (United Energy) 66 kV | United Energy | Winter | Coincident | 2019 | ACTUAL_RAW | Operational-demand | NA | 111.3008
VIC | SVTS3466U | Springvale 34 (United Energy) 66 kV | United Energy | Winter | Non-coincident | 2019 | ACTUAL_RAW | Operational-demand | NA | 113.6399
VIC | SVTS3466U | Springvale 34 (United Energy) 66 kV | United Energy | Winter | Non-coincident | 2019 | ACTUAL_OPG | Operational-demand | NA | 113.6399
VIC | SVTS3466U | Springvale 34 (United Energy) 66 kV | United Energy | Winter | Non-coincident | 2019 | ACTUAL_ADJUSTEDOPG | Operational-demand | NA | 113.6399
VIC | SVTS3466U | Springvale 34 (United Energy) 66 kV | United Energy | Winter | Coincident | 2020 | ACTUAL_OPG | Operational-demand | NA | 109.8395
VIC | SVTS3466U | Springvale 34 (United Energy) 66 kV | United Energy | Winter | Coincident | 2020 | ACTUAL_RAW | Operational-demand | NA | 109.8395
VIC | SVTS3466U | Springvale 34 (United Energy) 66 kV | United Energy | Winter | Non-coincident | 2020 | ACTUAL_RAW | Operational-demand | NA | 111.4183
VIC | SVTS3466U | Springvale 34 (United Energy) 66 kV | United Energy | Winter | Non-coincident | 2020 | ACTUAL_OPG | Operational-demand | NA | 111.4183
VIC | SVTS3466U | Springvale 34 (United Energy) 66 kV | United Energy | Winter | Non-coincident | 2020 | ACTUAL_ADJUSTEDOPG | Operational-demand | NA | 111.4183
VIC | SVTS3466U | Springvale 34 (United Energy) 66 kV | United Energy | Winter | Coincident | 2021 | ACTUAL_OPG | Operational-demand | NA | 108.1143
VIC | SVTS3466U | Springvale 34 (United Energy) 66 kV | United Energy | Winter | Coincident | 2021 | ACTUAL_RAW | Operational-demand | NA | 108.1143
VIC | SVTS3466U | Springvale 34 (United Energy) 66 kV | United Energy | Winter | Non-coincident | 2021 | ACTUAL_RAW | Operational-demand | NA | 108.9901
VIC | SVTS3466U | Springvale 34 (United Energy) 66 kV | United Energy | Winter | Non-coincident | 2021 | ACTUAL_OPG | Operational-demand | NA | 108.9901
VIC | SVTS3466U | Springvale 34 (United Energy) 66 kV | United Energy | Winter | Non-coincident | 2021 | ACTUAL_ADJUSTEDOPG | Operational-demand | NA | 108.9901
VIC | SVTS3466U | Springvale 34 (United Energy) 66 kV | United Energy | Winter | Coincident | 2022 | ACTUAL_OPG | Operational-demand | NA | 111.4268
VIC | SVTS3466U | Springvale 34 (United Energy) 66 kV | United Energy | Winter | Coincident | 2022 | ACTUAL_RAW | Operational-demand | NA | 111.4268
VIC | SVTS3466U | Springvale 34 (United Energy) 66 kV | United Energy | Winter | Non-coincident | 2022 | ACTUAL_RAW | Operational-demand | NA | 114.8126
VIC | SVTS3466U | Springvale 34 (United Energy) 66 kV | United Energy | Winter | Non-coincident | 2022 | ACTUAL_OPG | Operational-demand | NA | 114.8126
VIC | SVTS3466U | Springvale 34 (United Energy) 66 kV | United Energy | Winter | Non-coincident | 2022 | ACTUAL_ADJUSTEDOPG | Operational-demand | NA | 114.8126
VIC | SVTS3466U | Springvale 34 (United Energy) 66 kV | United Energy | Winter | Coincident | 2023 | ACTUAL_OPG | Operational-demand | NA | 111.5573
VIC | SVTS3466U | Springvale 34 (United Energy) 66 kV | United Energy | Winter | Coincident | 2023 | ACTUAL_RAW | Operational-demand | NA | 111.5573
VIC | SVTS3466U | Springvale 34 (United Energy) 66 kV | United Energy | Winter | Non-coincident | 2023 | ACTUAL_RAW | Operational-demand | NA | 111.5573
VIC | SVTS3466U | Springvale 34 (United Energy) 66 kV | United Energy | Winter | Non-coincident | 2023 | ACTUAL_OPG | Operational-demand | NA | 111.5573
VIC | SVTS3466U | Springvale 34 (United Energy) 66 kV | United Energy | Winter | Non-coincident | 2023 | ACTUAL_ADJUSTEDOPG | Operational-demand | NA | 111.5573
VIC | SVTS3466U | Springvale 34 (United Energy) 66 kV | United Energy | Winter | Coincident | 2024 | ACTUAL_OPG | Operational-demand | NA | 121.0064
VIC | SVTS3466U | Springvale 34 (United Energy) 66 kV | United Energy | Winter | Coincident | 2024 | ACTUAL_RAW | Operational-demand | NA | 121.0064
VIC | SVTS3466U | Springvale 34 (United Energy) 66 kV | United Energy | Winter | Non-coincident | 2024 | ACTUAL_RAW | Operational-demand | NA | 121.0064
VIC | SVTS3466U | Springvale 34 (United Energy) 66 kV | United Energy | Winter | Non-coincident | 2024 | ACTUAL_OPG | Operational-demand | NA | 121.0064
VIC | SVTS3466U | Springvale 34 (United Energy) 66 kV | United Energy | Winter | Non-coincident | 2024 | ACTUAL_ADJUSTEDOPG | Operational-demand | NA | 121.0064
VIC | SVTS3466U | Springvale 34 (United Energy) 66 kV | United Energy | Winter | Coincident | 2025 | POE10 | Operational-demand | NA | 113.1681
VIC | SVTS3466U | Springvale 34 (United Energy) 66 kV | United Energy | Winter | Coincident | 2025 | POE50 | Operational-demand | NA | 111.7548
VIC | SVTS3466U | Springvale 34 (United Energy) 66 kV | United Energy | Winter | Non-coincident | 2025 | ACTUAL_RAW | Operational-demand | NA | 122.925
VIC | SVTS3466U | Springvale 34 (United Energy) 66 kV | United Energy | Winter | Non-coincident | 2025 | ACTUAL_ADJUSTEDOPG | Operational-demand | NA | 122.925
VIC | SVTS3466U | Springvale 34 (United Energy) 66 kV | United Energy | Winter | Non-coincident | 2025 | BASEYEARPOE50 | Operational-demand | NA | 115.854
VIC | SVTS3466U | Springvale 34 (United Energy) 66 kV | United Energy | Winter | Non-coincident | 2025 | BASEYEARPOE10 | Operational-demand | NA | 118.3356
VIC | SVTS3466U | Springvale 34 (United Energy) 66 kV | United Energy | Winter | Non-coincident | 2025 | POE10 | Operational-demand | NA | 119.8409
VIC | SVTS3466U | Springvale 34 (United Energy) 66 kV | United Energy | Winter | Non-coincident | 2025 | POE50 | Operational-demand | NA | 116.1473
VIC | SVTS3466U | Springvale 34 (United Energy) 66 kV | United Energy | Winter | Coincident | 2026 | POE10 | Operational-demand | NA | 114.128
VIC | SVTS3466U | Springvale 34 (United Energy) 66 kV | United Energy | Winter | Coincident | 2026 | POE50 | Operational-demand | NA | 112.5888
VIC | SVTS3466U | Springvale 34 (United Energy) 66 kV | United Energy | Winter | Non-coincident | 2026 | POE10 | Operational-demand | NA | 125.4335
VIC | SVTS3466U | Springvale 34 (United Energy) 66 kV | United Energy | Winter | Non-coincident | 2026 | POE50 | Operational-demand | NA | 121.6794
VIC | SVTS3466U | Springvale 34 (United Energy) 66 kV | United Energy | Winter | Coincident | 2027 | POE10 | Operational-demand | NA | 110.7956
VIC | SVTS3466U | Springvale 34 (United Energy) 66 kV | United Energy | Winter | Coincident | 2027 | POE50 | Operational-demand | NA | 109.0295
VIC | SVTS3466U | Springvale 34 (United Energy) 66 kV | United Energy | Winter | Non-coincident | 2027 | POE10 | Operational-demand | NA | 126.4043
VIC | SVTS3466U | Springvale 34 (United Energy) 66 kV | United Energy | Winter | Non-coincident | 2027 | POE50 | Operational-demand | NA | 122.6095
VIC | SVTS3466U | Springvale 34 (United Energy) 66 kV | United Energy | Winter | Coincident | 2028 | POE10 | Operational-demand | NA | 109.365
VIC | SVTS3466U | Springvale 34 (United Energy) 66 kV | United Energy | Winter | Coincident | 2028 | POE50 | Operational-demand | NA | 107.712
VIC | SVTS3466U | Springvale 34 (United Energy) 66 kV | United Energy | Winter | Non-coincident | 2028 | POE10 | Operational-demand | NA | 127.2667
VIC | SVTS3466U | Springvale 34 (United Energy) 66 kV | United Energy | Winter | Non-coincident | 2028 | POE50 | Operational-demand | NA | 123.4086
VIC | SVTS3466U | Springvale 34 (United Energy) 66 kV | United Energy | Winter | Coincident | 2029 | POE10 | Operational-demand | NA | 108.8056
VIC | SVTS3466U | Springvale 34 (United Energy) 66 kV | United Energy | Winter | Coincident | 2029 | POE50 | Operational-demand | NA | 107.2045
VIC | SVTS3466U | Springvale 34 (United Energy) 66 kV | United Energy | Winter | Non-coincident | 2029 | POE10 | Operational-demand | NA | 128.2175
VIC | SVTS3466U | Springvale 34 (United Energy) 66 kV | United Energy | Winter | Non-coincident | 2029 | POE50 | Operational-demand | NA | 124.3018
VIC | SVTS3466U | Springvale 34 (United Energy) 66 kV | United Energy | Winter | Coincident | 2030 | POE10 | Operational-demand | NA | 108.1063
VIC | SVTS3466U | Springvale 34 (United Energy) 66 kV | United Energy | Winter | Coincident | 2030 | POE50 | Operational-demand | NA | 106.4992
VIC | SVTS3466U | Springvale 34 (United Energy) 66 kV | United Energy | Winter | Non-coincident | 2030 | POE10 | Operational-demand | NA | 129.3012
VIC | SVTS3466U | Springvale 34 (United Energy) 66 kV | United Energy | Winter | Non-coincident | 2030 | POE50 | Operational-demand | NA | 125.2438
VIC | SVTS3466U | Springvale 34 (United Energy) 66 kV | United Energy | Winter | Coincident | 2031 | POE10 | Operational-demand | NA | 107.5861
VIC | SVTS3466U | Springvale 34 (United Energy) 66 kV | United Energy | Winter | Coincident | 2031 | POE50 | Operational-demand | NA | 105.9978
VIC | SVTS3466U | Springvale 34 (United Energy) 66 kV | United Energy | Winter | Non-coincident | 2031 | POE10 | Operational-demand | NA | 130.4205
VIC | SVTS3466U | Springvale 34 (United Energy) 66 kV | United Energy | Winter | Non-coincident | 2031 | POE50 | Operational-demand | NA | 126.2006
VIC | SVTS3466U | Springvale 34 (United Energy) 66 kV | United Energy | Winter | Coincident | 2032 | POE10 | Operational-demand | NA | 106.1947
VIC | SVTS3466U | Springvale 34 (United Energy) 66 kV | United Energy | Winter | Coincident | 2032 | POE50 | Operational-demand | NA | 104.4362
VIC | SVTS3466U | Springvale 34 (United Energy) 66 kV | United Energy | Winter | Non-coincident | 2032 | POE10 | Operational-demand | NA | 131.6247
VIC | SVTS3466U | Springvale 34 (United Energy) 66 kV | United Energy | Winter | Non-coincident | 2032 | POE50 | Operational-demand | NA | 127.1843
VIC | SVTS3466U | Springvale 34 (United Energy) 66 kV | United Energy | Winter | Coincident | 2033 | POE10 | Operational-demand | NA | 104.3383
VIC | SVTS3466U | Springvale 34 (United Energy) 66 kV | United Energy | Winter | Coincident | 2033 | POE50 | Operational-demand | NA | 102.6295
VIC | SVTS3466U | Springvale 34 (United Energy) 66 kV | United Energy | Winter | Non-coincident | 2033 | POE10 | Operational-demand | NA | 132.8257
VIC | SVTS3466U | Springvale 34 (United Energy) 66 kV | United Energy | Winter | Non-coincident | 2033 | POE50 | Operational-demand | NA | 128.1612
VIC | SVTS3466U | Springvale 34 (United Energy) 66 kV | United Energy | Winter | Coincident | 2034 | POE10 | Operational-demand | NA | 104.3363
VIC | SVTS3466U | Springvale 34 (United Energy) 66 kV | United Energy | Winter | Coincident | 2034 | POE50 | Operational-demand | NA | 102.6895
VIC | SVTS3466U | Springvale 34 (United Energy) 66 kV | United Energy | Winter | Non-coincident | 2034 | POE10 | Operational-demand | NA | 133.994
VIC | SVTS3466U | Springvale 34 (United Energy) 66 kV | United Energy | Winter | Non-coincident | 2034 | POE50 | Operational-demand | NA | 129.1831
VIC | TBTS | Tyabb (United Energy) 66 kV | United Energy | Shoulder | Coincident | 2019 | ACTUAL_OPG | Operational-demand | 72.1017 | NA
VIC | TBTS | Tyabb (United Energy) 66 kV | United Energy | Shoulder | Coincident | 2019 | ACTUAL_RAW | Operational-demand | 71.2332 | NA
VIC | TBTS | Tyabb (United Energy) 66 kV | United Energy | Shoulder | Non-coincident | 2019 | ACTUAL_RAW | Operational-demand | 62.973 | NA
VIC | TBTS | Tyabb (United Energy) 66 kV | United Energy | Shoulder | Non-coincident | 2019 | ACTUAL_OPG | Operational-demand | 67.6372 | NA
VIC | TBTS | Tyabb (United Energy) 66 kV | United Energy | Shoulder | Non-coincident | 2019 | ACTUAL_ADJUSTEDOPG | Operational-demand | 67.6372 | NA
VIC | TBTS | Tyabb (United Energy) 66 kV | United Energy | Shoulder | Coincident | 2020 | ACTUAL_OPG | Operational-demand | 71.2824 | NA
VIC | TBTS | Tyabb (United Energy) 66 kV | United Energy | Shoulder | Coincident | 2020 | ACTUAL_RAW | Operational-demand | 71.5557 | NA
VIC | TBTS | Tyabb (United Energy) 66 kV | United Energy | Shoulder | Non-coincident | 2020 | ACTUAL_RAW | Operational-demand | 54.9283 | NA
VIC | TBTS | Tyabb (United Energy) 66 kV | United Energy | Shoulder | Non-coincident | 2020 | ACTUAL_OPG | Operational-demand | 54.2474 | NA
VIC | TBTS | Tyabb (United Energy) 66 kV | United Energy | Shoulder | Non-coincident | 2020 | ACTUAL_ADJUSTEDOPG | Operational-demand | 54.2474 | NA
VIC | TBTS | Tyabb (United Energy) 66 kV | United Energy | Shoulder | Coincident | 2021 | ACTUAL_OPG | Operational-demand | 68.91 | NA
VIC | TBTS | Tyabb (United Energy) 66 kV | United Energy | Shoulder | Coincident | 2021 | ACTUAL_RAW | Operational-demand | 64.6147 | NA
VIC | TBTS | Tyabb (United Energy) 66 kV | United Energy | Shoulder | Non-coincident | 2021 | ACTUAL_RAW | Operational-demand | 43.3854 | NA
VIC | TBTS | Tyabb (United Energy) 66 kV | United Energy | Shoulder | Non-coincident | 2021 | ACTUAL_OPG | Operational-demand | 45.7102 | NA
VIC | TBTS | Tyabb (United Energy) 66 kV | United Energy | Shoulder | Non-coincident | 2021 | ACTUAL_ADJUSTEDOPG | Operational-demand | 45.7102 | NA
VIC | TBTS | Tyabb (United Energy) 66 kV | United Energy | Shoulder | Coincident | 2022 | ACTUAL_OPG | Operational-demand | 31.83 | NA
VIC | TBTS | Tyabb (United Energy) 66 kV | United Energy | Shoulder | Coincident | 2022 | ACTUAL_RAW | Operational-demand | 26.2896 | NA
VIC | TBTS | Tyabb (United Energy) 66 kV | United Energy | Shoulder | Non-coincident | 2022 | ACTUAL_RAW | Operational-demand | -63.2977 | NA
VIC | TBTS | Tyabb (United Energy) 66 kV | United Energy | Shoulder | Non-coincident | 2022 | ACTUAL_OPG | Operational-demand | 27.6072 | NA
VIC | TBTS | Tyabb (United Energy) 66 kV | United Energy | Shoulder | Non-coincident | 2022 | ACTUAL_ADJUSTEDOPG | Operational-demand | 27.6072 | NA
VIC | TBTS | Tyabb (United Energy) 66 kV | United Energy | Shoulder | Coincident | 2023 | ACTUAL_OPG | Operational-demand | 20.3433 | NA
VIC | TBTS | Tyabb (United Energy) 66 kV | United Energy | Shoulder | Coincident | 2023 | ACTUAL_RAW | Operational-demand | 12.9295 | NA
VIC | TBTS | Tyabb (United Energy) 66 kV | United Energy | Shoulder | Non-coincident | 2023 | ACTUAL_RAW | Operational-demand | -86.0537 | NA
VIC | TBTS | Tyabb (United Energy) 66 kV | United Energy | Shoulder | Non-coincident | 2023 | ACTUAL_OPG | Operational-demand | 5.9187 | NA
VIC | TBTS | Tyabb (United Energy) 66 kV | United Energy | Shoulder | Non-coincident | 2023 | ACTUAL_ADJUSTEDOPG | Operational-demand | 5.9187 | NA
VIC | TBTS | Tyabb (United Energy) 66 kV | United Energy | Shoulder | Coincident | 2024 | ACTUAL_OPG | Operational-demand | -1.9959 | NA
VIC | TBTS | Tyabb (United Energy) 66 kV | United Energy | Shoulder | Coincident | 2024 | ACTUAL_RAW | Operational-demand | -3.738 | NA
VIC | TBTS | Tyabb (United Energy) 66 kV | United Energy | Shoulder | Non-coincident | 2024 | ACTUAL_RAW | Operational-demand | -72.2749 | NA
VIC | TBTS | Tyabb (United Energy) 66 kV | United Energy | Shoulder | Non-coincident | 2024 | ACTUAL_OPG | Operational-demand | -5.9636 | NA
VIC | TBTS | Tyabb (United Energy) 66 kV | United Energy | Shoulder | Non-coincident | 2024 | ACTUAL_ADJUSTEDOPG | Operational-demand | -5.9636 | NA
VIC | TBTS | Tyabb (United Energy) 66 kV | United Energy | Shoulder | Coincident | 2025 | ACTUAL_OPG | Operational-demand | -77.065 | NA
VIC | TBTS | Tyabb (United Energy) 66 kV | United Energy | Shoulder | Coincident | 2025 | ACTUAL_RAW | Operational-demand | -79.3249 | NA
VIC | TBTS | Tyabb (United Energy) 66 kV | United Energy | Shoulder | Non-coincident | 2025 | ACTUAL_RAW | Operational-demand | -163.958 | NA
VIC | TBTS | Tyabb (United Energy) 66 kV | United Energy | Shoulder | Non-coincident | 2025 | ACTUAL_OPG | Operational-demand | -102.137 | NA
VIC | TBTS | Tyabb (United Energy) 66 kV | United Energy | Shoulder | Non-coincident | 2025 | ACTUAL_ADJUSTEDOPG | Operational-demand | -102.137 | NA
VIC | TBTS | Tyabb (United Energy) 66 kV | United Energy | Shoulder | Non-coincident | 2025 | BASEYEARPOE90 | Operational-demand | -75.4525 | NA
VIC | TBTS | Tyabb (United Energy) 66 kV | United Energy | Shoulder | Non-coincident | 2025 | BASEYEARPOE50 | Operational-demand | -65.9694 | NA
VIC | TBTS | Tyabb (United Energy) 66 kV | United Energy | Shoulder | Coincident_unreconciled | 2026 | POE50 | Operational-demand | -43.9272 | NA
VIC | TBTS | Tyabb (United Energy) 66 kV | United Energy | Shoulder | Coincident_unreconciled | 2026 | POE90 | Operational-demand | -47.0489 | NA
VIC | TBTS | Tyabb (United Energy) 66 kV | United Energy | Shoulder | Non-coincident | 2026 | POE50 | Operational-demand | -80.6587 | NA
VIC | TBTS | Tyabb (United Energy) 66 kV | United Energy | Shoulder | Non-coincident | 2026 | POE90 | Operational-demand | -86.3908 | NA
VIC | TBTS | Tyabb (United Energy) 66 kV | United Energy | Shoulder | Coincident_unreconciled | 2027 | POE50 | Operational-demand | -49.8561 | NA
VIC | TBTS | Tyabb (United Energy) 66 kV | United Energy | Shoulder | Coincident_unreconciled | 2027 | POE90 | Operational-demand | -52.9845 | NA
VIC | TBTS | Tyabb (United Energy) 66 kV | United Energy | Shoulder | Non-coincident | 2027 | POE50 | Operational-demand | -91.5452 | NA
VIC | TBTS | Tyabb (United Energy) 66 kV | United Energy | Shoulder | Non-coincident | 2027 | POE90 | Operational-demand | -97.2897 | NA
VIC | TBTS | Tyabb (United Energy) 66 kV | United Energy | Shoulder | Coincident_unreconciled | 2028 | POE50 | Operational-demand | -55.3011 | NA
VIC | TBTS | Tyabb (United Energy) 66 kV | United Energy | Shoulder | Coincident_unreconciled | 2028 | POE90 | Operational-demand | -58.437 | NA
VIC | TBTS | Tyabb (United Energy) 66 kV | United Energy | Shoulder | Non-coincident | 2028 | POE50 | Operational-demand | -101.5434 | NA
VIC | TBTS | Tyabb (United Energy) 66 kV | United Energy | Shoulder | Non-coincident | 2028 | POE90 | Operational-demand | -107.3015 | NA
VIC | TBTS | Tyabb (United Energy) 66 kV | United Energy | Shoulder | Coincident_unreconciled | 2029 | POE50 | Operational-demand | -60.6225 | NA
VIC | TBTS | Tyabb (United Energy) 66 kV | United Energy | Shoulder | Coincident_unreconciled | 2029 | POE90 | Operational-demand | -63.7658 | NA
VIC | TBTS | Tyabb (United Energy) 66 kV | United Energy | Shoulder | Non-coincident | 2029 | POE50 | Operational-demand | -111.3144 | NA
VIC | TBTS | Tyabb (United Energy) 66 kV | United Energy | Shoulder | Non-coincident | 2029 | POE90 | Operational-demand | -117.0862 | NA
VIC | TBTS | Tyabb (United Energy) 66 kV | United Energy | Shoulder | Coincident_unreconciled | 2030 | POE50 | Operational-demand | -65.9607 | NA
VIC | TBTS | Tyabb (United Energy) 66 kV | United Energy | Shoulder | Coincident_unreconciled | 2030 | POE90 | Operational-demand | -69.1115 | NA
VIC | TBTS | Tyabb (United Energy) 66 kV | United Energy | Shoulder | Non-coincident | 2030 | POE50 | Operational-demand | -121.1163 | NA
VIC | TBTS | Tyabb (United Energy) 66 kV | United Energy | Shoulder | Non-coincident | 2030 | POE90 | Operational-demand | -126.9018 | NA
VIC | TBTS | Tyabb (United Energy) 66 kV | United Energy | Shoulder | Coincident_unreconciled | 2031 | POE50 | Operational-demand | -71.6539 | NA
VIC | TBTS | Tyabb (United Energy) 66 kV | United Energy | Shoulder | Coincident_unreconciled | 2031 | POE90 | Operational-demand | -74.8121 | NA
VIC | TBTS | Tyabb (United Energy) 66 kV | United Energy | Shoulder | Non-coincident | 2031 | POE50 | Operational-demand | -131.5702 | NA
VIC | TBTS | Tyabb (United Energy) 66 kV | United Energy | Shoulder | Non-coincident | 2031 | POE90 | Operational-demand | -137.3692 | NA
VIC | TBTS | Tyabb (United Energy) 66 kV | United Energy | Shoulder | Coincident_unreconciled | 2032 | POE50 | Operational-demand | -75.8198 | NA
VIC | TBTS | Tyabb (United Energy) 66 kV | United Energy | Shoulder | Coincident_unreconciled | 2032 | POE90 | Operational-demand | -78.986 | NA
VIC | TBTS | Tyabb (United Energy) 66 kV | United Energy | Shoulder | Non-coincident | 2032 | POE50 | Operational-demand | -139.2196 | NA
VIC | TBTS | Tyabb (United Energy) 66 kV | United Energy | Shoulder | Non-coincident | 2032 | POE90 | Operational-demand | -145.0332 | NA
VIC | TBTS | Tyabb (United Energy) 66 kV | United Energy | Shoulder | Coincident_unreconciled | 2033 | POE50 | Operational-demand | -78.7079 | NA
VIC | TBTS | Tyabb (United Energy) 66 kV | United Energy | Shoulder | Coincident_unreconciled | 2033 | POE90 | Operational-demand | -81.8823 | NA
VIC | TBTS | Tyabb (United Energy) 66 kV | United Energy | Shoulder | Non-coincident | 2033 | POE50 | Operational-demand | -144.5227 | NA
VIC | TBTS | Tyabb (United Energy) 66 kV | United Energy | Shoulder | Non-coincident | 2033 | POE90 | Operational-demand | -150.3515 | NA
VIC | TBTS | Tyabb (United Energy) 66 kV | United Energy | Shoulder | Coincident_unreconciled | 2034 | POE50 | Operational-demand | -81.5966 | NA
VIC | TBTS | Tyabb (United Energy) 66 kV | United Energy | Shoulder | Coincident_unreconciled | 2034 | POE90 | Operational-demand | -84.7793 | NA
VIC | TBTS | Tyabb (United Energy) 66 kV | United Energy | Shoulder | Non-coincident | 2034 | POE50 | Operational-demand | -149.827 | NA
VIC | TBTS | Tyabb (United Energy) 66 kV | United Energy | Shoulder | Non-coincident | 2034 | POE90 | Operational-demand | -155.671 | NA
VIC | TBTS | Tyabb (United Energy) 66 kV | United Energy | Shoulder | Coincident_unreconciled | 2035 | POE50 | Operational-demand | -84.9611 | NA
VIC | TBTS | Tyabb (United Energy) 66 kV | United Energy | Shoulder | Coincident_unreconciled | 2035 | POE90 | Operational-demand | -88.152 | NA
VIC | TBTS | Tyabb (United Energy) 66 kV | United Energy | Shoulder | Non-coincident | 2035 | POE50 | Operational-demand | -156.0046 | NA
VIC | TBTS | Tyabb (United Energy) 66 kV | United Energy | Shoulder | Non-coincident | 2035 | POE90 | Operational-demand | -161.8639 | NA
VIC | TBTS | Tyabb (United Energy) 66 kV | United Energy | Summer | Coincident | 2019 | ACTUAL_OPG | Operational-demand | 70.5246 | 268.3399
VIC | TBTS | Tyabb (United Energy) 66 kV | United Energy | Summer | Coincident | 2019 | ACTUAL_RAW | Operational-demand | 71.1984 | 247.7289
VIC | TBTS | Tyabb (United Energy) 66 kV | United Energy | Summer | Non-coincident | 2019 | ACTUAL_RAW | Operational-demand | 62.4242 | 274.7494
VIC | TBTS | Tyabb (United Energy) 66 kV | United Energy | Summer | Non-coincident | 2019 | ACTUAL_OPG | Operational-demand | 68.6474 | 319.2057
VIC | TBTS | Tyabb (United Energy) 66 kV | United Energy | Summer | Non-coincident | 2019 | ACTUAL_ADJUSTEDOPG | Operational-demand | 68.6474 | 319.2057
VIC | TBTS | Tyabb (United Energy) 66 kV | United Energy | Summer | Coincident | 2020 | ACTUAL_OPG | Operational-demand | 99.093 | 317.4951
VIC | TBTS | Tyabb (United Energy) 66 kV | United Energy | Summer | Coincident | 2020 | ACTUAL_RAW | Operational-demand | 65.4366 | 242.1752
VIC | TBTS | Tyabb (United Energy) 66 kV | United Energy | Summer | Non-coincident | 2020 | ACTUAL_RAW | Operational-demand | 52.4865 | 263.7174
VIC | TBTS | Tyabb (United Energy) 66 kV | United Energy | Summer | Non-coincident | 2020 | ACTUAL_OPG | Operational-demand | 54.5335 | 337.7287
VIC | TBTS | Tyabb (United Energy) 66 kV | United Energy | Summer | Non-coincident | 2020 | ACTUAL_ADJUSTEDOPG | Operational-demand | 54.5335 | 337.7287
VIC | TBTS | Tyabb (United Energy) 66 kV | United Energy | Summer | Coincident | 2021 | ACTUAL_OPG | Operational-demand | 66.7609 | 291.1896
VIC | TBTS | Tyabb (United Energy) 66 kV | United Energy | Summer | Coincident | 2021 | ACTUAL_RAW | Operational-demand | 49.0997 | 243.0129
VIC | TBTS | Tyabb (United Energy) 66 kV | United Energy | Summer | Non-coincident | 2021 | ACTUAL_RAW | Operational-demand | 40.9056 | 260.5593
VIC | TBTS | Tyabb (United Energy) 66 kV | United Energy | Summer | Non-coincident | 2021 | ACTUAL_OPG | Operational-demand | 50.2523 | 298.2065
VIC | TBTS | Tyabb (United Energy) 66 kV | United Energy | Summer | Non-coincident | 2021 | ACTUAL_ADJUSTEDOPG | Operational-demand | 50.2523 | 298.2065
VIC | TBTS | Tyabb (United Energy) 66 kV | United Energy | Summer | Coincident | 2022 | ACTUAL_OPG | Operational-demand | 46.8569 | 209.4591
VIC | TBTS | Tyabb (United Energy) 66 kV | United Energy | Summer | Coincident | 2022 | ACTUAL_RAW | Operational-demand | 22.4104 | 209.0799
VIC | TBTS | Tyabb (United Energy) 66 kV | United Energy | Summer | Non-coincident | 2022 | ACTUAL_RAW | Operational-demand | 22.4104 | 265.8341
VIC | TBTS | Tyabb (United Energy) 66 kV | United Energy | Summer | Non-coincident | 2022 | ACTUAL_OPG | Operational-demand | 27.3739 | 315.6427
VIC | TBTS | Tyabb (United Energy) 66 kV | United Energy | Summer | Non-coincident | 2022 | ACTUAL_ADJUSTEDOPG | Operational-demand | 27.3739 | 315.6427
VIC | TBTS | Tyabb (United Energy) 66 kV | United Energy | Summer | Coincident | 2023 | ACTUAL_OPG | Operational-demand | 3.7719 | 235.2866
VIC | TBTS | Tyabb (United Energy) 66 kV | United Energy | Summer | Coincident | 2023 | ACTUAL_RAW | Operational-demand | -34.4705 | 200.8958
VIC | TBTS | Tyabb (United Energy) 66 kV | United Energy | Summer | Non-coincident | 2023 | ACTUAL_RAW | Operational-demand | -79.5909 | 255.5857
VIC | TBTS | Tyabb (United Energy) 66 kV | United Energy | Summer | Non-coincident | 2023 | ACTUAL_OPG | Operational-demand | 3.7719 | 277.8694
VIC | TBTS | Tyabb (United Energy) 66 kV | United Energy | Summer | Non-coincident | 2023 | ACTUAL_ADJUSTEDOPG | Operational-demand | 3.7719 | 277.8694
VIC | TBTS | Tyabb (United Energy) 66 kV | United Energy | Summer | Coincident | 2024 | ACTUAL_OPG | Operational-demand | 12.9766 | 220.9646
VIC | TBTS | Tyabb (United Energy) 66 kV | United Energy | Summer | Coincident | 2024 | ACTUAL_RAW | Operational-demand | -8.2358 | 136.257
VIC | TBTS | Tyabb (United Energy) 66 kV | United Energy | Summer | Non-coincident | 2024 | ACTUAL_RAW | Operational-demand | -79.7508 | 281.0964
VIC | TBTS | Tyabb (United Energy) 66 kV | United Energy | Summer | Non-coincident | 2024 | ACTUAL_OPG | Operational-demand | -7.5634 | 286.6122
VIC | TBTS | Tyabb (United Energy) 66 kV | United Energy | Summer | Non-coincident | 2024 | ACTUAL_ADJUSTEDOPG | Operational-demand | -7.5634 | 286.6122
VIC | TBTS | Tyabb (United Energy) 66 kV | United Energy | Summer | Coincident | 2025 | ACTUAL_OPG | Operational-demand | -48.2533 | 181.2289
VIC | TBTS | Tyabb (United Energy) 66 kV | United Energy | Summer | Coincident | 2025 | ACTUAL_RAW | Operational-demand | -65.4025 | 106.9036
VIC | TBTS | Tyabb (United Energy) 66 kV | United Energy | Summer | Non-coincident | 2025 | ACTUAL_RAW | Operational-demand | -163.5996 | 239.1174
VIC | TBTS | Tyabb (United Energy) 66 kV | United Energy | Summer | Non-coincident | 2025 | ACTUAL_OPG | Operational-demand | -84.3845 | 244.0819
VIC | TBTS | Tyabb (United Energy) 66 kV | United Energy | Summer | Non-coincident | 2025 | ACTUAL_ADJUSTEDOPG | Operational-demand | -84.3845 | 244.0819
VIC | TBTS | Tyabb (United Energy) 66 kV | United Energy | Summer | Non-coincident | 2025 | BASEYEARPOE90 | Operational-demand | -88.6373 | NA
VIC | TBTS | Tyabb (United Energy) 66 kV | United Energy | Summer | Non-coincident | 2025 | BASEYEARPOE50 | Operational-demand | -80.2743 | 326.0646
VIC | TBTS | Tyabb (United Energy) 66 kV | United Energy | Summer | Coincident_unreconciled | 2026 | POE90 | Operational-demand | -80 | NA
VIC | TBTS | Tyabb (United Energy) 66 kV | United Energy | Summer | Coincident_unreconciled | 2026 | POE50 | Operational-demand | -80 | NA
VIC | TBTS | Tyabb (United Energy) 66 kV | United Energy | Summer | Non-coincident | 2026 | POE50 | Operational-demand | -90.6687 | 300
VIC | TBTS | Tyabb (United Energy) 66 kV | United Energy | Summer | Non-coincident | 2026 | POE90 | Operational-demand | -96.9201 | NA
VIC | TBTS | Tyabb (United Energy) 66 kV | United Energy | Summer | Coincident_unreconciled | 2027 | POE90 | Operational-demand | -85.6 | NA
VIC | TBTS | Tyabb (United Energy) 66 kV | United Energy | Summer | Coincident_unreconciled | 2027 | POE50 | Operational-demand | -85.6 | NA
VIC | TBTS | Tyabb (United Energy) 66 kV | United Energy | Summer | Non-coincident | 2027 | POE50 | Operational-demand | -101.8293 | 302.6494
VIC | TBTS | Tyabb (United Energy) 66 kV | United Energy | Summer | Non-coincident | 2027 | POE90 | Operational-demand | -108.0941 | NA
VIC | TBTS | Tyabb (United Energy) 66 kV | United Energy | Summer | Coincident_unreconciled | 2028 | POE90 | Operational-demand | -91.592 | NA
VIC | TBTS | Tyabb (United Energy) 66 kV | United Energy | Summer | Coincident_unreconciled | 2028 | POE50 | Operational-demand | -91.592 | NA
VIC | TBTS | Tyabb (United Energy) 66 kV | United Energy | Summer | Non-coincident | 2028 | POE50 | Operational-demand | -111.9402 | 302.9909
VIC | TBTS | Tyabb (United Energy) 66 kV | United Energy | Summer | Non-coincident | 2028 | POE90 | Operational-demand | -118.2199 | NA
VIC | TBTS | Tyabb (United Energy) 66 kV | United Energy | Summer | Coincident_unreconciled | 2029 | POE90 | Operational-demand | -98.0034 | NA
VIC | TBTS | Tyabb (United Energy) 66 kV | United Energy | Summer | Coincident_unreconciled | 2029 | POE50 | Operational-demand | -98.0034 | NA
VIC | TBTS | Tyabb (United Energy) 66 kV | United Energy | Summer | Non-coincident | 2029 | POE50 | Operational-demand | -121.8253 | 303.5326
VIC | TBTS | Tyabb (United Energy) 66 kV | United Energy | Summer | Non-coincident | 2029 | POE90 | Operational-demand | -128.12 | NA
VIC | TBTS | Tyabb (United Energy) 66 kV | United Energy | Summer | Coincident_unreconciled | 2030 | POE90 | Operational-demand | -104.8637 | NA
VIC | TBTS | Tyabb (United Energy) 66 kV | United Energy | Summer | Coincident_unreconciled | 2030 | POE50 | Operational-demand | -104.8637 | NA
VIC | TBTS | Tyabb (United Energy) 66 kV | United Energy | Summer | Non-coincident | 2030 | POE50 | Operational-demand | -131.7364 | 304.2936
VIC | TBTS | Tyabb (United Energy) 66 kV | United Energy | Summer | Non-coincident | 2030 | POE90 | Operational-demand | -138.046 | NA
VIC | TBTS | Tyabb (United Energy) 66 kV | United Energy | Summer | Coincident_unreconciled | 2031 | POE90 | Operational-demand | -112.2041 | NA
VIC | TBTS | Tyabb (United Energy) 66 kV | United Energy | Summer | Coincident_unreconciled | 2031 | POE50 | Operational-demand | -112.2041 | NA
VIC | TBTS | Tyabb (United Energy) 66 kV | United Energy | Summer | Non-coincident | 2031 | POE50 | Operational-demand | -142.3856 | 305.0242
VIC | TBTS | Tyabb (United Energy) 66 kV | United Energy | Summer | Non-coincident | 2031 | POE90 | Operational-demand | -148.7101 | NA
VIC | TBTS | Tyabb (United Energy) 66 kV | United Energy | Summer | Coincident_unreconciled | 2032 | POE90 | Operational-demand | -120.0584 | NA
VIC | TBTS | Tyabb (United Energy) 66 kV | United Energy | Summer | Coincident_unreconciled | 2032 | POE50 | Operational-demand | -120.0584 | NA
VIC | TBTS | Tyabb (United Energy) 66 kV | United Energy | Summer | Non-coincident | 2032 | POE50 | Operational-demand | -150.0126 | 306.2394
VIC | TBTS | Tyabb (United Energy) 66 kV | United Energy | Summer | Non-coincident | 2032 | POE90 | Operational-demand | -156.353 | NA
VIC | TBTS | Tyabb (United Energy) 66 kV | United Energy | Summer | Coincident_unreconciled | 2033 | POE90 | Operational-demand | -128.4625 | NA
VIC | TBTS | Tyabb (United Energy) 66 kV | United Energy | Summer | Coincident_unreconciled | 2033 | POE50 | Operational-demand | -128.4625 | NA
VIC | TBTS | Tyabb (United Energy) 66 kV | United Energy | Summer | Non-coincident | 2033 | POE50 | Operational-demand | -155.2291 | 307.8012
VIC | TBTS | Tyabb (United Energy) 66 kV | United Energy | Summer | Non-coincident | 2033 | POE90 | Operational-demand | -161.586 | NA
VIC | TBTS | Tyabb (United Energy) 66 kV | United Energy | Summer | Coincident_unreconciled | 2034 | POE90 | Operational-demand | -137.4549 | NA
VIC | TBTS | Tyabb (United Energy) 66 kV | United Energy | Summer | Coincident_unreconciled | 2034 | POE50 | Operational-demand | -137.4549 | NA
VIC | TBTS | Tyabb (United Energy) 66 kV | United Energy | Summer | Non-coincident | 2034 | POE50 | Operational-demand | -160.5082 | 309.3718
VIC | TBTS | Tyabb (United Energy) 66 kV | United Energy | Summer | Non-coincident | 2034 | POE90 | Operational-demand | -166.8817 | NA
VIC | TBTS | Tyabb (United Energy) 66 kV | United Energy | Summer | Coincident_unreconciled | 2035 | POE90 | Operational-demand | -147.0767 | NA
VIC | TBTS | Tyabb (United Energy) 66 kV | United Energy | Summer | Coincident_unreconciled | 2035 | POE50 | Operational-demand | -147.0767 | NA
VIC | TBTS | Tyabb (United Energy) 66 kV | United Energy | Summer | Non-coincident | 2035 | POE50 | Operational-demand | -166.7073 | 310.8548
VIC | TBTS | Tyabb (United Energy) 66 kV | United Energy | Summer | Non-coincident | 2035 | POE90 | Operational-demand | -173.0973 | NA
VIC | TBTS | Tyabb (United Energy) 66 kV | United Energy | Summer | Non-coincident | 2025 | BASEYEARPOE10 | Operational-demand | NA | 365.8006
VIC | TBTS | Tyabb (United Energy) 66 kV | United Energy | Summer | Coincident | 2026 | POE10 | Operational-demand | NA | 314.9337
VIC | TBTS | Tyabb (United Energy) 66 kV | United Energy | Summer | Coincident | 2026 | POE50 | Operational-demand | NA | 284.7925
VIC | TBTS | Tyabb (United Energy) 66 kV | United Energy | Summer | Non-coincident | 2026 | POE10 | Operational-demand | NA | 355.6493
VIC | TBTS | Tyabb (United Energy) 66 kV | United Energy | Summer | Coincident | 2027 | POE10 | Operational-demand | NA | 308.513
VIC | TBTS | Tyabb (United Energy) 66 kV | United Energy | Summer | Coincident | 2027 | POE50 | Operational-demand | NA | 277.2511
VIC | TBTS | Tyabb (United Energy) 66 kV | United Energy | Summer | Non-coincident | 2027 | POE10 | Operational-demand | NA | 358.4186
VIC | TBTS | Tyabb (United Energy) 66 kV | United Energy | Summer | Coincident | 2028 | POE10 | Operational-demand | NA | 301.4205
VIC | TBTS | Tyabb (United Energy) 66 kV | United Energy | Summer | Coincident | 2028 | POE50 | Operational-demand | NA | 268.8019
VIC | TBTS | Tyabb (United Energy) 66 kV | United Energy | Summer | Non-coincident | 2028 | POE10 | Operational-demand | NA | 358.8928
VIC | TBTS | Tyabb (United Energy) 66 kV | United Energy | Summer | Coincident | 2029 | POE10 | Operational-demand | NA | 296.4793
VIC | TBTS | Tyabb (United Energy) 66 kV | United Energy | Summer | Coincident | 2029 | POE50 | Operational-demand | NA | 264.5285
VIC | TBTS | Tyabb (United Energy) 66 kV | United Energy | Summer | Non-coincident | 2029 | POE10 | Operational-demand | NA | 359.567
VIC | TBTS | Tyabb (United Energy) 66 kV | United Energy | Summer | Coincident | 2030 | POE10 | Operational-demand | NA | 292.6892
VIC | TBTS | Tyabb (United Energy) 66 kV | United Energy | Summer | Coincident | 2030 | POE50 | Operational-demand | NA | 260.319
VIC | TBTS | Tyabb (United Energy) 66 kV | United Energy | Summer | Non-coincident | 2030 | POE10 | Operational-demand | NA | 360.4605
VIC | TBTS | Tyabb (United Energy) 66 kV | United Energy | Summer | Coincident | 2031 | POE10 | Operational-demand | NA | 285.8017
VIC | TBTS | Tyabb (United Energy) 66 kV | United Energy | Summer | Coincident | 2031 | POE50 | Operational-demand | NA | 255.4077
VIC | TBTS | Tyabb (United Energy) 66 kV | United Energy | Summer | Non-coincident | 2031 | POE10 | Operational-demand | NA | 361.3237
VIC | TBTS | Tyabb (United Energy) 66 kV | United Energy | Summer | Coincident | 2032 | POE10 | Operational-demand | NA | 278.0842
VIC | TBTS | Tyabb (United Energy) 66 kV | United Energy | Summer | Coincident | 2032 | POE50 | Operational-demand | NA | 248.0207
VIC | TBTS | Tyabb (United Energy) 66 kV | United Energy | Summer | Non-coincident | 2032 | POE10 | Operational-demand | NA | 362.6802
VIC | TBTS | Tyabb (United Energy) 66 kV | United Energy | Summer | Coincident | 2033 | POE10 | Operational-demand | NA | 272.5792
VIC | TBTS | Tyabb (United Energy) 66 kV | United Energy | Summer | Coincident | 2033 | POE50 | Operational-demand | NA | 240.873
VIC | TBTS | Tyabb (United Energy) 66 kV | United Energy | Summer | Non-coincident | 2033 | POE10 | Operational-demand | NA | 364.3896
VIC | TBTS | Tyabb (United Energy) 66 kV | United Energy | Summer | Coincident | 2034 | POE10 | Operational-demand | NA | 270.7521
VIC | TBTS | Tyabb (United Energy) 66 kV | United Energy | Summer | Coincident | 2034 | POE50 | Operational-demand | NA | 239.5289
VIC | TBTS | Tyabb (United Energy) 66 kV | United Energy | Summer | Non-coincident | 2034 | POE10 | Operational-demand | NA | 366.1077
VIC | TBTS | Tyabb (United Energy) 66 kV | United Energy | Summer | Coincident | 2035 | POE10 | Operational-demand | NA | 270.0315
VIC | TBTS | Tyabb (United Energy) 66 kV | United Energy | Summer | Coincident | 2035 | POE50 | Operational-demand | NA | 238.9443
VIC | TBTS | Tyabb (United Energy) 66 kV | United Energy | Summer | Non-coincident | 2035 | POE10 | Operational-demand | NA | 367.7382
VIC | TBTS | Tyabb (United Energy) 66 kV | United Energy | Winter | Coincident | 2018 | ACTUAL_OPG | Operational-demand | NA | 193.4956
VIC | TBTS | Tyabb (United Energy) 66 kV | United Energy | Winter | Coincident | 2018 | ACTUAL_RAW | Operational-demand | NA | 191.5822
VIC | TBTS | Tyabb (United Energy) 66 kV | United Energy | Winter | Non-coincident | 2018 | ACTUAL_RAW | Operational-demand | NA | 193.2306
VIC | TBTS | Tyabb (United Energy) 66 kV | United Energy | Winter | Non-coincident | 2018 | ACTUAL_OPG | Operational-demand | NA | 290.8365
VIC | TBTS | Tyabb (United Energy) 66 kV | United Energy | Winter | Non-coincident | 2018 | ACTUAL_ADJUSTEDOPG | Operational-demand | NA | 290.8365
VIC | TBTS | Tyabb (United Energy) 66 kV | United Energy | Winter | Coincident | 2019 | ACTUAL_OPG | Operational-demand | NA | 198.1181
VIC | TBTS | Tyabb (United Energy) 66 kV | United Energy | Winter | Coincident | 2019 | ACTUAL_RAW | Operational-demand | NA | 194.8781
VIC | TBTS | Tyabb (United Energy) 66 kV | United Energy | Winter | Non-coincident | 2019 | ACTUAL_RAW | Operational-demand | NA | 205.6651
VIC | TBTS | Tyabb (United Energy) 66 kV | United Energy | Winter | Non-coincident | 2019 | ACTUAL_OPG | Operational-demand | NA | 304.5712
VIC | TBTS | Tyabb (United Energy) 66 kV | United Energy | Winter | Non-coincident | 2019 | ACTUAL_ADJUSTEDOPG | Operational-demand | NA | 304.5712
VIC | TBTS | Tyabb (United Energy) 66 kV | United Energy | Winter | Coincident | 2020 | ACTUAL_OPG | Operational-demand | NA | 315.7008
VIC | TBTS | Tyabb (United Energy) 66 kV | United Energy | Winter | Coincident | 2020 | ACTUAL_RAW | Operational-demand | NA | 225.9053
VIC | TBTS | Tyabb (United Energy) 66 kV | United Energy | Winter | Non-coincident | 2020 | ACTUAL_RAW | Operational-demand | NA | 225.9053
VIC | TBTS | Tyabb (United Energy) 66 kV | United Energy | Winter | Non-coincident | 2020 | ACTUAL_OPG | Operational-demand | NA | 315.7008
VIC | TBTS | Tyabb (United Energy) 66 kV | United Energy | Winter | Non-coincident | 2020 | ACTUAL_ADJUSTEDOPG | Operational-demand | NA | 315.7008
VIC | TBTS | Tyabb (United Energy) 66 kV | United Energy | Winter | Coincident | 2021 | ACTUAL_OPG | Operational-demand | NA | 304.8146
VIC | TBTS | Tyabb (United Energy) 66 kV | United Energy | Winter | Coincident | 2021 | ACTUAL_RAW | Operational-demand | NA | 211.7049
VIC | TBTS | Tyabb (United Energy) 66 kV | United Energy | Winter | Non-coincident | 2021 | ACTUAL_RAW | Operational-demand | NA | 215.5793
VIC | TBTS | Tyabb (United Energy) 66 kV | United Energy | Winter | Non-coincident | 2021 | ACTUAL_OPG | Operational-demand | NA | 309.0059
VIC | TBTS | Tyabb (United Energy) 66 kV | United Energy | Winter | Non-coincident | 2021 | ACTUAL_ADJUSTEDOPG | Operational-demand | NA | 309.0059
VIC | TBTS | Tyabb (United Energy) 66 kV | United Energy | Winter | Coincident | 2022 | ACTUAL_OPG | Operational-demand | NA | 195.244
VIC | TBTS | Tyabb (United Energy) 66 kV | United Energy | Winter | Coincident | 2022 | ACTUAL_RAW | Operational-demand | NA | 115.3303
VIC | TBTS | Tyabb (United Energy) 66 kV | United Energy | Winter | Non-coincident | 2022 | ACTUAL_RAW | Operational-demand | NA | 192.3673
VIC | TBTS | Tyabb (United Energy) 66 kV | United Energy | Winter | Non-coincident | 2022 | ACTUAL_OPG | Operational-demand | NA | 200.6642
VIC | TBTS | Tyabb (United Energy) 66 kV | United Energy | Winter | Non-coincident | 2022 | ACTUAL_ADJUSTEDOPG | Operational-demand | NA | 200.6642
VIC | TBTS | Tyabb (United Energy) 66 kV | United Energy | Winter | Coincident | 2023 | ACTUAL_OPG | Operational-demand | NA | 212.2149
VIC | TBTS | Tyabb (United Energy) 66 kV | United Energy | Winter | Coincident | 2023 | ACTUAL_RAW | Operational-demand | NA | 206.8243
VIC | TBTS | Tyabb (United Energy) 66 kV | United Energy | Winter | Non-coincident | 2023 | ACTUAL_RAW | Operational-demand | NA | 208.5147
VIC | TBTS | Tyabb (United Energy) 66 kV | United Energy | Winter | Non-coincident | 2023 | ACTUAL_OPG | Operational-demand | NA | 212.2149
VIC | TBTS | Tyabb (United Energy) 66 kV | United Energy | Winter | Non-coincident | 2023 | ACTUAL_ADJUSTEDOPG | Operational-demand | NA | 212.2149
VIC | TBTS | Tyabb (United Energy) 66 kV | United Energy | Winter | Coincident | 2024 | ACTUAL_OPG | Operational-demand | NA | 205.5196
VIC | TBTS | Tyabb (United Energy) 66 kV | United Energy | Winter | Coincident | 2024 | ACTUAL_RAW | Operational-demand | NA | 135.206
VIC | TBTS | Tyabb (United Energy) 66 kV | United Energy | Winter | Non-coincident | 2024 | ACTUAL_RAW | Operational-demand | NA | 215.0235
VIC | TBTS | Tyabb (United Energy) 66 kV | United Energy | Winter | Non-coincident | 2024 | ACTUAL_OPG | Operational-demand | NA | 214.4267
VIC | TBTS | Tyabb (United Energy) 66 kV | United Energy | Winter | Non-coincident | 2024 | ACTUAL_ADJUSTEDOPG | Operational-demand | NA | 214.4267
VIC | TBTS | Tyabb (United Energy) 66 kV | United Energy | Winter | Coincident | 2025 | POE10 | Operational-demand | NA | 248.8138
VIC | TBTS | Tyabb (United Energy) 66 kV | United Energy | Winter | Coincident | 2025 | POE50 | Operational-demand | NA | 240.5454
VIC | TBTS | Tyabb (United Energy) 66 kV | United Energy | Winter | Non-coincident | 2025 | ACTUAL_RAW | Operational-demand | NA | 171.8016
VIC | TBTS | Tyabb (United Energy) 66 kV | United Energy | Winter | Non-coincident | 2025 | ACTUAL_ADJUSTEDOPG | Operational-demand | NA | 181.9109
VIC | TBTS | Tyabb (United Energy) 66 kV | United Energy | Winter | Non-coincident | 2025 | BASEYEARPOE50 | Operational-demand | NA | 336.9185
VIC | TBTS | Tyabb (United Energy) 66 kV | United Energy | Winter | Non-coincident | 2025 | BASEYEARPOE10 | Operational-demand | NA | 346.9525
VIC | TBTS | Tyabb (United Energy) 66 kV | United Energy | Winter | Non-coincident | 2025 | POE10 | Operational-demand | NA | 261.0409
VIC | TBTS | Tyabb (United Energy) 66 kV | United Energy | Winter | Non-coincident | 2025 | POE50 | Operational-demand | NA | 250
VIC | TBTS | Tyabb (United Energy) 66 kV | United Energy | Winter | Coincident | 2026 | POE10 | Operational-demand | NA | 242.2472
VIC | TBTS | Tyabb (United Energy) 66 kV | United Energy | Winter | Coincident | 2026 | POE50 | Operational-demand | NA | 233.8457
VIC | TBTS | Tyabb (United Energy) 66 kV | United Energy | Winter | Non-coincident | 2026 | POE10 | Operational-demand | NA | 263.8456
VIC | TBTS | Tyabb (United Energy) 66 kV | United Energy | Winter | Non-coincident | 2026 | POE50 | Operational-demand | NA | 252.7839
VIC | TBTS | Tyabb (United Energy) 66 kV | United Energy | Winter | Coincident | 2027 | POE10 | Operational-demand | NA | 236.6841
VIC | TBTS | Tyabb (United Energy) 66 kV | United Energy | Winter | Coincident | 2027 | POE50 | Operational-demand | NA | 228.0038
VIC | TBTS | Tyabb (United Energy) 66 kV | United Energy | Winter | Non-coincident | 2027 | POE10 | Operational-demand | NA | 267.6247
VIC | TBTS | Tyabb (United Energy) 66 kV | United Energy | Winter | Non-coincident | 2027 | POE50 | Operational-demand | NA | 256.5366
VIC | TBTS | Tyabb (United Energy) 66 kV | United Energy | Winter | Coincident | 2028 | POE10 | Operational-demand | NA | 233.2186
VIC | TBTS | Tyabb (United Energy) 66 kV | United Energy | Winter | Coincident | 2028 | POE50 | Operational-demand | NA | 224.8655
VIC | TBTS | Tyabb (United Energy) 66 kV | United Energy | Winter | Non-coincident | 2028 | POE10 | Operational-demand | NA | 268.9089
VIC | TBTS | Tyabb (United Energy) 66 kV | United Energy | Winter | Non-coincident | 2028 | POE50 | Operational-demand | NA | 257.7945
VIC | TBTS | Tyabb (United Energy) 66 kV | United Energy | Winter | Coincident | 2029 | POE10 | Operational-demand | NA | 231.6583
VIC | TBTS | Tyabb (United Energy) 66 kV | United Energy | Winter | Coincident | 2029 | POE50 | Operational-demand | NA | 223.4679
VIC | TBTS | Tyabb (United Energy) 66 kV | United Energy | Winter | Non-coincident | 2029 | POE10 | Operational-demand | NA | 270.4389
VIC | TBTS | Tyabb (United Energy) 66 kV | United Energy | Winter | Non-coincident | 2029 | POE50 | Operational-demand | NA | 259.2982
VIC | TBTS | Tyabb (United Energy) 66 kV | United Energy | Winter | Coincident | 2030 | POE10 | Operational-demand | NA | 229.7795
VIC | TBTS | Tyabb (United Energy) 66 kV | United Energy | Winter | Coincident | 2030 | POE50 | Operational-demand | NA | 221.6385
VIC | TBTS | Tyabb (United Energy) 66 kV | United Energy | Winter | Non-coincident | 2030 | POE10 | Operational-demand | NA | 272.0389
VIC | TBTS | Tyabb (United Energy) 66 kV | United Energy | Winter | Non-coincident | 2030 | POE50 | Operational-demand | NA | 260.8718
VIC | TBTS | Tyabb (United Energy) 66 kV | United Energy | Winter | Coincident | 2031 | POE10 | Operational-demand | NA | 228.3452
VIC | TBTS | Tyabb (United Energy) 66 kV | United Energy | Winter | Coincident | 2031 | POE50 | Operational-demand | NA | 220.297
VIC | TBTS | Tyabb (United Energy) 66 kV | United Energy | Winter | Non-coincident | 2031 | POE10 | Operational-demand | NA | 273.736
VIC | TBTS | Tyabb (United Energy) 66 kV | United Energy | Winter | Non-coincident | 2031 | POE50 | Operational-demand | NA | 262.5423
VIC | TBTS | Tyabb (United Energy) 66 kV | United Energy | Winter | Coincident | 2032 | POE10 | Operational-demand | NA | 225.1946
VIC | TBTS | Tyabb (United Energy) 66 kV | United Energy | Winter | Coincident | 2032 | POE50 | Operational-demand | NA | 216.8839
VIC | TBTS | Tyabb (United Energy) 66 kV | United Energy | Winter | Non-coincident | 2032 | POE10 | Operational-demand | NA | 275.6443
VIC | TBTS | Tyabb (United Energy) 66 kV | United Energy | Winter | Non-coincident | 2032 | POE50 | Operational-demand | NA | 264.4213
VIC | TBTS | Tyabb (United Energy) 66 kV | United Energy | Winter | Coincident | 2033 | POE10 | Operational-demand | NA | 221.0975
VIC | TBTS | Tyabb (United Energy) 66 kV | United Energy | Winter | Coincident | 2033 | POE50 | Operational-demand | NA | 213.0001
VIC | TBTS | Tyabb (United Energy) 66 kV | United Energy | Winter | Non-coincident | 2033 | POE10 | Operational-demand | NA | 277.5768
VIC | TBTS | Tyabb (United Energy) 66 kV | United Energy | Winter | Non-coincident | 2033 | POE50 | Operational-demand | NA | 266.3245
VIC | TBTS | Tyabb (United Energy) 66 kV | United Energy | Winter | Coincident | 2034 | POE10 | Operational-demand | NA | 220.9428
VIC | TBTS | Tyabb (United Energy) 66 kV | United Energy | Winter | Coincident | 2034 | POE50 | Operational-demand | NA | 213.002
VIC | TBTS | Tyabb (United Energy) 66 kV | United Energy | Winter | Non-coincident | 2034 | POE10 | Operational-demand | NA | 279.491
VIC | TBTS | Tyabb (United Energy) 66 kV | United Energy | Winter | Non-coincident | 2034 | POE50 | Operational-demand | NA | 268.2094
VIC | TGTS | Terang (Powercor) 66 kV | Powercor | Shoulder | Coincident | 2019 | ACTUAL_OPG | Operational-demand | 70.3047 | NA
VIC | TGTS | Terang (Powercor) 66 kV | Powercor | Shoulder | Coincident | 2019 | ACTUAL_RAW | Operational-demand | 70.3047 | NA
VIC | TGTS | Terang (Powercor) 66 kV | Powercor | Shoulder | Non-coincident | 2019 | ACTUAL_RAW | Operational-demand | -50.2849 | NA
VIC | TGTS | Terang (Powercor) 66 kV | Powercor | Shoulder | Non-coincident | 2019 | ACTUAL_OPG | Operational-demand | -50.2849 | NA
VIC | TGTS | Terang (Powercor) 66 kV | Powercor | Shoulder | Non-coincident | 2019 | ACTUAL_ADJUSTEDOPG | Operational-demand | -50.2849 | NA
VIC | TGTS | Terang (Powercor) 66 kV | Powercor | Shoulder | Coincident | 2020 | ACTUAL_OPG | Operational-demand | 50.2376 | NA
VIC | TGTS | Terang (Powercor) 66 kV | Powercor | Shoulder | Coincident | 2020 | ACTUAL_RAW | Operational-demand | 50.2376 | NA
VIC | TGTS | Terang (Powercor) 66 kV | Powercor | Shoulder | Non-coincident | 2020 | ACTUAL_RAW | Operational-demand | -60.6952 | NA
VIC | TGTS | Terang (Powercor) 66 kV | Powercor | Shoulder | Non-coincident | 2020 | ACTUAL_OPG | Operational-demand | -60.6952 | NA
VIC | TGTS | Terang (Powercor) 66 kV | Powercor | Shoulder | Non-coincident | 2020 | ACTUAL_ADJUSTEDOPG | Operational-demand | -60.6952 | NA
VIC | TGTS | Terang (Powercor) 66 kV | Powercor | Shoulder | Coincident | 2021 | ACTUAL_OPG | Operational-demand | 49.9074 | NA
VIC | TGTS | Terang (Powercor) 66 kV | Powercor | Shoulder | Coincident | 2021 | ACTUAL_RAW | Operational-demand | 49.9074 | NA
VIC | TGTS | Terang (Powercor) 66 kV | Powercor | Shoulder | Non-coincident | 2021 | ACTUAL_RAW | Operational-demand | -73.6634 | NA
VIC | TGTS | Terang (Powercor) 66 kV | Powercor | Shoulder | Non-coincident | 2021 | ACTUAL_OPG | Operational-demand | -73.6634 | NA
VIC | TGTS | Terang (Powercor) 66 kV | Powercor | Shoulder | Non-coincident | 2021 | ACTUAL_ADJUSTEDOPG | Operational-demand | -73.6634 | NA
VIC | TGTS | Terang (Powercor) 66 kV | Powercor | Shoulder | Coincident | 2022 | ACTUAL_OPG | Operational-demand | 40.5877 | NA
VIC | TGTS | Terang (Powercor) 66 kV | Powercor | Shoulder | Coincident | 2022 | ACTUAL_RAW | Operational-demand | 40.5877 | NA
VIC | TGTS | Terang (Powercor) 66 kV | Powercor | Shoulder | Non-coincident | 2022 | ACTUAL_RAW | Operational-demand | -60.1079 | NA
VIC | TGTS | Terang (Powercor) 66 kV | Powercor | Shoulder | Non-coincident | 2022 | ACTUAL_OPG | Operational-demand | -60.1079 | NA
VIC | TGTS | Terang (Powercor) 66 kV | Powercor | Shoulder | Non-coincident | 2022 | ACTUAL_ADJUSTEDOPG | Operational-demand | -60.1079 | NA
VIC | TGTS | Terang (Powercor) 66 kV | Powercor | Shoulder | Coincident | 2023 | ACTUAL_OPG | Operational-demand | 33.8491 | NA
VIC | TGTS | Terang (Powercor) 66 kV | Powercor | Shoulder | Coincident | 2023 | ACTUAL_RAW | Operational-demand | 33.8491 | NA
VIC | TGTS | Terang (Powercor) 66 kV | Powercor | Shoulder | Non-coincident | 2023 | ACTUAL_RAW | Operational-demand | 32.0443 | NA
VIC | TGTS | Terang (Powercor) 66 kV | Powercor | Shoulder | Non-coincident | 2023 | ACTUAL_OPG | Operational-demand | 32.0443 | NA
VIC | TGTS | Terang (Powercor) 66 kV | Powercor | Shoulder | Non-coincident | 2023 | ACTUAL_ADJUSTEDOPG | Operational-demand | 32.0443 | NA
VIC | TGTS | Terang (Powercor) 66 kV | Powercor | Shoulder | Coincident | 2024 | ACTUAL_OPG | Operational-demand | 36.9671 | NA
VIC | TGTS | Terang (Powercor) 66 kV | Powercor | Shoulder | Coincident | 2024 | ACTUAL_RAW | Operational-demand | 36.9671 | NA
VIC | TGTS | Terang (Powercor) 66 kV | Powercor | Shoulder | Non-coincident | 2024 | ACTUAL_RAW | Operational-demand | 16.956 | NA
VIC | TGTS | Terang (Powercor) 66 kV | Powercor | Shoulder | Non-coincident | 2024 | ACTUAL_OPG | Operational-demand | 16.956 | NA
VIC | TGTS | Terang (Powercor) 66 kV | Powercor | Shoulder | Non-coincident | 2024 | ACTUAL_ADJUSTEDOPG | Operational-demand | 16.956 | NA
VIC | TGTS | Terang (Powercor) 66 kV | Powercor | Shoulder | Coincident | 2025 | ACTUAL_OPG | Operational-demand | 22.7608 | NA
VIC | TGTS | Terang (Powercor) 66 kV | Powercor | Shoulder | Coincident | 2025 | ACTUAL_RAW | Operational-demand | 22.7608 | NA
VIC | TGTS | Terang (Powercor) 66 kV | Powercor | Shoulder | Non-coincident | 2025 | ACTUAL_RAW | Operational-demand | -91.2098 | NA
VIC | TGTS | Terang (Powercor) 66 kV | Powercor | Shoulder | Non-coincident | 2025 | ACTUAL_OPG | Operational-demand | -91.2098 | NA
VIC | TGTS | Terang (Powercor) 66 kV | Powercor | Shoulder | Non-coincident | 2025 | ACTUAL_ADJUSTEDOPG | Operational-demand | -91.2098 | NA
VIC | TGTS | Terang (Powercor) 66 kV | Powercor | Shoulder | Non-coincident | 2025 | BASEYEARPOE90 | Operational-demand | -95.591 | NA
VIC | TGTS | Terang (Powercor) 66 kV | Powercor | Shoulder | Non-coincident | 2025 | BASEYEARPOE50 | Operational-demand | -85.4077 | NA
VIC | TGTS | Terang (Powercor) 66 kV | Powercor | Shoulder | Coincident_unreconciled | 2026 | POE90 | Operational-demand | 20 | NA
VIC | TGTS | Terang (Powercor) 66 kV | Powercor | Shoulder | Coincident_unreconciled | 2026 | POE50 | Operational-demand | 20 | NA
VIC | TGTS | Terang (Powercor) 66 kV | Powercor | Shoulder | Non-coincident | 2026 | POE50 | Operational-demand | -95.9354 | NA
VIC | TGTS | Terang (Powercor) 66 kV | Powercor | Shoulder | Non-coincident | 2026 | POE90 | Operational-demand | -103.2795 | NA
VIC | TGTS | Terang (Powercor) 66 kV | Powercor | Shoulder | Coincident_unreconciled | 2027 | POE90 | Operational-demand | 19.4 | NA
VIC | TGTS | Terang (Powercor) 66 kV | Powercor | Shoulder | Coincident_unreconciled | 2027 | POE50 | Operational-demand | 19.4 | NA
VIC | TGTS | Terang (Powercor) 66 kV | Powercor | Shoulder | Non-coincident | 2027 | POE50 | Operational-demand | -104.5507 | NA
VIC | TGTS | Terang (Powercor) 66 kV | Powercor | Shoulder | Non-coincident | 2027 | POE90 | Operational-demand | -110.5489 | NA
VIC | TGTS | Terang (Powercor) 66 kV | Powercor | Shoulder | Coincident_unreconciled | 2028 | POE90 | Operational-demand | 18.818 | NA
VIC | TGTS | Terang (Powercor) 66 kV | Powercor | Shoulder | Coincident_unreconciled | 2028 | POE50 | Operational-demand | 18.818 | NA
VIC | TGTS | Terang (Powercor) 66 kV | Powercor | Shoulder | Non-coincident | 2028 | POE50 | Operational-demand | -111.7129 | NA
VIC | TGTS | Terang (Powercor) 66 kV | Powercor | Shoulder | Non-coincident | 2028 | POE90 | Operational-demand | -117.1117 | NA
VIC | TGTS | Terang (Powercor) 66 kV | Powercor | Shoulder | Coincident_unreconciled | 2029 | POE90 | Operational-demand | 18.2535 | NA
VIC | TGTS | Terang (Powercor) 66 kV | Powercor | Shoulder | Coincident_unreconciled | 2029 | POE50 | Operational-demand | 18.2535 | NA
VIC | TGTS | Terang (Powercor) 66 kV | Powercor | Shoulder | Non-coincident | 2029 | POE50 | Operational-demand | -118.5554 | NA
VIC | TGTS | Terang (Powercor) 66 kV | Powercor | Shoulder | Non-coincident | 2029 | POE90 | Operational-demand | -123.9594 | NA
VIC | TGTS | Terang (Powercor) 66 kV | Powercor | Shoulder | Coincident_unreconciled | 2030 | POE90 | Operational-demand | 17.7059 | NA
VIC | TGTS | Terang (Powercor) 66 kV | Powercor | Shoulder | Coincident_unreconciled | 2030 | POE50 | Operational-demand | 17.7059 | NA
VIC | TGTS | Terang (Powercor) 66 kV | Powercor | Shoulder | Non-coincident | 2030 | POE50 | Operational-demand | -125.7924 | NA
VIC | TGTS | Terang (Powercor) 66 kV | Powercor | Shoulder | Non-coincident | 2030 | POE90 | Operational-demand | -131.2014 | NA
VIC | TGTS | Terang (Powercor) 66 kV | Powercor | Shoulder | Coincident_unreconciled | 2031 | POE90 | Operational-demand | 17.1747 | NA
VIC | TGTS | Terang (Powercor) 66 kV | Powercor | Shoulder | Coincident_unreconciled | 2031 | POE50 | Operational-demand | 17.1747 | NA
VIC | TGTS | Terang (Powercor) 66 kV | Powercor | Shoulder | Non-coincident | 2031 | POE50 | Operational-demand | -134.5257 | NA
VIC | TGTS | Terang (Powercor) 66 kV | Powercor | Shoulder | Non-coincident | 2031 | POE90 | Operational-demand | -139.9399 | NA
VIC | TGTS | Terang (Powercor) 66 kV | Powercor | Shoulder | Coincident_unreconciled | 2032 | POE90 | Operational-demand | 16.6594 | NA
VIC | TGTS | Terang (Powercor) 66 kV | Powercor | Shoulder | Coincident_unreconciled | 2032 | POE50 | Operational-demand | 16.6594 | NA
VIC | TGTS | Terang (Powercor) 66 kV | Powercor | Shoulder | Non-coincident | 2032 | POE50 | Operational-demand | -141.0927 | NA
VIC | TGTS | Terang (Powercor) 66 kV | Powercor | Shoulder | Non-coincident | 2032 | POE90 | Operational-demand | -146.5119 | NA
VIC | TGTS | Terang (Powercor) 66 kV | Powercor | Shoulder | Coincident_unreconciled | 2033 | POE90 | Operational-demand | 16.1597 | NA
VIC | TGTS | Terang (Powercor) 66 kV | Powercor | Shoulder | Coincident_unreconciled | 2033 | POE50 | Operational-demand | 16.1597 | NA
VIC | TGTS | Terang (Powercor) 66 kV | Powercor | Shoulder | Non-coincident | 2033 | POE50 | Operational-demand | -145.7723 | NA
VIC | TGTS | Terang (Powercor) 66 kV | Powercor | Shoulder | Non-coincident | 2033 | POE90 | Operational-demand | -151.1965 | NA
VIC | TGTS | Terang (Powercor) 66 kV | Powercor | Shoulder | Coincident_unreconciled | 2034 | POE90 | Operational-demand | 15.6749 | NA
VIC | TGTS | Terang (Powercor) 66 kV | Powercor | Shoulder | Coincident_unreconciled | 2034 | POE50 | Operational-demand | 15.6749 | NA
VIC | TGTS | Terang (Powercor) 66 kV | Powercor | Shoulder | Non-coincident | 2034 | POE50 | Operational-demand | -151.028 | NA
VIC | TGTS | Terang (Powercor) 66 kV | Powercor | Shoulder | Non-coincident | 2034 | POE90 | Operational-demand | -156.4573 | NA
VIC | TGTS | Terang (Powercor) 66 kV | Powercor | Shoulder | Coincident_unreconciled | 2035 | POE90 | Operational-demand | 15.2046 | NA
VIC | TGTS | Terang (Powercor) 66 kV | Powercor | Shoulder | Coincident_unreconciled | 2035 | POE50 | Operational-demand | 15.2046 | NA
VIC | TGTS | Terang (Powercor) 66 kV | Powercor | Shoulder | Non-coincident | 2035 | POE50 | Operational-demand | -157.2251 | NA
VIC | TGTS | Terang (Powercor) 66 kV | Powercor | Shoulder | Non-coincident | 2035 | POE90 | Operational-demand | -162.6594 | NA
VIC | TGTS | Terang (Powercor) 66 kV | Powercor | Summer | Coincident | 2019 | ACTUAL_OPG | Operational-demand | 85.6404 | 77.8966
VIC | TGTS | Terang (Powercor) 66 kV | Powercor | Summer | Coincident | 2019 | ACTUAL_RAW | Operational-demand | 85.6404 | 77.8966
VIC | TGTS | Terang (Powercor) 66 kV | Powercor | Summer | Non-coincident | 2019 | ACTUAL_RAW | Operational-demand | -63.7952 | 168.0303
VIC | TGTS | Terang (Powercor) 66 kV | Powercor | Summer | Non-coincident | 2019 | ACTUAL_OPG | Operational-demand | -63.7952 | 168.0303
VIC | TGTS | Terang (Powercor) 66 kV | Powercor | Summer | Non-coincident | 2019 | ACTUAL_ADJUSTEDOPG | Operational-demand | -63.7952 | 168.0303
VIC | TGTS | Terang (Powercor) 66 kV | Powercor | Summer | Coincident | 2020 | ACTUAL_OPG | Operational-demand | 5.6767 | 80.9582
VIC | TGTS | Terang (Powercor) 66 kV | Powercor | Summer | Coincident | 2020 | ACTUAL_RAW | Operational-demand | 5.6767 | 80.9582
VIC | TGTS | Terang (Powercor) 66 kV | Powercor | Summer | Non-coincident | 2020 | ACTUAL_RAW | Operational-demand | -67.5991 | 144.104
VIC | TGTS | Terang (Powercor) 66 kV | Powercor | Summer | Non-coincident | 2020 | ACTUAL_OPG | Operational-demand | -67.5991 | 144.104
VIC | TGTS | Terang (Powercor) 66 kV | Powercor | Summer | Non-coincident | 2020 | ACTUAL_ADJUSTEDOPG | Operational-demand | -67.5991 | 144.104
VIC | TGTS | Terang (Powercor) 66 kV | Powercor | Summer | Coincident | 2021 | ACTUAL_OPG | Operational-demand | 15.546 | 69.8637
VIC | TGTS | Terang (Powercor) 66 kV | Powercor | Summer | Coincident | 2021 | ACTUAL_RAW | Operational-demand | 15.546 | 69.8637
VIC | TGTS | Terang (Powercor) 66 kV | Powercor | Summer | Non-coincident | 2021 | ACTUAL_RAW | Operational-demand | -57.5267 | 150.3457
VIC | TGTS | Terang (Powercor) 66 kV | Powercor | Summer | Non-coincident | 2021 | ACTUAL_OPG | Operational-demand | -57.5267 | 150.3457
VIC | TGTS | Terang (Powercor) 66 kV | Powercor | Summer | Non-coincident | 2021 | ACTUAL_ADJUSTEDOPG | Operational-demand | -57.5267 | 150.3457
VIC | TGTS | Terang (Powercor) 66 kV | Powercor | Summer | Coincident | 2022 | ACTUAL_OPG | Operational-demand | -0.21535 | 118.0071
VIC | TGTS | Terang (Powercor) 66 kV | Powercor | Summer | Coincident | 2022 | ACTUAL_RAW | Operational-demand | -0.21535 | 118.0071
VIC | TGTS | Terang (Powercor) 66 kV | Powercor | Summer | Non-coincident | 2022 | ACTUAL_RAW | Operational-demand | -93.8139 | 141.9394
VIC | TGTS | Terang (Powercor) 66 kV | Powercor | Summer | Non-coincident | 2022 | ACTUAL_OPG | Operational-demand | -93.8139 | 141.9394
VIC | TGTS | Terang (Powercor) 66 kV | Powercor | Summer | Non-coincident | 2022 | ACTUAL_ADJUSTEDOPG | Operational-demand | -93.8139 | 141.9394
VIC | TGTS | Terang (Powercor) 66 kV | Powercor | Summer | Coincident | 2023 | ACTUAL_OPG | Operational-demand | 30.7543 | 94.5279
VIC | TGTS | Terang (Powercor) 66 kV | Powercor | Summer | Coincident | 2023 | ACTUAL_RAW | Operational-demand | 30.7543 | 94.5279
VIC | TGTS | Terang (Powercor) 66 kV | Powercor | Summer | Non-coincident | 2023 | ACTUAL_RAW | Operational-demand | 19.9449 | 146.0125
VIC | TGTS | Terang (Powercor) 66 kV | Powercor | Summer | Non-coincident | 2023 | ACTUAL_OPG | Operational-demand | 19.9449 | 146.0125
VIC | TGTS | Terang (Powercor) 66 kV | Powercor | Summer | Non-coincident | 2023 | ACTUAL_ADJUSTEDOPG | Operational-demand | 19.9449 | 146.0125
VIC | TGTS | Terang (Powercor) 66 kV | Powercor | Summer | Coincident | 2024 | ACTUAL_OPG | Operational-demand | 28.3166 | 90.1517
VIC | TGTS | Terang (Powercor) 66 kV | Powercor | Summer | Coincident | 2024 | ACTUAL_RAW | Operational-demand | 28.3166 | 90.1517
VIC | TGTS | Terang (Powercor) 66 kV | Powercor | Summer | Non-coincident | 2024 | ACTUAL_RAW | Operational-demand | 16.6385 | 142.6782
VIC | TGTS | Terang (Powercor) 66 kV | Powercor | Summer | Non-coincident | 2024 | ACTUAL_OPG | Operational-demand | 16.6385 | 142.6782
VIC | TGTS | Terang (Powercor) 66 kV | Powercor | Summer | Non-coincident | 2024 | ACTUAL_ADJUSTEDOPG | Operational-demand | 16.6385 | 142.6782
VIC | TGTS | Terang (Powercor) 66 kV | Powercor | Summer | Coincident | 2025 | ACTUAL_OPG | Operational-demand | 0.35599 | 20.3983
VIC | TGTS | Terang (Powercor) 66 kV | Powercor | Summer | Coincident | 2025 | ACTUAL_RAW | Operational-demand | 0.35599 | 20.3983
VIC | TGTS | Terang (Powercor) 66 kV | Powercor | Summer | Non-coincident | 2025 | ACTUAL_RAW | Operational-demand | -101.4775 | 134.7174
VIC | TGTS | Terang (Powercor) 66 kV | Powercor | Summer | Non-coincident | 2025 | ACTUAL_OPG | Operational-demand | -101.4775 | 134.7174
VIC | TGTS | Terang (Powercor) 66 kV | Powercor | Summer | Non-coincident | 2025 | ACTUAL_ADJUSTEDOPG | Operational-demand | -101.4775 | 134.7174
VIC | TGTS | Terang (Powercor) 66 kV | Powercor | Summer | Non-coincident | 2025 | BASEYEARPOE90 | Operational-demand | -98.9756 | NA
VIC | TGTS | Terang (Powercor) 66 kV | Powercor | Summer | Non-coincident | 2025 | BASEYEARPOE50 | Operational-demand | -83.4948 | 145.5446
VIC | TGTS | Terang (Powercor) 66 kV | Powercor | Summer | Coincident_unreconciled | 2026 | POE50 | Operational-demand | -13.7609 | NA
VIC | TGTS | Terang (Powercor) 66 kV | Powercor | Summer | Coincident_unreconciled | 2026 | POE90 | Operational-demand | -16.3577 | NA
VIC | TGTS | Terang (Powercor) 66 kV | Powercor | Summer | Non-coincident | 2026 | POE50 | Operational-demand | -93.4164 | 150
VIC | TGTS | Terang (Powercor) 66 kV | Powercor | Summer | Non-coincident | 2026 | POE90 | Operational-demand | -111.0444 | NA
VIC | TGTS | Terang (Powercor) 66 kV | Powercor | Summer | Coincident_unreconciled | 2027 | POE50 | Operational-demand | -15.0324 | NA
VIC | TGTS | Terang (Powercor) 66 kV | Powercor | Summer | Coincident_unreconciled | 2027 | POE90 | Operational-demand | -17.6314 | NA
VIC | TGTS | Terang (Powercor) 66 kV | Powercor | Summer | Non-coincident | 2027 | POE50 | Operational-demand | -102.0481 | 150.3998
VIC | TGTS | Terang (Powercor) 66 kV | Powercor | Summer | Non-coincident | 2027 | POE90 | Operational-demand | -119.6908 | NA
VIC | TGTS | Terang (Powercor) 66 kV | Powercor | Summer | Coincident_unreconciled | 2028 | POE50 | Operational-demand | -16.066 | NA
VIC | TGTS | Terang (Powercor) 66 kV | Powercor | Summer | Coincident_unreconciled | 2028 | POE90 | Operational-demand | -18.6674 | NA
VIC | TGTS | Terang (Powercor) 66 kV | Powercor | Summer | Non-coincident | 2028 | POE50 | Operational-demand | -109.0645 | 150.9883
VIC | TGTS | Terang (Powercor) 66 kV | Powercor | Summer | Non-coincident | 2028 | POE90 | Operational-demand | -126.7239 | NA
VIC | TGTS | Terang (Powercor) 66 kV | Powercor | Summer | Coincident_unreconciled | 2029 | POE50 | Operational-demand | -17.0579 | NA
VIC | TGTS | Terang (Powercor) 66 kV | Powercor | Summer | Coincident_unreconciled | 2029 | POE90 | Operational-demand | -19.6617 | NA
VIC | TGTS | Terang (Powercor) 66 kV | Powercor | Summer | Non-coincident | 2029 | POE50 | Operational-demand | -115.7977 | 151.7472
VIC | TGTS | Terang (Powercor) 66 kV | Powercor | Summer | Non-coincident | 2029 | POE90 | Operational-demand | -133.4738 | NA
VIC | TGTS | Terang (Powercor) 66 kV | Powercor | Summer | Coincident_unreconciled | 2030 | POE50 | Operational-demand | -18.1046 | NA
VIC | TGTS | Terang (Powercor) 66 kV | Powercor | Summer | Coincident_unreconciled | 2030 | POE90 | Operational-demand | -20.7108 | NA
VIC | TGTS | Terang (Powercor) 66 kV | Powercor | Summer | Non-coincident | 2030 | POE50 | Operational-demand | -122.9033 | 152.6974
VIC | TGTS | Terang (Powercor) 66 kV | Powercor | Summer | Non-coincident | 2030 | POE90 | Operational-demand | -140.596 | NA
VIC | TGTS | Terang (Powercor) 66 kV | Powercor | Summer | Coincident_unreconciled | 2031 | POE50 | Operational-demand | -19.385 | NA
VIC | TGTS | Terang (Powercor) 66 kV | Powercor | Summer | Coincident_unreconciled | 2031 | POE90 | Operational-demand | -21.9938 | NA
VIC | TGTS | Terang (Powercor) 66 kV | Powercor | Summer | Non-coincident | 2031 | POE50 | Operational-demand | -131.5958 | 153.6876
VIC | TGTS | Terang (Powercor) 66 kV | Powercor | Summer | Non-coincident | 2031 | POE90 | Operational-demand | -149.3051 | NA
VIC | TGTS | Terang (Powercor) 66 kV | Powercor | Summer | Coincident_unreconciled | 2032 | POE50 | Operational-demand | -20.3247 | NA
VIC | TGTS | Terang (Powercor) 66 kV | Powercor | Summer | Coincident_unreconciled | 2032 | POE90 | Operational-demand | -22.9359 | NA
VIC | TGTS | Terang (Powercor) 66 kV | Powercor | Summer | Non-coincident | 2032 | POE50 | Operational-demand | -137.975 | 154.7168
VIC | TGTS | Terang (Powercor) 66 kV | Powercor | Summer | Non-coincident | 2032 | POE90 | Operational-demand | -155.7008 | NA
VIC | TGTS | Terang (Powercor) 66 kV | Powercor | Summer | Coincident_unreconciled | 2033 | POE50 | Operational-demand | -20.976 | NA
VIC | TGTS | Terang (Powercor) 66 kV | Powercor | Summer | Coincident_unreconciled | 2033 | POE90 | Operational-demand | -23.5895 | NA
VIC | TGTS | Terang (Powercor) 66 kV | Powercor | Summer | Non-coincident | 2033 | POE50 | Operational-demand | -142.3959 | 155.7334
VIC | TGTS | Terang (Powercor) 66 kV | Powercor | Summer | Non-coincident | 2033 | POE90 | Operational-demand | -160.1383 | NA
VIC | TGTS | Terang (Powercor) 66 kV | Powercor | Summer | Coincident_unreconciled | 2034 | POE50 | Operational-demand | -21.7257 | NA
VIC | TGTS | Terang (Powercor) 66 kV | Powercor | Summer | Coincident_unreconciled | 2034 | POE90 | Operational-demand | -24.3417 | NA
VIC | TGTS | Terang (Powercor) 66 kV | Powercor | Summer | Non-coincident | 2034 | POE50 | Operational-demand | -147.4855 | 156.6993
VIC | TGTS | Terang (Powercor) 66 kV | Powercor | Summer | Non-coincident | 2034 | POE90 | Operational-demand | -165.2444 | NA
VIC | TGTS | Terang (Powercor) 66 kV | Powercor | Summer | Coincident_unreconciled | 2035 | POE50 | Operational-demand | -22.6212 | NA
VIC | TGTS | Terang (Powercor) 66 kV | Powercor | Summer | Coincident_unreconciled | 2035 | POE90 | Operational-demand | -25.2396 | NA
VIC | TGTS | Terang (Powercor) 66 kV | Powercor | Summer | Non-coincident | 2035 | POE50 | Operational-demand | -153.5643 | 157.6121
VIC | TGTS | Terang (Powercor) 66 kV | Powercor | Summer | Non-coincident | 2035 | POE90 | Operational-demand | -171.3397 | NA
VIC | TGTS | Terang (Powercor) 66 kV | Powercor | Summer | Non-coincident | 2025 | BASEYEARPOE10 | Operational-demand | NA | 152.0461
VIC | TGTS | Terang (Powercor) 66 kV | Powercor | Summer | Coincident | 2026 | POE10 | Operational-demand | NA | 150.6241
VIC | TGTS | Terang (Powercor) 66 kV | Powercor | Summer | Coincident | 2026 | POE50 | Operational-demand | NA | 142.3963
VIC | TGTS | Terang (Powercor) 66 kV | Powercor | Summer | Non-coincident | 2026 | POE10 | Operational-demand | NA | 172.817
VIC | TGTS | Terang (Powercor) 66 kV | Powercor | Summer | Coincident | 2027 | POE10 | Operational-demand | NA | 146.8808
VIC | TGTS | Terang (Powercor) 66 kV | Powercor | Summer | Coincident | 2027 | POE50 | Operational-demand | NA | 137.9266
VIC | TGTS | Terang (Powercor) 66 kV | Powercor | Summer | Non-coincident | 2027 | POE10 | Operational-demand | NA | 173.2358
VIC | TGTS | Terang (Powercor) 66 kV | Powercor | Summer | Coincident | 2028 | POE10 | Operational-demand | NA | 143.6722
VIC | TGTS | Terang (Powercor) 66 kV | Powercor | Summer | Coincident | 2028 | POE50 | Operational-demand | NA | 133.9202
VIC | TGTS | Terang (Powercor) 66 kV | Powercor | Summer | Non-coincident | 2028 | POE10 | Operational-demand | NA | 173.8459
VIC | TGTS | Terang (Powercor) 66 kV | Powercor | Summer | Coincident | 2029 | POE10 | Operational-demand | NA | 141.507
VIC | TGTS | Terang (Powercor) 66 kV | Powercor | Summer | Coincident | 2029 | POE50 | Operational-demand | NA | 132.007
VIC | TGTS | Terang (Powercor) 66 kV | Powercor | Summer | Non-coincident | 2029 | POE10 | Operational-demand | NA | 174.6263
VIC | TGTS | Terang (Powercor) 66 kV | Powercor | Summer | Coincident | 2030 | POE10 | Operational-demand | NA | 139.9144
VIC | TGTS | Terang (Powercor) 66 kV | Powercor | Summer | Coincident | 2030 | POE50 | Operational-demand | NA | 130.1449
VIC | TGTS | Terang (Powercor) 66 kV | Powercor | Summer | Non-coincident | 2030 | POE10 | Operational-demand | NA | 175.598
VIC | TGTS | Terang (Powercor) 66 kV | Powercor | Summer | Coincident | 2031 | POE10 | Operational-demand | NA | 136.861
VIC | TGTS | Terang (Powercor) 66 kV | Powercor | Summer | Coincident | 2031 | POE50 | Operational-demand | NA | 127.9523
VIC | TGTS | Terang (Powercor) 66 kV | Powercor | Summer | Non-coincident | 2031 | POE10 | Operational-demand | NA | 176.6098
VIC | TGTS | Terang (Powercor) 66 kV | Powercor | Summer | Coincident | 2032 | POE10 | Operational-demand | NA | 133.2727
VIC | TGTS | Terang (Powercor) 66 kV | Powercor | Summer | Coincident | 2032 | POE50 | Operational-demand | NA | 124.3755
VIC | TGTS | Terang (Powercor) 66 kV | Powercor | Summer | Non-coincident | 2032 | POE10 | Operational-demand | NA | 177.6603
VIC | TGTS | Terang (Powercor) 66 kV | Powercor | Summer | Coincident | 2033 | POE10 | Operational-demand | NA | 130.6334
VIC | TGTS | Terang (Powercor) 66 kV | Powercor | Summer | Coincident | 2033 | POE50 | Operational-demand | NA | 120.8014
VIC | TGTS | Terang (Powercor) 66 kV | Powercor | Summer | Non-coincident | 2033 | POE10 | Operational-demand | NA | 178.6983
VIC | TGTS | Terang (Powercor) 66 kV | Powercor | Summer | Coincident | 2034 | POE10 | Operational-demand | NA | 129.731
VIC | TGTS | Terang (Powercor) 66 kV | Powercor | Summer | Coincident | 2034 | POE50 | Operational-demand | NA | 120.1114
VIC | TGTS | Terang (Powercor) 66 kV | Powercor | Summer | Non-coincident | 2034 | POE10 | Operational-demand | NA | 179.6856
VIC | TGTS | Terang (Powercor) 66 kV | Powercor | Summer | Coincident | 2035 | POE10 | Operational-demand | NA | 129.3593
VIC | TGTS | Terang (Powercor) 66 kV | Powercor | Summer | Coincident | 2035 | POE50 | Operational-demand | NA | 119.8038
VIC | TGTS | Terang (Powercor) 66 kV | Powercor | Summer | Non-coincident | 2035 | POE10 | Operational-demand | NA | 180.6198
VIC | TGTS | Terang (Powercor) 66 kV | Powercor | Winter | Coincident | 2018 | ACTUAL_OPG | Operational-demand | NA | 152.1573
VIC | TGTS | Terang (Powercor) 66 kV | Powercor | Winter | Coincident | 2018 | ACTUAL_RAW | Operational-demand | NA | 152.1573
VIC | TGTS | Terang (Powercor) 66 kV | Powercor | Winter | Non-coincident | 2018 | ACTUAL_RAW | Operational-demand | NA | 160.1899
VIC | TGTS | Terang (Powercor) 66 kV | Powercor | Winter | Non-coincident | 2018 | ACTUAL_OPG | Operational-demand | NA | 160.1899
VIC | TGTS | Terang (Powercor) 66 kV | Powercor | Winter | Non-coincident | 2018 | ACTUAL_ADJUSTEDOPG | Operational-demand | NA | 160.1899
VIC | TGTS | Terang (Powercor) 66 kV | Powercor | Winter | Coincident | 2019 | ACTUAL_OPG | Operational-demand | NA | 141.9064
VIC | TGTS | Terang (Powercor) 66 kV | Powercor | Winter | Coincident | 2019 | ACTUAL_RAW | Operational-demand | NA | 141.9064
VIC | TGTS | Terang (Powercor) 66 kV | Powercor | Winter | Non-coincident | 2019 | ACTUAL_RAW | Operational-demand | NA | 155.7261
VIC | TGTS | Terang (Powercor) 66 kV | Powercor | Winter | Non-coincident | 2019 | ACTUAL_OPG | Operational-demand | NA | 155.7261
VIC | TGTS | Terang (Powercor) 66 kV | Powercor | Winter | Non-coincident | 2019 | ACTUAL_ADJUSTEDOPG | Operational-demand | NA | 155.7261
VIC | TGTS | Terang (Powercor) 66 kV | Powercor | Winter | Coincident | 2020 | ACTUAL_OPG | Operational-demand | NA | 51.9391
VIC | TGTS | Terang (Powercor) 66 kV | Powercor | Winter | Coincident | 2020 | ACTUAL_RAW | Operational-demand | NA | 51.9391
VIC | TGTS | Terang (Powercor) 66 kV | Powercor | Winter | Non-coincident | 2020 | ACTUAL_RAW | Operational-demand | NA | 156.5453
VIC | TGTS | Terang (Powercor) 66 kV | Powercor | Winter | Non-coincident | 2020 | ACTUAL_OPG | Operational-demand | NA | 156.5453
VIC | TGTS | Terang (Powercor) 66 kV | Powercor | Winter | Non-coincident | 2020 | ACTUAL_ADJUSTEDOPG | Operational-demand | NA | 156.5453
VIC | TGTS | Terang (Powercor) 66 kV | Powercor | Winter | Coincident | 2021 | ACTUAL_OPG | Operational-demand | NA | 38.4316
VIC | TGTS | Terang (Powercor) 66 kV | Powercor | Winter | Coincident | 2021 | ACTUAL_RAW | Operational-demand | NA | 38.4316
VIC | TGTS | Terang (Powercor) 66 kV | Powercor | Winter | Non-coincident | 2021 | ACTUAL_RAW | Operational-demand | NA | 160.7556
VIC | TGTS | Terang (Powercor) 66 kV | Powercor | Winter | Non-coincident | 2021 | ACTUAL_OPG | Operational-demand | NA | 160.7556
VIC | TGTS | Terang (Powercor) 66 kV | Powercor | Winter | Non-coincident | 2021 | ACTUAL_ADJUSTEDOPG | Operational-demand | NA | 160.7556
VIC | TGTS | Terang (Powercor) 66 kV | Powercor | Winter | Coincident | 2022 | ACTUAL_OPG | Operational-demand | NA | 128.9945
VIC | TGTS | Terang (Powercor) 66 kV | Powercor | Winter | Coincident | 2022 | ACTUAL_RAW | Operational-demand | NA | 128.9945
VIC | TGTS | Terang (Powercor) 66 kV | Powercor | Winter | Non-coincident | 2022 | ACTUAL_RAW | Operational-demand | NA | 145.0305
VIC | TGTS | Terang (Powercor) 66 kV | Powercor | Winter | Non-coincident | 2022 | ACTUAL_OPG | Operational-demand | NA | 145.0305
VIC | TGTS | Terang (Powercor) 66 kV | Powercor | Winter | Non-coincident | 2022 | ACTUAL_ADJUSTEDOPG | Operational-demand | NA | 145.0305
VIC | TGTS | Terang (Powercor) 66 kV | Powercor | Winter | Coincident | 2023 | ACTUAL_OPG | Operational-demand | NA | 139.4807
VIC | TGTS | Terang (Powercor) 66 kV | Powercor | Winter | Coincident | 2023 | ACTUAL_RAW | Operational-demand | NA | 139.4807
VIC | TGTS | Terang (Powercor) 66 kV | Powercor | Winter | Non-coincident | 2023 | ACTUAL_RAW | Operational-demand | NA | 147.0515
VIC | TGTS | Terang (Powercor) 66 kV | Powercor | Winter | Non-coincident | 2023 | ACTUAL_OPG | Operational-demand | NA | 147.0515
VIC | TGTS | Terang (Powercor) 66 kV | Powercor | Winter | Non-coincident | 2023 | ACTUAL_ADJUSTEDOPG | Operational-demand | NA | 147.0515
VIC | TGTS | Terang (Powercor) 66 kV | Powercor | Winter | Coincident | 2024 | ACTUAL_OPG | Operational-demand | NA | 37.6201
VIC | TGTS | Terang (Powercor) 66 kV | Powercor | Winter | Coincident | 2024 | ACTUAL_RAW | Operational-demand | NA | 37.6201
VIC | TGTS | Terang (Powercor) 66 kV | Powercor | Winter | Non-coincident | 2024 | ACTUAL_RAW | Operational-demand | NA | 153.5192
VIC | TGTS | Terang (Powercor) 66 kV | Powercor | Winter | Non-coincident | 2024 | ACTUAL_OPG | Operational-demand | NA | 153.5192
VIC | TGTS | Terang (Powercor) 66 kV | Powercor | Winter | Non-coincident | 2024 | ACTUAL_ADJUSTEDOPG | Operational-demand | NA | 153.5192
VIC | TGTS | Terang (Powercor) 66 kV | Powercor | Winter | Coincident | 2025 | POE10 | Operational-demand | NA | 158.119
VIC | TGTS | Terang (Powercor) 66 kV | Powercor | Winter | Coincident | 2025 | POE50 | Operational-demand | NA | 153.949
VIC | TGTS | Terang (Powercor) 66 kV | Powercor | Winter | Non-coincident | 2025 | ACTUAL_RAW | Operational-demand | NA | 144.7701
VIC | TGTS | Terang (Powercor) 66 kV | Powercor | Winter | Non-coincident | 2025 | ACTUAL_ADJUSTEDOPG | Operational-demand | NA | 144.7701
VIC | TGTS | Terang (Powercor) 66 kV | Powercor | Winter | Non-coincident | 2025 | BASEYEARPOE50 | Operational-demand | NA | 177.9921
VIC | TGTS | Terang (Powercor) 66 kV | Powercor | Winter | Non-coincident | 2025 | BASEYEARPOE10 | Operational-demand | NA | 187.0075
VIC | TGTS | Terang (Powercor) 66 kV | Powercor | Winter | Non-coincident | 2025 | POE10 | Operational-demand | NA | 169.8966
VIC | TGTS | Terang (Powercor) 66 kV | Powercor | Winter | Non-coincident | 2025 | POE50 | Operational-demand | NA | 160
VIC | TGTS | Terang (Powercor) 66 kV | Powercor | Winter | Coincident | 2026 | POE10 | Operational-demand | NA | 152.4877
VIC | TGTS | Terang (Powercor) 66 kV | Powercor | Winter | Coincident | 2026 | POE50 | Operational-demand | NA | 148.19
VIC | TGTS | Terang (Powercor) 66 kV | Powercor | Winter | Non-coincident | 2026 | POE10 | Operational-demand | NA | 170.1709
VIC | TGTS | Terang (Powercor) 66 kV | Powercor | Winter | Non-coincident | 2026 | POE50 | Operational-demand | NA | 160.2672
VIC | TGTS | Terang (Powercor) 66 kV | Powercor | Winter | Coincident | 2027 | POE10 | Operational-demand | NA | 147.1687
VIC | TGTS | Terang (Powercor) 66 kV | Powercor | Winter | Coincident | 2027 | POE50 | Operational-demand | NA | 142.6591
VIC | TGTS | Terang (Powercor) 66 kV | Powercor | Winter | Non-coincident | 2027 | POE10 | Operational-demand | NA | 170.6499
VIC | TGTS | Terang (Powercor) 66 kV | Powercor | Winter | Non-coincident | 2027 | POE50 | Operational-demand | NA | 160.737
VIC | TGTS | Terang (Powercor) 66 kV | Powercor | Winter | Coincident | 2028 | POE10 | Operational-demand | NA | 144.645
VIC | TGTS | Terang (Powercor) 66 kV | Powercor | Winter | Coincident | 2028 | POE50 | Operational-demand | NA | 140.3298
VIC | TGTS | Terang (Powercor) 66 kV | Powercor | Winter | Non-coincident | 2028 | POE10 | Operational-demand | NA | 171.2655
VIC | TGTS | Terang (Powercor) 66 kV | Powercor | Winter | Non-coincident | 2028 | POE50 | Operational-demand | NA | 161.3432
VIC | TGTS | Terang (Powercor) 66 kV | Powercor | Winter | Coincident | 2029 | POE10 | Operational-demand | NA | 143.2414
VIC | TGTS | Terang (Powercor) 66 kV | Powercor | Winter | Coincident | 2029 | POE50 | Operational-demand | NA | 139.0237
VIC | TGTS | Terang (Powercor) 66 kV | Powercor | Winter | Non-coincident | 2029 | POE10 | Operational-demand | NA | 171.9914
VIC | TGTS | Terang (Powercor) 66 kV | Powercor | Winter | Non-coincident | 2029 | POE50 | Operational-demand | NA | 162.0597
VIC | TGTS | Terang (Powercor) 66 kV | Powercor | Winter | Coincident | 2030 | POE10 | Operational-demand | NA | 141.6392
VIC | TGTS | Terang (Powercor) 66 kV | Powercor | Winter | Coincident | 2030 | POE50 | Operational-demand | NA | 137.4469
VIC | TGTS | Terang (Powercor) 66 kV | Powercor | Winter | Non-coincident | 2030 | POE10 | Operational-demand | NA | 172.7637
VIC | TGTS | Terang (Powercor) 66 kV | Powercor | Winter | Non-coincident | 2030 | POE50 | Operational-demand | NA | 162.8227
VIC | TGTS | Terang (Powercor) 66 kV | Powercor | Winter | Coincident | 2031 | POE10 | Operational-demand | NA | 140.2809
VIC | TGTS | Terang (Powercor) 66 kV | Powercor | Winter | Coincident | 2031 | POE50 | Operational-demand | NA | 136.1422
VIC | TGTS | Terang (Powercor) 66 kV | Powercor | Winter | Non-coincident | 2031 | POE10 | Operational-demand | NA | 173.5513
VIC | TGTS | Terang (Powercor) 66 kV | Powercor | Winter | Non-coincident | 2031 | POE50 | Operational-demand | NA | 163.601
VIC | TGTS | Terang (Powercor) 66 kV | Powercor | Winter | Coincident | 2032 | POE10 | Operational-demand | NA | 137.7916
VIC | TGTS | Terang (Powercor) 66 kV | Powercor | Winter | Coincident | 2032 | POE50 | Operational-demand | NA | 133.482
VIC | TGTS | Terang (Powercor) 66 kV | Powercor | Winter | Non-coincident | 2032 | POE10 | Operational-demand | NA | 174.364
VIC | TGTS | Terang (Powercor) 66 kV | Powercor | Winter | Non-coincident | 2032 | POE50 | Operational-demand | NA | 164.4045
VIC | TGTS | Terang (Powercor) 66 kV | Powercor | Winter | Coincident | 2033 | POE10 | Operational-demand | NA | 134.7333
VIC | TGTS | Terang (Powercor) 66 kV | Powercor | Winter | Coincident | 2033 | POE50 | Operational-demand | NA | 130.5429
VIC | TGTS | Terang (Powercor) 66 kV | Powercor | Winter | Non-coincident | 2033 | POE10 | Operational-demand | NA | 175.1692
VIC | TGTS | Terang (Powercor) 66 kV | Powercor | Winter | Non-coincident | 2033 | POE50 | Operational-demand | NA | 165.2003
VIC | TGTS | Terang (Powercor) 66 kV | Powercor | Winter | Coincident | 2034 | POE10 | Operational-demand | NA | 134.0966
VIC | TGTS | Terang (Powercor) 66 kV | Powercor | Winter | Coincident | 2034 | POE50 | Operational-demand | NA | 130.0041
VIC | TGTS | Terang (Powercor) 66 kV | Powercor | Winter | Non-coincident | 2034 | POE10 | Operational-demand | NA | 175.9579
VIC | TGTS | Terang (Powercor) 66 kV | Powercor | Winter | Non-coincident | 2034 | POE50 | Operational-demand | NA | 165.9797
VIC | TSTS | Templestowe (Jemena) 66 kV | Jemena | Shoulder | Coincident | 2019 | ACTUAL_OPG | Operational-demand | 16.8218 | NA
VIC | TSTS | Templestowe (Jemena) 66 kV | Jemena | Shoulder | Coincident | 2019 | ACTUAL_RAW | Operational-demand | 16.8218 | NA
VIC | TSTS | Templestowe (Jemena) 66 kV | Jemena | Shoulder | Non-coincident | 2019 | ACTUAL_RAW | Operational-demand | 9.0019 | NA
VIC | TSTS | Templestowe (Jemena) 66 kV | Jemena | Shoulder | Non-coincident | 2019 | ACTUAL_OPG | Operational-demand | 9.0019 | NA
VIC | TSTS | Templestowe (Jemena) 66 kV | Jemena | Shoulder | Non-coincident | 2019 | ACTUAL_ADJUSTEDOPG | Operational-demand | 9.0019 | NA
VIC | TSTS | Templestowe (Jemena) 66 kV | Jemena | Shoulder | Coincident | 2020 | ACTUAL_OPG | Operational-demand | 24.1731 | NA
VIC | TSTS | Templestowe (Jemena) 66 kV | Jemena | Shoulder | Coincident | 2020 | ACTUAL_RAW | Operational-demand | 24.1731 | NA
VIC | TSTS | Templestowe (Jemena) 66 kV | Jemena | Shoulder | Non-coincident | 2020 | ACTUAL_RAW | Operational-demand | 7.8634 | NA
VIC | TSTS | Templestowe (Jemena) 66 kV | Jemena | Shoulder | Non-coincident | 2020 | ACTUAL_OPG | Operational-demand | 7.8634 | NA
VIC | TSTS | Templestowe (Jemena) 66 kV | Jemena | Shoulder | Non-coincident | 2020 | ACTUAL_ADJUSTEDOPG | Operational-demand | 7.8634 | NA
VIC | TSTS | Templestowe (Jemena) 66 kV | Jemena | Shoulder | Coincident | 2021 | ACTUAL_OPG | Operational-demand | 20.3994 | NA
VIC | TSTS | Templestowe (Jemena) 66 kV | Jemena | Shoulder | Coincident | 2021 | ACTUAL_RAW | Operational-demand | 20.3994 | NA
VIC | TSTS | Templestowe (Jemena) 66 kV | Jemena | Shoulder | Non-coincident | 2021 | ACTUAL_RAW | Operational-demand | 16.3906 | NA
VIC | TSTS | Templestowe (Jemena) 66 kV | Jemena | Shoulder | Non-coincident | 2021 | ACTUAL_OPG | Operational-demand | 16.3906 | NA
VIC | TSTS | Templestowe (Jemena) 66 kV | Jemena | Shoulder | Non-coincident | 2021 | ACTUAL_ADJUSTEDOPG | Operational-demand | 16.3906 | NA
VIC | TSTS | Templestowe (Jemena) 66 kV | Jemena | Shoulder | Coincident | 2022 | ACTUAL_OPG | Operational-demand | 15.9683 | NA
VIC | TSTS | Templestowe (Jemena) 66 kV | Jemena | Shoulder | Coincident | 2022 | ACTUAL_RAW | Operational-demand | 15.9683 | NA
VIC | TSTS | Templestowe (Jemena) 66 kV | Jemena | Shoulder | Non-coincident | 2022 | ACTUAL_RAW | Operational-demand | 7.9196 | NA
VIC | TSTS | Templestowe (Jemena) 66 kV | Jemena | Shoulder | Non-coincident | 2022 | ACTUAL_OPG | Operational-demand | 7.9196 | NA
VIC | TSTS | Templestowe (Jemena) 66 kV | Jemena | Shoulder | Non-coincident | 2022 | ACTUAL_ADJUSTEDOPG | Operational-demand | 7.9196 | NA
VIC | TSTS | Templestowe (Jemena) 66 kV | Jemena | Shoulder | Coincident | 2023 | ACTUAL_OPG | Operational-demand | 9.0292 | NA
VIC | TSTS | Templestowe (Jemena) 66 kV | Jemena | Shoulder | Coincident | 2023 | ACTUAL_RAW | Operational-demand | 9.0292 | NA
VIC | TSTS | Templestowe (Jemena) 66 kV | Jemena | Shoulder | Non-coincident | 2023 | ACTUAL_RAW | Operational-demand | 8.486 | NA
VIC | TSTS | Templestowe (Jemena) 66 kV | Jemena | Shoulder | Non-coincident | 2023 | ACTUAL_OPG | Operational-demand | 8.486 | NA
VIC | TSTS | Templestowe (Jemena) 66 kV | Jemena | Shoulder | Non-coincident | 2023 | ACTUAL_ADJUSTEDOPG | Operational-demand | 8.486 | NA
VIC | TSTS | Templestowe (Jemena) 66 kV | Jemena | Shoulder | Coincident | 2024 | ACTUAL_OPG | Operational-demand | 7.9104 | NA
VIC | TSTS | Templestowe (Jemena) 66 kV | Jemena | Shoulder | Coincident | 2024 | ACTUAL_RAW | Operational-demand | 7.9104 | NA
VIC | TSTS | Templestowe (Jemena) 66 kV | Jemena | Shoulder | Non-coincident | 2024 | ACTUAL_RAW | Operational-demand | 7.9104 | NA
VIC | TSTS | Templestowe (Jemena) 66 kV | Jemena | Shoulder | Non-coincident | 2024 | ACTUAL_OPG | Operational-demand | 7.9104 | NA
VIC | TSTS | Templestowe (Jemena) 66 kV | Jemena | Shoulder | Non-coincident | 2024 | ACTUAL_ADJUSTEDOPG | Operational-demand | 7.9104 | NA
VIC | TSTS | Templestowe (Jemena) 66 kV | Jemena | Shoulder | Coincident | 2025 | ACTUAL_OPG | Operational-demand | 7.8636 | NA
VIC | TSTS | Templestowe (Jemena) 66 kV | Jemena | Shoulder | Coincident | 2025 | ACTUAL_RAW | Operational-demand | 7.8636 | NA
VIC | TSTS | Templestowe (Jemena) 66 kV | Jemena | Shoulder | Non-coincident | 2025 | ACTUAL_RAW | Operational-demand | 7.2872 | NA
VIC | TSTS | Templestowe (Jemena) 66 kV | Jemena | Shoulder | Non-coincident | 2025 | ACTUAL_OPG | Operational-demand | 7.2872 | NA
VIC | TSTS | Templestowe (Jemena) 66 kV | Jemena | Shoulder | Non-coincident | 2025 | ACTUAL_ADJUSTEDOPG | Operational-demand | 7.2872 | NA
VIC | TSTS | Templestowe (Jemena) 66 kV | Jemena | Shoulder | Non-coincident | 2025 | BASEYEARPOE90 | Operational-demand | 11.8203 | NA
VIC | TSTS | Templestowe (Jemena) 66 kV | Jemena | Shoulder | Non-coincident | 2025 | BASEYEARPOE50 | Operational-demand | 12.9369 | NA
VIC | TSTS | Templestowe (Jemena) 66 kV | Jemena | Shoulder | Coincident_unreconciled | 2026 | POE50 | Operational-demand | 12.7056 | NA
VIC | TSTS | Templestowe (Jemena) 66 kV | Jemena | Shoulder | Coincident_unreconciled | 2026 | POE90 | Operational-demand | 11.6422 | NA
VIC | TSTS | Templestowe (Jemena) 66 kV | Jemena | Shoulder | Non-coincident | 2026 | POE50 | Operational-demand | 12.2223 | NA
VIC | TSTS | Templestowe (Jemena) 66 kV | Jemena | Shoulder | Non-coincident | 2026 | POE90 | Operational-demand | 11.1993 | NA
VIC | TSTS | Templestowe (Jemena) 66 kV | Jemena | Shoulder | Coincident_unreconciled | 2027 | POE50 | Operational-demand | 11.997 | NA
VIC | TSTS | Templestowe (Jemena) 66 kV | Jemena | Shoulder | Coincident_unreconciled | 2027 | POE90 | Operational-demand | 10.9299 | NA
VIC | TSTS | Templestowe (Jemena) 66 kV | Jemena | Shoulder | Non-coincident | 2027 | POE50 | Operational-demand | 11.5406 | NA
VIC | TSTS | Templestowe (Jemena) 66 kV | Jemena | Shoulder | Non-coincident | 2027 | POE90 | Operational-demand | 10.5141 | NA
VIC | TSTS | Templestowe (Jemena) 66 kV | Jemena | Shoulder | Coincident_unreconciled | 2028 | POE50 | Operational-demand | 11.2815 | NA
VIC | TSTS | Templestowe (Jemena) 66 kV | Jemena | Shoulder | Coincident_unreconciled | 2028 | POE90 | Operational-demand | 10.2102 | NA
VIC | TSTS | Templestowe (Jemena) 66 kV | Jemena | Shoulder | Non-coincident | 2028 | POE50 | Operational-demand | 10.8523 | NA
VIC | TSTS | Templestowe (Jemena) 66 kV | Jemena | Shoulder | Non-coincident | 2028 | POE90 | Operational-demand | 9.8218 | NA
VIC | TSTS | Templestowe (Jemena) 66 kV | Jemena | Shoulder | Coincident_unreconciled | 2029 | POE50 | Operational-demand | 10.6269 | NA
VIC | TSTS | Templestowe (Jemena) 66 kV | Jemena | Shoulder | Coincident_unreconciled | 2029 | POE90 | Operational-demand | 9.5514 | NA
VIC | TSTS | Templestowe (Jemena) 66 kV | Jemena | Shoulder | Non-coincident | 2029 | POE50 | Operational-demand | 10.2226 | NA
VIC | TSTS | Templestowe (Jemena) 66 kV | Jemena | Shoulder | Non-coincident | 2029 | POE90 | Operational-demand | 9.188 | NA
VIC | TSTS | Templestowe (Jemena) 66 kV | Jemena | Shoulder | Coincident_unreconciled | 2030 | POE50 | Operational-demand | 10.0034 | NA
VIC | TSTS | Templestowe (Jemena) 66 kV | Jemena | Shoulder | Coincident_unreconciled | 2030 | POE90 | Operational-demand | 8.9237 | NA
VIC | TSTS | Templestowe (Jemena) 66 kV | Jemena | Shoulder | Non-coincident | 2030 | POE50 | Operational-demand | 9.6229 | NA
VIC | TSTS | Templestowe (Jemena) 66 kV | Jemena | Shoulder | Non-coincident | 2030 | POE90 | Operational-demand | 8.5842 | NA
VIC | TSTS | Templestowe (Jemena) 66 kV | Jemena | Shoulder | Coincident_unreconciled | 2031 | POE50 | Operational-demand | 9.377 | NA
VIC | TSTS | Templestowe (Jemena) 66 kV | Jemena | Shoulder | Coincident_unreconciled | 2031 | POE90 | Operational-demand | 8.2931 | NA
VIC | TSTS | Templestowe (Jemena) 66 kV | Jemena | Shoulder | Non-coincident | 2031 | POE50 | Operational-demand | 9.0203 | NA
VIC | TSTS | Templestowe (Jemena) 66 kV | Jemena | Shoulder | Non-coincident | 2031 | POE90 | Operational-demand | 7.9776 | NA
VIC | TSTS | Templestowe (Jemena) 66 kV | Jemena | Shoulder | Coincident_unreconciled | 2032 | POE50 | Operational-demand | 8.9172 | NA
VIC | TSTS | Templestowe (Jemena) 66 kV | Jemena | Shoulder | Coincident_unreconciled | 2032 | POE90 | Operational-demand | 7.8291 | NA
VIC | TSTS | Templestowe (Jemena) 66 kV | Jemena | Shoulder | Non-coincident | 2032 | POE50 | Operational-demand | 8.578 | NA
VIC | TSTS | Templestowe (Jemena) 66 kV | Jemena | Shoulder | Non-coincident | 2032 | POE90 | Operational-demand | 7.5313 | NA
VIC | TSTS | Templestowe (Jemena) 66 kV | Jemena | Shoulder | Coincident_unreconciled | 2033 | POE50 | Operational-demand | 8.5945 | NA
VIC | TSTS | Templestowe (Jemena) 66 kV | Jemena | Shoulder | Coincident_unreconciled | 2033 | POE90 | Operational-demand | 7.5022 | NA
VIC | TSTS | Templestowe (Jemena) 66 kV | Jemena | Shoulder | Non-coincident | 2033 | POE50 | Operational-demand | 8.2676 | NA
VIC | TSTS | Templestowe (Jemena) 66 kV | Jemena | Shoulder | Non-coincident | 2033 | POE90 | Operational-demand | 7.2168 | NA
VIC | TSTS | Templestowe (Jemena) 66 kV | Jemena | Shoulder | Coincident_unreconciled | 2034 | POE50 | Operational-demand | 8.2902 | NA
VIC | TSTS | Templestowe (Jemena) 66 kV | Jemena | Shoulder | Coincident_unreconciled | 2034 | POE90 | Operational-demand | 7.1936 | NA
VIC | TSTS | Templestowe (Jemena) 66 kV | Jemena | Shoulder | Non-coincident | 2034 | POE50 | Operational-demand | 7.9748 | NA
VIC | TSTS | Templestowe (Jemena) 66 kV | Jemena | Shoulder | Non-coincident | 2034 | POE90 | Operational-demand | 6.9199 | NA
VIC | TSTS | Templestowe (Jemena) 66 kV | Jemena | Shoulder | Coincident_unreconciled | 2035 | POE50 | Operational-demand | 7.9452 | NA
VIC | TSTS | Templestowe (Jemena) 66 kV | Jemena | Shoulder | Coincident_unreconciled | 2035 | POE90 | Operational-demand | 6.8443 | NA
VIC | TSTS | Templestowe (Jemena) 66 kV | Jemena | Shoulder | Non-coincident | 2035 | POE50 | Operational-demand | 7.6429 | NA
VIC | TSTS | Templestowe (Jemena) 66 kV | Jemena | Shoulder | Non-coincident | 2035 | POE90 | Operational-demand | 6.5839 | NA
VIC | TSTS | Templestowe (Jemena) 66 kV | Jemena | Summer | Coincident | 2019 | ACTUAL_OPG | Operational-demand | 17.2377 | 82.7377
VIC | TSTS | Templestowe (Jemena) 66 kV | Jemena | Summer | Coincident | 2019 | ACTUAL_RAW | Operational-demand | 17.2377 | 82.7377
VIC | TSTS | Templestowe (Jemena) 66 kV | Jemena | Summer | Non-coincident | 2019 | ACTUAL_RAW | Operational-demand | 16.8425 | 83.5147
VIC | TSTS | Templestowe (Jemena) 66 kV | Jemena | Summer | Non-coincident | 2019 | ACTUAL_OPG | Operational-demand | 16.8425 | 83.5147
VIC | TSTS | Templestowe (Jemena) 66 kV | Jemena | Summer | Non-coincident | 2019 | ACTUAL_ADJUSTEDOPG | Operational-demand | 16.8425 | 83.5147
VIC | TSTS | Templestowe (Jemena) 66 kV | Jemena | Summer | Coincident | 2020 | ACTUAL_OPG | Operational-demand | 19.4676 | 93.3739
VIC | TSTS | Templestowe (Jemena) 66 kV | Jemena | Summer | Coincident | 2020 | ACTUAL_RAW | Operational-demand | 19.4676 | 93.3739
VIC | TSTS | Templestowe (Jemena) 66 kV | Jemena | Summer | Non-coincident | 2020 | ACTUAL_RAW | Operational-demand | 12.9867 | 93.3739
VIC | TSTS | Templestowe (Jemena) 66 kV | Jemena | Summer | Non-coincident | 2020 | ACTUAL_OPG | Operational-demand | 12.9867 | 93.3739
VIC | TSTS | Templestowe (Jemena) 66 kV | Jemena | Summer | Non-coincident | 2020 | ACTUAL_ADJUSTEDOPG | Operational-demand | 12.9867 | 93.3739
VIC | TSTS | Templestowe (Jemena) 66 kV | Jemena | Summer | Coincident | 2021 | ACTUAL_OPG | Operational-demand | 16.9461 | 67.1575
VIC | TSTS | Templestowe (Jemena) 66 kV | Jemena | Summer | Coincident | 2021 | ACTUAL_RAW | Operational-demand | 16.9461 | 67.1575
VIC | TSTS | Templestowe (Jemena) 66 kV | Jemena | Summer | Non-coincident | 2021 | ACTUAL_RAW | Operational-demand | 10.0618 | 101.4213
VIC | TSTS | Templestowe (Jemena) 66 kV | Jemena | Summer | Non-coincident | 2021 | ACTUAL_OPG | Operational-demand | 10.0618 | 101.4213
VIC | TSTS | Templestowe (Jemena) 66 kV | Jemena | Summer | Non-coincident | 2021 | ACTUAL_ADJUSTEDOPG | Operational-demand | 10.0618 | 101.4213
VIC | TSTS | Templestowe (Jemena) 66 kV | Jemena | Summer | Coincident | 2022 | ACTUAL_OPG | Operational-demand | 16.8578 | 75.07
VIC | TSTS | Templestowe (Jemena) 66 kV | Jemena | Summer | Coincident | 2022 | ACTUAL_RAW | Operational-demand | 16.8578 | 75.07
VIC | TSTS | Templestowe (Jemena) 66 kV | Jemena | Summer | Non-coincident | 2022 | ACTUAL_RAW | Operational-demand | 15.059 | 79.1342
VIC | TSTS | Templestowe (Jemena) 66 kV | Jemena | Summer | Non-coincident | 2022 | ACTUAL_OPG | Operational-demand | 15.059 | 79.1342
VIC | TSTS | Templestowe (Jemena) 66 kV | Jemena | Summer | Non-coincident | 2022 | ACTUAL_ADJUSTEDOPG | Operational-demand | 15.059 | 79.1342
VIC | TSTS | Templestowe (Jemena) 66 kV | Jemena | Summer | Coincident | 2023 | ACTUAL_OPG | Operational-demand | 9.3464 | 44.4121
VIC | TSTS | Templestowe (Jemena) 66 kV | Jemena | Summer | Coincident | 2023 | ACTUAL_RAW | Operational-demand | 9.3464 | 44.4121
VIC | TSTS | Templestowe (Jemena) 66 kV | Jemena | Summer | Non-coincident | 2023 | ACTUAL_RAW | Operational-demand | 9.2026 | 47.5557
VIC | TSTS | Templestowe (Jemena) 66 kV | Jemena | Summer | Non-coincident | 2023 | ACTUAL_OPG | Operational-demand | 9.2026 | 47.5557
VIC | TSTS | Templestowe (Jemena) 66 kV | Jemena | Summer | Non-coincident | 2023 | ACTUAL_ADJUSTEDOPG | Operational-demand | 9.2026 | 47.5557
VIC | TSTS | Templestowe (Jemena) 66 kV | Jemena | Summer | Coincident | 2024 | ACTUAL_OPG | Operational-demand | 6.2469 | 50.3478
VIC | TSTS | Templestowe (Jemena) 66 kV | Jemena | Summer | Coincident | 2024 | ACTUAL_RAW | Operational-demand | 6.2469 | 50.3478
VIC | TSTS | Templestowe (Jemena) 66 kV | Jemena | Summer | Non-coincident | 2024 | ACTUAL_RAW | Operational-demand | 6.1426 | 50.3478
VIC | TSTS | Templestowe (Jemena) 66 kV | Jemena | Summer | Non-coincident | 2024 | ACTUAL_OPG | Operational-demand | 6.1426 | 50.3478
VIC | TSTS | Templestowe (Jemena) 66 kV | Jemena | Summer | Non-coincident | 2024 | ACTUAL_ADJUSTEDOPG | Operational-demand | 6.1426 | 50.3478
VIC | TSTS | Templestowe (Jemena) 66 kV | Jemena | Summer | Coincident | 2025 | ACTUAL_OPG | Operational-demand | 5.4537 | 48.3133
VIC | TSTS | Templestowe (Jemena) 66 kV | Jemena | Summer | Coincident | 2025 | ACTUAL_RAW | Operational-demand | 5.4537 | 48.3133
VIC | TSTS | Templestowe (Jemena) 66 kV | Jemena | Summer | Non-coincident | 2025 | ACTUAL_RAW | Operational-demand | 5.3601 | 52.4739
VIC | TSTS | Templestowe (Jemena) 66 kV | Jemena | Summer | Non-coincident | 2025 | ACTUAL_OPG | Operational-demand | 5.3601 | 52.4739
VIC | TSTS | Templestowe (Jemena) 66 kV | Jemena | Summer | Non-coincident | 2025 | ACTUAL_ADJUSTEDOPG | Operational-demand | 5.3601 | 52.4739
VIC | TSTS | Templestowe (Jemena) 66 kV | Jemena | Summer | Non-coincident | 2025 | BASEYEARPOE90 | Operational-demand | 4.092 | NA
VIC | TSTS | Templestowe (Jemena) 66 kV | Jemena | Summer | Non-coincident | 2025 | BASEYEARPOE50 | Operational-demand | 5.3635 | 75.0333
VIC | TSTS | Templestowe (Jemena) 66 kV | Jemena | Summer | Coincident_unreconciled | 2026 | POE50 | Operational-demand | 5.3913 | NA
VIC | TSTS | Templestowe (Jemena) 66 kV | Jemena | Summer | Coincident_unreconciled | 2026 | POE90 | Operational-demand | 4.4112 | NA
VIC | TSTS | Templestowe (Jemena) 66 kV | Jemena | Summer | Non-coincident | 2026 | POE50 | Operational-demand | 4.8401 | 76.5098
VIC | TSTS | Templestowe (Jemena) 66 kV | Jemena | Summer | Non-coincident | 2026 | POE90 | Operational-demand | 3.4863 | NA
VIC | TSTS | Templestowe (Jemena) 66 kV | Jemena | Summer | Coincident_unreconciled | 2027 | POE50 | Operational-demand | 4.6599 | NA
VIC | TSTS | Templestowe (Jemena) 66 kV | Jemena | Summer | Coincident_unreconciled | 2027 | POE90 | Operational-demand | 3.6764 | NA
VIC | TSTS | Templestowe (Jemena) 66 kV | Jemena | Summer | Non-coincident | 2027 | POE50 | Operational-demand | 4.2125 | 76.979
VIC | TSTS | Templestowe (Jemena) 66 kV | Jemena | Summer | Non-coincident | 2027 | POE90 | Operational-demand | 2.854 | NA
VIC | TSTS | Templestowe (Jemena) 66 kV | Jemena | Summer | Coincident_unreconciled | 2028 | POE50 | Operational-demand | 3.9206 | NA
VIC | TSTS | Templestowe (Jemena) 66 kV | Jemena | Summer | Coincident_unreconciled | 2028 | POE90 | Operational-demand | 2.9332 | NA
VIC | TSTS | Templestowe (Jemena) 66 kV | Jemena | Summer | Non-coincident | 2028 | POE50 | Operational-demand | 3.5813 | 77.1652
VIC | TSTS | Templestowe (Jemena) 66 kV | Jemena | Summer | Non-coincident | 2028 | POE90 | Operational-demand | 2.2174 | NA
VIC | TSTS | Templestowe (Jemena) 66 kV | Jemena | Summer | Coincident_unreconciled | 2029 | POE50 | Operational-demand | 3.2448 | NA
VIC | TSTS | Templestowe (Jemena) 66 kV | Jemena | Summer | Coincident_unreconciled | 2029 | POE90 | Operational-demand | 2.2535 | NA
VIC | TSTS | Templestowe (Jemena) 66 kV | Jemena | Summer | Non-coincident | 2029 | POE50 | Operational-demand | 3.0078 | 77.3754
VIC | TSTS | Templestowe (Jemena) 66 kV | Jemena | Summer | Non-coincident | 2029 | POE90 | Operational-demand | 1.6385 | NA
VIC | TSTS | Templestowe (Jemena) 66 kV | Jemena | Summer | Coincident_unreconciled | 2030 | POE50 | Operational-demand | 2.5973 | NA
VIC | TSTS | Templestowe (Jemena) 66 kV | Jemena | Summer | Coincident_unreconciled | 2030 | POE90 | Operational-demand | 1.6022 | NA
VIC | TSTS | Templestowe (Jemena) 66 kV | Jemena | Summer | Non-coincident | 2030 | POE50 | Operational-demand | 2.4641 | 77.6077
VIC | TSTS | Templestowe (Jemena) 66 kV | Jemena | Summer | Non-coincident | 2030 | POE90 | Operational-demand | 1.0896 | NA
VIC | TSTS | Templestowe (Jemena) 66 kV | Jemena | Summer | Coincident_unreconciled | 2031 | POE50 | Operational-demand | 1.9455 | NA
VIC | TSTS | Templestowe (Jemena) 66 kV | Jemena | Summer | Coincident_unreconciled | 2031 | POE90 | Operational-demand | 0.94656 | NA
VIC | TSTS | Templestowe (Jemena) 66 kV | Jemena | Summer | Non-coincident | 2031 | POE50 | Operational-demand | 1.9126 | 77.8465
VIC | TSTS | Templestowe (Jemena) 66 kV | Jemena | Summer | Non-coincident | 2031 | POE90 | Operational-demand | 0.54064 | NA
VIC | TSTS | Templestowe (Jemena) 66 kV | Jemena | Summer | Coincident_unreconciled | 2032 | POE50 | Operational-demand | 1.467 | NA
VIC | TSTS | Templestowe (Jemena) 66 kV | Jemena | Summer | Coincident_unreconciled | 2032 | POE90 | Operational-demand | 0.46422 | NA
VIC | TSTS | Templestowe (Jemena) 66 kV | Jemena | Summer | Non-coincident | 2032 | POE50 | Operational-demand | 1.4422 | 78.1278
VIC | TSTS | Templestowe (Jemena) 66 kV | Jemena | Summer | Non-coincident | 2032 | POE90 | Operational-demand | 0.14446 | NA
VIC | TSTS | Templestowe (Jemena) 66 kV | Jemena | Summer | Coincident_unreconciled | 2033 | POE50 | Operational-demand | 1.1246 | NA
VIC | TSTS | Templestowe (Jemena) 66 kV | Jemena | Summer | Coincident_unreconciled | 2033 | POE90 | Operational-demand | 0.11789 | NA
VIC | TSTS | Templestowe (Jemena) 66 kV | Jemena | Summer | Non-coincident | 2033 | POE50 | Operational-demand | 1.1056 | 78.4422
VIC | TSTS | Templestowe (Jemena) 66 kV | Jemena | Summer | Non-coincident | 2033 | POE90 | Operational-demand | -0.13193 | NA
VIC | TSTS | Templestowe (Jemena) 66 kV | Jemena | Summer | Coincident_unreconciled | 2034 | POE50 | Operational-demand | 0.79905 | NA
VIC | TSTS | Templestowe (Jemena) 66 kV | Jemena | Summer | Coincident_unreconciled | 2034 | POE90 | Operational-demand | -0.20445 | NA
VIC | TSTS | Templestowe (Jemena) 66 kV | Jemena | Summer | Non-coincident | 2034 | POE50 | Operational-demand | 0.78552 | 78.7611
VIC | TSTS | Templestowe (Jemena) 66 kV | Jemena | Summer | Non-coincident | 2034 | POE90 | Operational-demand | -0.39241 | NA
VIC | TSTS | Templestowe (Jemena) 66 kV | Jemena | Summer | Coincident_unreconciled | 2035 | POE50 | Operational-demand | 0.43339 | NA
VIC | TSTS | Templestowe (Jemena) 66 kV | Jemena | Summer | Coincident_unreconciled | 2035 | POE90 | Operational-demand | -0.56152 | NA
VIC | TSTS | Templestowe (Jemena) 66 kV | Jemena | Summer | Non-coincident | 2035 | POE50 | Operational-demand | 0.42606 | 79.0735
VIC | TSTS | Templestowe (Jemena) 66 kV | Jemena | Summer | Non-coincident | 2035 | POE90 | Operational-demand | -0.68613 | NA
VIC | TSTS | Templestowe (Jemena) 66 kV | Jemena | Summer | Non-coincident | 2025 | BASEYEARPOE10 | Operational-demand | NA | 86.295
VIC | TSTS | Templestowe (Jemena) 66 kV | Jemena | Summer | Coincident | 2026 | POE10 | Operational-demand | NA | 79.0354
VIC | TSTS | Templestowe (Jemena) 66 kV | Jemena | Summer | Coincident | 2026 | POE50 | Operational-demand | NA | 70.3618
VIC | TSTS | Templestowe (Jemena) 66 kV | Jemena | Summer | Non-coincident | 2026 | POE10 | Operational-demand | NA | 88.5844
VIC | TSTS | Templestowe (Jemena) 66 kV | Jemena | Summer | Coincident | 2027 | POE10 | Operational-demand | NA | 77.3983
VIC | TSTS | Templestowe (Jemena) 66 kV | Jemena | Summer | Coincident | 2027 | POE50 | Operational-demand | NA | 68.4629
VIC | TSTS | Templestowe (Jemena) 66 kV | Jemena | Summer | Non-coincident | 2027 | POE10 | Operational-demand | NA | 89.0956
VIC | TSTS | Templestowe (Jemena) 66 kV | Jemena | Summer | Coincident | 2028 | POE10 | Operational-demand | NA | 75.7386
VIC | TSTS | Templestowe (Jemena) 66 kV | Jemena | Summer | Coincident | 2028 | POE50 | Operational-demand | NA | 66.4803
VIC | TSTS | Templestowe (Jemena) 66 kV | Jemena | Summer | Non-coincident | 2028 | POE10 | Operational-demand | NA | 89.3292
VIC | TSTS | Templestowe (Jemena) 66 kV | Jemena | Summer | Coincident | 2029 | POE10 | Operational-demand | NA | 74.6018
VIC | TSTS | Templestowe (Jemena) 66 kV | Jemena | Summer | Coincident | 2029 | POE50 | Operational-demand | NA | 65.5131
VIC | TSTS | Templestowe (Jemena) 66 kV | Jemena | Summer | Non-coincident | 2029 | POE10 | Operational-demand | NA | 89.5869
VIC | TSTS | Templestowe (Jemena) 66 kV | Jemena | Summer | Coincident | 2030 | POE10 | Operational-demand | NA | 73.7341
VIC | TSTS | Templestowe (Jemena) 66 kV | Jemena | Summer | Coincident | 2030 | POE50 | Operational-demand | NA | 64.5418
VIC | TSTS | Templestowe (Jemena) 66 kV | Jemena | Summer | Non-coincident | 2030 | POE10 | Operational-demand | NA | 89.8667
VIC | TSTS | Templestowe (Jemena) 66 kV | Jemena | Summer | Coincident | 2031 | POE10 | Operational-demand | NA | 72.0926
VIC | TSTS | Templestowe (Jemena) 66 kV | Jemena | Summer | Coincident | 2031 | POE50 | Operational-demand | NA | 63.4039
VIC | TSTS | Templestowe (Jemena) 66 kV | Jemena | Summer | Non-coincident | 2031 | POE10 | Operational-demand | NA | 90.153
VIC | TSTS | Templestowe (Jemena) 66 kV | Jemena | Summer | Coincident | 2032 | POE10 | Operational-demand | NA | 70.1947
VIC | TSTS | Templestowe (Jemena) 66 kV | Jemena | Summer | Coincident | 2032 | POE50 | Operational-demand | NA | 61.6067
VIC | TSTS | Templestowe (Jemena) 66 kV | Jemena | Summer | Non-coincident | 2032 | POE10 | Operational-demand | NA | 90.4821
VIC | TSTS | Templestowe (Jemena) 66 kV | Jemena | Summer | Coincident | 2033 | POE10 | Operational-demand | NA | 68.8255
VIC | TSTS | Templestowe (Jemena) 66 kV | Jemena | Summer | Coincident | 2033 | POE50 | Operational-demand | NA | 59.8408
VIC | TSTS | Templestowe (Jemena) 66 kV | Jemena | Summer | Non-coincident | 2033 | POE10 | Operational-demand | NA | 90.8448
VIC | TSTS | Templestowe (Jemena) 66 kV | Jemena | Summer | Coincident | 2034 | POE10 | Operational-demand | NA | 68.3863
VIC | TSTS | Templestowe (Jemena) 66 kV | Jemena | Summer | Coincident | 2034 | POE50 | Operational-demand | NA | 59.5184
VIC | TSTS | Templestowe (Jemena) 66 kV | Jemena | Summer | Non-coincident | 2034 | POE10 | Operational-demand | NA | 91.212
VIC | TSTS | Templestowe (Jemena) 66 kV | Jemena | Summer | Coincident | 2035 | POE10 | Operational-demand | NA | 68.2343
VIC | TSTS | Templestowe (Jemena) 66 kV | Jemena | Summer | Coincident | 2035 | POE50 | Operational-demand | NA | 59.3924
VIC | TSTS | Templestowe (Jemena) 66 kV | Jemena | Summer | Non-coincident | 2035 | POE10 | Operational-demand | NA | 91.5727
VIC | TSTS | Templestowe (Jemena) 66 kV | Jemena | Winter | Coincident | 2018 | ACTUAL_OPG | Operational-demand | NA | 54.1711
VIC | TSTS | Templestowe (Jemena) 66 kV | Jemena | Winter | Coincident | 2018 | ACTUAL_RAW | Operational-demand | NA | 54.1711
VIC | TSTS | Templestowe (Jemena) 66 kV | Jemena | Winter | Non-coincident | 2018 | ACTUAL_RAW | Operational-demand | NA | 64.8902
VIC | TSTS | Templestowe (Jemena) 66 kV | Jemena | Winter | Non-coincident | 2018 | ACTUAL_OPG | Operational-demand | NA | 64.8902
VIC | TSTS | Templestowe (Jemena) 66 kV | Jemena | Winter | Non-coincident | 2018 | ACTUAL_ADJUSTEDOPG | Operational-demand | NA | 64.8902
VIC | TSTS | Templestowe (Jemena) 66 kV | Jemena | Winter | Coincident | 2019 | ACTUAL_OPG | Operational-demand | NA | 58.0858
VIC | TSTS | Templestowe (Jemena) 66 kV | Jemena | Winter | Coincident | 2019 | ACTUAL_RAW | Operational-demand | NA | 58.0858
VIC | TSTS | Templestowe (Jemena) 66 kV | Jemena | Winter | Non-coincident | 2019 | ACTUAL_RAW | Operational-demand | NA | 58.8083
VIC | TSTS | Templestowe (Jemena) 66 kV | Jemena | Winter | Non-coincident | 2019 | ACTUAL_OPG | Operational-demand | NA | 58.8083
VIC | TSTS | Templestowe (Jemena) 66 kV | Jemena | Winter | Non-coincident | 2019 | ACTUAL_ADJUSTEDOPG | Operational-demand | NA | 58.8083
VIC | TSTS | Templestowe (Jemena) 66 kV | Jemena | Winter | Coincident | 2020 | ACTUAL_OPG | Operational-demand | NA | 61.7956
VIC | TSTS | Templestowe (Jemena) 66 kV | Jemena | Winter | Coincident | 2020 | ACTUAL_RAW | Operational-demand | NA | 61.7956
VIC | TSTS | Templestowe (Jemena) 66 kV | Jemena | Winter | Non-coincident | 2020 | ACTUAL_RAW | Operational-demand | NA | 61.7956
VIC | TSTS | Templestowe (Jemena) 66 kV | Jemena | Winter | Non-coincident | 2020 | ACTUAL_OPG | Operational-demand | NA | 61.7956
VIC | TSTS | Templestowe (Jemena) 66 kV | Jemena | Winter | Non-coincident | 2020 | ACTUAL_ADJUSTEDOPG | Operational-demand | NA | 61.7956
VIC | TSTS | Templestowe (Jemena) 66 kV | Jemena | Winter | Coincident | 2021 | ACTUAL_OPG | Operational-demand | NA | 61.8831
VIC | TSTS | Templestowe (Jemena) 66 kV | Jemena | Winter | Coincident | 2021 | ACTUAL_RAW | Operational-demand | NA | 61.8831
VIC | TSTS | Templestowe (Jemena) 66 kV | Jemena | Winter | Non-coincident | 2021 | ACTUAL_RAW | Operational-demand | NA | 90.2143
VIC | TSTS | Templestowe (Jemena) 66 kV | Jemena | Winter | Non-coincident | 2021 | ACTUAL_OPG | Operational-demand | NA | 90.2143
VIC | TSTS | Templestowe (Jemena) 66 kV | Jemena | Winter | Non-coincident | 2021 | ACTUAL_ADJUSTEDOPG | Operational-demand | NA | 90.2143
VIC | TSTS | Templestowe (Jemena) 66 kV | Jemena | Winter | Coincident | 2022 | ACTUAL_OPG | Operational-demand | NA | 34.7758
VIC | TSTS | Templestowe (Jemena) 66 kV | Jemena | Winter | Coincident | 2022 | ACTUAL_RAW | Operational-demand | NA | 34.7758
VIC | TSTS | Templestowe (Jemena) 66 kV | Jemena | Winter | Non-coincident | 2022 | ACTUAL_RAW | Operational-demand | NA | 36.9294
VIC | TSTS | Templestowe (Jemena) 66 kV | Jemena | Winter | Non-coincident | 2022 | ACTUAL_OPG | Operational-demand | NA | 36.9294
VIC | TSTS | Templestowe (Jemena) 66 kV | Jemena | Winter | Non-coincident | 2022 | ACTUAL_ADJUSTEDOPG | Operational-demand | NA | 36.9294
VIC | TSTS | Templestowe (Jemena) 66 kV | Jemena | Winter | Coincident | 2023 | ACTUAL_OPG | Operational-demand | NA | 34.2164
VIC | TSTS | Templestowe (Jemena) 66 kV | Jemena | Winter | Coincident | 2023 | ACTUAL_RAW | Operational-demand | NA | 34.2164
VIC | TSTS | Templestowe (Jemena) 66 kV | Jemena | Winter | Non-coincident | 2023 | ACTUAL_RAW | Operational-demand | NA | 36.1552
VIC | TSTS | Templestowe (Jemena) 66 kV | Jemena | Winter | Non-coincident | 2023 | ACTUAL_OPG | Operational-demand | NA | 36.1552
VIC | TSTS | Templestowe (Jemena) 66 kV | Jemena | Winter | Non-coincident | 2023 | ACTUAL_ADJUSTEDOPG | Operational-demand | NA | 36.1552
VIC | TSTS | Templestowe (Jemena) 66 kV | Jemena | Winter | Coincident | 2024 | ACTUAL_OPG | Operational-demand | NA | 37.776
VIC | TSTS | Templestowe (Jemena) 66 kV | Jemena | Winter | Coincident | 2024 | ACTUAL_RAW | Operational-demand | NA | 37.776
VIC | TSTS | Templestowe (Jemena) 66 kV | Jemena | Winter | Non-coincident | 2024 | ACTUAL_RAW | Operational-demand | NA | 39.3919
VIC | TSTS | Templestowe (Jemena) 66 kV | Jemena | Winter | Non-coincident | 2024 | ACTUAL_OPG | Operational-demand | NA | 39.3919
VIC | TSTS | Templestowe (Jemena) 66 kV | Jemena | Winter | Non-coincident | 2024 | ACTUAL_ADJUSTEDOPG | Operational-demand | NA | 39.3919
VIC | TSTS | Templestowe (Jemena) 66 kV | Jemena | Winter | Coincident | 2025 | POE10 | Operational-demand | NA | 63.3195
VIC | TSTS | Templestowe (Jemena) 66 kV | Jemena | Winter | Coincident | 2025 | POE50 | Operational-demand | NA | 61.7123
VIC | TSTS | Templestowe (Jemena) 66 kV | Jemena | Winter | Non-coincident | 2025 | ACTUAL_RAW | Operational-demand | NA | 40.7053
VIC | TSTS | Templestowe (Jemena) 66 kV | Jemena | Winter | Non-coincident | 2025 | ACTUAL_ADJUSTEDOPG | Operational-demand | NA | 40.7053
VIC | TSTS | Templestowe (Jemena) 66 kV | Jemena | Winter | Non-coincident | 2025 | BASEYEARPOE50 | Operational-demand | NA | 91.2303
VIC | TSTS | Templestowe (Jemena) 66 kV | Jemena | Winter | Non-coincident | 2025 | BASEYEARPOE10 | Operational-demand | NA | 95.5146
VIC | TSTS | Templestowe (Jemena) 66 kV | Jemena | Winter | Non-coincident | 2025 | POE10 | Operational-demand | NA | 95.4399
VIC | TSTS | Templestowe (Jemena) 66 kV | Jemena | Winter | Non-coincident | 2025 | POE50 | Operational-demand | NA | 91.9197
VIC | TSTS | Templestowe (Jemena) 66 kV | Jemena | Winter | Coincident | 2026 | POE10 | Operational-demand | NA | 62.678
VIC | TSTS | Templestowe (Jemena) 66 kV | Jemena | Winter | Coincident | 2026 | POE50 | Operational-demand | NA | 61.0236
VIC | TSTS | Templestowe (Jemena) 66 kV | Jemena | Winter | Non-coincident | 2026 | POE10 | Operational-demand | NA | 97.2583
VIC | TSTS | Templestowe (Jemena) 66 kV | Jemena | Winter | Non-coincident | 2026 | POE50 | Operational-demand | NA | 93.7278
VIC | TSTS | Templestowe (Jemena) 66 kV | Jemena | Winter | Coincident | 2027 | POE10 | Operational-demand | NA | 60.9314
VIC | TSTS | Templestowe (Jemena) 66 kV | Jemena | Winter | Coincident | 2027 | POE50 | Operational-demand | NA | 59.1814
VIC | TSTS | Templestowe (Jemena) 66 kV | Jemena | Winter | Non-coincident | 2027 | POE10 | Operational-demand | NA | 97.8111
VIC | TSTS | Templestowe (Jemena) 66 kV | Jemena | Winter | Non-coincident | 2027 | POE50 | Operational-demand | NA | 94.2668
VIC | TSTS | Templestowe (Jemena) 66 kV | Jemena | Winter | Coincident | 2028 | POE10 | Operational-demand | NA | 60.0296
VIC | TSTS | Templestowe (Jemena) 66 kV | Jemena | Winter | Coincident | 2028 | POE50 | Operational-demand | NA | 58.353
VIC | TSTS | Templestowe (Jemena) 66 kV | Jemena | Winter | Non-coincident | 2028 | POE10 | Operational-demand | NA | 98.0742
VIC | TSTS | Templestowe (Jemena) 66 kV | Jemena | Winter | Non-coincident | 2028 | POE50 | Operational-demand | NA | 94.516
VIC | TSTS | Templestowe (Jemena) 66 kV | Jemena | Winter | Coincident | 2029 | POE10 | Operational-demand | NA | 59.5807
VIC | TSTS | Templestowe (Jemena) 66 kV | Jemena | Winter | Coincident | 2029 | POE50 | Operational-demand | NA | 57.9382
VIC | TSTS | Templestowe (Jemena) 66 kV | Jemena | Winter | Non-coincident | 2029 | POE10 | Operational-demand | NA | 98.3572
VIC | TSTS | Templestowe (Jemena) 66 kV | Jemena | Winter | Non-coincident | 2029 | POE50 | Operational-demand | NA | 94.7851
VIC | TSTS | Templestowe (Jemena) 66 kV | Jemena | Winter | Coincident | 2030 | POE10 | Operational-demand | NA | 59.0416
VIC | TSTS | Templestowe (Jemena) 66 kV | Jemena | Winter | Coincident | 2030 | POE50 | Operational-demand | NA | 57.4032
VIC | TSTS | Templestowe (Jemena) 66 kV | Jemena | Winter | Non-coincident | 2030 | POE10 | Operational-demand | NA | 98.6647
VIC | TSTS | Templestowe (Jemena) 66 kV | Jemena | Winter | Non-coincident | 2030 | POE50 | Operational-demand | NA | 95.0788
VIC | TSTS | Templestowe (Jemena) 66 kV | Jemena | Winter | Coincident | 2031 | POE10 | Operational-demand | NA | 58.6015
VIC | TSTS | Templestowe (Jemena) 66 kV | Jemena | Winter | Coincident | 2031 | POE50 | Operational-demand | NA | 56.9792
VIC | TSTS | Templestowe (Jemena) 66 kV | Jemena | Winter | Non-coincident | 2031 | POE10 | Operational-demand | NA | 98.9784
VIC | TSTS | Templestowe (Jemena) 66 kV | Jemena | Winter | Non-coincident | 2031 | POE50 | Operational-demand | NA | 95.3786
VIC | TSTS | Templestowe (Jemena) 66 kV | Jemena | Winter | Coincident | 2032 | POE10 | Operational-demand | NA | 57.6869
VIC | TSTS | Templestowe (Jemena) 66 kV | Jemena | Winter | Coincident | 2032 | POE50 | Operational-demand | NA | 55.9856
VIC | TSTS | Templestowe (Jemena) 66 kV | Jemena | Winter | Non-coincident | 2032 | POE10 | Operational-demand | NA | 99.3608
VIC | TSTS | Templestowe (Jemena) 66 kV | Jemena | Winter | Non-coincident | 2032 | POE50 | Operational-demand | NA | 95.7469
VIC | TSTS | Templestowe (Jemena) 66 kV | Jemena | Winter | Coincident | 2033 | POE10 | Operational-demand | NA | 56.5302
VIC | TSTS | Templestowe (Jemena) 66 kV | Jemena | Winter | Coincident | 2033 | POE50 | Operational-demand | NA | 54.8713
VIC | TSTS | Templestowe (Jemena) 66 kV | Jemena | Winter | Non-coincident | 2033 | POE10 | Operational-demand | NA | 99.7551
VIC | TSTS | Templestowe (Jemena) 66 kV | Jemena | Winter | Non-coincident | 2033 | POE50 | Operational-demand | NA | 96.1271
VIC | TSTS | Templestowe (Jemena) 66 kV | Jemena | Winter | Coincident | 2034 | POE10 | Operational-demand | NA | 56.3866
VIC | TSTS | Templestowe (Jemena) 66 kV | Jemena | Winter | Coincident | 2034 | POE50 | Operational-demand | NA | 54.7633
VIC | TSTS | Templestowe (Jemena) 66 kV | Jemena | Winter | Non-coincident | 2034 | POE10 | Operational-demand | NA | 100.1347
VIC | TSTS | Templestowe (Jemena) 66 kV | Jemena | Winter | Non-coincident | 2034 | POE50 | Operational-demand | NA | 96.4925
VIC | TSTS66A | Templestowe (AusNet) 66 kV | AusNet | Shoulder | Coincident | 2019 | ACTUAL_OPG | Operational-demand | 15.4365 | NA
VIC | TSTS66A | Templestowe (AusNet) 66 kV | AusNet | Shoulder | Coincident | 2019 | ACTUAL_RAW | Operational-demand | 15.4365 | NA
VIC | TSTS66A | Templestowe (AusNet) 66 kV | AusNet | Shoulder | Non-coincident | 2019 | ACTUAL_RAW | Operational-demand | 13.278 | NA
VIC | TSTS66A | Templestowe (AusNet) 66 kV | AusNet | Shoulder | Non-coincident | 2019 | ACTUAL_OPG | Operational-demand | 13.278 | NA
VIC | TSTS66A | Templestowe (AusNet) 66 kV | AusNet | Shoulder | Non-coincident | 2019 | ACTUAL_ADJUSTEDOPG | Operational-demand | 13.278 | NA
VIC | TSTS66A | Templestowe (AusNet) 66 kV | AusNet | Shoulder | Coincident | 2020 | ACTUAL_OPG | Operational-demand | 26.3102 | NA
VIC | TSTS66A | Templestowe (AusNet) 66 kV | AusNet | Shoulder | Coincident | 2020 | ACTUAL_RAW | Operational-demand | 26.3102 | NA
VIC | TSTS66A | Templestowe (AusNet) 66 kV | AusNet | Shoulder | Non-coincident | 2020 | ACTUAL_RAW | Operational-demand | 12.5586 | NA
VIC | TSTS66A | Templestowe (AusNet) 66 kV | AusNet | Shoulder | Non-coincident | 2020 | ACTUAL_OPG | Operational-demand | 12.5586 | NA
VIC | TSTS66A | Templestowe (AusNet) 66 kV | AusNet | Shoulder | Non-coincident | 2020 | ACTUAL_ADJUSTEDOPG | Operational-demand | 12.5586 | NA
VIC | TSTS66A | Templestowe (AusNet) 66 kV | AusNet | Shoulder | Coincident | 2021 | ACTUAL_OPG | Operational-demand | 15.9768 | NA
VIC | TSTS66A | Templestowe (AusNet) 66 kV | AusNet | Shoulder | Coincident | 2021 | ACTUAL_RAW | Operational-demand | 15.9768 | NA
VIC | TSTS66A | Templestowe (AusNet) 66 kV | AusNet | Shoulder | Non-coincident | 2021 | ACTUAL_RAW | Operational-demand | 10.6363 | NA
VIC | TSTS66A | Templestowe (AusNet) 66 kV | AusNet | Shoulder | Non-coincident | 2021 | ACTUAL_OPG | Operational-demand | 10.6363 | NA
VIC | TSTS66A | Templestowe (AusNet) 66 kV | AusNet | Shoulder | Non-coincident | 2021 | ACTUAL_ADJUSTEDOPG | Operational-demand | 10.6363 | NA
VIC | TSTS66A | Templestowe (AusNet) 66 kV | AusNet | Shoulder | Coincident | 2022 | ACTUAL_OPG | Operational-demand | 7.8268 | NA
VIC | TSTS66A | Templestowe (AusNet) 66 kV | AusNet | Shoulder | Coincident | 2022 | ACTUAL_RAW | Operational-demand | 7.8268 | NA
VIC | TSTS66A | Templestowe (AusNet) 66 kV | AusNet | Shoulder | Non-coincident | 2022 | ACTUAL_RAW | Operational-demand | 7.7981 | NA
VIC | TSTS66A | Templestowe (AusNet) 66 kV | AusNet | Shoulder | Non-coincident | 2022 | ACTUAL_OPG | Operational-demand | 7.7981 | NA
VIC | TSTS66A | Templestowe (AusNet) 66 kV | AusNet | Shoulder | Non-coincident | 2022 | ACTUAL_ADJUSTEDOPG | Operational-demand | 7.7981 | NA
VIC | TSTS66A | Templestowe (AusNet) 66 kV | AusNet | Shoulder | Coincident | 2023 | ACTUAL_OPG | Operational-demand | 6.5502 | NA
VIC | TSTS66A | Templestowe (AusNet) 66 kV | AusNet | Shoulder | Coincident | 2023 | ACTUAL_RAW | Operational-demand | 6.5502 | NA
VIC | TSTS66A | Templestowe (AusNet) 66 kV | AusNet | Shoulder | Non-coincident | 2023 | ACTUAL_RAW | Operational-demand | 2.2266 | NA
VIC | TSTS66A | Templestowe (AusNet) 66 kV | AusNet | Shoulder | Non-coincident | 2023 | ACTUAL_OPG | Operational-demand | 2.2266 | NA
VIC | TSTS66A | Templestowe (AusNet) 66 kV | AusNet | Shoulder | Non-coincident | 2023 | ACTUAL_ADJUSTEDOPG | Operational-demand | 2.2266 | NA
VIC | TSTS66A | Templestowe (AusNet) 66 kV | AusNet | Shoulder | Coincident | 2024 | ACTUAL_OPG | Operational-demand | -2.355 | NA
VIC | TSTS66A | Templestowe (AusNet) 66 kV | AusNet | Shoulder | Coincident | 2024 | ACTUAL_RAW | Operational-demand | -2.355 | NA
VIC | TSTS66A | Templestowe (AusNet) 66 kV | AusNet | Shoulder | Non-coincident | 2024 | ACTUAL_RAW | Operational-demand | -6.4649 | NA
VIC | TSTS66A | Templestowe (AusNet) 66 kV | AusNet | Shoulder | Non-coincident | 2024 | ACTUAL_OPG | Operational-demand | -6.4649 | NA
VIC | TSTS66A | Templestowe (AusNet) 66 kV | AusNet | Shoulder | Non-coincident | 2024 | ACTUAL_ADJUSTEDOPG | Operational-demand | -6.4649 | NA
VIC | TSTS66A | Templestowe (AusNet) 66 kV | AusNet | Shoulder | Coincident | 2025 | ACTUAL_OPG | Operational-demand | -2.0621 | NA
VIC | TSTS66A | Templestowe (AusNet) 66 kV | AusNet | Shoulder | Coincident | 2025 | ACTUAL_RAW | Operational-demand | -2.0621 | NA
VIC | TSTS66A | Templestowe (AusNet) 66 kV | AusNet | Shoulder | Non-coincident | 2025 | ACTUAL_RAW | Operational-demand | -5.4584 | NA
VIC | TSTS66A | Templestowe (AusNet) 66 kV | AusNet | Shoulder | Non-coincident | 2025 | ACTUAL_OPG | Operational-demand | -5.4584 | NA
VIC | TSTS66A | Templestowe (AusNet) 66 kV | AusNet | Shoulder | Non-coincident | 2025 | ACTUAL_ADJUSTEDOPG | Operational-demand | -5.4584 | NA
VIC | TSTS66A | Templestowe (AusNet) 66 kV | AusNet | Shoulder | Non-coincident | 2025 | BASEYEARPOE90 | Operational-demand | -16.2824 | NA
VIC | TSTS66A | Templestowe (AusNet) 66 kV | AusNet | Shoulder | Non-coincident | 2025 | BASEYEARPOE50 | Operational-demand | -14.5946 | NA
VIC | TSTS66A | Templestowe (AusNet) 66 kV | AusNet | Shoulder | Coincident_unreconciled | 2026 | POE50 | Operational-demand | -6.0741 | NA
VIC | TSTS66A | Templestowe (AusNet) 66 kV | AusNet | Shoulder | Coincident_unreconciled | 2026 | POE90 | Operational-demand | -6.5839 | NA
VIC | TSTS66A | Templestowe (AusNet) 66 kV | AusNet | Shoulder | Non-coincident | 2026 | POE50 | Operational-demand | -16.3711 | NA
VIC | TSTS66A | Templestowe (AusNet) 66 kV | AusNet | Shoulder | Non-coincident | 2026 | POE90 | Operational-demand | -17.7452 | NA
VIC | TSTS66A | Templestowe (AusNet) 66 kV | AusNet | Shoulder | Coincident_unreconciled | 2027 | POE50 | Operational-demand | -6.7032 | NA
VIC | TSTS66A | Templestowe (AusNet) 66 kV | AusNet | Shoulder | Coincident_unreconciled | 2027 | POE90 | Operational-demand | -7.214 | NA
VIC | TSTS66A | Templestowe (AusNet) 66 kV | AusNet | Shoulder | Non-coincident | 2027 | POE50 | Operational-demand | -18.0668 | NA
VIC | TSTS66A | Templestowe (AusNet) 66 kV | AusNet | Shoulder | Non-coincident | 2027 | POE90 | Operational-demand | -19.4435 | NA
VIC | TSTS66A | Templestowe (AusNet) 66 kV | AusNet | Shoulder | Coincident_unreconciled | 2028 | POE50 | Operational-demand | -7.6095 | NA
VIC | TSTS66A | Templestowe (AusNet) 66 kV | AusNet | Shoulder | Coincident_unreconciled | 2028 | POE90 | Operational-demand | -8.1214 | NA
VIC | TSTS66A | Templestowe (AusNet) 66 kV | AusNet | Shoulder | Non-coincident | 2028 | POE50 | Operational-demand | -20.5093 | NA
VIC | TSTS66A | Templestowe (AusNet) 66 kV | AusNet | Shoulder | Non-coincident | 2028 | POE90 | Operational-demand | -21.889 | NA
VIC | TSTS66A | Templestowe (AusNet) 66 kV | AusNet | Shoulder | Coincident_unreconciled | 2029 | POE50 | Operational-demand | -8.4319 | NA
VIC | TSTS66A | Templestowe (AusNet) 66 kV | AusNet | Shoulder | Coincident_unreconciled | 2029 | POE90 | Operational-demand | -8.9449 | NA
VIC | TSTS66A | Templestowe (AusNet) 66 kV | AusNet | Shoulder | Non-coincident | 2029 | POE50 | Operational-demand | -22.7258 | NA
VIC | TSTS66A | Templestowe (AusNet) 66 kV | AusNet | Shoulder | Non-coincident | 2029 | POE90 | Operational-demand | -24.1087 | NA
VIC | TSTS66A | Templestowe (AusNet) 66 kV | AusNet | Shoulder | Coincident_unreconciled | 2030 | POE50 | Operational-demand | -9.2796 | NA
VIC | TSTS66A | Templestowe (AusNet) 66 kV | AusNet | Shoulder | Coincident_unreconciled | 2030 | POE90 | Operational-demand | -9.7938 | NA
VIC | TSTS66A | Templestowe (AusNet) 66 kV | AusNet | Shoulder | Non-coincident | 2030 | POE50 | Operational-demand | -25.0105 | NA
VIC | TSTS66A | Templestowe (AusNet) 66 kV | AusNet | Shoulder | Non-coincident | 2030 | POE90 | Operational-demand | -26.3966 | NA
VIC | TSTS66A | Templestowe (AusNet) 66 kV | AusNet | Shoulder | Coincident_unreconciled | 2031 | POE50 | Operational-demand | -10.2084 | NA
VIC | TSTS66A | Templestowe (AusNet) 66 kV | AusNet | Shoulder | Coincident_unreconciled | 2031 | POE90 | Operational-demand | -10.7238 | NA
VIC | TSTS66A | Templestowe (AusNet) 66 kV | AusNet | Shoulder | Non-coincident | 2031 | POE50 | Operational-demand | -27.5141 | NA
VIC | TSTS66A | Templestowe (AusNet) 66 kV | AusNet | Shoulder | Non-coincident | 2031 | POE90 | Operational-demand | -28.9032 | NA
VIC | TSTS66A | Templestowe (AusNet) 66 kV | AusNet | Shoulder | Coincident_unreconciled | 2032 | POE50 | Operational-demand | -10.8836 | NA
VIC | TSTS66A | Templestowe (AusNet) 66 kV | AusNet | Shoulder | Coincident_unreconciled | 2032 | POE90 | Operational-demand | -11.4002 | NA
VIC | TSTS66A | Templestowe (AusNet) 66 kV | AusNet | Shoulder | Non-coincident | 2032 | POE50 | Operational-demand | -29.3339 | NA
VIC | TSTS66A | Templestowe (AusNet) 66 kV | AusNet | Shoulder | Non-coincident | 2032 | POE90 | Operational-demand | -30.7262 | NA
VIC | TSTS66A | Templestowe (AusNet) 66 kV | AusNet | Shoulder | Coincident_unreconciled | 2033 | POE50 | Operational-demand | -11.3458 | NA
VIC | TSTS66A | Templestowe (AusNet) 66 kV | AusNet | Shoulder | Coincident_unreconciled | 2033 | POE90 | Operational-demand | -11.8636 | NA
VIC | TSTS66A | Templestowe (AusNet) 66 kV | AusNet | Shoulder | Non-coincident | 2033 | POE50 | Operational-demand | -30.5796 | NA
VIC | TSTS66A | Templestowe (AusNet) 66 kV | AusNet | Shoulder | Non-coincident | 2033 | POE90 | Operational-demand | -31.975 | NA
VIC | TSTS66A | Templestowe (AusNet) 66 kV | AusNet | Shoulder | Coincident_unreconciled | 2034 | POE50 | Operational-demand | -11.8202 | NA
VIC | TSTS66A | Templestowe (AusNet) 66 kV | AusNet | Shoulder | Coincident_unreconciled | 2034 | POE90 | Operational-demand | -12.3392 | NA
VIC | TSTS66A | Templestowe (AusNet) 66 kV | AusNet | Shoulder | Non-coincident | 2034 | POE50 | Operational-demand | -31.8583 | NA
VIC | TSTS66A | Templestowe (AusNet) 66 kV | AusNet | Shoulder | Non-coincident | 2034 | POE90 | Operational-demand | -33.2569 | NA
VIC | TSTS66A | Templestowe (AusNet) 66 kV | AusNet | Shoulder | Coincident_unreconciled | 2035 | POE50 | Operational-demand | -12.3801 | NA
VIC | TSTS66A | Templestowe (AusNet) 66 kV | AusNet | Shoulder | Coincident_unreconciled | 2035 | POE90 | Operational-demand | -12.9002 | NA
VIC | TSTS66A | Templestowe (AusNet) 66 kV | AusNet | Shoulder | Non-coincident | 2035 | POE50 | Operational-demand | -33.3672 | NA
VIC | TSTS66A | Templestowe (AusNet) 66 kV | AusNet | Shoulder | Non-coincident | 2035 | POE90 | Operational-demand | -34.7691 | NA
VIC | TSTS66A | Templestowe (AusNet) 66 kV | AusNet | Summer | Coincident | 2019 | ACTUAL_OPG | Operational-demand | 18.4207 | 54.7457
VIC | TSTS66A | Templestowe (AusNet) 66 kV | AusNet | Summer | Coincident | 2019 | ACTUAL_RAW | Operational-demand | 18.4207 | 54.7457
VIC | TSTS66A | Templestowe (AusNet) 66 kV | AusNet | Summer | Non-coincident | 2019 | ACTUAL_RAW | Operational-demand | 12.7476 | 77.4388
VIC | TSTS66A | Templestowe (AusNet) 66 kV | AusNet | Summer | Non-coincident | 2019 | ACTUAL_OPG | Operational-demand | 12.7476 | 77.4388
VIC | TSTS66A | Templestowe (AusNet) 66 kV | AusNet | Summer | Non-coincident | 2019 | ACTUAL_ADJUSTEDOPG | Operational-demand | 12.7476 | 77.4388
VIC | TSTS66A | Templestowe (AusNet) 66 kV | AusNet | Summer | Coincident | 2020 | ACTUAL_OPG | Operational-demand | 12.2554 | 84.4
VIC | TSTS66A | Templestowe (AusNet) 66 kV | AusNet | Summer | Coincident | 2020 | ACTUAL_RAW | Operational-demand | 12.2554 | 84.4
VIC | TSTS66A | Templestowe (AusNet) 66 kV | AusNet | Summer | Non-coincident | 2020 | ACTUAL_RAW | Operational-demand | 9.9888 | 86.0819
VIC | TSTS66A | Templestowe (AusNet) 66 kV | AusNet | Summer | Non-coincident | 2020 | ACTUAL_OPG | Operational-demand | 9.9888 | 86.0819
VIC | TSTS66A | Templestowe (AusNet) 66 kV | AusNet | Summer | Non-coincident | 2020 | ACTUAL_ADJUSTEDOPG | Operational-demand | 9.9888 | 86.0819
VIC | TSTS66A | Templestowe (AusNet) 66 kV | AusNet | Summer | Coincident | 2021 | ACTUAL_OPG | Operational-demand | 12.9906 | 66.1425
VIC | TSTS66A | Templestowe (AusNet) 66 kV | AusNet | Summer | Coincident | 2021 | ACTUAL_RAW | Operational-demand | 12.9906 | 66.1425
VIC | TSTS66A | Templestowe (AusNet) 66 kV | AusNet | Summer | Non-coincident | 2021 | ACTUAL_RAW | Operational-demand | 7.9501 | 69.187
VIC | TSTS66A | Templestowe (AusNet) 66 kV | AusNet | Summer | Non-coincident | 2021 | ACTUAL_OPG | Operational-demand | 7.9501 | 69.187
VIC | TSTS66A | Templestowe (AusNet) 66 kV | AusNet | Summer | Non-coincident | 2021 | ACTUAL_ADJUSTEDOPG | Operational-demand | 7.9501 | 69.187
VIC | TSTS66A | Templestowe (AusNet) 66 kV | AusNet | Summer | Coincident | 2022 | ACTUAL_OPG | Operational-demand | 11.6139 | 65.1091
VIC | TSTS66A | Templestowe (AusNet) 66 kV | AusNet | Summer | Coincident | 2022 | ACTUAL_RAW | Operational-demand | 11.6139 | 65.1091
VIC | TSTS66A | Templestowe (AusNet) 66 kV | AusNet | Summer | Non-coincident | 2022 | ACTUAL_RAW | Operational-demand | 8.5425 | 69.0146
VIC | TSTS66A | Templestowe (AusNet) 66 kV | AusNet | Summer | Non-coincident | 2022 | ACTUAL_OPG | Operational-demand | 8.5425 | 69.0146
VIC | TSTS66A | Templestowe (AusNet) 66 kV | AusNet | Summer | Non-coincident | 2022 | ACTUAL_ADJUSTEDOPG | Operational-demand | 8.5425 | 69.0146
VIC | TSTS66A | Templestowe (AusNet) 66 kV | AusNet | Summer | Coincident | 2023 | ACTUAL_OPG | Operational-demand | 5.5608 | 67.8007
VIC | TSTS66A | Templestowe (AusNet) 66 kV | AusNet | Summer | Coincident | 2023 | ACTUAL_RAW | Operational-demand | 5.5608 | 67.8007
VIC | TSTS66A | Templestowe (AusNet) 66 kV | AusNet | Summer | Non-coincident | 2023 | ACTUAL_RAW | Operational-demand | -1.9827 | 69.9082
VIC | TSTS66A | Templestowe (AusNet) 66 kV | AusNet | Summer | Non-coincident | 2023 | ACTUAL_OPG | Operational-demand | -1.9827 | 69.9082
VIC | TSTS66A | Templestowe (AusNet) 66 kV | AusNet | Summer | Non-coincident | 2023 | ACTUAL_ADJUSTEDOPG | Operational-demand | -1.9827 | 69.9082
VIC | TSTS66A | Templestowe (AusNet) 66 kV | AusNet | Summer | Coincident | 2024 | ACTUAL_OPG | Operational-demand | -6.5641 | 68.2081
VIC | TSTS66A | Templestowe (AusNet) 66 kV | AusNet | Summer | Coincident | 2024 | ACTUAL_RAW | Operational-demand | -6.5641 | 68.2081
VIC | TSTS66A | Templestowe (AusNet) 66 kV | AusNet | Summer | Non-coincident | 2024 | ACTUAL_RAW | Operational-demand | -11.8795 | 69.8301
VIC | TSTS66A | Templestowe (AusNet) 66 kV | AusNet | Summer | Non-coincident | 2024 | ACTUAL_OPG | Operational-demand | -11.8795 | 69.8301
VIC | TSTS66A | Templestowe (AusNet) 66 kV | AusNet | Summer | Non-coincident | 2024 | ACTUAL_ADJUSTEDOPG | Operational-demand | -11.8795 | 69.8301
VIC | TSTS66A | Templestowe (AusNet) 66 kV | AusNet | Summer | Coincident | 2025 | ACTUAL_OPG | Operational-demand | -5.329 | 65.1251
VIC | TSTS66A | Templestowe (AusNet) 66 kV | AusNet | Summer | Coincident | 2025 | ACTUAL_RAW | Operational-demand | -5.329 | 65.1251
VIC | TSTS66A | Templestowe (AusNet) 66 kV | AusNet | Summer | Non-coincident | 2025 | ACTUAL_RAW | Operational-demand | -10.0756 | 80.0724
VIC | TSTS66A | Templestowe (AusNet) 66 kV | AusNet | Summer | Non-coincident | 2025 | ACTUAL_OPG | Operational-demand | -10.0756 | 80.0724
VIC | TSTS66A | Templestowe (AusNet) 66 kV | AusNet | Summer | Non-coincident | 2025 | ACTUAL_ADJUSTEDOPG | Operational-demand | -10.0756 | 80.0724
VIC | TSTS66A | Templestowe (AusNet) 66 kV | AusNet | Summer | Non-coincident | 2025 | BASEYEARPOE90 | Operational-demand | -17.9855 | NA
VIC | TSTS66A | Templestowe (AusNet) 66 kV | AusNet | Summer | Non-coincident | 2025 | BASEYEARPOE50 | Operational-demand | -16.3441 | 76.7923
VIC | TSTS66A | Templestowe (AusNet) 66 kV | AusNet | Summer | Coincident_unreconciled | 2026 | POE50 | Operational-demand | -9.2913 | NA
VIC | TSTS66A | Templestowe (AusNet) 66 kV | AusNet | Summer | Coincident_unreconciled | 2026 | POE90 | Operational-demand | -9.9743 | NA
VIC | TSTS66A | Templestowe (AusNet) 66 kV | AusNet | Summer | Non-coincident | 2026 | POE50 | Operational-demand | -17.1829 | 78.7023
VIC | TSTS66A | Templestowe (AusNet) 66 kV | AusNet | Summer | Non-coincident | 2026 | POE90 | Operational-demand | -18.446 | NA
VIC | TSTS66A | Templestowe (AusNet) 66 kV | AusNet | Summer | Coincident_unreconciled | 2027 | POE50 | Operational-demand | -10.2886 | NA
VIC | TSTS66A | Templestowe (AusNet) 66 kV | AusNet | Summer | Coincident_unreconciled | 2027 | POE90 | Operational-demand | -10.9729 | NA
VIC | TSTS66A | Templestowe (AusNet) 66 kV | AusNet | Summer | Non-coincident | 2027 | POE50 | Operational-demand | -19.0272 | 78.8215
VIC | TSTS66A | Templestowe (AusNet) 66 kV | AusNet | Summer | Non-coincident | 2027 | POE90 | Operational-demand | -20.2928 | NA
VIC | TSTS66A | Templestowe (AusNet) 66 kV | AusNet | Summer | Coincident_unreconciled | 2028 | POE50 | Operational-demand | -11.7088 | NA
VIC | TSTS66A | Templestowe (AusNet) 66 kV | AusNet | Summer | Coincident_unreconciled | 2028 | POE90 | Operational-demand | -12.3946 | NA
VIC | TSTS66A | Templestowe (AusNet) 66 kV | AusNet | Summer | Non-coincident | 2028 | POE50 | Operational-demand | -21.6536 | 78.9787
VIC | TSTS66A | Templestowe (AusNet) 66 kV | AusNet | Summer | Non-coincident | 2028 | POE90 | Operational-demand | -22.922 | NA
VIC | TSTS66A | Templestowe (AusNet) 66 kV | AusNet | Summer | Coincident_unreconciled | 2029 | POE50 | Operational-demand | -12.9854 | NA
VIC | TSTS66A | Templestowe (AusNet) 66 kV | AusNet | Summer | Coincident_unreconciled | 2029 | POE90 | Operational-demand | -13.6728 | NA
VIC | TSTS66A | Templestowe (AusNet) 66 kV | AusNet | Summer | Non-coincident | 2029 | POE50 | Operational-demand | -24.0145 | 79.199
VIC | TSTS66A | Templestowe (AusNet) 66 kV | AusNet | Summer | Non-coincident | 2029 | POE90 | Operational-demand | -25.2858 | NA
VIC | TSTS66A | Templestowe (AusNet) 66 kV | AusNet | Summer | Coincident_unreconciled | 2030 | POE50 | Operational-demand | -14.3171 | NA
VIC | TSTS66A | Templestowe (AusNet) 66 kV | AusNet | Summer | Coincident_unreconciled | 2030 | POE90 | Operational-demand | -15.0061 | NA
VIC | TSTS66A | Templestowe (AusNet) 66 kV | AusNet | Summer | Non-coincident | 2030 | POE50 | Operational-demand | -26.4774 | 79.4651
VIC | TSTS66A | Templestowe (AusNet) 66 kV | AusNet | Summer | Non-coincident | 2030 | POE90 | Operational-demand | -27.7515 | NA
VIC | TSTS66A | Templestowe (AusNet) 66 kV | AusNet | Summer | Coincident_unreconciled | 2031 | POE50 | Operational-demand | -15.7728 | NA
VIC | TSTS66A | Templestowe (AusNet) 66 kV | AusNet | Summer | Coincident_unreconciled | 2031 | POE90 | Operational-demand | -16.4633 | NA
VIC | TSTS66A | Templestowe (AusNet) 66 kV | AusNet | Summer | Non-coincident | 2031 | POE50 | Operational-demand | -29.1694 | 79.7243
VIC | TSTS66A | Templestowe (AusNet) 66 kV | AusNet | Summer | Non-coincident | 2031 | POE90 | Operational-demand | -30.4464 | NA
VIC | TSTS66A | Templestowe (AusNet) 66 kV | AusNet | Summer | Coincident_unreconciled | 2032 | POE50 | Operational-demand | -16.8203 | NA
VIC | TSTS66A | Templestowe (AusNet) 66 kV | AusNet | Summer | Coincident_unreconciled | 2032 | POE90 | Operational-demand | -17.5124 | NA
VIC | TSTS66A | Templestowe (AusNet) 66 kV | AusNet | Summer | Non-coincident | 2032 | POE50 | Operational-demand | -31.1066 | 80.0644
VIC | TSTS66A | Templestowe (AusNet) 66 kV | AusNet | Summer | Non-coincident | 2032 | POE90 | Operational-demand | -32.3865 | NA
VIC | TSTS66A | Templestowe (AusNet) 66 kV | AusNet | Summer | Coincident_unreconciled | 2033 | POE50 | Operational-demand | -17.5382 | NA
VIC | TSTS66A | Templestowe (AusNet) 66 kV | AusNet | Summer | Coincident_unreconciled | 2033 | POE90 | Operational-demand | -18.2319 | NA
VIC | TSTS66A | Templestowe (AusNet) 66 kV | AusNet | Summer | Non-coincident | 2033 | POE50 | Operational-demand | -32.4343 | 80.4597
VIC | TSTS66A | Templestowe (AusNet) 66 kV | AusNet | Summer | Non-coincident | 2033 | POE90 | Operational-demand | -33.7172 | NA
VIC | TSTS66A | Templestowe (AusNet) 66 kV | AusNet | Summer | Coincident_unreconciled | 2034 | POE50 | Operational-demand | -18.2785 | NA
VIC | TSTS66A | Templestowe (AusNet) 66 kV | AusNet | Summer | Coincident_unreconciled | 2034 | POE90 | Operational-demand | -18.9738 | NA
VIC | TSTS66A | Templestowe (AusNet) 66 kV | AusNet | Summer | Non-coincident | 2034 | POE50 | Operational-demand | -33.8033 | 80.8544
VIC | TSTS66A | Templestowe (AusNet) 66 kV | AusNet | Summer | Non-coincident | 2034 | POE90 | Operational-demand | -35.0891 | NA
VIC | TSTS66A | Templestowe (AusNet) 66 kV | AusNet | Summer | Coincident_unreconciled | 2035 | POE50 | Operational-demand | -19.1453 | NA
VIC | TSTS66A | Templestowe (AusNet) 66 kV | AusNet | Summer | Coincident_unreconciled | 2035 | POE90 | Operational-demand | -19.8422 | NA
VIC | TSTS66A | Templestowe (AusNet) 66 kV | AusNet | Summer | Non-coincident | 2035 | POE50 | Operational-demand | -35.4064 | 81.2333
VIC | TSTS66A | Templestowe (AusNet) 66 kV | AusNet | Summer | Non-coincident | 2035 | POE90 | Operational-demand | -36.6952 | NA
VIC | TSTS66A | Templestowe (AusNet) 66 kV | AusNet | Summer | Non-coincident | 2025 | BASEYEARPOE10 | Operational-demand | NA | 86.6638
VIC | TSTS66A | Templestowe (AusNet) 66 kV | AusNet | Summer | Coincident | 2026 | POE10 | Operational-demand | NA | 75.199
VIC | TSTS66A | Templestowe (AusNet) 66 kV | AusNet | Summer | Coincident | 2026 | POE50 | Operational-demand | NA | 68.5739
VIC | TSTS66A | Templestowe (AusNet) 66 kV | AusNet | Summer | Non-coincident | 2026 | POE10 | Operational-demand | NA | 88.9602
VIC | TSTS66A | Templestowe (AusNet) 66 kV | AusNet | Summer | Coincident | 2027 | POE10 | Operational-demand | NA | 73.3327
VIC | TSTS66A | Templestowe (AusNet) 66 kV | AusNet | Summer | Coincident | 2027 | POE50 | Operational-demand | NA | 66.417
VIC | TSTS66A | Templestowe (AusNet) 66 kV | AusNet | Summer | Non-coincident | 2027 | POE10 | Operational-demand | NA | 89.0985
VIC | TSTS66A | Templestowe (AusNet) 66 kV | AusNet | Summer | Coincident | 2028 | POE10 | Operational-demand | NA | 71.7174
VIC | TSTS66A | Templestowe (AusNet) 66 kV | AusNet | Summer | Coincident | 2028 | POE50 | Operational-demand | NA | 64.4664
VIC | TSTS66A | Templestowe (AusNet) 66 kV | AusNet | Summer | Non-coincident | 2028 | POE10 | Operational-demand | NA | 89.279
VIC | TSTS66A | Templestowe (AusNet) 66 kV | AusNet | Summer | Coincident | 2029 | POE10 | Operational-demand | NA | 70.63
VIC | TSTS66A | Templestowe (AusNet) 66 kV | AusNet | Summer | Coincident | 2029 | POE50 | Operational-demand | NA | 63.5326
VIC | TSTS66A | Templestowe (AusNet) 66 kV | AusNet | Summer | Non-coincident | 2029 | POE10 | Operational-demand | NA | 89.5226
VIC | TSTS66A | Templestowe (AusNet) 66 kV | AusNet | Summer | Coincident | 2030 | POE10 | Operational-demand | NA | 69.8161
VIC | TSTS66A | Templestowe (AusNet) 66 kV | AusNet | Summer | Coincident | 2030 | POE50 | Operational-demand | NA | 62.613
VIC | TSTS66A | Templestowe (AusNet) 66 kV | AusNet | Summer | Non-coincident | 2030 | POE10 | Operational-demand | NA | 89.812
VIC | TSTS66A | Templestowe (AusNet) 66 kV | AusNet | Summer | Coincident | 2031 | POE10 | Operational-demand | NA | 68.2591
VIC | TSTS66A | Templestowe (AusNet) 66 kV | AusNet | Summer | Coincident | 2031 | POE50 | Operational-demand | NA | 61.5203
VIC | TSTS66A | Templestowe (AusNet) 66 kV | AusNet | Summer | Non-coincident | 2031 | POE10 | Operational-demand | NA | 90.0945
VIC | TSTS66A | Templestowe (AusNet) 66 kV | AusNet | Summer | Coincident | 2032 | POE10 | Operational-demand | NA | 66.4877
VIC | TSTS66A | Templestowe (AusNet) 66 kV | AusNet | Summer | Coincident | 2032 | POE50 | Operational-demand | NA | 59.8155
VIC | TSTS66A | Templestowe (AusNet) 66 kV | AusNet | Summer | Non-coincident | 2032 | POE10 | Operational-demand | NA | 90.4583
VIC | TSTS66A | Templestowe (AusNet) 66 kV | AusNet | Summer | Coincident | 2033 | POE10 | Operational-demand | NA | 65.2314
VIC | TSTS66A | Templestowe (AusNet) 66 kV | AusNet | Summer | Coincident | 2033 | POE50 | Operational-demand | NA | 58.1538
VIC | TSTS66A | Templestowe (AusNet) 66 kV | AusNet | Summer | Non-coincident | 2033 | POE10 | Operational-demand | NA | 90.8774
VIC | TSTS66A | Templestowe (AusNet) 66 kV | AusNet | Summer | Coincident | 2034 | POE10 | Operational-demand | NA | 64.8515
VIC | TSTS66A | Templestowe (AusNet) 66 kV | AusNet | Summer | Coincident | 2034 | POE50 | Operational-demand | NA | 57.8889
VIC | TSTS66A | Templestowe (AusNet) 66 kV | AusNet | Summer | Non-coincident | 2034 | POE10 | Operational-demand | NA | 91.2959
VIC | TSTS66A | Templestowe (AusNet) 66 kV | AusNet | Summer | Coincident | 2035 | POE10 | Operational-demand | NA | 64.7367
VIC | TSTS66A | Templestowe (AusNet) 66 kV | AusNet | Summer | Coincident | 2035 | POE50 | Operational-demand | NA | 57.8077
VIC | TSTS66A | Templestowe (AusNet) 66 kV | AusNet | Summer | Non-coincident | 2035 | POE10 | Operational-demand | NA | 91.6985
VIC | TSTS66A | Templestowe (AusNet) 66 kV | AusNet | Winter | Coincident | 2018 | ACTUAL_OPG | Operational-demand | NA | 48.376
VIC | TSTS66A | Templestowe (AusNet) 66 kV | AusNet | Winter | Coincident | 2018 | ACTUAL_RAW | Operational-demand | NA | 48.376
VIC | TSTS66A | Templestowe (AusNet) 66 kV | AusNet | Winter | Non-coincident | 2018 | ACTUAL_RAW | Operational-demand | NA | 58.715
VIC | TSTS66A | Templestowe (AusNet) 66 kV | AusNet | Winter | Non-coincident | 2018 | ACTUAL_OPG | Operational-demand | NA | 58.715
VIC | TSTS66A | Templestowe (AusNet) 66 kV | AusNet | Winter | Non-coincident | 2018 | ACTUAL_ADJUSTEDOPG | Operational-demand | NA | 58.715
VIC | TSTS66A | Templestowe (AusNet) 66 kV | AusNet | Winter | Coincident | 2019 | ACTUAL_OPG | Operational-demand | NA | 56.153
VIC | TSTS66A | Templestowe (AusNet) 66 kV | AusNet | Winter | Coincident | 2019 | ACTUAL_RAW | Operational-demand | NA | 56.153
VIC | TSTS66A | Templestowe (AusNet) 66 kV | AusNet | Winter | Non-coincident | 2019 | ACTUAL_RAW | Operational-demand | NA | 64.218
VIC | TSTS66A | Templestowe (AusNet) 66 kV | AusNet | Winter | Non-coincident | 2019 | ACTUAL_OPG | Operational-demand | NA | 64.218
VIC | TSTS66A | Templestowe (AusNet) 66 kV | AusNet | Winter | Non-coincident | 2019 | ACTUAL_ADJUSTEDOPG | Operational-demand | NA | 64.218
VIC | TSTS66A | Templestowe (AusNet) 66 kV | AusNet | Winter | Coincident | 2020 | ACTUAL_OPG | Operational-demand | NA | 55.3751
VIC | TSTS66A | Templestowe (AusNet) 66 kV | AusNet | Winter | Coincident | 2020 | ACTUAL_RAW | Operational-demand | NA | 55.3751
VIC | TSTS66A | Templestowe (AusNet) 66 kV | AusNet | Winter | Non-coincident | 2020 | ACTUAL_RAW | Operational-demand | NA | 61.7174
VIC | TSTS66A | Templestowe (AusNet) 66 kV | AusNet | Winter | Non-coincident | 2020 | ACTUAL_OPG | Operational-demand | NA | 61.7174
VIC | TSTS66A | Templestowe (AusNet) 66 kV | AusNet | Winter | Non-coincident | 2020 | ACTUAL_ADJUSTEDOPG | Operational-demand | NA | 61.7174
VIC | TSTS66A | Templestowe (AusNet) 66 kV | AusNet | Winter | Coincident | 2021 | ACTUAL_OPG | Operational-demand | NA | 59.7524
VIC | TSTS66A | Templestowe (AusNet) 66 kV | AusNet | Winter | Coincident | 2021 | ACTUAL_RAW | Operational-demand | NA | 59.7524
VIC | TSTS66A | Templestowe (AusNet) 66 kV | AusNet | Winter | Non-coincident | 2021 | ACTUAL_RAW | Operational-demand | NA | 60.3634
VIC | TSTS66A | Templestowe (AusNet) 66 kV | AusNet | Winter | Non-coincident | 2021 | ACTUAL_OPG | Operational-demand | NA | 60.3634
VIC | TSTS66A | Templestowe (AusNet) 66 kV | AusNet | Winter | Non-coincident | 2021 | ACTUAL_ADJUSTEDOPG | Operational-demand | NA | 60.3634
VIC | TSTS66A | Templestowe (AusNet) 66 kV | AusNet | Winter | Coincident | 2022 | ACTUAL_OPG | Operational-demand | NA | 69.1702
VIC | TSTS66A | Templestowe (AusNet) 66 kV | AusNet | Winter | Coincident | 2022 | ACTUAL_RAW | Operational-demand | NA | 69.1702
VIC | TSTS66A | Templestowe (AusNet) 66 kV | AusNet | Winter | Non-coincident | 2022 | ACTUAL_RAW | Operational-demand | NA | 70.2344
VIC | TSTS66A | Templestowe (AusNet) 66 kV | AusNet | Winter | Non-coincident | 2022 | ACTUAL_OPG | Operational-demand | NA | 70.2344
VIC | TSTS66A | Templestowe (AusNet) 66 kV | AusNet | Winter | Non-coincident | 2022 | ACTUAL_ADJUSTEDOPG | Operational-demand | NA | 70.2344
VIC | TSTS66A | Templestowe (AusNet) 66 kV | AusNet | Winter | Coincident | 2023 | ACTUAL_OPG | Operational-demand | NA | 61.7785
VIC | TSTS66A | Templestowe (AusNet) 66 kV | AusNet | Winter | Coincident | 2023 | ACTUAL_RAW | Operational-demand | NA | 61.7785
VIC | TSTS66A | Templestowe (AusNet) 66 kV | AusNet | Winter | Non-coincident | 2023 | ACTUAL_RAW | Operational-demand | NA | 63.2559
VIC | TSTS66A | Templestowe (AusNet) 66 kV | AusNet | Winter | Non-coincident | 2023 | ACTUAL_OPG | Operational-demand | NA | 63.2559
VIC | TSTS66A | Templestowe (AusNet) 66 kV | AusNet | Winter | Non-coincident | 2023 | ACTUAL_ADJUSTEDOPG | Operational-demand | NA | 63.2559
VIC | TSTS66A | Templestowe (AusNet) 66 kV | AusNet | Winter | Coincident | 2024 | ACTUAL_OPG | Operational-demand | NA | 59.6999
VIC | TSTS66A | Templestowe (AusNet) 66 kV | AusNet | Winter | Coincident | 2024 | ACTUAL_RAW | Operational-demand | NA | 59.6999
VIC | TSTS66A | Templestowe (AusNet) 66 kV | AusNet | Winter | Non-coincident | 2024 | ACTUAL_RAW | Operational-demand | NA | 65.0838
VIC | TSTS66A | Templestowe (AusNet) 66 kV | AusNet | Winter | Non-coincident | 2024 | ACTUAL_OPG | Operational-demand | NA | 65.0838
VIC | TSTS66A | Templestowe (AusNet) 66 kV | AusNet | Winter | Non-coincident | 2024 | ACTUAL_ADJUSTEDOPG | Operational-demand | NA | 65.0838
VIC | TSTS66A | Templestowe (AusNet) 66 kV | AusNet | Winter | Coincident | 2025 | POE10 | Operational-demand | NA | 68.2602
VIC | TSTS66A | Templestowe (AusNet) 66 kV | AusNet | Winter | Coincident | 2025 | POE50 | Operational-demand | NA | 67.3527
VIC | TSTS66A | Templestowe (AusNet) 66 kV | AusNet | Winter | Non-coincident | 2025 | ACTUAL_RAW | Operational-demand | NA | 67.0887
VIC | TSTS66A | Templestowe (AusNet) 66 kV | AusNet | Winter | Non-coincident | 2025 | ACTUAL_ADJUSTEDOPG | Operational-demand | NA | 67.0887
VIC | TSTS66A | Templestowe (AusNet) 66 kV | AusNet | Winter | Non-coincident | 2025 | BASEYEARPOE50 | Operational-demand | NA | 53.2099
VIC | TSTS66A | Templestowe (AusNet) 66 kV | AusNet | Winter | Non-coincident | 2025 | BASEYEARPOE10 | Operational-demand | NA | 54.8067
VIC | TSTS66A | Templestowe (AusNet) 66 kV | AusNet | Winter | Non-coincident | 2025 | POE10 | Operational-demand | NA | 71.6051
VIC | TSTS66A | Templestowe (AusNet) 66 kV | AusNet | Winter | Non-coincident | 2025 | POE50 | Operational-demand | NA | 70
VIC | TSTS66A | Templestowe (AusNet) 66 kV | AusNet | Winter | Coincident | 2026 | POE10 | Operational-demand | NA | 65.8551
VIC | TSTS66A | Templestowe (AusNet) 66 kV | AusNet | Winter | Coincident | 2026 | POE50 | Operational-demand | NA | 64.8581
VIC | TSTS66A | Templestowe (AusNet) 66 kV | AusNet | Winter | Non-coincident | 2026 | POE10 | Operational-demand | NA | 71.7054
VIC | TSTS66A | Templestowe (AusNet) 66 kV | AusNet | Winter | Non-coincident | 2026 | POE50 | Operational-demand | NA | 70.0981
VIC | TSTS66A | Templestowe (AusNet) 66 kV | AusNet | Winter | Coincident | 2027 | POE10 | Operational-demand | NA | 63.6372
VIC | TSTS66A | Templestowe (AusNet) 66 kV | AusNet | Winter | Coincident | 2027 | POE50 | Operational-demand | NA | 62.5144
VIC | TSTS66A | Templestowe (AusNet) 66 kV | AusNet | Winter | Non-coincident | 2027 | POE10 | Operational-demand | NA | 71.922
VIC | TSTS66A | Templestowe (AusNet) 66 kV | AusNet | Winter | Non-coincident | 2027 | POE50 | Operational-demand | NA | 70.311
VIC | TSTS66A | Templestowe (AusNet) 66 kV | AusNet | Winter | Coincident | 2028 | POE10 | Operational-demand | NA | 62.6413
VIC | TSTS66A | Templestowe (AusNet) 66 kV | AusNet | Winter | Coincident | 2028 | POE50 | Operational-demand | NA | 61.5868
VIC | TSTS66A | Templestowe (AusNet) 66 kV | AusNet | Winter | Non-coincident | 2028 | POE10 | Operational-demand | NA | 72.1954
VIC | TSTS66A | Templestowe (AusNet) 66 kV | AusNet | Winter | Non-coincident | 2028 | POE50 | Operational-demand | NA | 70.5807
VIC | TSTS66A | Templestowe (AusNet) 66 kV | AusNet | Winter | Coincident | 2029 | POE10 | Operational-demand | NA | 62.1464
VIC | TSTS66A | Templestowe (AusNet) 66 kV | AusNet | Winter | Coincident | 2029 | POE50 | Operational-demand | NA | 61.124
VIC | TSTS66A | Templestowe (AusNet) 66 kV | AusNet | Winter | Non-coincident | 2029 | POE10 | Operational-demand | NA | 72.5202
VIC | TSTS66A | Templestowe (AusNet) 66 kV | AusNet | Winter | Non-coincident | 2029 | POE50 | Operational-demand | NA | 70.9019
VIC | TSTS66A | Templestowe (AusNet) 66 kV | AusNet | Winter | Coincident | 2030 | POE10 | Operational-demand | NA | 61.5659
VIC | TSTS66A | Templestowe (AusNet) 66 kV | AusNet | Winter | Coincident | 2030 | POE50 | Operational-demand | NA | 60.5427
VIC | TSTS66A | Templestowe (AusNet) 66 kV | AusNet | Winter | Non-coincident | 2030 | POE10 | Operational-demand | NA | 72.8613
VIC | TSTS66A | Templestowe (AusNet) 66 kV | AusNet | Winter | Non-coincident | 2030 | POE50 | Operational-demand | NA | 71.2394
VIC | TSTS66A | Templestowe (AusNet) 66 kV | AusNet | Winter | Coincident | 2031 | POE10 | Operational-demand | NA | 61.094
VIC | TSTS66A | Templestowe (AusNet) 66 kV | AusNet | Winter | Coincident | 2031 | POE50 | Operational-demand | NA | 60.0839
VIC | TSTS66A | Templestowe (AusNet) 66 kV | AusNet | Winter | Non-coincident | 2031 | POE10 | Operational-demand | NA | 73.2135
VIC | TSTS66A | Templestowe (AusNet) 66 kV | AusNet | Winter | Non-coincident | 2031 | POE50 | Operational-demand | NA | 71.5879
VIC | TSTS66A | Templestowe (AusNet) 66 kV | AusNet | Winter | Coincident | 2032 | POE10 | Operational-demand | NA | 60.1336
VIC | TSTS66A | Templestowe (AusNet) 66 kV | AusNet | Winter | Coincident | 2032 | POE50 | Operational-demand | NA | 59.0308
VIC | TSTS66A | Templestowe (AusNet) 66 kV | AusNet | Winter | Non-coincident | 2032 | POE10 | Operational-demand | NA | 73.5823
VIC | TSTS66A | Templestowe (AusNet) 66 kV | AusNet | Winter | Non-coincident | 2032 | POE50 | Operational-demand | NA | 71.9529
VIC | TSTS66A | Templestowe (AusNet) 66 kV | AusNet | Winter | Coincident | 2033 | POE10 | Operational-demand | NA | 58.9198
VIC | TSTS66A | Templestowe (AusNet) 66 kV | AusNet | Winter | Coincident | 2033 | POE50 | Operational-demand | NA | 57.8491
VIC | TSTS66A | Templestowe (AusNet) 66 kV | AusNet | Winter | Non-coincident | 2033 | POE10 | Operational-demand | NA | 73.9497
VIC | TSTS66A | Templestowe (AusNet) 66 kV | AusNet | Winter | Non-coincident | 2033 | POE50 | Operational-demand | NA | 72.3166
VIC | TSTS66A | Templestowe (AusNet) 66 kV | AusNet | Winter | Coincident | 2034 | POE10 | Operational-demand | NA | 58.7587
VIC | TSTS66A | Templestowe (AusNet) 66 kV | AusNet | Winter | Coincident | 2034 | POE50 | Operational-demand | NA | 57.725
VIC | TSTS66A | Templestowe (AusNet) 66 kV | AusNet | Winter | Non-coincident | 2034 | POE10 | Operational-demand | NA | 74.3098
VIC | TSTS66A | Templestowe (AusNet) 66 kV | AusNet | Winter | Non-coincident | 2034 | POE50 | Operational-demand | NA | 72.673
VIC | TSTS66C | Templestowe (CitiPower) 66 kV | Citipower | Shoulder | Coincident | 2019 | ACTUAL_OPG | Operational-demand | 18.8568 | NA
VIC | TSTS66C | Templestowe (CitiPower) 66 kV | Citipower | Shoulder | Coincident | 2019 | ACTUAL_RAW | Operational-demand | 18.8568 | NA
VIC | TSTS66C | Templestowe (CitiPower) 66 kV | Citipower | Shoulder | Non-coincident | 2019 | ACTUAL_RAW | Operational-demand | 18.643 | NA
VIC | TSTS66C | Templestowe (CitiPower) 66 kV | Citipower | Shoulder | Non-coincident | 2019 | ACTUAL_OPG | Operational-demand | 18.643 | NA
VIC | TSTS66C | Templestowe (CitiPower) 66 kV | Citipower | Shoulder | Non-coincident | 2019 | ACTUAL_ADJUSTEDOPG | Operational-demand | 18.643 | NA
VIC | TSTS66C | Templestowe (CitiPower) 66 kV | Citipower | Shoulder | Coincident | 2020 | ACTUAL_OPG | Operational-demand | 28.0593 | NA
VIC | TSTS66C | Templestowe (CitiPower) 66 kV | Citipower | Shoulder | Coincident | 2020 | ACTUAL_RAW | Operational-demand | 28.0593 | NA
VIC | TSTS66C | Templestowe (CitiPower) 66 kV | Citipower | Shoulder | Non-coincident | 2020 | ACTUAL_RAW | Operational-demand | 19.1727 | NA
VIC | TSTS66C | Templestowe (CitiPower) 66 kV | Citipower | Shoulder | Non-coincident | 2020 | ACTUAL_OPG | Operational-demand | 19.1727 | NA
VIC | TSTS66C | Templestowe (CitiPower) 66 kV | Citipower | Shoulder | Non-coincident | 2020 | ACTUAL_ADJUSTEDOPG | Operational-demand | 19.1727 | NA
VIC | TSTS66C | Templestowe (CitiPower) 66 kV | Citipower | Shoulder | Coincident | 2021 | ACTUAL_OPG | Operational-demand | 24.1043 | NA
VIC | TSTS66C | Templestowe (CitiPower) 66 kV | Citipower | Shoulder | Coincident | 2021 | ACTUAL_RAW | Operational-demand | 24.1043 | NA
VIC | TSTS66C | Templestowe (CitiPower) 66 kV | Citipower | Shoulder | Non-coincident | 2021 | ACTUAL_RAW | Operational-demand | 18.6842 | NA
VIC | TSTS66C | Templestowe (CitiPower) 66 kV | Citipower | Shoulder | Non-coincident | 2021 | ACTUAL_OPG | Operational-demand | 18.6842 | NA
VIC | TSTS66C | Templestowe (CitiPower) 66 kV | Citipower | Shoulder | Non-coincident | 2021 | ACTUAL_ADJUSTEDOPG | Operational-demand | 18.6842 | NA
VIC | TSTS66C | Templestowe (CitiPower) 66 kV | Citipower | Shoulder | Coincident | 2022 | ACTUAL_OPG | Operational-demand | 18.31 | NA
VIC | TSTS66C | Templestowe (CitiPower) 66 kV | Citipower | Shoulder | Coincident | 2022 | ACTUAL_RAW | Operational-demand | 18.31 | NA
VIC | TSTS66C | Templestowe (CitiPower) 66 kV | Citipower | Shoulder | Non-coincident | 2022 | ACTUAL_RAW | Operational-demand | 18.3061 | NA
VIC | TSTS66C | Templestowe (CitiPower) 66 kV | Citipower | Shoulder | Non-coincident | 2022 | ACTUAL_OPG | Operational-demand | 18.3061 | NA
VIC | TSTS66C | Templestowe (CitiPower) 66 kV | Citipower | Shoulder | Non-coincident | 2022 | ACTUAL_ADJUSTEDOPG | Operational-demand | 18.3061 | NA
VIC | TSTS66C | Templestowe (CitiPower) 66 kV | Citipower | Shoulder | Coincident | 2023 | ACTUAL_OPG | Operational-demand | 14.8321 | NA
VIC | TSTS66C | Templestowe (CitiPower) 66 kV | Citipower | Shoulder | Coincident | 2023 | ACTUAL_RAW | Operational-demand | 14.8321 | NA
VIC | TSTS66C | Templestowe (CitiPower) 66 kV | Citipower | Shoulder | Non-coincident | 2023 | ACTUAL_RAW | Operational-demand | 14.8321 | NA
VIC | TSTS66C | Templestowe (CitiPower) 66 kV | Citipower | Shoulder | Non-coincident | 2023 | ACTUAL_OPG | Operational-demand | 14.8321 | NA
VIC | TSTS66C | Templestowe (CitiPower) 66 kV | Citipower | Shoulder | Non-coincident | 2023 | ACTUAL_ADJUSTEDOPG | Operational-demand | 14.8321 | NA
VIC | TSTS66C | Templestowe (CitiPower) 66 kV | Citipower | Shoulder | Coincident | 2024 | ACTUAL_OPG | Operational-demand | 12.6383 | NA
VIC | TSTS66C | Templestowe (CitiPower) 66 kV | Citipower | Shoulder | Coincident | 2024 | ACTUAL_RAW | Operational-demand | 12.6383 | NA
VIC | TSTS66C | Templestowe (CitiPower) 66 kV | Citipower | Shoulder | Non-coincident | 2024 | ACTUAL_RAW | Operational-demand | 12.6383 | NA
VIC | TSTS66C | Templestowe (CitiPower) 66 kV | Citipower | Shoulder | Non-coincident | 2024 | ACTUAL_OPG | Operational-demand | 12.6383 | NA
VIC | TSTS66C | Templestowe (CitiPower) 66 kV | Citipower | Shoulder | Non-coincident | 2024 | ACTUAL_ADJUSTEDOPG | Operational-demand | 12.6383 | NA
VIC | TSTS66C | Templestowe (CitiPower) 66 kV | Citipower | Shoulder | Coincident | 2025 | ACTUAL_OPG | Operational-demand | 11.6255 | NA
VIC | TSTS66C | Templestowe (CitiPower) 66 kV | Citipower | Shoulder | Coincident | 2025 | ACTUAL_RAW | Operational-demand | 11.6255 | NA
VIC | TSTS66C | Templestowe (CitiPower) 66 kV | Citipower | Shoulder | Non-coincident | 2025 | ACTUAL_RAW | Operational-demand | 11.5861 | NA
VIC | TSTS66C | Templestowe (CitiPower) 66 kV | Citipower | Shoulder | Non-coincident | 2025 | ACTUAL_OPG | Operational-demand | 11.5861 | NA
VIC | TSTS66C | Templestowe (CitiPower) 66 kV | Citipower | Shoulder | Non-coincident | 2025 | ACTUAL_ADJUSTEDOPG | Operational-demand | 11.5861 | NA
VIC | TSTS66C | Templestowe (CitiPower) 66 kV | Citipower | Shoulder | Non-coincident | 2025 | BASEYEARPOE90 | Operational-demand | 5.8897 | NA
VIC | TSTS66C | Templestowe (CitiPower) 66 kV | Citipower | Shoulder | Non-coincident | 2025 | BASEYEARPOE50 | Operational-demand | 7.468 | NA
VIC | TSTS66C | Templestowe (CitiPower) 66 kV | Citipower | Shoulder | Coincident_unreconciled | 2026 | POE50 | Operational-demand | 3.901 | NA
VIC | TSTS66C | Templestowe (CitiPower) 66 kV | Citipower | Shoulder | Coincident_unreconciled | 2026 | POE90 | Operational-demand | 2.0888 | NA
VIC | TSTS66C | Templestowe (CitiPower) 66 kV | Citipower | Shoulder | Non-coincident | 2026 | POE50 | Operational-demand | 3.8944 | NA
VIC | TSTS66C | Templestowe (CitiPower) 66 kV | Citipower | Shoulder | Non-coincident | 2026 | POE90 | Operational-demand | 2.0853 | NA
VIC | TSTS66C | Templestowe (CitiPower) 66 kV | Citipower | Shoulder | Coincident_unreconciled | 2027 | POE50 | Operational-demand | 0.68256 | NA
VIC | TSTS66C | Templestowe (CitiPower) 66 kV | Citipower | Shoulder | Coincident_unreconciled | 2027 | POE90 | Operational-demand | -1.1318 | NA
VIC | TSTS66C | Templestowe (CitiPower) 66 kV | Citipower | Shoulder | Non-coincident | 2027 | POE50 | Operational-demand | 0.6814 | NA
VIC | TSTS66C | Templestowe (CitiPower) 66 kV | Citipower | Shoulder | Non-coincident | 2027 | POE90 | Operational-demand | -1.1337 | NA
VIC | TSTS66C | Templestowe (CitiPower) 66 kV | Citipower | Shoulder | Coincident_unreconciled | 2028 | POE50 | Operational-demand | -2.2701 | NA
VIC | TSTS66C | Templestowe (CitiPower) 66 kV | Citipower | Shoulder | Coincident_unreconciled | 2028 | POE90 | Operational-demand | -4.0873 | NA
VIC | TSTS66C | Templestowe (CitiPower) 66 kV | Citipower | Shoulder | Non-coincident | 2028 | POE50 | Operational-demand | -2.274 | NA
VIC | TSTS66C | Templestowe (CitiPower) 66 kV | Citipower | Shoulder | Non-coincident | 2028 | POE90 | Operational-demand | -4.0943 | NA
VIC | TSTS66C | Templestowe (CitiPower) 66 kV | Citipower | Shoulder | Coincident_unreconciled | 2029 | POE50 | Operational-demand | -5.0187 | NA
VIC | TSTS66C | Templestowe (CitiPower) 66 kV | Citipower | Shoulder | Coincident_unreconciled | 2029 | POE90 | Operational-demand | -6.8411 | NA
VIC | TSTS66C | Templestowe (CitiPower) 66 kV | Citipower | Shoulder | Non-coincident | 2029 | POE50 | Operational-demand | -5.0273 | NA
VIC | TSTS66C | Templestowe (CitiPower) 66 kV | Citipower | Shoulder | Non-coincident | 2029 | POE90 | Operational-demand | -6.8528 | NA
VIC | TSTS66C | Templestowe (CitiPower) 66 kV | Citipower | Shoulder | Coincident_unreconciled | 2030 | POE50 | Operational-demand | -7.6469 | NA
VIC | TSTS66C | Templestowe (CitiPower) 66 kV | Citipower | Shoulder | Coincident_unreconciled | 2030 | POE90 | Operational-demand | -9.4745 | NA
VIC | TSTS66C | Templestowe (CitiPower) 66 kV | Citipower | Shoulder | Non-coincident | 2030 | POE50 | Operational-demand | -7.6599 | NA
VIC | TSTS66C | Templestowe (CitiPower) 66 kV | Citipower | Shoulder | Non-coincident | 2030 | POE90 | Operational-demand | -9.4906 | NA
VIC | TSTS66C | Templestowe (CitiPower) 66 kV | Citipower | Shoulder | Coincident_unreconciled | 2031 | POE50 | Operational-demand | -10.3619 | NA
VIC | TSTS66C | Templestowe (CitiPower) 66 kV | Citipower | Shoulder | Coincident_unreconciled | 2031 | POE90 | Operational-demand | -12.1946 | NA
VIC | TSTS66C | Templestowe (CitiPower) 66 kV | Citipower | Shoulder | Non-coincident | 2031 | POE50 | Operational-demand | -10.3795 | NA
VIC | TSTS66C | Templestowe (CitiPower) 66 kV | Citipower | Shoulder | Non-coincident | 2031 | POE90 | Operational-demand | -12.2154 | NA
VIC | TSTS66C | Templestowe (CitiPower) 66 kV | Citipower | Shoulder | Coincident_unreconciled | 2032 | POE50 | Operational-demand | -12.4137 | NA
VIC | TSTS66C | Templestowe (CitiPower) 66 kV | Citipower | Shoulder | Coincident_unreconciled | 2032 | POE90 | Operational-demand | -14.2515 | NA
VIC | TSTS66C | Templestowe (CitiPower) 66 kV | Citipower | Shoulder | Non-coincident | 2032 | POE50 | Operational-demand | -12.4349 | NA
VIC | TSTS66C | Templestowe (CitiPower) 66 kV | Citipower | Shoulder | Non-coincident | 2032 | POE90 | Operational-demand | -14.2758 | NA
VIC | TSTS66C | Templestowe (CitiPower) 66 kV | Citipower | Shoulder | Coincident_unreconciled | 2033 | POE50 | Operational-demand | -13.921 | NA
VIC | TSTS66C | Templestowe (CitiPower) 66 kV | Citipower | Shoulder | Coincident_unreconciled | 2033 | POE90 | Operational-demand | -15.7638 | NA
VIC | TSTS66C | Templestowe (CitiPower) 66 kV | Citipower | Shoulder | Non-coincident | 2033 | POE50 | Operational-demand | -13.9448 | NA
VIC | TSTS66C | Templestowe (CitiPower) 66 kV | Citipower | Shoulder | Non-coincident | 2033 | POE90 | Operational-demand | -15.7906 | NA
VIC | TSTS66C | Templestowe (CitiPower) 66 kV | Citipower | Shoulder | Coincident_unreconciled | 2034 | POE50 | Operational-demand | -15.394 | NA
VIC | TSTS66C | Templestowe (CitiPower) 66 kV | Citipower | Shoulder | Coincident_unreconciled | 2034 | POE90 | Operational-demand | -17.2417 | NA
VIC | TSTS66C | Templestowe (CitiPower) 66 kV | Citipower | Shoulder | Non-coincident | 2034 | POE50 | Operational-demand | -15.4202 | NA
VIC | TSTS66C | Templestowe (CitiPower) 66 kV | Citipower | Shoulder | Non-coincident | 2034 | POE90 | Operational-demand | -17.2711 | NA
VIC | TSTS66C | Templestowe (CitiPower) 66 kV | Citipower | Shoulder | Coincident_unreconciled | 2035 | POE50 | Operational-demand | -17.0488 | NA
VIC | TSTS66C | Templestowe (CitiPower) 66 kV | Citipower | Shoulder | Coincident_unreconciled | 2035 | POE90 | Operational-demand | -18.9015 | NA
VIC | TSTS66C | Templestowe (CitiPower) 66 kV | Citipower | Shoulder | Non-coincident | 2035 | POE50 | Operational-demand | -17.0779 | NA
VIC | TSTS66C | Templestowe (CitiPower) 66 kV | Citipower | Shoulder | Non-coincident | 2035 | POE90 | Operational-demand | -18.9337 | NA
VIC | TSTS66C | Templestowe (CitiPower) 66 kV | Citipower | Summer | Coincident | 2019 | ACTUAL_OPG | Operational-demand | 19.2833 | 90.4795
VIC | TSTS66C | Templestowe (CitiPower) 66 kV | Citipower | Summer | Coincident | 2019 | ACTUAL_RAW | Operational-demand | 19.2833 | 90.4795
VIC | TSTS66C | Templestowe (CitiPower) 66 kV | Citipower | Summer | Non-coincident | 2019 | ACTUAL_RAW | Operational-demand | 18.4834 | 103.0072
VIC | TSTS66C | Templestowe (CitiPower) 66 kV | Citipower | Summer | Non-coincident | 2019 | ACTUAL_OPG | Operational-demand | 18.4834 | 103.0072
VIC | TSTS66C | Templestowe (CitiPower) 66 kV | Citipower | Summer | Non-coincident | 2019 | ACTUAL_ADJUSTEDOPG | Operational-demand | 18.4834 | 103.0072
VIC | TSTS66C | Templestowe (CitiPower) 66 kV | Citipower | Summer | Coincident | 2020 | ACTUAL_OPG | Operational-demand | 21.7388 | 113.6882
VIC | TSTS66C | Templestowe (CitiPower) 66 kV | Citipower | Summer | Coincident | 2020 | ACTUAL_RAW | Operational-demand | 21.7388 | 113.6882
VIC | TSTS66C | Templestowe (CitiPower) 66 kV | Citipower | Summer | Non-coincident | 2020 | ACTUAL_RAW | Operational-demand | 18.8042 | 113.6882
VIC | TSTS66C | Templestowe (CitiPower) 66 kV | Citipower | Summer | Non-coincident | 2020 | ACTUAL_OPG | Operational-demand | 18.8042 | 113.6882
VIC | TSTS66C | Templestowe (CitiPower) 66 kV | Citipower | Summer | Non-coincident | 2020 | ACTUAL_ADJUSTEDOPG | Operational-demand | 18.8042 | 113.6882
VIC | TSTS66C | Templestowe (CitiPower) 66 kV | Citipower | Summer | Coincident | 2021 | ACTUAL_OPG | Operational-demand | 20.3115 | 81.9376
VIC | TSTS66C | Templestowe (CitiPower) 66 kV | Citipower | Summer | Coincident | 2021 | ACTUAL_RAW | Operational-demand | 20.3115 | 81.9376
VIC | TSTS66C | Templestowe (CitiPower) 66 kV | Citipower | Summer | Non-coincident | 2021 | ACTUAL_RAW | Operational-demand | 18.5008 | 89.7853
VIC | TSTS66C | Templestowe (CitiPower) 66 kV | Citipower | Summer | Non-coincident | 2021 | ACTUAL_OPG | Operational-demand | 18.5008 | 89.7853
VIC | TSTS66C | Templestowe (CitiPower) 66 kV | Citipower | Summer | Non-coincident | 2021 | ACTUAL_ADJUSTEDOPG | Operational-demand | 18.5008 | 89.7853
VIC | TSTS66C | Templestowe (CitiPower) 66 kV | Citipower | Summer | Coincident | 2022 | ACTUAL_OPG | Operational-demand | 18.3674 | 90.5655
VIC | TSTS66C | Templestowe (CitiPower) 66 kV | Citipower | Summer | Coincident | 2022 | ACTUAL_RAW | Operational-demand | 18.3674 | 90.5655
VIC | TSTS66C | Templestowe (CitiPower) 66 kV | Citipower | Summer | Non-coincident | 2022 | ACTUAL_RAW | Operational-demand | 16.2543 | 94.7451
VIC | TSTS66C | Templestowe (CitiPower) 66 kV | Citipower | Summer | Non-coincident | 2022 | ACTUAL_OPG | Operational-demand | 16.2543 | 94.7451
VIC | TSTS66C | Templestowe (CitiPower) 66 kV | Citipower | Summer | Non-coincident | 2022 | ACTUAL_ADJUSTEDOPG | Operational-demand | 16.2543 | 94.7451
VIC | TSTS66C | Templestowe (CitiPower) 66 kV | Citipower | Summer | Coincident | 2023 | ACTUAL_OPG | Operational-demand | 13.6256 | 67.6281
VIC | TSTS66C | Templestowe (CitiPower) 66 kV | Citipower | Summer | Coincident | 2023 | ACTUAL_RAW | Operational-demand | 13.6256 | 67.6281
VIC | TSTS66C | Templestowe (CitiPower) 66 kV | Citipower | Summer | Non-coincident | 2023 | ACTUAL_RAW | Operational-demand | 13.6256 | 74.9361
VIC | TSTS66C | Templestowe (CitiPower) 66 kV | Citipower | Summer | Non-coincident | 2023 | ACTUAL_OPG | Operational-demand | 13.6256 | 74.9361
VIC | TSTS66C | Templestowe (CitiPower) 66 kV | Citipower | Summer | Non-coincident | 2023 | ACTUAL_ADJUSTEDOPG | Operational-demand | 13.6256 | 74.9361
VIC | TSTS66C | Templestowe (CitiPower) 66 kV | Citipower | Summer | Coincident | 2024 | ACTUAL_OPG | Operational-demand | 8.5325 | 79.0997
VIC | TSTS66C | Templestowe (CitiPower) 66 kV | Citipower | Summer | Coincident | 2024 | ACTUAL_RAW | Operational-demand | 8.5325 | 79.0997
VIC | TSTS66C | Templestowe (CitiPower) 66 kV | Citipower | Summer | Non-coincident | 2024 | ACTUAL_RAW | Operational-demand | 8.5325 | 79.0997
VIC | TSTS66C | Templestowe (CitiPower) 66 kV | Citipower | Summer | Non-coincident | 2024 | ACTUAL_OPG | Operational-demand | 8.5325 | 79.0997
VIC | TSTS66C | Templestowe (CitiPower) 66 kV | Citipower | Summer | Non-coincident | 2024 | ACTUAL_ADJUSTEDOPG | Operational-demand | 8.5325 | 79.0997
VIC | TSTS66C | Templestowe (CitiPower) 66 kV | Citipower | Summer | Coincident | 2025 | ACTUAL_OPG | Operational-demand | 8.0747 | 76.723
VIC | TSTS66C | Templestowe (CitiPower) 66 kV | Citipower | Summer | Coincident | 2025 | ACTUAL_RAW | Operational-demand | 8.0747 | 76.723
VIC | TSTS66C | Templestowe (CitiPower) 66 kV | Citipower | Summer | Non-coincident | 2025 | ACTUAL_RAW | Operational-demand | 8.0202 | 81.7256
VIC | TSTS66C | Templestowe (CitiPower) 66 kV | Citipower | Summer | Non-coincident | 2025 | ACTUAL_OPG | Operational-demand | 8.0202 | 81.7256
VIC | TSTS66C | Templestowe (CitiPower) 66 kV | Citipower | Summer | Non-coincident | 2025 | ACTUAL_ADJUSTEDOPG | Operational-demand | 8.0202 | 81.7256
VIC | TSTS66C | Templestowe (CitiPower) 66 kV | Citipower | Summer | Non-coincident | 2025 | BASEYEARPOE90 | Operational-demand | 0.3566 | NA
VIC | TSTS66C | Templestowe (CitiPower) 66 kV | Citipower | Summer | Non-coincident | 2025 | BASEYEARPOE50 | Operational-demand | 1.9595 | 96.1045
VIC | TSTS66C | Templestowe (CitiPower) 66 kV | Citipower | Summer | Coincident_unreconciled | 2026 | POE50 | Operational-demand | -0.69191 | NA
VIC | TSTS66C | Templestowe (CitiPower) 66 kV | Citipower | Summer | Coincident_unreconciled | 2026 | POE90 | Operational-demand | -1.6256 | NA
VIC | TSTS66C | Templestowe (CitiPower) 66 kV | Citipower | Summer | Non-coincident | 2026 | POE50 | Operational-demand | -0.69426 | 97.2165
VIC | TSTS66C | Templestowe (CitiPower) 66 kV | Citipower | Summer | Non-coincident | 2026 | POE90 | Operational-demand | -1.8446 | NA
VIC | TSTS66C | Templestowe (CitiPower) 66 kV | Citipower | Summer | Coincident_unreconciled | 2027 | POE50 | Operational-demand | -4.0684 | NA
VIC | TSTS66C | Templestowe (CitiPower) 66 kV | Citipower | Summer | Coincident_unreconciled | 2027 | POE90 | Operational-demand | -5.0051 | NA
VIC | TSTS66C | Templestowe (CitiPower) 66 kV | Citipower | Summer | Non-coincident | 2027 | POE50 | Operational-demand | -4.0822 | 97.3005
VIC | TSTS66C | Templestowe (CitiPower) 66 kV | Citipower | Summer | Non-coincident | 2027 | POE90 | Operational-demand | -5.0222 | NA
VIC | TSTS66C | Templestowe (CitiPower) 66 kV | Citipower | Summer | Coincident_unreconciled | 2028 | POE50 | Operational-demand | -7.1644 | NA
VIC | TSTS66C | Templestowe (CitiPower) 66 kV | Citipower | Summer | Coincident_unreconciled | 2028 | POE90 | Operational-demand | -8.1038 | NA
VIC | TSTS66C | Templestowe (CitiPower) 66 kV | Citipower | Summer | Non-coincident | 2028 | POE50 | Operational-demand | -7.1888 | 97.4547
VIC | TSTS66C | Templestowe (CitiPower) 66 kV | Citipower | Summer | Non-coincident | 2028 | POE90 | Operational-demand | -8.1314 | NA
VIC | TSTS66C | Templestowe (CitiPower) 66 kV | Citipower | Summer | Coincident_unreconciled | 2029 | POE50 | Operational-demand | -10.0666 | NA
VIC | TSTS66C | Templestowe (CitiPower) 66 kV | Citipower | Summer | Coincident_unreconciled | 2029 | POE90 | Operational-demand | -11.0088 | NA
VIC | TSTS66C | Templestowe (CitiPower) 66 kV | Citipower | Summer | Non-coincident | 2029 | POE50 | Operational-demand | -10.1009 | 97.69
VIC | TSTS66C | Templestowe (CitiPower) 66 kV | Citipower | Summer | Non-coincident | 2029 | POE90 | Operational-demand | -11.0463 | NA
VIC | TSTS66C | Templestowe (CitiPower) 66 kV | Citipower | Summer | Coincident_unreconciled | 2030 | POE50 | Operational-demand | -12.8614 | NA
VIC | TSTS66C | Templestowe (CitiPower) 66 kV | Citipower | Summer | Coincident_unreconciled | 2030 | POE90 | Operational-demand | -13.8062 | NA
VIC | TSTS66C | Templestowe (CitiPower) 66 kV | Citipower | Summer | Non-coincident | 2030 | POE50 | Operational-demand | -12.9052 | 98.0213
VIC | TSTS66C | Templestowe (CitiPower) 66 kV | Citipower | Summer | Non-coincident | 2030 | POE90 | Operational-demand | -13.8532 | NA
VIC | TSTS66C | Templestowe (CitiPower) 66 kV | Citipower | Summer | Coincident_unreconciled | 2031 | POE50 | Operational-demand | -15.7583 | NA
VIC | TSTS66C | Templestowe (CitiPower) 66 kV | Citipower | Summer | Coincident_unreconciled | 2031 | POE90 | Operational-demand | -16.7057 | NA
VIC | TSTS66C | Templestowe (CitiPower) 66 kV | Citipower | Summer | Non-coincident | 2031 | POE50 | Operational-demand | -15.8119 | 98.3709
VIC | TSTS66C | Templestowe (CitiPower) 66 kV | Citipower | Summer | Non-coincident | 2031 | POE90 | Operational-demand | -16.7626 | NA
VIC | TSTS66C | Templestowe (CitiPower) 66 kV | Citipower | Summer | Coincident_unreconciled | 2032 | POE50 | Operational-demand | -17.935 | NA
VIC | TSTS66C | Templestowe (CitiPower) 66 kV | Citipower | Summer | Coincident_unreconciled | 2032 | POE90 | Operational-demand | -18.8851 | NA
VIC | TSTS66C | Templestowe (CitiPower) 66 kV | Citipower | Summer | Non-coincident | 2032 | POE50 | Operational-demand | -17.9961 | 98.8195
VIC | TSTS66C | Templestowe (CitiPower) 66 kV | Citipower | Summer | Non-coincident | 2032 | POE90 | Operational-demand | -18.9494 | NA
VIC | TSTS66C | Templestowe (CitiPower) 66 kV | Citipower | Summer | Coincident_unreconciled | 2033 | POE50 | Operational-demand | -19.5431 | NA
VIC | TSTS66C | Templestowe (CitiPower) 66 kV | Citipower | Summer | Coincident_unreconciled | 2033 | POE90 | Operational-demand | -20.4958 | NA
VIC | TSTS66C | Templestowe (CitiPower) 66 kV | Citipower | Summer | Non-coincident | 2033 | POE50 | Operational-demand | -19.6097 | 99.3424
VIC | TSTS66C | Templestowe (CitiPower) 66 kV | Citipower | Summer | Non-coincident | 2033 | POE90 | Operational-demand | -20.5656 | NA
VIC | TSTS66C | Templestowe (CitiPower) 66 kV | Citipower | Summer | Coincident_unreconciled | 2034 | POE50 | Operational-demand | -21.1247 | NA
VIC | TSTS66C | Templestowe (CitiPower) 66 kV | Citipower | Summer | Coincident_unreconciled | 2034 | POE90 | Operational-demand | -22.0799 | NA
VIC | TSTS66C | Templestowe (CitiPower) 66 kV | Citipower | Summer | Non-coincident | 2034 | POE50 | Operational-demand | -21.1967 | 99.8708
VIC | TSTS66C | Templestowe (CitiPower) 66 kV | Citipower | Summer | Non-coincident | 2034 | POE90 | Operational-demand | -22.1551 | NA
VIC | TSTS66C | Templestowe (CitiPower) 66 kV | Citipower | Summer | Coincident_unreconciled | 2035 | POE50 | Operational-demand | -22.8967 | NA
VIC | TSTS66C | Templestowe (CitiPower) 66 kV | Citipower | Summer | Coincident_unreconciled | 2035 | POE90 | Operational-demand | -23.8544 | NA
VIC | TSTS66C | Templestowe (CitiPower) 66 kV | Citipower | Summer | Non-coincident | 2035 | POE50 | Operational-demand | -22.9746 | 100.3801
VIC | TSTS66C | Templestowe (CitiPower) 66 kV | Citipower | Summer | Non-coincident | 2035 | POE90 | Operational-demand | -23.9356 | NA
VIC | TSTS66C | Templestowe (CitiPower) 66 kV | Citipower | Summer | Non-coincident | 2025 | BASEYEARPOE10 | Operational-demand | NA | 108.8822
VIC | TSTS66C | Templestowe (CitiPower) 66 kV | Citipower | Summer | Coincident | 2026 | POE10 | Operational-demand | NA | 99.7322
VIC | TSTS66C | Templestowe (CitiPower) 66 kV | Citipower | Summer | Coincident | 2026 | POE50 | Operational-demand | NA | 89.8584
VIC | TSTS66C | Templestowe (CitiPower) 66 kV | Citipower | Summer | Non-coincident | 2026 | POE10 | Operational-demand | NA | 111.2173
VIC | TSTS66C | Templestowe (CitiPower) 66 kV | Citipower | Summer | Coincident | 2027 | POE10 | Operational-demand | NA | 97.2201
VIC | TSTS66C | Templestowe (CitiPower) 66 kV | Citipower | Summer | Coincident | 2027 | POE50 | Operational-demand | NA | 86.9754
VIC | TSTS66C | Templestowe (CitiPower) 66 kV | Citipower | Summer | Non-coincident | 2027 | POE10 | Operational-demand | NA | 111.3479
VIC | TSTS66C | Templestowe (CitiPower) 66 kV | Citipower | Summer | Coincident | 2028 | POE10 | Operational-demand | NA | 95.0521
VIC | TSTS66C | Templestowe (CitiPower) 66 kV | Citipower | Summer | Coincident | 2028 | POE50 | Operational-demand | NA | 84.3865
VIC | TSTS66C | Templestowe (CitiPower) 66 kV | Citipower | Summer | Non-coincident | 2028 | POE10 | Operational-demand | NA | 111.5422
VIC | TSTS66C | Templestowe (CitiPower) 66 kV | Citipower | Summer | Coincident | 2029 | POE10 | Operational-demand | NA | 93.5865
VIC | TSTS66C | Templestowe (CitiPower) 66 kV | Citipower | Summer | Coincident | 2029 | POE50 | Operational-demand | NA | 83.1331
VIC | TSTS66C | Templestowe (CitiPower) 66 kV | Citipower | Summer | Non-coincident | 2029 | POE10 | Operational-demand | NA | 111.8175
VIC | TSTS66C | Templestowe (CitiPower) 66 kV | Citipower | Summer | Coincident | 2030 | POE10 | Operational-demand | NA | 92.5163
VIC | TSTS66C | Templestowe (CitiPower) 66 kV | Citipower | Summer | Coincident | 2030 | POE50 | Operational-demand | NA | 81.9323
VIC | TSTS66C | Templestowe (CitiPower) 66 kV | Citipower | Summer | Non-coincident | 2030 | POE10 | Operational-demand | NA | 112.1889
VIC | TSTS66C | Templestowe (CitiPower) 66 kV | Citipower | Summer | Coincident | 2031 | POE10 | Operational-demand | NA | 90.4827
VIC | TSTS66C | Templestowe (CitiPower) 66 kV | Citipower | Summer | Coincident | 2031 | POE50 | Operational-demand | NA | 80.527
VIC | TSTS66C | Templestowe (CitiPower) 66 kV | Citipower | Summer | Non-coincident | 2031 | POE10 | Operational-demand | NA | 112.5787
VIC | TSTS66C | Templestowe (CitiPower) 66 kV | Citipower | Summer | Coincident | 2032 | POE10 | Operational-demand | NA | 88.1604
VIC | TSTS66C | Templestowe (CitiPower) 66 kV | Citipower | Summer | Coincident | 2032 | POE50 | Operational-demand | NA | 78.3184
VIC | TSTS66C | Templestowe (CitiPower) 66 kV | Citipower | Summer | Non-coincident | 2032 | POE10 | Operational-demand | NA | 113.0664
VIC | TSTS66C | Templestowe (CitiPower) 66 kV | Citipower | Summer | Coincident | 2033 | POE10 | Operational-demand | NA | 86.5231
VIC | TSTS66C | Templestowe (CitiPower) 66 kV | Citipower | Summer | Coincident | 2033 | POE50 | Operational-demand | NA | 76.1694
VIC | TSTS66C | Templestowe (CitiPower) 66 kV | Citipower | Summer | Non-coincident | 2033 | POE10 | Operational-demand | NA | 113.6277
VIC | TSTS66C | Templestowe (CitiPower) 66 kV | Citipower | Summer | Coincident | 2034 | POE10 | Operational-demand | NA | 86.052
VIC | TSTS66C | Templestowe (CitiPower) 66 kV | Citipower | Summer | Coincident | 2034 | POE50 | Operational-demand | NA | 75.8537
VIC | TSTS66C | Templestowe (CitiPower) 66 kV | Citipower | Summer | Non-coincident | 2034 | POE10 | Operational-demand | NA | 114.1945
VIC | TSTS66C | Templestowe (CitiPower) 66 kV | Citipower | Summer | Coincident | 2035 | POE10 | Operational-demand | NA | 85.9327
VIC | TSTS66C | Templestowe (CitiPower) 66 kV | Citipower | Summer | Coincident | 2035 | POE50 | Operational-demand | NA | 75.7785
VIC | TSTS66C | Templestowe (CitiPower) 66 kV | Citipower | Summer | Non-coincident | 2035 | POE10 | Operational-demand | NA | 114.7422
VIC | TSTS66C | Templestowe (CitiPower) 66 kV | Citipower | Winter | Coincident | 2018 | ACTUAL_OPG | Operational-demand | NA | 65.1098
VIC | TSTS66C | Templestowe (CitiPower) 66 kV | Citipower | Winter | Coincident | 2018 | ACTUAL_RAW | Operational-demand | NA | 65.1098
VIC | TSTS66C | Templestowe (CitiPower) 66 kV | Citipower | Winter | Non-coincident | 2018 | ACTUAL_RAW | Operational-demand | NA | 70.9338
VIC | TSTS66C | Templestowe (CitiPower) 66 kV | Citipower | Winter | Non-coincident | 2018 | ACTUAL_OPG | Operational-demand | NA | 70.9338
VIC | TSTS66C | Templestowe (CitiPower) 66 kV | Citipower | Winter | Non-coincident | 2018 | ACTUAL_ADJUSTEDOPG | Operational-demand | NA | 70.9338
VIC | TSTS66C | Templestowe (CitiPower) 66 kV | Citipower | Winter | Coincident | 2019 | ACTUAL_OPG | Operational-demand | NA | 69.9886
VIC | TSTS66C | Templestowe (CitiPower) 66 kV | Citipower | Winter | Coincident | 2019 | ACTUAL_RAW | Operational-demand | NA | 69.9886
VIC | TSTS66C | Templestowe (CitiPower) 66 kV | Citipower | Winter | Non-coincident | 2019 | ACTUAL_RAW | Operational-demand | NA | 70.8958
VIC | TSTS66C | Templestowe (CitiPower) 66 kV | Citipower | Winter | Non-coincident | 2019 | ACTUAL_OPG | Operational-demand | NA | 70.8958
VIC | TSTS66C | Templestowe (CitiPower) 66 kV | Citipower | Winter | Non-coincident | 2019 | ACTUAL_ADJUSTEDOPG | Operational-demand | NA | 70.8958
VIC | TSTS66C | Templestowe (CitiPower) 66 kV | Citipower | Winter | Coincident | 2020 | ACTUAL_OPG | Operational-demand | NA | 75.6072
VIC | TSTS66C | Templestowe (CitiPower) 66 kV | Citipower | Winter | Coincident | 2020 | ACTUAL_RAW | Operational-demand | NA | 75.6072
VIC | TSTS66C | Templestowe (CitiPower) 66 kV | Citipower | Winter | Non-coincident | 2020 | ACTUAL_RAW | Operational-demand | NA | 75.8451
VIC | TSTS66C | Templestowe (CitiPower) 66 kV | Citipower | Winter | Non-coincident | 2020 | ACTUAL_OPG | Operational-demand | NA | 75.8451
VIC | TSTS66C | Templestowe (CitiPower) 66 kV | Citipower | Winter | Non-coincident | 2020 | ACTUAL_ADJUSTEDOPG | Operational-demand | NA | 75.8451
VIC | TSTS66C | Templestowe (CitiPower) 66 kV | Citipower | Winter | Coincident | 2021 | ACTUAL_OPG | Operational-demand | NA | 75.5228
VIC | TSTS66C | Templestowe (CitiPower) 66 kV | Citipower | Winter | Coincident | 2021 | ACTUAL_RAW | Operational-demand | NA | 75.5228
VIC | TSTS66C | Templestowe (CitiPower) 66 kV | Citipower | Winter | Non-coincident | 2021 | ACTUAL_RAW | Operational-demand | NA | 76.9239
VIC | TSTS66C | Templestowe (CitiPower) 66 kV | Citipower | Winter | Non-coincident | 2021 | ACTUAL_OPG | Operational-demand | NA | 76.9239
VIC | TSTS66C | Templestowe (CitiPower) 66 kV | Citipower | Winter | Non-coincident | 2021 | ACTUAL_ADJUSTEDOPG | Operational-demand | NA | 76.9239
VIC | TSTS66C | Templestowe (CitiPower) 66 kV | Citipower | Winter | Coincident | 2022 | ACTUAL_OPG | Operational-demand | NA | 71.6946
VIC | TSTS66C | Templestowe (CitiPower) 66 kV | Citipower | Winter | Coincident | 2022 | ACTUAL_RAW | Operational-demand | NA | 71.6946
VIC | TSTS66C | Templestowe (CitiPower) 66 kV | Citipower | Winter | Non-coincident | 2022 | ACTUAL_RAW | Operational-demand | NA | 73.2923
VIC | TSTS66C | Templestowe (CitiPower) 66 kV | Citipower | Winter | Non-coincident | 2022 | ACTUAL_OPG | Operational-demand | NA | 73.2923
VIC | TSTS66C | Templestowe (CitiPower) 66 kV | Citipower | Winter | Non-coincident | 2022 | ACTUAL_ADJUSTEDOPG | Operational-demand | NA | 73.2923
VIC | TSTS66C | Templestowe (CitiPower) 66 kV | Citipower | Winter | Coincident | 2023 | ACTUAL_OPG | Operational-demand | NA | 54.7103
VIC | TSTS66C | Templestowe (CitiPower) 66 kV | Citipower | Winter | Coincident | 2023 | ACTUAL_RAW | Operational-demand | NA | 54.7103
VIC | TSTS66C | Templestowe (CitiPower) 66 kV | Citipower | Winter | Non-coincident | 2023 | ACTUAL_RAW | Operational-demand | NA | 55.7909
VIC | TSTS66C | Templestowe (CitiPower) 66 kV | Citipower | Winter | Non-coincident | 2023 | ACTUAL_OPG | Operational-demand | NA | 55.7909
VIC | TSTS66C | Templestowe (CitiPower) 66 kV | Citipower | Winter | Non-coincident | 2023 | ACTUAL_ADJUSTEDOPG | Operational-demand | NA | 55.7909
VIC | TSTS66C | Templestowe (CitiPower) 66 kV | Citipower | Winter | Coincident | 2024 | ACTUAL_OPG | Operational-demand | NA | 60.069
VIC | TSTS66C | Templestowe (CitiPower) 66 kV | Citipower | Winter | Coincident | 2024 | ACTUAL_RAW | Operational-demand | NA | 60.069
VIC | TSTS66C | Templestowe (CitiPower) 66 kV | Citipower | Winter | Non-coincident | 2024 | ACTUAL_RAW | Operational-demand | NA | 61.6832
VIC | TSTS66C | Templestowe (CitiPower) 66 kV | Citipower | Winter | Non-coincident | 2024 | ACTUAL_OPG | Operational-demand | NA | 61.6832
VIC | TSTS66C | Templestowe (CitiPower) 66 kV | Citipower | Winter | Non-coincident | 2024 | ACTUAL_ADJUSTEDOPG | Operational-demand | NA | 61.6832
VIC | TSTS66C | Templestowe (CitiPower) 66 kV | Citipower | Winter | Coincident | 2025 | POE10 | Operational-demand | NA | 74.8962
VIC | TSTS66C | Templestowe (CitiPower) 66 kV | Citipower | Winter | Coincident | 2025 | POE50 | Operational-demand | NA | 73.995
VIC | TSTS66C | Templestowe (CitiPower) 66 kV | Citipower | Winter | Non-coincident | 2025 | ACTUAL_RAW | Operational-demand | NA | 65.0228
VIC | TSTS66C | Templestowe (CitiPower) 66 kV | Citipower | Winter | Non-coincident | 2025 | ACTUAL_ADJUSTEDOPG | Operational-demand | NA | 65.0228
VIC | TSTS66C | Templestowe (CitiPower) 66 kV | Citipower | Winter | Non-coincident | 2025 | BASEYEARPOE50 | Operational-demand | NA | 78.4386
VIC | TSTS66C | Templestowe (CitiPower) 66 kV | Citipower | Winter | Non-coincident | 2025 | BASEYEARPOE10 | Operational-demand | NA | 80.076
VIC | TSTS66C | Templestowe (CitiPower) 66 kV | Citipower | Winter | Non-coincident | 2025 | POE10 | Operational-demand | NA | 80.2244
VIC | TSTS66C | Templestowe (CitiPower) 66 kV | Citipower | Winter | Non-coincident | 2025 | POE50 | Operational-demand | NA | 78.5841
VIC | TSTS66C | Templestowe (CitiPower) 66 kV | Citipower | Winter | Coincident | 2026 | POE10 | Operational-demand | NA | 72.5071
VIC | TSTS66C | Templestowe (CitiPower) 66 kV | Citipower | Winter | Coincident | 2026 | POE50 | Operational-demand | NA | 71.5021
VIC | TSTS66C | Templestowe (CitiPower) 66 kV | Citipower | Winter | Non-coincident | 2026 | POE10 | Operational-demand | NA | 80.6108
VIC | TSTS66C | Templestowe (CitiPower) 66 kV | Citipower | Winter | Non-coincident | 2026 | POE50 | Operational-demand | NA | 78.9642
VIC | TSTS66C | Templestowe (CitiPower) 66 kV | Citipower | Winter | Coincident | 2027 | POE10 | Operational-demand | NA | 70.2074
VIC | TSTS66C | Templestowe (CitiPower) 66 kV | Citipower | Winter | Coincident | 2027 | POE50 | Operational-demand | NA | 69.0602
VIC | TSTS66C | Templestowe (CitiPower) 66 kV | Citipower | Winter | Non-coincident | 2027 | POE10 | Operational-demand | NA | 81.0106
VIC | TSTS66C | Templestowe (CitiPower) 66 kV | Citipower | Winter | Non-coincident | 2027 | POE50 | Operational-demand | NA | 79.3593
VIC | TSTS66C | Templestowe (CitiPower) 66 kV | Citipower | Winter | Coincident | 2028 | POE10 | Operational-demand | NA | 69.2665
VIC | TSTS66C | Templestowe (CitiPower) 66 kV | Citipower | Winter | Coincident | 2028 | POE50 | Operational-demand | NA | 68.1931
VIC | TSTS66C | Templestowe (CitiPower) 66 kV | Citipower | Winter | Non-coincident | 2028 | POE10 | Operational-demand | NA | 81.4944
VIC | TSTS66C | Templestowe (CitiPower) 66 kV | Citipower | Winter | Non-coincident | 2028 | POE50 | Operational-demand | NA | 79.8383
VIC | TSTS66C | Templestowe (CitiPower) 66 kV | Citipower | Winter | Coincident | 2029 | POE10 | Operational-demand | NA | 68.8906
VIC | TSTS66C | Templestowe (CitiPower) 66 kV | Citipower | Winter | Coincident | 2029 | POE50 | Operational-demand | NA | 67.8519
VIC | TSTS66C | Templestowe (CitiPower) 66 kV | Citipower | Winter | Non-coincident | 2029 | POE10 | Operational-demand | NA | 82.0533
VIC | TSTS66C | Templestowe (CitiPower) 66 kV | Citipower | Winter | Non-coincident | 2029 | POE50 | Operational-demand | NA | 80.3926
VIC | TSTS66C | Templestowe (CitiPower) 66 kV | Citipower | Winter | Coincident | 2030 | POE10 | Operational-demand | NA | 68.4279
VIC | TSTS66C | Templestowe (CitiPower) 66 kV | Citipower | Winter | Coincident | 2030 | POE50 | Operational-demand | NA | 67.3874
VIC | TSTS66C | Templestowe (CitiPower) 66 kV | Citipower | Winter | Non-coincident | 2030 | POE10 | Operational-demand | NA | 82.6455
VIC | TSTS66C | Templestowe (CitiPower) 66 kV | Citipower | Winter | Non-coincident | 2030 | POE50 | Operational-demand | NA | 80.9801
VIC | TSTS66C | Templestowe (CitiPower) 66 kV | Citipower | Winter | Coincident | 2031 | POE10 | Operational-demand | NA | 68.0843
VIC | TSTS66C | Templestowe (CitiPower) 66 kV | Citipower | Winter | Coincident | 2031 | POE50 | Operational-demand | NA | 67.0575
VIC | TSTS66C | Templestowe (CitiPower) 66 kV | Citipower | Winter | Non-coincident | 2031 | POE10 | Operational-demand | NA | 83.2535
VIC | TSTS66C | Templestowe (CitiPower) 66 kV | Citipower | Winter | Non-coincident | 2031 | POE50 | Operational-demand | NA | 81.5833
VIC | TSTS66C | Templestowe (CitiPower) 66 kV | Citipower | Winter | Coincident | 2032 | POE10 | Operational-demand | NA | 67.184
VIC | TSTS66C | Templestowe (CitiPower) 66 kV | Citipower | Winter | Coincident | 2032 | POE50 | Operational-demand | NA | 66.0519
VIC | TSTS66C | Templestowe (CitiPower) 66 kV | Citipower | Winter | Non-coincident | 2032 | POE10 | Operational-demand | NA | 83.8719
VIC | TSTS66C | Templestowe (CitiPower) 66 kV | Citipower | Winter | Non-coincident | 2032 | POE50 | Operational-demand | NA | 82.1972
VIC | TSTS66C | Templestowe (CitiPower) 66 kV | Citipower | Winter | Coincident | 2033 | POE10 | Operational-demand | NA | 65.992
VIC | TSTS66C | Templestowe (CitiPower) 66 kV | Citipower | Winter | Coincident | 2033 | POE50 | Operational-demand | NA | 64.8935
VIC | TSTS66C | Templestowe (CitiPower) 66 kV | Citipower | Winter | Non-coincident | 2033 | POE10 | Operational-demand | NA | 84.4877
VIC | TSTS66C | Templestowe (CitiPower) 66 kV | Citipower | Winter | Non-coincident | 2033 | POE50 | Operational-demand | NA | 82.8085
VIC | TSTS66C | Templestowe (CitiPower) 66 kV | Citipower | Winter | Coincident | 2034 | POE10 | Operational-demand | NA | 65.9756
VIC | TSTS66C | Templestowe (CitiPower) 66 kV | Citipower | Winter | Coincident | 2034 | POE50 | Operational-demand | NA | 64.9182
VIC | TSTS66C | Templestowe (CitiPower) 66 kV | Citipower | Winter | Non-coincident | 2034 | POE10 | Operational-demand | NA | 85.098
VIC | TSTS66C | Templestowe (CitiPower) 66 kV | Citipower | Winter | Non-coincident | 2034 | POE50 | Operational-demand | NA | 83.4143
VIC | TSTS66U | Templestowe (United Energy) 66 kV | United Energy | Shoulder | Coincident | 2019 | ACTUAL_OPG | Operational-demand | 27.433 | NA
VIC | TSTS66U | Templestowe (United Energy) 66 kV | United Energy | Shoulder | Coincident | 2019 | ACTUAL_RAW | Operational-demand | 27.433 | NA
VIC | TSTS66U | Templestowe (United Energy) 66 kV | United Energy | Shoulder | Non-coincident | 2019 | ACTUAL_RAW | Operational-demand | 27.433 | NA
VIC | TSTS66U | Templestowe (United Energy) 66 kV | United Energy | Shoulder | Non-coincident | 2019 | ACTUAL_OPG | Operational-demand | 27.433 | NA
VIC | TSTS66U | Templestowe (United Energy) 66 kV | United Energy | Shoulder | Non-coincident | 2019 | ACTUAL_ADJUSTEDOPG | Operational-demand | 27.433 | NA
VIC | TSTS66U | Templestowe (United Energy) 66 kV | United Energy | Shoulder | Coincident | 2020 | ACTUAL_OPG | Operational-demand | 33.9099 | NA
VIC | TSTS66U | Templestowe (United Energy) 66 kV | United Energy | Shoulder | Coincident | 2020 | ACTUAL_RAW | Operational-demand | 33.9099 | NA
VIC | TSTS66U | Templestowe (United Energy) 66 kV | United Energy | Shoulder | Non-coincident | 2020 | ACTUAL_RAW | Operational-demand | 26.8145 | NA
VIC | TSTS66U | Templestowe (United Energy) 66 kV | United Energy | Shoulder | Non-coincident | 2020 | ACTUAL_OPG | Operational-demand | 26.8145 | NA
VIC | TSTS66U | Templestowe (United Energy) 66 kV | United Energy | Shoulder | Non-coincident | 2020 | ACTUAL_ADJUSTEDOPG | Operational-demand | 26.8145 | NA
VIC | TSTS66U | Templestowe (United Energy) 66 kV | United Energy | Shoulder | Coincident | 2021 | ACTUAL_OPG | Operational-demand | 29.076 | NA
VIC | TSTS66U | Templestowe (United Energy) 66 kV | United Energy | Shoulder | Coincident | 2021 | ACTUAL_RAW | Operational-demand | 29.076 | NA
VIC | TSTS66U | Templestowe (United Energy) 66 kV | United Energy | Shoulder | Non-coincident | 2021 | ACTUAL_RAW | Operational-demand | 27.1665 | NA
VIC | TSTS66U | Templestowe (United Energy) 66 kV | United Energy | Shoulder | Non-coincident | 2021 | ACTUAL_OPG | Operational-demand | 27.1665 | NA
VIC | TSTS66U | Templestowe (United Energy) 66 kV | United Energy | Shoulder | Non-coincident | 2021 | ACTUAL_ADJUSTEDOPG | Operational-demand | 27.1665 | NA
VIC | TSTS66U | Templestowe (United Energy) 66 kV | United Energy | Shoulder | Coincident | 2022 | ACTUAL_OPG | Operational-demand | 23.8424 | NA
VIC | TSTS66U | Templestowe (United Energy) 66 kV | United Energy | Shoulder | Coincident | 2022 | ACTUAL_RAW | Operational-demand | 23.8424 | NA
VIC | TSTS66U | Templestowe (United Energy) 66 kV | United Energy | Shoulder | Non-coincident | 2022 | ACTUAL_RAW | Operational-demand | 23.0423 | NA
VIC | TSTS66U | Templestowe (United Energy) 66 kV | United Energy | Shoulder | Non-coincident | 2022 | ACTUAL_OPG | Operational-demand | 23.0423 | NA
VIC | TSTS66U | Templestowe (United Energy) 66 kV | United Energy | Shoulder | Non-coincident | 2022 | ACTUAL_ADJUSTEDOPG | Operational-demand | 23.0423 | NA
VIC | TSTS66U | Templestowe (United Energy) 66 kV | United Energy | Shoulder | Coincident | 2023 | ACTUAL_OPG | Operational-demand | 21.0292 | NA
VIC | TSTS66U | Templestowe (United Energy) 66 kV | United Energy | Shoulder | Coincident | 2023 | ACTUAL_RAW | Operational-demand | 21.0292 | NA
VIC | TSTS66U | Templestowe (United Energy) 66 kV | United Energy | Shoulder | Non-coincident | 2023 | ACTUAL_RAW | Operational-demand | 19.9708 | NA
VIC | TSTS66U | Templestowe (United Energy) 66 kV | United Energy | Shoulder | Non-coincident | 2023 | ACTUAL_OPG | Operational-demand | 19.9708 | NA
VIC | TSTS66U | Templestowe (United Energy) 66 kV | United Energy | Shoulder | Non-coincident | 2023 | ACTUAL_ADJUSTEDOPG | Operational-demand | 19.9708 | NA
VIC | TSTS66U | Templestowe (United Energy) 66 kV | United Energy | Shoulder | Coincident | 2024 | ACTUAL_OPG | Operational-demand | 17.0927 | NA
VIC | TSTS66U | Templestowe (United Energy) 66 kV | United Energy | Shoulder | Coincident | 2024 | ACTUAL_RAW | Operational-demand | 17.0927 | NA
VIC | TSTS66U | Templestowe (United Energy) 66 kV | United Energy | Shoulder | Non-coincident | 2024 | ACTUAL_RAW | Operational-demand | 16.8756 | NA
VIC | TSTS66U | Templestowe (United Energy) 66 kV | United Energy | Shoulder | Non-coincident | 2024 | ACTUAL_OPG | Operational-demand | 16.8756 | NA
VIC | TSTS66U | Templestowe (United Energy) 66 kV | United Energy | Shoulder | Non-coincident | 2024 | ACTUAL_ADJUSTEDOPG | Operational-demand | 16.8756 | NA
VIC | TSTS66U | Templestowe (United Energy) 66 kV | United Energy | Shoulder | Coincident | 2025 | ACTUAL_OPG | Operational-demand | 12.1535 | NA
VIC | TSTS66U | Templestowe (United Energy) 66 kV | United Energy | Shoulder | Coincident | 2025 | ACTUAL_RAW | Operational-demand | 12.1535 | NA
VIC | TSTS66U | Templestowe (United Energy) 66 kV | United Energy | Shoulder | Non-coincident | 2025 | ACTUAL_RAW | Operational-demand | 12.0764 | NA
VIC | TSTS66U | Templestowe (United Energy) 66 kV | United Energy | Shoulder | Non-coincident | 2025 | ACTUAL_OPG | Operational-demand | 12.0764 | NA
VIC | TSTS66U | Templestowe (United Energy) 66 kV | United Energy | Shoulder | Non-coincident | 2025 | ACTUAL_ADJUSTEDOPG | Operational-demand | 12.0764 | NA
VIC | TSTS66U | Templestowe (United Energy) 66 kV | United Energy | Shoulder | Non-coincident | 2025 | BASEYEARPOE90 | Operational-demand | 3.0722 | NA
VIC | TSTS66U | Templestowe (United Energy) 66 kV | United Energy | Shoulder | Non-coincident | 2025 | BASEYEARPOE50 | Operational-demand | 5.0198 | NA
VIC | TSTS66U | Templestowe (United Energy) 66 kV | United Energy | Shoulder | Coincident_unreconciled | 2026 | POE50 | Operational-demand | 0.11345 | NA
VIC | TSTS66U | Templestowe (United Energy) 66 kV | United Energy | Shoulder | Coincident_unreconciled | 2026 | POE90 | Operational-demand | -1.7675 | NA
VIC | TSTS66U | Templestowe (United Energy) 66 kV | United Energy | Shoulder | Non-coincident | 2026 | POE50 | Operational-demand | 0.11237 | NA
VIC | TSTS66U | Templestowe (United Energy) 66 kV | United Energy | Shoulder | Non-coincident | 2026 | POE90 | Operational-demand | -1.7847 | NA
VIC | TSTS66U | Templestowe (United Energy) 66 kV | United Energy | Shoulder | Coincident_unreconciled | 2027 | POE50 | Operational-demand | -4.3925 | NA
VIC | TSTS66U | Templestowe (United Energy) 66 kV | United Energy | Shoulder | Coincident_unreconciled | 2027 | POE90 | Operational-demand | -6.2777 | NA
VIC | TSTS66U | Templestowe (United Energy) 66 kV | United Energy | Shoulder | Non-coincident | 2027 | POE50 | Operational-demand | -4.4352 | NA
VIC | TSTS66U | Templestowe (United Energy) 66 kV | United Energy | Shoulder | Non-coincident | 2027 | POE90 | Operational-demand | -6.3387 | NA
VIC | TSTS66U | Templestowe (United Energy) 66 kV | United Energy | Shoulder | Coincident_unreconciled | 2028 | POE50 | Operational-demand | -8.5097 | NA
VIC | TSTS66U | Templestowe (United Energy) 66 kV | United Energy | Shoulder | Coincident_unreconciled | 2028 | POE90 | Operational-demand | -10.4012 | NA
VIC | TSTS66U | Templestowe (United Energy) 66 kV | United Energy | Shoulder | Non-coincident | 2028 | POE50 | Operational-demand | -8.5924 | NA
VIC | TSTS66U | Templestowe (United Energy) 66 kV | United Energy | Shoulder | Non-coincident | 2028 | POE90 | Operational-demand | -10.5022 | NA
VIC | TSTS66U | Templestowe (United Energy) 66 kV | United Energy | Shoulder | Coincident_unreconciled | 2029 | POE50 | Operational-demand | -12.3956 | NA
VIC | TSTS66U | Templestowe (United Energy) 66 kV | United Energy | Shoulder | Coincident_unreconciled | 2029 | POE90 | Operational-demand | -14.2934 | NA
VIC | TSTS66U | Templestowe (United Energy) 66 kV | United Energy | Shoulder | Non-coincident | 2029 | POE50 | Operational-demand | -12.516 | NA
VIC | TSTS66U | Templestowe (United Energy) 66 kV | United Energy | Shoulder | Non-coincident | 2029 | POE90 | Operational-demand | -14.4323 | NA
VIC | TSTS66U | Templestowe (United Energy) 66 kV | United Energy | Shoulder | Coincident_unreconciled | 2030 | POE50 | Operational-demand | -16.1203 | NA
VIC | TSTS66U | Templestowe (United Energy) 66 kV | United Energy | Shoulder | Coincident_unreconciled | 2030 | POE90 | Operational-demand | -18.0244 | NA
VIC | TSTS66U | Templestowe (United Energy) 66 kV | United Energy | Shoulder | Non-coincident | 2030 | POE50 | Operational-demand | -16.2769 | NA
VIC | TSTS66U | Templestowe (United Energy) 66 kV | United Energy | Shoulder | Non-coincident | 2030 | POE90 | Operational-demand | -18.1995 | NA
VIC | TSTS66U | Templestowe (United Energy) 66 kV | United Energy | Shoulder | Coincident_unreconciled | 2031 | POE50 | Operational-demand | -19.897 | NA
VIC | TSTS66U | Templestowe (United Energy) 66 kV | United Energy | Shoulder | Coincident_unreconciled | 2031 | POE90 | Operational-demand | -21.8074 | NA
VIC | TSTS66U | Templestowe (United Energy) 66 kV | United Energy | Shoulder | Non-coincident | 2031 | POE50 | Operational-demand | -20.0903 | NA
VIC | TSTS66U | Templestowe (United Energy) 66 kV | United Energy | Shoulder | Non-coincident | 2031 | POE90 | Operational-demand | -22.0192 | NA
VIC | TSTS66U | Templestowe (United Energy) 66 kV | United Energy | Shoulder | Coincident_unreconciled | 2032 | POE50 | Operational-demand | -22.7168 | NA
VIC | TSTS66U | Templestowe (United Energy) 66 kV | United Energy | Shoulder | Coincident_unreconciled | 2032 | POE90 | Operational-demand | -24.6335 | NA
VIC | TSTS66U | Templestowe (United Energy) 66 kV | United Energy | Shoulder | Non-coincident | 2032 | POE50 | Operational-demand | -22.9374 | NA
VIC | TSTS66U | Templestowe (United Energy) 66 kV | United Energy | Shoulder | Non-coincident | 2032 | POE90 | Operational-demand | -24.8728 | NA
VIC | TSTS66U | Templestowe (United Energy) 66 kV | United Energy | Shoulder | Coincident_unreconciled | 2033 | POE50 | Operational-demand | -24.7481 | NA
VIC | TSTS66U | Templestowe (United Energy) 66 kV | United Energy | Shoulder | Coincident_unreconciled | 2033 | POE90 | Operational-demand | -26.6713 | NA
VIC | TSTS66U | Templestowe (United Energy) 66 kV | United Energy | Shoulder | Non-coincident | 2033 | POE50 | Operational-demand | -24.9886 | NA
VIC | TSTS66U | Templestowe (United Energy) 66 kV | United Energy | Shoulder | Non-coincident | 2033 | POE90 | Operational-demand | -26.9304 | NA
VIC | TSTS66U | Templestowe (United Energy) 66 kV | United Energy | Shoulder | Coincident_unreconciled | 2034 | POE50 | Operational-demand | -26.6923 | NA
VIC | TSTS66U | Templestowe (United Energy) 66 kV | United Energy | Shoulder | Coincident_unreconciled | 2034 | POE90 | Operational-demand | -28.6219 | NA
VIC | TSTS66U | Templestowe (United Energy) 66 kV | United Energy | Shoulder | Non-coincident | 2034 | POE50 | Operational-demand | -26.9517 | NA
VIC | TSTS66U | Templestowe (United Energy) 66 kV | United Energy | Shoulder | Non-coincident | 2034 | POE90 | Operational-demand | -28.9 | NA
VIC | TSTS66U | Templestowe (United Energy) 66 kV | United Energy | Shoulder | Coincident_unreconciled | 2035 | POE50 | Operational-demand | -28.8801 | NA
VIC | TSTS66U | Templestowe (United Energy) 66 kV | United Energy | Shoulder | Coincident_unreconciled | 2035 | POE90 | Operational-demand | -30.8162 | NA
VIC | TSTS66U | Templestowe (United Energy) 66 kV | United Energy | Shoulder | Non-coincident | 2035 | POE50 | Operational-demand | -29.1607 | NA
VIC | TSTS66U | Templestowe (United Energy) 66 kV | United Energy | Shoulder | Non-coincident | 2035 | POE90 | Operational-demand | -31.1155 | NA
VIC | TSTS66U | Templestowe (United Energy) 66 kV | United Energy | Summer | Coincident | 2019 | ACTUAL_OPG | Operational-demand | 27.7088 | 134.5694
VIC | TSTS66U | Templestowe (United Energy) 66 kV | United Energy | Summer | Coincident | 2019 | ACTUAL_RAW | Operational-demand | 27.7088 | 134.5694
VIC | TSTS66U | Templestowe (United Energy) 66 kV | United Energy | Summer | Non-coincident | 2019 | ACTUAL_RAW | Operational-demand | 27.2289 | 136.5987
VIC | TSTS66U | Templestowe (United Energy) 66 kV | United Energy | Summer | Non-coincident | 2019 | ACTUAL_OPG | Operational-demand | 27.2289 | 136.5987
VIC | TSTS66U | Templestowe (United Energy) 66 kV | United Energy | Summer | Non-coincident | 2019 | ACTUAL_ADJUSTEDOPG | Operational-demand | 27.2289 | 136.5987
VIC | TSTS66U | Templestowe (United Energy) 66 kV | United Energy | Summer | Coincident | 2020 | ACTUAL_OPG | Operational-demand | 30.7035 | 146.1238
VIC | TSTS66U | Templestowe (United Energy) 66 kV | United Energy | Summer | Coincident | 2020 | ACTUAL_RAW | Operational-demand | 30.7035 | 146.1238
VIC | TSTS66U | Templestowe (United Energy) 66 kV | United Energy | Summer | Non-coincident | 2020 | ACTUAL_RAW | Operational-demand | 26.4688 | 146.6236
VIC | TSTS66U | Templestowe (United Energy) 66 kV | United Energy | Summer | Non-coincident | 2020 | ACTUAL_OPG | Operational-demand | 26.4688 | 146.6236
VIC | TSTS66U | Templestowe (United Energy) 66 kV | United Energy | Summer | Non-coincident | 2020 | ACTUAL_ADJUSTEDOPG | Operational-demand | 26.4688 | 146.6236
VIC | TSTS66U | Templestowe (United Energy) 66 kV | United Energy | Summer | Coincident | 2021 | ACTUAL_OPG | Operational-demand | 22.6994 | 108.2718
VIC | TSTS66U | Templestowe (United Energy) 66 kV | United Energy | Summer | Coincident | 2021 | ACTUAL_RAW | Operational-demand | 22.6994 | 108.2718
VIC | TSTS66U | Templestowe (United Energy) 66 kV | United Energy | Summer | Non-coincident | 2021 | ACTUAL_RAW | Operational-demand | 21.9847 | 115.8173
VIC | TSTS66U | Templestowe (United Energy) 66 kV | United Energy | Summer | Non-coincident | 2021 | ACTUAL_OPG | Operational-demand | 21.9847 | 115.8173
VIC | TSTS66U | Templestowe (United Energy) 66 kV | United Energy | Summer | Non-coincident | 2021 | ACTUAL_ADJUSTEDOPG | Operational-demand | 21.9847 | 115.8173
VIC | TSTS66U | Templestowe (United Energy) 66 kV | United Energy | Summer | Coincident | 2022 | ACTUAL_OPG | Operational-demand | 22.5544 | 120.846
VIC | TSTS66U | Templestowe (United Energy) 66 kV | United Energy | Summer | Coincident | 2022 | ACTUAL_RAW | Operational-demand | 22.5544 | 120.846
VIC | TSTS66U | Templestowe (United Energy) 66 kV | United Energy | Summer | Non-coincident | 2022 | ACTUAL_RAW | Operational-demand | 20.2334 | 126.1888
VIC | TSTS66U | Templestowe (United Energy) 66 kV | United Energy | Summer | Non-coincident | 2022 | ACTUAL_OPG | Operational-demand | 20.2334 | 126.1888
VIC | TSTS66U | Templestowe (United Energy) 66 kV | United Energy | Summer | Non-coincident | 2022 | ACTUAL_ADJUSTEDOPG | Operational-demand | 20.2334 | 126.1888
VIC | TSTS66U | Templestowe (United Energy) 66 kV | United Energy | Summer | Coincident | 2023 | ACTUAL_OPG | Operational-demand | 19.334 | 120.9594
VIC | TSTS66U | Templestowe (United Energy) 66 kV | United Energy | Summer | Coincident | 2023 | ACTUAL_RAW | Operational-demand | 19.334 | 120.9594
VIC | TSTS66U | Templestowe (United Energy) 66 kV | United Energy | Summer | Non-coincident | 2023 | ACTUAL_RAW | Operational-demand | 19.334 | 122.5115
VIC | TSTS66U | Templestowe (United Energy) 66 kV | United Energy | Summer | Non-coincident | 2023 | ACTUAL_OPG | Operational-demand | 19.334 | 122.5115
VIC | TSTS66U | Templestowe (United Energy) 66 kV | United Energy | Summer | Non-coincident | 2023 | ACTUAL_ADJUSTEDOPG | Operational-demand | 19.334 | 122.5115
VIC | TSTS66U | Templestowe (United Energy) 66 kV | United Energy | Summer | Coincident | 2024 | ACTUAL_OPG | Operational-demand | 12.1684 | 135.6531
VIC | TSTS66U | Templestowe (United Energy) 66 kV | United Energy | Summer | Coincident | 2024 | ACTUAL_RAW | Operational-demand | 12.1684 | 135.6531
VIC | TSTS66U | Templestowe (United Energy) 66 kV | United Energy | Summer | Non-coincident | 2024 | ACTUAL_RAW | Operational-demand | 11.8821 | 135.6531
VIC | TSTS66U | Templestowe (United Energy) 66 kV | United Energy | Summer | Non-coincident | 2024 | ACTUAL_OPG | Operational-demand | 11.8821 | 135.6531
VIC | TSTS66U | Templestowe (United Energy) 66 kV | United Energy | Summer | Non-coincident | 2024 | ACTUAL_ADJUSTEDOPG | Operational-demand | 11.8821 | 135.6531
VIC | TSTS66U | Templestowe (United Energy) 66 kV | United Energy | Summer | Coincident | 2025 | ACTUAL_OPG | Operational-demand | 8.9808 | 128.9689
VIC | TSTS66U | Templestowe (United Energy) 66 kV | United Energy | Summer | Coincident | 2025 | ACTUAL_RAW | Operational-demand | 8.9808 | 128.9689
VIC | TSTS66U | Templestowe (United Energy) 66 kV | United Energy | Summer | Non-coincident | 2025 | ACTUAL_RAW | Operational-demand | 8.9423 | 138.5916
VIC | TSTS66U | Templestowe (United Energy) 66 kV | United Energy | Summer | Non-coincident | 2025 | ACTUAL_OPG | Operational-demand | 8.9423 | 138.5916
VIC | TSTS66U | Templestowe (United Energy) 66 kV | United Energy | Summer | Non-coincident | 2025 | ACTUAL_ADJUSTEDOPG | Operational-demand | 8.9423 | 138.5916
VIC | TSTS66U | Templestowe (United Energy) 66 kV | United Energy | Summer | Non-coincident | 2025 | BASEYEARPOE90 | Operational-demand | -1.2297 | NA
VIC | TSTS66U | Templestowe (United Energy) 66 kV | United Energy | Summer | Non-coincident | 2025 | BASEYEARPOE50 | Operational-demand | 0.52275 | 138.5438
VIC | TSTS66U | Templestowe (United Energy) 66 kV | United Energy | Summer | Coincident_unreconciled | 2026 | POE50 | Operational-demand | -3.6941 | NA
VIC | TSTS66U | Templestowe (United Energy) 66 kV | United Energy | Summer | Coincident_unreconciled | 2026 | POE90 | Operational-demand | -4.8968 | NA
VIC | TSTS66U | Templestowe (United Energy) 66 kV | United Energy | Summer | Non-coincident | 2026 | POE50 | Operational-demand | -3.7473 | 139.8356
VIC | TSTS66U | Templestowe (United Energy) 66 kV | United Energy | Summer | Non-coincident | 2026 | POE90 | Operational-demand | -4.9673 | NA
VIC | TSTS66U | Templestowe (United Energy) 66 kV | United Energy | Summer | Coincident_unreconciled | 2027 | POE50 | Operational-demand | -8.3717 | NA
VIC | TSTS66U | Templestowe (United Energy) 66 kV | United Energy | Summer | Coincident_unreconciled | 2027 | POE90 | Operational-demand | -9.5785 | NA
VIC | TSTS66U | Templestowe (United Energy) 66 kV | United Energy | Summer | Non-coincident | 2027 | POE50 | Operational-demand | -8.4923 | 139.8663
VIC | TSTS66U | Templestowe (United Energy) 66 kV | United Energy | Summer | Non-coincident | 2027 | POE90 | Operational-demand | -9.7164 | NA
VIC | TSTS66U | Templestowe (United Energy) 66 kV | United Energy | Summer | Coincident_unreconciled | 2028 | POE50 | Operational-demand | -12.6463 | NA
VIC | TSTS66U | Templestowe (United Energy) 66 kV | United Energy | Summer | Coincident_unreconciled | 2028 | POE90 | Operational-demand | -13.8571 | NA
VIC | TSTS66U | Templestowe (United Energy) 66 kV | United Energy | Summer | Non-coincident | 2028 | POE50 | Operational-demand | -12.8285 | 140.0341
VIC | TSTS66U | Templestowe (United Energy) 66 kV | United Energy | Summer | Non-coincident | 2028 | POE90 | Operational-demand | -14.0567 | NA
VIC | TSTS66U | Templestowe (United Energy) 66 kV | United Energy | Summer | Coincident_unreconciled | 2029 | POE50 | Operational-demand | -16.7096 | NA
VIC | TSTS66U | Templestowe (United Energy) 66 kV | United Energy | Summer | Coincident_unreconciled | 2029 | POE90 | Operational-demand | -17.9244 | NA
VIC | TSTS66U | Templestowe (United Energy) 66 kV | United Energy | Summer | Non-coincident | 2029 | POE50 | Operational-demand | -16.9503 | 147.9026
VIC | TSTS66U | Templestowe (United Energy) 66 kV | United Energy | Summer | Non-coincident | 2029 | POE90 | Operational-demand | -18.1826 | NA
VIC | TSTS66U | Templestowe (United Energy) 66 kV | United Energy | Summer | Coincident_unreconciled | 2030 | POE50 | Operational-demand | -20.6368 | NA
VIC | TSTS66U | Templestowe (United Energy) 66 kV | United Energy | Summer | Coincident_unreconciled | 2030 | POE90 | Operational-demand | -21.8557 | NA
VIC | TSTS66U | Templestowe (United Energy) 66 kV | United Energy | Summer | Non-coincident | 2030 | POE50 | Operational-demand | -20.934 | 148.2785
VIC | TSTS66U | Templestowe (United Energy) 66 kV | United Energy | Summer | Non-coincident | 2030 | POE90 | Operational-demand | -22.1704 | NA
VIC | TSTS66U | Templestowe (United Energy) 66 kV | United Energy | Summer | Coincident_unreconciled | 2031 | POE50 | Operational-demand | -24.6408 | NA
VIC | TSTS66U | Templestowe (United Energy) 66 kV | United Energy | Summer | Coincident_unreconciled | 2031 | POE90 | Operational-demand | -25.8637 | NA
VIC | TSTS66U | Templestowe (United Energy) 66 kV | United Energy | Summer | Non-coincident | 2031 | POE50 | Operational-demand | -24.9957 | 148.6628
VIC | TSTS66U | Templestowe (United Energy) 66 kV | United Energy | Summer | Non-coincident | 2031 | POE90 | Operational-demand | -26.2362 | NA
VIC | TSTS66U | Templestowe (United Energy) 66 kV | United Energy | Summer | Coincident_unreconciled | 2032 | POE50 | Operational-demand | -27.6225 | NA
VIC | TSTS66U | Templestowe (United Energy) 66 kV | United Energy | Summer | Coincident_unreconciled | 2032 | POE90 | Operational-demand | -28.8495 | NA
VIC | TSTS66U | Templestowe (United Energy) 66 kV | United Energy | Summer | Non-coincident | 2032 | POE50 | Operational-demand | -28.0203 | 149.2345
VIC | TSTS66U | Templestowe (United Energy) 66 kV | United Energy | Summer | Non-coincident | 2032 | POE90 | Operational-demand | -29.2649 | NA
VIC | TSTS66U | Templestowe (United Energy) 66 kV | United Energy | Summer | Coincident_unreconciled | 2033 | POE50 | Operational-demand | -29.7991 | NA
VIC | TSTS66U | Templestowe (United Energy) 66 kV | United Energy | Summer | Coincident_unreconciled | 2033 | POE90 | Operational-demand | -31.0301 | NA
VIC | TSTS66U | Templestowe (United Energy) 66 kV | United Energy | Summer | Non-coincident | 2033 | POE50 | Operational-demand | -30.2282 | 149.9347
VIC | TSTS66U | Templestowe (United Energy) 66 kV | United Energy | Summer | Non-coincident | 2033 | POE90 | Operational-demand | -31.477 | NA
VIC | TSTS66U | Templestowe (United Energy) 66 kV | United Energy | Summer | Coincident_unreconciled | 2034 | POE50 | Operational-demand | -31.8999 | NA
VIC | TSTS66U | Templestowe (United Energy) 66 kV | United Energy | Summer | Coincident_unreconciled | 2034 | POE90 | Operational-demand | -33.1351 | NA
VIC | TSTS66U | Templestowe (United Energy) 66 kV | United Energy | Summer | Non-coincident | 2034 | POE50 | Operational-demand | -32.3593 | 150.6529
VIC | TSTS66U | Templestowe (United Energy) 66 kV | United Energy | Summer | Non-coincident | 2034 | POE90 | Operational-demand | -33.6123 | NA
VIC | TSTS66U | Templestowe (United Energy) 66 kV | United Energy | Summer | Coincident_unreconciled | 2035 | POE50 | Operational-demand | -34.2546 | NA
VIC | TSTS66U | Templestowe (United Energy) 66 kV | United Energy | Summer | Coincident_unreconciled | 2035 | POE90 | Operational-demand | -35.4939 | NA
VIC | TSTS66U | Templestowe (United Energy) 66 kV | United Energy | Summer | Non-coincident | 2035 | POE50 | Operational-demand | -34.7479 | 151.3453
VIC | TSTS66U | Templestowe (United Energy) 66 kV | United Energy | Summer | Non-coincident | 2035 | POE90 | Operational-demand | -36.005 | NA
VIC | TSTS66U | Templestowe (United Energy) 66 kV | United Energy | Summer | Non-coincident | 2025 | BASEYEARPOE10 | Operational-demand | NA | 154.9432
VIC | TSTS66U | Templestowe (United Energy) 66 kV | United Energy | Summer | Coincident | 2026 | POE10 | Operational-demand | NA | 140.7771
VIC | TSTS66U | Templestowe (United Energy) 66 kV | United Energy | Summer | Coincident | 2026 | POE50 | Operational-demand | NA | 129.0377
VIC | TSTS66U | Templestowe (United Energy) 66 kV | United Energy | Summer | Non-coincident | 2026 | POE10 | Operational-demand | NA | 157.2491
VIC | TSTS66U | Templestowe (United Energy) 66 kV | United Energy | Summer | Coincident | 2027 | POE10 | Operational-demand | NA | 137.1488
VIC | TSTS66U | Templestowe (United Energy) 66 kV | United Energy | Summer | Coincident | 2027 | POE50 | Operational-demand | NA | 124.8173
VIC | TSTS66U | Templestowe (United Energy) 66 kV | United Energy | Summer | Non-coincident | 2027 | POE10 | Operational-demand | NA | 157.3394
VIC | TSTS66U | Templestowe (United Energy) 66 kV | United Energy | Summer | Coincident | 2028 | POE10 | Operational-demand | NA | 134.0492
VIC | TSTS66U | Templestowe (United Energy) 66 kV | United Energy | Summer | Coincident | 2028 | POE50 | Operational-demand | NA | 121.0555
VIC | TSTS66U | Templestowe (United Energy) 66 kV | United Energy | Summer | Non-coincident | 2028 | POE10 | Operational-demand | NA | 157.5656
VIC | TSTS66U | Templestowe (United Energy) 66 kV | United Energy | Summer | Coincident | 2029 | POE10 | Operational-demand | NA | 138.2808
VIC | TSTS66U | Templestowe (United Energy) 66 kV | United Energy | Summer | Coincident | 2029 | POE50 | Operational-demand | NA | 125.6551
VIC | TSTS66U | Templestowe (United Energy) 66 kV | United Energy | Summer | Non-coincident | 2029 | POE10 | Operational-demand | NA | 165.4924
VIC | TSTS66U | Templestowe (United Energy) 66 kV | United Energy | Summer | Coincident | 2030 | POE10 | Operational-demand | NA | 136.6044
VIC | TSTS66U | Templestowe (United Energy) 66 kV | United Energy | Summer | Coincident | 2030 | POE50 | Operational-demand | NA | 123.7353
VIC | TSTS66U | Templestowe (United Energy) 66 kV | United Energy | Summer | Non-coincident | 2030 | POE10 | Operational-demand | NA | 165.9266
VIC | TSTS66U | Templestowe (United Energy) 66 kV | United Energy | Summer | Coincident | 2031 | POE10 | Operational-demand | NA | 133.4944
VIC | TSTS66U | Templestowe (United Energy) 66 kV | United Energy | Summer | Coincident | 2031 | POE50 | Operational-demand | NA | 121.4949
VIC | TSTS66U | Templestowe (United Energy) 66 kV | United Energy | Summer | Non-coincident | 2031 | POE10 | Operational-demand | NA | 166.3693
VIC | TSTS66U | Templestowe (United Energy) 66 kV | United Energy | Summer | Coincident | 2032 | POE10 | Operational-demand | NA | 129.9982
VIC | TSTS66U | Templestowe (United Energy) 66 kV | United Energy | Summer | Coincident | 2032 | POE50 | Operational-demand | NA | 118.0786
VIC | TSTS66U | Templestowe (United Energy) 66 kV | United Energy | Summer | Non-coincident | 2032 | POE10 | Operational-demand | NA | 167.0001
VIC | TSTS66U | Templestowe (United Energy) 66 kV | United Energy | Summer | Coincident | 2033 | POE10 | Operational-demand | NA | 127.5311
VIC | TSTS66U | Templestowe (United Energy) 66 kV | United Energy | Summer | Coincident | 2033 | POE50 | Operational-demand | NA | 114.7702
VIC | TSTS66U | Templestowe (United Energy) 66 kV | United Energy | Summer | Non-coincident | 2033 | POE10 | Operational-demand | NA | 167.7598
VIC | TSTS66U | Templestowe (United Energy) 66 kV | United Energy | Summer | Coincident | 2034 | POE10 | Operational-demand | NA | 126.7923
VIC | TSTS66U | Templestowe (United Energy) 66 kV | United Energy | Summer | Coincident | 2034 | POE50 | Operational-demand | NA | 114.2342
VIC | TSTS66U | Templestowe (United Energy) 66 kV | United Energy | Summer | Non-coincident | 2034 | POE10 | Operational-demand | NA | 168.5375
VIC | TSTS66U | Templestowe (United Energy) 66 kV | United Energy | Summer | Coincident | 2035 | POE10 | Operational-demand | NA | 126.5743
VIC | TSTS66U | Templestowe (United Energy) 66 kV | United Energy | Summer | Coincident | 2035 | POE50 | Operational-demand | NA | 114.0639
VIC | TSTS66U | Templestowe (United Energy) 66 kV | United Energy | Summer | Non-coincident | 2035 | POE10 | Operational-demand | NA | 169.2894
VIC | TSTS66U | Templestowe (United Energy) 66 kV | United Energy | Winter | Coincident | 2018 | ACTUAL_OPG | Operational-demand | NA | 86.3299
VIC | TSTS66U | Templestowe (United Energy) 66 kV | United Energy | Winter | Coincident | 2018 | ACTUAL_RAW | Operational-demand | NA | 86.3299
VIC | TSTS66U | Templestowe (United Energy) 66 kV | United Energy | Winter | Non-coincident | 2018 | ACTUAL_RAW | Operational-demand | NA | 87.6455
VIC | TSTS66U | Templestowe (United Energy) 66 kV | United Energy | Winter | Non-coincident | 2018 | ACTUAL_OPG | Operational-demand | NA | 87.6455
VIC | TSTS66U | Templestowe (United Energy) 66 kV | United Energy | Winter | Non-coincident | 2018 | ACTUAL_ADJUSTEDOPG | Operational-demand | NA | 87.6455
VIC | TSTS66U | Templestowe (United Energy) 66 kV | United Energy | Winter | Coincident | 2019 | ACTUAL_OPG | Operational-demand | NA | 89.9376
VIC | TSTS66U | Templestowe (United Energy) 66 kV | United Energy | Winter | Coincident | 2019 | ACTUAL_RAW | Operational-demand | NA | 89.9376
VIC | TSTS66U | Templestowe (United Energy) 66 kV | United Energy | Winter | Non-coincident | 2019 | ACTUAL_RAW | Operational-demand | NA | 89.9376
VIC | TSTS66U | Templestowe (United Energy) 66 kV | United Energy | Winter | Non-coincident | 2019 | ACTUAL_OPG | Operational-demand | NA | 89.9376
VIC | TSTS66U | Templestowe (United Energy) 66 kV | United Energy | Winter | Non-coincident | 2019 | ACTUAL_ADJUSTEDOPG | Operational-demand | NA | 89.9376
VIC | TSTS66U | Templestowe (United Energy) 66 kV | United Energy | Winter | Coincident | 2020 | ACTUAL_OPG | Operational-demand | NA | 92.8917
VIC | TSTS66U | Templestowe (United Energy) 66 kV | United Energy | Winter | Coincident | 2020 | ACTUAL_RAW | Operational-demand | NA | 92.8917
VIC | TSTS66U | Templestowe (United Energy) 66 kV | United Energy | Winter | Non-coincident | 2020 | ACTUAL_RAW | Operational-demand | NA | 92.8917
VIC | TSTS66U | Templestowe (United Energy) 66 kV | United Energy | Winter | Non-coincident | 2020 | ACTUAL_OPG | Operational-demand | NA | 92.8917
VIC | TSTS66U | Templestowe (United Energy) 66 kV | United Energy | Winter | Non-coincident | 2020 | ACTUAL_ADJUSTEDOPG | Operational-demand | NA | 92.8917
VIC | TSTS66U | Templestowe (United Energy) 66 kV | United Energy | Winter | Coincident | 2021 | ACTUAL_OPG | Operational-demand | NA | 92.3356
VIC | TSTS66U | Templestowe (United Energy) 66 kV | United Energy | Winter | Coincident | 2021 | ACTUAL_RAW | Operational-demand | NA | 92.3356
VIC | TSTS66U | Templestowe (United Energy) 66 kV | United Energy | Winter | Non-coincident | 2021 | ACTUAL_RAW | Operational-demand | NA | 92.3356
VIC | TSTS66U | Templestowe (United Energy) 66 kV | United Energy | Winter | Non-coincident | 2021 | ACTUAL_OPG | Operational-demand | NA | 92.3356
VIC | TSTS66U | Templestowe (United Energy) 66 kV | United Energy | Winter | Non-coincident | 2021 | ACTUAL_ADJUSTEDOPG | Operational-demand | NA | 92.3356
VIC | TSTS66U | Templestowe (United Energy) 66 kV | United Energy | Winter | Coincident | 2022 | ACTUAL_OPG | Operational-demand | NA | 93.5432
VIC | TSTS66U | Templestowe (United Energy) 66 kV | United Energy | Winter | Coincident | 2022 | ACTUAL_RAW | Operational-demand | NA | 93.5432
VIC | TSTS66U | Templestowe (United Energy) 66 kV | United Energy | Winter | Non-coincident | 2022 | ACTUAL_RAW | Operational-demand | NA | 93.7509
VIC | TSTS66U | Templestowe (United Energy) 66 kV | United Energy | Winter | Non-coincident | 2022 | ACTUAL_OPG | Operational-demand | NA | 93.7509
VIC | TSTS66U | Templestowe (United Energy) 66 kV | United Energy | Winter | Non-coincident | 2022 | ACTUAL_ADJUSTEDOPG | Operational-demand | NA | 93.7509
VIC | TSTS66U | Templestowe (United Energy) 66 kV | United Energy | Winter | Coincident | 2023 | ACTUAL_OPG | Operational-demand | NA | 90.8452
VIC | TSTS66U | Templestowe (United Energy) 66 kV | United Energy | Winter | Coincident | 2023 | ACTUAL_RAW | Operational-demand | NA | 90.8452
VIC | TSTS66U | Templestowe (United Energy) 66 kV | United Energy | Winter | Non-coincident | 2023 | ACTUAL_RAW | Operational-demand | NA | 93.7617
VIC | TSTS66U | Templestowe (United Energy) 66 kV | United Energy | Winter | Non-coincident | 2023 | ACTUAL_OPG | Operational-demand | NA | 93.7617
VIC | TSTS66U | Templestowe (United Energy) 66 kV | United Energy | Winter | Non-coincident | 2023 | ACTUAL_ADJUSTEDOPG | Operational-demand | NA | 93.7617
VIC | TSTS66U | Templestowe (United Energy) 66 kV | United Energy | Winter | Coincident | 2024 | ACTUAL_OPG | Operational-demand | NA | 99.42
VIC | TSTS66U | Templestowe (United Energy) 66 kV | United Energy | Winter | Coincident | 2024 | ACTUAL_RAW | Operational-demand | NA | 99.42
VIC | TSTS66U | Templestowe (United Energy) 66 kV | United Energy | Winter | Non-coincident | 2024 | ACTUAL_RAW | Operational-demand | NA | 100.6441
VIC | TSTS66U | Templestowe (United Energy) 66 kV | United Energy | Winter | Non-coincident | 2024 | ACTUAL_OPG | Operational-demand | NA | 100.6441
VIC | TSTS66U | Templestowe (United Energy) 66 kV | United Energy | Winter | Non-coincident | 2024 | ACTUAL_ADJUSTEDOPG | Operational-demand | NA | 100.6441
VIC | TSTS66U | Templestowe (United Energy) 66 kV | United Energy | Winter | Coincident | 2025 | POE10 | Operational-demand | NA | 90.0845
VIC | TSTS66U | Templestowe (United Energy) 66 kV | United Energy | Winter | Coincident | 2025 | POE50 | Operational-demand | NA | 88.1634
VIC | TSTS66U | Templestowe (United Energy) 66 kV | United Energy | Winter | Non-coincident | 2025 | ACTUAL_RAW | Operational-demand | NA | 107.812
VIC | TSTS66U | Templestowe (United Energy) 66 kV | United Energy | Winter | Non-coincident | 2025 | ACTUAL_ADJUSTEDOPG | Operational-demand | NA | 107.812
VIC | TSTS66U | Templestowe (United Energy) 66 kV | United Energy | Winter | Non-coincident | 2025 | BASEYEARPOE50 | Operational-demand | NA | 92.5907
VIC | TSTS66U | Templestowe (United Energy) 66 kV | United Energy | Winter | Non-coincident | 2025 | BASEYEARPOE10 | Operational-demand | NA | 95.4228
VIC | TSTS66U | Templestowe (United Energy) 66 kV | United Energy | Winter | Non-coincident | 2025 | POE10 | Operational-demand | NA | 95.5155
VIC | TSTS66U | Templestowe (United Energy) 66 kV | United Energy | Winter | Non-coincident | 2025 | POE50 | Operational-demand | NA | 92.6826
VIC | TSTS66U | Templestowe (United Energy) 66 kV | United Energy | Winter | Coincident | 2026 | POE10 | Operational-demand | NA | 87.1261
VIC | TSTS66U | Templestowe (United Energy) 66 kV | United Energy | Winter | Coincident | 2026 | POE50 | Operational-demand | NA | 85.1095
VIC | TSTS66U | Templestowe (United Energy) 66 kV | United Energy | Winter | Non-coincident | 2026 | POE10 | Operational-demand | NA | 95.8822
VIC | TSTS66U | Templestowe (United Energy) 66 kV | United Energy | Winter | Non-coincident | 2026 | POE50 | Operational-demand | NA | 93.0393
VIC | TSTS66U | Templestowe (United Energy) 66 kV | United Energy | Winter | Coincident | 2027 | POE10 | Operational-demand | NA | 84.3636
VIC | TSTS66U | Templestowe (United Energy) 66 kV | United Energy | Winter | Coincident | 2027 | POE50 | Operational-demand | NA | 82.2043
VIC | TSTS66U | Templestowe (United Energy) 66 kV | United Energy | Winter | Non-coincident | 2027 | POE10 | Operational-demand | NA | 96.3588
VIC | TSTS66U | Templestowe (United Energy) 66 kV | United Energy | Winter | Non-coincident | 2027 | POE50 | Operational-demand | NA | 93.5064
VIC | TSTS66U | Templestowe (United Energy) 66 kV | United Energy | Winter | Coincident | 2028 | POE10 | Operational-demand | NA | 89.7679
VIC | TSTS66U | Templestowe (United Energy) 66 kV | United Energy | Winter | Coincident | 2028 | POE50 | Operational-demand | NA | 87.7405
VIC | TSTS66U | Templestowe (United Energy) 66 kV | United Energy | Winter | Non-coincident | 2028 | POE10 | Operational-demand | NA | 104.5448
VIC | TSTS66U | Templestowe (United Energy) 66 kV | United Energy | Winter | Non-coincident | 2028 | POE50 | Operational-demand | NA | 101.6829
VIC | TSTS66U | Templestowe (United Energy) 66 kV | United Energy | Winter | Coincident | 2029 | POE10 | Operational-demand | NA | 89.2566
VIC | TSTS66U | Templestowe (United Energy) 66 kV | United Energy | Winter | Coincident | 2029 | POE50 | Operational-demand | NA | 87.2786
VIC | TSTS66U | Templestowe (United Energy) 66 kV | United Energy | Winter | Non-coincident | 2029 | POE10 | Operational-demand | NA | 105.2335
VIC | TSTS66U | Templestowe (United Energy) 66 kV | United Energy | Winter | Non-coincident | 2029 | POE50 | Operational-demand | NA | 102.3621
VIC | TSTS66U | Templestowe (United Energy) 66 kV | United Energy | Winter | Coincident | 2030 | POE10 | Operational-demand | NA | 88.6315
VIC | TSTS66U | Templestowe (United Energy) 66 kV | United Energy | Winter | Coincident | 2030 | POE50 | Operational-demand | NA | 86.6569
VIC | TSTS66U | Templestowe (United Energy) 66 kV | United Energy | Winter | Non-coincident | 2030 | POE10 | Operational-demand | NA | 105.9623
VIC | TSTS66U | Templestowe (United Energy) 66 kV | United Energy | Winter | Non-coincident | 2030 | POE50 | Operational-demand | NA | 103.0813
VIC | TSTS66U | Templestowe (United Energy) 66 kV | United Energy | Winter | Coincident | 2031 | POE10 | Operational-demand | NA | 88.165
VIC | TSTS66U | Templestowe (United Energy) 66 kV | United Energy | Winter | Coincident | 2031 | POE50 | Operational-demand | NA | 86.2129
VIC | TSTS66U | Templestowe (United Energy) 66 kV | United Energy | Winter | Non-coincident | 2031 | POE10 | Operational-demand | NA | 106.7159
VIC | TSTS66U | Templestowe (United Energy) 66 kV | United Energy | Winter | Non-coincident | 2031 | POE50 | Operational-demand | NA | 103.8254
VIC | TSTS66U | Templestowe (United Energy) 66 kV | United Energy | Winter | Coincident | 2032 | POE10 | Operational-demand | NA | 86.998
VIC | TSTS66U | Templestowe (United Energy) 66 kV | United Energy | Winter | Coincident | 2032 | POE50 | Operational-demand | NA | 84.9201
VIC | TSTS66U | Templestowe (United Energy) 66 kV | United Energy | Winter | Non-coincident | 2032 | POE10 | Operational-demand | NA | 107.5069
VIC | TSTS66U | Templestowe (United Energy) 66 kV | United Energy | Winter | Non-coincident | 2032 | POE50 | Operational-demand | NA | 104.6067
VIC | TSTS66U | Templestowe (United Energy) 66 kV | United Energy | Winter | Coincident | 2033 | POE10 | Operational-demand | NA | 85.4559
VIC | TSTS66U | Templestowe (United Energy) 66 kV | United Energy | Winter | Coincident | 2033 | POE50 | Operational-demand | NA | 83.4337
VIC | TSTS66U | Templestowe (United Energy) 66 kV | United Energy | Winter | Non-coincident | 2033 | POE10 | Operational-demand | NA | 108.2983
VIC | TSTS66U | Templestowe (United Energy) 66 kV | United Energy | Winter | Non-coincident | 2033 | POE50 | Operational-demand | NA | 105.3884
VIC | TSTS66U | Templestowe (United Energy) 66 kV | United Energy | Winter | Coincident | 2034 | POE10 | Operational-demand | NA | 85.4356
VIC | TSTS66U | Templestowe (United Energy) 66 kV | United Energy | Winter | Coincident | 2034 | POE50 | Operational-demand | NA | 83.4676
VIC | TSTS66U | Templestowe (United Energy) 66 kV | United Energy | Winter | Non-coincident | 2034 | POE10 | Operational-demand | NA | 109.0816
VIC | TSTS66U | Templestowe (United Energy) 66 kV | United Energy | Winter | Non-coincident | 2034 | POE50 | Operational-demand | NA | 106.162
VIC | TTS | Thomastown 12 (AusNet) 66 kV | AusNet | Shoulder | Coincident | 2019 | ACTUAL_OPG | Operational-demand | 24.2569 | NA
VIC | TTS | Thomastown 12 (AusNet) 66 kV | AusNet | Shoulder | Coincident | 2019 | ACTUAL_RAW | Operational-demand | 24.2569 | NA
VIC | TTS | Thomastown 12 (AusNet) 66 kV | AusNet | Shoulder | Non-coincident | 2019 | ACTUAL_RAW | Operational-demand | 22.6528 | NA
VIC | TTS | Thomastown 12 (AusNet) 66 kV | AusNet | Shoulder | Non-coincident | 2019 | ACTUAL_OPG | Operational-demand | 22.6528 | NA
VIC | TTS | Thomastown 12 (AusNet) 66 kV | AusNet | Shoulder | Non-coincident | 2019 | ACTUAL_ADJUSTEDOPG | Operational-demand | 22.6528 | NA
VIC | TTS | Thomastown 12 (AusNet) 66 kV | AusNet | Shoulder | Coincident | 2020 | ACTUAL_OPG | Operational-demand | 23.7271 | NA
VIC | TTS | Thomastown 12 (AusNet) 66 kV | AusNet | Shoulder | Coincident | 2020 | ACTUAL_RAW | Operational-demand | 23.7271 | NA
VIC | TTS | Thomastown 12 (AusNet) 66 kV | AusNet | Shoulder | Non-coincident | 2020 | ACTUAL_RAW | Operational-demand | 21.261 | NA
VIC | TTS | Thomastown 12 (AusNet) 66 kV | AusNet | Shoulder | Non-coincident | 2020 | ACTUAL_OPG | Operational-demand | 21.261 | NA
VIC | TTS | Thomastown 12 (AusNet) 66 kV | AusNet | Shoulder | Non-coincident | 2020 | ACTUAL_ADJUSTEDOPG | Operational-demand | 21.261 | NA
VIC | TTS | Thomastown 12 (AusNet) 66 kV | AusNet | Shoulder | Coincident | 2021 | ACTUAL_OPG | Operational-demand | 18.2379 | NA
VIC | TTS | Thomastown 12 (AusNet) 66 kV | AusNet | Shoulder | Coincident | 2021 | ACTUAL_RAW | Operational-demand | 18.2379 | NA
VIC | TTS | Thomastown 12 (AusNet) 66 kV | AusNet | Shoulder | Non-coincident | 2021 | ACTUAL_RAW | Operational-demand | 18.0326 | NA
VIC | TTS | Thomastown 12 (AusNet) 66 kV | AusNet | Shoulder | Non-coincident | 2021 | ACTUAL_OPG | Operational-demand | 18.0326 | NA
VIC | TTS | Thomastown 12 (AusNet) 66 kV | AusNet | Shoulder | Non-coincident | 2021 | ACTUAL_ADJUSTEDOPG | Operational-demand | 18.0326 | NA
VIC | TTS | Thomastown 12 (AusNet) 66 kV | AusNet | Shoulder | Coincident | 2022 | ACTUAL_OPG | Operational-demand | 12.3787 | NA
VIC | TTS | Thomastown 12 (AusNet) 66 kV | AusNet | Shoulder | Coincident | 2022 | ACTUAL_RAW | Operational-demand | 12.3787 | NA
VIC | TTS | Thomastown 12 (AusNet) 66 kV | AusNet | Shoulder | Non-coincident | 2022 | ACTUAL_RAW | Operational-demand | 12.2945 | NA
VIC | TTS | Thomastown 12 (AusNet) 66 kV | AusNet | Shoulder | Non-coincident | 2022 | ACTUAL_OPG | Operational-demand | 12.2945 | NA
VIC | TTS | Thomastown 12 (AusNet) 66 kV | AusNet | Shoulder | Non-coincident | 2022 | ACTUAL_ADJUSTEDOPG | Operational-demand | 12.2945 | NA
VIC | TTS | Thomastown 12 (AusNet) 66 kV | AusNet | Shoulder | Coincident | 2023 | ACTUAL_OPG | Operational-demand | 12.6364 | NA
VIC | TTS | Thomastown 12 (AusNet) 66 kV | AusNet | Shoulder | Coincident | 2023 | ACTUAL_RAW | Operational-demand | 12.6364 | NA
VIC | TTS | Thomastown 12 (AusNet) 66 kV | AusNet | Shoulder | Non-coincident | 2023 | ACTUAL_RAW | Operational-demand | 11.2091 | NA
VIC | TTS | Thomastown 12 (AusNet) 66 kV | AusNet | Shoulder | Non-coincident | 2023 | ACTUAL_OPG | Operational-demand | 11.2091 | NA
VIC | TTS | Thomastown 12 (AusNet) 66 kV | AusNet | Shoulder | Non-coincident | 2023 | ACTUAL_ADJUSTEDOPG | Operational-demand | 11.2091 | NA
VIC | TTS | Thomastown 12 (AusNet) 66 kV | AusNet | Shoulder | Coincident | 2024 | ACTUAL_OPG | Operational-demand | 9.0449 | NA
VIC | TTS | Thomastown 12 (AusNet) 66 kV | AusNet | Shoulder | Coincident | 2024 | ACTUAL_RAW | Operational-demand | 9.0449 | NA
VIC | TTS | Thomastown 12 (AusNet) 66 kV | AusNet | Shoulder | Non-coincident | 2024 | ACTUAL_RAW | Operational-demand | 8.5757 | NA
VIC | TTS | Thomastown 12 (AusNet) 66 kV | AusNet | Shoulder | Non-coincident | 2024 | ACTUAL_OPG | Operational-demand | 8.5757 | NA
VIC | TTS | Thomastown 12 (AusNet) 66 kV | AusNet | Shoulder | Non-coincident | 2024 | ACTUAL_ADJUSTEDOPG | Operational-demand | 8.5757 | NA
VIC | TTS | Thomastown 12 (AusNet) 66 kV | AusNet | Shoulder | Coincident | 2025 | ACTUAL_OPG | Operational-demand | 7.5058 | NA
VIC | TTS | Thomastown 12 (AusNet) 66 kV | AusNet | Shoulder | Coincident | 2025 | ACTUAL_RAW | Operational-demand | 7.5058 | NA
VIC | TTS | Thomastown 12 (AusNet) 66 kV | AusNet | Shoulder | Non-coincident | 2025 | ACTUAL_RAW | Operational-demand | 4.1656 | NA
VIC | TTS | Thomastown 12 (AusNet) 66 kV | AusNet | Shoulder | Non-coincident | 2025 | ACTUAL_OPG | Operational-demand | 4.1656 | NA
VIC | TTS | Thomastown 12 (AusNet) 66 kV | AusNet | Shoulder | Non-coincident | 2025 | ACTUAL_ADJUSTEDOPG | Operational-demand | 4.1656 | NA
VIC | TTS | Thomastown 12 (AusNet) 66 kV | AusNet | Shoulder | Non-coincident | 2025 | BASEYEARPOE90 | Operational-demand | -1.4543 | NA
VIC | TTS | Thomastown 12 (AusNet) 66 kV | AusNet | Shoulder | Non-coincident | 2025 | BASEYEARPOE50 | Operational-demand | 1.8478 | NA
VIC | TTS | Thomastown 12 (AusNet) 66 kV | AusNet | Shoulder | Coincident_unreconciled | 2026 | POE50 | Operational-demand | -1.3061 | NA
VIC | TTS | Thomastown 12 (AusNet) 66 kV | AusNet | Shoulder | Coincident_unreconciled | 2026 | POE90 | Operational-demand | -3.4492 | NA
VIC | TTS | Thomastown 12 (AusNet) 66 kV | AusNet | Shoulder | Non-coincident | 2026 | POE50 | Operational-demand | -2.2845 | NA
VIC | TTS | Thomastown 12 (AusNet) 66 kV | AusNet | Shoulder | Non-coincident | 2026 | POE90 | Operational-demand | -6.0329 | NA
VIC | TTS | Thomastown 12 (AusNet) 66 kV | AusNet | Shoulder | Coincident_unreconciled | 2027 | POE50 | Operational-demand | -2.8902 | NA
VIC | TTS | Thomastown 12 (AusNet) 66 kV | AusNet | Shoulder | Coincident_unreconciled | 2027 | POE90 | Operational-demand | -5.047 | NA
VIC | TTS | Thomastown 12 (AusNet) 66 kV | AusNet | Shoulder | Non-coincident | 2027 | POE50 | Operational-demand | -5.0551 | NA
VIC | TTS | Thomastown 12 (AusNet) 66 kV | AusNet | Shoulder | Non-coincident | 2027 | POE90 | Operational-demand | -8.8275 | NA
VIC | TTS | Thomastown 12 (AusNet) 66 kV | AusNet | Shoulder | Coincident_unreconciled | 2028 | POE50 | Operational-demand | -4.0548 | NA
VIC | TTS | Thomastown 12 (AusNet) 66 kV | AusNet | Shoulder | Coincident_unreconciled | 2028 | POE90 | Operational-demand | -6.2257 | NA
VIC | TTS | Thomastown 12 (AusNet) 66 kV | AusNet | Shoulder | Non-coincident | 2028 | POE50 | Operational-demand | -7.0922 | NA
VIC | TTS | Thomastown 12 (AusNet) 66 kV | AusNet | Shoulder | Non-coincident | 2028 | POE90 | Operational-demand | -10.8892 | NA
VIC | TTS | Thomastown 12 (AusNet) 66 kV | AusNet | Shoulder | Coincident_unreconciled | 2029 | POE50 | Operational-demand | -5.2319 | NA
VIC | TTS | Thomastown 12 (AusNet) 66 kV | AusNet | Shoulder | Coincident_unreconciled | 2029 | POE90 | Operational-demand | -7.4169 | NA
VIC | TTS | Thomastown 12 (AusNet) 66 kV | AusNet | Shoulder | Non-coincident | 2029 | POE50 | Operational-demand | -9.1509 | NA
VIC | TTS | Thomastown 12 (AusNet) 66 kV | AusNet | Shoulder | Non-coincident | 2029 | POE90 | Operational-demand | -12.9726 | NA
VIC | TTS | Thomastown 12 (AusNet) 66 kV | AusNet | Shoulder | Coincident_unreconciled | 2030 | POE50 | Operational-demand | -6.3659 | NA
VIC | TTS | Thomastown 12 (AusNet) 66 kV | AusNet | Shoulder | Coincident_unreconciled | 2030 | POE90 | Operational-demand | -8.565 | NA
VIC | TTS | Thomastown 12 (AusNet) 66 kV | AusNet | Shoulder | Non-coincident | 2030 | POE50 | Operational-demand | -11.1344 | NA
VIC | TTS | Thomastown 12 (AusNet) 66 kV | AusNet | Shoulder | Non-coincident | 2030 | POE90 | Operational-demand | -14.9808 | NA
VIC | TTS | Thomastown 12 (AusNet) 66 kV | AusNet | Shoulder | Coincident_unreconciled | 2031 | POE50 | Operational-demand | -7.5711 | NA
VIC | TTS | Thomastown 12 (AusNet) 66 kV | AusNet | Shoulder | Coincident_unreconciled | 2031 | POE90 | Operational-demand | -9.7843 | NA
VIC | TTS | Thomastown 12 (AusNet) 66 kV | AusNet | Shoulder | Non-coincident | 2031 | POE50 | Operational-demand | -13.2424 | NA
VIC | TTS | Thomastown 12 (AusNet) 66 kV | AusNet | Shoulder | Non-coincident | 2031 | POE90 | Operational-demand | -17.1134 | NA
VIC | TTS | Thomastown 12 (AusNet) 66 kV | AusNet | Shoulder | Coincident_unreconciled | 2032 | POE50 | Operational-demand | -8.3822 | NA
VIC | TTS | Thomastown 12 (AusNet) 66 kV | AusNet | Shoulder | Coincident_unreconciled | 2032 | POE90 | Operational-demand | -10.6097 | NA
VIC | TTS | Thomastown 12 (AusNet) 66 kV | AusNet | Shoulder | Non-coincident | 2032 | POE50 | Operational-demand | -14.6611 | NA
VIC | TTS | Thomastown 12 (AusNet) 66 kV | AusNet | Shoulder | Non-coincident | 2032 | POE90 | Operational-demand | -18.5571 | NA
VIC | TTS | Thomastown 12 (AusNet) 66 kV | AusNet | Shoulder | Coincident_unreconciled | 2033 | POE50 | Operational-demand | -8.8853 | NA
VIC | TTS | Thomastown 12 (AusNet) 66 kV | AusNet | Shoulder | Coincident_unreconciled | 2033 | POE90 | Operational-demand | -11.1272 | NA
VIC | TTS | Thomastown 12 (AusNet) 66 kV | AusNet | Shoulder | Non-coincident | 2033 | POE50 | Operational-demand | -15.5411 | NA
VIC | TTS | Thomastown 12 (AusNet) 66 kV | AusNet | Shoulder | Non-coincident | 2033 | POE90 | Operational-demand | -19.4623 | NA
VIC | TTS | Thomastown 12 (AusNet) 66 kV | AusNet | Shoulder | Coincident_unreconciled | 2034 | POE50 | Operational-demand | -9.3663 | NA
VIC | TTS | Thomastown 12 (AusNet) 66 kV | AusNet | Shoulder | Coincident_unreconciled | 2034 | POE90 | Operational-demand | -11.6226 | NA
VIC | TTS | Thomastown 12 (AusNet) 66 kV | AusNet | Shoulder | Non-coincident | 2034 | POE50 | Operational-demand | -16.3824 | NA
VIC | TTS | Thomastown 12 (AusNet) 66 kV | AusNet | Shoulder | Non-coincident | 2034 | POE90 | Operational-demand | -20.3287 | NA
VIC | TTS | Thomastown 12 (AusNet) 66 kV | AusNet | Shoulder | Coincident_unreconciled | 2035 | POE50 | Operational-demand | -9.9641 | NA
VIC | TTS | Thomastown 12 (AusNet) 66 kV | AusNet | Shoulder | Coincident_unreconciled | 2035 | POE90 | Operational-demand | -12.2347 | NA
VIC | TTS | Thomastown 12 (AusNet) 66 kV | AusNet | Shoulder | Non-coincident | 2035 | POE50 | Operational-demand | -17.4279 | NA
VIC | TTS | Thomastown 12 (AusNet) 66 kV | AusNet | Shoulder | Non-coincident | 2035 | POE90 | Operational-demand | -21.3994 | NA
VIC | TTS | Thomastown 12 (AusNet) 66 kV | AusNet | Summer | Coincident | 2019 | ACTUAL_OPG | Operational-demand | 22.9557 | 105.9338
VIC | TTS | Thomastown 12 (AusNet) 66 kV | AusNet | Summer | Coincident | 2019 | ACTUAL_RAW | Operational-demand | 22.9557 | 105.9338
VIC | TTS | Thomastown 12 (AusNet) 66 kV | AusNet | Summer | Non-coincident | 2019 | ACTUAL_RAW | Operational-demand | 22.19 | 108.997
VIC | TTS | Thomastown 12 (AusNet) 66 kV | AusNet | Summer | Non-coincident | 2019 | ACTUAL_OPG | Operational-demand | 22.19 | 108.997
VIC | TTS | Thomastown 12 (AusNet) 66 kV | AusNet | Summer | Non-coincident | 2019 | ACTUAL_ADJUSTEDOPG | Operational-demand | 22.19 | 108.997
VIC | TTS | Thomastown 12 (AusNet) 66 kV | AusNet | Summer | Coincident | 2020 | ACTUAL_OPG | Operational-demand | 18.6052 | 109.5117
VIC | TTS | Thomastown 12 (AusNet) 66 kV | AusNet | Summer | Coincident | 2020 | ACTUAL_RAW | Operational-demand | 18.6052 | 109.5117
VIC | TTS | Thomastown 12 (AusNet) 66 kV | AusNet | Summer | Non-coincident | 2020 | ACTUAL_RAW | Operational-demand | 18.0927 | 109.5117
VIC | TTS | Thomastown 12 (AusNet) 66 kV | AusNet | Summer | Non-coincident | 2020 | ACTUAL_OPG | Operational-demand | 18.0927 | 109.5117
VIC | TTS | Thomastown 12 (AusNet) 66 kV | AusNet | Summer | Non-coincident | 2020 | ACTUAL_ADJUSTEDOPG | Operational-demand | 18.0927 | 109.5117
VIC | TTS | Thomastown 12 (AusNet) 66 kV | AusNet | Summer | Coincident | 2021 | ACTUAL_OPG | Operational-demand | 11.7234 | 83.9295
VIC | TTS | Thomastown 12 (AusNet) 66 kV | AusNet | Summer | Coincident | 2021 | ACTUAL_RAW | Operational-demand | 11.7234 | 83.9295
VIC | TTS | Thomastown 12 (AusNet) 66 kV | AusNet | Summer | Non-coincident | 2021 | ACTUAL_RAW | Operational-demand | 10.3054 | 94.5093
VIC | TTS | Thomastown 12 (AusNet) 66 kV | AusNet | Summer | Non-coincident | 2021 | ACTUAL_OPG | Operational-demand | 10.3054 | 94.5093
VIC | TTS | Thomastown 12 (AusNet) 66 kV | AusNet | Summer | Non-coincident | 2021 | ACTUAL_ADJUSTEDOPG | Operational-demand | 10.3054 | 94.5093
VIC | TTS | Thomastown 12 (AusNet) 66 kV | AusNet | Summer | Coincident | 2022 | ACTUAL_OPG | Operational-demand | 14.2988 | 90.0917
VIC | TTS | Thomastown 12 (AusNet) 66 kV | AusNet | Summer | Coincident | 2022 | ACTUAL_RAW | Operational-demand | 14.2988 | 90.0917
VIC | TTS | Thomastown 12 (AusNet) 66 kV | AusNet | Summer | Non-coincident | 2022 | ACTUAL_RAW | Operational-demand | 8.3137 | 98.1489
VIC | TTS | Thomastown 12 (AusNet) 66 kV | AusNet | Summer | Non-coincident | 2022 | ACTUAL_OPG | Operational-demand | 8.3137 | 98.1489
VIC | TTS | Thomastown 12 (AusNet) 66 kV | AusNet | Summer | Non-coincident | 2022 | ACTUAL_ADJUSTEDOPG | Operational-demand | 8.3137 | 98.1489
VIC | TTS | Thomastown 12 (AusNet) 66 kV | AusNet | Summer | Coincident | 2023 | ACTUAL_OPG | Operational-demand | 12.6649 | 92.8817
VIC | TTS | Thomastown 12 (AusNet) 66 kV | AusNet | Summer | Coincident | 2023 | ACTUAL_RAW | Operational-demand | 12.6649 | 92.8817
VIC | TTS | Thomastown 12 (AusNet) 66 kV | AusNet | Summer | Non-coincident | 2023 | ACTUAL_RAW | Operational-demand | 12.2604 | 98.1145
VIC | TTS | Thomastown 12 (AusNet) 66 kV | AusNet | Summer | Non-coincident | 2023 | ACTUAL_OPG | Operational-demand | 12.2604 | 98.1145
VIC | TTS | Thomastown 12 (AusNet) 66 kV | AusNet | Summer | Non-coincident | 2023 | ACTUAL_ADJUSTEDOPG | Operational-demand | 12.2604 | 98.1145
VIC | TTS | Thomastown 12 (AusNet) 66 kV | AusNet | Summer | Coincident | 2024 | ACTUAL_OPG | Operational-demand | 5.4175 | 105.4853
VIC | TTS | Thomastown 12 (AusNet) 66 kV | AusNet | Summer | Coincident | 2024 | ACTUAL_RAW | Operational-demand | 5.4175 | 105.4853
VIC | TTS | Thomastown 12 (AusNet) 66 kV | AusNet | Summer | Non-coincident | 2024 | ACTUAL_RAW | Operational-demand | 2.258 | 105.4853
VIC | TTS | Thomastown 12 (AusNet) 66 kV | AusNet | Summer | Non-coincident | 2024 | ACTUAL_OPG | Operational-demand | 2.258 | 105.4853
VIC | TTS | Thomastown 12 (AusNet) 66 kV | AusNet | Summer | Non-coincident | 2024 | ACTUAL_ADJUSTEDOPG | Operational-demand | 2.258 | 105.4853
VIC | TTS | Thomastown 12 (AusNet) 66 kV | AusNet | Summer | Coincident | 2025 | ACTUAL_OPG | Operational-demand | 1.9547 | 98.8178
VIC | TTS | Thomastown 12 (AusNet) 66 kV | AusNet | Summer | Coincident | 2025 | ACTUAL_RAW | Operational-demand | 1.9547 | 98.8178
VIC | TTS | Thomastown 12 (AusNet) 66 kV | AusNet | Summer | Non-coincident | 2025 | ACTUAL_RAW | Operational-demand | 1.9547 | 98.8178
VIC | TTS | Thomastown 12 (AusNet) 66 kV | AusNet | Summer | Non-coincident | 2025 | ACTUAL_OPG | Operational-demand | 1.9547 | 98.8178
VIC | TTS | Thomastown 12 (AusNet) 66 kV | AusNet | Summer | Non-coincident | 2025 | ACTUAL_ADJUSTEDOPG | Operational-demand | 1.9547 | 98.8178
VIC | TTS | Thomastown 12 (AusNet) 66 kV | AusNet | Summer | Non-coincident | 2025 | BASEYEARPOE90 | Operational-demand | -3.9346 | NA
VIC | TTS | Thomastown 12 (AusNet) 66 kV | AusNet | Summer | Non-coincident | 2025 | BASEYEARPOE50 | Operational-demand | -1.5329 | 103.9024
VIC | TTS | Thomastown 12 (AusNet) 66 kV | AusNet | Summer | Coincident_unreconciled | 2026 | POE50 | Operational-demand | -4.6958 | NA
VIC | TTS | Thomastown 12 (AusNet) 66 kV | AusNet | Summer | Coincident_unreconciled | 2026 | POE90 | Operational-demand | -6.5329 | NA
VIC | TTS | Thomastown 12 (AusNet) 66 kV | AusNet | Summer | Non-coincident | 2026 | POE50 | Operational-demand | -4.7872 | 102.6257
VIC | TTS | Thomastown 12 (AusNet) 66 kV | AusNet | Summer | Non-coincident | 2026 | POE90 | Operational-demand | -6.6601 | NA
VIC | TTS | Thomastown 12 (AusNet) 66 kV | AusNet | Summer | Coincident_unreconciled | 2027 | POE50 | Operational-demand | -7.575 | NA
VIC | TTS | Thomastown 12 (AusNet) 66 kV | AusNet | Summer | Coincident_unreconciled | 2027 | POE90 | Operational-demand | -9.4239 | NA
VIC | TTS | Thomastown 12 (AusNet) 66 kV | AusNet | Summer | Non-coincident | 2027 | POE50 | Operational-demand | -7.7225 | 102.6178
VIC | TTS | Thomastown 12 (AusNet) 66 kV | AusNet | Summer | Non-coincident | 2027 | POE90 | Operational-demand | -9.6073 | NA
VIC | TTS | Thomastown 12 (AusNet) 66 kV | AusNet | Summer | Coincident_unreconciled | 2028 | POE50 | Operational-demand | -9.7662 | NA
VIC | TTS | Thomastown 12 (AusNet) 66 kV | AusNet | Summer | Coincident_unreconciled | 2028 | POE90 | Operational-demand | -11.6272 | NA
VIC | TTS | Thomastown 12 (AusNet) 66 kV | AusNet | Summer | Non-coincident | 2028 | POE50 | Operational-demand | -9.9564 | 103.2883
VIC | TTS | Thomastown 12 (AusNet) 66 kV | AusNet | Summer | Non-coincident | 2028 | POE90 | Operational-demand | -11.8535 | NA
VIC | TTS | Thomastown 12 (AusNet) 66 kV | AusNet | Summer | Coincident_unreconciled | 2029 | POE50 | Operational-demand | -12.0519 | NA
VIC | TTS | Thomastown 12 (AusNet) 66 kV | AusNet | Summer | Coincident_unreconciled | 2029 | POE90 | Operational-demand | -13.9249 | NA
VIC | TTS | Thomastown 12 (AusNet) 66 kV | AusNet | Summer | Non-coincident | 2029 | POE50 | Operational-demand | -12.2865 | 104.0053
VIC | TTS | Thomastown 12 (AusNet) 66 kV | AusNet | Summer | Non-coincident | 2029 | POE90 | Operational-demand | -14.196 | NA
VIC | TTS | Thomastown 12 (AusNet) 66 kV | AusNet | Summer | Coincident_unreconciled | 2030 | POE50 | Operational-demand | -14.2928 | NA
VIC | TTS | Thomastown 12 (AusNet) 66 kV | AusNet | Summer | Coincident_unreconciled | 2030 | POE90 | Operational-demand | -16.1779 | NA
VIC | TTS | Thomastown 12 (AusNet) 66 kV | AusNet | Summer | Non-coincident | 2030 | POE50 | Operational-demand | -14.571 | 104.7944
VIC | TTS | Thomastown 12 (AusNet) 66 kV | AusNet | Summer | Non-coincident | 2030 | POE90 | Operational-demand | -16.4929 | NA
VIC | TTS | Thomastown 12 (AusNet) 66 kV | AusNet | Summer | Coincident_unreconciled | 2031 | POE50 | Operational-demand | -16.66 | NA
VIC | TTS | Thomastown 12 (AusNet) 66 kV | AusNet | Summer | Coincident_unreconciled | 2031 | POE90 | Operational-demand | -18.5573 | NA
VIC | TTS | Thomastown 12 (AusNet) 66 kV | AusNet | Summer | Non-coincident | 2031 | POE50 | Operational-demand | -16.9843 | 105.5839
VIC | TTS | Thomastown 12 (AusNet) 66 kV | AusNet | Summer | Non-coincident | 2031 | POE90 | Operational-demand | -18.9185 | NA
VIC | TTS | Thomastown 12 (AusNet) 66 kV | AusNet | Summer | Coincident_unreconciled | 2032 | POE50 | Operational-demand | -18.3047 | NA
VIC | TTS | Thomastown 12 (AusNet) 66 kV | AusNet | Summer | Coincident_unreconciled | 2032 | POE90 | Operational-demand | -20.2141 | NA
VIC | TTS | Thomastown 12 (AusNet) 66 kV | AusNet | Summer | Non-coincident | 2032 | POE50 | Operational-demand | -18.661 | 106.4972
VIC | TTS | Thomastown 12 (AusNet) 66 kV | AusNet | Summer | Non-coincident | 2032 | POE90 | Operational-demand | -20.6076 | NA
VIC | TTS | Thomastown 12 (AusNet) 66 kV | AusNet | Summer | Coincident_unreconciled | 2033 | POE50 | Operational-demand | -19.4018 | NA
VIC | TTS | Thomastown 12 (AusNet) 66 kV | AusNet | Summer | Coincident_unreconciled | 2033 | POE90 | Operational-demand | -21.3237 | NA
VIC | TTS | Thomastown 12 (AusNet) 66 kV | AusNet | Summer | Non-coincident | 2033 | POE50 | Operational-demand | -19.7795 | 107.4921
VIC | TTS | Thomastown 12 (AusNet) 66 kV | AusNet | Summer | Non-coincident | 2033 | POE90 | Operational-demand | -21.7387 | NA
VIC | TTS | Thomastown 12 (AusNet) 66 kV | AusNet | Summer | Coincident_unreconciled | 2034 | POE50 | Operational-demand | -20.4639 | NA
VIC | TTS | Thomastown 12 (AusNet) 66 kV | AusNet | Summer | Coincident_unreconciled | 2034 | POE90 | Operational-demand | -22.3981 | NA
VIC | TTS | Thomastown 12 (AusNet) 66 kV | AusNet | Summer | Non-coincident | 2034 | POE50 | Operational-demand | -20.8623 | 108.4949
VIC | TTS | Thomastown 12 (AusNet) 66 kV | AusNet | Summer | Non-coincident | 2034 | POE90 | Operational-demand | -22.8341 | NA
VIC | TTS | Thomastown 12 (AusNet) 66 kV | AusNet | Summer | Coincident_unreconciled | 2035 | POE50 | Operational-demand | -21.7314 | NA
VIC | TTS | Thomastown 12 (AusNet) 66 kV | AusNet | Summer | Coincident_unreconciled | 2035 | POE90 | Operational-demand | -23.6779 | NA
VIC | TTS | Thomastown 12 (AusNet) 66 kV | AusNet | Summer | Non-coincident | 2035 | POE50 | Operational-demand | -22.1544 | 109.4774
VIC | TTS | Thomastown 12 (AusNet) 66 kV | AusNet | Summer | Non-coincident | 2035 | POE90 | Operational-demand | -24.1388 | NA
VIC | TTS | Thomastown 12 (AusNet) 66 kV | AusNet | Summer | Non-coincident | 2025 | BASEYEARPOE10 | Operational-demand | NA | 116.4556
VIC | TTS | Thomastown 12 (AusNet) 66 kV | AusNet | Summer | Coincident | 2026 | POE10 | Operational-demand | NA | 105.9521
VIC | TTS | Thomastown 12 (AusNet) 66 kV | AusNet | Summer | Coincident | 2026 | POE50 | Operational-demand | NA | 96.2046
VIC | TTS | Thomastown 12 (AusNet) 66 kV | AusNet | Summer | Non-coincident | 2026 | POE10 | Operational-demand | NA | 116.4997
VIC | TTS | Thomastown 12 (AusNet) 66 kV | AusNet | Summer | Coincident | 2027 | POE10 | Operational-demand | NA | 103.2336
VIC | TTS | Thomastown 12 (AusNet) 66 kV | AusNet | Summer | Coincident | 2027 | POE50 | Operational-demand | NA | 93.0305
VIC | TTS | Thomastown 12 (AusNet) 66 kV | AusNet | Summer | Non-coincident | 2027 | POE10 | Operational-demand | NA | 116.5804
VIC | TTS | Thomastown 12 (AusNet) 66 kV | AusNet | Summer | Coincident | 2028 | POE10 | Operational-demand | NA | 101.414
VIC | TTS | Thomastown 12 (AusNet) 66 kV | AusNet | Summer | Coincident | 2028 | POE50 | Operational-demand | NA | 90.7074
VIC | TTS | Thomastown 12 (AusNet) 66 kV | AusNet | Summer | Non-coincident | 2028 | POE10 | Operational-demand | NA | 117.3422
VIC | TTS | Thomastown 12 (AusNet) 66 kV | AusNet | Summer | Coincident | 2029 | POE10 | Operational-demand | NA | 100.2906
VIC | TTS | Thomastown 12 (AusNet) 66 kV | AusNet | Summer | Coincident | 2029 | POE50 | Operational-demand | NA | 89.7637
VIC | TTS | Thomastown 12 (AusNet) 66 kV | AusNet | Summer | Non-coincident | 2029 | POE10 | Operational-demand | NA | 118.1505
VIC | TTS | Thomastown 12 (AusNet) 66 kV | AusNet | Summer | Coincident | 2030 | POE10 | Operational-demand | NA | 99.5518
VIC | TTS | Thomastown 12 (AusNet) 66 kV | AusNet | Summer | Coincident | 2030 | POE50 | Operational-demand | NA | 88.8371
VIC | TTS | Thomastown 12 (AusNet) 66 kV | AusNet | Summer | Non-coincident | 2030 | POE10 | Operational-demand | NA | 119.0309
VIC | TTS | Thomastown 12 (AusNet) 66 kV | AusNet | Summer | Coincident | 2031 | POE10 | Operational-demand | NA | 97.7445
VIC | TTS | Thomastown 12 (AusNet) 66 kV | AusNet | Summer | Coincident | 2031 | POE50 | Operational-demand | NA | 87.6585
VIC | TTS | Thomastown 12 (AusNet) 66 kV | AusNet | Summer | Non-coincident | 2031 | POE10 | Operational-demand | NA | 119.9117
VIC | TTS | Thomastown 12 (AusNet) 66 kV | AusNet | Summer | Coincident | 2032 | POE10 | Operational-demand | NA | 95.6204
VIC | TTS | Thomastown 12 (AusNet) 66 kV | AusNet | Summer | Coincident | 2032 | POE50 | Operational-demand | NA | 85.6014
VIC | TTS | Thomastown 12 (AusNet) 66 kV | AusNet | Summer | Non-coincident | 2032 | POE10 | Operational-demand | NA | 120.9174
VIC | TTS | Thomastown 12 (AusNet) 66 kV | AusNet | Summer | Coincident | 2033 | POE10 | Operational-demand | NA | 94.2212
VIC | TTS | Thomastown 12 (AusNet) 66 kV | AusNet | Summer | Coincident | 2033 | POE50 | Operational-demand | NA | 83.5881
VIC | TTS | Thomastown 12 (AusNet) 66 kV | AusNet | Summer | Non-coincident | 2033 | POE10 | Operational-demand | NA | 122.0055
VIC | TTS | Thomastown 12 (AusNet) 66 kV | AusNet | Summer | Coincident | 2034 | POE10 | Operational-demand | NA | 94.0807
VIC | TTS | Thomastown 12 (AusNet) 66 kV | AusNet | Summer | Coincident | 2034 | POE50 | Operational-demand | NA | 83.5736
VIC | TTS | Thomastown 12 (AusNet) 66 kV | AusNet | Summer | Non-coincident | 2034 | POE10 | Operational-demand | NA | 123.1015
VIC | TTS | Thomastown 12 (AusNet) 66 kV | AusNet | Summer | Coincident | 2035 | POE10 | Operational-demand | NA | 94.3188
VIC | TTS | Thomastown 12 (AusNet) 66 kV | AusNet | Summer | Coincident | 2035 | POE50 | Operational-demand | NA | 83.8194
VIC | TTS | Thomastown 12 (AusNet) 66 kV | AusNet | Summer | Non-coincident | 2035 | POE10 | Operational-demand | NA | 124.1772
VIC | TTS | Thomastown 12 (AusNet) 66 kV | AusNet | Winter | Coincident | 2018 | ACTUAL_OPG | Operational-demand | NA | 73.5362
VIC | TTS | Thomastown 12 (AusNet) 66 kV | AusNet | Winter | Coincident | 2018 | ACTUAL_RAW | Operational-demand | NA | 73.5362
VIC | TTS | Thomastown 12 (AusNet) 66 kV | AusNet | Winter | Non-coincident | 2018 | ACTUAL_RAW | Operational-demand | NA | 76.4932
VIC | TTS | Thomastown 12 (AusNet) 66 kV | AusNet | Winter | Non-coincident | 2018 | ACTUAL_OPG | Operational-demand | NA | 76.4932
VIC | TTS | Thomastown 12 (AusNet) 66 kV | AusNet | Winter | Non-coincident | 2018 | ACTUAL_ADJUSTEDOPG | Operational-demand | NA | 76.4932
VIC | TTS | Thomastown 12 (AusNet) 66 kV | AusNet | Winter | Coincident | 2019 | ACTUAL_OPG | Operational-demand | NA | 72.2349
VIC | TTS | Thomastown 12 (AusNet) 66 kV | AusNet | Winter | Coincident | 2019 | ACTUAL_RAW | Operational-demand | NA | 72.2349
VIC | TTS | Thomastown 12 (AusNet) 66 kV | AusNet | Winter | Non-coincident | 2019 | ACTUAL_RAW | Operational-demand | NA | 78.0232
VIC | TTS | Thomastown 12 (AusNet) 66 kV | AusNet | Winter | Non-coincident | 2019 | ACTUAL_OPG | Operational-demand | NA | 78.0232
VIC | TTS | Thomastown 12 (AusNet) 66 kV | AusNet | Winter | Non-coincident | 2019 | ACTUAL_ADJUSTEDOPG | Operational-demand | NA | 78.0232
VIC | TTS | Thomastown 12 (AusNet) 66 kV | AusNet | Winter | Coincident | 2020 | ACTUAL_OPG | Operational-demand | NA | 73.495
VIC | TTS | Thomastown 12 (AusNet) 66 kV | AusNet | Winter | Coincident | 2020 | ACTUAL_RAW | Operational-demand | NA | 73.495
VIC | TTS | Thomastown 12 (AusNet) 66 kV | AusNet | Winter | Non-coincident | 2020 | ACTUAL_RAW | Operational-demand | NA | 80.3596
VIC | TTS | Thomastown 12 (AusNet) 66 kV | AusNet | Winter | Non-coincident | 2020 | ACTUAL_OPG | Operational-demand | NA | 80.3596
VIC | TTS | Thomastown 12 (AusNet) 66 kV | AusNet | Winter | Non-coincident | 2020 | ACTUAL_ADJUSTEDOPG | Operational-demand | NA | 80.3596
VIC | TTS | Thomastown 12 (AusNet) 66 kV | AusNet | Winter | Coincident | 2021 | ACTUAL_OPG | Operational-demand | NA | 78.6738
VIC | TTS | Thomastown 12 (AusNet) 66 kV | AusNet | Winter | Coincident | 2021 | ACTUAL_RAW | Operational-demand | NA | 78.6738
VIC | TTS | Thomastown 12 (AusNet) 66 kV | AusNet | Winter | Non-coincident | 2021 | ACTUAL_RAW | Operational-demand | NA | 84.0574
VIC | TTS | Thomastown 12 (AusNet) 66 kV | AusNet | Winter | Non-coincident | 2021 | ACTUAL_OPG | Operational-demand | NA | 84.0574
VIC | TTS | Thomastown 12 (AusNet) 66 kV | AusNet | Winter | Non-coincident | 2021 | ACTUAL_ADJUSTEDOPG | Operational-demand | NA | 84.0574
VIC | TTS | Thomastown 12 (AusNet) 66 kV | AusNet | Winter | Coincident | 2022 | ACTUAL_OPG | Operational-demand | NA | 77.4488
VIC | TTS | Thomastown 12 (AusNet) 66 kV | AusNet | Winter | Coincident | 2022 | ACTUAL_RAW | Operational-demand | NA | 77.4488
VIC | TTS | Thomastown 12 (AusNet) 66 kV | AusNet | Winter | Non-coincident | 2022 | ACTUAL_RAW | Operational-demand | NA | 84.625
VIC | TTS | Thomastown 12 (AusNet) 66 kV | AusNet | Winter | Non-coincident | 2022 | ACTUAL_OPG | Operational-demand | NA | 84.625
VIC | TTS | Thomastown 12 (AusNet) 66 kV | AusNet | Winter | Non-coincident | 2022 | ACTUAL_ADJUSTEDOPG | Operational-demand | NA | 84.625
VIC | TTS | Thomastown 12 (AusNet) 66 kV | AusNet | Winter | Coincident | 2023 | ACTUAL_OPG | Operational-demand | NA | 77.0151
VIC | TTS | Thomastown 12 (AusNet) 66 kV | AusNet | Winter | Coincident | 2023 | ACTUAL_RAW | Operational-demand | NA | 77.0151
VIC | TTS | Thomastown 12 (AusNet) 66 kV | AusNet | Winter | Non-coincident | 2023 | ACTUAL_RAW | Operational-demand | NA | 81.3122
VIC | TTS | Thomastown 12 (AusNet) 66 kV | AusNet | Winter | Non-coincident | 2023 | ACTUAL_OPG | Operational-demand | NA | 81.3122
VIC | TTS | Thomastown 12 (AusNet) 66 kV | AusNet | Winter | Non-coincident | 2023 | ACTUAL_ADJUSTEDOPG | Operational-demand | NA | 81.3122
VIC | TTS | Thomastown 12 (AusNet) 66 kV | AusNet | Winter | Coincident | 2024 | ACTUAL_OPG | Operational-demand | NA | 80.2219
VIC | TTS | Thomastown 12 (AusNet) 66 kV | AusNet | Winter | Coincident | 2024 | ACTUAL_RAW | Operational-demand | NA | 80.2219
VIC | TTS | Thomastown 12 (AusNet) 66 kV | AusNet | Winter | Non-coincident | 2024 | ACTUAL_RAW | Operational-demand | NA | 88.9301
VIC | TTS | Thomastown 12 (AusNet) 66 kV | AusNet | Winter | Non-coincident | 2024 | ACTUAL_OPG | Operational-demand | NA | 88.9301
VIC | TTS | Thomastown 12 (AusNet) 66 kV | AusNet | Winter | Non-coincident | 2024 | ACTUAL_ADJUSTEDOPG | Operational-demand | NA | 88.9301
VIC | TTS | Thomastown 12 (AusNet) 66 kV | AusNet | Winter | Coincident | 2025 | POE10 | Operational-demand | NA | 97.0297
VIC | TTS | Thomastown 12 (AusNet) 66 kV | AusNet | Winter | Coincident | 2025 | POE50 | Operational-demand | NA | 96.2182
VIC | TTS | Thomastown 12 (AusNet) 66 kV | AusNet | Winter | Non-coincident | 2025 | ACTUAL_RAW | Operational-demand | NA | 84.5235
VIC | TTS | Thomastown 12 (AusNet) 66 kV | AusNet | Winter | Non-coincident | 2025 | ACTUAL_ADJUSTEDOPG | Operational-demand | NA | 84.5235
VIC | TTS | Thomastown 12 (AusNet) 66 kV | AusNet | Winter | Non-coincident | 2025 | BASEYEARPOE50 | Operational-demand | NA | 80.9552
VIC | TTS | Thomastown 12 (AusNet) 66 kV | AusNet | Winter | Non-coincident | 2025 | BASEYEARPOE10 | Operational-demand | NA | 84.2903
VIC | TTS | Thomastown 12 (AusNet) 66 kV | AusNet | Winter | Non-coincident | 2025 | POE10 | Operational-demand | NA | 104.3576
VIC | TTS | Thomastown 12 (AusNet) 66 kV | AusNet | Winter | Non-coincident | 2025 | POE50 | Operational-demand | NA | 100
VIC | TTS | Thomastown 12 (AusNet) 66 kV | AusNet | Winter | Coincident | 2026 | POE10 | Operational-demand | NA | 91.2425
VIC | TTS | Thomastown 12 (AusNet) 66 kV | AusNet | Winter | Coincident | 2026 | POE50 | Operational-demand | NA | 90.2625
VIC | TTS | Thomastown 12 (AusNet) 66 kV | AusNet | Winter | Non-coincident | 2026 | POE10 | Operational-demand | NA | 101.7415
VIC | TTS | Thomastown 12 (AusNet) 66 kV | AusNet | Winter | Non-coincident | 2026 | POE50 | Operational-demand | NA | 97.3569
VIC | TTS | Thomastown 12 (AusNet) 66 kV | AusNet | Winter | Coincident | 2027 | POE10 | Operational-demand | NA | 88.1189
VIC | TTS | Thomastown 12 (AusNet) 66 kV | AusNet | Winter | Coincident | 2027 | POE50 | Operational-demand | NA | 86.9431
VIC | TTS | Thomastown 12 (AusNet) 66 kV | AusNet | Winter | Non-coincident | 2027 | POE10 | Operational-demand | NA | 101.9457
VIC | TTS | Thomastown 12 (AusNet) 66 kV | AusNet | Winter | Non-coincident | 2027 | POE50 | Operational-demand | NA | 97.5323
VIC | TTS | Thomastown 12 (AusNet) 66 kV | AusNet | Winter | Coincident | 2028 | POE10 | Operational-demand | NA | 87.1335
VIC | TTS | Thomastown 12 (AusNet) 66 kV | AusNet | Winter | Coincident | 2028 | POE50 | Operational-demand | NA | 86.0415
VIC | TTS | Thomastown 12 (AusNet) 66 kV | AusNet | Winter | Non-coincident | 2028 | POE10 | Operational-demand | NA | 102.7489
VIC | TTS | Thomastown 12 (AusNet) 66 kV | AusNet | Winter | Non-coincident | 2028 | POE50 | Operational-demand | NA | 98.3067
VIC | TTS | Thomastown 12 (AusNet) 66 kV | AusNet | Winter | Coincident | 2029 | POE10 | Operational-demand | NA | 86.8345
VIC | TTS | Thomastown 12 (AusNet) 66 kV | AusNet | Winter | Coincident | 2029 | POE50 | Operational-demand | NA | 85.7793
VIC | TTS | Thomastown 12 (AusNet) 66 kV | AusNet | Winter | Non-coincident | 2029 | POE10 | Operational-demand | NA | 103.6293
VIC | TTS | Thomastown 12 (AusNet) 66 kV | AusNet | Winter | Non-coincident | 2029 | POE50 | Operational-demand | NA | 99.1583
VIC | TTS | Thomastown 12 (AusNet) 66 kV | AusNet | Winter | Coincident | 2030 | POE10 | Operational-demand | NA | 86.4191
VIC | TTS | Thomastown 12 (AusNet) 66 kV | AusNet | Winter | Coincident | 2030 | POE50 | Operational-demand | NA | 85.3542
VIC | TTS | Thomastown 12 (AusNet) 66 kV | AusNet | Winter | Non-coincident | 2030 | POE10 | Operational-demand | NA | 104.61
VIC | TTS | Thomastown 12 (AusNet) 66 kV | AusNet | Winter | Non-coincident | 2030 | POE50 | Operational-demand | NA | 100.1101
VIC | TTS | Thomastown 12 (AusNet) 66 kV | AusNet | Winter | Coincident | 2031 | POE10 | Operational-demand | NA | 86.1415
VIC | TTS | Thomastown 12 (AusNet) 66 kV | AusNet | Winter | Coincident | 2031 | POE50 | Operational-demand | NA | 85.0871
VIC | TTS | Thomastown 12 (AusNet) 66 kV | AusNet | Winter | Non-coincident | 2031 | POE10 | Operational-demand | NA | 105.6067
VIC | TTS | Thomastown 12 (AusNet) 66 kV | AusNet | Winter | Non-coincident | 2031 | POE50 | Operational-demand | NA | 101.078
VIC | TTS | Thomastown 12 (AusNet) 66 kV | AusNet | Winter | Coincident | 2032 | POE10 | Operational-demand | NA | 85.1576
VIC | TTS | Thomastown 12 (AusNet) 66 kV | AusNet | Winter | Coincident | 2032 | POE50 | Operational-demand | NA | 83.9599
VIC | TTS | Thomastown 12 (AusNet) 66 kV | AusNet | Winter | Non-coincident | 2032 | POE10 | Operational-demand | NA | 106.6932
VIC | TTS | Thomastown 12 (AusNet) 66 kV | AusNet | Winter | Non-coincident | 2032 | POE50 | Operational-demand | NA | 102.1351
VIC | TTS | Thomastown 12 (AusNet) 66 kV | AusNet | Winter | Coincident | 2033 | POE10 | Operational-demand | NA | 83.7916
VIC | TTS | Thomastown 12 (AusNet) 66 kV | AusNet | Winter | Coincident | 2033 | POE50 | Operational-demand | NA | 82.6264
VIC | TTS | Thomastown 12 (AusNet) 66 kV | AusNet | Winter | Non-coincident | 2033 | POE10 | Operational-demand | NA | 107.7803
VIC | TTS | Thomastown 12 (AusNet) 66 kV | AusNet | Winter | Non-coincident | 2033 | POE50 | Operational-demand | NA | 103.1927
VIC | TTS | Thomastown 12 (AusNet) 66 kV | AusNet | Winter | Coincident | 2034 | POE10 | Operational-demand | NA | 83.9095
VIC | TTS | Thomastown 12 (AusNet) 66 kV | AusNet | Winter | Coincident | 2034 | POE50 | Operational-demand | NA | 82.7907
VIC | TTS | Thomastown 12 (AusNet) 66 kV | AusNet | Winter | Non-coincident | 2034 | POE10 | Operational-demand | NA | 108.8386
VIC | TTS | Thomastown 12 (AusNet) 66 kV | AusNet | Winter | Non-coincident | 2034 | POE50 | Operational-demand | NA | 104.2216
VIC | TTS1266J | Thomastown 12 (Jemena) 66 kV | Jemena | Shoulder | Coincident | 2019 | ACTUAL_OPG | Operational-demand | 24.6889 | NA
VIC | TTS1266J | Thomastown 12 (Jemena) 66 kV | Jemena | Shoulder | Coincident | 2019 | ACTUAL_RAW | Operational-demand | 24.6889 | NA
VIC | TTS1266J | Thomastown 12 (Jemena) 66 kV | Jemena | Shoulder | Non-coincident | 2019 | ACTUAL_RAW | Operational-demand | 24.6889 | NA
VIC | TTS1266J | Thomastown 12 (Jemena) 66 kV | Jemena | Shoulder | Non-coincident | 2019 | ACTUAL_OPG | Operational-demand | 24.6889 | NA
VIC | TTS1266J | Thomastown 12 (Jemena) 66 kV | Jemena | Shoulder | Non-coincident | 2019 | ACTUAL_ADJUSTEDOPG | Operational-demand | 24.6889 | NA
VIC | TTS1266J | Thomastown 12 (Jemena) 66 kV | Jemena | Shoulder | Coincident | 2020 | ACTUAL_OPG | Operational-demand | 33.7939 | NA
VIC | TTS1266J | Thomastown 12 (Jemena) 66 kV | Jemena | Shoulder | Coincident | 2020 | ACTUAL_RAW | Operational-demand | 33.7939 | NA
VIC | TTS1266J | Thomastown 12 (Jemena) 66 kV | Jemena | Shoulder | Non-coincident | 2020 | ACTUAL_RAW | Operational-demand | 26.5708 | NA
VIC | TTS1266J | Thomastown 12 (Jemena) 66 kV | Jemena | Shoulder | Non-coincident | 2020 | ACTUAL_OPG | Operational-demand | 26.5708 | NA
VIC | TTS1266J | Thomastown 12 (Jemena) 66 kV | Jemena | Shoulder | Non-coincident | 2020 | ACTUAL_ADJUSTEDOPG | Operational-demand | 26.5708 | NA
VIC | TTS1266J | Thomastown 12 (Jemena) 66 kV | Jemena | Shoulder | Coincident | 2021 | ACTUAL_OPG | Operational-demand | 30.4699 | NA
VIC | TTS1266J | Thomastown 12 (Jemena) 66 kV | Jemena | Shoulder | Coincident | 2021 | ACTUAL_RAW | Operational-demand | 30.4699 | NA
VIC | TTS1266J | Thomastown 12 (Jemena) 66 kV | Jemena | Shoulder | Non-coincident | 2021 | ACTUAL_RAW | Operational-demand | 27.684 | NA
VIC | TTS1266J | Thomastown 12 (Jemena) 66 kV | Jemena | Shoulder | Non-coincident | 2021 | ACTUAL_OPG | Operational-demand | 27.684 | NA
VIC | TTS1266J | Thomastown 12 (Jemena) 66 kV | Jemena | Shoulder | Non-coincident | 2021 | ACTUAL_ADJUSTEDOPG | Operational-demand | 27.684 | NA
VIC | TTS1266J | Thomastown 12 (Jemena) 66 kV | Jemena | Shoulder | Coincident | 2022 | ACTUAL_OPG | Operational-demand | 29.4159 | NA
VIC | TTS1266J | Thomastown 12 (Jemena) 66 kV | Jemena | Shoulder | Coincident | 2022 | ACTUAL_RAW | Operational-demand | 29.4159 | NA
VIC | TTS1266J | Thomastown 12 (Jemena) 66 kV | Jemena | Shoulder | Non-coincident | 2022 | ACTUAL_RAW | Operational-demand | 28.3814 | NA
VIC | TTS1266J | Thomastown 12 (Jemena) 66 kV | Jemena | Shoulder | Non-coincident | 2022 | ACTUAL_OPG | Operational-demand | 28.3814 | NA
VIC | TTS1266J | Thomastown 12 (Jemena) 66 kV | Jemena | Shoulder | Non-coincident | 2022 | ACTUAL_ADJUSTEDOPG | Operational-demand | 28.3814 | NA
VIC | TTS1266J | Thomastown 12 (Jemena) 66 kV | Jemena | Shoulder | Coincident | 2023 | ACTUAL_OPG | Operational-demand | 13.6691 | NA
VIC | TTS1266J | Thomastown 12 (Jemena) 66 kV | Jemena | Shoulder | Coincident | 2023 | ACTUAL_RAW | Operational-demand | 13.6691 | NA
VIC | TTS1266J | Thomastown 12 (Jemena) 66 kV | Jemena | Shoulder | Non-coincident | 2023 | ACTUAL_RAW | Operational-demand | 13.3991 | NA
VIC | TTS1266J | Thomastown 12 (Jemena) 66 kV | Jemena | Shoulder | Non-coincident | 2023 | ACTUAL_OPG | Operational-demand | 13.3991 | NA
VIC | TTS1266J | Thomastown 12 (Jemena) 66 kV | Jemena | Shoulder | Non-coincident | 2023 | ACTUAL_ADJUSTEDOPG | Operational-demand | 13.3991 | NA
VIC | TTS1266J | Thomastown 12 (Jemena) 66 kV | Jemena | Shoulder | Coincident | 2024 | ACTUAL_OPG | Operational-demand | 12.2644 | NA
VIC | TTS1266J | Thomastown 12 (Jemena) 66 kV | Jemena | Shoulder | Coincident | 2024 | ACTUAL_RAW | Operational-demand | 12.2644 | NA
VIC | TTS1266J | Thomastown 12 (Jemena) 66 kV | Jemena | Shoulder | Non-coincident | 2024 | ACTUAL_RAW | Operational-demand | 12.2644 | NA
VIC | TTS1266J | Thomastown 12 (Jemena) 66 kV | Jemena | Shoulder | Non-coincident | 2024 | ACTUAL_OPG | Operational-demand | 12.2644 | NA
VIC | TTS1266J | Thomastown 12 (Jemena) 66 kV | Jemena | Shoulder | Non-coincident | 2024 | ACTUAL_ADJUSTEDOPG | Operational-demand | 12.2644 | NA
VIC | TTS1266J | Thomastown 12 (Jemena) 66 kV | Jemena | Shoulder | Coincident | 2025 | ACTUAL_OPG | Operational-demand | 12.1863 | NA
VIC | TTS1266J | Thomastown 12 (Jemena) 66 kV | Jemena | Shoulder | Coincident | 2025 | ACTUAL_RAW | Operational-demand | 12.1863 | NA
VIC | TTS1266J | Thomastown 12 (Jemena) 66 kV | Jemena | Shoulder | Non-coincident | 2025 | ACTUAL_RAW | Operational-demand | 10.3029 | NA
VIC | TTS1266J | Thomastown 12 (Jemena) 66 kV | Jemena | Shoulder | Non-coincident | 2025 | ACTUAL_OPG | Operational-demand | 10.3029 | NA
VIC | TTS1266J | Thomastown 12 (Jemena) 66 kV | Jemena | Shoulder | Non-coincident | 2025 | ACTUAL_ADJUSTEDOPG | Operational-demand | 10.3029 | NA
VIC | TTS1266J | Thomastown 12 (Jemena) 66 kV | Jemena | Shoulder | Non-coincident | 2025 | BASEYEARPOE90 | Operational-demand | 8.1395 | NA
VIC | TTS1266J | Thomastown 12 (Jemena) 66 kV | Jemena | Shoulder | Non-coincident | 2025 | BASEYEARPOE50 | Operational-demand | 9.9425 | NA
VIC | TTS1266J | Thomastown 12 (Jemena) 66 kV | Jemena | Shoulder | Coincident_unreconciled | 2026 | POE50 | Operational-demand | 8.2664 | NA
VIC | TTS1266J | Thomastown 12 (Jemena) 66 kV | Jemena | Shoulder | Coincident_unreconciled | 2026 | POE90 | Operational-demand | 6.4479 | NA
VIC | TTS1266J | Thomastown 12 (Jemena) 66 kV | Jemena | Shoulder | Non-coincident | 2026 | POE50 | Operational-demand | 7.5742 | NA
VIC | TTS1266J | Thomastown 12 (Jemena) 66 kV | Jemena | Shoulder | Non-coincident | 2026 | POE90 | Operational-demand | 5.9079 | NA
VIC | TTS1266J | Thomastown 12 (Jemena) 66 kV | Jemena | Shoulder | Coincident_unreconciled | 2027 | POE50 | Operational-demand | 6.1081 | NA
VIC | TTS1266J | Thomastown 12 (Jemena) 66 kV | Jemena | Shoulder | Coincident_unreconciled | 2027 | POE90 | Operational-demand | 4.2818 | NA
VIC | TTS1266J | Thomastown 12 (Jemena) 66 kV | Jemena | Shoulder | Non-coincident | 2027 | POE50 | Operational-demand | 5.5965 | NA
VIC | TTS1266J | Thomastown 12 (Jemena) 66 kV | Jemena | Shoulder | Non-coincident | 2027 | POE90 | Operational-demand | 3.9232 | NA
VIC | TTS1266J | Thomastown 12 (Jemena) 66 kV | Jemena | Shoulder | Coincident_unreconciled | 2028 | POE50 | Operational-demand | 3.9903 | NA
VIC | TTS1266J | Thomastown 12 (Jemena) 66 kV | Jemena | Shoulder | Coincident_unreconciled | 2028 | POE90 | Operational-demand | 2.1557 | NA
VIC | TTS1266J | Thomastown 12 (Jemena) 66 kV | Jemena | Shoulder | Non-coincident | 2028 | POE50 | Operational-demand | 3.6561 | NA
VIC | TTS1266J | Thomastown 12 (Jemena) 66 kV | Jemena | Shoulder | Non-coincident | 2028 | POE90 | Operational-demand | 1.9752 | NA
VIC | TTS1266J | Thomastown 12 (Jemena) 66 kV | Jemena | Shoulder | Coincident_unreconciled | 2029 | POE50 | Operational-demand | 2.0441 | NA
VIC | TTS1266J | Thomastown 12 (Jemena) 66 kV | Jemena | Shoulder | Coincident_unreconciled | 2029 | POE90 | Operational-demand | 0.20132 | NA
VIC | TTS1266J | Thomastown 12 (Jemena) 66 kV | Jemena | Shoulder | Non-coincident | 2029 | POE50 | Operational-demand | 1.8729 | NA
VIC | TTS1266J | Thomastown 12 (Jemena) 66 kV | Jemena | Shoulder | Non-coincident | 2029 | POE90 | Operational-demand | 0.18446 | NA
VIC | TTS1266J | Thomastown 12 (Jemena) 66 kV | Jemena | Shoulder | Coincident_unreconciled | 2030 | POE50 | Operational-demand | -2.004 | NA
VIC | TTS1266J | Thomastown 12 (Jemena) 66 kV | Jemena | Shoulder | Coincident_unreconciled | 2030 | POE90 | Operational-demand | -3.5451 | NA
VIC | TTS1266J | Thomastown 12 (Jemena) 66 kV | Jemena | Shoulder | Non-coincident | 2030 | POE50 | Operational-demand | -2.2056 | NA
VIC | TTS1266J | Thomastown 12 (Jemena) 66 kV | Jemena | Shoulder | Non-coincident | 2030 | POE90 | Operational-demand | -3.9017 | NA
VIC | TTS1266J | Thomastown 12 (Jemena) 66 kV | Jemena | Shoulder | Coincident_unreconciled | 2031 | POE50 | Operational-demand | -3.5744 | NA
VIC | TTS1266J | Thomastown 12 (Jemena) 66 kV | Jemena | Shoulder | Coincident_unreconciled | 2031 | POE90 | Operational-demand | -5.1223 | NA
VIC | TTS1266J | Thomastown 12 (Jemena) 66 kV | Jemena | Shoulder | Non-coincident | 2031 | POE50 | Operational-demand | -3.934 | NA
VIC | TTS1266J | Thomastown 12 (Jemena) 66 kV | Jemena | Shoulder | Non-coincident | 2031 | POE90 | Operational-demand | -5.6376 | NA
VIC | TTS1266J | Thomastown 12 (Jemena) 66 kV | Jemena | Shoulder | Coincident_unreconciled | 2032 | POE50 | Operational-demand | -4.6518 | NA
VIC | TTS1266J | Thomastown 12 (Jemena) 66 kV | Jemena | Shoulder | Coincident_unreconciled | 2032 | POE90 | Operational-demand | -6.2066 | NA
VIC | TTS1266J | Thomastown 12 (Jemena) 66 kV | Jemena | Shoulder | Non-coincident | 2032 | POE50 | Operational-demand | -5.1198 | NA
VIC | TTS1266J | Thomastown 12 (Jemena) 66 kV | Jemena | Shoulder | Non-coincident | 2032 | POE90 | Operational-demand | -6.8309 | NA
VIC | TTS1266J | Thomastown 12 (Jemena) 66 kV | Jemena | Shoulder | Coincident_unreconciled | 2033 | POE50 | Operational-demand | -5.3285 | NA
VIC | TTS1266J | Thomastown 12 (Jemena) 66 kV | Jemena | Shoulder | Coincident_unreconciled | 2033 | POE90 | Operational-demand | -6.8901 | NA
VIC | TTS1266J | Thomastown 12 (Jemena) 66 kV | Jemena | Shoulder | Non-coincident | 2033 | POE50 | Operational-demand | -5.8646 | NA
VIC | TTS1266J | Thomastown 12 (Jemena) 66 kV | Jemena | Shoulder | Non-coincident | 2033 | POE90 | Operational-demand | -7.5832 | NA
VIC | TTS1266J | Thomastown 12 (Jemena) 66 kV | Jemena | Shoulder | Coincident_unreconciled | 2034 | POE50 | Operational-demand | -5.9713 | NA
VIC | TTS1266J | Thomastown 12 (Jemena) 66 kV | Jemena | Shoulder | Coincident_unreconciled | 2034 | POE90 | Operational-demand | -7.5396 | NA
VIC | TTS1266J | Thomastown 12 (Jemena) 66 kV | Jemena | Shoulder | Non-coincident | 2034 | POE50 | Operational-demand | -6.5719 | NA
VIC | TTS1266J | Thomastown 12 (Jemena) 66 kV | Jemena | Shoulder | Non-coincident | 2034 | POE90 | Operational-demand | -8.2981 | NA
VIC | TTS1266J | Thomastown 12 (Jemena) 66 kV | Jemena | Shoulder | Coincident_unreconciled | 2035 | POE50 | Operational-demand | -6.7538 | NA
VIC | TTS1266J | Thomastown 12 (Jemena) 66 kV | Jemena | Shoulder | Coincident_unreconciled | 2035 | POE90 | Operational-demand | -8.329 | NA
VIC | TTS1266J | Thomastown 12 (Jemena) 66 kV | Jemena | Shoulder | Non-coincident | 2035 | POE50 | Operational-demand | -7.4332 | NA
VIC | TTS1266J | Thomastown 12 (Jemena) 66 kV | Jemena | Shoulder | Non-coincident | 2035 | POE90 | Operational-demand | -9.1669 | NA
VIC | TTS1266J | Thomastown 12 (Jemena) 66 kV | Jemena | Summer | Coincident | 2019 | ACTUAL_OPG | Operational-demand | 26.1905 | 105.9693
VIC | TTS1266J | Thomastown 12 (Jemena) 66 kV | Jemena | Summer | Coincident | 2019 | ACTUAL_RAW | Operational-demand | 26.1905 | 105.9693
VIC | TTS1266J | Thomastown 12 (Jemena) 66 kV | Jemena | Summer | Non-coincident | 2019 | ACTUAL_RAW | Operational-demand | 25.9355 | 106.8849
VIC | TTS1266J | Thomastown 12 (Jemena) 66 kV | Jemena | Summer | Non-coincident | 2019 | ACTUAL_OPG | Operational-demand | 25.9355 | 106.8849
VIC | TTS1266J | Thomastown 12 (Jemena) 66 kV | Jemena | Summer | Non-coincident | 2019 | ACTUAL_ADJUSTEDOPG | Operational-demand | 25.9355 | 106.8849
VIC | TTS1266J | Thomastown 12 (Jemena) 66 kV | Jemena | Summer | Coincident | 2020 | ACTUAL_OPG | Operational-demand | 25.3985 | 103.6316
VIC | TTS1266J | Thomastown 12 (Jemena) 66 kV | Jemena | Summer | Coincident | 2020 | ACTUAL_RAW | Operational-demand | 25.3985 | 103.6316
VIC | TTS1266J | Thomastown 12 (Jemena) 66 kV | Jemena | Summer | Non-coincident | 2020 | ACTUAL_RAW | Operational-demand | 23.9448 | 103.6316
VIC | TTS1266J | Thomastown 12 (Jemena) 66 kV | Jemena | Summer | Non-coincident | 2020 | ACTUAL_OPG | Operational-demand | 23.9448 | 103.6316
VIC | TTS1266J | Thomastown 12 (Jemena) 66 kV | Jemena | Summer | Non-coincident | 2020 | ACTUAL_ADJUSTEDOPG | Operational-demand | 23.9448 | 103.6316
VIC | TTS1266J | Thomastown 12 (Jemena) 66 kV | Jemena | Summer | Coincident | 2021 | ACTUAL_OPG | Operational-demand | 23.0704 | 93.9929
VIC | TTS1266J | Thomastown 12 (Jemena) 66 kV | Jemena | Summer | Coincident | 2021 | ACTUAL_RAW | Operational-demand | 23.0704 | 93.9929
VIC | TTS1266J | Thomastown 12 (Jemena) 66 kV | Jemena | Summer | Non-coincident | 2021 | ACTUAL_RAW | Operational-demand | 22.2505 | 106.8082
VIC | TTS1266J | Thomastown 12 (Jemena) 66 kV | Jemena | Summer | Non-coincident | 2021 | ACTUAL_OPG | Operational-demand | 22.2505 | 106.8082
VIC | TTS1266J | Thomastown 12 (Jemena) 66 kV | Jemena | Summer | Non-coincident | 2021 | ACTUAL_ADJUSTEDOPG | Operational-demand | 22.2505 | 106.8082
VIC | TTS1266J | Thomastown 12 (Jemena) 66 kV | Jemena | Summer | Coincident | 2022 | ACTUAL_OPG | Operational-demand | 32.4136 | 103.7547
VIC | TTS1266J | Thomastown 12 (Jemena) 66 kV | Jemena | Summer | Coincident | 2022 | ACTUAL_RAW | Operational-demand | 32.4136 | 103.7547
VIC | TTS1266J | Thomastown 12 (Jemena) 66 kV | Jemena | Summer | Non-coincident | 2022 | ACTUAL_RAW | Operational-demand | 22.3843 | 113.8944
VIC | TTS1266J | Thomastown 12 (Jemena) 66 kV | Jemena | Summer | Non-coincident | 2022 | ACTUAL_OPG | Operational-demand | 22.3843 | 113.8944
VIC | TTS1266J | Thomastown 12 (Jemena) 66 kV | Jemena | Summer | Non-coincident | 2022 | ACTUAL_ADJUSTEDOPG | Operational-demand | 22.3843 | 113.8944
VIC | TTS1266J | Thomastown 12 (Jemena) 66 kV | Jemena | Summer | Coincident | 2023 | ACTUAL_OPG | Operational-demand | 14.8728 | 48.0381
VIC | TTS1266J | Thomastown 12 (Jemena) 66 kV | Jemena | Summer | Coincident | 2023 | ACTUAL_RAW | Operational-demand | 14.8728 | 48.0381
VIC | TTS1266J | Thomastown 12 (Jemena) 66 kV | Jemena | Summer | Non-coincident | 2023 | ACTUAL_RAW | Operational-demand | 11.3603 | 52.2905
VIC | TTS1266J | Thomastown 12 (Jemena) 66 kV | Jemena | Summer | Non-coincident | 2023 | ACTUAL_OPG | Operational-demand | 11.3603 | 52.2905
VIC | TTS1266J | Thomastown 12 (Jemena) 66 kV | Jemena | Summer | Non-coincident | 2023 | ACTUAL_ADJUSTEDOPG | Operational-demand | 11.3603 | 52.2905
VIC | TTS1266J | Thomastown 12 (Jemena) 66 kV | Jemena | Summer | Coincident | 2024 | ACTUAL_OPG | Operational-demand | 7.9575 | 66.9183
VIC | TTS1266J | Thomastown 12 (Jemena) 66 kV | Jemena | Summer | Coincident | 2024 | ACTUAL_RAW | Operational-demand | 7.9575 | 66.9183
VIC | TTS1266J | Thomastown 12 (Jemena) 66 kV | Jemena | Summer | Non-coincident | 2024 | ACTUAL_RAW | Operational-demand | 7.8512 | 66.9183
VIC | TTS1266J | Thomastown 12 (Jemena) 66 kV | Jemena | Summer | Non-coincident | 2024 | ACTUAL_OPG | Operational-demand | 7.8512 | 66.9183
VIC | TTS1266J | Thomastown 12 (Jemena) 66 kV | Jemena | Summer | Non-coincident | 2024 | ACTUAL_ADJUSTEDOPG | Operational-demand | 7.8512 | 66.9183
VIC | TTS1266J | Thomastown 12 (Jemena) 66 kV | Jemena | Summer | Coincident | 2025 | ACTUAL_OPG | Operational-demand | 5.9531 | 63.7018
VIC | TTS1266J | Thomastown 12 (Jemena) 66 kV | Jemena | Summer | Coincident | 2025 | ACTUAL_RAW | Operational-demand | 5.9531 | 63.7018
VIC | TTS1266J | Thomastown 12 (Jemena) 66 kV | Jemena | Summer | Non-coincident | 2025 | ACTUAL_RAW | Operational-demand | 5.9531 | 63.7018
VIC | TTS1266J | Thomastown 12 (Jemena) 66 kV | Jemena | Summer | Non-coincident | 2025 | ACTUAL_OPG | Operational-demand | 5.9531 | 63.7018
VIC | TTS1266J | Thomastown 12 (Jemena) 66 kV | Jemena | Summer | Non-coincident | 2025 | ACTUAL_ADJUSTEDOPG | Operational-demand | 5.9531 | 63.7018
VIC | TTS1266J | Thomastown 12 (Jemena) 66 kV | Jemena | Summer | Non-coincident | 2025 | BASEYEARPOE90 | Operational-demand | -2.8056 | NA
VIC | TTS1266J | Thomastown 12 (Jemena) 66 kV | Jemena | Summer | Non-coincident | 2025 | BASEYEARPOE50 | Operational-demand | 2.8482 | 97.747
VIC | TTS1266J | Thomastown 12 (Jemena) 66 kV | Jemena | Summer | Coincident_unreconciled | 2026 | POE50 | Operational-demand | 1.37 | NA
VIC | TTS1266J | Thomastown 12 (Jemena) 66 kV | Jemena | Summer | Coincident_unreconciled | 2026 | POE90 | Operational-demand | -4.2698 | NA
VIC | TTS1266J | Thomastown 12 (Jemena) 66 kV | Jemena | Summer | Non-coincident | 2026 | POE50 | Operational-demand | 1.3608 | 111.903
VIC | TTS1266J | Thomastown 12 (Jemena) 66 kV | Jemena | Summer | Non-coincident | 2026 | POE90 | Operational-demand | -4.2989 | NA
VIC | TTS1266J | Thomastown 12 (Jemena) 66 kV | Jemena | Summer | Coincident_unreconciled | 2027 | POE50 | Operational-demand | -0.69805 | NA
VIC | TTS1266J | Thomastown 12 (Jemena) 66 kV | Jemena | Summer | Coincident_unreconciled | 2027 | POE90 | Operational-demand | -6.3433 | NA
VIC | TTS1266J | Thomastown 12 (Jemena) 66 kV | Jemena | Summer | Non-coincident | 2027 | POE50 | Operational-demand | -0.70281 | 121.6117
VIC | TTS1266J | Thomastown 12 (Jemena) 66 kV | Jemena | Summer | Non-coincident | 2027 | POE90 | Operational-demand | -6.3866 | NA
VIC | TTS1266J | Thomastown 12 (Jemena) 66 kV | Jemena | Summer | Coincident_unreconciled | 2028 | POE50 | Operational-demand | -2.7092 | NA
VIC | TTS1266J | Thomastown 12 (Jemena) 66 kV | Jemena | Summer | Coincident_unreconciled | 2028 | POE90 | Operational-demand | -8.3799 | NA
VIC | TTS1266J | Thomastown 12 (Jemena) 66 kV | Jemena | Summer | Non-coincident | 2028 | POE50 | Operational-demand | -2.7277 | 133.8034
VIC | TTS1266J | Thomastown 12 (Jemena) 66 kV | Jemena | Summer | Non-coincident | 2028 | POE90 | Operational-demand | -8.437 | NA
VIC | TTS1266J | Thomastown 12 (Jemena) 66 kV | Jemena | Summer | Coincident_unreconciled | 2029 | POE50 | Operational-demand | -4.5668 | NA
VIC | TTS1266J | Thomastown 12 (Jemena) 66 kV | Jemena | Summer | Coincident_unreconciled | 2029 | POE90 | Operational-demand | -10.2629 | NA
VIC | TTS1266J | Thomastown 12 (Jemena) 66 kV | Jemena | Summer | Non-coincident | 2029 | POE50 | Operational-demand | -4.598 | 145.294
VIC | TTS1266J | Thomastown 12 (Jemena) 66 kV | Jemena | Summer | Non-coincident | 2029 | POE90 | Operational-demand | -10.3329 | NA
VIC | TTS1266J | Thomastown 12 (Jemena) 66 kV | Jemena | Summer | Coincident_unreconciled | 2030 | POE50 | Operational-demand | -8.7209 | NA
VIC | TTS1266J | Thomastown 12 (Jemena) 66 kV | Jemena | Summer | Coincident_unreconciled | 2030 | POE90 | Operational-demand | -14.4424 | NA
VIC | TTS1266J | Thomastown 12 (Jemena) 66 kV | Jemena | Summer | Non-coincident | 2030 | POE50 | Operational-demand | -8.7804 | 141.5353
VIC | TTS1266J | Thomastown 12 (Jemena) 66 kV | Jemena | Summer | Non-coincident | 2030 | POE90 | Operational-demand | -14.5409 | NA
VIC | TTS1266J | Thomastown 12 (Jemena) 66 kV | Jemena | Summer | Coincident_unreconciled | 2031 | POE50 | Operational-demand | -10.5478 | NA
VIC | TTS1266J | Thomastown 12 (Jemena) 66 kV | Jemena | Summer | Coincident_unreconciled | 2031 | POE90 | Operational-demand | -16.2947 | NA
VIC | TTS1266J | Thomastown 12 (Jemena) 66 kV | Jemena | Summer | Non-coincident | 2031 | POE50 | Operational-demand | -10.6197 | 164.3168
VIC | TTS1266J | Thomastown 12 (Jemena) 66 kV | Jemena | Summer | Non-coincident | 2031 | POE90 | Operational-demand | -16.4058 | NA
VIC | TTS1266J | Thomastown 12 (Jemena) 66 kV | Jemena | Summer | Coincident_unreconciled | 2032 | POE50 | Operational-demand | -11.8032 | NA
VIC | TTS1266J | Thomastown 12 (Jemena) 66 kV | Jemena | Summer | Coincident_unreconciled | 2032 | POE90 | Operational-demand | -17.5754 | NA
VIC | TTS1266J | Thomastown 12 (Jemena) 66 kV | Jemena | Summer | Non-coincident | 2032 | POE50 | Operational-demand | -11.8837 | 170.6316
VIC | TTS1266J | Thomastown 12 (Jemena) 66 kV | Jemena | Summer | Non-coincident | 2032 | POE90 | Operational-demand | -17.6953 | NA
VIC | TTS1266J | Thomastown 12 (Jemena) 66 kV | Jemena | Summer | Coincident_unreconciled | 2033 | POE50 | Operational-demand | -12.6145 | NA
VIC | TTS1266J | Thomastown 12 (Jemena) 66 kV | Jemena | Summer | Coincident_unreconciled | 2033 | POE90 | Operational-demand | -18.412 | NA
VIC | TTS1266J | Thomastown 12 (Jemena) 66 kV | Jemena | Summer | Non-coincident | 2033 | POE50 | Operational-demand | -12.7005 | 176.0812
VIC | TTS1266J | Thomastown 12 (Jemena) 66 kV | Jemena | Summer | Non-coincident | 2033 | POE90 | Operational-demand | -18.5375 | NA
VIC | TTS1266J | Thomastown 12 (Jemena) 66 kV | Jemena | Summer | Coincident_unreconciled | 2034 | POE50 | Operational-demand | -13.3949 | NA
VIC | TTS1266J | Thomastown 12 (Jemena) 66 kV | Jemena | Summer | Coincident_unreconciled | 2034 | POE90 | Operational-demand | -19.2176 | NA
VIC | TTS1266J | Thomastown 12 (Jemena) 66 kV | Jemena | Summer | Non-coincident | 2034 | POE50 | Operational-demand | -13.4863 | 176.7902
VIC | TTS1266J | Thomastown 12 (Jemena) 66 kV | Jemena | Summer | Non-coincident | 2034 | POE90 | Operational-demand | -19.3487 | NA
VIC | TTS1266J | Thomastown 12 (Jemena) 66 kV | Jemena | Summer | Coincident_unreconciled | 2035 | POE50 | Operational-demand | -14.3316 | NA
VIC | TTS1266J | Thomastown 12 (Jemena) 66 kV | Jemena | Summer | Coincident_unreconciled | 2035 | POE90 | Operational-demand | -20.1796 | NA
VIC | TTS1266J | Thomastown 12 (Jemena) 66 kV | Jemena | Summer | Non-coincident | 2035 | POE50 | Operational-demand | -14.4293 | 177.4789
VIC | TTS1266J | Thomastown 12 (Jemena) 66 kV | Jemena | Summer | Non-coincident | 2035 | POE90 | Operational-demand | -20.3172 | NA
VIC | TTS1266J | Thomastown 12 (Jemena) 66 kV | Jemena | Summer | Non-coincident | 2025 | BASEYEARPOE10 | Operational-demand | NA | 106.2036
VIC | TTS1266J | Thomastown 12 (Jemena) 66 kV | Jemena | Summer | Coincident | 2026 | POE10 | Operational-demand | NA | 110.6613
VIC | TTS1266J | Thomastown 12 (Jemena) 66 kV | Jemena | Summer | Coincident | 2026 | POE50 | Operational-demand | NA | 104.4708
VIC | TTS1266J | Thomastown 12 (Jemena) 66 kV | Jemena | Summer | Non-coincident | 2026 | POE10 | Operational-demand | NA | 122.1794
VIC | TTS1266J | Thomastown 12 (Jemena) 66 kV | Jemena | Summer | Coincident | 2027 | POE10 | Operational-demand | NA | 116.3476
VIC | TTS1266J | Thomastown 12 (Jemena) 66 kV | Jemena | Summer | Coincident | 2027 | POE50 | Operational-demand | NA | 109.7973
VIC | TTS1266J | Thomastown 12 (Jemena) 66 kV | Jemena | Summer | Non-coincident | 2027 | POE10 | Operational-demand | NA | 131.9315
VIC | TTS1266J | Thomastown 12 (Jemena) 66 kV | Jemena | Summer | Coincident | 2028 | POE10 | Operational-demand | NA | 124.0881
VIC | TTS1266J | Thomastown 12 (Jemena) 66 kV | Jemena | Summer | Coincident | 2028 | POE50 | Operational-demand | NA | 117.0233
VIC | TTS1266J | Thomastown 12 (Jemena) 66 kV | Jemena | Summer | Non-coincident | 2028 | POE10 | Operational-demand | NA | 144.1694
VIC | TTS1266J | Thomastown 12 (Jemena) 66 kV | Jemena | Summer | Coincident | 2029 | POE10 | Operational-demand | NA | 131.6266
VIC | TTS1266J | Thomastown 12 (Jemena) 66 kV | Jemena | Summer | Coincident | 2029 | POE50 | Operational-demand | NA | 124.8839
VIC | TTS1266J | Thomastown 12 (Jemena) 66 kV | Jemena | Summer | Non-coincident | 2029 | POE10 | Operational-demand | NA | 155.7061
VIC | TTS1266J | Thomastown 12 (Jemena) 66 kV | Jemena | Summer | Coincident | 2030 | POE10 | Operational-demand | NA | 126.5985
VIC | TTS1266J | Thomastown 12 (Jemena) 66 kV | Jemena | Summer | Coincident | 2030 | POE50 | Operational-demand | NA | 119.4909
VIC | TTS1266J | Thomastown 12 (Jemena) 66 kV | Jemena | Summer | Non-coincident | 2030 | POE10 | Operational-demand | NA | 151.9936
VIC | TTS1266J | Thomastown 12 (Jemena) 66 kV | Jemena | Summer | Coincident | 2031 | POE10 | Operational-demand | NA | 141.9184
VIC | TTS1266J | Thomastown 12 (Jemena) 66 kV | Jemena | Summer | Coincident | 2031 | POE50 | Operational-demand | NA | 135.8601
VIC | TTS1266J | Thomastown 12 (Jemena) 66 kV | Jemena | Summer | Non-coincident | 2031 | POE10 | Operational-demand | NA | 174.8213
VIC | TTS1266J | Thomastown 12 (Jemena) 66 kV | Jemena | Summer | Coincident | 2032 | POE10 | Operational-demand | NA | 142.6889
VIC | TTS1266J | Thomastown 12 (Jemena) 66 kV | Jemena | Summer | Coincident | 2032 | POE50 | Operational-demand | NA | 136.589
VIC | TTS1266J | Thomastown 12 (Jemena) 66 kV | Jemena | Summer | Non-coincident | 2032 | POE10 | Operational-demand | NA | 181.1821
VIC | TTS1266J | Thomastown 12 (Jemena) 66 kV | Jemena | Summer | Coincident | 2033 | POE10 | Operational-demand | NA | 143.5736
VIC | TTS1266J | Thomastown 12 (Jemena) 66 kV | Jemena | Summer | Coincident | 2033 | POE50 | Operational-demand | NA | 136.3622
VIC | TTS1266J | Thomastown 12 (Jemena) 66 kV | Jemena | Summer | Non-coincident | 2033 | POE10 | Operational-demand | NA | 186.6775
VIC | TTS1266J | Thomastown 12 (Jemena) 66 kV | Jemena | Summer | Coincident | 2034 | POE10 | Operational-demand | NA | 142.6578
VIC | TTS1266J | Thomastown 12 (Jemena) 66 kV | Jemena | Summer | Coincident | 2034 | POE50 | Operational-demand | NA | 135.6224
VIC | TTS1266J | Thomastown 12 (Jemena) 66 kV | Jemena | Summer | Non-coincident | 2034 | POE10 | Operational-demand | NA | 187.4325
VIC | TTS1266J | Thomastown 12 (Jemena) 66 kV | Jemena | Summer | Coincident | 2035 | POE10 | Operational-demand | NA | 142.3357
VIC | TTS1266J | Thomastown 12 (Jemena) 66 kV | Jemena | Summer | Coincident | 2035 | POE50 | Operational-demand | NA | 135.3257
VIC | TTS1266J | Thomastown 12 (Jemena) 66 kV | Jemena | Summer | Non-coincident | 2035 | POE10 | Operational-demand | NA | 188.1671
VIC | TTS1266J | Thomastown 12 (Jemena) 66 kV | Jemena | Winter | Coincident | 2018 | ACTUAL_OPG | Operational-demand | NA | 71.2103
VIC | TTS1266J | Thomastown 12 (Jemena) 66 kV | Jemena | Winter | Coincident | 2018 | ACTUAL_RAW | Operational-demand | NA | 71.2103
VIC | TTS1266J | Thomastown 12 (Jemena) 66 kV | Jemena | Winter | Non-coincident | 2018 | ACTUAL_RAW | Operational-demand | NA | 76.4468
VIC | TTS1266J | Thomastown 12 (Jemena) 66 kV | Jemena | Winter | Non-coincident | 2018 | ACTUAL_OPG | Operational-demand | NA | 76.4468
VIC | TTS1266J | Thomastown 12 (Jemena) 66 kV | Jemena | Winter | Non-coincident | 2018 | ACTUAL_ADJUSTEDOPG | Operational-demand | NA | 76.4468
VIC | TTS1266J | Thomastown 12 (Jemena) 66 kV | Jemena | Winter | Coincident | 2019 | ACTUAL_OPG | Operational-demand | NA | 71.4634
VIC | TTS1266J | Thomastown 12 (Jemena) 66 kV | Jemena | Winter | Coincident | 2019 | ACTUAL_RAW | Operational-demand | NA | 71.4634
VIC | TTS1266J | Thomastown 12 (Jemena) 66 kV | Jemena | Winter | Non-coincident | 2019 | ACTUAL_RAW | Operational-demand | NA | 77.3218
VIC | TTS1266J | Thomastown 12 (Jemena) 66 kV | Jemena | Winter | Non-coincident | 2019 | ACTUAL_OPG | Operational-demand | NA | 77.3218
VIC | TTS1266J | Thomastown 12 (Jemena) 66 kV | Jemena | Winter | Non-coincident | 2019 | ACTUAL_ADJUSTEDOPG | Operational-demand | NA | 77.3218
VIC | TTS1266J | Thomastown 12 (Jemena) 66 kV | Jemena | Winter | Coincident | 2020 | ACTUAL_OPG | Operational-demand | NA | 85.3223
VIC | TTS1266J | Thomastown 12 (Jemena) 66 kV | Jemena | Winter | Coincident | 2020 | ACTUAL_RAW | Operational-demand | NA | 85.3223
VIC | TTS1266J | Thomastown 12 (Jemena) 66 kV | Jemena | Winter | Non-coincident | 2020 | ACTUAL_RAW | Operational-demand | NA | 94.7179
VIC | TTS1266J | Thomastown 12 (Jemena) 66 kV | Jemena | Winter | Non-coincident | 2020 | ACTUAL_OPG | Operational-demand | NA | 94.7179
VIC | TTS1266J | Thomastown 12 (Jemena) 66 kV | Jemena | Winter | Non-coincident | 2020 | ACTUAL_ADJUSTEDOPG | Operational-demand | NA | 94.7179
VIC | TTS1266J | Thomastown 12 (Jemena) 66 kV | Jemena | Winter | Coincident | 2021 | ACTUAL_OPG | Operational-demand | NA | 88.021
VIC | TTS1266J | Thomastown 12 (Jemena) 66 kV | Jemena | Winter | Coincident | 2021 | ACTUAL_RAW | Operational-demand | NA | 88.021
VIC | TTS1266J | Thomastown 12 (Jemena) 66 kV | Jemena | Winter | Non-coincident | 2021 | ACTUAL_RAW | Operational-demand | NA | 92.2011
VIC | TTS1266J | Thomastown 12 (Jemena) 66 kV | Jemena | Winter | Non-coincident | 2021 | ACTUAL_OPG | Operational-demand | NA | 92.2011
VIC | TTS1266J | Thomastown 12 (Jemena) 66 kV | Jemena | Winter | Non-coincident | 2021 | ACTUAL_ADJUSTEDOPG | Operational-demand | NA | 92.2011
VIC | TTS1266J | Thomastown 12 (Jemena) 66 kV | Jemena | Winter | Coincident | 2022 | ACTUAL_OPG | Operational-demand | NA | 86.8057
VIC | TTS1266J | Thomastown 12 (Jemena) 66 kV | Jemena | Winter | Coincident | 2022 | ACTUAL_RAW | Operational-demand | NA | 86.8057
VIC | TTS1266J | Thomastown 12 (Jemena) 66 kV | Jemena | Winter | Non-coincident | 2022 | ACTUAL_RAW | Operational-demand | NA | 92.1644
VIC | TTS1266J | Thomastown 12 (Jemena) 66 kV | Jemena | Winter | Non-coincident | 2022 | ACTUAL_OPG | Operational-demand | NA | 92.1644
VIC | TTS1266J | Thomastown 12 (Jemena) 66 kV | Jemena | Winter | Non-coincident | 2022 | ACTUAL_ADJUSTEDOPG | Operational-demand | NA | 92.1644
VIC | TTS1266J | Thomastown 12 (Jemena) 66 kV | Jemena | Winter | Coincident | 2023 | ACTUAL_OPG | Operational-demand | NA | 54.1789
VIC | TTS1266J | Thomastown 12 (Jemena) 66 kV | Jemena | Winter | Coincident | 2023 | ACTUAL_RAW | Operational-demand | NA | 54.1789
VIC | TTS1266J | Thomastown 12 (Jemena) 66 kV | Jemena | Winter | Non-coincident | 2023 | ACTUAL_RAW | Operational-demand | NA | 58.9574
VIC | TTS1266J | Thomastown 12 (Jemena) 66 kV | Jemena | Winter | Non-coincident | 2023 | ACTUAL_OPG | Operational-demand | NA | 58.9574
VIC | TTS1266J | Thomastown 12 (Jemena) 66 kV | Jemena | Winter | Non-coincident | 2023 | ACTUAL_ADJUSTEDOPG | Operational-demand | NA | 58.9574
VIC | TTS1266J | Thomastown 12 (Jemena) 66 kV | Jemena | Winter | Coincident | 2024 | ACTUAL_OPG | Operational-demand | NA | 54.2645
VIC | TTS1266J | Thomastown 12 (Jemena) 66 kV | Jemena | Winter | Coincident | 2024 | ACTUAL_RAW | Operational-demand | NA | 54.2645
VIC | TTS1266J | Thomastown 12 (Jemena) 66 kV | Jemena | Winter | Non-coincident | 2024 | ACTUAL_RAW | Operational-demand | NA | 62.9247
VIC | TTS1266J | Thomastown 12 (Jemena) 66 kV | Jemena | Winter | Non-coincident | 2024 | ACTUAL_OPG | Operational-demand | NA | 62.9247
VIC | TTS1266J | Thomastown 12 (Jemena) 66 kV | Jemena | Winter | Non-coincident | 2024 | ACTUAL_ADJUSTEDOPG | Operational-demand | NA | 62.9247
VIC | TTS1266J | Thomastown 12 (Jemena) 66 kV | Jemena | Winter | Coincident | 2025 | POE10 | Operational-demand | NA | 110.4191
VIC | TTS1266J | Thomastown 12 (Jemena) 66 kV | Jemena | Winter | Coincident | 2025 | POE50 | Operational-demand | NA | 109.584
VIC | TTS1266J | Thomastown 12 (Jemena) 66 kV | Jemena | Winter | Non-coincident | 2025 | ACTUAL_RAW | Operational-demand | NA | 56.7878
VIC | TTS1266J | Thomastown 12 (Jemena) 66 kV | Jemena | Winter | Non-coincident | 2025 | ACTUAL_ADJUSTEDOPG | Operational-demand | NA | 56.7878
VIC | TTS1266J | Thomastown 12 (Jemena) 66 kV | Jemena | Winter | Non-coincident | 2025 | BASEYEARPOE50 | Operational-demand | NA | 116.9712
VIC | TTS1266J | Thomastown 12 (Jemena) 66 kV | Jemena | Winter | Non-coincident | 2025 | BASEYEARPOE10 | Operational-demand | NA | 120.4454
VIC | TTS1266J | Thomastown 12 (Jemena) 66 kV | Jemena | Winter | Non-coincident | 2025 | POE10 | Operational-demand | NA | 121.6097
VIC | TTS1266J | Thomastown 12 (Jemena) 66 kV | Jemena | Winter | Non-coincident | 2025 | POE50 | Operational-demand | NA | 117.5541
VIC | TTS1266J | Thomastown 12 (Jemena) 66 kV | Jemena | Winter | Coincident | 2026 | POE10 | Operational-demand | NA | 118.485
VIC | TTS1266J | Thomastown 12 (Jemena) 66 kV | Jemena | Winter | Coincident | 2026 | POE50 | Operational-demand | NA | 117.5574
VIC | TTS1266J | Thomastown 12 (Jemena) 66 kV | Jemena | Winter | Non-coincident | 2026 | POE10 | Operational-demand | NA | 134.9795
VIC | TTS1266J | Thomastown 12 (Jemena) 66 kV | Jemena | Winter | Non-coincident | 2026 | POE50 | Operational-demand | NA | 130.9079
VIC | TTS1266J | Thomastown 12 (Jemena) 66 kV | Jemena | Winter | Coincident | 2027 | POE10 | Operational-demand | NA | 123.0481
VIC | TTS1266J | Thomastown 12 (Jemena) 66 kV | Jemena | Winter | Coincident | 2027 | POE50 | Operational-demand | NA | 121.894
VIC | TTS1266J | Thomastown 12 (Jemena) 66 kV | Jemena | Winter | Non-coincident | 2027 | POE10 | Operational-demand | NA | 145.1701
VIC | TTS1266J | Thomastown 12 (Jemena) 66 kV | Jemena | Winter | Non-coincident | 2027 | POE50 | Operational-demand | NA | 141.0801
VIC | TTS1266J | Thomastown 12 (Jemena) 66 kV | Jemena | Winter | Coincident | 2028 | POE10 | Operational-demand | NA | 131.5035
VIC | TTS1266J | Thomastown 12 (Jemena) 66 kV | Jemena | Winter | Coincident | 2028 | POE50 | Operational-demand | NA | 130.5122
VIC | TTS1266J | Thomastown 12 (Jemena) 66 kV | Jemena | Winter | Non-coincident | 2028 | POE10 | Operational-demand | NA | 157.8565
VIC | TTS1266J | Thomastown 12 (Jemena) 66 kV | Jemena | Winter | Non-coincident | 2028 | POE50 | Operational-demand | NA | 153.7481
VIC | TTS1266J | Thomastown 12 (Jemena) 66 kV | Jemena | Winter | Coincident | 2029 | POE10 | Operational-demand | NA | 139.9878
VIC | TTS1266J | Thomastown 12 (Jemena) 66 kV | Jemena | Winter | Coincident | 2029 | POE50 | Operational-demand | NA | 139.0988
VIC | TTS1266J | Thomastown 12 (Jemena) 66 kV | Jemena | Winter | Non-coincident | 2029 | POE10 | Operational-demand | NA | 169.844
VIC | TTS1266J | Thomastown 12 (Jemena) 66 kV | Jemena | Winter | Non-coincident | 2029 | POE50 | Operational-demand | NA | 165.7172
VIC | TTS1266J | Thomastown 12 (Jemena) 66 kV | Jemena | Winter | Coincident | 2030 | POE10 | Operational-demand | NA | 135.2043
VIC | TTS1266J | Thomastown 12 (Jemena) 66 kV | Jemena | Winter | Coincident | 2030 | POE50 | Operational-demand | NA | 134.2758
VIC | TTS1266J | Thomastown 12 (Jemena) 66 kV | Jemena | Winter | Non-coincident | 2030 | POE10 | Operational-demand | NA | 166.6069
VIC | TTS1266J | Thomastown 12 (Jemena) 66 kV | Jemena | Winter | Non-coincident | 2030 | POE50 | Operational-demand | NA | 162.4617
VIC | TTS1266J | Thomastown 12 (Jemena) 66 kV | Jemena | Winter | Coincident | 2031 | POE10 | Operational-demand | NA | 152.6302
VIC | TTS1266J | Thomastown 12 (Jemena) 66 kV | Jemena | Winter | Coincident | 2031 | POE50 | Operational-demand | NA | 151.8077
VIC | TTS1266J | Thomastown 12 (Jemena) 66 kV | Jemena | Winter | Non-coincident | 2031 | POE10 | Operational-demand | NA | 189.9067
VIC | TTS1266J | Thomastown 12 (Jemena) 66 kV | Jemena | Winter | Non-coincident | 2031 | POE50 | Operational-demand | NA | 185.7431
VIC | TTS1266J | Thomastown 12 (Jemena) 66 kV | Jemena | Winter | Coincident | 2032 | POE10 | Operational-demand | NA | 154.8074
VIC | TTS1266J | Thomastown 12 (Jemena) 66 kV | Jemena | Winter | Coincident | 2032 | POE50 | Operational-demand | NA | 153.73
VIC | TTS1266J | Thomastown 12 (Jemena) 66 kV | Jemena | Winter | Non-coincident | 2032 | POE10 | Operational-demand | NA | 196.6857
VIC | TTS1266J | Thomastown 12 (Jemena) 66 kV | Jemena | Winter | Non-coincident | 2032 | POE50 | Operational-demand | NA | 192.5038
VIC | TTS1266J | Thomastown 12 (Jemena) 66 kV | Jemena | Winter | Coincident | 2033 | POE10 | Operational-demand | NA | 155.3736
VIC | TTS1266J | Thomastown 12 (Jemena) 66 kV | Jemena | Winter | Coincident | 2033 | POE50 | Operational-demand | NA | 154.3482
VIC | TTS1266J | Thomastown 12 (Jemena) 66 kV | Jemena | Winter | Non-coincident | 2033 | POE10 | Operational-demand | NA | 202.5122
VIC | TTS1266J | Thomastown 12 (Jemena) 66 kV | Jemena | Winter | Non-coincident | 2033 | POE50 | Operational-demand | NA | 198.312
VIC | TTS1266J | Thomastown 12 (Jemena) 66 kV | Jemena | Winter | Coincident | 2034 | POE10 | Operational-demand | NA | 154.8861
VIC | TTS1266J | Thomastown 12 (Jemena) 66 kV | Jemena | Winter | Coincident | 2034 | POE50 | Operational-demand | NA | 153.9466
VIC | TTS1266J | Thomastown 12 (Jemena) 66 kV | Jemena | Winter | Non-coincident | 2034 | POE10 | Operational-demand | NA | 203.5633
VIC | TTS1266J | Thomastown 12 (Jemena) 66 kV | Jemena | Winter | Non-coincident | 2034 | POE50 | Operational-demand | NA | 199.3448
VIC | TTS3466J | Thomastown 34 (Jemena) 66 kV | Jemena | Shoulder | Coincident | 2019 | ACTUAL_OPG | Operational-demand | 76.6548 | NA
VIC | TTS3466J | Thomastown 34 (Jemena) 66 kV | Jemena | Shoulder | Coincident | 2019 | ACTUAL_RAW | Operational-demand | 76.6548 | NA
VIC | TTS3466J | Thomastown 34 (Jemena) 66 kV | Jemena | Shoulder | Non-coincident | 2019 | ACTUAL_RAW | Operational-demand | 76.6548 | NA
VIC | TTS3466J | Thomastown 34 (Jemena) 66 kV | Jemena | Shoulder | Non-coincident | 2019 | ACTUAL_OPG | Operational-demand | 76.6548 | NA
VIC | TTS3466J | Thomastown 34 (Jemena) 66 kV | Jemena | Shoulder | Non-coincident | 2019 | ACTUAL_ADJUSTEDOPG | Operational-demand | 76.6548 | NA
VIC | TTS3466J | Thomastown 34 (Jemena) 66 kV | Jemena | Shoulder | Coincident | 2020 | ACTUAL_OPG | Operational-demand | 74.8502 | NA
VIC | TTS3466J | Thomastown 34 (Jemena) 66 kV | Jemena | Shoulder | Coincident | 2020 | ACTUAL_RAW | Operational-demand | 74.8502 | NA
VIC | TTS3466J | Thomastown 34 (Jemena) 66 kV | Jemena | Shoulder | Non-coincident | 2020 | ACTUAL_RAW | Operational-demand | 72.9746 | NA
VIC | TTS3466J | Thomastown 34 (Jemena) 66 kV | Jemena | Shoulder | Non-coincident | 2020 | ACTUAL_OPG | Operational-demand | 72.9746 | NA
VIC | TTS3466J | Thomastown 34 (Jemena) 66 kV | Jemena | Shoulder | Non-coincident | 2020 | ACTUAL_ADJUSTEDOPG | Operational-demand | 72.9746 | NA
VIC | TTS3466J | Thomastown 34 (Jemena) 66 kV | Jemena | Shoulder | Coincident | 2021 | ACTUAL_OPG | Operational-demand | 64.1507 | NA
VIC | TTS3466J | Thomastown 34 (Jemena) 66 kV | Jemena | Shoulder | Coincident | 2021 | ACTUAL_RAW | Operational-demand | 64.1507 | NA
VIC | TTS3466J | Thomastown 34 (Jemena) 66 kV | Jemena | Shoulder | Non-coincident | 2021 | ACTUAL_RAW | Operational-demand | 63.9136 | NA
VIC | TTS3466J | Thomastown 34 (Jemena) 66 kV | Jemena | Shoulder | Non-coincident | 2021 | ACTUAL_OPG | Operational-demand | 63.9136 | NA
VIC | TTS3466J | Thomastown 34 (Jemena) 66 kV | Jemena | Shoulder | Non-coincident | 2021 | ACTUAL_ADJUSTEDOPG | Operational-demand | 63.9136 | NA
VIC | TTS3466J | Thomastown 34 (Jemena) 66 kV | Jemena | Shoulder | Coincident | 2022 | ACTUAL_OPG | Operational-demand | 52.0462 | NA
VIC | TTS3466J | Thomastown 34 (Jemena) 66 kV | Jemena | Shoulder | Coincident | 2022 | ACTUAL_RAW | Operational-demand | 52.0462 | NA
VIC | TTS3466J | Thomastown 34 (Jemena) 66 kV | Jemena | Shoulder | Non-coincident | 2022 | ACTUAL_RAW | Operational-demand | 49.3356 | NA
VIC | TTS3466J | Thomastown 34 (Jemena) 66 kV | Jemena | Shoulder | Non-coincident | 2022 | ACTUAL_OPG | Operational-demand | 49.3356 | NA
VIC | TTS3466J | Thomastown 34 (Jemena) 66 kV | Jemena | Shoulder | Non-coincident | 2022 | ACTUAL_ADJUSTEDOPG | Operational-demand | 49.3356 | NA
VIC | TTS3466J | Thomastown 34 (Jemena) 66 kV | Jemena | Shoulder | Coincident | 2023 | ACTUAL_OPG | Operational-demand | 44.6173 | NA
VIC | TTS3466J | Thomastown 34 (Jemena) 66 kV | Jemena | Shoulder | Coincident | 2023 | ACTUAL_RAW | Operational-demand | 44.6173 | NA
VIC | TTS3466J | Thomastown 34 (Jemena) 66 kV | Jemena | Shoulder | Non-coincident | 2023 | ACTUAL_RAW | Operational-demand | 44.6173 | NA
VIC | TTS3466J | Thomastown 34 (Jemena) 66 kV | Jemena | Shoulder | Non-coincident | 2023 | ACTUAL_OPG | Operational-demand | 44.6173 | NA
VIC | TTS3466J | Thomastown 34 (Jemena) 66 kV | Jemena | Shoulder | Non-coincident | 2023 | ACTUAL_ADJUSTEDOPG | Operational-demand | 44.6173 | NA
VIC | TTS3466J | Thomastown 34 (Jemena) 66 kV | Jemena | Shoulder | Coincident | 2024 | ACTUAL_OPG | Operational-demand | 34.6589 | NA
VIC | TTS3466J | Thomastown 34 (Jemena) 66 kV | Jemena | Shoulder | Coincident | 2024 | ACTUAL_RAW | Operational-demand | 34.6589 | NA
VIC | TTS3466J | Thomastown 34 (Jemena) 66 kV | Jemena | Shoulder | Non-coincident | 2024 | ACTUAL_RAW | Operational-demand | 32.5759 | NA
VIC | TTS3466J | Thomastown 34 (Jemena) 66 kV | Jemena | Shoulder | Non-coincident | 2024 | ACTUAL_OPG | Operational-demand | 32.5759 | NA
VIC | TTS3466J | Thomastown 34 (Jemena) 66 kV | Jemena | Shoulder | Non-coincident | 2024 | ACTUAL_ADJUSTEDOPG | Operational-demand | 32.5759 | NA
VIC | TTS3466J | Thomastown 34 (Jemena) 66 kV | Jemena | Shoulder | Coincident | 2025 | ACTUAL_OPG | Operational-demand | 39.443 | NA
VIC | TTS3466J | Thomastown 34 (Jemena) 66 kV | Jemena | Shoulder | Coincident | 2025 | ACTUAL_RAW | Operational-demand | 39.443 | NA
VIC | TTS3466J | Thomastown 34 (Jemena) 66 kV | Jemena | Shoulder | Non-coincident | 2025 | ACTUAL_RAW | Operational-demand | 30.6173 | NA
VIC | TTS3466J | Thomastown 34 (Jemena) 66 kV | Jemena | Shoulder | Non-coincident | 2025 | ACTUAL_OPG | Operational-demand | 30.6173 | NA
VIC | TTS3466J | Thomastown 34 (Jemena) 66 kV | Jemena | Shoulder | Non-coincident | 2025 | ACTUAL_ADJUSTEDOPG | Operational-demand | 30.6173 | NA
VIC | TTS3466J | Thomastown 34 (Jemena) 66 kV | Jemena | Shoulder | Non-coincident | 2025 | BASEYEARPOE90 | Operational-demand | 3.4943 | NA
VIC | TTS3466J | Thomastown 34 (Jemena) 66 kV | Jemena | Shoulder | Non-coincident | 2025 | BASEYEARPOE50 | Operational-demand | 13.0039 | NA
VIC | TTS3466J | Thomastown 34 (Jemena) 66 kV | Jemena | Shoulder | Coincident_unreconciled | 2026 | POE50 | Operational-demand | -0.8871 | NA
VIC | TTS3466J | Thomastown 34 (Jemena) 66 kV | Jemena | Shoulder | Coincident_unreconciled | 2026 | POE90 | Operational-demand | -7.9505 | NA
VIC | TTS3466J | Thomastown 34 (Jemena) 66 kV | Jemena | Shoulder | Non-coincident | 2026 | POE90 | Operational-demand | 20 | NA
VIC | TTS3466J | Thomastown 34 (Jemena) 66 kV | Jemena | Shoulder | Non-coincident | 2026 | POE50 | Operational-demand | 22 | NA
VIC | TTS3466J | Thomastown 34 (Jemena) 66 kV | Jemena | Shoulder | Coincident_unreconciled | 2027 | POE50 | Operational-demand | -11.4845 | NA
VIC | TTS3466J | Thomastown 34 (Jemena) 66 kV | Jemena | Shoulder | Coincident_unreconciled | 2027 | POE90 | Operational-demand | -18.6002 | NA
VIC | TTS3466J | Thomastown 34 (Jemena) 66 kV | Jemena | Shoulder | Non-coincident | 2027 | POE90 | Operational-demand | 19 | NA
VIC | TTS3466J | Thomastown 34 (Jemena) 66 kV | Jemena | Shoulder | Non-coincident | 2027 | POE50 | Operational-demand | 21 | NA
VIC | TTS3466J | Thomastown 34 (Jemena) 66 kV | Jemena | Shoulder | Coincident_unreconciled | 2028 | POE50 | Operational-demand | -21.11 | NA
VIC | TTS3466J | Thomastown 34 (Jemena) 66 kV | Jemena | Shoulder | Coincident_unreconciled | 2028 | POE90 | Operational-demand | -28.2785 | NA
VIC | TTS3466J | Thomastown 34 (Jemena) 66 kV | Jemena | Shoulder | Non-coincident | 2028 | POE90 | Operational-demand | 18 | NA
VIC | TTS3466J | Thomastown 34 (Jemena) 66 kV | Jemena | Shoulder | Non-coincident | 2028 | POE50 | Operational-demand | 20 | NA
VIC | TTS3466J | Thomastown 34 (Jemena) 66 kV | Jemena | Shoulder | Coincident_unreconciled | 2029 | POE50 | Operational-demand | -30.2703 | NA
VIC | TTS3466J | Thomastown 34 (Jemena) 66 kV | Jemena | Shoulder | Coincident_unreconciled | 2029 | POE90 | Operational-demand | -37.4915 | NA
VIC | TTS3466J | Thomastown 34 (Jemena) 66 kV | Jemena | Shoulder | Non-coincident | 2029 | POE90 | Operational-demand | 17 | NA
VIC | TTS3466J | Thomastown 34 (Jemena) 66 kV | Jemena | Shoulder | Non-coincident | 2029 | POE50 | Operational-demand | 19 | NA
VIC | TTS3466J | Thomastown 34 (Jemena) 66 kV | Jemena | Shoulder | Coincident_unreconciled | 2030 | POE50 | Operational-demand | -39.1241 | NA
VIC | TTS3466J | Thomastown 34 (Jemena) 66 kV | Jemena | Shoulder | Coincident_unreconciled | 2030 | POE90 | Operational-demand | -46.3982 | NA
VIC | TTS3466J | Thomastown 34 (Jemena) 66 kV | Jemena | Shoulder | Non-coincident | 2030 | POE90 | Operational-demand | 16 | NA
VIC | TTS3466J | Thomastown 34 (Jemena) 66 kV | Jemena | Shoulder | Non-coincident | 2030 | POE50 | Operational-demand | 18 | NA
VIC | TTS3466J | Thomastown 34 (Jemena) 66 kV | Jemena | Shoulder | Coincident_unreconciled | 2031 | POE50 | Operational-demand | -47.955 | NA
VIC | TTS3466J | Thomastown 34 (Jemena) 66 kV | Jemena | Shoulder | Coincident_unreconciled | 2031 | POE90 | Operational-demand | -55.2819 | NA
VIC | TTS3466J | Thomastown 34 (Jemena) 66 kV | Jemena | Shoulder | Non-coincident | 2031 | POE90 | Operational-demand | 15 | NA
VIC | TTS3466J | Thomastown 34 (Jemena) 66 kV | Jemena | Shoulder | Non-coincident | 2031 | POE50 | Operational-demand | 17 | NA
VIC | TTS3466J | Thomastown 34 (Jemena) 66 kV | Jemena | Shoulder | Coincident_unreconciled | 2032 | POE50 | Operational-demand | -54.8764 | NA
VIC | TTS3466J | Thomastown 34 (Jemena) 66 kV | Jemena | Shoulder | Coincident_unreconciled | 2032 | POE90 | Operational-demand | -62.2576 | NA
VIC | TTS3466J | Thomastown 34 (Jemena) 66 kV | Jemena | Shoulder | Non-coincident | 2032 | POE90 | Operational-demand | 14 | NA
VIC | TTS3466J | Thomastown 34 (Jemena) 66 kV | Jemena | Shoulder | Non-coincident | 2032 | POE50 | Operational-demand | 16 | NA
VIC | TTS3466J | Thomastown 34 (Jemena) 66 kV | Jemena | Shoulder | Coincident_unreconciled | 2033 | POE50 | Operational-demand | -60.3233 | NA
VIC | TTS3466J | Thomastown 34 (Jemena) 66 kV | Jemena | Shoulder | Coincident_unreconciled | 2033 | POE90 | Operational-demand | -67.7598 | NA
VIC | TTS3466J | Thomastown 34 (Jemena) 66 kV | Jemena | Shoulder | Non-coincident | 2033 | POE90 | Operational-demand | 13 | NA
VIC | TTS3466J | Thomastown 34 (Jemena) 66 kV | Jemena | Shoulder | Non-coincident | 2033 | POE50 | Operational-demand | 15 | NA
VIC | TTS3466J | Thomastown 34 (Jemena) 66 kV | Jemena | Shoulder | Coincident_unreconciled | 2034 | POE50 | Operational-demand | -65.4094 | NA
VIC | TTS3466J | Thomastown 34 (Jemena) 66 kV | Jemena | Shoulder | Coincident_unreconciled | 2034 | POE90 | Operational-demand | -72.9012 | NA
VIC | TTS3466J | Thomastown 34 (Jemena) 66 kV | Jemena | Shoulder | Non-coincident | 2034 | POE90 | Operational-demand | 12 | NA
VIC | TTS3466J | Thomastown 34 (Jemena) 66 kV | Jemena | Shoulder | Non-coincident | 2034 | POE50 | Operational-demand | 14 | NA
VIC | TTS3466J | Thomastown 34 (Jemena) 66 kV | Jemena | Shoulder | Coincident_unreconciled | 2035 | POE50 | Operational-demand | -70.8646 | NA
VIC | TTS3466J | Thomastown 34 (Jemena) 66 kV | Jemena | Shoulder | Coincident_unreconciled | 2035 | POE90 | Operational-demand | -78.4116 | NA
VIC | TTS3466J | Thomastown 34 (Jemena) 66 kV | Jemena | Shoulder | Non-coincident | 2035 | POE90 | Operational-demand | 11 | NA
VIC | TTS3466J | Thomastown 34 (Jemena) 66 kV | Jemena | Shoulder | Non-coincident | 2035 | POE50 | Operational-demand | 13 | NA
VIC | TTS3466J | Thomastown 34 (Jemena) 66 kV | Jemena | Summer | Coincident | 2019 | ACTUAL_OPG | Operational-demand | 81.5478 | 220.0528
VIC | TTS3466J | Thomastown 34 (Jemena) 66 kV | Jemena | Summer | Coincident | 2019 | ACTUAL_RAW | Operational-demand | 81.5478 | 220.0528
VIC | TTS3466J | Thomastown 34 (Jemena) 66 kV | Jemena | Summer | Non-coincident | 2019 | ACTUAL_RAW | Operational-demand | 64.7639 | 250.506
VIC | TTS3466J | Thomastown 34 (Jemena) 66 kV | Jemena | Summer | Non-coincident | 2019 | ACTUAL_OPG | Operational-demand | 64.7639 | 250.506
VIC | TTS3466J | Thomastown 34 (Jemena) 66 kV | Jemena | Summer | Non-coincident | 2019 | ACTUAL_ADJUSTEDOPG | Operational-demand | 64.7639 | 250.506
VIC | TTS3466J | Thomastown 34 (Jemena) 66 kV | Jemena | Summer | Coincident | 2020 | ACTUAL_OPG | Operational-demand | 64.8458 | 245.8027
VIC | TTS3466J | Thomastown 34 (Jemena) 66 kV | Jemena | Summer | Coincident | 2020 | ACTUAL_RAW | Operational-demand | 64.8458 | 245.8027
VIC | TTS3466J | Thomastown 34 (Jemena) 66 kV | Jemena | Summer | Non-coincident | 2020 | ACTUAL_RAW | Operational-demand | 49.7418 | 248.6279
VIC | TTS3466J | Thomastown 34 (Jemena) 66 kV | Jemena | Summer | Non-coincident | 2020 | ACTUAL_OPG | Operational-demand | 49.7418 | 248.6279
VIC | TTS3466J | Thomastown 34 (Jemena) 66 kV | Jemena | Summer | Non-coincident | 2020 | ACTUAL_ADJUSTEDOPG | Operational-demand | 49.7418 | 248.6279
VIC | TTS3466J | Thomastown 34 (Jemena) 66 kV | Jemena | Summer | Coincident | 2021 | ACTUAL_OPG | Operational-demand | 27.9856 | 197.0886
VIC | TTS3466J | Thomastown 34 (Jemena) 66 kV | Jemena | Summer | Coincident | 2021 | ACTUAL_RAW | Operational-demand | 27.9856 | 197.0886
VIC | TTS3466J | Thomastown 34 (Jemena) 66 kV | Jemena | Summer | Non-coincident | 2021 | ACTUAL_RAW | Operational-demand | 26.0089 | 218.2763
VIC | TTS3466J | Thomastown 34 (Jemena) 66 kV | Jemena | Summer | Non-coincident | 2021 | ACTUAL_OPG | Operational-demand | 26.0089 | 218.2763
VIC | TTS3466J | Thomastown 34 (Jemena) 66 kV | Jemena | Summer | Non-coincident | 2021 | ACTUAL_ADJUSTEDOPG | Operational-demand | 26.0089 | 218.2763
VIC | TTS3466J | Thomastown 34 (Jemena) 66 kV | Jemena | Summer | Coincident | 2022 | ACTUAL_OPG | Operational-demand | 51.2017 | 216.7211
VIC | TTS3466J | Thomastown 34 (Jemena) 66 kV | Jemena | Summer | Coincident | 2022 | ACTUAL_RAW | Operational-demand | 51.2017 | 216.7211
VIC | TTS3466J | Thomastown 34 (Jemena) 66 kV | Jemena | Summer | Non-coincident | 2022 | ACTUAL_RAW | Operational-demand | 20.1968 | 231.3024
VIC | TTS3466J | Thomastown 34 (Jemena) 66 kV | Jemena | Summer | Non-coincident | 2022 | ACTUAL_OPG | Operational-demand | 20.1968 | 231.3024
VIC | TTS3466J | Thomastown 34 (Jemena) 66 kV | Jemena | Summer | Non-coincident | 2022 | ACTUAL_ADJUSTEDOPG | Operational-demand | 20.1968 | 231.3024
VIC | TTS3466J | Thomastown 34 (Jemena) 66 kV | Jemena | Summer | Coincident | 2023 | ACTUAL_OPG | Operational-demand | 40.6844 | 236.4632
VIC | TTS3466J | Thomastown 34 (Jemena) 66 kV | Jemena | Summer | Coincident | 2023 | ACTUAL_RAW | Operational-demand | 40.6844 | 236.4632
VIC | TTS3466J | Thomastown 34 (Jemena) 66 kV | Jemena | Summer | Non-coincident | 2023 | ACTUAL_RAW | Operational-demand | 32.0911 | 236.4632
VIC | TTS3466J | Thomastown 34 (Jemena) 66 kV | Jemena | Summer | Non-coincident | 2023 | ACTUAL_OPG | Operational-demand | 32.0911 | 236.4632
VIC | TTS3466J | Thomastown 34 (Jemena) 66 kV | Jemena | Summer | Non-coincident | 2023 | ACTUAL_ADJUSTEDOPG | Operational-demand | 32.0911 | 236.4632
VIC | TTS3466J | Thomastown 34 (Jemena) 66 kV | Jemena | Summer | Coincident | 2024 | ACTUAL_OPG | Operational-demand | 18.4074 | 260.1779
VIC | TTS3466J | Thomastown 34 (Jemena) 66 kV | Jemena | Summer | Coincident | 2024 | ACTUAL_RAW | Operational-demand | 18.4074 | 260.1779
VIC | TTS3466J | Thomastown 34 (Jemena) 66 kV | Jemena | Summer | Non-coincident | 2024 | ACTUAL_RAW | Operational-demand | 17.251 | 260.1779
VIC | TTS3466J | Thomastown 34 (Jemena) 66 kV | Jemena | Summer | Non-coincident | 2024 | ACTUAL_OPG | Operational-demand | 17.251 | 260.1779
VIC | TTS3466J | Thomastown 34 (Jemena) 66 kV | Jemena | Summer | Non-coincident | 2024 | ACTUAL_ADJUSTEDOPG | Operational-demand | 17.251 | 260.1779
VIC | TTS3466J | Thomastown 34 (Jemena) 66 kV | Jemena | Summer | Coincident | 2025 | ACTUAL_OPG | Operational-demand | 14.9125 | 252.3529
VIC | TTS3466J | Thomastown 34 (Jemena) 66 kV | Jemena | Summer | Coincident | 2025 | ACTUAL_RAW | Operational-demand | 14.9125 | 252.3529
VIC | TTS3466J | Thomastown 34 (Jemena) 66 kV | Jemena | Summer | Non-coincident | 2025 | ACTUAL_RAW | Operational-demand | 14.7263 | 252.3529
VIC | TTS3466J | Thomastown 34 (Jemena) 66 kV | Jemena | Summer | Non-coincident | 2025 | ACTUAL_OPG | Operational-demand | 14.7263 | 252.3529
VIC | TTS3466J | Thomastown 34 (Jemena) 66 kV | Jemena | Summer | Non-coincident | 2025 | ACTUAL_ADJUSTEDOPG | Operational-demand | 14.7263 | 252.3529
VIC | TTS3466J | Thomastown 34 (Jemena) 66 kV | Jemena | Summer | Non-coincident | 2025 | BASEYEARPOE90 | Operational-demand | -6.3057 | NA
VIC | TTS3466J | Thomastown 34 (Jemena) 66 kV | Jemena | Summer | Non-coincident | 2025 | BASEYEARPOE50 | Operational-demand | 1.9426 | 252.6388
VIC | TTS3466J | Thomastown 34 (Jemena) 66 kV | Jemena | Summer | Coincident_unreconciled | 2026 | POE50 | Operational-demand | -10.0924 | NA
VIC | TTS3466J | Thomastown 34 (Jemena) 66 kV | Jemena | Summer | Coincident_unreconciled | 2026 | POE90 | Operational-demand | -16.8934 | NA
VIC | TTS3466J | Thomastown 34 (Jemena) 66 kV | Jemena | Summer | Non-coincident | 2026 | POE90 | Operational-demand | 10 | NA
VIC | TTS3466J | Thomastown 34 (Jemena) 66 kV | Jemena | Summer | Non-coincident | 2026 | POE50 | Operational-demand | 10 | 255.5416
VIC | TTS3466J | Thomastown 34 (Jemena) 66 kV | Jemena | Summer | Coincident_unreconciled | 2027 | POE50 | Operational-demand | -23.145 | NA
VIC | TTS3466J | Thomastown 34 (Jemena) 66 kV | Jemena | Summer | Coincident_unreconciled | 2027 | POE90 | Operational-demand | -29.9982 | NA
VIC | TTS3466J | Thomastown 34 (Jemena) 66 kV | Jemena | Summer | Non-coincident | 2027 | POE90 | Operational-demand | 9 | NA
VIC | TTS3466J | Thomastown 34 (Jemena) 66 kV | Jemena | Summer | Non-coincident | 2027 | POE50 | Operational-demand | 9 | 257.1069
VIC | TTS3466J | Thomastown 34 (Jemena) 66 kV | Jemena | Summer | Coincident_unreconciled | 2028 | POE50 | Operational-demand | -35.076 | NA
VIC | TTS3466J | Thomastown 34 (Jemena) 66 kV | Jemena | Summer | Coincident_unreconciled | 2028 | POE90 | Operational-demand | -41.9823 | NA
VIC | TTS3466J | Thomastown 34 (Jemena) 66 kV | Jemena | Summer | Non-coincident | 2028 | POE90 | Operational-demand | 8 | NA
VIC | TTS3466J | Thomastown 34 (Jemena) 66 kV | Jemena | Summer | Non-coincident | 2028 | POE50 | Operational-demand | 8 | 264.2595
VIC | TTS3466J | Thomastown 34 (Jemena) 66 kV | Jemena | Summer | Coincident_unreconciled | 2029 | POE50 | Operational-demand | -46.5657 | NA
VIC | TTS3466J | Thomastown 34 (Jemena) 66 kV | Jemena | Summer | Coincident_unreconciled | 2029 | POE90 | Operational-demand | -53.5248 | NA
VIC | TTS3466J | Thomastown 34 (Jemena) 66 kV | Jemena | Summer | Non-coincident | 2029 | POE90 | Operational-demand | 7 | NA
VIC | TTS3466J | Thomastown 34 (Jemena) 66 kV | Jemena | Summer | Non-coincident | 2029 | POE50 | Operational-demand | 7 | 293.9507
VIC | TTS3466J | Thomastown 34 (Jemena) 66 kV | Jemena | Summer | Coincident_unreconciled | 2030 | POE50 | Operational-demand | -57.8066 | NA
VIC | TTS3466J | Thomastown 34 (Jemena) 66 kV | Jemena | Summer | Coincident_unreconciled | 2030 | POE90 | Operational-demand | -64.8186 | NA
VIC | TTS3466J | Thomastown 34 (Jemena) 66 kV | Jemena | Summer | Non-coincident | 2030 | POE90 | Operational-demand | 6 | NA
VIC | TTS3466J | Thomastown 34 (Jemena) 66 kV | Jemena | Summer | Non-coincident | 2030 | POE50 | Operational-demand | 6 | 333.7658
VIC | TTS3466J | Thomastown 34 (Jemena) 66 kV | Jemena | Summer | Coincident_unreconciled | 2031 | POE50 | Operational-demand | -68.9965 | NA
VIC | TTS3466J | Thomastown 34 (Jemena) 66 kV | Jemena | Summer | Coincident_unreconciled | 2031 | POE90 | Operational-demand | -76.0615 | NA
VIC | TTS3466J | Thomastown 34 (Jemena) 66 kV | Jemena | Summer | Non-coincident | 2031 | POE90 | Operational-demand | 5 | NA
VIC | TTS3466J | Thomastown 34 (Jemena) 66 kV | Jemena | Summer | Non-coincident | 2031 | POE50 | Operational-demand | 5 | 387.7517
VIC | TTS3466J | Thomastown 34 (Jemena) 66 kV | Jemena | Summer | Coincident_unreconciled | 2032 | POE50 | Operational-demand | -77.8332 | NA
VIC | TTS3466J | Thomastown 34 (Jemena) 66 kV | Jemena | Summer | Coincident_unreconciled | 2032 | POE90 | Operational-demand | -84.9526 | NA
VIC | TTS3466J | Thomastown 34 (Jemena) 66 kV | Jemena | Summer | Non-coincident | 2032 | POE90 | Operational-demand | 4 | NA
VIC | TTS3466J | Thomastown 34 (Jemena) 66 kV | Jemena | Summer | Non-coincident | 2032 | POE50 | Operational-demand | 4 | 462.7043
VIC | TTS3466J | Thomastown 34 (Jemena) 66 kV | Jemena | Summer | Coincident_unreconciled | 2033 | POE50 | Operational-demand | -84.8996 | NA
VIC | TTS3466J | Thomastown 34 (Jemena) 66 kV | Jemena | Summer | Coincident_unreconciled | 2033 | POE90 | Operational-demand | -92.0745 | NA
VIC | TTS3466J | Thomastown 34 (Jemena) 66 kV | Jemena | Summer | Non-coincident | 2033 | POE90 | Operational-demand | 3 | NA
VIC | TTS3466J | Thomastown 34 (Jemena) 66 kV | Jemena | Summer | Non-coincident | 2033 | POE50 | Operational-demand | 3 | 522.4015
VIC | TTS3466J | Thomastown 34 (Jemena) 66 kV | Jemena | Summer | Coincident_unreconciled | 2034 | POE50 | Operational-demand | -91.5386 | NA
VIC | TTS3466J | Thomastown 34 (Jemena) 66 kV | Jemena | Summer | Coincident_unreconciled | 2034 | POE90 | Operational-demand | -98.7688 | NA
VIC | TTS3466J | Thomastown 34 (Jemena) 66 kV | Jemena | Summer | Non-coincident | 2034 | POE90 | Operational-demand | 2 | NA
VIC | TTS3466J | Thomastown 34 (Jemena) 66 kV | Jemena | Summer | Non-coincident | 2034 | POE50 | Operational-demand | 2 | 566.598
VIC | TTS3466J | Thomastown 34 (Jemena) 66 kV | Jemena | Summer | Coincident_unreconciled | 2035 | POE50 | Operational-demand | -98.6313 | NA
VIC | TTS3466J | Thomastown 34 (Jemena) 66 kV | Jemena | Summer | Coincident_unreconciled | 2035 | POE90 | Operational-demand | -105.9169 | NA
VIC | TTS3466J | Thomastown 34 (Jemena) 66 kV | Jemena | Summer | Non-coincident | 2035 | POE90 | Operational-demand | 1 | NA
VIC | TTS3466J | Thomastown 34 (Jemena) 66 kV | Jemena | Summer | Non-coincident | 2035 | POE50 | Operational-demand | 1 | 604.5686
VIC | TTS3466J | Thomastown 34 (Jemena) 66 kV | Jemena | Summer | Non-coincident | 2025 | BASEYEARPOE10 | Operational-demand | NA | 280.757
VIC | TTS3466J | Thomastown 34 (Jemena) 66 kV | Jemena | Summer | Coincident | 2026 | POE10 | Operational-demand | NA | 261.8473
VIC | TTS3466J | Thomastown 34 (Jemena) 66 kV | Jemena | Summer | Coincident | 2026 | POE50 | Operational-demand | NA | 241.3285
VIC | TTS3466J | Thomastown 34 (Jemena) 66 kV | Jemena | Summer | Non-coincident | 2026 | POE10 | Operational-demand | NA | 285.7962
VIC | TTS3466J | Thomastown 34 (Jemena) 66 kV | Jemena | Summer | Coincident | 2027 | POE10 | Operational-demand | NA | 256.549
VIC | TTS3466J | Thomastown 34 (Jemena) 66 kV | Jemena | Summer | Coincident | 2027 | POE50 | Operational-demand | NA | 234.8138
VIC | TTS3466J | Thomastown 34 (Jemena) 66 kV | Jemena | Summer | Non-coincident | 2027 | POE10 | Operational-demand | NA | 287.5861
VIC | TTS3466J | Thomastown 34 (Jemena) 66 kV | Jemena | Summer | Coincident | 2028 | POE10 | Operational-demand | NA | 256.8162
VIC | TTS3466J | Thomastown 34 (Jemena) 66 kV | Jemena | Summer | Coincident | 2028 | POE50 | Operational-demand | NA | 233.7918
VIC | TTS3466J | Thomastown 34 (Jemena) 66 kV | Jemena | Summer | Non-coincident | 2028 | POE10 | Operational-demand | NA | 294.9658
VIC | TTS3466J | Thomastown 34 (Jemena) 66 kV | Jemena | Summer | Coincident | 2029 | POE10 | Operational-demand | NA | 277.8181
VIC | TTS3466J | Thomastown 34 (Jemena) 66 kV | Jemena | Summer | Coincident | 2029 | POE50 | Operational-demand | NA | 255.5799
VIC | TTS3466J | Thomastown 34 (Jemena) 66 kV | Jemena | Summer | Non-coincident | 2029 | POE10 | Operational-demand | NA | 324.8843
VIC | TTS3466J | Thomastown 34 (Jemena) 66 kV | Jemena | Summer | Coincident | 2030 | POE10 | Operational-demand | NA | 307.4697
VIC | TTS3466J | Thomastown 34 (Jemena) 66 kV | Jemena | Summer | Coincident | 2030 | POE50 | Operational-demand | NA | 285.0397
VIC | TTS3466J | Thomastown 34 (Jemena) 66 kV | Jemena | Summer | Non-coincident | 2030 | POE10 | Operational-demand | NA | 364.9267
VIC | TTS3466J | Thomastown 34 (Jemena) 66 kV | Jemena | Summer | Coincident | 2031 | POE10 | Operational-demand | NA | 344.1888
VIC | TTS3466J | Thomastown 34 (Jemena) 66 kV | Jemena | Summer | Coincident | 2031 | POE50 | Operational-demand | NA | 324.3077
VIC | TTS3466J | Thomastown 34 (Jemena) 66 kV | Jemena | Summer | Non-coincident | 2031 | POE10 | Operational-demand | NA | 419.1398
VIC | TTS3466J | Thomastown 34 (Jemena) 66 kV | Jemena | Summer | Coincident | 2032 | POE10 | Operational-demand | NA | 393.8055
VIC | TTS3466J | Thomastown 34 (Jemena) 66 kV | Jemena | Summer | Coincident | 2032 | POE50 | Operational-demand | NA | 374.6737
VIC | TTS3466J | Thomastown 34 (Jemena) 66 kV | Jemena | Summer | Non-coincident | 2032 | POE10 | Operational-demand | NA | 494.3258
VIC | TTS3466J | Thomastown 34 (Jemena) 66 kV | Jemena | Summer | Coincident | 2033 | POE10 | Operational-demand | NA | 431.2117
VIC | TTS3466J | Thomastown 34 (Jemena) 66 kV | Jemena | Summer | Coincident | 2033 | POE50 | Operational-demand | NA | 409.241
VIC | TTS3466J | Thomastown 34 (Jemena) 66 kV | Jemena | Summer | Non-coincident | 2033 | POE10 | Operational-demand | NA | 554.261
VIC | TTS3466J | Thomastown 34 (Jemena) 66 kV | Jemena | Summer | Coincident | 2034 | POE10 | Operational-demand | NA | 460.946
VIC | TTS3466J | Thomastown 34 (Jemena) 66 kV | Jemena | Summer | Coincident | 2034 | POE50 | Operational-demand | NA | 439.685
VIC | TTS3466J | Thomastown 34 (Jemena) 66 kV | Jemena | Summer | Non-coincident | 2034 | POE10 | Operational-demand | NA | 598.6952
VIC | TTS3466J | Thomastown 34 (Jemena) 66 kV | Jemena | Summer | Coincident | 2035 | POE10 | Operational-demand | NA | 487.3461
VIC | TTS3466J | Thomastown 34 (Jemena) 66 kV | Jemena | Summer | Coincident | 2035 | POE50 | Operational-demand | NA | 466.3079
VIC | TTS3466J | Thomastown 34 (Jemena) 66 kV | Jemena | Summer | Non-coincident | 2035 | POE10 | Operational-demand | NA | 636.9038
VIC | TTS3466J | Thomastown 34 (Jemena) 66 kV | Jemena | Winter | Coincident | 2018 | ACTUAL_OPG | Operational-demand | NA | 197.229
VIC | TTS3466J | Thomastown 34 (Jemena) 66 kV | Jemena | Winter | Coincident | 2018 | ACTUAL_RAW | Operational-demand | NA | 197.229
VIC | TTS3466J | Thomastown 34 (Jemena) 66 kV | Jemena | Winter | Non-coincident | 2018 | ACTUAL_RAW | Operational-demand | NA | 203.2548
VIC | TTS3466J | Thomastown 34 (Jemena) 66 kV | Jemena | Winter | Non-coincident | 2018 | ACTUAL_OPG | Operational-demand | NA | 203.2548
VIC | TTS3466J | Thomastown 34 (Jemena) 66 kV | Jemena | Winter | Non-coincident | 2018 | ACTUAL_ADJUSTEDOPG | Operational-demand | NA | 203.2548
VIC | TTS3466J | Thomastown 34 (Jemena) 66 kV | Jemena | Winter | Coincident | 2019 | ACTUAL_OPG | Operational-demand | NA | 200.6813
VIC | TTS3466J | Thomastown 34 (Jemena) 66 kV | Jemena | Winter | Coincident | 2019 | ACTUAL_RAW | Operational-demand | NA | 200.6813
VIC | TTS3466J | Thomastown 34 (Jemena) 66 kV | Jemena | Winter | Non-coincident | 2019 | ACTUAL_RAW | Operational-demand | NA | 203.6732
VIC | TTS3466J | Thomastown 34 (Jemena) 66 kV | Jemena | Winter | Non-coincident | 2019 | ACTUAL_OPG | Operational-demand | NA | 203.6732
VIC | TTS3466J | Thomastown 34 (Jemena) 66 kV | Jemena | Winter | Non-coincident | 2019 | ACTUAL_ADJUSTEDOPG | Operational-demand | NA | 203.6732
VIC | TTS3466J | Thomastown 34 (Jemena) 66 kV | Jemena | Winter | Coincident | 2020 | ACTUAL_OPG | Operational-demand | NA | 195.6458
VIC | TTS3466J | Thomastown 34 (Jemena) 66 kV | Jemena | Winter | Coincident | 2020 | ACTUAL_RAW | Operational-demand | NA | 195.6458
VIC | TTS3466J | Thomastown 34 (Jemena) 66 kV | Jemena | Winter | Non-coincident | 2020 | ACTUAL_RAW | Operational-demand | NA | 208.1594
VIC | TTS3466J | Thomastown 34 (Jemena) 66 kV | Jemena | Winter | Non-coincident | 2020 | ACTUAL_OPG | Operational-demand | NA | 208.1594
VIC | TTS3466J | Thomastown 34 (Jemena) 66 kV | Jemena | Winter | Non-coincident | 2020 | ACTUAL_ADJUSTEDOPG | Operational-demand | NA | 208.1594
VIC | TTS3466J | Thomastown 34 (Jemena) 66 kV | Jemena | Winter | Coincident | 2021 | ACTUAL_OPG | Operational-demand | NA | 199.8326
VIC | TTS3466J | Thomastown 34 (Jemena) 66 kV | Jemena | Winter | Coincident | 2021 | ACTUAL_RAW | Operational-demand | NA | 199.8326
VIC | TTS3466J | Thomastown 34 (Jemena) 66 kV | Jemena | Winter | Non-coincident | 2021 | ACTUAL_RAW | Operational-demand | NA | 200.5459
VIC | TTS3466J | Thomastown 34 (Jemena) 66 kV | Jemena | Winter | Non-coincident | 2021 | ACTUAL_OPG | Operational-demand | NA | 200.5459
VIC | TTS3466J | Thomastown 34 (Jemena) 66 kV | Jemena | Winter | Non-coincident | 2021 | ACTUAL_ADJUSTEDOPG | Operational-demand | NA | 200.5459
VIC | TTS3466J | Thomastown 34 (Jemena) 66 kV | Jemena | Winter | Coincident | 2022 | ACTUAL_OPG | Operational-demand | NA | 192.205
VIC | TTS3466J | Thomastown 34 (Jemena) 66 kV | Jemena | Winter | Coincident | 2022 | ACTUAL_RAW | Operational-demand | NA | 192.205
VIC | TTS3466J | Thomastown 34 (Jemena) 66 kV | Jemena | Winter | Non-coincident | 2022 | ACTUAL_RAW | Operational-demand | NA | 210.4738
VIC | TTS3466J | Thomastown 34 (Jemena) 66 kV | Jemena | Winter | Non-coincident | 2022 | ACTUAL_OPG | Operational-demand | NA | 210.4738
VIC | TTS3466J | Thomastown 34 (Jemena) 66 kV | Jemena | Winter | Non-coincident | 2022 | ACTUAL_ADJUSTEDOPG | Operational-demand | NA | 210.4738
VIC | TTS3466J | Thomastown 34 (Jemena) 66 kV | Jemena | Winter | Coincident | 2023 | ACTUAL_OPG | Operational-demand | NA | 207.1483
VIC | TTS3466J | Thomastown 34 (Jemena) 66 kV | Jemena | Winter | Coincident | 2023 | ACTUAL_RAW | Operational-demand | NA | 207.1483
VIC | TTS3466J | Thomastown 34 (Jemena) 66 kV | Jemena | Winter | Non-coincident | 2023 | ACTUAL_RAW | Operational-demand | NA | 207.6584
VIC | TTS3466J | Thomastown 34 (Jemena) 66 kV | Jemena | Winter | Non-coincident | 2023 | ACTUAL_OPG | Operational-demand | NA | 207.6584
VIC | TTS3466J | Thomastown 34 (Jemena) 66 kV | Jemena | Winter | Non-coincident | 2023 | ACTUAL_ADJUSTEDOPG | Operational-demand | NA | 207.6584
VIC | TTS3466J | Thomastown 34 (Jemena) 66 kV | Jemena | Winter | Coincident | 2024 | ACTUAL_OPG | Operational-demand | NA | 220.4014
VIC | TTS3466J | Thomastown 34 (Jemena) 66 kV | Jemena | Winter | Coincident | 2024 | ACTUAL_RAW | Operational-demand | NA | 220.4014
VIC | TTS3466J | Thomastown 34 (Jemena) 66 kV | Jemena | Winter | Non-coincident | 2024 | ACTUAL_RAW | Operational-demand | NA | 222.0652
VIC | TTS3466J | Thomastown 34 (Jemena) 66 kV | Jemena | Winter | Non-coincident | 2024 | ACTUAL_OPG | Operational-demand | NA | 222.0652
VIC | TTS3466J | Thomastown 34 (Jemena) 66 kV | Jemena | Winter | Non-coincident | 2024 | ACTUAL_ADJUSTEDOPG | Operational-demand | NA | 222.0652
VIC | TTS3466J | Thomastown 34 (Jemena) 66 kV | Jemena | Winter | Coincident | 2025 | POE10 | Operational-demand | NA | 201.0205
VIC | TTS3466J | Thomastown 34 (Jemena) 66 kV | Jemena | Winter | Coincident | 2025 | POE50 | Operational-demand | NA | 198.9175
VIC | TTS3466J | Thomastown 34 (Jemena) 66 kV | Jemena | Winter | Non-coincident | 2025 | ACTUAL_RAW | Operational-demand | NA | 229.1924
VIC | TTS3466J | Thomastown 34 (Jemena) 66 kV | Jemena | Winter | Non-coincident | 2025 | ACTUAL_ADJUSTEDOPG | Operational-demand | NA | 229.1924
VIC | TTS3466J | Thomastown 34 (Jemena) 66 kV | Jemena | Winter | Non-coincident | 2025 | BASEYEARPOE50 | Operational-demand | NA | 212.5176
VIC | TTS3466J | Thomastown 34 (Jemena) 66 kV | Jemena | Winter | Non-coincident | 2025 | BASEYEARPOE10 | Operational-demand | NA | 221.2118
VIC | TTS3466J | Thomastown 34 (Jemena) 66 kV | Jemena | Winter | Non-coincident | 2025 | POE10 | Operational-demand | NA | 224.722
VIC | TTS3466J | Thomastown 34 (Jemena) 66 kV | Jemena | Winter | Non-coincident | 2025 | POE50 | Operational-demand | NA | 213.857
VIC | TTS3466J | Thomastown 34 (Jemena) 66 kV | Jemena | Winter | Coincident | 2026 | POE10 | Operational-demand | NA | 195.3501
VIC | TTS3466J | Thomastown 34 (Jemena) 66 kV | Jemena | Winter | Coincident | 2026 | POE50 | Operational-demand | NA | 192.9496
VIC | TTS3466J | Thomastown 34 (Jemena) 66 kV | Jemena | Winter | Non-coincident | 2026 | POE10 | Operational-demand | NA | 226.051
VIC | TTS3466J | Thomastown 34 (Jemena) 66 kV | Jemena | Winter | Non-coincident | 2026 | POE50 | Operational-demand | NA | 215.1061
VIC | TTS3466J | Thomastown 34 (Jemena) 66 kV | Jemena | Winter | Coincident | 2027 | POE10 | Operational-demand | NA | 190.3737
VIC | TTS3466J | Thomastown 34 (Jemena) 66 kV | Jemena | Winter | Coincident | 2027 | POE50 | Operational-demand | NA | 187.5676
VIC | TTS3466J | Thomastown 34 (Jemena) 66 kV | Jemena | Winter | Non-coincident | 2027 | POE10 | Operational-demand | NA | 228.088
VIC | TTS3466J | Thomastown 34 (Jemena) 66 kV | Jemena | Winter | Non-coincident | 2027 | POE50 | Operational-demand | NA | 217.061
VIC | TTS3466J | Thomastown 34 (Jemena) 66 kV | Jemena | Winter | Coincident | 2028 | POE10 | Operational-demand | NA | 193.5124
VIC | TTS3466J | Thomastown 34 (Jemena) 66 kV | Jemena | Winter | Coincident | 2028 | POE50 | Operational-demand | NA | 190.9133
VIC | TTS3466J | Thomastown 34 (Jemena) 66 kV | Jemena | Winter | Non-coincident | 2028 | POE10 | Operational-demand | NA | 235.6264
VIC | TTS3466J | Thomastown 34 (Jemena) 66 kV | Jemena | Winter | Non-coincident | 2028 | POE50 | Operational-demand | NA | 224.5174
VIC | TTS3466J | Thomastown 34 (Jemena) 66 kV | Jemena | Winter | Coincident | 2029 | POE10 | Operational-demand | NA | 216.9821
VIC | TTS3466J | Thomastown 34 (Jemena) 66 kV | Jemena | Winter | Coincident | 2029 | POE50 | Operational-demand | NA | 214.5895
VIC | TTS3466J | Thomastown 34 (Jemena) 66 kV | Jemena | Winter | Non-coincident | 2029 | POE10 | Operational-demand | NA | 265.703
VIC | TTS3466J | Thomastown 34 (Jemena) 66 kV | Jemena | Winter | Non-coincident | 2029 | POE50 | Operational-demand | NA | 254.5119
VIC | TTS3466J | Thomastown 34 (Jemena) 66 kV | Jemena | Winter | Coincident | 2030 | POE10 | Operational-demand | NA | 247.7873
VIC | TTS3466J | Thomastown 34 (Jemena) 66 kV | Jemena | Winter | Coincident | 2030 | POE50 | Operational-demand | NA | 245.5261
VIC | TTS3466J | Thomastown 34 (Jemena) 66 kV | Jemena | Winter | Non-coincident | 2030 | POE10 | Operational-demand | NA | 305.9554
VIC | TTS3466J | Thomastown 34 (Jemena) 66 kV | Jemena | Winter | Non-coincident | 2030 | POE50 | Operational-demand | NA | 294.6822
VIC | TTS3466J | Thomastown 34 (Jemena) 66 kV | Jemena | Winter | Coincident | 2031 | POE10 | Operational-demand | NA | 289.848
VIC | TTS3466J | Thomastown 34 (Jemena) 66 kV | Jemena | Winter | Coincident | 2031 | POE50 | Operational-demand | NA | 287.8268
VIC | TTS3466J | Thomastown 34 (Jemena) 66 kV | Jemena | Winter | Non-coincident | 2031 | POE10 | Operational-demand | NA | 360.4462
VIC | TTS3466J | Thomastown 34 (Jemena) 66 kV | Jemena | Winter | Non-coincident | 2031 | POE50 | Operational-demand | NA | 349.0907
VIC | TTS3466J | Thomastown 34 (Jemena) 66 kV | Jemena | Winter | Coincident | 2032 | POE10 | Operational-demand | NA | 344.8501
VIC | TTS3466J | Thomastown 34 (Jemena) 66 kV | Jemena | Winter | Coincident | 2032 | POE50 | Operational-demand | NA | 342.5041
VIC | TTS3466J | Thomastown 34 (Jemena) 66 kV | Jemena | Winter | Non-coincident | 2032 | POE10 | Operational-demand | NA | 435.8158
VIC | TTS3466J | Thomastown 34 (Jemena) 66 kV | Jemena | Winter | Non-coincident | 2032 | POE50 | Operational-demand | NA | 424.3743
VIC | TTS3466J | Thomastown 34 (Jemena) 66 kV | Jemena | Winter | Coincident | 2033 | POE10 | Operational-demand | NA | 383.4707
VIC | TTS3466J | Thomastown 34 (Jemena) 66 kV | Jemena | Winter | Coincident | 2033 | POE50 | Operational-demand | NA | 381.3518
VIC | TTS3466J | Thomastown 34 (Jemena) 66 kV | Jemena | Winter | Non-coincident | 2033 | POE10 | Operational-demand | NA | 495.7168
VIC | TTS3466J | Thomastown 34 (Jemena) 66 kV | Jemena | Winter | Non-coincident | 2033 | POE50 | Operational-demand | NA | 484.1894
VIC | TTS3466J | Thomastown 34 (Jemena) 66 kV | Jemena | Winter | Coincident | 2034 | POE10 | Operational-demand | NA | 415.2983
VIC | TTS3466J | Thomastown 34 (Jemena) 66 kV | Jemena | Winter | Coincident | 2034 | POE50 | Operational-demand | NA | 413.5066
VIC | TTS3466J | Thomastown 34 (Jemena) 66 kV | Jemena | Winter | Non-coincident | 2034 | POE10 | Operational-demand | NA | 540.0118
VIC | TTS3466J | Thomastown 34 (Jemena) 66 kV | Jemena | Winter | Non-coincident | 2034 | POE50 | Operational-demand | NA | 528.3985
VIC | WETS66 | Wemen (Powercor) 66 kV | Powercor | Shoulder | Coincident | 2019 | ACTUAL_OPG | Operational-demand | 12.3191 | NA
VIC | WETS66 | Wemen (Powercor) 66 kV | Powercor | Shoulder | Coincident | 2019 | ACTUAL_RAW | Operational-demand | 12.5671 | NA
VIC | WETS66 | Wemen (Powercor) 66 kV | Powercor | Shoulder | Non-coincident | 2019 | ACTUAL_RAW | Operational-demand | -114.047 | NA
VIC | WETS66 | Wemen (Powercor) 66 kV | Powercor | Shoulder | Non-coincident | 2019 | ACTUAL_OPG | Operational-demand | -0.21559 | NA
VIC | WETS66 | Wemen (Powercor) 66 kV | Powercor | Shoulder | Non-coincident | 2019 | ACTUAL_ADJUSTEDOPG | Operational-demand | 0.009732 | NA
VIC | WETS66 | Wemen (Powercor) 66 kV | Powercor | Shoulder | Coincident | 2020 | ACTUAL_OPG | Operational-demand | 17.0213 | NA
VIC | WETS66 | Wemen (Powercor) 66 kV | Powercor | Shoulder | Coincident | 2020 | ACTUAL_RAW | Operational-demand | -48.1967 | NA
VIC | WETS66 | Wemen (Powercor) 66 kV | Powercor | Shoulder | Non-coincident | 2020 | ACTUAL_RAW | Operational-demand | -140.1939 | NA
VIC | WETS66 | Wemen (Powercor) 66 kV | Powercor | Shoulder | Non-coincident | 2020 | ACTUAL_OPG | Operational-demand | 3.313 | NA
VIC | WETS66 | Wemen (Powercor) 66 kV | Powercor | Shoulder | Non-coincident | 2020 | ACTUAL_ADJUSTEDOPG | Operational-demand | 3.313 | NA
VIC | WETS66 | Wemen (Powercor) 66 kV | Powercor | Shoulder | Coincident | 2021 | ACTUAL_OPG | Operational-demand | 31.7177 | NA
VIC | WETS66 | Wemen (Powercor) 66 kV | Powercor | Shoulder | Coincident | 2021 | ACTUAL_RAW | Operational-demand | -118.0343 | NA
VIC | WETS66 | Wemen (Powercor) 66 kV | Powercor | Shoulder | Non-coincident | 2021 | ACTUAL_RAW | Operational-demand | -142.0924 | NA
VIC | WETS66 | Wemen (Powercor) 66 kV | Powercor | Shoulder | Non-coincident | 2021 | ACTUAL_OPG | Operational-demand | 2.2728 | NA
VIC | WETS66 | Wemen (Powercor) 66 kV | Powercor | Shoulder | Non-coincident | 2021 | ACTUAL_ADJUSTEDOPG | Operational-demand | 2.2728 | NA
VIC | WETS66 | Wemen (Powercor) 66 kV | Powercor | Shoulder | Coincident | 2022 | ACTUAL_OPG | Operational-demand | 36.1296 | NA
VIC | WETS66 | Wemen (Powercor) 66 kV | Powercor | Shoulder | Coincident | 2022 | ACTUAL_RAW | Operational-demand | -44.0584 | NA
VIC | WETS66 | Wemen (Powercor) 66 kV | Powercor | Shoulder | Non-coincident | 2022 | ACTUAL_RAW | Operational-demand | -127.7287 | NA
VIC | WETS66 | Wemen (Powercor) 66 kV | Powercor | Shoulder | Non-coincident | 2022 | ACTUAL_OPG | Operational-demand | -12.1772 | NA
VIC | WETS66 | Wemen (Powercor) 66 kV | Powercor | Shoulder | Non-coincident | 2022 | ACTUAL_ADJUSTEDOPG | Operational-demand | -0.030829 | NA
VIC | WETS66 | Wemen (Powercor) 66 kV | Powercor | Shoulder | Coincident | 2023 | ACTUAL_OPG | Operational-demand | 10.2175 | NA
VIC | WETS66 | Wemen (Powercor) 66 kV | Powercor | Shoulder | Coincident | 2023 | ACTUAL_RAW | Operational-demand | -86.7165 | NA
VIC | WETS66 | Wemen (Powercor) 66 kV | Powercor | Shoulder | Non-coincident | 2023 | ACTUAL_RAW | Operational-demand | -132.941 | NA
VIC | WETS66 | Wemen (Powercor) 66 kV | Powercor | Shoulder | Non-coincident | 2023 | ACTUAL_OPG | Operational-demand | -0.88535 | NA
VIC | WETS66 | Wemen (Powercor) 66 kV | Powercor | Shoulder | Non-coincident | 2023 | ACTUAL_ADJUSTEDOPG | Operational-demand | -0.88535 | NA
VIC | WETS66 | Wemen (Powercor) 66 kV | Powercor | Shoulder | Coincident | 2024 | ACTUAL_OPG | Operational-demand | 35.0058 | NA
VIC | WETS66 | Wemen (Powercor) 66 kV | Powercor | Shoulder | Coincident | 2024 | ACTUAL_RAW | Operational-demand | 34.4518 | NA
VIC | WETS66 | Wemen (Powercor) 66 kV | Powercor | Shoulder | Non-coincident | 2024 | ACTUAL_RAW | Operational-demand | -131.2758 | NA
VIC | WETS66 | Wemen (Powercor) 66 kV | Powercor | Shoulder | Non-coincident | 2024 | ACTUAL_OPG | Operational-demand | 0.85855 | NA
VIC | WETS66 | Wemen (Powercor) 66 kV | Powercor | Shoulder | Non-coincident | 2024 | ACTUAL_ADJUSTEDOPG | Operational-demand | 0.85855 | NA
VIC | WETS66 | Wemen (Powercor) 66 kV | Powercor | Shoulder | Coincident | 2025 | ACTUAL_OPG | Operational-demand | 37.6398 | NA
VIC | WETS66 | Wemen (Powercor) 66 kV | Powercor | Shoulder | Coincident | 2025 | ACTUAL_RAW | Operational-demand | -48.4382 | NA
VIC | WETS66 | Wemen (Powercor) 66 kV | Powercor | Shoulder | Non-coincident | 2025 | ACTUAL_RAW | Operational-demand | -205.0561 | NA
VIC | WETS66 | Wemen (Powercor) 66 kV | Powercor | Shoulder | Non-coincident | 2025 | ACTUAL_OPG | Operational-demand | 0.72461 | NA
VIC | WETS66 | Wemen (Powercor) 66 kV | Powercor | Shoulder | Non-coincident | 2025 | ACTUAL_ADJUSTEDOPG | Operational-demand | 0.72461 | NA
VIC | WETS66 | Wemen (Powercor) 66 kV | Powercor | Shoulder | Non-coincident | 2025 | BASEYEARPOE90 | Operational-demand | -7.0762 | NA
VIC | WETS66 | Wemen (Powercor) 66 kV | Powercor | Shoulder | Non-coincident | 2025 | BASEYEARPOE50 | Operational-demand | -5.5244 | NA
VIC | WETS66 | Wemen (Powercor) 66 kV | Powercor | Shoulder | Coincident_unreconciled | 2026 | POE90 | Operational-demand | -60 | NA
VIC | WETS66 | Wemen (Powercor) 66 kV | Powercor | Shoulder | Coincident_unreconciled | 2026 | POE50 | Operational-demand | -50 | NA
VIC | WETS66 | Wemen (Powercor) 66 kV | Powercor | Shoulder | Non-coincident | 2026 | POE50 | Operational-demand | -120 | NA
VIC | WETS66 | Wemen (Powercor) 66 kV | Powercor | Shoulder | Non-coincident | 2026 | POE90 | Operational-demand | -121.4895 | NA
VIC | WETS66 | Wemen (Powercor) 66 kV | Powercor | Shoulder | Coincident_unreconciled | 2027 | POE90 | Operational-demand | -61.8 | NA
VIC | WETS66 | Wemen (Powercor) 66 kV | Powercor | Shoulder | Coincident_unreconciled | 2027 | POE50 | Operational-demand | -51.5 | NA
VIC | WETS66 | Wemen (Powercor) 66 kV | Powercor | Shoulder | Non-coincident | 2027 | POE50 | Operational-demand | -120.9476 | NA
VIC | WETS66 | Wemen (Powercor) 66 kV | Powercor | Shoulder | Non-coincident | 2027 | POE90 | Operational-demand | -122.4378 | NA
VIC | WETS66 | Wemen (Powercor) 66 kV | Powercor | Shoulder | Coincident_unreconciled | 2028 | POE90 | Operational-demand | -63.654 | NA
VIC | WETS66 | Wemen (Powercor) 66 kV | Powercor | Shoulder | Coincident_unreconciled | 2028 | POE50 | Operational-demand | -53.045 | NA
VIC | WETS66 | Wemen (Powercor) 66 kV | Powercor | Shoulder | Non-coincident | 2028 | POE50 | Operational-demand | -122.211 | NA
VIC | WETS66 | Wemen (Powercor) 66 kV | Powercor | Shoulder | Non-coincident | 2028 | POE90 | Operational-demand | -123.7022 | NA
VIC | WETS66 | Wemen (Powercor) 66 kV | Powercor | Shoulder | Coincident_unreconciled | 2029 | POE90 | Operational-demand | -65.5636 | NA
VIC | WETS66 | Wemen (Powercor) 66 kV | Powercor | Shoulder | Coincident_unreconciled | 2029 | POE50 | Operational-demand | -54.6364 | NA
VIC | WETS66 | Wemen (Powercor) 66 kV | Powercor | Shoulder | Non-coincident | 2029 | POE50 | Operational-demand | -123.2642 | NA
VIC | WETS66 | Wemen (Powercor) 66 kV | Powercor | Shoulder | Non-coincident | 2029 | POE90 | Operational-demand | -124.7565 | NA
VIC | WETS66 | Wemen (Powercor) 66 kV | Powercor | Shoulder | Coincident_unreconciled | 2030 | POE90 | Operational-demand | -67.5305 | NA
VIC | WETS66 | Wemen (Powercor) 66 kV | Powercor | Shoulder | Coincident_unreconciled | 2030 | POE50 | Operational-demand | -56.2754 | NA
VIC | WETS66 | Wemen (Powercor) 66 kV | Powercor | Shoulder | Non-coincident | 2030 | POE50 | Operational-demand | -124.5045 | NA
VIC | WETS66 | Wemen (Powercor) 66 kV | Powercor | Shoulder | Non-coincident | 2030 | POE90 | Operational-demand | -125.9978 | NA
VIC | WETS66 | Wemen (Powercor) 66 kV | Powercor | Shoulder | Coincident_unreconciled | 2031 | POE90 | Operational-demand | -69.5564 | NA
VIC | WETS66 | Wemen (Powercor) 66 kV | Powercor | Shoulder | Coincident_unreconciled | 2031 | POE50 | Operational-demand | -57.9637 | NA
VIC | WETS66 | Wemen (Powercor) 66 kV | Powercor | Shoulder | Non-coincident | 2031 | POE50 | Operational-demand | -126.2135 | NA
VIC | WETS66 | Wemen (Powercor) 66 kV | Powercor | Shoulder | Non-coincident | 2031 | POE90 | Operational-demand | -127.7078 | NA
VIC | WETS66 | Wemen (Powercor) 66 kV | Powercor | Shoulder | Coincident_unreconciled | 2032 | POE90 | Operational-demand | -71.6431 | NA
VIC | WETS66 | Wemen (Powercor) 66 kV | Powercor | Shoulder | Coincident_unreconciled | 2032 | POE50 | Operational-demand | -59.7026 | NA
VIC | WETS66 | Wemen (Powercor) 66 kV | Powercor | Shoulder | Non-coincident | 2032 | POE50 | Operational-demand | -127.4979 | NA
VIC | WETS66 | Wemen (Powercor) 66 kV | Powercor | Shoulder | Non-coincident | 2032 | POE90 | Operational-demand | -128.9931 | NA
VIC | WETS66 | Wemen (Powercor) 66 kV | Powercor | Shoulder | Coincident_unreconciled | 2033 | POE90 | Operational-demand | -73.7924 | NA
VIC | WETS66 | Wemen (Powercor) 66 kV | Powercor | Shoulder | Coincident_unreconciled | 2033 | POE50 | Operational-demand | -61.4937 | NA
VIC | WETS66 | Wemen (Powercor) 66 kV | Powercor | Shoulder | Non-coincident | 2033 | POE50 | Operational-demand | -128.3899 | NA
VIC | WETS66 | Wemen (Powercor) 66 kV | Powercor | Shoulder | Non-coincident | 2033 | POE90 | Operational-demand | -129.886 | NA
VIC | WETS66 | Wemen (Powercor) 66 kV | Powercor | Shoulder | Coincident_unreconciled | 2034 | POE90 | Operational-demand | -76.0062 | NA
VIC | WETS66 | Wemen (Powercor) 66 kV | Powercor | Shoulder | Coincident_unreconciled | 2034 | POE50 | Operational-demand | -63.3385 | NA
VIC | WETS66 | Wemen (Powercor) 66 kV | Powercor | Shoulder | Non-coincident | 2034 | POE50 | Operational-demand | -129.5066 | NA
VIC | WETS66 | Wemen (Powercor) 66 kV | Powercor | Shoulder | Non-coincident | 2034 | POE90 | Operational-demand | -131.0035 | NA
VIC | WETS66 | Wemen (Powercor) 66 kV | Powercor | Shoulder | Coincident_unreconciled | 2035 | POE90 | Operational-demand | -78.2864 | NA
VIC | WETS66 | Wemen (Powercor) 66 kV | Powercor | Shoulder | Coincident_unreconciled | 2035 | POE50 | Operational-demand | -65.2387 | NA
VIC | WETS66 | Wemen (Powercor) 66 kV | Powercor | Shoulder | Non-coincident | 2035 | POE50 | Operational-demand | -130.8598 | NA
VIC | WETS66 | Wemen (Powercor) 66 kV | Powercor | Shoulder | Non-coincident | 2035 | POE90 | Operational-demand | -132.3576 | NA
VIC | WETS66 | Wemen (Powercor) 66 kV | Powercor | Summer | Coincident | 2019 | ACTUAL_OPG | Operational-demand | 29.4288 | 29.638
VIC | WETS66 | Wemen (Powercor) 66 kV | Powercor | Summer | Coincident | 2019 | ACTUAL_RAW | Operational-demand | 29.6108 | -34.724
VIC | WETS66 | Wemen (Powercor) 66 kV | Powercor | Summer | Non-coincident | 2019 | ACTUAL_RAW | Operational-demand | -131.7313 | 54.7921
VIC | WETS66 | Wemen (Powercor) 66 kV | Powercor | Summer | Non-coincident | 2019 | ACTUAL_OPG | Operational-demand | -0.1886 | 57.7987
VIC | WETS66 | Wemen (Powercor) 66 kV | Powercor | Summer | Non-coincident | 2019 | ACTUAL_ADJUSTEDOPG | Operational-demand | 3.8198 | 57.7987
VIC | WETS66 | Wemen (Powercor) 66 kV | Powercor | Summer | Coincident | 2020 | ACTUAL_OPG | Operational-demand | 37.8147 | 16.1747
VIC | WETS66 | Wemen (Powercor) 66 kV | Powercor | Summer | Coincident | 2020 | ACTUAL_RAW | Operational-demand | -48.9613 | 2.2147
VIC | WETS66 | Wemen (Powercor) 66 kV | Powercor | Summer | Non-coincident | 2020 | ACTUAL_RAW | Operational-demand | -70.3627 | 54.3651
VIC | WETS66 | Wemen (Powercor) 66 kV | Powercor | Summer | Non-coincident | 2020 | ACTUAL_OPG | Operational-demand | -0.076736 | 57.4635
VIC | WETS66 | Wemen (Powercor) 66 kV | Powercor | Summer | Non-coincident | 2020 | ACTUAL_ADJUSTEDOPG | Operational-demand | 3.4257 | 57.4635
VIC | WETS66 | Wemen (Powercor) 66 kV | Powercor | Summer | Coincident | 2021 | ACTUAL_OPG | Operational-demand | 40.5791 | 47.6525
VIC | WETS66 | Wemen (Powercor) 66 kV | Powercor | Summer | Coincident | 2021 | ACTUAL_RAW | Operational-demand | -46.1869 | -20.5575
VIC | WETS66 | Wemen (Powercor) 66 kV | Powercor | Summer | Non-coincident | 2021 | ACTUAL_RAW | Operational-demand | -131.6928 | 57.6237
VIC | WETS66 | Wemen (Powercor) 66 kV | Powercor | Summer | Non-coincident | 2021 | ACTUAL_OPG | Operational-demand | 3.705 | 68.4803
VIC | WETS66 | Wemen (Powercor) 66 kV | Powercor | Summer | Non-coincident | 2021 | ACTUAL_ADJUSTEDOPG | Operational-demand | 3.705 | 57.8974
VIC | WETS66 | Wemen (Powercor) 66 kV | Powercor | Summer | Coincident | 2022 | ACTUAL_OPG | Operational-demand | 29.3542 | 42.9484
VIC | WETS66 | Wemen (Powercor) 66 kV | Powercor | Summer | Coincident | 2022 | ACTUAL_RAW | Operational-demand | -59.0998 | -65.7176
VIC | WETS66 | Wemen (Powercor) 66 kV | Powercor | Summer | Non-coincident | 2022 | ACTUAL_RAW | Operational-demand | -137.7722 | 58.5759
VIC | WETS66 | Wemen (Powercor) 66 kV | Powercor | Summer | Non-coincident | 2022 | ACTUAL_OPG | Operational-demand | -0.13959 | 64.2791
VIC | WETS66 | Wemen (Powercor) 66 kV | Powercor | Summer | Non-coincident | 2022 | ACTUAL_ADJUSTEDOPG | Operational-demand | -0.13959 | 64.2791
VIC | WETS66 | Wemen (Powercor) 66 kV | Powercor | Summer | Coincident | 2023 | ACTUAL_OPG | Operational-demand | 34.0277 | 44.7156
VIC | WETS66 | Wemen (Powercor) 66 kV | Powercor | Summer | Coincident | 2023 | ACTUAL_RAW | Operational-demand | -127.3963 | 28.5596
VIC | WETS66 | Wemen (Powercor) 66 kV | Powercor | Summer | Non-coincident | 2023 | ACTUAL_RAW | Operational-demand | -133.5928 | 54.7579
VIC | WETS66 | Wemen (Powercor) 66 kV | Powercor | Summer | Non-coincident | 2023 | ACTUAL_OPG | Operational-demand | 0.94683 | 59.3185
VIC | WETS66 | Wemen (Powercor) 66 kV | Powercor | Summer | Non-coincident | 2023 | ACTUAL_ADJUSTEDOPG | Operational-demand | 0.94683 | 59.3185
VIC | WETS66 | Wemen (Powercor) 66 kV | Powercor | Summer | Coincident | 2024 | ACTUAL_OPG | Operational-demand | 36.6265 | 56.6622
VIC | WETS66 | Wemen (Powercor) 66 kV | Powercor | Summer | Coincident | 2024 | ACTUAL_RAW | Operational-demand | 36.0245 | 40.6122
VIC | WETS66 | Wemen (Powercor) 66 kV | Powercor | Summer | Non-coincident | 2024 | ACTUAL_RAW | Operational-demand | -130.5105 | 57.9687
VIC | WETS66 | Wemen (Powercor) 66 kV | Powercor | Summer | Non-coincident | 2024 | ACTUAL_OPG | Operational-demand | 0.69639 | 59.5423
VIC | WETS66 | Wemen (Powercor) 66 kV | Powercor | Summer | Non-coincident | 2024 | ACTUAL_ADJUSTEDOPG | Operational-demand | 0.69639 | 59.5423
VIC | WETS66 | Wemen (Powercor) 66 kV | Powercor | Summer | Coincident | 2025 | ACTUAL_OPG | Operational-demand | 44.4609 | 58.1054
VIC | WETS66 | Wemen (Powercor) 66 kV | Powercor | Summer | Coincident | 2025 | ACTUAL_RAW | Operational-demand | 29.5993 | -13.4048
VIC | WETS66 | Wemen (Powercor) 66 kV | Powercor | Summer | Non-coincident | 2025 | ACTUAL_RAW | Operational-demand | -130.2733 | 55.753
VIC | WETS66 | Wemen (Powercor) 66 kV | Powercor | Summer | Non-coincident | 2025 | ACTUAL_OPG | Operational-demand | 4.0648 | 58.7951
VIC | WETS66 | Wemen (Powercor) 66 kV | Powercor | Summer | Non-coincident | 2025 | ACTUAL_ADJUSTEDOPG | Operational-demand | 4.0648 | 58.7951
VIC | WETS66 | Wemen (Powercor) 66 kV | Powercor | Summer | Non-coincident | 2025 | BASEYEARPOE90 | Operational-demand | -2.3107 | NA
VIC | WETS66 | Wemen (Powercor) 66 kV | Powercor | Summer | Non-coincident | 2025 | BASEYEARPOE50 | Operational-demand | 3.0308 | 64.0699
VIC | WETS66 | Wemen (Powercor) 66 kV | Powercor | Summer | Coincident_unreconciled | 2026 | POE90 | Operational-demand | -10 | NA
VIC | WETS66 | Wemen (Powercor) 66 kV | Powercor | Summer | Coincident_unreconciled | 2026 | POE50 | Operational-demand | -5 | NA
VIC | WETS66 | Wemen (Powercor) 66 kV | Powercor | Summer | Non-coincident | 2026 | POE50 | Operational-demand | -120 | 64.2131
VIC | WETS66 | Wemen (Powercor) 66 kV | Powercor | Summer | Non-coincident | 2026 | POE90 | Operational-demand | -126.4401 | NA
VIC | WETS66 | Wemen (Powercor) 66 kV | Powercor | Summer | Coincident_unreconciled | 2027 | POE90 | Operational-demand | -10.3 | NA
VIC | WETS66 | Wemen (Powercor) 66 kV | Powercor | Summer | Coincident_unreconciled | 2027 | POE50 | Operational-demand | -5.15 | NA
VIC | WETS66 | Wemen (Powercor) 66 kV | Powercor | Summer | Non-coincident | 2027 | POE50 | Operational-demand | -119.9909 | 64.1413
VIC | WETS66 | Wemen (Powercor) 66 kV | Powercor | Summer | Non-coincident | 2027 | POE90 | Operational-demand | -127.3929 | NA
VIC | WETS66 | Wemen (Powercor) 66 kV | Powercor | Summer | Coincident_unreconciled | 2028 | POE90 | Operational-demand | -10.609 | NA
VIC | WETS66 | Wemen (Powercor) 66 kV | Powercor | Summer | Coincident_unreconciled | 2028 | POE50 | Operational-demand | -5.3045 | NA
VIC | WETS66 | Wemen (Powercor) 66 kV | Powercor | Summer | Non-coincident | 2028 | POE50 | Operational-demand | -119.9753 | 64.0506
VIC | WETS66 | Wemen (Powercor) 66 kV | Powercor | Summer | Non-coincident | 2028 | POE90 | Operational-demand | -128.684 | NA
VIC | WETS66 | Wemen (Powercor) 66 kV | Powercor | Summer | Coincident_unreconciled | 2029 | POE90 | Operational-demand | -10.9273 | NA
VIC | WETS66 | Wemen (Powercor) 66 kV | Powercor | Summer | Coincident_unreconciled | 2029 | POE50 | Operational-demand | -5.4636 | NA
VIC | WETS66 | Wemen (Powercor) 66 kV | Powercor | Summer | Non-coincident | 2029 | POE50 | Operational-demand | -119.9523 | 63.9915
VIC | WETS66 | Wemen (Powercor) 66 kV | Powercor | Summer | Non-coincident | 2029 | POE90 | Operational-demand | -129.7521 | NA
VIC | WETS66 | Wemen (Powercor) 66 kV | Powercor | Summer | Coincident_unreconciled | 2030 | POE90 | Operational-demand | -11.2551 | NA
VIC | WETS66 | Wemen (Powercor) 66 kV | Powercor | Summer | Coincident_unreconciled | 2030 | POE50 | Operational-demand | -5.6275 | NA
VIC | WETS66 | Wemen (Powercor) 66 kV | Powercor | Summer | Non-coincident | 2030 | POE50 | Operational-demand | -119.9185 | 63.915
VIC | WETS66 | Wemen (Powercor) 66 kV | Powercor | Summer | Non-coincident | 2030 | POE90 | Operational-demand | -131.0173 | NA
VIC | WETS66 | Wemen (Powercor) 66 kV | Powercor | Summer | Coincident_unreconciled | 2031 | POE90 | Operational-demand | -11.5927 | NA
VIC | WETS66 | Wemen (Powercor) 66 kV | Powercor | Summer | Coincident_unreconciled | 2031 | POE50 | Operational-demand | -5.7964 | NA
VIC | WETS66 | Wemen (Powercor) 66 kV | Powercor | Summer | Non-coincident | 2031 | POE50 | Operational-demand | -120.3339 | 63.7796
VIC | WETS66 | Wemen (Powercor) 66 kV | Powercor | Summer | Non-coincident | 2031 | POE90 | Operational-demand | -132.7784 | NA
VIC | WETS66 | Wemen (Powercor) 66 kV | Powercor | Summer | Coincident_unreconciled | 2032 | POE90 | Operational-demand | -11.9405 | NA
VIC | WETS66 | Wemen (Powercor) 66 kV | Powercor | Summer | Coincident_unreconciled | 2032 | POE50 | Operational-demand | -5.9703 | NA
VIC | WETS66 | Wemen (Powercor) 66 kV | Powercor | Summer | Non-coincident | 2032 | POE50 | Operational-demand | -121.4837 | 63.6967
VIC | WETS66 | Wemen (Powercor) 66 kV | Powercor | Summer | Non-coincident | 2032 | POE90 | Operational-demand | -134.091 | NA
VIC | WETS66 | Wemen (Powercor) 66 kV | Powercor | Summer | Coincident_unreconciled | 2033 | POE90 | Operational-demand | -12.2987 | NA
VIC | WETS66 | Wemen (Powercor) 66 kV | Powercor | Summer | Coincident_unreconciled | 2033 | POE50 | Operational-demand | -6.1494 | NA
VIC | WETS66 | Wemen (Powercor) 66 kV | Powercor | Summer | Non-coincident | 2033 | POE50 | Operational-demand | -122.2666 | 63.6639
VIC | WETS66 | Wemen (Powercor) 66 kV | Powercor | Summer | Non-coincident | 2033 | POE90 | Operational-demand | -134.9924 | NA
VIC | WETS66 | Wemen (Powercor) 66 kV | Powercor | Summer | Coincident_unreconciled | 2034 | POE90 | Operational-demand | -12.6677 | NA
VIC | WETS66 | Wemen (Powercor) 66 kV | Powercor | Summer | Coincident_unreconciled | 2034 | POE50 | Operational-demand | -6.3338 | NA
VIC | WETS66 | Wemen (Powercor) 66 kV | Powercor | Summer | Non-coincident | 2034 | POE50 | Operational-demand | -123.2729 | 63.5985
VIC | WETS66 | Wemen (Powercor) 66 kV | Powercor | Summer | Non-coincident | 2034 | POE90 | Operational-demand | -136.1479 | NA
VIC | WETS66 | Wemen (Powercor) 66 kV | Powercor | Summer | Coincident_unreconciled | 2035 | POE90 | Operational-demand | -13.0477 | NA
VIC | WETS66 | Wemen (Powercor) 66 kV | Powercor | Summer | Coincident_unreconciled | 2035 | POE50 | Operational-demand | -6.5239 | NA
VIC | WETS66 | Wemen (Powercor) 66 kV | Powercor | Summer | Non-coincident | 2035 | POE50 | Operational-demand | -124.5008 | 63.5039
VIC | WETS66 | Wemen (Powercor) 66 kV | Powercor | Summer | Non-coincident | 2035 | POE90 | Operational-demand | -137.5563 | NA
VIC | WETS66 | Wemen (Powercor) 66 kV | Powercor | Summer | Non-coincident | 2025 | BASEYEARPOE10 | Operational-demand | NA | 65.7668
VIC | WETS66 | Wemen (Powercor) 66 kV | Powercor | Summer | Coincident | 2026 | POE10 | Operational-demand | NA | 52.2782
VIC | WETS66 | Wemen (Powercor) 66 kV | Powercor | Summer | Coincident | 2026 | POE50 | Operational-demand | NA | 52.2824
VIC | WETS66 | Wemen (Powercor) 66 kV | Powercor | Summer | Non-coincident | 2026 | POE10 | Operational-demand | NA | 66.1827
VIC | WETS66 | Wemen (Powercor) 66 kV | Powercor | Summer | Coincident | 2027 | POE10 | Operational-demand | NA | 50.8471
VIC | WETS66 | Wemen (Powercor) 66 kV | Powercor | Summer | Coincident | 2027 | POE50 | Operational-demand | NA | 50.5047
VIC | WETS66 | Wemen (Powercor) 66 kV | Powercor | Summer | Non-coincident | 2027 | POE10 | Operational-demand | NA | 66.1118
VIC | WETS66 | Wemen (Powercor) 66 kV | Powercor | Summer | Coincident | 2028 | POE10 | Operational-demand | NA | 49.5595
VIC | WETS66 | Wemen (Powercor) 66 kV | Powercor | Summer | Coincident | 2028 | POE50 | Operational-demand | NA | 48.8547
VIC | WETS66 | Wemen (Powercor) 66 kV | Powercor | Summer | Non-coincident | 2028 | POE10 | Operational-demand | NA | 66.0225
VIC | WETS66 | Wemen (Powercor) 66 kV | Powercor | Summer | Coincident | 2029 | POE10 | Operational-demand | NA | 48.6327
VIC | WETS66 | Wemen (Powercor) 66 kV | Powercor | Summer | Coincident | 2029 | POE50 | Operational-demand | NA | 47.9689
VIC | WETS66 | Wemen (Powercor) 66 kV | Powercor | Summer | Non-coincident | 2029 | POE10 | Operational-demand | NA | 65.9647
VIC | WETS66 | Wemen (Powercor) 66 kV | Powercor | Summer | Coincident | 2030 | POE10 | Operational-demand | NA | 47.8628
VIC | WETS66 | Wemen (Powercor) 66 kV | Powercor | Summer | Coincident | 2030 | POE50 | Operational-demand | NA | 47.0599
VIC | WETS66 | Wemen (Powercor) 66 kV | Powercor | Summer | Non-coincident | 2030 | POE10 | Operational-demand | NA | 65.8896
VIC | WETS66 | Wemen (Powercor) 66 kV | Powercor | Summer | Coincident | 2031 | POE10 | Operational-demand | NA | 46.5537
VIC | WETS66 | Wemen (Powercor) 66 kV | Powercor | Summer | Coincident | 2031 | POE50 | Operational-demand | NA | 45.9906
VIC | WETS66 | Wemen (Powercor) 66 kV | Powercor | Summer | Non-coincident | 2031 | POE10 | Operational-demand | NA | 65.7555
VIC | WETS66 | Wemen (Powercor) 66 kV | Powercor | Summer | Coincident | 2032 | POE10 | Operational-demand | NA | 45.1072
VIC | WETS66 | Wemen (Powercor) 66 kV | Powercor | Summer | Coincident | 2032 | POE50 | Operational-demand | NA | 44.4684
VIC | WETS66 | Wemen (Powercor) 66 kV | Powercor | Summer | Non-coincident | 2032 | POE10 | Operational-demand | NA | 65.6739
VIC | WETS66 | Wemen (Powercor) 66 kV | Powercor | Summer | Coincident | 2033 | POE10 | Operational-demand | NA | 44.0295
VIC | WETS66 | Wemen (Powercor) 66 kV | Powercor | Summer | Coincident | 2033 | POE50 | Operational-demand | NA | 42.9984
VIC | WETS66 | Wemen (Powercor) 66 kV | Powercor | Summer | Non-coincident | 2033 | POE10 | Operational-demand | NA | 65.6422
VIC | WETS66 | Wemen (Powercor) 66 kV | Powercor | Summer | Coincident | 2034 | POE10 | Operational-demand | NA | 43.5298
VIC | WETS66 | Wemen (Powercor) 66 kV | Powercor | Summer | Coincident | 2034 | POE50 | Operational-demand | NA | 42.5499
VIC | WETS66 | Wemen (Powercor) 66 kV | Powercor | Summer | Non-coincident | 2034 | POE10 | Operational-demand | NA | 65.5779
VIC | WETS66 | Wemen (Powercor) 66 kV | Powercor | Summer | Coincident | 2035 | POE10 | Operational-demand | NA | 43.2002
VIC | WETS66 | Wemen (Powercor) 66 kV | Powercor | Summer | Coincident | 2035 | POE50 | Operational-demand | NA | 42.2291
VIC | WETS66 | Wemen (Powercor) 66 kV | Powercor | Summer | Non-coincident | 2035 | POE10 | Operational-demand | NA | 65.4844
VIC | WETS66 | Wemen (Powercor) 66 kV | Powercor | Winter | Coincident | 2018 | ACTUAL_OPG | Operational-demand | NA | 13.4409
VIC | WETS66 | Wemen (Powercor) 66 kV | Powercor | Winter | Coincident | 2018 | ACTUAL_RAW | Operational-demand | NA | 13.4409
VIC | WETS66 | Wemen (Powercor) 66 kV | Powercor | Winter | Non-coincident | 2018 | ACTUAL_RAW | Operational-demand | NA | 18.6584
VIC | WETS66 | Wemen (Powercor) 66 kV | Powercor | Winter | Non-coincident | 2018 | ACTUAL_OPG | Operational-demand | NA | 18.6584
VIC | WETS66 | Wemen (Powercor) 66 kV | Powercor | Winter | Non-coincident | 2018 | ACTUAL_ADJUSTEDOPG | Operational-demand | NA | 18.6584
VIC | WETS66 | Wemen (Powercor) 66 kV | Powercor | Winter | Coincident | 2019 | ACTUAL_OPG | Operational-demand | NA | 10.8877
VIC | WETS66 | Wemen (Powercor) 66 kV | Powercor | Winter | Coincident | 2019 | ACTUAL_RAW | Operational-demand | NA | 11.1477
VIC | WETS66 | Wemen (Powercor) 66 kV | Powercor | Winter | Non-coincident | 2019 | ACTUAL_RAW | Operational-demand | NA | 15.3264
VIC | WETS66 | Wemen (Powercor) 66 kV | Powercor | Winter | Non-coincident | 2019 | ACTUAL_OPG | Operational-demand | NA | 22.7008
VIC | WETS66 | Wemen (Powercor) 66 kV | Powercor | Winter | Non-coincident | 2019 | ACTUAL_ADJUSTEDOPG | Operational-demand | NA | 22.7008
VIC | WETS66 | Wemen (Powercor) 66 kV | Powercor | Winter | Coincident | 2020 | ACTUAL_OPG | Operational-demand | NA | 10.0801
VIC | WETS66 | Wemen (Powercor) 66 kV | Powercor | Winter | Coincident | 2020 | ACTUAL_RAW | Operational-demand | NA | 10.7161
VIC | WETS66 | Wemen (Powercor) 66 kV | Powercor | Winter | Non-coincident | 2020 | ACTUAL_RAW | Operational-demand | NA | 19.1904
VIC | WETS66 | Wemen (Powercor) 66 kV | Powercor | Winter | Non-coincident | 2020 | ACTUAL_OPG | Operational-demand | NA | 24.5752
VIC | WETS66 | Wemen (Powercor) 66 kV | Powercor | Winter | Non-coincident | 2020 | ACTUAL_ADJUSTEDOPG | Operational-demand | NA | 24.5752
VIC | WETS66 | Wemen (Powercor) 66 kV | Powercor | Winter | Coincident | 2021 | ACTUAL_OPG | Operational-demand | NA | 7.5285
VIC | WETS66 | Wemen (Powercor) 66 kV | Powercor | Winter | Coincident | 2021 | ACTUAL_RAW | Operational-demand | NA | 7.5925
VIC | WETS66 | Wemen (Powercor) 66 kV | Powercor | Winter | Non-coincident | 2021 | ACTUAL_RAW | Operational-demand | NA | 18.6027
VIC | WETS66 | Wemen (Powercor) 66 kV | Powercor | Winter | Non-coincident | 2021 | ACTUAL_OPG | Operational-demand | NA | 23.7282
VIC | WETS66 | Wemen (Powercor) 66 kV | Powercor | Winter | Non-coincident | 2021 | ACTUAL_ADJUSTEDOPG | Operational-demand | NA | 23.7282
VIC | WETS66 | Wemen (Powercor) 66 kV | Powercor | Winter | Coincident | 2022 | ACTUAL_OPG | Operational-demand | NA | 9.7208
VIC | WETS66 | Wemen (Powercor) 66 kV | Powercor | Winter | Coincident | 2022 | ACTUAL_RAW | Operational-demand | NA | 10.3428
VIC | WETS66 | Wemen (Powercor) 66 kV | Powercor | Winter | Non-coincident | 2022 | ACTUAL_RAW | Operational-demand | NA | 16.1193
VIC | WETS66 | Wemen (Powercor) 66 kV | Powercor | Winter | Non-coincident | 2022 | ACTUAL_OPG | Operational-demand | NA | 21.3056
VIC | WETS66 | Wemen (Powercor) 66 kV | Powercor | Winter | Non-coincident | 2022 | ACTUAL_ADJUSTEDOPG | Operational-demand | NA | 21.3056
VIC | WETS66 | Wemen (Powercor) 66 kV | Powercor | Winter | Coincident | 2023 | ACTUAL_OPG | Operational-demand | NA | 14.8843
VIC | WETS66 | Wemen (Powercor) 66 kV | Powercor | Winter | Coincident | 2023 | ACTUAL_RAW | Operational-demand | NA | 15.5043
VIC | WETS66 | Wemen (Powercor) 66 kV | Powercor | Winter | Non-coincident | 2023 | ACTUAL_RAW | Operational-demand | NA | 15.5842
VIC | WETS66 | Wemen (Powercor) 66 kV | Powercor | Winter | Non-coincident | 2023 | ACTUAL_OPG | Operational-demand | NA | 15.9627
VIC | WETS66 | Wemen (Powercor) 66 kV | Powercor | Winter | Non-coincident | 2023 | ACTUAL_ADJUSTEDOPG | Operational-demand | NA | 15.9627
VIC | WETS66 | Wemen (Powercor) 66 kV | Powercor | Winter | Coincident | 2024 | ACTUAL_OPG | Operational-demand | NA | 10.7293
VIC | WETS66 | Wemen (Powercor) 66 kV | Powercor | Winter | Coincident | 2024 | ACTUAL_RAW | Operational-demand | NA | 11.0713
VIC | WETS66 | Wemen (Powercor) 66 kV | Powercor | Winter | Non-coincident | 2024 | ACTUAL_RAW | Operational-demand | NA | 23.4509
VIC | WETS66 | Wemen (Powercor) 66 kV | Powercor | Winter | Non-coincident | 2024 | ACTUAL_OPG | Operational-demand | NA | 30.3318
VIC | WETS66 | Wemen (Powercor) 66 kV | Powercor | Winter | Non-coincident | 2024 | ACTUAL_ADJUSTEDOPG | Operational-demand | NA | 30.3318
VIC | WETS66 | Wemen (Powercor) 66 kV | Powercor | Winter | Coincident | 2025 | POE10 | Operational-demand | NA | 13.9902
VIC | WETS66 | Wemen (Powercor) 66 kV | Powercor | Winter | Coincident | 2025 | POE50 | Operational-demand | NA | 13.4521
VIC | WETS66 | Wemen (Powercor) 66 kV | Powercor | Winter | Non-coincident | 2025 | ACTUAL_RAW | Operational-demand | NA | 14.8634
VIC | WETS66 | Wemen (Powercor) 66 kV | Powercor | Winter | Non-coincident | 2025 | ACTUAL_ADJUSTEDOPG | Operational-demand | NA | 18.1977
VIC | WETS66 | Wemen (Powercor) 66 kV | Powercor | Winter | Non-coincident | 2025 | BASEYEARPOE50 | Operational-demand | NA | 26.2581
VIC | WETS66 | Wemen (Powercor) 66 kV | Powercor | Winter | Non-coincident | 2025 | BASEYEARPOE10 | Operational-demand | NA | 28.7862
VIC | WETS66 | Wemen (Powercor) 66 kV | Powercor | Winter | Non-coincident | 2025 | POE10 | Operational-demand | NA | 29.6405
VIC | WETS66 | Wemen (Powercor) 66 kV | Powercor | Winter | Non-coincident | 2025 | POE50 | Operational-demand | NA | 26.6467
VIC | WETS66 | Wemen (Powercor) 66 kV | Powercor | Winter | Coincident | 2026 | POE10 | Operational-demand | NA | 13.4935
VIC | WETS66 | Wemen (Powercor) 66 kV | Powercor | Winter | Coincident | 2026 | POE50 | Operational-demand | NA | 12.9507
VIC | WETS66 | Wemen (Powercor) 66 kV | Powercor | Winter | Non-coincident | 2026 | POE10 | Operational-demand | NA | 29.3975
VIC | WETS66 | Wemen (Powercor) 66 kV | Powercor | Winter | Non-coincident | 2026 | POE50 | Operational-demand | NA | 26.403
VIC | WETS66 | Wemen (Powercor) 66 kV | Powercor | Winter | Coincident | 2027 | POE10 | Operational-demand | NA | 13.027
VIC | WETS66 | Wemen (Powercor) 66 kV | Powercor | Winter | Coincident | 2027 | POE50 | Operational-demand | NA | 12.4718
VIC | WETS66 | Wemen (Powercor) 66 kV | Powercor | Winter | Non-coincident | 2027 | POE10 | Operational-demand | NA | 28.8663
VIC | WETS66 | Wemen (Powercor) 66 kV | Powercor | Winter | Non-coincident | 2027 | POE50 | Operational-demand | NA | 25.8697
VIC | WETS66 | Wemen (Powercor) 66 kV | Powercor | Winter | Coincident | 2028 | POE10 | Operational-demand | NA | 12.8082
VIC | WETS66 | Wemen (Powercor) 66 kV | Powercor | Winter | Coincident | 2028 | POE50 | Operational-demand | NA | 12.2731
VIC | WETS66 | Wemen (Powercor) 66 kV | Powercor | Winter | Non-coincident | 2028 | POE10 | Operational-demand | NA | 28.4324
VIC | WETS66 | Wemen (Powercor) 66 kV | Powercor | Winter | Non-coincident | 2028 | POE50 | Operational-demand | NA | 25.4337
VIC | WETS66 | Wemen (Powercor) 66 kV | Powercor | Winter | Coincident | 2029 | POE10 | Operational-demand | NA | 12.6885
VIC | WETS66 | Wemen (Powercor) 66 kV | Powercor | Winter | Coincident | 2029 | POE50 | Operational-demand | NA | 12.1639
VIC | WETS66 | Wemen (Powercor) 66 kV | Powercor | Winter | Non-coincident | 2029 | POE10 | Operational-demand | NA | 28.0307
VIC | WETS66 | Wemen (Powercor) 66 kV | Powercor | Winter | Non-coincident | 2029 | POE50 | Operational-demand | NA | 25.03
VIC | WETS66 | Wemen (Powercor) 66 kV | Powercor | Winter | Coincident | 2030 | POE10 | Operational-demand | NA | 12.556
VIC | WETS66 | Wemen (Powercor) 66 kV | Powercor | Winter | Coincident | 2030 | POE50 | Operational-demand | NA | 12.0358
VIC | WETS66 | Wemen (Powercor) 66 kV | Powercor | Winter | Non-coincident | 2030 | POE10 | Operational-demand | NA | 27.4521
VIC | WETS66 | Wemen (Powercor) 66 kV | Powercor | Winter | Non-coincident | 2030 | POE50 | Operational-demand | NA | 24.4493
VIC | WETS66 | Wemen (Powercor) 66 kV | Powercor | Winter | Coincident | 2031 | POE10 | Operational-demand | NA | 12.4441
VIC | WETS66 | Wemen (Powercor) 66 kV | Powercor | Winter | Coincident | 2031 | POE50 | Operational-demand | NA | 11.9306
VIC | WETS66 | Wemen (Powercor) 66 kV | Powercor | Winter | Non-coincident | 2031 | POE10 | Operational-demand | NA | 26.75
VIC | WETS66 | Wemen (Powercor) 66 kV | Powercor | Winter | Non-coincident | 2031 | POE50 | Operational-demand | NA | 23.7452
VIC | WETS66 | Wemen (Powercor) 66 kV | Powercor | Winter | Coincident | 2032 | POE10 | Operational-demand | NA | 12.2301
VIC | WETS66 | Wemen (Powercor) 66 kV | Powercor | Winter | Coincident | 2032 | POE50 | Operational-demand | NA | 11.7047
VIC | WETS66 | Wemen (Powercor) 66 kV | Powercor | Winter | Non-coincident | 2032 | POE10 | Operational-demand | NA | 26.4112
VIC | WETS66 | Wemen (Powercor) 66 kV | Powercor | Winter | Non-coincident | 2032 | POE50 | Operational-demand | NA | 23.4047
VIC | WETS66 | Wemen (Powercor) 66 kV | Powercor | Winter | Coincident | 2033 | POE10 | Operational-demand | NA | 11.9651
VIC | WETS66 | Wemen (Powercor) 66 kV | Powercor | Winter | Coincident | 2033 | POE50 | Operational-demand | NA | 11.454
VIC | WETS66 | Wemen (Powercor) 66 kV | Powercor | Winter | Non-coincident | 2033 | POE10 | Operational-demand | NA | 26.0528
VIC | WETS66 | Wemen (Powercor) 66 kV | Powercor | Winter | Non-coincident | 2033 | POE50 | Operational-demand | NA | 23.2036
VIC | WETS66 | Wemen (Powercor) 66 kV | Powercor | Winter | Coincident | 2034 | POE10 | Operational-demand | NA | 11.9133
VIC | WETS66 | Wemen (Powercor) 66 kV | Powercor | Winter | Coincident | 2034 | POE50 | Operational-demand | NA | 11.4119
VIC | WETS66 | Wemen (Powercor) 66 kV | Powercor | Winter | Non-coincident | 2034 | POE10 | Operational-demand | NA | 25.5511
VIC | WETS66 | Wemen (Powercor) 66 kV | Powercor | Winter | Non-coincident | 2034 | POE50 | Operational-demand | NA | 23.2786
VIC | WMTS66C | West Melbourne (CitiPower) 66 kV | Citipower | Shoulder | Coincident | 2019 | ACTUAL_OPG | Operational-demand | 64.3366 | NA
VIC | WMTS66C | West Melbourne (CitiPower) 66 kV | Citipower | Shoulder | Coincident | 2019 | ACTUAL_RAW | Operational-demand | 64.3366 | NA
VIC | WMTS66C | West Melbourne (CitiPower) 66 kV | Citipower | Shoulder | Non-coincident | 2019 | ACTUAL_RAW | Operational-demand | 63.2284 | NA
VIC | WMTS66C | West Melbourne (CitiPower) 66 kV | Citipower | Shoulder | Non-coincident | 2019 | ACTUAL_OPG | Operational-demand | 63.2284 | NA
VIC | WMTS66C | West Melbourne (CitiPower) 66 kV | Citipower | Shoulder | Non-coincident | 2019 | ACTUAL_ADJUSTEDOPG | Operational-demand | 63.2284 | NA
VIC | WMTS66C | West Melbourne (CitiPower) 66 kV | Citipower | Shoulder | Coincident | 2020 | ACTUAL_OPG | Operational-demand | 76.9744 | NA
VIC | WMTS66C | West Melbourne (CitiPower) 66 kV | Citipower | Shoulder | Coincident | 2020 | ACTUAL_RAW | Operational-demand | 76.9744 | NA
VIC | WMTS66C | West Melbourne (CitiPower) 66 kV | Citipower | Shoulder | Non-coincident | 2020 | ACTUAL_RAW | Operational-demand | 57.9463 | NA
VIC | WMTS66C | West Melbourne (CitiPower) 66 kV | Citipower | Shoulder | Non-coincident | 2020 | ACTUAL_OPG | Operational-demand | 57.9463 | NA
VIC | WMTS66C | West Melbourne (CitiPower) 66 kV | Citipower | Shoulder | Non-coincident | 2020 | ACTUAL_ADJUSTEDOPG | Operational-demand | 57.9463 | NA
VIC | WMTS66C | West Melbourne (CitiPower) 66 kV | Citipower | Shoulder | Coincident | 2021 | ACTUAL_OPG | Operational-demand | 64.1027 | NA
VIC | WMTS66C | West Melbourne (CitiPower) 66 kV | Citipower | Shoulder | Coincident | 2021 | ACTUAL_RAW | Operational-demand | 64.1027 | NA
VIC | WMTS66C | West Melbourne (CitiPower) 66 kV | Citipower | Shoulder | Non-coincident | 2021 | ACTUAL_RAW | Operational-demand | 56.8979 | NA
VIC | WMTS66C | West Melbourne (CitiPower) 66 kV | Citipower | Shoulder | Non-coincident | 2021 | ACTUAL_OPG | Operational-demand | 56.8979 | NA
VIC | WMTS66C | West Melbourne (CitiPower) 66 kV | Citipower | Shoulder | Non-coincident | 2021 | ACTUAL_ADJUSTEDOPG | Operational-demand | 56.8979 | NA
VIC | WMTS66C | West Melbourne (CitiPower) 66 kV | Citipower | Shoulder | Coincident | 2022 | ACTUAL_OPG | Operational-demand | 67.379 | NA
VIC | WMTS66C | West Melbourne (CitiPower) 66 kV | Citipower | Shoulder | Coincident | 2022 | ACTUAL_RAW | Operational-demand | 67.379 | NA
VIC | WMTS66C | West Melbourne (CitiPower) 66 kV | Citipower | Shoulder | Non-coincident | 2022 | ACTUAL_RAW | Operational-demand | 60.0513 | NA
VIC | WMTS66C | West Melbourne (CitiPower) 66 kV | Citipower | Shoulder | Non-coincident | 2022 | ACTUAL_OPG | Operational-demand | 60.0513 | NA
VIC | WMTS66C | West Melbourne (CitiPower) 66 kV | Citipower | Shoulder | Non-coincident | 2022 | ACTUAL_ADJUSTEDOPG | Operational-demand | 60.0513 | NA
VIC | WMTS66C | West Melbourne (CitiPower) 66 kV | Citipower | Shoulder | Coincident | 2023 | ACTUAL_OPG | Operational-demand | 73.574 | NA
VIC | WMTS66C | West Melbourne (CitiPower) 66 kV | Citipower | Shoulder | Coincident | 2023 | ACTUAL_RAW | Operational-demand | 73.574 | NA
VIC | WMTS66C | West Melbourne (CitiPower) 66 kV | Citipower | Shoulder | Non-coincident | 2023 | ACTUAL_RAW | Operational-demand | 59.8641 | NA
VIC | WMTS66C | West Melbourne (CitiPower) 66 kV | Citipower | Shoulder | Non-coincident | 2023 | ACTUAL_OPG | Operational-demand | 59.8641 | NA
VIC | WMTS66C | West Melbourne (CitiPower) 66 kV | Citipower | Shoulder | Non-coincident | 2023 | ACTUAL_ADJUSTEDOPG | Operational-demand | 59.8641 | NA
VIC | WMTS66C | West Melbourne (CitiPower) 66 kV | Citipower | Shoulder | Coincident | 2024 | ACTUAL_OPG | Operational-demand | 72.4422 | NA
VIC | WMTS66C | West Melbourne (CitiPower) 66 kV | Citipower | Shoulder | Coincident | 2024 | ACTUAL_RAW | Operational-demand | 72.4422 | NA
VIC | WMTS66C | West Melbourne (CitiPower) 66 kV | Citipower | Shoulder | Non-coincident | 2024 | ACTUAL_RAW | Operational-demand | 50.5165 | NA
VIC | WMTS66C | West Melbourne (CitiPower) 66 kV | Citipower | Shoulder | Non-coincident | 2024 | ACTUAL_OPG | Operational-demand | 50.5165 | NA
VIC | WMTS66C | West Melbourne (CitiPower) 66 kV | Citipower | Shoulder | Non-coincident | 2024 | ACTUAL_ADJUSTEDOPG | Operational-demand | 50.5165 | NA
VIC | WMTS66C | West Melbourne (CitiPower) 66 kV | Citipower | Shoulder | Coincident | 2025 | ACTUAL_OPG | Operational-demand | 80.974 | NA
VIC | WMTS66C | West Melbourne (CitiPower) 66 kV | Citipower | Shoulder | Coincident | 2025 | ACTUAL_RAW | Operational-demand | 80.974 | NA
VIC | WMTS66C | West Melbourne (CitiPower) 66 kV | Citipower | Shoulder | Non-coincident | 2025 | ACTUAL_RAW | Operational-demand | 63.249 | NA
VIC | WMTS66C | West Melbourne (CitiPower) 66 kV | Citipower | Shoulder | Non-coincident | 2025 | ACTUAL_OPG | Operational-demand | 63.249 | NA
VIC | WMTS66C | West Melbourne (CitiPower) 66 kV | Citipower | Shoulder | Non-coincident | 2025 | ACTUAL_ADJUSTEDOPG | Operational-demand | 63.249 | NA
VIC | WMTS66C | West Melbourne (CitiPower) 66 kV | Citipower | Shoulder | Non-coincident | 2025 | BASEYEARPOE90 | Operational-demand | 51.138 | NA
VIC | WMTS66C | West Melbourne (CitiPower) 66 kV | Citipower | Shoulder | Non-coincident | 2025 | BASEYEARPOE50 | Operational-demand | 52.2951 | NA
VIC | WMTS66C | West Melbourne (CitiPower) 66 kV | Citipower | Shoulder | Coincident_unreconciled | 2026 | POE50 | Operational-demand | 63.0282 | NA
VIC | WMTS66C | West Melbourne (CitiPower) 66 kV | Citipower | Shoulder | Coincident_unreconciled | 2026 | POE90 | Operational-demand | 61.1547 | NA
VIC | WMTS66C | West Melbourne (CitiPower) 66 kV | Citipower | Shoulder | Non-coincident | 2026 | POE50 | Operational-demand | 52.9736 | NA
VIC | WMTS66C | West Melbourne (CitiPower) 66 kV | Citipower | Shoulder | Non-coincident | 2026 | POE90 | Operational-demand | 51.9713 | NA
VIC | WMTS66C | West Melbourne (CitiPower) 66 kV | Citipower | Shoulder | Coincident_unreconciled | 2027 | POE50 | Operational-demand | 63.7339 | NA
VIC | WMTS66C | West Melbourne (CitiPower) 66 kV | Citipower | Shoulder | Coincident_unreconciled | 2027 | POE90 | Operational-demand | 61.84 | NA
VIC | WMTS66C | West Melbourne (CitiPower) 66 kV | Citipower | Shoulder | Non-coincident | 2027 | POE50 | Operational-demand | 53.4826 | NA
VIC | WMTS66C | West Melbourne (CitiPower) 66 kV | Citipower | Shoulder | Non-coincident | 2027 | POE90 | Operational-demand | 52.454 | NA
VIC | WMTS66C | West Melbourne (CitiPower) 66 kV | Citipower | Shoulder | Coincident_unreconciled | 2028 | POE50 | Operational-demand | 64.4632 | NA
VIC | WMTS66C | West Melbourne (CitiPower) 66 kV | Citipower | Shoulder | Coincident_unreconciled | 2028 | POE90 | Operational-demand | 62.5527 | NA
VIC | WMTS66C | West Melbourne (CitiPower) 66 kV | Citipower | Shoulder | Non-coincident | 2028 | POE50 | Operational-demand | 53.9081 | NA
VIC | WMTS66C | West Melbourne (CitiPower) 66 kV | Citipower | Shoulder | Non-coincident | 2028 | POE90 | Operational-demand | 52.8584 | NA
VIC | WMTS66C | West Melbourne (CitiPower) 66 kV | Citipower | Shoulder | Coincident_unreconciled | 2029 | POE50 | Operational-demand | 65.2453 | NA
VIC | WMTS66C | West Melbourne (CitiPower) 66 kV | Citipower | Shoulder | Coincident_unreconciled | 2029 | POE90 | Operational-demand | 63.3183 | NA
VIC | WMTS66C | West Melbourne (CitiPower) 66 kV | Citipower | Shoulder | Non-coincident | 2029 | POE50 | Operational-demand | 54.38 | NA
VIC | WMTS66C | West Melbourne (CitiPower) 66 kV | Citipower | Shoulder | Non-coincident | 2029 | POE90 | Operational-demand | 53.3079 | NA
VIC | WMTS66C | West Melbourne (CitiPower) 66 kV | Citipower | Shoulder | Coincident_unreconciled | 2030 | POE50 | Operational-demand | 66.1291 | NA
VIC | WMTS66C | West Melbourne (CitiPower) 66 kV | Citipower | Shoulder | Coincident_unreconciled | 2030 | POE90 | Operational-demand | 64.1855 | NA
VIC | WMTS66C | West Melbourne (CitiPower) 66 kV | Citipower | Shoulder | Non-coincident | 2030 | POE50 | Operational-demand | 54.8974 | NA
VIC | WMTS66C | West Melbourne (CitiPower) 66 kV | Citipower | Shoulder | Non-coincident | 2030 | POE90 | Operational-demand | 53.8028 | NA
VIC | WMTS66C | West Melbourne (CitiPower) 66 kV | Citipower | Shoulder | Coincident_unreconciled | 2031 | POE50 | Operational-demand | 67.0596 | NA
VIC | WMTS66C | West Melbourne (CitiPower) 66 kV | Citipower | Shoulder | Coincident_unreconciled | 2031 | POE90 | Operational-demand | 65.0994 | NA
VIC | WMTS66C | West Melbourne (CitiPower) 66 kV | Citipower | Shoulder | Non-coincident | 2031 | POE50 | Operational-demand | 55.4095 | NA
VIC | WMTS66C | West Melbourne (CitiPower) 66 kV | Citipower | Shoulder | Non-coincident | 2031 | POE90 | Operational-demand | 54.297 | NA
VIC | WMTS66C | West Melbourne (CitiPower) 66 kV | Citipower | Shoulder | Coincident_unreconciled | 2032 | POE50 | Operational-demand | 68.0448 | NA
VIC | WMTS66C | West Melbourne (CitiPower) 66 kV | Citipower | Shoulder | Coincident_unreconciled | 2032 | POE90 | Operational-demand | 66.0675 | NA
VIC | WMTS66C | West Melbourne (CitiPower) 66 kV | Citipower | Shoulder | Non-coincident | 2032 | POE50 | Operational-demand | 55.9593 | NA
VIC | WMTS66C | West Melbourne (CitiPower) 66 kV | Citipower | Shoulder | Non-coincident | 2032 | POE90 | Operational-demand | 54.8324 | NA
VIC | WMTS66C | West Melbourne (CitiPower) 66 kV | Citipower | Shoulder | Coincident_unreconciled | 2033 | POE50 | Operational-demand | 69.0911 | NA
VIC | WMTS66C | West Melbourne (CitiPower) 66 kV | Citipower | Shoulder | Coincident_unreconciled | 2033 | POE90 | Operational-demand | 67.0963 | NA
VIC | WMTS66C | West Melbourne (CitiPower) 66 kV | Citipower | Shoulder | Non-coincident | 2033 | POE50 | Operational-demand | 56.5171 | NA
VIC | WMTS66C | West Melbourne (CitiPower) 66 kV | Citipower | Shoulder | Non-coincident | 2033 | POE90 | Operational-demand | 55.3794 | NA
VIC | WMTS66C | West Melbourne (CitiPower) 66 kV | Citipower | Shoulder | Coincident_unreconciled | 2034 | POE50 | Operational-demand | 70.1218 | NA
VIC | WMTS66C | West Melbourne (CitiPower) 66 kV | Citipower | Shoulder | Coincident_unreconciled | 2034 | POE90 | Operational-demand | 68.1094 | NA
VIC | WMTS66C | West Melbourne (CitiPower) 66 kV | Citipower | Shoulder | Non-coincident | 2034 | POE50 | Operational-demand | 57.0569 | NA
VIC | WMTS66C | West Melbourne (CitiPower) 66 kV | Citipower | Shoulder | Non-coincident | 2034 | POE90 | Operational-demand | 55.9094 | NA
VIC | WMTS66C | West Melbourne (CitiPower) 66 kV | Citipower | Shoulder | Coincident_unreconciled | 2035 | POE50 | Operational-demand | 71.1285 | NA
VIC | WMTS66C | West Melbourne (CitiPower) 66 kV | Citipower | Shoulder | Coincident_unreconciled | 2035 | POE90 | Operational-demand | 69.0986 | NA
VIC | WMTS66C | West Melbourne (CitiPower) 66 kV | Citipower | Shoulder | Non-coincident | 2035 | POE50 | Operational-demand | 57.5754 | NA
VIC | WMTS66C | West Melbourne (CitiPower) 66 kV | Citipower | Shoulder | Non-coincident | 2035 | POE90 | Operational-demand | 56.4186 | NA
VIC | WMTS66C | West Melbourne (CitiPower) 66 kV | Citipower | Summer | Coincident | 2019 | ACTUAL_OPG | Operational-demand | 62.6259 | 239.9882
VIC | WMTS66C | West Melbourne (CitiPower) 66 kV | Citipower | Summer | Coincident | 2019 | ACTUAL_RAW | Operational-demand | 62.6259 | 239.9882
VIC | WMTS66C | West Melbourne (CitiPower) 66 kV | Citipower | Summer | Non-coincident | 2019 | ACTUAL_RAW | Operational-demand | 62.6259 | 240.8508
VIC | WMTS66C | West Melbourne (CitiPower) 66 kV | Citipower | Summer | Non-coincident | 2019 | ACTUAL_OPG | Operational-demand | 62.6259 | 240.8508
VIC | WMTS66C | West Melbourne (CitiPower) 66 kV | Citipower | Summer | Non-coincident | 2019 | ACTUAL_ADJUSTEDOPG | Operational-demand | 62.6259 | 240.8508
VIC | WMTS66C | West Melbourne (CitiPower) 66 kV | Citipower | Summer | Coincident | 2020 | ACTUAL_OPG | Operational-demand | 81.8087 | 215.9072
VIC | WMTS66C | West Melbourne (CitiPower) 66 kV | Citipower | Summer | Coincident | 2020 | ACTUAL_RAW | Operational-demand | 81.8087 | 215.9072
VIC | WMTS66C | West Melbourne (CitiPower) 66 kV | Citipower | Summer | Non-coincident | 2020 | ACTUAL_RAW | Operational-demand | 60.5741 | 232.4145
VIC | WMTS66C | West Melbourne (CitiPower) 66 kV | Citipower | Summer | Non-coincident | 2020 | ACTUAL_OPG | Operational-demand | 60.5741 | 232.4145
VIC | WMTS66C | West Melbourne (CitiPower) 66 kV | Citipower | Summer | Non-coincident | 2020 | ACTUAL_ADJUSTEDOPG | Operational-demand | 60.5741 | 232.4145
VIC | WMTS66C | West Melbourne (CitiPower) 66 kV | Citipower | Summer | Coincident | 2021 | ACTUAL_OPG | Operational-demand | 66.5425 | 160.5909
VIC | WMTS66C | West Melbourne (CitiPower) 66 kV | Citipower | Summer | Coincident | 2021 | ACTUAL_RAW | Operational-demand | 66.5425 | 160.5909
VIC | WMTS66C | West Melbourne (CitiPower) 66 kV | Citipower | Summer | Non-coincident | 2021 | ACTUAL_RAW | Operational-demand | 57.9753 | 187.8115
VIC | WMTS66C | West Melbourne (CitiPower) 66 kV | Citipower | Summer | Non-coincident | 2021 | ACTUAL_OPG | Operational-demand | 57.9753 | 187.8115
VIC | WMTS66C | West Melbourne (CitiPower) 66 kV | Citipower | Summer | Non-coincident | 2021 | ACTUAL_ADJUSTEDOPG | Operational-demand | 57.9753 | 187.8115
VIC | WMTS66C | West Melbourne (CitiPower) 66 kV | Citipower | Summer | Coincident | 2022 | ACTUAL_OPG | Operational-demand | 69.9962 | 162.1063
VIC | WMTS66C | West Melbourne (CitiPower) 66 kV | Citipower | Summer | Coincident | 2022 | ACTUAL_RAW | Operational-demand | 69.9962 | 162.1063
VIC | WMTS66C | West Melbourne (CitiPower) 66 kV | Citipower | Summer | Non-coincident | 2022 | ACTUAL_RAW | Operational-demand | 59.7445 | 206.388
VIC | WMTS66C | West Melbourne (CitiPower) 66 kV | Citipower | Summer | Non-coincident | 2022 | ACTUAL_OPG | Operational-demand | 59.7445 | 206.388
VIC | WMTS66C | West Melbourne (CitiPower) 66 kV | Citipower | Summer | Non-coincident | 2022 | ACTUAL_ADJUSTEDOPG | Operational-demand | 59.7445 | 206.388
VIC | WMTS66C | West Melbourne (CitiPower) 66 kV | Citipower | Summer | Coincident | 2023 | ACTUAL_OPG | Operational-demand | 71.9408 | 164.8808
VIC | WMTS66C | West Melbourne (CitiPower) 66 kV | Citipower | Summer | Coincident | 2023 | ACTUAL_RAW | Operational-demand | 71.9408 | 164.8808
VIC | WMTS66C | West Melbourne (CitiPower) 66 kV | Citipower | Summer | Non-coincident | 2023 | ACTUAL_RAW | Operational-demand | 62.7607 | 213.3754
VIC | WMTS66C | West Melbourne (CitiPower) 66 kV | Citipower | Summer | Non-coincident | 2023 | ACTUAL_OPG | Operational-demand | 62.7607 | 213.3754
VIC | WMTS66C | West Melbourne (CitiPower) 66 kV | Citipower | Summer | Non-coincident | 2023 | ACTUAL_ADJUSTEDOPG | Operational-demand | 62.7607 | 213.3754
VIC | WMTS66C | West Melbourne (CitiPower) 66 kV | Citipower | Summer | Coincident | 2024 | ACTUAL_OPG | Operational-demand | 63.7244 | 221.6976
VIC | WMTS66C | West Melbourne (CitiPower) 66 kV | Citipower | Summer | Coincident | 2024 | ACTUAL_RAW | Operational-demand | 63.7244 | 221.6976
VIC | WMTS66C | West Melbourne (CitiPower) 66 kV | Citipower | Summer | Non-coincident | 2024 | ACTUAL_RAW | Operational-demand | 62.9672 | 222.4337
VIC | WMTS66C | West Melbourne (CitiPower) 66 kV | Citipower | Summer | Non-coincident | 2024 | ACTUAL_OPG | Operational-demand | 62.9672 | 222.4337
VIC | WMTS66C | West Melbourne (CitiPower) 66 kV | Citipower | Summer | Non-coincident | 2024 | ACTUAL_ADJUSTEDOPG | Operational-demand | 62.9672 | 222.4337
VIC | WMTS66C | West Melbourne (CitiPower) 66 kV | Citipower | Summer | Coincident | 2025 | ACTUAL_OPG | Operational-demand | 83.279 | 177.0303
VIC | WMTS66C | West Melbourne (CitiPower) 66 kV | Citipower | Summer | Coincident | 2025 | ACTUAL_RAW | Operational-demand | 83.279 | 177.0303
VIC | WMTS66C | West Melbourne (CitiPower) 66 kV | Citipower | Summer | Non-coincident | 2025 | ACTUAL_RAW | Operational-demand | 61.4881 | 204.9268
VIC | WMTS66C | West Melbourne (CitiPower) 66 kV | Citipower | Summer | Non-coincident | 2025 | ACTUAL_OPG | Operational-demand | 61.4881 | 204.9268
VIC | WMTS66C | West Melbourne (CitiPower) 66 kV | Citipower | Summer | Non-coincident | 2025 | ACTUAL_ADJUSTEDOPG | Operational-demand | 61.4881 | 204.9268
VIC | WMTS66C | West Melbourne (CitiPower) 66 kV | Citipower | Summer | Non-coincident | 2025 | BASEYEARPOE90 | Operational-demand | 57.4928 | NA
VIC | WMTS66C | West Melbourne (CitiPower) 66 kV | Citipower | Summer | Non-coincident | 2025 | BASEYEARPOE50 | Operational-demand | 59.0471 | 228.6378
VIC | WMTS66C | West Melbourne (CitiPower) 66 kV | Citipower | Summer | Coincident_unreconciled | 2026 | POE50 | Operational-demand | 65.5733 | NA
VIC | WMTS66C | West Melbourne (CitiPower) 66 kV | Citipower | Summer | Coincident_unreconciled | 2026 | POE90 | Operational-demand | 63.8509 | NA
VIC | WMTS66C | West Melbourne (CitiPower) 66 kV | Citipower | Summer | Non-coincident | 2026 | POE50 | Operational-demand | 59.8572 | 239.7457
VIC | WMTS66C | West Melbourne (CitiPower) 66 kV | Citipower | Summer | Non-coincident | 2026 | POE90 | Operational-demand | 58.2416 | NA
VIC | WMTS66C | West Melbourne (CitiPower) 66 kV | Citipower | Summer | Coincident_unreconciled | 2027 | POE50 | Operational-demand | 66.2218 | NA
VIC | WMTS66C | West Melbourne (CitiPower) 66 kV | Citipower | Summer | Coincident_unreconciled | 2027 | POE90 | Operational-demand | 64.4806 | NA
VIC | WMTS66C | West Melbourne (CitiPower) 66 kV | Citipower | Summer | Non-coincident | 2027 | POE50 | Operational-demand | 60.511 | 251.0723
VIC | WMTS66C | West Melbourne (CitiPower) 66 kV | Citipower | Summer | Non-coincident | 2027 | POE90 | Operational-demand | 58.9102 | NA
VIC | WMTS66C | West Melbourne (CitiPower) 66 kV | Citipower | Summer | Coincident_unreconciled | 2028 | POE50 | Operational-demand | 66.8765 | NA
VIC | WMTS66C | West Melbourne (CitiPower) 66 kV | Citipower | Summer | Coincident_unreconciled | 2028 | POE90 | Operational-demand | 65.1201 | NA
VIC | WMTS66C | West Melbourne (CitiPower) 66 kV | Citipower | Summer | Non-coincident | 2028 | POE50 | Operational-demand | 60.964 | 253.1226
VIC | WMTS66C | West Melbourne (CitiPower) 66 kV | Citipower | Summer | Non-coincident | 2028 | POE90 | Operational-demand | 59.5284 | NA
VIC | WMTS66C | West Melbourne (CitiPower) 66 kV | Citipower | Summer | Coincident_unreconciled | 2029 | POE50 | Operational-demand | 67.5728 | NA
VIC | WMTS66C | West Melbourne (CitiPower) 66 kV | Citipower | Summer | Coincident_unreconciled | 2029 | POE90 | Operational-demand | 65.8012 | NA
VIC | WMTS66C | West Melbourne (CitiPower) 66 kV | Citipower | Summer | Non-coincident | 2029 | POE50 | Operational-demand | 61.4632 | 255.204
VIC | WMTS66C | West Melbourne (CitiPower) 66 kV | Citipower | Summer | Non-coincident | 2029 | POE90 | Operational-demand | 60.1814 | NA
VIC | WMTS66C | West Melbourne (CitiPower) 66 kV | Citipower | Summer | Coincident_unreconciled | 2030 | POE50 | Operational-demand | 68.3503 | NA
VIC | WMTS66C | West Melbourne (CitiPower) 66 kV | Citipower | Summer | Coincident_unreconciled | 2030 | POE90 | Operational-demand | 66.5634 | NA
VIC | WMTS66C | West Melbourne (CitiPower) 66 kV | Citipower | Summer | Non-coincident | 2030 | POE50 | Operational-demand | 61.9992 | 257.3547
VIC | WMTS66C | West Melbourne (CitiPower) 66 kV | Citipower | Summer | Non-coincident | 2030 | POE90 | Operational-demand | 60.8943 | NA
VIC | WMTS66C | West Melbourne (CitiPower) 66 kV | Citipower | Summer | Coincident_unreconciled | 2031 | POE50 | Operational-demand | 69.1372 | NA
VIC | WMTS66C | West Melbourne (CitiPower) 66 kV | Citipower | Summer | Coincident_unreconciled | 2031 | POE90 | Operational-demand | 67.3351 | NA
VIC | WMTS66C | West Melbourne (CitiPower) 66 kV | Citipower | Summer | Non-coincident | 2031 | POE50 | Operational-demand | 62.5202 | 259.5345
VIC | WMTS66C | West Melbourne (CitiPower) 66 kV | Citipower | Summer | Non-coincident | 2031 | POE90 | Operational-demand | 61.6221 | NA
VIC | WMTS66C | West Melbourne (CitiPower) 66 kV | Citipower | Summer | Coincident_unreconciled | 2032 | POE50 | Operational-demand | 69.9805 | NA
VIC | WMTS66C | West Melbourne (CitiPower) 66 kV | Citipower | Summer | Coincident_unreconciled | 2032 | POE90 | Operational-demand | 68.1627 | NA
VIC | WMTS66C | West Melbourne (CitiPower) 66 kV | Citipower | Summer | Non-coincident | 2032 | POE50 | Operational-demand | 63.0847 | 261.8325
VIC | WMTS66C | West Melbourne (CitiPower) 66 kV | Citipower | Summer | Non-coincident | 2032 | POE90 | Operational-demand | 62.1788 | NA
VIC | WMTS66C | West Melbourne (CitiPower) 66 kV | Citipower | Summer | Coincident_unreconciled | 2033 | POE50 | Operational-demand | 70.88 | NA
VIC | WMTS66C | West Melbourne (CitiPower) 66 kV | Citipower | Summer | Coincident_unreconciled | 2033 | POE90 | Operational-demand | 69.0461 | NA
VIC | WMTS66C | West Melbourne (CitiPower) 66 kV | Citipower | Summer | Non-coincident | 2033 | POE50 | Operational-demand | 63.6604 | 264.2322
VIC | WMTS66C | West Melbourne (CitiPower) 66 kV | Citipower | Summer | Non-coincident | 2033 | POE90 | Operational-demand | 62.7464 | NA
VIC | WMTS66C | West Melbourne (CitiPower) 66 kV | Citipower | Summer | Coincident_unreconciled | 2034 | POE50 | Operational-demand | 71.7523 | NA
VIC | WMTS66C | West Melbourne (CitiPower) 66 kV | Citipower | Summer | Coincident_unreconciled | 2034 | POE90 | Operational-demand | 69.9022 | NA
VIC | WMTS66C | West Melbourne (CitiPower) 66 kV | Citipower | Summer | Non-coincident | 2034 | POE50 | Operational-demand | 64.2187 | 266.6191
VIC | WMTS66C | West Melbourne (CitiPower) 66 kV | Citipower | Summer | Non-coincident | 2034 | POE90 | Operational-demand | 63.2966 | NA
VIC | WMTS66C | West Melbourne (CitiPower) 66 kV | Citipower | Summer | Coincident_unreconciled | 2035 | POE50 | Operational-demand | 72.5866 | NA
VIC | WMTS66C | West Melbourne (CitiPower) 66 kV | Citipower | Summer | Coincident_unreconciled | 2035 | POE90 | Operational-demand | 70.7204 | NA
VIC | WMTS66C | West Melbourne (CitiPower) 66 kV | Citipower | Summer | Non-coincident | 2035 | POE50 | Operational-demand | 64.7549 | 268.9841
VIC | WMTS66C | West Melbourne (CitiPower) 66 kV | Citipower | Summer | Non-coincident | 2035 | POE90 | Operational-demand | 63.8248 | NA
VIC | WMTS66C | West Melbourne (CitiPower) 66 kV | Citipower | Summer | Non-coincident | 2025 | BASEYEARPOE10 | Operational-demand | NA | 252.4762
VIC | WMTS66C | West Melbourne (CitiPower) 66 kV | Citipower | Summer | Coincident | 2026 | POE10 | Operational-demand | NA | 184.9958
VIC | WMTS66C | West Melbourne (CitiPower) 66 kV | Citipower | Summer | Coincident | 2026 | POE50 | Operational-demand | NA | 178.7214
VIC | WMTS66C | West Melbourne (CitiPower) 66 kV | Citipower | Summer | Non-coincident | 2026 | POE10 | Operational-demand | NA | 264.281
VIC | WMTS66C | West Melbourne (CitiPower) 66 kV | Citipower | Summer | Coincident | 2027 | POE10 | Operational-demand | NA | 189.0085
VIC | WMTS66C | West Melbourne (CitiPower) 66 kV | Citipower | Summer | Coincident | 2027 | POE50 | Operational-demand | NA | 181.8072
VIC | WMTS66C | West Melbourne (CitiPower) 66 kV | Citipower | Summer | Non-coincident | 2027 | POE10 | Operational-demand | NA | 275.8754
VIC | WMTS66C | West Melbourne (CitiPower) 66 kV | Citipower | Summer | Coincident | 2028 | POE10 | Operational-demand | NA | 185.9964
VIC | WMTS66C | West Melbourne (CitiPower) 66 kV | Citipower | Summer | Coincident | 2028 | POE50 | Operational-demand | NA | 177.5667
VIC | WMTS66C | West Melbourne (CitiPower) 66 kV | Citipower | Summer | Non-coincident | 2028 | POE10 | Operational-demand | NA | 278.1426
VIC | WMTS66C | West Melbourne (CitiPower) 66 kV | Citipower | Summer | Coincident | 2029 | POE10 | Operational-demand | NA | 184.1976
VIC | WMTS66C | West Melbourne (CitiPower) 66 kV | Citipower | Summer | Coincident | 2029 | POE50 | Operational-demand | NA | 175.956
VIC | WMTS66C | West Melbourne (CitiPower) 66 kV | Citipower | Summer | Non-coincident | 2029 | POE10 | Operational-demand | NA | 280.4407
VIC | WMTS66C | West Melbourne (CitiPower) 66 kV | Citipower | Summer | Coincident | 2030 | POE10 | Operational-demand | NA | 183.0256
VIC | WMTS66C | West Melbourne (CitiPower) 66 kV | Citipower | Summer | Coincident | 2030 | POE50 | Operational-demand | NA | 174.2909
VIC | WMTS66C | West Melbourne (CitiPower) 66 kV | Citipower | Summer | Non-coincident | 2030 | POE10 | Operational-demand | NA | 282.8082
VIC | WMTS66C | West Melbourne (CitiPower) 66 kV | Citipower | Summer | Coincident | 2031 | POE10 | Operational-demand | NA | 179.8962
VIC | WMTS66C | West Melbourne (CitiPower) 66 kV | Citipower | Summer | Coincident | 2031 | POE50 | Operational-demand | NA | 172.1404
VIC | WMTS66C | West Melbourne (CitiPower) 66 kV | Citipower | Summer | Non-coincident | 2031 | POE10 | Operational-demand | NA | 285.2049
VIC | WMTS66C | West Melbourne (CitiPower) 66 kV | Citipower | Summer | Coincident | 2032 | POE10 | Operational-demand | NA | 176.0632
VIC | WMTS66C | West Melbourne (CitiPower) 66 kV | Citipower | Summer | Coincident | 2032 | POE50 | Operational-demand | NA | 168.1308
VIC | WMTS66C | West Melbourne (CitiPower) 66 kV | Citipower | Summer | Non-coincident | 2032 | POE10 | Operational-demand | NA | 287.7272
VIC | WMTS66C | West Melbourne (CitiPower) 66 kV | Citipower | Summer | Coincident | 2033 | POE10 | Operational-demand | NA | 173.4995
VIC | WMTS66C | West Melbourne (CitiPower) 66 kV | Citipower | Summer | Coincident | 2033 | POE50 | Operational-demand | NA | 164.1346
VIC | WMTS66C | West Melbourne (CitiPower) 66 kV | Citipower | Summer | Non-coincident | 2033 | POE10 | Operational-demand | NA | 290.3567
VIC | WMTS66C | West Melbourne (CitiPower) 66 kV | Citipower | Summer | Coincident | 2034 | POE10 | Operational-demand | NA | 173.2388
VIC | WMTS66C | West Melbourne (CitiPower) 66 kV | Citipower | Summer | Coincident | 2034 | POE50 | Operational-demand | NA | 164.0498
VIC | WMTS66C | West Melbourne (CitiPower) 66 kV | Citipower | Summer | Non-coincident | 2034 | POE10 | Operational-demand | NA | 292.9732
VIC | WMTS66C | West Melbourne (CitiPower) 66 kV | Citipower | Summer | Coincident | 2035 | POE10 | Operational-demand | NA | 173.6973
VIC | WMTS66C | West Melbourne (CitiPower) 66 kV | Citipower | Summer | Coincident | 2035 | POE50 | Operational-demand | NA | 164.5011
VIC | WMTS66C | West Melbourne (CitiPower) 66 kV | Citipower | Summer | Non-coincident | 2035 | POE10 | Operational-demand | NA | 295.5679
VIC | WMTS66C | West Melbourne (CitiPower) 66 kV | Citipower | Winter | Coincident | 2018 | ACTUAL_OPG | Operational-demand | NA | 155.8629
VIC | WMTS66C | West Melbourne (CitiPower) 66 kV | Citipower | Winter | Coincident | 2018 | ACTUAL_RAW | Operational-demand | NA | 155.8629
VIC | WMTS66C | West Melbourne (CitiPower) 66 kV | Citipower | Winter | Non-coincident | 2018 | ACTUAL_RAW | Operational-demand | NA | 163.2151
VIC | WMTS66C | West Melbourne (CitiPower) 66 kV | Citipower | Winter | Non-coincident | 2018 | ACTUAL_OPG | Operational-demand | NA | 163.2151
VIC | WMTS66C | West Melbourne (CitiPower) 66 kV | Citipower | Winter | Non-coincident | 2018 | ACTUAL_ADJUSTEDOPG | Operational-demand | NA | 163.2151
VIC | WMTS66C | West Melbourne (CitiPower) 66 kV | Citipower | Winter | Coincident | 2019 | ACTUAL_OPG | Operational-demand | NA | 142.0543
VIC | WMTS66C | West Melbourne (CitiPower) 66 kV | Citipower | Winter | Coincident | 2019 | ACTUAL_RAW | Operational-demand | NA | 142.0543
VIC | WMTS66C | West Melbourne (CitiPower) 66 kV | Citipower | Winter | Non-coincident | 2019 | ACTUAL_RAW | Operational-demand | NA | 164.0621
VIC | WMTS66C | West Melbourne (CitiPower) 66 kV | Citipower | Winter | Non-coincident | 2019 | ACTUAL_OPG | Operational-demand | NA | 164.0621
VIC | WMTS66C | West Melbourne (CitiPower) 66 kV | Citipower | Winter | Non-coincident | 2019 | ACTUAL_ADJUSTEDOPG | Operational-demand | NA | 164.0621
VIC | WMTS66C | West Melbourne (CitiPower) 66 kV | Citipower | Winter | Coincident | 2020 | ACTUAL_OPG | Operational-demand | NA | 124.1997
VIC | WMTS66C | West Melbourne (CitiPower) 66 kV | Citipower | Winter | Coincident | 2020 | ACTUAL_RAW | Operational-demand | NA | 124.1997
VIC | WMTS66C | West Melbourne (CitiPower) 66 kV | Citipower | Winter | Non-coincident | 2020 | ACTUAL_RAW | Operational-demand | NA | 143.5567
VIC | WMTS66C | West Melbourne (CitiPower) 66 kV | Citipower | Winter | Non-coincident | 2020 | ACTUAL_OPG | Operational-demand | NA | 143.5567
VIC | WMTS66C | West Melbourne (CitiPower) 66 kV | Citipower | Winter | Non-coincident | 2020 | ACTUAL_ADJUSTEDOPG | Operational-demand | NA | 143.5567
VIC | WMTS66C | West Melbourne (CitiPower) 66 kV | Citipower | Winter | Coincident | 2021 | ACTUAL_OPG | Operational-demand | NA | 138.1875
VIC | WMTS66C | West Melbourne (CitiPower) 66 kV | Citipower | Winter | Coincident | 2021 | ACTUAL_RAW | Operational-demand | NA | 138.1875
VIC | WMTS66C | West Melbourne (CitiPower) 66 kV | Citipower | Winter | Non-coincident | 2021 | ACTUAL_RAW | Operational-demand | NA | 150.6471
VIC | WMTS66C | West Melbourne (CitiPower) 66 kV | Citipower | Winter | Non-coincident | 2021 | ACTUAL_OPG | Operational-demand | NA | 150.6471
VIC | WMTS66C | West Melbourne (CitiPower) 66 kV | Citipower | Winter | Non-coincident | 2021 | ACTUAL_ADJUSTEDOPG | Operational-demand | NA | 150.6471
VIC | WMTS66C | West Melbourne (CitiPower) 66 kV | Citipower | Winter | Coincident | 2022 | ACTUAL_OPG | Operational-demand | NA | 145.8801
VIC | WMTS66C | West Melbourne (CitiPower) 66 kV | Citipower | Winter | Coincident | 2022 | ACTUAL_RAW | Operational-demand | NA | 145.8801
VIC | WMTS66C | West Melbourne (CitiPower) 66 kV | Citipower | Winter | Non-coincident | 2022 | ACTUAL_RAW | Operational-demand | NA | 176.1414
VIC | WMTS66C | West Melbourne (CitiPower) 66 kV | Citipower | Winter | Non-coincident | 2022 | ACTUAL_OPG | Operational-demand | NA | 176.1414
VIC | WMTS66C | West Melbourne (CitiPower) 66 kV | Citipower | Winter | Non-coincident | 2022 | ACTUAL_ADJUSTEDOPG | Operational-demand | NA | 176.1414
VIC | WMTS66C | West Melbourne (CitiPower) 66 kV | Citipower | Winter | Coincident | 2023 | ACTUAL_OPG | Operational-demand | NA | 153.2176
VIC | WMTS66C | West Melbourne (CitiPower) 66 kV | Citipower | Winter | Coincident | 2023 | ACTUAL_RAW | Operational-demand | NA | 153.2176
VIC | WMTS66C | West Melbourne (CitiPower) 66 kV | Citipower | Winter | Non-coincident | 2023 | ACTUAL_RAW | Operational-demand | NA | 159.0245
VIC | WMTS66C | West Melbourne (CitiPower) 66 kV | Citipower | Winter | Non-coincident | 2023 | ACTUAL_OPG | Operational-demand | NA | 159.0245
VIC | WMTS66C | West Melbourne (CitiPower) 66 kV | Citipower | Winter | Non-coincident | 2023 | ACTUAL_ADJUSTEDOPG | Operational-demand | NA | 159.0245
VIC | WMTS66C | West Melbourne (CitiPower) 66 kV | Citipower | Winter | Coincident | 2024 | ACTUAL_OPG | Operational-demand | NA | 105.9814
VIC | WMTS66C | West Melbourne (CitiPower) 66 kV | Citipower | Winter | Coincident | 2024 | ACTUAL_RAW | Operational-demand | NA | 105.9814
VIC | WMTS66C | West Melbourne (CitiPower) 66 kV | Citipower | Winter | Non-coincident | 2024 | ACTUAL_RAW | Operational-demand | NA | 143.3299
VIC | WMTS66C | West Melbourne (CitiPower) 66 kV | Citipower | Winter | Non-coincident | 2024 | ACTUAL_OPG | Operational-demand | NA | 143.3299
VIC | WMTS66C | West Melbourne (CitiPower) 66 kV | Citipower | Winter | Non-coincident | 2024 | ACTUAL_ADJUSTEDOPG | Operational-demand | NA | 143.3299
VIC | WMTS66C | West Melbourne (CitiPower) 66 kV | Citipower | Winter | Coincident | 2025 | POE10 | Operational-demand | NA | 152.2342
VIC | WMTS66C | West Melbourne (CitiPower) 66 kV | Citipower | Winter | Coincident | 2025 | POE50 | Operational-demand | NA | 151.2969
VIC | WMTS66C | West Melbourne (CitiPower) 66 kV | Citipower | Winter | Non-coincident | 2025 | ACTUAL_RAW | Operational-demand | NA | 138.1383
VIC | WMTS66C | West Melbourne (CitiPower) 66 kV | Citipower | Winter | Non-coincident | 2025 | ACTUAL_ADJUSTEDOPG | Operational-demand | NA | 138.1383
VIC | WMTS66C | West Melbourne (CitiPower) 66 kV | Citipower | Winter | Non-coincident | 2025 | BASEYEARPOE50 | Operational-demand | NA | 167.4182
VIC | WMTS66C | West Melbourne (CitiPower) 66 kV | Citipower | Winter | Non-coincident | 2025 | BASEYEARPOE10 | Operational-demand | NA | 177.618
VIC | WMTS66C | West Melbourne (CitiPower) 66 kV | Citipower | Winter | Non-coincident | 2025 | POE10 | Operational-demand | NA | 187.8786
VIC | WMTS66C | West Melbourne (CitiPower) 66 kV | Citipower | Winter | Non-coincident | 2025 | POE50 | Operational-demand | NA | 177.214
VIC | WMTS66C | West Melbourne (CitiPower) 66 kV | Citipower | Winter | Coincident | 2026 | POE10 | Operational-demand | NA | 152.9336
VIC | WMTS66C | West Melbourne (CitiPower) 66 kV | Citipower | Winter | Coincident | 2026 | POE50 | Operational-demand | NA | 151.7706
VIC | WMTS66C | West Melbourne (CitiPower) 66 kV | Citipower | Winter | Non-coincident | 2026 | POE10 | Operational-demand | NA | 195.6522
VIC | WMTS66C | West Melbourne (CitiPower) 66 kV | Citipower | Winter | Non-coincident | 2026 | POE50 | Operational-demand | NA | 184.8428
VIC | WMTS66C | West Melbourne (CitiPower) 66 kV | Citipower | Winter | Coincident | 2027 | POE10 | Operational-demand | NA | 152.1712
VIC | WMTS66C | West Melbourne (CitiPower) 66 kV | Citipower | Winter | Coincident | 2027 | POE50 | Operational-demand | NA | 150.6782
VIC | WMTS66C | West Melbourne (CitiPower) 66 kV | Citipower | Winter | Non-coincident | 2027 | POE10 | Operational-demand | NA | 201.8852
VIC | WMTS66C | West Melbourne (CitiPower) 66 kV | Citipower | Winter | Non-coincident | 2027 | POE50 | Operational-demand | NA | 190.9805
VIC | WMTS66C | West Melbourne (CitiPower) 66 kV | Citipower | Winter | Coincident | 2028 | POE10 | Operational-demand | NA | 150.5424
VIC | WMTS66C | West Melbourne (CitiPower) 66 kV | Citipower | Winter | Coincident | 2028 | POE50 | Operational-demand | NA | 149.1835
VIC | WMTS66C | West Melbourne (CitiPower) 66 kV | Citipower | Winter | Non-coincident | 2028 | POE10 | Operational-demand | NA | 203.7883
VIC | WMTS66C | West Melbourne (CitiPower) 66 kV | Citipower | Winter | Non-coincident | 2028 | POE50 | Operational-demand | NA | 192.7882
VIC | WMTS66C | West Melbourne (CitiPower) 66 kV | Citipower | Winter | Coincident | 2029 | POE10 | Operational-demand | NA | 150.0218
VIC | WMTS66C | West Melbourne (CitiPower) 66 kV | Citipower | Winter | Coincident | 2029 | POE50 | Operational-demand | NA | 148.719
VIC | WMTS66C | West Melbourne (CitiPower) 66 kV | Citipower | Winter | Non-coincident | 2029 | POE10 | Operational-demand | NA | 205.7037
VIC | WMTS66C | West Melbourne (CitiPower) 66 kV | Citipower | Winter | Non-coincident | 2029 | POE50 | Operational-demand | NA | 194.6083
VIC | WMTS66C | West Melbourne (CitiPower) 66 kV | Citipower | Winter | Coincident | 2030 | POE10 | Operational-demand | NA | 149.2638
VIC | WMTS66C | West Melbourne (CitiPower) 66 kV | Citipower | Winter | Coincident | 2030 | POE50 | Operational-demand | NA | 147.9356
VIC | WMTS66C | West Melbourne (CitiPower) 66 kV | Citipower | Winter | Non-coincident | 2030 | POE10 | Operational-demand | NA | 207.7143
VIC | WMTS66C | West Melbourne (CitiPower) 66 kV | Citipower | Winter | Non-coincident | 2030 | POE50 | Operational-demand | NA | 196.5236
VIC | WMTS66C | West Melbourne (CitiPower) 66 kV | Citipower | Winter | Coincident | 2031 | POE10 | Operational-demand | NA | 148.7428
VIC | WMTS66C | West Melbourne (CitiPower) 66 kV | Citipower | Winter | Coincident | 2031 | POE50 | Operational-demand | NA | 147.425
VIC | WMTS66C | West Melbourne (CitiPower) 66 kV | Citipower | Winter | Non-coincident | 2031 | POE10 | Operational-demand | NA | 209.7389
VIC | WMTS66C | West Melbourne (CitiPower) 66 kV | Citipower | Winter | Non-coincident | 2031 | POE50 | Operational-demand | NA | 198.4523
VIC | WMTS66C | West Melbourne (CitiPower) 66 kV | Citipower | Winter | Coincident | 2032 | POE10 | Operational-demand | NA | 147.0464
VIC | WMTS66C | West Melbourne (CitiPower) 66 kV | Citipower | Winter | Coincident | 2032 | POE50 | Operational-demand | NA | 145.4683
VIC | WMTS66C | West Melbourne (CitiPower) 66 kV | Citipower | Winter | Non-coincident | 2032 | POE10 | Operational-demand | NA | 211.8599
VIC | WMTS66C | West Melbourne (CitiPower) 66 kV | Citipower | Winter | Non-coincident | 2032 | POE50 | Operational-demand | NA | 200.4722
VIC | WMTS66C | West Melbourne (CitiPower) 66 kV | Citipower | Winter | Coincident | 2033 | POE10 | Operational-demand | NA | 144.7002
VIC | WMTS66C | West Melbourne (CitiPower) 66 kV | Citipower | Winter | Coincident | 2033 | POE50 | Operational-demand | NA | 143.1643
VIC | WMTS66C | West Melbourne (CitiPower) 66 kV | Citipower | Winter | Non-coincident | 2033 | POE10 | Operational-demand | NA | 213.9698
VIC | WMTS66C | West Melbourne (CitiPower) 66 kV | Citipower | Winter | Non-coincident | 2033 | POE50 | Operational-demand | NA | 202.4811
VIC | WMTS66C | West Melbourne (CitiPower) 66 kV | Citipower | Winter | Coincident | 2034 | POE10 | Operational-demand | NA | 144.9269
VIC | WMTS66C | West Melbourne (CitiPower) 66 kV | Citipower | Winter | Coincident | 2034 | POE50 | Operational-demand | NA | 143.4663
VIC | WMTS66C | West Melbourne (CitiPower) 66 kV | Citipower | Winter | Non-coincident | 2034 | POE10 | Operational-demand | NA | 216.063
VIC | WMTS66C | West Melbourne (CitiPower) 66 kV | Citipower | Winter | Non-coincident | 2034 | POE50 | Operational-demand | NA | 204.4733
VIC | WMTS66J | West Melbourne (Jemena) 66 kV | Jemena | Shoulder | Coincident | 2019 | ACTUAL_OPG | Operational-demand | 18.0314 | NA
VIC | WMTS66J | West Melbourne (Jemena) 66 kV | Jemena | Shoulder | Coincident | 2019 | ACTUAL_RAW | Operational-demand | 18.0314 | NA
VIC | WMTS66J | West Melbourne (Jemena) 66 kV | Jemena | Shoulder | Non-coincident | 2019 | ACTUAL_RAW | Operational-demand | 16.4753 | NA
VIC | WMTS66J | West Melbourne (Jemena) 66 kV | Jemena | Shoulder | Non-coincident | 2019 | ACTUAL_OPG | Operational-demand | 16.4753 | NA
VIC | WMTS66J | West Melbourne (Jemena) 66 kV | Jemena | Shoulder | Non-coincident | 2019 | ACTUAL_ADJUSTEDOPG | Operational-demand | 16.4753 | NA
VIC | WMTS66J | West Melbourne (Jemena) 66 kV | Jemena | Shoulder | Coincident | 2020 | ACTUAL_OPG | Operational-demand | 23.3399 | NA
VIC | WMTS66J | West Melbourne (Jemena) 66 kV | Jemena | Shoulder | Coincident | 2020 | ACTUAL_RAW | Operational-demand | 23.3399 | NA
VIC | WMTS66J | West Melbourne (Jemena) 66 kV | Jemena | Shoulder | Non-coincident | 2020 | ACTUAL_RAW | Operational-demand | 17.7841 | NA
VIC | WMTS66J | West Melbourne (Jemena) 66 kV | Jemena | Shoulder | Non-coincident | 2020 | ACTUAL_OPG | Operational-demand | 17.7841 | NA
VIC | WMTS66J | West Melbourne (Jemena) 66 kV | Jemena | Shoulder | Non-coincident | 2020 | ACTUAL_ADJUSTEDOPG | Operational-demand | 17.7841 | NA
VIC | WMTS66J | West Melbourne (Jemena) 66 kV | Jemena | Shoulder | Coincident | 2021 | ACTUAL_OPG | Operational-demand | 20.5435 | NA
VIC | WMTS66J | West Melbourne (Jemena) 66 kV | Jemena | Shoulder | Coincident | 2021 | ACTUAL_RAW | Operational-demand | 20.5435 | NA
VIC | WMTS66J | West Melbourne (Jemena) 66 kV | Jemena | Shoulder | Non-coincident | 2021 | ACTUAL_RAW | Operational-demand | 14.773 | NA
VIC | WMTS66J | West Melbourne (Jemena) 66 kV | Jemena | Shoulder | Non-coincident | 2021 | ACTUAL_OPG | Operational-demand | 14.773 | NA
VIC | WMTS66J | West Melbourne (Jemena) 66 kV | Jemena | Shoulder | Non-coincident | 2021 | ACTUAL_ADJUSTEDOPG | Operational-demand | 14.773 | NA
VIC | WMTS66J | West Melbourne (Jemena) 66 kV | Jemena | Shoulder | Coincident | 2022 | ACTUAL_OPG | Operational-demand | 16.4333 | NA
VIC | WMTS66J | West Melbourne (Jemena) 66 kV | Jemena | Shoulder | Coincident | 2022 | ACTUAL_RAW | Operational-demand | 16.4333 | NA
VIC | WMTS66J | West Melbourne (Jemena) 66 kV | Jemena | Shoulder | Non-coincident | 2022 | ACTUAL_RAW | Operational-demand | 13.452 | NA
VIC | WMTS66J | West Melbourne (Jemena) 66 kV | Jemena | Shoulder | Non-coincident | 2022 | ACTUAL_OPG | Operational-demand | 13.452 | NA
VIC | WMTS66J | West Melbourne (Jemena) 66 kV | Jemena | Shoulder | Non-coincident | 2022 | ACTUAL_ADJUSTEDOPG | Operational-demand | 13.452 | NA
VIC | WMTS66J | West Melbourne (Jemena) 66 kV | Jemena | Shoulder | Coincident | 2023 | ACTUAL_OPG | Operational-demand | 25.8524 | NA
VIC | WMTS66J | West Melbourne (Jemena) 66 kV | Jemena | Shoulder | Coincident | 2023 | ACTUAL_RAW | Operational-demand | 25.8524 | NA
VIC | WMTS66J | West Melbourne (Jemena) 66 kV | Jemena | Shoulder | Non-coincident | 2023 | ACTUAL_RAW | Operational-demand | 21.4463 | NA
VIC | WMTS66J | West Melbourne (Jemena) 66 kV | Jemena | Shoulder | Non-coincident | 2023 | ACTUAL_OPG | Operational-demand | 21.4463 | NA
VIC | WMTS66J | West Melbourne (Jemena) 66 kV | Jemena | Shoulder | Non-coincident | 2023 | ACTUAL_ADJUSTEDOPG | Operational-demand | 21.4463 | NA
VIC | WMTS66J | West Melbourne (Jemena) 66 kV | Jemena | Shoulder | Coincident | 2024 | ACTUAL_OPG | Operational-demand | 24.3936 | NA
VIC | WMTS66J | West Melbourne (Jemena) 66 kV | Jemena | Shoulder | Coincident | 2024 | ACTUAL_RAW | Operational-demand | 24.3936 | NA
VIC | WMTS66J | West Melbourne (Jemena) 66 kV | Jemena | Shoulder | Non-coincident | 2024 | ACTUAL_RAW | Operational-demand | 23.3272 | NA
VIC | WMTS66J | West Melbourne (Jemena) 66 kV | Jemena | Shoulder | Non-coincident | 2024 | ACTUAL_OPG | Operational-demand | 23.3272 | NA
VIC | WMTS66J | West Melbourne (Jemena) 66 kV | Jemena | Shoulder | Non-coincident | 2024 | ACTUAL_ADJUSTEDOPG | Operational-demand | 23.3272 | NA
VIC | WMTS66J | West Melbourne (Jemena) 66 kV | Jemena | Shoulder | Coincident | 2025 | ACTUAL_OPG | Operational-demand | 27.4829 | NA
VIC | WMTS66J | West Melbourne (Jemena) 66 kV | Jemena | Shoulder | Coincident | 2025 | ACTUAL_RAW | Operational-demand | 27.4829 | NA
VIC | WMTS66J | West Melbourne (Jemena) 66 kV | Jemena | Shoulder | Non-coincident | 2025 | ACTUAL_RAW | Operational-demand | 24.7361 | NA
VIC | WMTS66J | West Melbourne (Jemena) 66 kV | Jemena | Shoulder | Non-coincident | 2025 | ACTUAL_OPG | Operational-demand | 24.7361 | NA
VIC | WMTS66J | West Melbourne (Jemena) 66 kV | Jemena | Shoulder | Non-coincident | 2025 | ACTUAL_ADJUSTEDOPG | Operational-demand | 24.7361 | NA
VIC | WMTS66J | West Melbourne (Jemena) 66 kV | Jemena | Shoulder | Non-coincident | 2025 | BASEYEARPOE90 | Operational-demand | 9.1108 | NA
VIC | WMTS66J | West Melbourne (Jemena) 66 kV | Jemena | Shoulder | Non-coincident | 2025 | BASEYEARPOE50 | Operational-demand | 10.4068 | NA
VIC | WMTS66J | West Melbourne (Jemena) 66 kV | Jemena | Shoulder | Coincident_unreconciled | 2026 | POE50 | Operational-demand | 8.7671 | NA
VIC | WMTS66J | West Melbourne (Jemena) 66 kV | Jemena | Shoulder | Coincident_unreconciled | 2026 | POE90 | Operational-demand | 7.7594 | NA
VIC | WMTS66J | West Melbourne (Jemena) 66 kV | Jemena | Shoulder | Non-coincident | 2026 | POE50 | Operational-demand | 8.2187 | NA
VIC | WMTS66J | West Melbourne (Jemena) 66 kV | Jemena | Shoulder | Non-coincident | 2026 | POE90 | Operational-demand | 6.6549 | NA
VIC | WMTS66J | West Melbourne (Jemena) 66 kV | Jemena | Shoulder | Coincident_unreconciled | 2027 | POE50 | Operational-demand | 4.5018 | NA
VIC | WMTS66J | West Melbourne (Jemena) 66 kV | Jemena | Shoulder | Coincident_unreconciled | 2027 | POE90 | Operational-demand | 3.487 | NA
VIC | WMTS66J | West Melbourne (Jemena) 66 kV | Jemena | Shoulder | Non-coincident | 2027 | POE50 | Operational-demand | 4.2613 | NA
VIC | WMTS66J | West Melbourne (Jemena) 66 kV | Jemena | Shoulder | Non-coincident | 2027 | POE90 | Operational-demand | 3.3008 | NA
VIC | WMTS66J | West Melbourne (Jemena) 66 kV | Jemena | Shoulder | Coincident_unreconciled | 2028 | POE50 | Operational-demand | 0.4428 | NA
VIC | WMTS66J | West Melbourne (Jemena) 66 kV | Jemena | Shoulder | Coincident_unreconciled | 2028 | POE90 | Operational-demand | -0.51668 | NA
VIC | WMTS66J | West Melbourne (Jemena) 66 kV | Jemena | Shoulder | Non-coincident | 2028 | POE50 | Operational-demand | 0.41915 | NA
VIC | WMTS66J | West Melbourne (Jemena) 66 kV | Jemena | Shoulder | Non-coincident | 2028 | POE90 | Operational-demand | -0.54758 | NA
VIC | WMTS66J | West Melbourne (Jemena) 66 kV | Jemena | Shoulder | Coincident_unreconciled | 2029 | POE50 | Operational-demand | -2.9738 | NA
VIC | WMTS66J | West Melbourne (Jemena) 66 kV | Jemena | Shoulder | Coincident_unreconciled | 2029 | POE90 | Operational-demand | -3.8918 | NA
VIC | WMTS66J | West Melbourne (Jemena) 66 kV | Jemena | Shoulder | Non-coincident | 2029 | POE50 | Operational-demand | -3.1516 | NA
VIC | WMTS66J | West Melbourne (Jemena) 66 kV | Jemena | Shoulder | Non-coincident | 2029 | POE90 | Operational-demand | -4.1245 | NA
VIC | WMTS66J | West Melbourne (Jemena) 66 kV | Jemena | Shoulder | Coincident_unreconciled | 2030 | POE50 | Operational-demand | -6.1797 | NA
VIC | WMTS66J | West Melbourne (Jemena) 66 kV | Jemena | Shoulder | Coincident_unreconciled | 2030 | POE90 | Operational-demand | -7.1036 | NA
VIC | WMTS66J | West Melbourne (Jemena) 66 kV | Jemena | Shoulder | Non-coincident | 2030 | POE50 | Operational-demand | -6.5493 | NA
VIC | WMTS66J | West Melbourne (Jemena) 66 kV | Jemena | Shoulder | Non-coincident | 2030 | POE90 | Operational-demand | -7.5284 | NA
VIC | WMTS66J | West Melbourne (Jemena) 66 kV | Jemena | Shoulder | Coincident_unreconciled | 2031 | POE50 | Operational-demand | -9.3208 | NA
VIC | WMTS66J | West Melbourne (Jemena) 66 kV | Jemena | Shoulder | Coincident_unreconciled | 2031 | POE90 | Operational-demand | -10.2505 | NA
VIC | WMTS66J | West Melbourne (Jemena) 66 kV | Jemena | Shoulder | Non-coincident | 2031 | POE50 | Operational-demand | -9.8782 | NA
VIC | WMTS66J | West Melbourne (Jemena) 66 kV | Jemena | Shoulder | Non-coincident | 2031 | POE90 | Operational-demand | -10.8635 | NA
VIC | WMTS66J | West Melbourne (Jemena) 66 kV | Jemena | Shoulder | Coincident_unreconciled | 2032 | POE50 | Operational-demand | -11.9237 | NA
VIC | WMTS66J | West Melbourne (Jemena) 66 kV | Jemena | Shoulder | Coincident_unreconciled | 2032 | POE90 | Operational-demand | -12.8593 | NA
VIC | WMTS66J | West Melbourne (Jemena) 66 kV | Jemena | Shoulder | Non-coincident | 2032 | POE50 | Operational-demand | -12.6367 | NA
VIC | WMTS66J | West Melbourne (Jemena) 66 kV | Jemena | Shoulder | Non-coincident | 2032 | POE90 | Operational-demand | -13.6283 | NA
VIC | WMTS66J | West Melbourne (Jemena) 66 kV | Jemena | Shoulder | Coincident_unreconciled | 2033 | POE50 | Operational-demand | -14.0741 | NA
VIC | WMTS66J | West Melbourne (Jemena) 66 kV | Jemena | Shoulder | Coincident_unreconciled | 2033 | POE90 | Operational-demand | -15.0157 | NA
VIC | WMTS66J | West Melbourne (Jemena) 66 kV | Jemena | Shoulder | Non-coincident | 2033 | POE50 | Operational-demand | -14.9157 | NA
VIC | WMTS66J | West Melbourne (Jemena) 66 kV | Jemena | Shoulder | Non-coincident | 2033 | POE90 | Operational-demand | -15.9137 | NA
VIC | WMTS66J | West Melbourne (Jemena) 66 kV | Jemena | Shoulder | Coincident_unreconciled | 2034 | POE50 | Operational-demand | -16.118 | NA
VIC | WMTS66J | West Melbourne (Jemena) 66 kV | Jemena | Shoulder | Coincident_unreconciled | 2034 | POE90 | Operational-demand | -17.0656 | NA
VIC | WMTS66J | West Melbourne (Jemena) 66 kV | Jemena | Shoulder | Non-coincident | 2034 | POE50 | Operational-demand | -17.0818 | NA
VIC | WMTS66J | West Melbourne (Jemena) 66 kV | Jemena | Shoulder | Non-coincident | 2034 | POE90 | Operational-demand | -18.0861 | NA
VIC | WMTS66J | West Melbourne (Jemena) 66 kV | Jemena | Shoulder | Coincident_unreconciled | 2035 | POE50 | Operational-demand | -18.249 | NA
VIC | WMTS66J | West Melbourne (Jemena) 66 kV | Jemena | Shoulder | Coincident_unreconciled | 2035 | POE90 | Operational-demand | -19.2026 | NA
VIC | WMTS66J | West Melbourne (Jemena) 66 kV | Jemena | Shoulder | Non-coincident | 2035 | POE50 | Operational-demand | -19.3403 | NA
VIC | WMTS66J | West Melbourne (Jemena) 66 kV | Jemena | Shoulder | Non-coincident | 2035 | POE90 | Operational-demand | -20.351 | NA
VIC | WMTS66J | West Melbourne (Jemena) 66 kV | Jemena | Summer | Coincident | 2019 | ACTUAL_OPG | Operational-demand | 18.0081 | 59.6384
VIC | WMTS66J | West Melbourne (Jemena) 66 kV | Jemena | Summer | Coincident | 2019 | ACTUAL_RAW | Operational-demand | 18.0081 | 59.6384
VIC | WMTS66J | West Melbourne (Jemena) 66 kV | Jemena | Summer | Non-coincident | 2019 | ACTUAL_RAW | Operational-demand | 16.0575 | 63.8008
VIC | WMTS66J | West Melbourne (Jemena) 66 kV | Jemena | Summer | Non-coincident | 2019 | ACTUAL_OPG | Operational-demand | 16.0575 | 63.8008
VIC | WMTS66J | West Melbourne (Jemena) 66 kV | Jemena | Summer | Non-coincident | 2019 | ACTUAL_ADJUSTEDOPG | Operational-demand | 16.0575 | 63.8008
VIC | WMTS66J | West Melbourne (Jemena) 66 kV | Jemena | Summer | Coincident | 2020 | ACTUAL_OPG | Operational-demand | 20.5718 | 61.963
VIC | WMTS66J | West Melbourne (Jemena) 66 kV | Jemena | Summer | Coincident | 2020 | ACTUAL_RAW | Operational-demand | 20.5718 | 61.963
VIC | WMTS66J | West Melbourne (Jemena) 66 kV | Jemena | Summer | Non-coincident | 2020 | ACTUAL_RAW | Operational-demand | 15.2893 | 61.963
VIC | WMTS66J | West Melbourne (Jemena) 66 kV | Jemena | Summer | Non-coincident | 2020 | ACTUAL_OPG | Operational-demand | 15.2893 | 61.963
VIC | WMTS66J | West Melbourne (Jemena) 66 kV | Jemena | Summer | Non-coincident | 2020 | ACTUAL_ADJUSTEDOPG | Operational-demand | 15.2893 | 61.963
VIC | WMTS66J | West Melbourne (Jemena) 66 kV | Jemena | Summer | Coincident | 2021 | ACTUAL_OPG | Operational-demand | 15.535 | 49.6784
VIC | WMTS66J | West Melbourne (Jemena) 66 kV | Jemena | Summer | Coincident | 2021 | ACTUAL_RAW | Operational-demand | 15.535 | 49.6784
VIC | WMTS66J | West Melbourne (Jemena) 66 kV | Jemena | Summer | Non-coincident | 2021 | ACTUAL_RAW | Operational-demand | 15.3892 | 55.1255
VIC | WMTS66J | West Melbourne (Jemena) 66 kV | Jemena | Summer | Non-coincident | 2021 | ACTUAL_OPG | Operational-demand | 15.3892 | 55.1255
VIC | WMTS66J | West Melbourne (Jemena) 66 kV | Jemena | Summer | Non-coincident | 2021 | ACTUAL_ADJUSTEDOPG | Operational-demand | 15.3892 | 55.1255
VIC | WMTS66J | West Melbourne (Jemena) 66 kV | Jemena | Summer | Coincident | 2022 | ACTUAL_OPG | Operational-demand | 14.7085 | 50.467
VIC | WMTS66J | West Melbourne (Jemena) 66 kV | Jemena | Summer | Coincident | 2022 | ACTUAL_RAW | Operational-demand | 14.7085 | 50.467
VIC | WMTS66J | West Melbourne (Jemena) 66 kV | Jemena | Summer | Non-coincident | 2022 | ACTUAL_RAW | Operational-demand | 13.3842 | 51.0293
VIC | WMTS66J | West Melbourne (Jemena) 66 kV | Jemena | Summer | Non-coincident | 2022 | ACTUAL_OPG | Operational-demand | 13.3842 | 51.0293
VIC | WMTS66J | West Melbourne (Jemena) 66 kV | Jemena | Summer | Non-coincident | 2022 | ACTUAL_ADJUSTEDOPG | Operational-demand | 13.3842 | 51.0293
VIC | WMTS66J | West Melbourne (Jemena) 66 kV | Jemena | Summer | Coincident | 2023 | ACTUAL_OPG | Operational-demand | 22.7383 | 70.1573
VIC | WMTS66J | West Melbourne (Jemena) 66 kV | Jemena | Summer | Coincident | 2023 | ACTUAL_RAW | Operational-demand | 22.7383 | 70.1573
VIC | WMTS66J | West Melbourne (Jemena) 66 kV | Jemena | Summer | Non-coincident | 2023 | ACTUAL_RAW | Operational-demand | 20.1581 | 75.7244
VIC | WMTS66J | West Melbourne (Jemena) 66 kV | Jemena | Summer | Non-coincident | 2023 | ACTUAL_OPG | Operational-demand | 20.1581 | 75.7244
VIC | WMTS66J | West Melbourne (Jemena) 66 kV | Jemena | Summer | Non-coincident | 2023 | ACTUAL_ADJUSTEDOPG | Operational-demand | 20.1581 | 57.2635
VIC | WMTS66J | West Melbourne (Jemena) 66 kV | Jemena | Summer | Coincident | 2024 | ACTUAL_OPG | Operational-demand | 21.284 | 80.7943
VIC | WMTS66J | West Melbourne (Jemena) 66 kV | Jemena | Summer | Coincident | 2024 | ACTUAL_RAW | Operational-demand | 21.284 | 80.7943
VIC | WMTS66J | West Melbourne (Jemena) 66 kV | Jemena | Summer | Non-coincident | 2024 | ACTUAL_RAW | Operational-demand | 21.2449 | 80.8325
VIC | WMTS66J | West Melbourne (Jemena) 66 kV | Jemena | Summer | Non-coincident | 2024 | ACTUAL_OPG | Operational-demand | 21.2449 | 80.8325
VIC | WMTS66J | West Melbourne (Jemena) 66 kV | Jemena | Summer | Non-coincident | 2024 | ACTUAL_ADJUSTEDOPG | Operational-demand | 21.2449 | 80.8325
VIC | WMTS66J | West Melbourne (Jemena) 66 kV | Jemena | Summer | Coincident | 2025 | ACTUAL_OPG | Operational-demand | 23.3152 | 85.5825
VIC | WMTS66J | West Melbourne (Jemena) 66 kV | Jemena | Summer | Coincident | 2025 | ACTUAL_RAW | Operational-demand | 23.3152 | 85.5825
VIC | WMTS66J | West Melbourne (Jemena) 66 kV | Jemena | Summer | Non-coincident | 2025 | ACTUAL_RAW | Operational-demand | 23.3152 | 85.5825
VIC | WMTS66J | West Melbourne (Jemena) 66 kV | Jemena | Summer | Non-coincident | 2025 | ACTUAL_OPG | Operational-demand | 23.3152 | 85.5825
VIC | WMTS66J | West Melbourne (Jemena) 66 kV | Jemena | Summer | Non-coincident | 2025 | ACTUAL_ADJUSTEDOPG | Operational-demand | 23.3152 | 85.5825
VIC | WMTS66J | West Melbourne (Jemena) 66 kV | Jemena | Summer | Non-coincident | 2025 | BASEYEARPOE90 | Operational-demand | 9.2163 | NA
VIC | WMTS66J | West Melbourne (Jemena) 66 kV | Jemena | Summer | Non-coincident | 2025 | BASEYEARPOE50 | Operational-demand | 10.3752 | 72.6153
VIC | WMTS66J | West Melbourne (Jemena) 66 kV | Jemena | Summer | Coincident_unreconciled | 2026 | POE50 | Operational-demand | 7.9304 | NA
VIC | WMTS66J | West Melbourne (Jemena) 66 kV | Jemena | Summer | Coincident_unreconciled | 2026 | POE90 | Operational-demand | 7.0914 | NA
VIC | WMTS66J | West Melbourne (Jemena) 66 kV | Jemena | Summer | Non-coincident | 2026 | POE50 | Operational-demand | 7.9231 | 73.7214
VIC | WMTS66J | West Melbourne (Jemena) 66 kV | Jemena | Summer | Non-coincident | 2026 | POE90 | Operational-demand | 6.7794 | NA
VIC | WMTS66J | West Melbourne (Jemena) 66 kV | Jemena | Summer | Coincident_unreconciled | 2027 | POE50 | Operational-demand | 3.7131 | NA
VIC | WMTS66J | West Melbourne (Jemena) 66 kV | Jemena | Summer | Coincident_unreconciled | 2027 | POE90 | Operational-demand | 2.8678 | NA
VIC | WMTS66J | West Melbourne (Jemena) 66 kV | Jemena | Summer | Non-coincident | 2027 | POE50 | Operational-demand | 3.7097 | 143.3322
VIC | WMTS66J | West Melbourne (Jemena) 66 kV | Jemena | Summer | Non-coincident | 2027 | POE90 | Operational-demand | 2.8652 | NA
VIC | WMTS66J | West Melbourne (Jemena) 66 kV | Jemena | Summer | Coincident_unreconciled | 2028 | POE50 | Operational-demand | -0.28149 | NA
VIC | WMTS66J | West Melbourne (Jemena) 66 kV | Jemena | Summer | Coincident_unreconciled | 2028 | POE90 | Operational-demand | -1.1311 | NA
VIC | WMTS66J | West Melbourne (Jemena) 66 kV | Jemena | Summer | Non-coincident | 2028 | POE50 | Operational-demand | -0.28175 | 145.0471
VIC | WMTS66J | West Melbourne (Jemena) 66 kV | Jemena | Summer | Non-coincident | 2028 | POE90 | Operational-demand | -1.1321 | NA
VIC | WMTS66J | West Melbourne (Jemena) 66 kV | Jemena | Summer | Coincident_unreconciled | 2029 | POE50 | Operational-demand | -3.9734 | NA
VIC | WMTS66J | West Melbourne (Jemena) 66 kV | Jemena | Summer | Coincident_unreconciled | 2029 | POE90 | Operational-demand | -4.8288 | NA
VIC | WMTS66J | West Melbourne (Jemena) 66 kV | Jemena | Summer | Non-coincident | 2029 | POE50 | Operational-demand | -3.9771 | 147.5984
VIC | WMTS66J | West Melbourne (Jemena) 66 kV | Jemena | Summer | Non-coincident | 2029 | POE90 | Operational-demand | -4.8332 | NA
VIC | WMTS66J | West Melbourne (Jemena) 66 kV | Jemena | Summer | Coincident_unreconciled | 2030 | POE50 | Operational-demand | -7.4906 | NA
VIC | WMTS66J | West Melbourne (Jemena) 66 kV | Jemena | Summer | Coincident_unreconciled | 2030 | POE90 | Operational-demand | -8.3517 | NA
VIC | WMTS66J | West Melbourne (Jemena) 66 kV | Jemena | Summer | Non-coincident | 2030 | POE50 | Operational-demand | -7.4975 | 150.8015
VIC | WMTS66J | West Melbourne (Jemena) 66 kV | Jemena | Summer | Non-coincident | 2030 | POE90 | Operational-demand | -8.3594 | NA
VIC | WMTS66J | West Melbourne (Jemena) 66 kV | Jemena | Summer | Coincident_unreconciled | 2031 | POE50 | Operational-demand | -10.9451 | NA
VIC | WMTS66J | West Melbourne (Jemena) 66 kV | Jemena | Summer | Coincident_unreconciled | 2031 | POE90 | Operational-demand | -11.812 | NA
VIC | WMTS66J | West Melbourne (Jemena) 66 kV | Jemena | Summer | Non-coincident | 2031 | POE50 | Operational-demand | -10.9551 | 154.5175
VIC | WMTS66J | West Melbourne (Jemena) 66 kV | Jemena | Summer | Non-coincident | 2031 | POE90 | Operational-demand | -11.8229 | NA
VIC | WMTS66J | West Melbourne (Jemena) 66 kV | Jemena | Summer | Coincident_unreconciled | 2032 | POE50 | Operational-demand | -13.7778 | NA
VIC | WMTS66J | West Melbourne (Jemena) 66 kV | Jemena | Summer | Coincident_unreconciled | 2032 | POE90 | Operational-demand | -14.6507 | NA
VIC | WMTS66J | West Melbourne (Jemena) 66 kV | Jemena | Summer | Non-coincident | 2032 | POE50 | Operational-demand | -13.7905 | 164.9487
VIC | WMTS66J | West Melbourne (Jemena) 66 kV | Jemena | Summer | Non-coincident | 2032 | POE90 | Operational-demand | -14.6642 | NA
VIC | WMTS66J | West Melbourne (Jemena) 66 kV | Jemena | Summer | Coincident_unreconciled | 2033 | POE50 | Operational-demand | -16.1092 | NA
VIC | WMTS66J | West Melbourne (Jemena) 66 kV | Jemena | Summer | Coincident_unreconciled | 2033 | POE90 | Operational-demand | -16.9882 | NA
VIC | WMTS66J | West Melbourne (Jemena) 66 kV | Jemena | Summer | Non-coincident | 2033 | POE50 | Operational-demand | -16.1241 | 171.9339
VIC | WMTS66J | West Melbourne (Jemena) 66 kV | Jemena | Summer | Non-coincident | 2033 | POE90 | Operational-demand | -17.0038 | NA
VIC | WMTS66J | West Melbourne (Jemena) 66 kV | Jemena | Summer | Coincident_unreconciled | 2034 | POE50 | Operational-demand | -18.3302 | NA
VIC | WMTS66J | West Melbourne (Jemena) 66 kV | Jemena | Summer | Coincident_unreconciled | 2034 | POE90 | Operational-demand | -19.2151 | NA
VIC | WMTS66J | West Melbourne (Jemena) 66 kV | Jemena | Summer | Non-coincident | 2034 | POE50 | Operational-demand | -18.3471 | 172.5046
VIC | WMTS66J | West Melbourne (Jemena) 66 kV | Jemena | Summer | Non-coincident | 2034 | POE90 | Operational-demand | -19.2328 | NA
VIC | WMTS66J | West Melbourne (Jemena) 66 kV | Jemena | Summer | Coincident_unreconciled | 2035 | POE50 | Operational-demand | -20.6518 | NA
VIC | WMTS66J | West Melbourne (Jemena) 66 kV | Jemena | Summer | Coincident_unreconciled | 2035 | POE90 | Operational-demand | -21.5427 | NA
VIC | WMTS66J | West Melbourne (Jemena) 66 kV | Jemena | Summer | Non-coincident | 2035 | POE50 | Operational-demand | -20.6708 | 173.0668
VIC | WMTS66J | West Melbourne (Jemena) 66 kV | Jemena | Summer | Non-coincident | 2035 | POE90 | Operational-demand | -21.5625 | NA
VIC | WMTS66J | West Melbourne (Jemena) 66 kV | Jemena | Summer | Non-coincident | 2025 | BASEYEARPOE10 | Operational-demand | NA | 82.3117
VIC | WMTS66J | West Melbourne (Jemena) 66 kV | Jemena | Summer | Coincident | 2026 | POE10 | Operational-demand | NA | 75.9529
VIC | WMTS66J | West Melbourne (Jemena) 66 kV | Jemena | Summer | Coincident | 2026 | POE50 | Operational-demand | NA | 69.7916
VIC | WMTS66J | West Melbourne (Jemena) 66 kV | Jemena | Summer | Non-coincident | 2026 | POE10 | Operational-demand | NA | 82.6971
VIC | WMTS66J | West Melbourne (Jemena) 66 kV | Jemena | Summer | Coincident | 2027 | POE10 | Operational-demand | NA | 136.264
VIC | WMTS66J | West Melbourne (Jemena) 66 kV | Jemena | Summer | Coincident | 2027 | POE50 | Operational-demand | NA | 131.2248
VIC | WMTS66J | West Melbourne (Jemena) 66 kV | Jemena | Summer | Non-coincident | 2027 | POE10 | Operational-demand | NA | 152.3759
VIC | WMTS66J | West Melbourne (Jemena) 66 kV | Jemena | Summer | Coincident | 2028 | POE10 | Operational-demand | NA | 134.5449
VIC | WMTS66J | West Melbourne (Jemena) 66 kV | Jemena | Summer | Coincident | 2028 | POE50 | Operational-demand | NA | 128.6382
VIC | WMTS66J | West Melbourne (Jemena) 66 kV | Jemena | Summer | Non-coincident | 2028 | POE10 | Operational-demand | NA | 154.1538
VIC | WMTS66J | West Melbourne (Jemena) 66 kV | Jemena | Summer | Coincident | 2029 | POE10 | Operational-demand | NA | 134.3853
VIC | WMTS66J | West Melbourne (Jemena) 66 kV | Jemena | Summer | Coincident | 2029 | POE50 | Operational-demand | NA | 128.646
VIC | WMTS66J | West Melbourne (Jemena) 66 kV | Jemena | Summer | Non-coincident | 2029 | POE10 | Operational-demand | NA | 156.7681
VIC | WMTS66J | West Melbourne (Jemena) 66 kV | Jemena | Summer | Coincident | 2030 | POE10 | Operational-demand | NA | 135.1674
VIC | WMTS66J | West Melbourne (Jemena) 66 kV | Jemena | Summer | Coincident | 2030 | POE50 | Operational-demand | NA | 129.1015
VIC | WMTS66J | West Melbourne (Jemena) 66 kV | Jemena | Summer | Non-coincident | 2030 | POE10 | Operational-demand | NA | 160.0342
VIC | WMTS66J | West Melbourne (Jemena) 66 kV | Jemena | Summer | Coincident | 2031 | POE10 | Operational-demand | NA | 134.8494
VIC | WMTS66J | West Melbourne (Jemena) 66 kV | Jemena | Summer | Coincident | 2031 | POE50 | Operational-demand | NA | 129.5518
VIC | WMTS66J | West Melbourne (Jemena) 66 kV | Jemena | Summer | Non-coincident | 2031 | POE10 | Operational-demand | NA | 163.8132
VIC | WMTS66J | West Melbourne (Jemena) 66 kV | Jemena | Summer | Coincident | 2032 | POE10 | Operational-demand | NA | 139.2033
VIC | WMTS66J | West Melbourne (Jemena) 66 kV | Jemena | Summer | Coincident | 2032 | POE50 | Operational-demand | NA | 133.8939
VIC | WMTS66J | West Melbourne (Jemena) 66 kV | Jemena | Summer | Non-coincident | 2032 | POE10 | Operational-demand | NA | 174.3086
VIC | WMTS66J | West Melbourne (Jemena) 66 kV | Jemena | Summer | Coincident | 2033 | POE10 | Operational-demand | NA | 141.4415
VIC | WMTS66J | West Melbourne (Jemena) 66 kV | Jemena | Summer | Coincident | 2033 | POE50 | Operational-demand | NA | 135.0201
VIC | WMTS66J | West Melbourne (Jemena) 66 kV | Jemena | Summer | Non-coincident | 2033 | POE10 | Operational-demand | NA | 181.3587
VIC | WMTS66J | West Melbourne (Jemena) 66 kV | Jemena | Summer | Coincident | 2034 | POE10 | Operational-demand | NA | 140.464
VIC | WMTS66J | West Melbourne (Jemena) 66 kV | Jemena | Summer | Coincident | 2034 | POE50 | Operational-demand | NA | 134.193
VIC | WMTS66J | West Melbourne (Jemena) 66 kV | Jemena | Summer | Non-coincident | 2034 | POE10 | Operational-demand | NA | 181.9945
VIC | WMTS66J | West Melbourne (Jemena) 66 kV | Jemena | Summer | Coincident | 2035 | POE10 | Operational-demand | NA | 140.0807
VIC | WMTS66J | West Melbourne (Jemena) 66 kV | Jemena | Summer | Coincident | 2035 | POE50 | Operational-demand | NA | 133.8145
VIC | WMTS66J | West Melbourne (Jemena) 66 kV | Jemena | Summer | Non-coincident | 2035 | POE10 | Operational-demand | NA | 182.6216
VIC | WMTS66J | West Melbourne (Jemena) 66 kV | Jemena | Winter | Coincident | 2018 | ACTUAL_OPG | Operational-demand | NA | 51.6687
VIC | WMTS66J | West Melbourne (Jemena) 66 kV | Jemena | Winter | Coincident | 2018 | ACTUAL_RAW | Operational-demand | NA | 51.6687
VIC | WMTS66J | West Melbourne (Jemena) 66 kV | Jemena | Winter | Non-coincident | 2018 | ACTUAL_RAW | Operational-demand | NA | 55.8685
VIC | WMTS66J | West Melbourne (Jemena) 66 kV | Jemena | Winter | Non-coincident | 2018 | ACTUAL_OPG | Operational-demand | NA | 55.8685
VIC | WMTS66J | West Melbourne (Jemena) 66 kV | Jemena | Winter | Non-coincident | 2018 | ACTUAL_ADJUSTEDOPG | Operational-demand | NA | 55.8685
VIC | WMTS66J | West Melbourne (Jemena) 66 kV | Jemena | Winter | Coincident | 2019 | ACTUAL_OPG | Operational-demand | NA | 51.7244
VIC | WMTS66J | West Melbourne (Jemena) 66 kV | Jemena | Winter | Coincident | 2019 | ACTUAL_RAW | Operational-demand | NA | 51.7244
VIC | WMTS66J | West Melbourne (Jemena) 66 kV | Jemena | Winter | Non-coincident | 2019 | ACTUAL_RAW | Operational-demand | NA | 55.2159
VIC | WMTS66J | West Melbourne (Jemena) 66 kV | Jemena | Winter | Non-coincident | 2019 | ACTUAL_OPG | Operational-demand | NA | 55.2159
VIC | WMTS66J | West Melbourne (Jemena) 66 kV | Jemena | Winter | Non-coincident | 2019 | ACTUAL_ADJUSTEDOPG | Operational-demand | NA | 55.2159
VIC | WMTS66J | West Melbourne (Jemena) 66 kV | Jemena | Winter | Coincident | 2020 | ACTUAL_OPG | Operational-demand | NA | 55.5892
VIC | WMTS66J | West Melbourne (Jemena) 66 kV | Jemena | Winter | Coincident | 2020 | ACTUAL_RAW | Operational-demand | NA | 55.5892
VIC | WMTS66J | West Melbourne (Jemena) 66 kV | Jemena | Winter | Non-coincident | 2020 | ACTUAL_RAW | Operational-demand | NA | 56.2818
VIC | WMTS66J | West Melbourne (Jemena) 66 kV | Jemena | Winter | Non-coincident | 2020 | ACTUAL_OPG | Operational-demand | NA | 56.2818
VIC | WMTS66J | West Melbourne (Jemena) 66 kV | Jemena | Winter | Non-coincident | 2020 | ACTUAL_ADJUSTEDOPG | Operational-demand | NA | 56.2818
VIC | WMTS66J | West Melbourne (Jemena) 66 kV | Jemena | Winter | Coincident | 2021 | ACTUAL_OPG | Operational-demand | NA | 44.2163
VIC | WMTS66J | West Melbourne (Jemena) 66 kV | Jemena | Winter | Coincident | 2021 | ACTUAL_RAW | Operational-demand | NA | 44.2163
VIC | WMTS66J | West Melbourne (Jemena) 66 kV | Jemena | Winter | Non-coincident | 2021 | ACTUAL_RAW | Operational-demand | NA | 44.3489
VIC | WMTS66J | West Melbourne (Jemena) 66 kV | Jemena | Winter | Non-coincident | 2021 | ACTUAL_OPG | Operational-demand | NA | 44.3489
VIC | WMTS66J | West Melbourne (Jemena) 66 kV | Jemena | Winter | Non-coincident | 2021 | ACTUAL_ADJUSTEDOPG | Operational-demand | NA | 44.3489
VIC | WMTS66J | West Melbourne (Jemena) 66 kV | Jemena | Winter | Coincident | 2022 | ACTUAL_OPG | Operational-demand | NA | 60.9466
VIC | WMTS66J | West Melbourne (Jemena) 66 kV | Jemena | Winter | Coincident | 2022 | ACTUAL_RAW | Operational-demand | NA | 60.9466
VIC | WMTS66J | West Melbourne (Jemena) 66 kV | Jemena | Winter | Non-coincident | 2022 | ACTUAL_RAW | Operational-demand | NA | 62.9324
VIC | WMTS66J | West Melbourne (Jemena) 66 kV | Jemena | Winter | Non-coincident | 2022 | ACTUAL_OPG | Operational-demand | NA | 62.9324
VIC | WMTS66J | West Melbourne (Jemena) 66 kV | Jemena | Winter | Non-coincident | 2022 | ACTUAL_ADJUSTEDOPG | Operational-demand | NA | 62.9324
VIC | WMTS66J | West Melbourne (Jemena) 66 kV | Jemena | Winter | Coincident | 2023 | ACTUAL_OPG | Operational-demand | NA | 61.8011
VIC | WMTS66J | West Melbourne (Jemena) 66 kV | Jemena | Winter | Coincident | 2023 | ACTUAL_RAW | Operational-demand | NA | 61.8011
VIC | WMTS66J | West Melbourne (Jemena) 66 kV | Jemena | Winter | Non-coincident | 2023 | ACTUAL_RAW | Operational-demand | NA | 65.0878
VIC | WMTS66J | West Melbourne (Jemena) 66 kV | Jemena | Winter | Non-coincident | 2023 | ACTUAL_OPG | Operational-demand | NA | 65.0878
VIC | WMTS66J | West Melbourne (Jemena) 66 kV | Jemena | Winter | Non-coincident | 2023 | ACTUAL_ADJUSTEDOPG | Operational-demand | NA | 65.0878
VIC | WMTS66J | West Melbourne (Jemena) 66 kV | Jemena | Winter | Coincident | 2024 | ACTUAL_OPG | Operational-demand | NA | 67.9721
VIC | WMTS66J | West Melbourne (Jemena) 66 kV | Jemena | Winter | Coincident | 2024 | ACTUAL_RAW | Operational-demand | NA | 67.9721
VIC | WMTS66J | West Melbourne (Jemena) 66 kV | Jemena | Winter | Non-coincident | 2024 | ACTUAL_RAW | Operational-demand | NA | 71.4181
VIC | WMTS66J | West Melbourne (Jemena) 66 kV | Jemena | Winter | Non-coincident | 2024 | ACTUAL_OPG | Operational-demand | NA | 71.4181
VIC | WMTS66J | West Melbourne (Jemena) 66 kV | Jemena | Winter | Non-coincident | 2024 | ACTUAL_ADJUSTEDOPG | Operational-demand | NA | 71.4181
VIC | WMTS66J | West Melbourne (Jemena) 66 kV | Jemena | Winter | Coincident | 2025 | POE10 | Operational-demand | NA | 56.7327
VIC | WMTS66J | West Melbourne (Jemena) 66 kV | Jemena | Winter | Coincident | 2025 | POE50 | Operational-demand | NA | 55.7131
VIC | WMTS66J | West Melbourne (Jemena) 66 kV | Jemena | Winter | Non-coincident | 2025 | ACTUAL_RAW | Operational-demand | NA | 77.3663
VIC | WMTS66J | West Melbourne (Jemena) 66 kV | Jemena | Winter | Non-coincident | 2025 | ACTUAL_ADJUSTEDOPG | Operational-demand | NA | 77.3663
VIC | WMTS66J | West Melbourne (Jemena) 66 kV | Jemena | Winter | Non-coincident | 2025 | BASEYEARPOE50 | Operational-demand | NA | 59.6315
VIC | WMTS66J | West Melbourne (Jemena) 66 kV | Jemena | Winter | Non-coincident | 2025 | BASEYEARPOE10 | Operational-demand | NA | 61.3015
VIC | WMTS66J | West Melbourne (Jemena) 66 kV | Jemena | Winter | Non-coincident | 2025 | POE10 | Operational-demand | NA | 61.5189
VIC | WMTS66J | West Melbourne (Jemena) 66 kV | Jemena | Winter | Non-coincident | 2025 | POE50 | Operational-demand | NA | 59.8989
VIC | WMTS66J | West Melbourne (Jemena) 66 kV | Jemena | Winter | Coincident | 2026 | POE10 | Operational-demand | NA | 54.7857
VIC | WMTS66J | West Melbourne (Jemena) 66 kV | Jemena | Winter | Coincident | 2026 | POE50 | Operational-demand | NA | 53.692
VIC | WMTS66J | West Melbourne (Jemena) 66 kV | Jemena | Winter | Non-coincident | 2026 | POE10 | Operational-demand | NA | 61.6607
VIC | WMTS66J | West Melbourne (Jemena) 66 kV | Jemena | Winter | Non-coincident | 2026 | POE50 | Operational-demand | NA | 60.0275
VIC | WMTS66J | West Melbourne (Jemena) 66 kV | Jemena | Winter | Coincident | 2027 | POE10 | Operational-demand | NA | 112.6942
VIC | WMTS66J | West Melbourne (Jemena) 66 kV | Jemena | Winter | Coincident | 2027 | POE50 | Operational-demand | NA | 111.7458
VIC | WMTS66J | West Melbourne (Jemena) 66 kV | Jemena | Winter | Non-coincident | 2027 | POE10 | Operational-demand | NA | 131.6405
VIC | WMTS66J | West Melbourne (Jemena) 66 kV | Jemena | Winter | Non-coincident | 2027 | POE50 | Operational-demand | NA | 129.9959
VIC | WMTS66J | West Melbourne (Jemena) 66 kV | Jemena | Winter | Coincident | 2028 | POE10 | Operational-demand | NA | 112.2885
VIC | WMTS66J | West Melbourne (Jemena) 66 kV | Jemena | Winter | Coincident | 2028 | POE50 | Operational-demand | NA | 111.4443
VIC | WMTS66J | West Melbourne (Jemena) 66 kV | Jemena | Winter | Non-coincident | 2028 | POE10 | Operational-demand | NA | 133.7422
VIC | WMTS66J | West Melbourne (Jemena) 66 kV | Jemena | Winter | Non-coincident | 2028 | POE50 | Operational-demand | NA | 132.0863
VIC | WMTS66J | West Melbourne (Jemena) 66 kV | Jemena | Winter | Coincident | 2029 | POE10 | Operational-demand | NA | 113.3449
VIC | WMTS66J | West Melbourne (Jemena) 66 kV | Jemena | Winter | Coincident | 2029 | POE50 | Operational-demand | NA | 112.5521
VIC | WMTS66J | West Melbourne (Jemena) 66 kV | Jemena | Winter | Non-coincident | 2029 | POE10 | Operational-demand | NA | 136.6682
VIC | WMTS66J | West Melbourne (Jemena) 66 kV | Jemena | Winter | Non-coincident | 2029 | POE50 | Operational-demand | NA | 135.0009
VIC | WMTS66J | West Melbourne (Jemena) 66 kV | Jemena | Winter | Coincident | 2030 | POE10 | Operational-demand | NA | 114.6469
VIC | WMTS66J | West Melbourne (Jemena) 66 kV | Jemena | Winter | Coincident | 2030 | POE50 | Operational-demand | NA | 113.8457
VIC | WMTS66J | West Melbourne (Jemena) 66 kV | Jemena | Winter | Non-coincident | 2030 | POE10 | Operational-demand | NA | 140.1772
VIC | WMTS66J | West Melbourne (Jemena) 66 kV | Jemena | Winter | Non-coincident | 2030 | POE50 | Operational-demand | NA | 138.4986
VIC | WMTS66J | West Melbourne (Jemena) 66 kV | Jemena | Winter | Coincident | 2031 | POE10 | Operational-demand | NA | 116.4766
VIC | WMTS66J | West Melbourne (Jemena) 66 kV | Jemena | Winter | Coincident | 2031 | POE50 | Operational-demand | NA | 115.6964
VIC | WMTS66J | West Melbourne (Jemena) 66 kV | Jemena | Winter | Non-coincident | 2031 | POE10 | Operational-demand | NA | 144.1861
VIC | WMTS66J | West Melbourne (Jemena) 66 kV | Jemena | Winter | Non-coincident | 2031 | POE50 | Operational-demand | NA | 142.4961
VIC | WMTS66J | West Melbourne (Jemena) 66 kV | Jemena | Winter | Coincident | 2032 | POE10 | Operational-demand | NA | 122.5246
VIC | WMTS66J | West Melbourne (Jemena) 66 kV | Jemena | Winter | Coincident | 2032 | POE50 | Operational-demand | NA | 121.5633
VIC | WMTS66J | West Melbourne (Jemena) 66 kV | Jemena | Winter | Non-coincident | 2032 | POE10 | Operational-demand | NA | 154.8469
VIC | WMTS66J | West Melbourne (Jemena) 66 kV | Jemena | Winter | Non-coincident | 2032 | POE50 | Operational-demand | NA | 153.1452
VIC | WMTS66J | West Melbourne (Jemena) 66 kV | Jemena | Winter | Coincident | 2033 | POE10 | Operational-demand | NA | 124.985
VIC | WMTS66J | West Melbourne (Jemena) 66 kV | Jemena | Winter | Coincident | 2033 | POE50 | Operational-demand | NA | 124.0704
VIC | WMTS66J | West Melbourne (Jemena) 66 kV | Jemena | Winter | Non-coincident | 2033 | POE10 | Operational-demand | NA | 161.9904
VIC | WMTS66J | West Melbourne (Jemena) 66 kV | Jemena | Winter | Non-coincident | 2033 | POE50 | Operational-demand | NA | 160.277
VIC | WMTS66J | West Melbourne (Jemena) 66 kV | Jemena | Winter | Coincident | 2034 | POE10 | Operational-demand | NA | 124.6009
VIC | WMTS66J | West Melbourne (Jemena) 66 kV | Jemena | Winter | Coincident | 2034 | POE50 | Operational-demand | NA | 123.7524
VIC | WMTS66J | West Melbourne (Jemena) 66 kV | Jemena | Winter | Non-coincident | 2034 | POE10 | Operational-demand | NA | 162.6995
VIC | WMTS66J | West Melbourne (Jemena) 66 kV | Jemena | Winter | Non-coincident | 2034 | POE50 | Operational-demand | NA | 160.9743
VIC | WOTS22 | Wodonga (AusNet) 22 kV | AusNet | Shoulder | Coincident | 2019 | ACTUAL_OPG | Operational-demand | 11.3439 | NA
VIC | WOTS22 | Wodonga (AusNet) 22 kV | AusNet | Shoulder | Coincident | 2019 | ACTUAL_RAW | Operational-demand | 11.3439 | NA
VIC | WOTS22 | Wodonga (AusNet) 22 kV | AusNet | Shoulder | Non-coincident | 2019 | ACTUAL_RAW | Operational-demand | 3.8236 | NA
VIC | WOTS22 | Wodonga (AusNet) 22 kV | AusNet | Shoulder | Non-coincident | 2019 | ACTUAL_OPG | Operational-demand | 3.8236 | NA
VIC | WOTS22 | Wodonga (AusNet) 22 kV | AusNet | Shoulder | Non-coincident | 2019 | ACTUAL_ADJUSTEDOPG | Operational-demand | 3.8236 | NA
VIC | WOTS22 | Wodonga (AusNet) 22 kV | AusNet | Shoulder | Coincident | 2020 | ACTUAL_OPG | Operational-demand | 3.6846 | NA
VIC | WOTS22 | Wodonga (AusNet) 22 kV | AusNet | Shoulder | Coincident | 2020 | ACTUAL_RAW | Operational-demand | 3.6846 | NA
VIC | WOTS22 | Wodonga (AusNet) 22 kV | AusNet | Shoulder | Non-coincident | 2020 | ACTUAL_RAW | Operational-demand | 1.8681 | NA
VIC | WOTS22 | Wodonga (AusNet) 22 kV | AusNet | Shoulder | Non-coincident | 2020 | ACTUAL_OPG | Operational-demand | 1.8681 | NA
VIC | WOTS22 | Wodonga (AusNet) 22 kV | AusNet | Shoulder | Non-coincident | 2020 | ACTUAL_ADJUSTEDOPG | Operational-demand | 1.8681 | NA
VIC | WOTS22 | Wodonga (AusNet) 22 kV | AusNet | Shoulder | Coincident | 2021 | ACTUAL_OPG | Operational-demand | 2.9671 | NA
VIC | WOTS22 | Wodonga (AusNet) 22 kV | AusNet | Shoulder | Coincident | 2021 | ACTUAL_RAW | Operational-demand | 2.9671 | NA
VIC | WOTS22 | Wodonga (AusNet) 22 kV | AusNet | Shoulder | Non-coincident | 2021 | ACTUAL_RAW | Operational-demand | 0 | NA
VIC | WOTS22 | Wodonga (AusNet) 22 kV | AusNet | Shoulder | Non-coincident | 2021 | ACTUAL_OPG | Operational-demand | 0 | NA
VIC | WOTS22 | Wodonga (AusNet) 22 kV | AusNet | Shoulder | Non-coincident | 2021 | ACTUAL_ADJUSTEDOPG | Operational-demand | 0.00573 | NA
VIC | WOTS22 | Wodonga (AusNet) 22 kV | AusNet | Shoulder | Coincident | 2022 | ACTUAL_OPG | Operational-demand | -4.1159 | NA
VIC | WOTS22 | Wodonga (AusNet) 22 kV | AusNet | Shoulder | Coincident | 2022 | ACTUAL_RAW | Operational-demand | -4.1159 | NA
VIC | WOTS22 | Wodonga (AusNet) 22 kV | AusNet | Shoulder | Non-coincident | 2022 | ACTUAL_RAW | Operational-demand | -4.4783 | NA
VIC | WOTS22 | Wodonga (AusNet) 22 kV | AusNet | Shoulder | Non-coincident | 2022 | ACTUAL_OPG | Operational-demand | -4.4783 | NA
VIC | WOTS22 | Wodonga (AusNet) 22 kV | AusNet | Shoulder | Non-coincident | 2022 | ACTUAL_ADJUSTEDOPG | Operational-demand | -4.4783 | NA
VIC | WOTS22 | Wodonga (AusNet) 22 kV | AusNet | Shoulder | Coincident | 2023 | ACTUAL_OPG | Operational-demand | -0.76547 | NA
VIC | WOTS22 | Wodonga (AusNet) 22 kV | AusNet | Shoulder | Coincident | 2023 | ACTUAL_RAW | Operational-demand | -0.76547 | NA
VIC | WOTS22 | Wodonga (AusNet) 22 kV | AusNet | Shoulder | Non-coincident | 2023 | ACTUAL_RAW | Operational-demand | -5.7544 | NA
VIC | WOTS22 | Wodonga (AusNet) 22 kV | AusNet | Shoulder | Non-coincident | 2023 | ACTUAL_OPG | Operational-demand | -5.7544 | NA
VIC | WOTS22 | Wodonga (AusNet) 22 kV | AusNet | Shoulder | Non-coincident | 2023 | ACTUAL_ADJUSTEDOPG | Operational-demand | -5.7544 | NA
VIC | WOTS22 | Wodonga (AusNet) 22 kV | AusNet | Shoulder | Coincident | 2024 | ACTUAL_OPG | Operational-demand | -5.9626 | NA
VIC | WOTS22 | Wodonga (AusNet) 22 kV | AusNet | Shoulder | Coincident | 2024 | ACTUAL_RAW | Operational-demand | -5.9626 | NA
VIC | WOTS22 | Wodonga (AusNet) 22 kV | AusNet | Shoulder | Non-coincident | 2024 | ACTUAL_RAW | Operational-demand | -10.0755 | NA
VIC | WOTS22 | Wodonga (AusNet) 22 kV | AusNet | Shoulder | Non-coincident | 2024 | ACTUAL_OPG | Operational-demand | -10.0755 | NA
VIC | WOTS22 | Wodonga (AusNet) 22 kV | AusNet | Shoulder | Non-coincident | 2024 | ACTUAL_ADJUSTEDOPG | Operational-demand | -10.0755 | NA
VIC | WOTS22 | Wodonga (AusNet) 22 kV | AusNet | Shoulder | Coincident | 2025 | ACTUAL_OPG | Operational-demand | -11.3321 | NA
VIC | WOTS22 | Wodonga (AusNet) 22 kV | AusNet | Shoulder | Coincident | 2025 | ACTUAL_RAW | Operational-demand | -11.3321 | NA
VIC | WOTS22 | Wodonga (AusNet) 22 kV | AusNet | Shoulder | Non-coincident | 2025 | ACTUAL_RAW | Operational-demand | -11.3934 | NA
VIC | WOTS22 | Wodonga (AusNet) 22 kV | AusNet | Shoulder | Non-coincident | 2025 | ACTUAL_OPG | Operational-demand | -11.3934 | NA
VIC | WOTS22 | Wodonga (AusNet) 22 kV | AusNet | Shoulder | Non-coincident | 2025 | ACTUAL_ADJUSTEDOPG | Operational-demand | -11.3934 | NA
VIC | WOTS22 | Wodonga (AusNet) 22 kV | AusNet | Shoulder | Non-coincident | 2025 | BASEYEARPOE90 | Operational-demand | -18.0243 | NA
VIC | WOTS22 | Wodonga (AusNet) 22 kV | AusNet | Shoulder | Non-coincident | 2025 | BASEYEARPOE50 | Operational-demand | -17.0269 | NA
VIC | WOTS22 | Wodonga (AusNet) 22 kV | AusNet | Shoulder | Coincident_unreconciled | 2026 | POE50 | Operational-demand | -14.9615 | NA
VIC | WOTS22 | Wodonga (AusNet) 22 kV | AusNet | Shoulder | Coincident_unreconciled | 2026 | POE90 | Operational-demand | -15.5275 | NA
VIC | WOTS22 | Wodonga (AusNet) 22 kV | AusNet | Shoulder | Non-coincident | 2026 | POE50 | Operational-demand | -18.862 | NA
VIC | WOTS22 | Wodonga (AusNet) 22 kV | AusNet | Shoulder | Non-coincident | 2026 | POE90 | Operational-demand | -19.5757 | NA
VIC | WOTS22 | Wodonga (AusNet) 22 kV | AusNet | Shoulder | Coincident_unreconciled | 2027 | POE50 | Operational-demand | -16.3095 | NA
VIC | WOTS22 | Wodonga (AusNet) 22 kV | AusNet | Shoulder | Coincident_unreconciled | 2027 | POE90 | Operational-demand | -16.8777 | NA
VIC | WOTS22 | Wodonga (AusNet) 22 kV | AusNet | Shoulder | Non-coincident | 2027 | POE50 | Operational-demand | -20.5615 | NA
VIC | WOTS22 | Wodonga (AusNet) 22 kV | AusNet | Shoulder | Non-coincident | 2027 | POE90 | Operational-demand | -21.2778 | NA
VIC | WOTS22 | Wodonga (AusNet) 22 kV | AusNet | Shoulder | Coincident_unreconciled | 2028 | POE50 | Operational-demand | -18.0191 | NA
VIC | WOTS22 | Wodonga (AusNet) 22 kV | AusNet | Shoulder | Coincident_unreconciled | 2028 | POE90 | Operational-demand | -18.5895 | NA
VIC | WOTS22 | Wodonga (AusNet) 22 kV | AusNet | Shoulder | Non-coincident | 2028 | POE50 | Operational-demand | -22.7168 | NA
VIC | WOTS22 | Wodonga (AusNet) 22 kV | AusNet | Shoulder | Non-coincident | 2028 | POE90 | Operational-demand | -23.4359 | NA
VIC | WOTS22 | Wodonga (AusNet) 22 kV | AusNet | Shoulder | Coincident_unreconciled | 2029 | POE50 | Operational-demand | -19.623 | NA
VIC | WOTS22 | Wodonga (AusNet) 22 kV | AusNet | Shoulder | Coincident_unreconciled | 2029 | POE90 | Operational-demand | -20.1957 | NA
VIC | WOTS22 | Wodonga (AusNet) 22 kV | AusNet | Shoulder | Non-coincident | 2029 | POE50 | Operational-demand | -24.7388 | NA
VIC | WOTS22 | Wodonga (AusNet) 22 kV | AusNet | Shoulder | Non-coincident | 2029 | POE90 | Operational-demand | -25.4608 | NA
VIC | WOTS22 | Wodonga (AusNet) 22 kV | AusNet | Shoulder | Coincident_unreconciled | 2030 | POE50 | Operational-demand | -21.3621 | NA
VIC | WOTS22 | Wodonga (AusNet) 22 kV | AusNet | Shoulder | Coincident_unreconciled | 2030 | POE90 | Operational-demand | -21.937 | NA
VIC | WOTS22 | Wodonga (AusNet) 22 kV | AusNet | Shoulder | Non-coincident | 2030 | POE50 | Operational-demand | -26.9313 | NA
VIC | WOTS22 | Wodonga (AusNet) 22 kV | AusNet | Shoulder | Non-coincident | 2030 | POE90 | Operational-demand | -27.6561 | NA
VIC | WOTS22 | Wodonga (AusNet) 22 kV | AusNet | Shoulder | Coincident_unreconciled | 2031 | POE50 | Operational-demand | -23.4029 | NA
VIC | WOTS22 | Wodonga (AusNet) 22 kV | AusNet | Shoulder | Coincident_unreconciled | 2031 | POE90 | Operational-demand | -23.9801 | NA
VIC | WOTS22 | Wodonga (AusNet) 22 kV | AusNet | Shoulder | Non-coincident | 2031 | POE50 | Operational-demand | -29.5041 | NA
VIC | WOTS22 | Wodonga (AusNet) 22 kV | AusNet | Shoulder | Non-coincident | 2031 | POE90 | Operational-demand | -30.2319 | NA
VIC | WOTS22 | Wodonga (AusNet) 22 kV | AusNet | Shoulder | Coincident_unreconciled | 2032 | POE50 | Operational-demand | -24.8843 | NA
VIC | WOTS22 | Wodonga (AusNet) 22 kV | AusNet | Shoulder | Coincident_unreconciled | 2032 | POE90 | Operational-demand | -25.4637 | NA
VIC | WOTS22 | Wodonga (AusNet) 22 kV | AusNet | Shoulder | Non-coincident | 2032 | POE50 | Operational-demand | -31.3717 | NA
VIC | WOTS22 | Wodonga (AusNet) 22 kV | AusNet | Shoulder | Non-coincident | 2032 | POE90 | Operational-demand | -32.1022 | NA
VIC | WOTS22 | Wodonga (AusNet) 22 kV | AusNet | Shoulder | Coincident_unreconciled | 2033 | POE50 | Operational-demand | -25.8886 | NA
VIC | WOTS22 | Wodonga (AusNet) 22 kV | AusNet | Shoulder | Coincident_unreconciled | 2033 | POE90 | Operational-demand | -26.47 | NA
VIC | WOTS22 | Wodonga (AusNet) 22 kV | AusNet | Shoulder | Non-coincident | 2033 | POE50 | Operational-demand | -32.6379 | NA
VIC | WOTS22 | Wodonga (AusNet) 22 kV | AusNet | Shoulder | Non-coincident | 2033 | POE90 | Operational-demand | -33.3709 | NA
VIC | WOTS22 | Wodonga (AusNet) 22 kV | AusNet | Shoulder | Coincident_unreconciled | 2034 | POE50 | Operational-demand | -26.9843 | NA
VIC | WOTS22 | Wodonga (AusNet) 22 kV | AusNet | Shoulder | Coincident_unreconciled | 2034 | POE90 | Operational-demand | -27.5678 | NA
VIC | WOTS22 | Wodonga (AusNet) 22 kV | AusNet | Shoulder | Non-coincident | 2034 | POE50 | Operational-demand | -34.0193 | NA
VIC | WOTS22 | Wodonga (AusNet) 22 kV | AusNet | Shoulder | Non-coincident | 2034 | POE90 | Operational-demand | -34.7549 | NA
VIC | WOTS22 | Wodonga (AusNet) 22 kV | AusNet | Shoulder | Coincident_unreconciled | 2035 | POE50 | Operational-demand | -28.2957 | NA
VIC | WOTS22 | Wodonga (AusNet) 22 kV | AusNet | Shoulder | Coincident_unreconciled | 2035 | POE90 | Operational-demand | -28.8812 | NA
VIC | WOTS22 | Wodonga (AusNet) 22 kV | AusNet | Shoulder | Non-coincident | 2035 | POE50 | Operational-demand | -35.6725 | NA
VIC | WOTS22 | Wodonga (AusNet) 22 kV | AusNet | Shoulder | Non-coincident | 2035 | POE90 | Operational-demand | -36.4107 | NA
VIC | WOTS22 | Wodonga (AusNet) 22 kV | AusNet | Summer | Coincident | 2019 | ACTUAL_OPG | Operational-demand | 11.161 | 26.2091
VIC | WOTS22 | Wodonga (AusNet) 22 kV | AusNet | Summer | Coincident | 2019 | ACTUAL_RAW | Operational-demand | 11.161 | 26.2091
VIC | WOTS22 | Wodonga (AusNet) 22 kV | AusNet | Summer | Non-coincident | 2019 | ACTUAL_RAW | Operational-demand | 3.3794 | 37.0344
VIC | WOTS22 | Wodonga (AusNet) 22 kV | AusNet | Summer | Non-coincident | 2019 | ACTUAL_OPG | Operational-demand | 3.3794 | 37.0344
VIC | WOTS22 | Wodonga (AusNet) 22 kV | AusNet | Summer | Non-coincident | 2019 | ACTUAL_ADJUSTEDOPG | Operational-demand | 3.3794 | 37.0344
VIC | WOTS22 | Wodonga (AusNet) 22 kV | AusNet | Summer | Coincident | 2020 | ACTUAL_OPG | Operational-demand | 5.8985 | 31.9753
VIC | WOTS22 | Wodonga (AusNet) 22 kV | AusNet | Summer | Coincident | 2020 | ACTUAL_RAW | Operational-demand | 5.8985 | 31.9753
VIC | WOTS22 | Wodonga (AusNet) 22 kV | AusNet | Summer | Non-coincident | 2020 | ACTUAL_RAW | Operational-demand | 1.0154 | 35.8698
VIC | WOTS22 | Wodonga (AusNet) 22 kV | AusNet | Summer | Non-coincident | 2020 | ACTUAL_OPG | Operational-demand | 1.0154 | 35.8698
VIC | WOTS22 | Wodonga (AusNet) 22 kV | AusNet | Summer | Non-coincident | 2020 | ACTUAL_ADJUSTEDOPG | Operational-demand | 1.0154 | 35.8698
VIC | WOTS22 | Wodonga (AusNet) 22 kV | AusNet | Summer | Coincident | 2021 | ACTUAL_OPG | Operational-demand | -0.70107 | 28.2647
VIC | WOTS22 | Wodonga (AusNet) 22 kV | AusNet | Summer | Coincident | 2021 | ACTUAL_RAW | Operational-demand | -0.70107 | 28.2647
VIC | WOTS22 | Wodonga (AusNet) 22 kV | AusNet | Summer | Non-coincident | 2021 | ACTUAL_RAW | Operational-demand | -1.5905 | 31.6975
VIC | WOTS22 | Wodonga (AusNet) 22 kV | AusNet | Summer | Non-coincident | 2021 | ACTUAL_OPG | Operational-demand | -1.5905 | 31.6975
VIC | WOTS22 | Wodonga (AusNet) 22 kV | AusNet | Summer | Non-coincident | 2021 | ACTUAL_ADJUSTEDOPG | Operational-demand | -1.5905 | 31.6975
VIC | WOTS22 | Wodonga (AusNet) 22 kV | AusNet | Summer | Coincident | 2022 | ACTUAL_OPG | Operational-demand | -4.3773 | 25.495
VIC | WOTS22 | Wodonga (AusNet) 22 kV | AusNet | Summer | Coincident | 2022 | ACTUAL_RAW | Operational-demand | -4.3773 | 25.495
VIC | WOTS22 | Wodonga (AusNet) 22 kV | AusNet | Summer | Non-coincident | 2022 | ACTUAL_RAW | Operational-demand | -4.6669 | 29.659
VIC | WOTS22 | Wodonga (AusNet) 22 kV | AusNet | Summer | Non-coincident | 2022 | ACTUAL_OPG | Operational-demand | -4.6669 | 29.659
VIC | WOTS22 | Wodonga (AusNet) 22 kV | AusNet | Summer | Non-coincident | 2022 | ACTUAL_ADJUSTEDOPG | Operational-demand | -4.6669 | 29.659
VIC | WOTS22 | Wodonga (AusNet) 22 kV | AusNet | Summer | Coincident | 2023 | ACTUAL_OPG | Operational-demand | -6.6507 | 28.1921
VIC | WOTS22 | Wodonga (AusNet) 22 kV | AusNet | Summer | Coincident | 2023 | ACTUAL_RAW | Operational-demand | -6.6507 | 28.1921
VIC | WOTS22 | Wodonga (AusNet) 22 kV | AusNet | Summer | Non-coincident | 2023 | ACTUAL_RAW | Operational-demand | -14.693 | 31.1141
VIC | WOTS22 | Wodonga (AusNet) 22 kV | AusNet | Summer | Non-coincident | 2023 | ACTUAL_OPG | Operational-demand | -14.693 | 31.1141
VIC | WOTS22 | Wodonga (AusNet) 22 kV | AusNet | Summer | Non-coincident | 2023 | ACTUAL_ADJUSTEDOPG | Operational-demand | -8.5853 | 31.1141
VIC | WOTS22 | Wodonga (AusNet) 22 kV | AusNet | Summer | Coincident | 2024 | ACTUAL_OPG | Operational-demand | -6.6156 | 18.6388
VIC | WOTS22 | Wodonga (AusNet) 22 kV | AusNet | Summer | Coincident | 2024 | ACTUAL_RAW | Operational-demand | -6.6156 | 18.6388
VIC | WOTS22 | Wodonga (AusNet) 22 kV | AusNet | Summer | Non-coincident | 2024 | ACTUAL_RAW | Operational-demand | -8.1672 | 32.83
VIC | WOTS22 | Wodonga (AusNet) 22 kV | AusNet | Summer | Non-coincident | 2024 | ACTUAL_OPG | Operational-demand | -8.1672 | 32.83
VIC | WOTS22 | Wodonga (AusNet) 22 kV | AusNet | Summer | Non-coincident | 2024 | ACTUAL_ADJUSTEDOPG | Operational-demand | -8.1672 | 32.83
VIC | WOTS22 | Wodonga (AusNet) 22 kV | AusNet | Summer | Coincident | 2025 | ACTUAL_OPG | Operational-demand | -3.0149 | 28.1453
VIC | WOTS22 | Wodonga (AusNet) 22 kV | AusNet | Summer | Coincident | 2025 | ACTUAL_RAW | Operational-demand | -3.0149 | 28.1453
VIC | WOTS22 | Wodonga (AusNet) 22 kV | AusNet | Summer | Non-coincident | 2025 | ACTUAL_RAW | Operational-demand | -9.7509 | 35.0647
VIC | WOTS22 | Wodonga (AusNet) 22 kV | AusNet | Summer | Non-coincident | 2025 | ACTUAL_OPG | Operational-demand | -9.7509 | 35.0647
VIC | WOTS22 | Wodonga (AusNet) 22 kV | AusNet | Summer | Non-coincident | 2025 | ACTUAL_ADJUSTEDOPG | Operational-demand | -9.7509 | 35.0647
VIC | WOTS22 | Wodonga (AusNet) 22 kV | AusNet | Summer | Non-coincident | 2025 | BASEYEARPOE90 | Operational-demand | -19.3667 | NA
VIC | WOTS22 | Wodonga (AusNet) 22 kV | AusNet | Summer | Non-coincident | 2025 | BASEYEARPOE50 | Operational-demand | -17.9513 | 36.1294
VIC | WOTS22 | Wodonga (AusNet) 22 kV | AusNet | Summer | Coincident_unreconciled | 2026 | POE50 | Operational-demand | -10.8477 | NA
VIC | WOTS22 | Wodonga (AusNet) 22 kV | AusNet | Summer | Coincident_unreconciled | 2026 | POE90 | Operational-demand | -11.3977 | NA
VIC | WOTS22 | Wodonga (AusNet) 22 kV | AusNet | Summer | Non-coincident | 2026 | POE50 | Operational-demand | -19.3847 | 36.7823
VIC | WOTS22 | Wodonga (AusNet) 22 kV | AusNet | Summer | Non-coincident | 2026 | POE90 | Operational-demand | -20.3675 | NA
VIC | WOTS22 | Wodonga (AusNet) 22 kV | AusNet | Summer | Coincident_unreconciled | 2027 | POE50 | Operational-demand | -11.847 | NA
VIC | WOTS22 | Wodonga (AusNet) 22 kV | AusNet | Summer | Coincident_unreconciled | 2027 | POE90 | Operational-demand | -12.399 | NA
VIC | WOTS22 | Wodonga (AusNet) 22 kV | AusNet | Summer | Non-coincident | 2027 | POE50 | Operational-demand | -21.1704 | 36.9053
VIC | WOTS22 | Wodonga (AusNet) 22 kV | AusNet | Summer | Non-coincident | 2027 | POE90 | Operational-demand | -22.1568 | NA
VIC | WOTS22 | Wodonga (AusNet) 22 kV | AusNet | Summer | Coincident_unreconciled | 2028 | POE50 | Operational-demand | -13.0957 | NA
VIC | WOTS22 | Wodonga (AusNet) 22 kV | AusNet | Summer | Coincident_unreconciled | 2028 | POE90 | Operational-demand | -13.6499 | NA
VIC | WOTS22 | Wodonga (AusNet) 22 kV | AusNet | Summer | Non-coincident | 2028 | POE50 | Operational-demand | -23.4017 | 37.0632
VIC | WOTS22 | Wodonga (AusNet) 22 kV | AusNet | Summer | Non-coincident | 2028 | POE90 | Operational-demand | -24.3921 | NA
VIC | WOTS22 | Wodonga (AusNet) 22 kV | AusNet | Summer | Coincident_unreconciled | 2029 | POE50 | Operational-demand | -14.2576 | NA
VIC | WOTS22 | Wodonga (AusNet) 22 kV | AusNet | Summer | Coincident_unreconciled | 2029 | POE90 | Operational-demand | -14.814 | NA
VIC | WOTS22 | Wodonga (AusNet) 22 kV | AusNet | Summer | Non-coincident | 2029 | POE50 | Operational-demand | -25.4782 | 37.2523
VIC | WOTS22 | Wodonga (AusNet) 22 kV | AusNet | Summer | Non-coincident | 2029 | POE90 | Operational-demand | -26.4725 | NA
VIC | WOTS22 | Wodonga (AusNet) 22 kV | AusNet | Summer | Coincident_unreconciled | 2030 | POE50 | Operational-demand | -15.5277 | NA
VIC | WOTS22 | Wodonga (AusNet) 22 kV | AusNet | Summer | Coincident_unreconciled | 2030 | POE90 | Operational-demand | -16.0863 | NA
VIC | WOTS22 | Wodonga (AusNet) 22 kV | AusNet | Summer | Non-coincident | 2030 | POE50 | Operational-demand | -27.7477 | 37.4609
VIC | WOTS22 | Wodonga (AusNet) 22 kV | AusNet | Summer | Non-coincident | 2030 | POE90 | Operational-demand | -28.7459 | NA
VIC | WOTS22 | Wodonga (AusNet) 22 kV | AusNet | Summer | Coincident_unreconciled | 2031 | POE50 | Operational-demand | -17.0225 | NA
VIC | WOTS22 | Wodonga (AusNet) 22 kV | AusNet | Summer | Coincident_unreconciled | 2031 | POE90 | Operational-demand | -17.5833 | NA
VIC | WOTS22 | Wodonga (AusNet) 22 kV | AusNet | Summer | Non-coincident | 2031 | POE50 | Operational-demand | -30.4189 | 37.6554
VIC | WOTS22 | Wodonga (AusNet) 22 kV | AusNet | Summer | Non-coincident | 2031 | POE90 | Operational-demand | -31.4211 | NA
VIC | WOTS22 | Wodonga (AusNet) 22 kV | AusNet | Summer | Coincident_unreconciled | 2032 | POE50 | Operational-demand | -18.0921 | NA
VIC | WOTS22 | Wodonga (AusNet) 22 kV | AusNet | Summer | Coincident_unreconciled | 2032 | POE90 | Operational-demand | -18.655 | NA
VIC | WOTS22 | Wodonga (AusNet) 22 kV | AusNet | Summer | Non-coincident | 2032 | POE50 | Operational-demand | -32.3303 | 37.8813
VIC | WOTS22 | Wodonga (AusNet) 22 kV | AusNet | Summer | Non-coincident | 2032 | POE90 | Operational-demand | -33.3362 | NA
VIC | WOTS22 | Wodonga (AusNet) 22 kV | AusNet | Summer | Coincident_unreconciled | 2033 | POE50 | Operational-demand | -18.8099 | NA
VIC | WOTS22 | Wodonga (AusNet) 22 kV | AusNet | Summer | Coincident_unreconciled | 2033 | POE90 | Operational-demand | -19.3748 | NA
VIC | WOTS22 | Wodonga (AusNet) 22 kV | AusNet | Summer | Non-coincident | 2033 | POE50 | Operational-demand | -33.613 | 38.125
VIC | WOTS22 | Wodonga (AusNet) 22 kV | AusNet | Summer | Non-coincident | 2033 | POE90 | Operational-demand | -34.6225 | NA
VIC | WOTS22 | Wodonga (AusNet) 22 kV | AusNet | Summer | Coincident_unreconciled | 2034 | POE50 | Operational-demand | -19.605 | NA
VIC | WOTS22 | Wodonga (AusNet) 22 kV | AusNet | Summer | Coincident_unreconciled | 2034 | POE90 | Operational-demand | -20.1719 | NA
VIC | WOTS22 | Wodonga (AusNet) 22 kV | AusNet | Summer | Non-coincident | 2034 | POE50 | Operational-demand | -35.0338 | 38.3636
VIC | WOTS22 | Wodonga (AusNet) 22 kV | AusNet | Summer | Non-coincident | 2034 | POE90 | Operational-demand | -36.0468 | NA
VIC | WOTS22 | Wodonga (AusNet) 22 kV | AusNet | Summer | Coincident_unreconciled | 2035 | POE50 | Operational-demand | -20.5589 | NA
VIC | WOTS22 | Wodonga (AusNet) 22 kV | AusNet | Summer | Coincident_unreconciled | 2035 | POE90 | Operational-demand | -21.1278 | NA
VIC | WOTS22 | Wodonga (AusNet) 22 kV | AusNet | Summer | Non-coincident | 2035 | POE50 | Operational-demand | -36.7385 | 38.5913
VIC | WOTS22 | Wodonga (AusNet) 22 kV | AusNet | Summer | Non-coincident | 2035 | POE90 | Operational-demand | -37.755 | NA
VIC | WOTS22 | Wodonga (AusNet) 22 kV | AusNet | Summer | Non-coincident | 2025 | BASEYEARPOE10 | Operational-demand | NA | 40.3986
VIC | WOTS22 | Wodonga (AusNet) 22 kV | AusNet | Summer | Coincident | 2026 | POE10 | Operational-demand | NA | 32.2585
VIC | WOTS22 | Wodonga (AusNet) 22 kV | AusNet | Summer | Coincident | 2026 | POE50 | Operational-demand | NA | 29.8065
VIC | WOTS22 | Wodonga (AusNet) 22 kV | AusNet | Summer | Non-coincident | 2026 | POE10 | Operational-demand | NA | 41.0324
VIC | WOTS22 | Wodonga (AusNet) 22 kV | AusNet | Summer | Coincident | 2027 | POE10 | Operational-demand | NA | 31.5152
VIC | WOTS22 | Wodonga (AusNet) 22 kV | AusNet | Summer | Coincident | 2027 | POE50 | Operational-demand | NA | 28.9217
VIC | WOTS22 | Wodonga (AusNet) 22 kV | AusNet | Summer | Non-coincident | 2027 | POE10 | Operational-demand | NA | 41.1711
VIC | WOTS22 | Wodonga (AusNet) 22 kV | AusNet | Summer | Coincident | 2028 | POE10 | Operational-demand | NA | 30.8894
VIC | WOTS22 | Wodonga (AusNet) 22 kV | AusNet | Summer | Coincident | 2028 | POE50 | Operational-demand | NA | 28.1363
VIC | WOTS22 | Wodonga (AusNet) 22 kV | AusNet | Summer | Non-coincident | 2028 | POE10 | Operational-demand | NA | 41.346
VIC | WOTS22 | Wodonga (AusNet) 22 kV | AusNet | Summer | Coincident | 2029 | POE10 | Operational-demand | NA | 30.4895
VIC | WOTS22 | Wodonga (AusNet) 22 kV | AusNet | Summer | Coincident | 2029 | POE50 | Operational-demand | NA | 27.7927
VIC | WOTS22 | Wodonga (AusNet) 22 kV | AusNet | Summer | Non-coincident | 2029 | POE10 | Operational-demand | NA | 41.5521
VIC | WOTS22 | Wodonga (AusNet) 22 kV | AusNet | Summer | Coincident | 2030 | POE10 | Operational-demand | NA | 30.2042
VIC | WOTS22 | Wodonga (AusNet) 22 kV | AusNet | Summer | Coincident | 2030 | POE50 | Operational-demand | NA | 27.4516
VIC | WOTS22 | Wodonga (AusNet) 22 kV | AusNet | Summer | Non-coincident | 2030 | POE10 | Operational-demand | NA | 41.7778
VIC | WOTS22 | Wodonga (AusNet) 22 kV | AusNet | Summer | Coincident | 2031 | POE10 | Operational-demand | NA | 29.5871
VIC | WOTS22 | Wodonga (AusNet) 22 kV | AusNet | Summer | Coincident | 2031 | POE50 | Operational-demand | NA | 27.0244
VIC | WOTS22 | Wodonga (AusNet) 22 kV | AusNet | Summer | Non-coincident | 2031 | POE10 | Operational-demand | NA | 41.9894
VIC | WOTS22 | Wodonga (AusNet) 22 kV | AusNet | Summer | Coincident | 2032 | POE10 | Operational-demand | NA | 28.8688
VIC | WOTS22 | Wodonga (AusNet) 22 kV | AusNet | Summer | Coincident | 2032 | POE50 | Operational-demand | NA | 26.3208
VIC | WOTS22 | Wodonga (AusNet) 22 kV | AusNet | Summer | Non-coincident | 2032 | POE10 | Operational-demand | NA | 42.2313
VIC | WOTS22 | Wodonga (AusNet) 22 kV | AusNet | Summer | Coincident | 2033 | POE10 | Operational-demand | NA | 28.3657
VIC | WOTS22 | Wodonga (AusNet) 22 kV | AusNet | Summer | Coincident | 2033 | POE50 | Operational-demand | NA | 25.6277
VIC | WOTS22 | Wodonga (AusNet) 22 kV | AusNet | Summer | Non-coincident | 2033 | POE10 | Operational-demand | NA | 42.4904
VIC | WOTS22 | Wodonga (AusNet) 22 kV | AusNet | Summer | Coincident | 2034 | POE10 | Operational-demand | NA | 28.2389
VIC | WOTS22 | Wodonga (AusNet) 22 kV | AusNet | Summer | Coincident | 2034 | POE50 | Operational-demand | NA | 25.5453
VIC | WOTS22 | Wodonga (AusNet) 22 kV | AusNet | Summer | Non-coincident | 2034 | POE10 | Operational-demand | NA | 42.7443
VIC | WOTS22 | Wodonga (AusNet) 22 kV | AusNet | Summer | Coincident | 2035 | POE10 | Operational-demand | NA | 28.2248
VIC | WOTS22 | Wodonga (AusNet) 22 kV | AusNet | Summer | Coincident | 2035 | POE50 | Operational-demand | NA | 25.5412
VIC | WOTS22 | Wodonga (AusNet) 22 kV | AusNet | Summer | Non-coincident | 2035 | POE10 | Operational-demand | NA | 42.9874
VIC | WOTS22 | Wodonga (AusNet) 22 kV | AusNet | Winter | Coincident | 2018 | ACTUAL_OPG | Operational-demand | NA | 24.8691
VIC | WOTS22 | Wodonga (AusNet) 22 kV | AusNet | Winter | Coincident | 2018 | ACTUAL_RAW | Operational-demand | NA | 24.8691
VIC | WOTS22 | Wodonga (AusNet) 22 kV | AusNet | Winter | Non-coincident | 2018 | ACTUAL_RAW | Operational-demand | NA | 28.6087
VIC | WOTS22 | Wodonga (AusNet) 22 kV | AusNet | Winter | Non-coincident | 2018 | ACTUAL_OPG | Operational-demand | NA | 28.6087
VIC | WOTS22 | Wodonga (AusNet) 22 kV | AusNet | Winter | Non-coincident | 2018 | ACTUAL_ADJUSTEDOPG | Operational-demand | NA | 28.6087
VIC | WOTS22 | Wodonga (AusNet) 22 kV | AusNet | Winter | Coincident | 2019 | ACTUAL_OPG | Operational-demand | NA | 26.1833
VIC | WOTS22 | Wodonga (AusNet) 22 kV | AusNet | Winter | Coincident | 2019 | ACTUAL_RAW | Operational-demand | NA | 26.1833
VIC | WOTS22 | Wodonga (AusNet) 22 kV | AusNet | Winter | Non-coincident | 2019 | ACTUAL_RAW | Operational-demand | NA | 29.3592
VIC | WOTS22 | Wodonga (AusNet) 22 kV | AusNet | Winter | Non-coincident | 2019 | ACTUAL_OPG | Operational-demand | NA | 29.3592
VIC | WOTS22 | Wodonga (AusNet) 22 kV | AusNet | Winter | Non-coincident | 2019 | ACTUAL_ADJUSTEDOPG | Operational-demand | NA | 29.3592
VIC | WOTS22 | Wodonga (AusNet) 22 kV | AusNet | Winter | Coincident | 2020 | ACTUAL_OPG | Operational-demand | NA | 27.523
VIC | WOTS22 | Wodonga (AusNet) 22 kV | AusNet | Winter | Coincident | 2020 | ACTUAL_RAW | Operational-demand | NA | 27.523
VIC | WOTS22 | Wodonga (AusNet) 22 kV | AusNet | Winter | Non-coincident | 2020 | ACTUAL_RAW | Operational-demand | NA | 28.5363
VIC | WOTS22 | Wodonga (AusNet) 22 kV | AusNet | Winter | Non-coincident | 2020 | ACTUAL_OPG | Operational-demand | NA | 28.5363
VIC | WOTS22 | Wodonga (AusNet) 22 kV | AusNet | Winter | Non-coincident | 2020 | ACTUAL_ADJUSTEDOPG | Operational-demand | NA | 28.5363
VIC | WOTS22 | Wodonga (AusNet) 22 kV | AusNet | Winter | Coincident | 2021 | ACTUAL_OPG | Operational-demand | NA | 28.2103
VIC | WOTS22 | Wodonga (AusNet) 22 kV | AusNet | Winter | Coincident | 2021 | ACTUAL_RAW | Operational-demand | NA | 28.2103
VIC | WOTS22 | Wodonga (AusNet) 22 kV | AusNet | Winter | Non-coincident | 2021 | ACTUAL_RAW | Operational-demand | NA | 29.1631
VIC | WOTS22 | Wodonga (AusNet) 22 kV | AusNet | Winter | Non-coincident | 2021 | ACTUAL_OPG | Operational-demand | NA | 29.1631
VIC | WOTS22 | Wodonga (AusNet) 22 kV | AusNet | Winter | Non-coincident | 2021 | ACTUAL_ADJUSTEDOPG | Operational-demand | NA | 29.1631
VIC | WOTS22 | Wodonga (AusNet) 22 kV | AusNet | Winter | Coincident | 2022 | ACTUAL_OPG | Operational-demand | NA | 27.9336
VIC | WOTS22 | Wodonga (AusNet) 22 kV | AusNet | Winter | Coincident | 2022 | ACTUAL_RAW | Operational-demand | NA | 27.9336
VIC | WOTS22 | Wodonga (AusNet) 22 kV | AusNet | Winter | Non-coincident | 2022 | ACTUAL_RAW | Operational-demand | NA | 28.7733
VIC | WOTS22 | Wodonga (AusNet) 22 kV | AusNet | Winter | Non-coincident | 2022 | ACTUAL_OPG | Operational-demand | NA | 28.7733
VIC | WOTS22 | Wodonga (AusNet) 22 kV | AusNet | Winter | Non-coincident | 2022 | ACTUAL_ADJUSTEDOPG | Operational-demand | NA | 28.7733
VIC | WOTS22 | Wodonga (AusNet) 22 kV | AusNet | Winter | Coincident | 2023 | ACTUAL_OPG | Operational-demand | NA | 29.031
VIC | WOTS22 | Wodonga (AusNet) 22 kV | AusNet | Winter | Coincident | 2023 | ACTUAL_RAW | Operational-demand | NA | 29.031
VIC | WOTS22 | Wodonga (AusNet) 22 kV | AusNet | Winter | Non-coincident | 2023 | ACTUAL_RAW | Operational-demand | NA | 30.0836
VIC | WOTS22 | Wodonga (AusNet) 22 kV | AusNet | Winter | Non-coincident | 2023 | ACTUAL_OPG | Operational-demand | NA | 30.0836
VIC | WOTS22 | Wodonga (AusNet) 22 kV | AusNet | Winter | Non-coincident | 2023 | ACTUAL_ADJUSTEDOPG | Operational-demand | NA | 30.0836
VIC | WOTS22 | Wodonga (AusNet) 22 kV | AusNet | Winter | Coincident | 2024 | ACTUAL_OPG | Operational-demand | NA | 29.7591
VIC | WOTS22 | Wodonga (AusNet) 22 kV | AusNet | Winter | Coincident | 2024 | ACTUAL_RAW | Operational-demand | NA | 29.7591
VIC | WOTS22 | Wodonga (AusNet) 22 kV | AusNet | Winter | Non-coincident | 2024 | ACTUAL_RAW | Operational-demand | NA | 34.9146
VIC | WOTS22 | Wodonga (AusNet) 22 kV | AusNet | Winter | Non-coincident | 2024 | ACTUAL_OPG | Operational-demand | NA | 34.9146
VIC | WOTS22 | Wodonga (AusNet) 22 kV | AusNet | Winter | Non-coincident | 2024 | ACTUAL_ADJUSTEDOPG | Operational-demand | NA | 34.9146
VIC | WOTS22 | Wodonga (AusNet) 22 kV | AusNet | Winter | Coincident | 2025 | POE10 | Operational-demand | NA | 27.8318
VIC | WOTS22 | Wodonga (AusNet) 22 kV | AusNet | Winter | Coincident | 2025 | POE50 | Operational-demand | NA | 27.3246
VIC | WOTS22 | Wodonga (AusNet) 22 kV | AusNet | Winter | Non-coincident | 2025 | ACTUAL_RAW | Operational-demand | NA | 33.1543
VIC | WOTS22 | Wodonga (AusNet) 22 kV | AusNet | Winter | Non-coincident | 2025 | ACTUAL_ADJUSTEDOPG | Operational-demand | NA | 33.1543
VIC | WOTS22 | Wodonga (AusNet) 22 kV | AusNet | Winter | Non-coincident | 2025 | BASEYEARPOE50 | Operational-demand | NA | 30.9225
VIC | WOTS22 | Wodonga (AusNet) 22 kV | AusNet | Winter | Non-coincident | 2025 | BASEYEARPOE10 | Operational-demand | NA | 35.747
VIC | WOTS22 | Wodonga (AusNet) 22 kV | AusNet | Winter | Non-coincident | 2025 | POE10 | Operational-demand | NA | 35.8076
VIC | WOTS22 | Wodonga (AusNet) 22 kV | AusNet | Winter | Non-coincident | 2025 | POE50 | Operational-demand | NA | 31.3749
VIC | WOTS22 | Wodonga (AusNet) 22 kV | AusNet | Winter | Coincident | 2026 | POE10 | Operational-demand | NA | 26.9039
VIC | WOTS22 | Wodonga (AusNet) 22 kV | AusNet | Winter | Coincident | 2026 | POE50 | Operational-demand | NA | 26.3643
VIC | WOTS22 | Wodonga (AusNet) 22 kV | AusNet | Winter | Non-coincident | 2026 | POE10 | Operational-demand | NA | 35.9616
VIC | WOTS22 | Wodonga (AusNet) 22 kV | AusNet | Winter | Non-coincident | 2026 | POE50 | Operational-demand | NA | 31.4663
VIC | WOTS22 | Wodonga (AusNet) 22 kV | AusNet | Winter | Coincident | 2027 | POE10 | Operational-demand | NA | 26.0601
VIC | WOTS22 | Wodonga (AusNet) 22 kV | AusNet | Winter | Coincident | 2027 | POE50 | Operational-demand | NA | 25.4731
VIC | WOTS22 | Wodonga (AusNet) 22 kV | AusNet | Winter | Non-coincident | 2027 | POE10 | Operational-demand | NA | 36.1864
VIC | WOTS22 | Wodonga (AusNet) 22 kV | AusNet | Winter | Non-coincident | 2027 | POE50 | Operational-demand | NA | 31.5993
VIC | WOTS22 | Wodonga (AusNet) 22 kV | AusNet | Winter | Coincident | 2028 | POE10 | Operational-demand | NA | 25.7185
VIC | WOTS22 | Wodonga (AusNet) 22 kV | AusNet | Winter | Coincident | 2028 | POE50 | Operational-demand | NA | 25.1606
VIC | WOTS22 | Wodonga (AusNet) 22 kV | AusNet | Winter | Non-coincident | 2028 | POE10 | Operational-demand | NA | 36.4495
VIC | WOTS22 | Wodonga (AusNet) 22 kV | AusNet | Winter | Non-coincident | 2028 | POE50 | Operational-demand | NA | 31.7519
VIC | WOTS22 | Wodonga (AusNet) 22 kV | AusNet | Winter | Coincident | 2029 | POE10 | Operational-demand | NA | 25.5857
VIC | WOTS22 | Wodonga (AusNet) 22 kV | AusNet | Winter | Coincident | 2029 | POE50 | Operational-demand | NA | 25.0415
VIC | WOTS22 | Wodonga (AusNet) 22 kV | AusNet | Winter | Non-coincident | 2029 | POE10 | Operational-demand | NA | 36.7554
VIC | WOTS22 | Wodonga (AusNet) 22 kV | AusNet | Winter | Non-coincident | 2029 | POE50 | Operational-demand | NA | 31.9355
VIC | WOTS22 | Wodonga (AusNet) 22 kV | AusNet | Winter | Coincident | 2030 | POE10 | Operational-demand | NA | 25.4111
VIC | WOTS22 | Wodonga (AusNet) 22 kV | AusNet | Winter | Coincident | 2030 | POE50 | Operational-demand | NA | 24.8672
VIC | WOTS22 | Wodonga (AusNet) 22 kV | AusNet | Winter | Non-coincident | 2030 | POE10 | Operational-demand | NA | 37.1017
VIC | WOTS22 | Wodonga (AusNet) 22 kV | AusNet | Winter | Non-coincident | 2030 | POE50 | Operational-demand | NA | 32.1477
VIC | WOTS22 | Wodonga (AusNet) 22 kV | AusNet | Winter | Coincident | 2031 | POE10 | Operational-demand | NA | 25.2786
VIC | WOTS22 | Wodonga (AusNet) 22 kV | AusNet | Winter | Coincident | 2031 | POE50 | Operational-demand | NA | 24.7405
VIC | WOTS22 | Wodonga (AusNet) 22 kV | AusNet | Winter | Non-coincident | 2031 | POE10 | Operational-demand | NA | 37.4457
VIC | WOTS22 | Wodonga (AusNet) 22 kV | AusNet | Winter | Non-coincident | 2031 | POE50 | Operational-demand | NA | 32.362
VIC | WOTS22 | Wodonga (AusNet) 22 kV | AusNet | Winter | Coincident | 2032 | POE10 | Operational-demand | NA | 24.9342
VIC | WOTS22 | Wodonga (AusNet) 22 kV | AusNet | Winter | Coincident | 2032 | POE50 | Operational-demand | NA | 24.3595
VIC | WOTS22 | Wodonga (AusNet) 22 kV | AusNet | Winter | Non-coincident | 2032 | POE10 | Operational-demand | NA | 37.7811
VIC | WOTS22 | Wodonga (AusNet) 22 kV | AusNet | Winter | Non-coincident | 2032 | POE50 | Operational-demand | NA | 32.5722
VIC | WOTS22 | Wodonga (AusNet) 22 kV | AusNet | Winter | Coincident | 2033 | POE10 | Operational-demand | NA | 24.4811
VIC | WOTS22 | Wodonga (AusNet) 22 kV | AusNet | Winter | Coincident | 2033 | POE50 | Operational-demand | NA | 23.9218
VIC | WOTS22 | Wodonga (AusNet) 22 kV | AusNet | Winter | Non-coincident | 2033 | POE10 | Operational-demand | NA | 38.1089
VIC | WOTS22 | Wodonga (AusNet) 22 kV | AusNet | Winter | Non-coincident | 2033 | POE50 | Operational-demand | NA | 32.7749
VIC | WOTS22 | Wodonga (AusNet) 22 kV | AusNet | Winter | Coincident | 2034 | POE10 | Operational-demand | NA | 24.4619
VIC | WOTS22 | Wodonga (AusNet) 22 kV | AusNet | Winter | Coincident | 2034 | POE50 | Operational-demand | NA | 23.9178
VIC | WOTS22 | Wodonga (AusNet) 22 kV | AusNet | Winter | Non-coincident | 2034 | POE10 | Operational-demand | NA | 38.4232
VIC | WOTS22 | Wodonga (AusNet) 22 kV | AusNet | Winter | Non-coincident | 2034 | POE50 | Operational-demand | NA | 33.0518
VIC | WOTS66 | Wodonga (AusNet) 66 kV | AusNet | Shoulder | Coincident | 2019 | ACTUAL_OPG | Operational-demand | 15.6353 | NA
VIC | WOTS66 | Wodonga (AusNet) 66 kV | AusNet | Shoulder | Coincident | 2019 | ACTUAL_RAW | Operational-demand | 1.7396 | NA
VIC | WOTS66 | Wodonga (AusNet) 66 kV | AusNet | Shoulder | Non-coincident | 2019 | ACTUAL_RAW | Operational-demand | -23.4475 | NA
VIC | WOTS66 | Wodonga (AusNet) 66 kV | AusNet | Shoulder | Non-coincident | 2019 | ACTUAL_OPG | Operational-demand | 11.6979 | NA
VIC | WOTS66 | Wodonga (AusNet) 66 kV | AusNet | Shoulder | Non-coincident | 2019 | ACTUAL_ADJUSTEDOPG | Operational-demand | 11.6979 | NA
VIC | WOTS66 | Wodonga (AusNet) 66 kV | AusNet | Shoulder | Coincident | 2020 | ACTUAL_OPG | Operational-demand | 11.2403 | NA
VIC | WOTS66 | Wodonga (AusNet) 66 kV | AusNet | Shoulder | Coincident | 2020 | ACTUAL_RAW | Operational-demand | 11.2403 | NA
VIC | WOTS66 | Wodonga (AusNet) 66 kV | AusNet | Shoulder | Non-coincident | 2020 | ACTUAL_RAW | Operational-demand | -23.7604 | NA
VIC | WOTS66 | Wodonga (AusNet) 66 kV | AusNet | Shoulder | Non-coincident | 2020 | ACTUAL_OPG | Operational-demand | 9.8311 | NA
VIC | WOTS66 | Wodonga (AusNet) 66 kV | AusNet | Shoulder | Non-coincident | 2020 | ACTUAL_ADJUSTEDOPG | Operational-demand | 9.8311 | NA
VIC | WOTS66 | Wodonga (AusNet) 66 kV | AusNet | Shoulder | Coincident | 2021 | ACTUAL_OPG | Operational-demand | 9.8502 | NA
VIC | WOTS66 | Wodonga (AusNet) 66 kV | AusNet | Shoulder | Coincident | 2021 | ACTUAL_RAW | Operational-demand | 9.8748 | NA
VIC | WOTS66 | Wodonga (AusNet) 66 kV | AusNet | Shoulder | Non-coincident | 2021 | ACTUAL_RAW | Operational-demand | -16.9654 | NA
VIC | WOTS66 | Wodonga (AusNet) 66 kV | AusNet | Shoulder | Non-coincident | 2021 | ACTUAL_OPG | Operational-demand | 0 | NA
VIC | WOTS66 | Wodonga (AusNet) 66 kV | AusNet | Shoulder | Non-coincident | 2021 | ACTUAL_ADJUSTEDOPG | Operational-demand | 6.4331 | NA
VIC | WOTS66 | Wodonga (AusNet) 66 kV | AusNet | Shoulder | Coincident | 2022 | ACTUAL_OPG | Operational-demand | 5.6882 | NA
VIC | WOTS66 | Wodonga (AusNet) 66 kV | AusNet | Shoulder | Coincident | 2022 | ACTUAL_RAW | Operational-demand | 5.6882 | NA
VIC | WOTS66 | Wodonga (AusNet) 66 kV | AusNet | Shoulder | Non-coincident | 2022 | ACTUAL_RAW | Operational-demand | 3.928 | NA
VIC | WOTS66 | Wodonga (AusNet) 66 kV | AusNet | Shoulder | Non-coincident | 2022 | ACTUAL_OPG | Operational-demand | 3.928 | NA
VIC | WOTS66 | Wodonga (AusNet) 66 kV | AusNet | Shoulder | Non-coincident | 2022 | ACTUAL_ADJUSTEDOPG | Operational-demand | 3.928 | NA
VIC | WOTS66 | Wodonga (AusNet) 66 kV | AusNet | Shoulder | Coincident | 2023 | ACTUAL_OPG | Operational-demand | 8.2334 | NA
VIC | WOTS66 | Wodonga (AusNet) 66 kV | AusNet | Shoulder | Coincident | 2023 | ACTUAL_RAW | Operational-demand | 8.2334 | NA
VIC | WOTS66 | Wodonga (AusNet) 66 kV | AusNet | Shoulder | Non-coincident | 2023 | ACTUAL_RAW | Operational-demand | -40.3102 | NA
VIC | WOTS66 | Wodonga (AusNet) 66 kV | AusNet | Shoulder | Non-coincident | 2023 | ACTUAL_OPG | Operational-demand | 3.7922 | NA
VIC | WOTS66 | Wodonga (AusNet) 66 kV | AusNet | Shoulder | Non-coincident | 2023 | ACTUAL_ADJUSTEDOPG | Operational-demand | 3.7922 | NA
VIC | WOTS66 | Wodonga (AusNet) 66 kV | AusNet | Shoulder | Coincident | 2024 | ACTUAL_OPG | Operational-demand | 0.69149 | NA
VIC | WOTS66 | Wodonga (AusNet) 66 kV | AusNet | Shoulder | Coincident | 2024 | ACTUAL_RAW | Operational-demand | 0.69149 | NA
VIC | WOTS66 | Wodonga (AusNet) 66 kV | AusNet | Shoulder | Non-coincident | 2024 | ACTUAL_RAW | Operational-demand | -25.9276 | NA
VIC | WOTS66 | Wodonga (AusNet) 66 kV | AusNet | Shoulder | Non-coincident | 2024 | ACTUAL_OPG | Operational-demand | -2.3447 | NA
VIC | WOTS66 | Wodonga (AusNet) 66 kV | AusNet | Shoulder | Non-coincident | 2024 | ACTUAL_ADJUSTEDOPG | Operational-demand | -2.3447 | NA
VIC | WOTS66 | Wodonga (AusNet) 66 kV | AusNet | Shoulder | Coincident | 2025 | ACTUAL_OPG | Operational-demand | -2.7613 | NA
VIC | WOTS66 | Wodonga (AusNet) 66 kV | AusNet | Shoulder | Coincident | 2025 | ACTUAL_RAW | Operational-demand | -2.7613 | NA
VIC | WOTS66 | Wodonga (AusNet) 66 kV | AusNet | Shoulder | Non-coincident | 2025 | ACTUAL_RAW | Operational-demand | -21.8704 | NA
VIC | WOTS66 | Wodonga (AusNet) 66 kV | AusNet | Shoulder | Non-coincident | 2025 | ACTUAL_OPG | Operational-demand | -3.8435 | NA
VIC | WOTS66 | Wodonga (AusNet) 66 kV | AusNet | Shoulder | Non-coincident | 2025 | ACTUAL_ADJUSTEDOPG | Operational-demand | -3.8435 | NA
VIC | WOTS66 | Wodonga (AusNet) 66 kV | AusNet | Shoulder | Non-coincident | 2025 | BASEYEARPOE90 | Operational-demand | -8.1039 | NA
VIC | WOTS66 | Wodonga (AusNet) 66 kV | AusNet | Shoulder | Non-coincident | 2025 | BASEYEARPOE50 | Operational-demand | -6.5125 | NA
VIC | WOTS66 | Wodonga (AusNet) 66 kV | AusNet | Shoulder | Coincident_unreconciled | 2026 | POE50 | Operational-demand | -2.5579 | NA
VIC | WOTS66 | Wodonga (AusNet) 66 kV | AusNet | Shoulder | Coincident_unreconciled | 2026 | POE90 | Operational-demand | -2.9151 | NA
VIC | WOTS66 | Wodonga (AusNet) 66 kV | AusNet | Shoulder | Non-coincident | 2026 | POE50 | Operational-demand | -12.079 | NA
VIC | WOTS66 | Wodonga (AusNet) 66 kV | AusNet | Shoulder | Non-coincident | 2026 | POE90 | Operational-demand | -13.7655 | NA
VIC | WOTS66 | Wodonga (AusNet) 66 kV | AusNet | Shoulder | Coincident_unreconciled | 2027 | POE50 | Operational-demand | -3.2646 | NA
VIC | WOTS66 | Wodonga (AusNet) 66 kV | AusNet | Shoulder | Coincident_unreconciled | 2027 | POE90 | Operational-demand | -3.6235 | NA
VIC | WOTS66 | Wodonga (AusNet) 66 kV | AusNet | Shoulder | Non-coincident | 2027 | POE50 | Operational-demand | -15.4162 | NA
VIC | WOTS66 | Wodonga (AusNet) 66 kV | AusNet | Shoulder | Non-coincident | 2027 | POE90 | Operational-demand | -17.111 | NA
VIC | WOTS66 | Wodonga (AusNet) 66 kV | AusNet | Shoulder | Coincident_unreconciled | 2028 | POE50 | Operational-demand | -3.5847 | NA
VIC | WOTS66 | Wodonga (AusNet) 66 kV | AusNet | Shoulder | Coincident_unreconciled | 2028 | POE90 | Operational-demand | -3.9455 | NA
VIC | WOTS66 | Wodonga (AusNet) 66 kV | AusNet | Shoulder | Non-coincident | 2028 | POE50 | Operational-demand | -16.9276 | NA
VIC | WOTS66 | Wodonga (AusNet) 66 kV | AusNet | Shoulder | Non-coincident | 2028 | POE90 | Operational-demand | -18.6315 | NA
VIC | WOTS66 | Wodonga (AusNet) 66 kV | AusNet | Shoulder | Coincident_unreconciled | 2029 | POE50 | Operational-demand | -3.9512 | NA
VIC | WOTS66 | Wodonga (AusNet) 66 kV | AusNet | Shoulder | Coincident_unreconciled | 2029 | POE90 | Operational-demand | -4.314 | NA
VIC | WOTS66 | Wodonga (AusNet) 66 kV | AusNet | Shoulder | Non-coincident | 2029 | POE50 | Operational-demand | -18.6584 | NA
VIC | WOTS66 | Wodonga (AusNet) 66 kV | AusNet | Shoulder | Non-coincident | 2029 | POE90 | Operational-demand | -20.3714 | NA
VIC | WOTS66 | Wodonga (AusNet) 66 kV | AusNet | Shoulder | Coincident_unreconciled | 2030 | POE50 | Operational-demand | -4.3052 | NA
VIC | WOTS66 | Wodonga (AusNet) 66 kV | AusNet | Shoulder | Coincident_unreconciled | 2030 | POE90 | Operational-demand | -4.6699 | NA
VIC | WOTS66 | Wodonga (AusNet) 66 kV | AusNet | Shoulder | Non-coincident | 2030 | POE50 | Operational-demand | -20.3302 | NA
VIC | WOTS66 | Wodonga (AusNet) 66 kV | AusNet | Shoulder | Non-coincident | 2030 | POE90 | Operational-demand | -22.0523 | NA
VIC | WOTS66 | Wodonga (AusNet) 66 kV | AusNet | Shoulder | Coincident_unreconciled | 2031 | POE50 | Operational-demand | -4.6686 | NA
VIC | WOTS66 | Wodonga (AusNet) 66 kV | AusNet | Shoulder | Coincident_unreconciled | 2031 | POE90 | Operational-demand | -5.0352 | NA
VIC | WOTS66 | Wodonga (AusNet) 66 kV | AusNet | Shoulder | Non-coincident | 2031 | POE50 | Operational-demand | -22.046 | NA
VIC | WOTS66 | Wodonga (AusNet) 66 kV | AusNet | Shoulder | Non-coincident | 2031 | POE90 | Operational-demand | -23.7772 | NA
VIC | WOTS66 | Wodonga (AusNet) 66 kV | AusNet | Shoulder | Coincident_unreconciled | 2032 | POE50 | Operational-demand | -4.9317 | NA
VIC | WOTS66 | Wodonga (AusNet) 66 kV | AusNet | Shoulder | Coincident_unreconciled | 2032 | POE90 | Operational-demand | -5.3001 | NA
VIC | WOTS66 | Wodonga (AusNet) 66 kV | AusNet | Shoulder | Non-coincident | 2032 | POE50 | Operational-demand | -23.2886 | NA
VIC | WOTS66 | Wodonga (AusNet) 66 kV | AusNet | Shoulder | Non-coincident | 2032 | POE90 | Operational-demand | -25.0283 | NA
VIC | WOTS66 | Wodonga (AusNet) 66 kV | AusNet | Shoulder | Coincident_unreconciled | 2033 | POE50 | Operational-demand | -5.1283 | NA
VIC | WOTS66 | Wodonga (AusNet) 66 kV | AusNet | Shoulder | Coincident_unreconciled | 2033 | POE90 | Operational-demand | -5.4984 | NA
VIC | WOTS66 | Wodonga (AusNet) 66 kV | AusNet | Shoulder | Non-coincident | 2033 | POE50 | Operational-demand | -24.2168 | NA
VIC | WOTS66 | Wodonga (AusNet) 66 kV | AusNet | Shoulder | Non-coincident | 2033 | POE90 | Operational-demand | -25.9645 | NA
VIC | WOTS66 | Wodonga (AusNet) 66 kV | AusNet | Shoulder | Coincident_unreconciled | 2034 | POE50 | Operational-demand | -5.3108 | NA
VIC | WOTS66 | Wodonga (AusNet) 66 kV | AusNet | Shoulder | Coincident_unreconciled | 2034 | POE90 | Operational-demand | -5.6826 | NA
VIC | WOTS66 | Wodonga (AusNet) 66 kV | AusNet | Shoulder | Non-coincident | 2034 | POE50 | Operational-demand | -25.0788 | NA
VIC | WOTS66 | Wodonga (AusNet) 66 kV | AusNet | Shoulder | Non-coincident | 2034 | POE90 | Operational-demand | -26.8346 | NA
VIC | WOTS66 | Wodonga (AusNet) 66 kV | AusNet | Shoulder | Coincident_unreconciled | 2035 | POE50 | Operational-demand | -5.5202 | NA
VIC | WOTS66 | Wodonga (AusNet) 66 kV | AusNet | Shoulder | Coincident_unreconciled | 2035 | POE90 | Operational-demand | -5.8938 | NA
VIC | WOTS66 | Wodonga (AusNet) 66 kV | AusNet | Shoulder | Non-coincident | 2035 | POE50 | Operational-demand | -26.0676 | NA
VIC | WOTS66 | Wodonga (AusNet) 66 kV | AusNet | Shoulder | Non-coincident | 2035 | POE90 | Operational-demand | -27.8315 | NA
VIC | WOTS66 | Wodonga (AusNet) 66 kV | AusNet | Summer | Coincident | 2019 | ACTUAL_OPG | Operational-demand | 16.5826 | 48.0881
VIC | WOTS66 | Wodonga (AusNet) 66 kV | AusNet | Summer | Coincident | 2019 | ACTUAL_RAW | Operational-demand | 16.5826 | 17.123
VIC | WOTS66 | Wodonga (AusNet) 66 kV | AusNet | Summer | Non-coincident | 2019 | ACTUAL_RAW | Operational-demand | -23.6762 | 54.2983
VIC | WOTS66 | Wodonga (AusNet) 66 kV | AusNet | Summer | Non-coincident | 2019 | ACTUAL_OPG | Operational-demand | 13.4713 | 56.1337
VIC | WOTS66 | Wodonga (AusNet) 66 kV | AusNet | Summer | Non-coincident | 2019 | ACTUAL_ADJUSTEDOPG | Operational-demand | 13.4713 | 56.1337
VIC | WOTS66 | Wodonga (AusNet) 66 kV | AusNet | Summer | Coincident | 2020 | ACTUAL_OPG | Operational-demand | 17.2523 | 49.5929
VIC | WOTS66 | Wodonga (AusNet) 66 kV | AusNet | Summer | Coincident | 2020 | ACTUAL_RAW | Operational-demand | -5.3406 | 28.3826
VIC | WOTS66 | Wodonga (AusNet) 66 kV | AusNet | Summer | Non-coincident | 2020 | ACTUAL_RAW | Operational-demand | -9.2755 | 51.7462
VIC | WOTS66 | Wodonga (AusNet) 66 kV | AusNet | Summer | Non-coincident | 2020 | ACTUAL_OPG | Operational-demand | 10.5501 | 51.7462
VIC | WOTS66 | Wodonga (AusNet) 66 kV | AusNet | Summer | Non-coincident | 2020 | ACTUAL_ADJUSTEDOPG | Operational-demand | 10.5501 | 51.7462
VIC | WOTS66 | Wodonga (AusNet) 66 kV | AusNet | Summer | Coincident | 2021 | ACTUAL_OPG | Operational-demand | 5.3507 | 45.2757
VIC | WOTS66 | Wodonga (AusNet) 66 kV | AusNet | Summer | Coincident | 2021 | ACTUAL_RAW | Operational-demand | 5.3507 | 4.6831
VIC | WOTS66 | Wodonga (AusNet) 66 kV | AusNet | Summer | Non-coincident | 2021 | ACTUAL_RAW | Operational-demand | -24.6466 | 47.4695
VIC | WOTS66 | Wodonga (AusNet) 66 kV | AusNet | Summer | Non-coincident | 2021 | ACTUAL_OPG | Operational-demand | 0 | 47.4695
VIC | WOTS66 | Wodonga (AusNet) 66 kV | AusNet | Summer | Non-coincident | 2021 | ACTUAL_ADJUSTEDOPG | Operational-demand | 5.0898 | 47.4695
VIC | WOTS66 | Wodonga (AusNet) 66 kV | AusNet | Summer | Coincident | 2022 | ACTUAL_OPG | Operational-demand | 6.3831 | 41.311
VIC | WOTS66 | Wodonga (AusNet) 66 kV | AusNet | Summer | Coincident | 2022 | ACTUAL_RAW | Operational-demand | 6.3831 | 31.2736
VIC | WOTS66 | Wodonga (AusNet) 66 kV | AusNet | Summer | Non-coincident | 2022 | ACTUAL_RAW | Operational-demand | -36.9064 | 48.3868
VIC | WOTS66 | Wodonga (AusNet) 66 kV | AusNet | Summer | Non-coincident | 2022 | ACTUAL_OPG | Operational-demand | 0.005032 | 48.3868
VIC | WOTS66 | Wodonga (AusNet) 66 kV | AusNet | Summer | Non-coincident | 2022 | ACTUAL_ADJUSTEDOPG | Operational-demand | 4.4056 | 48.3868
VIC | WOTS66 | Wodonga (AusNet) 66 kV | AusNet | Summer | Coincident | 2023 | ACTUAL_OPG | Operational-demand | 5.7906 | 47.1367
VIC | WOTS66 | Wodonga (AusNet) 66 kV | AusNet | Summer | Coincident | 2023 | ACTUAL_RAW | Operational-demand | 5.7906 | 47.1367
VIC | WOTS66 | Wodonga (AusNet) 66 kV | AusNet | Summer | Non-coincident | 2023 | ACTUAL_RAW | Operational-demand | -37.6764 | 51.5705
VIC | WOTS66 | Wodonga (AusNet) 66 kV | AusNet | Summer | Non-coincident | 2023 | ACTUAL_OPG | Operational-demand | 3.3414 | 51.5705
VIC | WOTS66 | Wodonga (AusNet) 66 kV | AusNet | Summer | Non-coincident | 2023 | ACTUAL_ADJUSTEDOPG | Operational-demand | 3.3414 | 51.5705
VIC | WOTS66 | Wodonga (AusNet) 66 kV | AusNet | Summer | Coincident | 2024 | ACTUAL_OPG | Operational-demand | -1.0773 | 37.0409
VIC | WOTS66 | Wodonga (AusNet) 66 kV | AusNet | Summer | Coincident | 2024 | ACTUAL_RAW | Operational-demand | -1.0773 | 37.0409
VIC | WOTS66 | Wodonga (AusNet) 66 kV | AusNet | Summer | Non-coincident | 2024 | ACTUAL_RAW | Operational-demand | -22.2531 | 55.3457
VIC | WOTS66 | Wodonga (AusNet) 66 kV | AusNet | Summer | Non-coincident | 2024 | ACTUAL_OPG | Operational-demand | -22.2531 | 55.5931
VIC | WOTS66 | Wodonga (AusNet) 66 kV | AusNet | Summer | Non-coincident | 2024 | ACTUAL_ADJUSTEDOPG | Operational-demand | -22.2531 | 55.5931
VIC | WOTS66 | Wodonga (AusNet) 66 kV | AusNet | Summer | Coincident | 2025 | ACTUAL_OPG | Operational-demand | 2.1849 | 43.7535
VIC | WOTS66 | Wodonga (AusNet) 66 kV | AusNet | Summer | Coincident | 2025 | ACTUAL_RAW | Operational-demand | 2.1849 | 43.7535
VIC | WOTS66 | Wodonga (AusNet) 66 kV | AusNet | Summer | Non-coincident | 2025 | ACTUAL_RAW | Operational-demand | -27.8658 | 56.5023
VIC | WOTS66 | Wodonga (AusNet) 66 kV | AusNet | Summer | Non-coincident | 2025 | ACTUAL_OPG | Operational-demand | -6.4773 | 56.5023
VIC | WOTS66 | Wodonga (AusNet) 66 kV | AusNet | Summer | Non-coincident | 2025 | ACTUAL_ADJUSTEDOPG | Operational-demand | -6.4773 | 56.5023
VIC | WOTS66 | Wodonga (AusNet) 66 kV | AusNet | Summer | Non-coincident | 2025 | BASEYEARPOE90 | Operational-demand | -10.0369 | NA
VIC | WOTS66 | Wodonga (AusNet) 66 kV | AusNet | Summer | Non-coincident | 2025 | BASEYEARPOE50 | Operational-demand | -7.6362 | 55.5909
VIC | WOTS66 | Wodonga (AusNet) 66 kV | AusNet | Summer | Coincident_unreconciled | 2026 | POE50 | Operational-demand | 1.8348 | NA
VIC | WOTS66 | Wodonga (AusNet) 66 kV | AusNet | Summer | Coincident_unreconciled | 2026 | POE90 | Operational-demand | 2.1341 | NA
VIC | WOTS66 | Wodonga (AusNet) 66 kV | AusNet | Summer | Non-coincident | 2026 | POE50 | Operational-demand | -12.7018 | 55.3234
VIC | WOTS66 | Wodonga (AusNet) 66 kV | AusNet | Summer | Non-coincident | 2026 | POE90 | Operational-demand | -14.7735 | NA
VIC | WOTS66 | Wodonga (AusNet) 66 kV | AusNet | Summer | Coincident_unreconciled | 2027 | POE50 | Operational-demand | 2.2872 | NA
VIC | WOTS66 | Wodonga (AusNet) 66 kV | AusNet | Summer | Coincident_unreconciled | 2027 | POE90 | Operational-demand | 2.5879 | NA
VIC | WOTS66 | Wodonga (AusNet) 66 kV | AusNet | Summer | Non-coincident | 2027 | POE50 | Operational-demand | -15.8333 | 55.4058
VIC | WOTS66 | Wodonga (AusNet) 66 kV | AusNet | Summer | Non-coincident | 2027 | POE90 | Operational-demand | -17.9151 | NA
VIC | WOTS66 | Wodonga (AusNet) 66 kV | AusNet | Summer | Coincident_unreconciled | 2028 | POE50 | Operational-demand | 2.4991 | NA
VIC | WOTS66 | Wodonga (AusNet) 66 kV | AusNet | Summer | Coincident_unreconciled | 2028 | POE90 | Operational-demand | 2.8014 | NA
VIC | WOTS66 | Wodonga (AusNet) 66 kV | AusNet | Summer | Non-coincident | 2028 | POE50 | Operational-demand | -17.3002 | 55.6703
VIC | WOTS66 | Wodonga (AusNet) 66 kV | AusNet | Summer | Non-coincident | 2028 | POE90 | Operational-demand | -19.3932 | NA
VIC | WOTS66 | Wodonga (AusNet) 66 kV | AusNet | Summer | Coincident_unreconciled | 2029 | POE50 | Operational-demand | 2.7557 | NA
VIC | WOTS66 | Wodonga (AusNet) 66 kV | AusNet | Summer | Coincident_unreconciled | 2029 | POE90 | Operational-demand | 3.0597 | NA
VIC | WOTS66 | Wodonga (AusNet) 66 kV | AusNet | Summer | Non-coincident | 2029 | POE50 | Operational-demand | -19.0767 | 55.9406
VIC | WOTS66 | Wodonga (AusNet) 66 kV | AusNet | Summer | Non-coincident | 2029 | POE90 | Operational-demand | -21.1809 | NA
VIC | WOTS66 | Wodonga (AusNet) 66 kV | AusNet | Summer | Coincident_unreconciled | 2030 | POE50 | Operational-demand | 3.0029 | NA
VIC | WOTS66 | Wodonga (AusNet) 66 kV | AusNet | Summer | Coincident_unreconciled | 2030 | POE90 | Operational-demand | 3.3085 | NA
VIC | WOTS66 | Wodonga (AusNet) 66 kV | AusNet | Summer | Non-coincident | 2030 | POE50 | Operational-demand | -20.7878 | 56.2402
VIC | WOTS66 | Wodonga (AusNet) 66 kV | AusNet | Summer | Non-coincident | 2030 | POE90 | Operational-demand | -22.9032 | NA
VIC | WOTS66 | Wodonga (AusNet) 66 kV | AusNet | Summer | Coincident_unreconciled | 2031 | POE50 | Operational-demand | 3.2519 | NA
VIC | WOTS66 | Wodonga (AusNet) 66 kV | AusNet | Summer | Coincident_unreconciled | 2031 | POE90 | Operational-demand | 3.5591 | NA
VIC | WOTS66 | Wodonga (AusNet) 66 kV | AusNet | Summer | Non-coincident | 2031 | POE50 | Operational-demand | -22.5118 | 56.536
VIC | WOTS66 | Wodonga (AusNet) 66 kV | AusNet | Summer | Non-coincident | 2031 | POE90 | Operational-demand | -24.6383 | NA
VIC | WOTS66 | Wodonga (AusNet) 66 kV | AusNet | Summer | Coincident_unreconciled | 2032 | POE50 | Operational-demand | 3.4322 | NA
VIC | WOTS66 | Wodonga (AusNet) 66 kV | AusNet | Summer | Coincident_unreconciled | 2032 | POE90 | Operational-demand | 3.7409 | NA
VIC | WOTS66 | Wodonga (AusNet) 66 kV | AusNet | Summer | Non-coincident | 2032 | POE50 | Operational-demand | -23.76 | 56.8654
VIC | WOTS66 | Wodonga (AusNet) 66 kV | AusNet | Summer | Non-coincident | 2032 | POE90 | Operational-demand | -25.897 | NA
VIC | WOTS66 | Wodonga (AusNet) 66 kV | AusNet | Summer | Coincident_unreconciled | 2033 | POE50 | Operational-demand | 3.5669 | NA
VIC | WOTS66 | Wodonga (AusNet) 66 kV | AusNet | Summer | Coincident_unreconciled | 2033 | POE90 | Operational-demand | 3.877 | NA
VIC | WOTS66 | Wodonga (AusNet) 66 kV | AusNet | Summer | Non-coincident | 2033 | POE50 | Operational-demand | -24.6922 | 57.2097
VIC | WOTS66 | Wodonga (AusNet) 66 kV | AusNet | Summer | Non-coincident | 2033 | POE90 | Operational-demand | -26.839 | NA
VIC | WOTS66 | Wodonga (AusNet) 66 kV | AusNet | Summer | Coincident_unreconciled | 2034 | POE50 | Operational-demand | 3.6919 | NA
VIC | WOTS66 | Wodonga (AusNet) 66 kV | AusNet | Summer | Coincident_unreconciled | 2034 | POE90 | Operational-demand | 4.0034 | NA
VIC | WOTS66 | Wodonga (AusNet) 66 kV | AusNet | Summer | Non-coincident | 2034 | POE50 | Operational-demand | -25.5573 | 57.5588
VIC | WOTS66 | Wodonga (AusNet) 66 kV | AusNet | Summer | Non-coincident | 2034 | POE90 | Operational-demand | -27.7141 | NA
VIC | WOTS66 | Wodonga (AusNet) 66 kV | AusNet | Summer | Coincident_unreconciled | 2035 | POE50 | Operational-demand | 3.8359 | NA
VIC | WOTS66 | Wodonga (AusNet) 66 kV | AusNet | Summer | Coincident_unreconciled | 2035 | POE90 | Operational-demand | 4.1488 | NA
VIC | WOTS66 | Wodonga (AusNet) 66 kV | AusNet | Summer | Non-coincident | 2035 | POE50 | Operational-demand | -26.5541 | 57.8961
VIC | WOTS66 | Wodonga (AusNet) 66 kV | AusNet | Summer | Non-coincident | 2035 | POE90 | Operational-demand | -28.7207 | NA
VIC | WOTS66 | Wodonga (AusNet) 66 kV | AusNet | Summer | Non-coincident | 2025 | BASEYEARPOE10 | Operational-demand | NA | 61.6844
VIC | WOTS66 | Wodonga (AusNet) 66 kV | AusNet | Summer | Coincident | 2026 | POE10 | Operational-demand | NA | 59.042
VIC | WOTS66 | Wodonga (AusNet) 66 kV | AusNet | Summer | Coincident | 2026 | POE50 | Operational-demand | NA | 55.3234
VIC | WOTS66 | Wodonga (AusNet) 66 kV | AusNet | Summer | Non-coincident | 2026 | POE10 | Operational-demand | NA | 64.8519
VIC | WOTS66 | Wodonga (AusNet) 66 kV | AusNet | Summer | Coincident | 2027 | POE10 | Operational-demand | NA | 57.5663
VIC | WOTS66 | Wodonga (AusNet) 66 kV | AusNet | Summer | Coincident | 2027 | POE50 | Operational-demand | NA | 55.1459
VIC | WOTS66 | Wodonga (AusNet) 66 kV | AusNet | Summer | Non-coincident | 2027 | POE10 | Operational-demand | NA | 65.0274
VIC | WOTS66 | Wodonga (AusNet) 66 kV | AusNet | Summer | Coincident | 2028 | POE10 | Operational-demand | NA | 56.3946
VIC | WOTS66 | Wodonga (AusNet) 66 kV | AusNet | Summer | Coincident | 2028 | POE50 | Operational-demand | NA | 53.6136
VIC | WOTS66 | Wodonga (AusNet) 66 kV | AusNet | Summer | Non-coincident | 2028 | POE10 | Operational-demand | NA | 65.4627
VIC | WOTS66 | Wodonga (AusNet) 66 kV | AusNet | Summer | Coincident | 2029 | POE10 | Operational-demand | NA | 55.5991
VIC | WOTS66 | Wodonga (AusNet) 66 kV | AusNet | Summer | Coincident | 2029 | POE50 | Operational-demand | NA | 52.8849
VIC | WOTS66 | Wodonga (AusNet) 66 kV | AusNet | Summer | Non-coincident | 2029 | POE10 | Operational-demand | NA | 65.8955
VIC | WOTS66 | Wodonga (AusNet) 66 kV | AusNet | Summer | Coincident | 2030 | POE10 | Operational-demand | NA | 55.0093
VIC | WOTS66 | Wodonga (AusNet) 66 kV | AusNet | Summer | Coincident | 2030 | POE50 | Operational-demand | NA | 52.157
VIC | WOTS66 | Wodonga (AusNet) 66 kV | AusNet | Summer | Non-coincident | 2030 | POE10 | Operational-demand | NA | 66.3897
VIC | WOTS66 | Wodonga (AusNet) 66 kV | AusNet | Summer | Coincident | 2031 | POE10 | Operational-demand | NA | 53.8335
VIC | WOTS66 | Wodonga (AusNet) 66 kV | AusNet | Summer | Coincident | 2031 | POE50 | Operational-demand | NA | 51.2852
VIC | WOTS66 | Wodonga (AusNet) 66 kV | AusNet | Summer | Non-coincident | 2031 | POE10 | Operational-demand | NA | 66.9066
VIC | WOTS66 | Wodonga (AusNet) 66 kV | AusNet | Summer | Coincident | 2032 | POE10 | Operational-demand | NA | 52.4596
VIC | WOTS66 | Wodonga (AusNet) 66 kV | AusNet | Summer | Coincident | 2032 | POE50 | Operational-demand | NA | 49.8733
VIC | WOTS66 | Wodonga (AusNet) 66 kV | AusNet | Summer | Non-coincident | 2032 | POE10 | Operational-demand | NA | 67.4351
VIC | WOTS66 | Wodonga (AusNet) 66 kV | AusNet | Summer | Coincident | 2033 | POE10 | Operational-demand | NA | 51.4684
VIC | WOTS66 | Wodonga (AusNet) 66 kV | AusNet | Summer | Coincident | 2033 | POE50 | Operational-demand | NA | 48.4731
VIC | WOTS66 | Wodonga (AusNet) 66 kV | AusNet | Summer | Non-coincident | 2033 | POE10 | Operational-demand | NA | 67.9702
VIC | WOTS66 | Wodonga (AusNet) 66 kV | AusNet | Summer | Coincident | 2034 | POE10 | Operational-demand | NA | 51.1721
VIC | WOTS66 | Wodonga (AusNet) 66 kV | AusNet | Summer | Coincident | 2034 | POE50 | Operational-demand | NA | 48.2413
VIC | WOTS66 | Wodonga (AusNet) 66 kV | AusNet | Summer | Non-coincident | 2034 | POE10 | Operational-demand | NA | 68.5068
VIC | WOTS66 | Wodonga (AusNet) 66 kV | AusNet | Summer | Coincident | 2035 | POE10 | Operational-demand | NA | 51.0862
VIC | WOTS66 | Wodonga (AusNet) 66 kV | AusNet | Summer | Coincident | 2035 | POE50 | Operational-demand | NA | 48.1646
VIC | WOTS66 | Wodonga (AusNet) 66 kV | AusNet | Summer | Non-coincident | 2035 | POE10 | Operational-demand | NA | 69.0268
VIC | WOTS66 | Wodonga (AusNet) 66 kV | AusNet | Winter | Coincident | 2018 | ACTUAL_OPG | Operational-demand | NA | 34.805
VIC | WOTS66 | Wodonga (AusNet) 66 kV | AusNet | Winter | Coincident | 2018 | ACTUAL_RAW | Operational-demand | NA | 34.805
VIC | WOTS66 | Wodonga (AusNet) 66 kV | AusNet | Winter | Non-coincident | 2018 | ACTUAL_RAW | Operational-demand | NA | 40.1957
VIC | WOTS66 | Wodonga (AusNet) 66 kV | AusNet | Winter | Non-coincident | 2018 | ACTUAL_OPG | Operational-demand | NA | 40.1957
VIC | WOTS66 | Wodonga (AusNet) 66 kV | AusNet | Winter | Non-coincident | 2018 | ACTUAL_ADJUSTEDOPG | Operational-demand | NA | 40.1957
VIC | WOTS66 | Wodonga (AusNet) 66 kV | AusNet | Winter | Coincident | 2019 | ACTUAL_OPG | Operational-demand | NA | 39.9748
VIC | WOTS66 | Wodonga (AusNet) 66 kV | AusNet | Winter | Coincident | 2019 | ACTUAL_RAW | Operational-demand | NA | 39.9748
VIC | WOTS66 | Wodonga (AusNet) 66 kV | AusNet | Winter | Non-coincident | 2019 | ACTUAL_RAW | Operational-demand | NA | 41.4771
VIC | WOTS66 | Wodonga (AusNet) 66 kV | AusNet | Winter | Non-coincident | 2019 | ACTUAL_OPG | Operational-demand | NA | 41.4771
VIC | WOTS66 | Wodonga (AusNet) 66 kV | AusNet | Winter | Non-coincident | 2019 | ACTUAL_ADJUSTEDOPG | Operational-demand | NA | 41.4771
VIC | WOTS66 | Wodonga (AusNet) 66 kV | AusNet | Winter | Coincident | 2020 | ACTUAL_OPG | Operational-demand | NA | 36.5694
VIC | WOTS66 | Wodonga (AusNet) 66 kV | AusNet | Winter | Coincident | 2020 | ACTUAL_RAW | Operational-demand | NA | 36.5694
VIC | WOTS66 | Wodonga (AusNet) 66 kV | AusNet | Winter | Non-coincident | 2020 | ACTUAL_RAW | Operational-demand | NA | 40.8679
VIC | WOTS66 | Wodonga (AusNet) 66 kV | AusNet | Winter | Non-coincident | 2020 | ACTUAL_OPG | Operational-demand | NA | 40.8679
VIC | WOTS66 | Wodonga (AusNet) 66 kV | AusNet | Winter | Non-coincident | 2020 | ACTUAL_ADJUSTEDOPG | Operational-demand | NA | 40.8679
VIC | WOTS66 | Wodonga (AusNet) 66 kV | AusNet | Winter | Coincident | 2021 | ACTUAL_OPG | Operational-demand | NA | 39.0564
VIC | WOTS66 | Wodonga (AusNet) 66 kV | AusNet | Winter | Coincident | 2021 | ACTUAL_RAW | Operational-demand | NA | 39.191
VIC | WOTS66 | Wodonga (AusNet) 66 kV | AusNet | Winter | Non-coincident | 2021 | ACTUAL_RAW | Operational-demand | NA | 41.0511
VIC | WOTS66 | Wodonga (AusNet) 66 kV | AusNet | Winter | Non-coincident | 2021 | ACTUAL_OPG | Operational-demand | NA | 41.0511
VIC | WOTS66 | Wodonga (AusNet) 66 kV | AusNet | Winter | Non-coincident | 2021 | ACTUAL_ADJUSTEDOPG | Operational-demand | NA | 41.0511
VIC | WOTS66 | Wodonga (AusNet) 66 kV | AusNet | Winter | Coincident | 2022 | ACTUAL_OPG | Operational-demand | NA | 42.6983
VIC | WOTS66 | Wodonga (AusNet) 66 kV | AusNet | Winter | Coincident | 2022 | ACTUAL_RAW | Operational-demand | NA | 42.6983
VIC | WOTS66 | Wodonga (AusNet) 66 kV | AusNet | Winter | Non-coincident | 2022 | ACTUAL_RAW | Operational-demand | NA | 45.2947
VIC | WOTS66 | Wodonga (AusNet) 66 kV | AusNet | Winter | Non-coincident | 2022 | ACTUAL_OPG | Operational-demand | NA | 45.2947
VIC | WOTS66 | Wodonga (AusNet) 66 kV | AusNet | Winter | Non-coincident | 2022 | ACTUAL_ADJUSTEDOPG | Operational-demand | NA | 45.2947
VIC | WOTS66 | Wodonga (AusNet) 66 kV | AusNet | Winter | Coincident | 2023 | ACTUAL_OPG | Operational-demand | NA | 45.4024
VIC | WOTS66 | Wodonga (AusNet) 66 kV | AusNet | Winter | Coincident | 2023 | ACTUAL_RAW | Operational-demand | NA | 45.4024
VIC | WOTS66 | Wodonga (AusNet) 66 kV | AusNet | Winter | Non-coincident | 2023 | ACTUAL_RAW | Operational-demand | NA | 48.0734
VIC | WOTS66 | Wodonga (AusNet) 66 kV | AusNet | Winter | Non-coincident | 2023 | ACTUAL_OPG | Operational-demand | NA | 48.0734
VIC | WOTS66 | Wodonga (AusNet) 66 kV | AusNet | Winter | Non-coincident | 2023 | ACTUAL_ADJUSTEDOPG | Operational-demand | NA | 48.0734
VIC | WOTS66 | Wodonga (AusNet) 66 kV | AusNet | Winter | Coincident | 2024 | ACTUAL_OPG | Operational-demand | NA | 44.4822
VIC | WOTS66 | Wodonga (AusNet) 66 kV | AusNet | Winter | Coincident | 2024 | ACTUAL_RAW | Operational-demand | NA | 44.4822
VIC | WOTS66 | Wodonga (AusNet) 66 kV | AusNet | Winter | Non-coincident | 2024 | ACTUAL_RAW | Operational-demand | NA | 49.5281
VIC | WOTS66 | Wodonga (AusNet) 66 kV | AusNet | Winter | Non-coincident | 2024 | ACTUAL_OPG | Operational-demand | NA | 49.5281
VIC | WOTS66 | Wodonga (AusNet) 66 kV | AusNet | Winter | Non-coincident | 2024 | ACTUAL_ADJUSTEDOPG | Operational-demand | NA | 49.5281
VIC | WOTS66 | Wodonga (AusNet) 66 kV | AusNet | Winter | Coincident | 2025 | POE10 | Operational-demand | NA | 43.3045
VIC | WOTS66 | Wodonga (AusNet) 66 kV | AusNet | Winter | Coincident | 2025 | POE50 | Operational-demand | NA | 41.0856
VIC | WOTS66 | Wodonga (AusNet) 66 kV | AusNet | Winter | Non-coincident | 2025 | ACTUAL_RAW | Operational-demand | NA | 49.8605
VIC | WOTS66 | Wodonga (AusNet) 66 kV | AusNet | Winter | Non-coincident | 2025 | ACTUAL_ADJUSTEDOPG | Operational-demand | NA | 49.8605
VIC | WOTS66 | Wodonga (AusNet) 66 kV | AusNet | Winter | Non-coincident | 2025 | BASEYEARPOE50 | Operational-demand | NA | 40.933
VIC | WOTS66 | Wodonga (AusNet) 66 kV | AusNet | Winter | Non-coincident | 2025 | BASEYEARPOE10 | Operational-demand | NA | 42.6718
VIC | WOTS66 | Wodonga (AusNet) 66 kV | AusNet | Winter | Non-coincident | 2025 | POE10 | Operational-demand | NA | 43.3045
VIC | WOTS66 | Wodonga (AusNet) 66 kV | AusNet | Winter | Non-coincident | 2025 | POE50 | Operational-demand | NA | 41.0856
VIC | WOTS66 | Wodonga (AusNet) 66 kV | AusNet | Winter | Coincident | 2026 | POE10 | Operational-demand | NA | 43.2001
VIC | WOTS66 | Wodonga (AusNet) 66 kV | AusNet | Winter | Coincident | 2026 | POE50 | Operational-demand | NA | 40.9716
VIC | WOTS66 | Wodonga (AusNet) 66 kV | AusNet | Winter | Non-coincident | 2026 | POE10 | Operational-demand | NA | 43.2001
VIC | WOTS66 | Wodonga (AusNet) 66 kV | AusNet | Winter | Non-coincident | 2026 | POE50 | Operational-demand | NA | 40.9716
VIC | WOTS66 | Wodonga (AusNet) 66 kV | AusNet | Winter | Coincident | 2027 | POE10 | Operational-demand | NA | 43.4647
VIC | WOTS66 | Wodonga (AusNet) 66 kV | AusNet | Winter | Coincident | 2027 | POE50 | Operational-demand | NA | 41.2242
VIC | WOTS66 | Wodonga (AusNet) 66 kV | AusNet | Winter | Non-coincident | 2027 | POE10 | Operational-demand | NA | 43.4647
VIC | WOTS66 | Wodonga (AusNet) 66 kV | AusNet | Winter | Non-coincident | 2027 | POE50 | Operational-demand | NA | 41.2242
VIC | WOTS66 | Wodonga (AusNet) 66 kV | AusNet | Winter | Coincident | 2028 | POE10 | Operational-demand | NA | 43.754
VIC | WOTS66 | Wodonga (AusNet) 66 kV | AusNet | Winter | Coincident | 2028 | POE50 | Operational-demand | NA | 41.5015
VIC | WOTS66 | Wodonga (AusNet) 66 kV | AusNet | Winter | Non-coincident | 2028 | POE10 | Operational-demand | NA | 43.754
VIC | WOTS66 | Wodonga (AusNet) 66 kV | AusNet | Winter | Non-coincident | 2028 | POE50 | Operational-demand | NA | 41.5015
VIC | WOTS66 | Wodonga (AusNet) 66 kV | AusNet | Winter | Coincident | 2029 | POE10 | Operational-demand | NA | 44.0745
VIC | WOTS66 | Wodonga (AusNet) 66 kV | AusNet | Winter | Coincident | 2029 | POE50 | Operational-demand | NA | 41.8099
VIC | WOTS66 | Wodonga (AusNet) 66 kV | AusNet | Winter | Non-coincident | 2029 | POE10 | Operational-demand | NA | 44.0745
VIC | WOTS66 | Wodonga (AusNet) 66 kV | AusNet | Winter | Non-coincident | 2029 | POE50 | Operational-demand | NA | 41.8099
VIC | WOTS66 | Wodonga (AusNet) 66 kV | AusNet | Winter | Coincident | 2030 | POE10 | Operational-demand | NA | 44.2229
VIC | WOTS66 | Wodonga (AusNet) 66 kV | AusNet | Winter | Coincident | 2030 | POE50 | Operational-demand | NA | 42.1563
VIC | WOTS66 | Wodonga (AusNet) 66 kV | AusNet | Winter | Non-coincident | 2030 | POE10 | Operational-demand | NA | 44.4328
VIC | WOTS66 | Wodonga (AusNet) 66 kV | AusNet | Winter | Non-coincident | 2030 | POE50 | Operational-demand | NA | 42.1563
VIC | WOTS66 | Wodonga (AusNet) 66 kV | AusNet | Winter | Coincident | 2031 | POE10 | Operational-demand | NA | 43.9442
VIC | WOTS66 | Wodonga (AusNet) 66 kV | AusNet | Winter | Coincident | 2031 | POE50 | Operational-demand | NA | 42.5146
VIC | WOTS66 | Wodonga (AusNet) 66 kV | AusNet | Winter | Non-coincident | 2031 | POE10 | Operational-demand | NA | 44.803
VIC | WOTS66 | Wodonga (AusNet) 66 kV | AusNet | Winter | Non-coincident | 2031 | POE50 | Operational-demand | NA | 42.5146
VIC | WOTS66 | Wodonga (AusNet) 66 kV | AusNet | Winter | Coincident | 2032 | POE10 | Operational-demand | NA | 43.2916
VIC | WOTS66 | Wodonga (AusNet) 66 kV | AusNet | Winter | Coincident | 2032 | POE50 | Operational-demand | NA | 42.6361
VIC | WOTS66 | Wodonga (AusNet) 66 kV | AusNet | Winter | Non-coincident | 2032 | POE10 | Operational-demand | NA | 45.1836
VIC | WOTS66 | Wodonga (AusNet) 66 kV | AusNet | Winter | Non-coincident | 2032 | POE50 | Operational-demand | NA | 42.8845
VIC | WOTS66 | Wodonga (AusNet) 66 kV | AusNet | Winter | Coincident | 2033 | POE10 | Operational-demand | NA | 42.4542
VIC | WOTS66 | Wodonga (AusNet) 66 kV | AusNet | Winter | Coincident | 2033 | POE50 | Operational-demand | NA | 41.817
VIC | WOTS66 | Wodonga (AusNet) 66 kV | AusNet | Winter | Non-coincident | 2033 | POE10 | Operational-demand | NA | 45.5656
VIC | WOTS66 | Wodonga (AusNet) 66 kV | AusNet | Winter | Non-coincident | 2033 | POE50 | Operational-demand | NA | 43.2559
VIC | WOTS66 | Wodonga (AusNet) 66 kV | AusNet | Winter | Coincident | 2034 | POE10 | Operational-demand | NA | 42.3746
VIC | WOTS66 | Wodonga (AusNet) 66 kV | AusNet | Winter | Coincident | 2034 | POE50 | Operational-demand | NA | 41.7618
VIC | WOTS66 | Wodonga (AusNet) 66 kV | AusNet | Winter | Non-coincident | 2034 | POE10 | Operational-demand | NA | 45.9379
VIC | WOTS66 | Wodonga (AusNet) 66 kV | AusNet | Winter | Non-coincident | 2034 | POE50 | Operational-demand | NA | 43.6176

## DataSelection (hidden)
DATA LAST UPDATED 29/05/2026
[24 empty] | Minimum demand |  | Demand selected
State/DB Selection | Region | cpID | Name | DB/DNSP | Season | reconciled | Year | Percentile | MW min | MW max | State/CP |  | Unique State/CP | CP Selection | Region | cpID | Name | DB/DNSP | Season | reconciled | Year | Percentile | MW max | MW min |  | 2 | MINIMUM DEMAND
State/DB | [12 empty] | 71 | CP List #
1 | [13 empty] | 13
VIC - ALL | [13 empty] | CP NAME & ID
VIC | [13 empty] | VIC Cranbourne (United Energy) 66 kV
ALL | [13 empty] | Cranbourne (United Energy) 66 kV
ALL | [13 empty] | CBTS66U | [21 empty] | This is done because summing #N/A values also returns zero.
FALSE | #N/A | #N/A | #N/A | #N/A | #N/A | #N/A | #N/A | #N/A | #N/A | #N/A |  | 1 | VIC Altona West (Powercor) 66 kV | FALSE | #N/A | #N/A | #N/A | #N/A | #N/A | #N/A | #N/A | #N/A | #N/A | #N/A
FALSE | #N/A | #N/A | #N/A | #N/A | #N/A | #N/A | #N/A | #N/A | #N/A | #N/A |  | 2 | VIC Ballarat (Powercor) 66 kV | FALSE | #N/A | #N/A | #N/A | #N/A | #N/A | #N/A | #N/A | #N/A | #N/A | #N/A
FALSE | #N/A | #N/A | #N/A | #N/A | #N/A | #N/A | #N/A | #N/A | #N/A | #N/A |  | 3 | VIC Bendigo (Powercor) 22 kV | FALSE | #N/A | #N/A | #N/A | #N/A | #N/A | #N/A | #N/A | #N/A | #N/A | #N/A | DATA REPORTED |  | Identifiers |  | Summer/Shoulder | 2000/01 | 2001/02 | 2002/03 | 2003/04 | 2004/05 | 2005/06 | 2006/07 | 2007/08 | 2008/09 | 2009/10 | 2010/11 | 2011/12 | 2012/13 | 2013/14 | 2014/15 | 2015/16 | 2016/17 | 2017/18 | 2018/19 | 2019/20 | 2020/21 | 2021/22 | 2022/23 | 2023/24 | 2024/25 | 2025/26 | 2026/27 | 2027/28 | 2028/29 | 2029/30 | 2030/31 | 2031/32 | 2032/33 | 2033/2034 | 2034/2035 | 2035/2036
FALSE | #N/A | #N/A | #N/A | #N/A | #N/A | #N/A | #N/A | #N/A | #N/A | #N/A |  | 4 | VIC Bendigo (Powercor) 66 kV | FALSE | #N/A | #N/A | #N/A | #N/A | #N/A | #N/A | #N/A | #N/A | #N/A | #N/A |  |  |  |  | Summer/Shoulder | 2001 | 2002 | 2003 | 2004 | 2005 | 2006 | 2007 | 2008 | 2009 | 2010 | 2011 | 2012 | 2013 | 2014 | 2015 | 2016 | 2017 | 2018 | 2019 | 2020 | 2021 | 2022 | 2023 | 2024 | 2025 | 2026 | 2027 | 2028 | 2029 | 2030 | 2031 | 2032 | 2033 | 2034 | 2035 | 2036
FALSE | #N/A | #N/A | #N/A | #N/A | #N/A | #N/A | #N/A | #N/A | #N/A | #N/A |  | 5 | VIC Brooklyn (Jemena) 22 kV | FALSE | #N/A | #N/A | #N/A | #N/A | #N/A | #N/A | #N/A | #N/A | #N/A | #N/A |  |  |  |  | Winter | 2000 | 2001 | 2002 | 2003 | 2004 | 2005 | 2006 | 2007 | 2008 | 2009 | 2010 | 2011 | 2012 | 2013 | 2014 | 2015 | 2016 | 2017 | 2018 | 2019 | 2020 | 2021 | 2022 | 2023 | 2024 | 2025 | 2026 | 2027 | 2028 | 2029 | 2030 | 2031 | 2032 | 2033 | 2034 | 2035
FALSE | #N/A | #N/A | #N/A | #N/A | #N/A | #N/A | #N/A | #N/A | #N/A | #N/A |  | 6 | VIC Brooklyn (Powercor) 22 kV | FALSE | #N/A | #N/A | #N/A | #N/A | #N/A | #N/A | #N/A | #N/A | #N/A | #N/A | Maximum (MW)
TRUE | VIC | ATSWP | Altona West (Powercor) 66 kV | Powercor | Shoulder | Coincident | 2019 | ACTUAL_OPG | 81.332 | NA | VIC Altona West (Powercor) 66 kV | 7 | VIC Brooklyn (Jemena) 66 kV | FALSE | #N/A | #N/A | #N/A | #N/A | #N/A | #N/A | #N/A | #N/A | #N/A | #N/A | Non-Coincident Max Actual |  | Summer | Non-coincident | ACTUAL_OPG | #N/A | #N/A | #N/A | #N/A | #N/A | #N/A | #N/A | #N/A | #N/A | #N/A | #N/A | #N/A | #N/A | #N/A | #N/A | #N/A | #N/A | #N/A | 164.4845 | 170.8798 | 147.9479 | 156.6885 | 162.731 | 183.2017 | 177.0998 | #N/A | #N/A | #N/A | #N/A | #N/A | #N/A | #N/A | #N/A | #N/A | #N/A | #N/A
TRUE | VIC | ATSWP | Altona West (Powercor) 66 kV | Powercor | Shoulder | Coincident | 2019 | ACTUAL_RAW | 81.332 | NA | VIC Altona West (Powercor) 66 kV | 8 | VIC Brooklyn (Powercor) 66 kV | FALSE | #N/A | #N/A | #N/A | #N/A | #N/A | #N/A | #N/A | #N/A | #N/A | #N/A | Non-Coincident Max Actual Adj |  | Summer | Non-coincident | ACTUAL_ADJUSTEDOPG | #N/A | #N/A | #N/A | #N/A | #N/A | #N/A | #N/A | #N/A | #N/A | #N/A | #N/A | #N/A | #N/A | #N/A | #N/A | #N/A | #N/A | #N/A | 164.4845 | 170.5111 | 147.9479 | 156.6885 | 162.731 | 183.2017 | 177.0998 | #N/A | #N/A | #N/A | #N/A | #N/A | #N/A | #N/A | #N/A | #N/A | #N/A | #N/A
TRUE | VIC | ATSWP | Altona West (Powercor) 66 kV | Powercor | Shoulder | Non-coincident | 2019 | ACTUAL_RAW | 67.3324 | NA | VIC Altona West (Powercor) 66 kV | 9 | VIC Brunswick (CitiPower) 22 kV | FALSE | #N/A | #N/A | #N/A | #N/A | #N/A | #N/A | #N/A | #N/A | #N/A | #N/A | Non-Coincident Max POE10 |  | Summer | Non-coincident | POE10 | #N/A | #N/A | #N/A | #N/A | #N/A | #N/A | #N/A | #N/A | #N/A | #N/A | #N/A | #N/A | #N/A | #N/A | #N/A | #N/A | #N/A | #N/A | #N/A | #N/A | #N/A | #N/A | #N/A | #N/A | #N/A | 201.5656 | 202.226 | 201.7685 | 201.5396 | 201.4347 | 201.3608 | 201.5904 | 202.0334 | 202.527 | 202.9836 | #N/A
TRUE | VIC | ATSWP | Altona West (Powercor) 66 kV | Powercor | Shoulder | Non-coincident | 2019 | ACTUAL_OPG | 67.3324 | NA | VIC Altona West (Powercor) 66 kV | 10 | VIC Brunswick (Jemena) 22 kV | FALSE | #N/A | #N/A | #N/A | #N/A | #N/A | #N/A | #N/A | #N/A | #N/A | #N/A | Non-Coincident Max POE50 |  | Summer | Non-coincident | POE50 | #N/A | #N/A | #N/A | #N/A | #N/A | #N/A | #N/A | #N/A | #N/A | #N/A | #N/A | #N/A | #N/A | #N/A | #N/A | #N/A | #N/A | #N/A | #N/A | #N/A | #N/A | #N/A | #N/A | #N/A | #N/A | 174.13 | 174.7121 | 174.1755 | 173.8675 | 173.6835 | 173.5305 | 173.6801 | 174.0424 | 174.4553 | 174.8312 | #N/A
TRUE | VIC | ATSWP | Altona West (Powercor) 66 kV | Powercor | Shoulder | Non-coincident | 2019 | ACTUAL_ADJUSTEDOPG | 67.3324 | NA | VIC Altona West (Powercor) 66 kV | 11 | VIC Brunswick (CitiPower) 66 kV | FALSE | #N/A | #N/A | #N/A | #N/A | #N/A | #N/A | #N/A | #N/A | #N/A | #N/A | Non-Coincident Max Actual |  | Winter | Non-coincident | ACTUAL_OPG | #N/A | #N/A | #N/A | #N/A | #N/A | #N/A | #N/A | #N/A | #N/A | #N/A | #N/A | #N/A | #N/A | #N/A | #N/A | #N/A | #N/A | #N/A | 124.7176 | 129.0183 | 137.1083 | 140.1724 | 146.3535 | 144.203 | 157.1381 | #N/A | #N/A | #N/A | #N/A | #N/A | #N/A | #N/A | #N/A | #N/A | #N/A | #N/A
TRUE | VIC | ATSWP | Altona West (Powercor) 66 kV | Powercor | Shoulder | Coincident | 2020 | ACTUAL_OPG | 62.5883 | NA | VIC Altona West (Powercor) 66 kV | 12 | VIC Cranbourne (AusNet) 66 kV | FALSE | #N/A | #N/A | #N/A | #N/A | #N/A | #N/A | #N/A | #N/A | #N/A | #N/A | Non-Coincident Max Actual Adj |  | Winter | Non-coincident | ACTUAL_ADJUSTEDOPG | #N/A | #N/A | #N/A | #N/A | #N/A | #N/A | #N/A | #N/A | #N/A | #N/A | #N/A | #N/A | #N/A | #N/A | #N/A | #N/A | #N/A | #N/A | 124.7176 | 129.0183 | 137.1083 | 140.1724 | 146.3535 | 144.203 | 157.1381 | 159.6944 | #N/A | #N/A | #N/A | #N/A | #N/A | #N/A | #N/A | #N/A | #N/A | #N/A
TRUE | VIC | ATSWP | Altona West (Powercor) 66 kV | Powercor | Shoulder | Coincident | 2020 | ACTUAL_RAW | 62.5883 | NA | VIC Altona West (Powercor) 66 kV | 13 | VIC Cranbourne (United Energy) 66 kV | FALSE | #N/A | #N/A | #N/A | #N/A | #N/A | #N/A | #N/A | #N/A | #N/A | #N/A | Non-Coincident Max POE10 |  | Winter | Non-coincident | POE10 | #N/A | #N/A | #N/A | #N/A | #N/A | #N/A | #N/A | #N/A | #N/A | #N/A | #N/A | #N/A | #N/A | #N/A | #N/A | #N/A | #N/A | #N/A | #N/A | #N/A | #N/A | #N/A | #N/A | #N/A | #N/A | 168.8766 | 171.8934 | 173.3405 | 173.949 | 174.7044 | 175.4696 | 176.2654 | 177.1187 | 177.9728 | 178.8103 | #N/A
TRUE | VIC | ATSWP | Altona West (Powercor) 66 kV | Powercor | Shoulder | Non-coincident | 2020 | ACTUAL_RAW | 59.8359 | NA | VIC Altona West (Powercor) 66 kV | 14 | VIC Deer Park (Powercor) 66 kV | FALSE | #N/A | #N/A | #N/A | #N/A | #N/A | #N/A | #N/A | #N/A | #N/A | #N/A | Non-Coincident Max POE50 |  | Winter | Non-coincident | POE50 | #N/A | #N/A | #N/A | #N/A | #N/A | #N/A | #N/A | #N/A | #N/A | #N/A | #N/A | #N/A | #N/A | #N/A | #N/A | #N/A | #N/A | #N/A | #N/A | #N/A | #N/A | #N/A | #N/A | #N/A | #N/A | 165 | 168.0058 | 169.4416 | 170.0387 | 170.7829 | 171.5367 | 172.3212 | 173.1629 | 174.0055 | 174.8315 | #N/A
TRUE | VIC | ATSWP | Altona West (Powercor) 66 kV | Powercor | Shoulder | Non-coincident | 2020 | ACTUAL_OPG | 59.8359 | NA | VIC Altona West (Powercor) 66 kV | 15 | VIC East Rowville 12 (AusNet) 66 kV | FALSE | #N/A | #N/A | #N/A | #N/A | #N/A | #N/A | #N/A | #N/A | #N/A | #N/A | Non-Coincident Max Actual |  | Shoulder | Non-coincident | ACTUAL_OPG | #N/A | #N/A | #N/A | #N/A | #N/A | #N/A | #N/A | #N/A | #N/A | #N/A | #N/A | #N/A | #N/A | #N/A | #N/A | #N/A | #N/A | #N/A | #N/A | #N/A | #N/A | #N/A | #N/A | #N/A | #N/A | #N/A | #N/A | #N/A | #N/A | #N/A | #N/A | #N/A | #N/A | #N/A | #N/A | #N/A
TRUE | VIC | ATSWP | Altona West (Powercor) 66 kV | Powercor | Shoulder | Non-coincident | 2020 | ACTUAL_ADJUSTEDOPG | 59.8359 | NA | VIC Altona West (Powercor) 66 kV | 16 | VIC East Rowville 12 (United Energy) 66 kV | FALSE | #N/A | #N/A | #N/A | #N/A | #N/A | #N/A | #N/A | #N/A | #N/A | #N/A | Non-Coincident Max Actual Adj |  | Shoulder | Non-coincident | ACTUAL_ADJUSTEDOPG | #N/A | #N/A | #N/A | #N/A | #N/A | #N/A | #N/A | #N/A | #N/A | #N/A | #N/A | #N/A | #N/A | #N/A | #N/A | #N/A | #N/A | #N/A | #N/A | #N/A | #N/A | #N/A | #N/A | #N/A | #N/A | #N/A | #N/A | #N/A | #N/A | #N/A | #N/A | #N/A | #N/A | #N/A | #N/A | #N/A
TRUE | VIC | ATSWP | Altona West (Powercor) 66 kV | Powercor | Shoulder | Coincident | 2021 | ACTUAL_OPG | 46.0502 | NA | VIC Altona West (Powercor) 66 kV | 17 | VIC East Rowville 34 (AusNet) 66 kV | FALSE | #N/A | #N/A | #N/A | #N/A | #N/A | #N/A | #N/A | #N/A | #N/A | #N/A | Non-Coincident Max POE10 |  | Shoulder | Non-coincident | POE10 | #N/A | #N/A | #N/A | #N/A | #N/A | #N/A | #N/A | #N/A | #N/A | #N/A | #N/A | #N/A | #N/A | #N/A | #N/A | #N/A | #N/A | #N/A | #N/A | #N/A | #N/A | #N/A | #N/A | #N/A | #N/A | #N/A | #N/A | #N/A | #N/A | #N/A | #N/A | #N/A | #N/A | #N/A | #N/A | #N/A
TRUE | VIC | ATSWP | Altona West (Powercor) 66 kV | Powercor | Shoulder | Coincident | 2021 | ACTUAL_RAW | 46.0502 | NA | VIC Altona West (Powercor) 66 kV | 18 | VIC East Rowville 34 (United Energy) 66 kV | FALSE | #N/A | #N/A | #N/A | #N/A | #N/A | #N/A | #N/A | #N/A | #N/A | #N/A | Non-Coincident Max POE50 |  | Shoulder | Non-coincident | POE50 | #N/A | #N/A | #N/A | #N/A | #N/A | #N/A | #N/A | #N/A | #N/A | #N/A | #N/A | #N/A | #N/A | #N/A | #N/A | #N/A | #N/A | #N/A | #N/A | #N/A | #N/A | #N/A | #N/A | #N/A | #N/A | #N/A | #N/A | #N/A | #N/A | #N/A | #N/A | #N/A | #N/A | #N/A | #N/A | #N/A
TRUE | VIC | ATSWP | Altona West (Powercor) 66 kV | Powercor | Shoulder | Non-coincident | 2021 | ACTUAL_RAW | 43.8115 | NA | VIC Altona West (Powercor) 66 kV | 19 | VIC Fishermans Bend (Citipower) 66 kV | FALSE | #N/A | #N/A | #N/A | #N/A | #N/A | #N/A | #N/A | #N/A | #N/A | #N/A | Minimum (MW)
TRUE | VIC | ATSWP | Altona West (Powercor) 66 kV | Powercor | Shoulder | Non-coincident | 2021 | ACTUAL_OPG | 43.8115 | NA | VIC Altona West (Powercor) 66 kV | 20 | VIC Fishermans Bend (Powercor) 66 kV | FALSE | #N/A | #N/A | #N/A | #N/A | #N/A | #N/A | #N/A | #N/A | #N/A | #N/A | Non-Coincident Min Actual |  | Summer | Non-coincident | ACTUAL_OPG | #N/A | #N/A | #N/A | #N/A | #N/A | #N/A | #N/A | #N/A | #N/A | #N/A | #N/A | #N/A | #N/A | #N/A | #N/A | #N/A | #N/A | #N/A | 35.4424 | 32.3885 | 22.7728 | 24.0424 | 25.6153 | -18.2948 | -21.8523 | #N/A | #N/A | #N/A | #N/A | #N/A | #N/A | #N/A | #N/A | #N/A | #N/A | #N/A
TRUE | VIC | ATSWP | Altona West (Powercor) 66 kV | Powercor | Shoulder | Non-coincident | 2021 | ACTUAL_ADJUSTEDOPG | 43.8115 | NA | VIC Altona West (Powercor) 66 kV | 21 | VIC Glenrowan (AusNet) 66 kV | FALSE | #N/A | #N/A | #N/A | #N/A | #N/A | #N/A | #N/A | #N/A | #N/A | #N/A | Non-Coincident Min Actual Adj |  | Summer | Non-coincident | ACTUAL_ADJUSTEDOPG | #N/A | #N/A | #N/A | #N/A | #N/A | #N/A | #N/A | #N/A | #N/A | #N/A | #N/A | #N/A | #N/A | #N/A | #N/A | #N/A | #N/A | #N/A | 35.4424 | 32.3885 | 22.7728 | 24.0424 | 25.6153 | -18.2948 | -21.8523 | #N/A | #N/A | #N/A | #N/A | #N/A | #N/A | #N/A | #N/A | #N/A | #N/A | #N/A
TRUE | VIC | ATSWP | Altona West (Powercor) 66 kV | Powercor | Shoulder | Coincident | 2022 | ACTUAL_OPG | 8.9726 | NA | VIC Altona West (Powercor) 66 kV | 22 | VIC Geelong 12 (Powercor) 66 kV | FALSE | #N/A | #N/A | #N/A | #N/A | #N/A | #N/A | #N/A | #N/A | #N/A | #N/A | Non-Coincident Min POE50 |  | Summer | Non-coincident | POE50 | #N/A | #N/A | #N/A | #N/A | #N/A | #N/A | #N/A | #N/A | #N/A | #N/A | #N/A | #N/A | #N/A | #N/A | #N/A | #N/A | #N/A | #N/A | #N/A | #N/A | #N/A | #N/A | #N/A | #N/A | #N/A | -17.6943 | -25.5179 | -35.4828 | -44.4366 | -53.2329 | -61.8027 | -68.6197 | -74.0393 | -79.1295 | -84.5312 | #N/A
TRUE | VIC | ATSWP | Altona West (Powercor) 66 kV | Powercor | Shoulder | Coincident | 2022 | ACTUAL_RAW | 8.9726 | NA | VIC Altona West (Powercor) 66 kV | 23 | VIC Geelong 34 (Powercor) 66 kV | FALSE | #N/A | #N/A | #N/A | #N/A | #N/A | #N/A | #N/A | #N/A | #N/A | #N/A | Non-Coincident Min POE90 |  | Summer | Non-coincident | POE90 | #N/A | #N/A | #N/A | #N/A | #N/A | #N/A | #N/A | #N/A | #N/A | #N/A | #N/A | #N/A | #N/A | #N/A | #N/A | #N/A | #N/A | #N/A | #N/A | #N/A | #N/A | #N/A | #N/A | #N/A | #N/A | -19.6276 | -27.4569 | -37.4275 | -46.387 | -55.1891 | -63.7646 | -70.5874 | -76.0128 | -81.1089 | -86.5164 | #N/A
TRUE | VIC | ATSWP | Altona West (Powercor) 66 kV | Powercor | Shoulder | Non-coincident | 2022 | ACTUAL_RAW | 8.6082 | NA | VIC Altona West (Powercor) 66 kV | 24 | VIC Horsham (Powercor) 66 kV | FALSE | #N/A | #N/A | #N/A | #N/A | #N/A | #N/A | #N/A | #N/A | #N/A | #N/A | Non-Coincident Min Actual |  | Winter | Non-coincident | ACTUAL_OPG | #N/A | #N/A | #N/A | #N/A | #N/A | #N/A | #N/A | #N/A | #N/A | #N/A | #N/A | #N/A | #N/A | #N/A | #N/A | #N/A | #N/A | #N/A | #N/A | #N/A | #N/A | #N/A | #N/A | #N/A | #N/A | #N/A | #N/A | #N/A | #N/A | #N/A | #N/A | #N/A | #N/A | #N/A | #N/A | #N/A
TRUE | VIC | ATSWP | Altona West (Powercor) 66 kV | Powercor | Shoulder | Non-coincident | 2022 | ACTUAL_OPG | 8.6082 | NA | VIC Altona West (Powercor) 66 kV | 25 | VIC Heatherton (United Energy) 66 kV | FALSE | #N/A | #N/A | #N/A | #N/A | #N/A | #N/A | #N/A | #N/A | #N/A | #N/A | Non-Coincident Min Actual Adj |  | Winter | Non-coincident | ACTUAL_ADJUSTEDOPG | #N/A | #N/A | #N/A | #N/A | #N/A | #N/A | #N/A | #N/A | #N/A | #N/A | #N/A | #N/A | #N/A | #N/A | #N/A | #N/A | #N/A | #N/A | #N/A | #N/A | #N/A | #N/A | #N/A | #N/A | #N/A | #N/A | #N/A | #N/A | #N/A | #N/A | #N/A | #N/A | #N/A | #N/A | #N/A | #N/A
TRUE | VIC | ATSWP | Altona West (Powercor) 66 kV | Powercor | Shoulder | Non-coincident | 2022 | ACTUAL_ADJUSTEDOPG | 8.6082 | NA | VIC Altona West (Powercor) 66 kV | 26 | VIC Heywood (Powercor) 22 kV | FALSE | #N/A | #N/A | #N/A | #N/A | #N/A | #N/A | #N/A | #N/A | #N/A | #N/A | Non-Coincident Min POE50 |  | Winter | Non-coincident | POE50 | #N/A | #N/A | #N/A | #N/A | #N/A | #N/A | #N/A | #N/A | #N/A | #N/A | #N/A | #N/A | #N/A | #N/A | #N/A | #N/A | #N/A | #N/A | #N/A | #N/A | #N/A | #N/A | #N/A | #N/A | #N/A | #N/A | #N/A | #N/A | #N/A | #N/A | #N/A | #N/A | #N/A | #N/A | #N/A | #N/A
TRUE | VIC | ATSWP | Altona West (Powercor) 66 kV | Powercor | Shoulder | Coincident | 2023 | ACTUAL_OPG | -0.1313 | NA | VIC Altona West (Powercor) 66 kV | 27 | VIC Kerang (Powercor) 22 kV | FALSE | #N/A | #N/A | #N/A | #N/A | #N/A | #N/A | #N/A | #N/A | #N/A | #N/A | Non-Coincident Min POE90 |  | Winter | Non-coincident | POE90 | #N/A | #N/A | #N/A | #N/A | #N/A | #N/A | #N/A | #N/A | #N/A | #N/A | #N/A | #N/A | #N/A | #N/A | #N/A | #N/A | #N/A | #N/A | #N/A | #N/A | #N/A | #N/A | #N/A | #N/A | #N/A | #N/A | #N/A | #N/A | #N/A | #N/A | #N/A | #N/A | #N/A | #N/A | #N/A | #N/A
TRUE | VIC | ATSWP | Altona West (Powercor) 66 kV | Powercor | Shoulder | Coincident | 2023 | ACTUAL_RAW | -0.1313 | NA | VIC Altona West (Powercor) 66 kV | 28 | VIC Kerang (Powercor) 66 kV | FALSE | #N/A | #N/A | #N/A | #N/A | #N/A | #N/A | #N/A | #N/A | #N/A | #N/A | Non-Coincident Min Actual |  | Shoulder | Non-coincident | ACTUAL_OPG | #N/A | #N/A | #N/A | #N/A | #N/A | #N/A | #N/A | #N/A | #N/A | #N/A | #N/A | #N/A | #N/A | #N/A | #N/A | #N/A | #N/A | #N/A | 39.8903 | 40.5546 | 33.115 | 27.0474 | 18.4224 | -1.7001 | -12.1972 | #N/A | #N/A | #N/A | #N/A | #N/A | #N/A | #N/A | #N/A | #N/A | #N/A | #N/A
TRUE | VIC | ATSWP | Altona West (Powercor) 66 kV | Powercor | Shoulder | Non-coincident | 2023 | ACTUAL_RAW | -16.9525 | NA | VIC Altona West (Powercor) 66 kV | 29 | VIC Keilor East (Jemena) 66 kV | FALSE | #N/A | #N/A | #N/A | #N/A | #N/A | #N/A | #N/A | #N/A | #N/A | #N/A | Non-Coincident Min Actual Adj |  | Shoulder | Non-coincident | ACTUAL_ADJUSTEDOPG | #N/A | #N/A | #N/A | #N/A | #N/A | #N/A | #N/A | #N/A | #N/A | #N/A | #N/A | #N/A | #N/A | #N/A | #N/A | #N/A | #N/A | #N/A | 39.8903 | 40.5546 | 33.115 | 27.0474 | 18.4224 | -1.7001 | -12.1972 | #N/A | #N/A | #N/A | #N/A | #N/A | #N/A | #N/A | #N/A | #N/A | #N/A | #N/A
TRUE | VIC | ATSWP | Altona West (Powercor) 66 kV | Powercor | Shoulder | Non-coincident | 2023 | ACTUAL_OPG | -16.9525 | NA | VIC Altona West (Powercor) 66 kV | 30 | VIC Keilor East (Powercor) 66 kV | FALSE | #N/A | #N/A | #N/A | #N/A | #N/A | #N/A | #N/A | #N/A | #N/A | #N/A | Non-Coincident Min POE50 |  | Shoulder | Non-coincident | POE50 | #N/A | #N/A | #N/A | #N/A | #N/A | #N/A | #N/A | #N/A | #N/A | #N/A | #N/A | #N/A | #N/A | #N/A | #N/A | #N/A | #N/A | #N/A | #N/A | #N/A | #N/A | #N/A | #N/A | #N/A | #N/A | -11.4887 | -19.0386 | -28.651 | -37.3911 | -45.8978 | -54.1677 | -60.7833 | -66.0218 | -70.9215 | -76.1193 | #N/A
TRUE | VIC | ATSWP | Altona West (Powercor) 66 kV | Powercor | Shoulder | Non-coincident | 2023 | ACTUAL_ADJUSTEDOPG | -16.9525 | NA | VIC Altona West (Powercor) 66 kV | 31 | VIC Keilor West (Jemena) 66 kV | FALSE | #N/A | #N/A | #N/A | #N/A | #N/A | #N/A | #N/A | #N/A | #N/A | #N/A | Non-Coincident Min POE90 |  | Shoulder | Non-coincident | POE90 | #N/A | #N/A | #N/A | #N/A | #N/A | #N/A | #N/A | #N/A | #N/A | #N/A | #N/A | #N/A | #N/A | #N/A | #N/A | #N/A | #N/A | #N/A | #N/A | #N/A | #N/A | #N/A | #N/A | #N/A | #N/A | -16.2166 | -23.7801 | -33.4062 | -42.16 | -50.6805 | -58.9641 | -65.5936 | -70.846 | -75.7598 | -80.9716 | #N/A
TRUE | VIC | ATSWP | Altona West (Powercor) 66 kV | Powercor | Shoulder | Coincident | 2024 | ACTUAL_OPG | -20.449 | NA | VIC Altona West (Powercor) 66 kV | 32 | VIC Keilor West (Powercor) 66 kV | FALSE | #N/A | #N/A | #N/A | #N/A | #N/A | #N/A | #N/A | #N/A | #N/A | #N/A
TRUE | VIC | ATSWP | Altona West (Powercor) 66 kV | Powercor | Shoulder | Coincident | 2024 | ACTUAL_RAW | -20.449 | NA | VIC Altona West (Powercor) 66 kV | 33 | VIC Loy Yang (AusNet) 66 kV | FALSE | #N/A | #N/A | #N/A | #N/A | #N/A | #N/A | #N/A | #N/A | #N/A | #N/A
TRUE | VIC | ATSWP | Altona West (Powercor) 66 kV | Powercor | Shoulder | Non-coincident | 2024 | ACTUAL_RAW | -20.449 | NA | VIC Altona West (Powercor) 66 kV | 34 | VIC Mt Beauty (AusNet) 66 kV | FALSE | #N/A | #N/A | #N/A | #N/A | #N/A | #N/A | #N/A | #N/A | #N/A | #N/A | [20 empty] | SUMMER (MW) |  |  |  | 2021/22 | 2022/23 | 2023/24 | 2024/25 | 2025/26 | 2026/27 | 2027/28 | 2028/29 | 2029/30 | 2030/31 | 2031/32 | 2032/33 | 2033/2034 | 2034/2035 | Linear growth rate (MW/yr)
TRUE | VIC | ATSWP | Altona West (Powercor) 66 kV | Powercor | Shoulder | Non-coincident | 2024 | ACTUAL_OPG | -20.449 | NA | VIC Altona West (Powercor) 66 kV | 35 | VIC Malvern (United Energy) 22 kV | FALSE | #N/A | #N/A | #N/A | #N/A | #N/A | #N/A | #N/A | #N/A | #N/A | #N/A | [20 empty] | Non-Coincident Min Actual |  |  |  | 2021/22: 24.0424; 2022/23: 25.6153; 2023/24: -18.2948; 2024/25: -21.8523
TRUE | VIC | ATSWP | Altona West (Powercor) 66 kV | Powercor | Shoulder | Non-coincident | 2024 | ACTUAL_ADJUSTEDOPG | -20.449 | NA | VIC Altona West (Powercor) 66 kV | 36 | VIC Malvern (United Energy) 66 kV | FALSE | #N/A | #N/A | #N/A | #N/A | #N/A | #N/A | #N/A | #N/A | #N/A | #N/A | [20 empty] | Non-Coincident Min Actual Adj |  |  |  | 2021/22: 24.0424; 2022/23: 25.6153; 2023/24: -18.2948; 2024/25: -21.8523
TRUE | VIC | ATSWP | Altona West (Powercor) 66 kV | Powercor | Shoulder | Coincident | 2025 | ACTUAL_OPG | -19.9923 | NA | VIC Altona West (Powercor) 66 kV | 37 | VIC Malvern (Citipower) 66 kV | FALSE | #N/A | #N/A | #N/A | #N/A | #N/A | #N/A | #N/A | #N/A | #N/A | #N/A | [20 empty] | Non-Coincident Min POE50 | [7 empty] | -17.6943 | -25.5179 | -35.4828 | -44.4366 | -53.2329 | -61.8027 | -68.6197 | -74.0393 | -79.1295 | -84.5312 | -7.5801
TRUE | VIC | ATSWP | Altona West (Powercor) 66 kV | Powercor | Shoulder | Coincident | 2025 | ACTUAL_RAW | -19.9923 | NA | VIC Altona West (Powercor) 66 kV | 38 | VIC Morwell (Ausnet) 66 kV | FALSE | #N/A | #N/A | #N/A | #N/A | #N/A | #N/A | #N/A | #N/A | #N/A | #N/A | [20 empty] | Non-Coincident Min POE90 | [7 empty] | -19.6276 | -27.4569 | -37.4275 | -46.387 | -55.1891 | -63.7646 | -70.5874 | -76.0128 | -81.1089 | -86.5164 | -7.5858
TRUE | VIC | ATSWP | Altona West (Powercor) 66 kV | Powercor | Shoulder | Non-coincident | 2025 | ACTUAL_RAW | -23.1369 | NA | VIC Altona West (Powercor) 66 kV | 39 | VIC Red Cliffs (Powercor) 22 kV | FALSE | #N/A | #N/A | #N/A | #N/A | #N/A | #N/A | #N/A | #N/A | #N/A | #N/A | [20 empty] | SHOULDER (MW) |  |  |  | 2021/22 | 2022/23 | 2023/24 | 2024/25 | 2025/26 | 2026/27 | 2027/28 | 2028/29 | 2029/30 | 2030/31 | 2031/32 | 2032/33 | 2033/2034 | 2034/2035 | Linear growth rate (MW/yr)
TRUE | VIC | ATSWP | Altona West (Powercor) 66 kV | Powercor | Shoulder | Non-coincident | 2025 | ACTUAL_OPG | -23.1369 | NA | VIC Altona West (Powercor) 66 kV | 40 | VIC Red Cliffs (Powercor) 66 kV | FALSE | #N/A | #N/A | #N/A | #N/A | #N/A | #N/A | #N/A | #N/A | #N/A | #N/A | [20 empty] | Non-Coincident Min Actual |  |  |  | 2021/22: 27.0474; 2022/23: 18.4224; 2023/24: -1.7001; 2024/25: -12.1972
TRUE | VIC | ATSWP | Altona West (Powercor) 66 kV | Powercor | Shoulder | Non-coincident | 2025 | ACTUAL_ADJUSTEDOPG | -23.1369 | NA | VIC Altona West (Powercor) 66 kV | 41 | VIC Richmond (CitiPower) 22kV | FALSE | #N/A | #N/A | #N/A | #N/A | #N/A | #N/A | #N/A | #N/A | #N/A | #N/A | [20 empty] | Non-Coincident Min Actual Adj |  |  |  | 2021/22: 27.0474; 2022/23: 18.4224; 2023/24: -1.7001; 2024/25: -12.1972
TRUE | VIC | ATSWP | Altona West (Powercor) 66 kV | Powercor | Shoulder | Non-coincident | 2025 | BASEYEARPOE90 | -32.2926 | NA | VIC Altona West (Powercor) 66 kV | 42 | VIC Richmond 66kV (Citipower Total) | FALSE | #N/A | #N/A | #N/A | #N/A | #N/A | #N/A | #N/A | #N/A | #N/A | #N/A | [20 empty] | Non-Coincident Min POE50 | [7 empty] | -11.4887 | -19.0386 | -28.651 | -37.3911 | -45.8978 | -54.1677 | -60.7833 | -66.0218 | -70.9215 | -76.1193 | -7.3343
TRUE | VIC | ATSWP | Altona West (Powercor) 66 kV | Powercor | Shoulder | Non-coincident | 2025 | BASEYEARPOE50 | -25.9732 | NA | VIC Altona West (Powercor) 66 kV | 43 | VIC Richmond 66kV (United Energy Total) | FALSE | #N/A | #N/A | #N/A | #N/A | #N/A | #N/A | #N/A | #N/A | #N/A | #N/A | [20 empty] | Non-Coincident Min POE90 | [7 empty] | -16.2166 | -23.7801 | -33.4062 | -42.16 | -50.6805 | -58.9641 | -65.5936 | -70.846 | -75.7598 | -80.9716 | -7.3481
TRUE | VIC | ATSWP | Altona West (Powercor) 66 kV | Powercor | Shoulder | Coincident_unreconciled | 2026 | POE50 | -41.1807 | NA | VIC Altona West (Powercor) 66 kV | 44 | VIC Ringwood (AusNet) | FALSE | #N/A | #N/A | #N/A | #N/A | #N/A | #N/A | #N/A | #N/A | #N/A | #N/A
TRUE | VIC | ATSWP | Altona West (Powercor) 66 kV | Powercor | Shoulder | Coincident_unreconciled | 2026 | POE90 | -45.1133 | NA | VIC Altona West (Powercor) 66 kV | 45 | VIC Ringwood 13 (AusNet) 66 kV | FALSE | #N/A | #N/A | #N/A | #N/A | #N/A | #N/A | #N/A | #N/A | #N/A | #N/A
TRUE | VIC | ATSWP | Altona West (Powercor) 66 kV | Powercor | Shoulder | Non-coincident | 2026 | POE50 | -44.1832 | NA | VIC Altona West (Powercor) 66 kV | 46 | VIC Ringwood 13 (United Energy) 66 kV | FALSE | #N/A | #N/A | #N/A | #N/A | #N/A | #N/A | #N/A | #N/A | #N/A | #N/A
TRUE | VIC | ATSWP | Altona West (Powercor) 66 kV | Powercor | Shoulder | Non-coincident | 2026 | POE90 | -48.4025 | NA | VIC Altona West (Powercor) 66 kV | 47 | VIC Ringwood (AusNet) 22 kV | FALSE | #N/A | #N/A | #N/A | #N/A | #N/A | #N/A | #N/A | #N/A | #N/A | #N/A
TRUE | VIC | ATSWP | Altona West (Powercor) 66 kV | Powercor | Shoulder | Coincident_unreconciled | 2027 | POE50 | -53.6145 | NA | VIC Altona West (Powercor) 66 kV | 48 | VIC Ringwood (United Energy) 22 kV | FALSE | #N/A | #N/A | #N/A | #N/A | #N/A | #N/A | #N/A | #N/A | #N/A | #N/A
TRUE | VIC | ATSWP | Altona West (Powercor) 66 kV | Powercor | Shoulder | Coincident_unreconciled | 2027 | POE90 | -57.5914 | NA | VIC Altona West (Powercor) 66 kV | 49 | VIC Ringwood 24 (AusNet) 66 kV | FALSE | #N/A | #N/A | #N/A | #N/A | #N/A | #N/A | #N/A | #N/A | #N/A | #N/A
TRUE | VIC | ATSWP | Altona West (Powercor) 66 kV | Powercor | Shoulder | Non-coincident | 2027 | POE50 | -57.5236 | NA | VIC Altona West (Powercor) 66 kV | 50 | VIC Shepparton (Powercor) 66 kV | FALSE | #N/A | #N/A | #N/A | #N/A | #N/A | #N/A | #N/A | #N/A | #N/A | #N/A |  |  |  |  | SUMMER | 2000/01 | 2001/02 | 2002/03 | 2003/04 | 2004/05 | 2005/06 | 2006/07 | 2007/08 | 2008/09 | 2009/10 | 2010/11 | 2011/12 | 2012/13 | 2013/14 | 2014/15 | 2015/16 | 2016/17 | 2017/18 | 2018/19 | 2019/20 | 2020/21 | 2021/22 | 2022/23 | 2023/24 | 2024/25 | 2025/26 | 2026/27 | 2027/28 | 2028/29 | 2029/30 | 2030/31 | 2031/32 | 2032/33 | 2033/2034 | 2034/2035 | 2035/2036
TRUE | VIC | ATSWP | Altona West (Powercor) 66 kV | Powercor | Shoulder | Non-coincident | 2027 | POE90 | -61.7904 | NA | VIC Altona West (Powercor) 66 kV | 51 | VIC South Morang (Jemena) 66 kV | FALSE | #N/A | #N/A | #N/A | #N/A | #N/A | #N/A | #N/A | #N/A | #N/A | #N/A |  |  |  |  | ACTUAL_OPG | #N/A | #N/A | #N/A | #N/A | #N/A | #N/A | #N/A | #N/A | #N/A | #N/A | #N/A | #N/A | #N/A | #N/A | #N/A | #N/A | #N/A | #N/A | 35.4424 | 32.3885 | 22.7728 | 24.0424 | 25.6153 | -18.2948 | -21.8523 | #N/A | #N/A | #N/A | #N/A | #N/A | #N/A | #N/A | #N/A | #N/A | #N/A | #N/A
TRUE | VIC | ATSWP | Altona West (Powercor) 66 kV | Powercor | Shoulder | Coincident_unreconciled | 2028 | POE50 | -64.4227 | NA | VIC Altona West (Powercor) 66 kV | 52 | VIC South Morang (AusNet) 66 kV | FALSE | #N/A | #N/A | #N/A | #N/A | #N/A | #N/A | #N/A | #N/A | #N/A | #N/A |  |  |  |  | ACTUAL_ADJUSTEDOPG | #N/A | #N/A | #N/A | #N/A | #N/A | #N/A | #N/A | #N/A | #N/A | #N/A | #N/A | #N/A | #N/A | #N/A | #N/A | #N/A | #N/A | #N/A | 35.4424 | 32.3885 | 22.7728 | 24.0424 | 25.6153 | -18.2948 | -21.8523 | #N/A | #N/A | #N/A | #N/A | #N/A | #N/A | #N/A | #N/A | #N/A | #N/A | #N/A
TRUE | VIC | ATSWP | Altona West (Powercor) 66 kV | Powercor | Shoulder | Coincident_unreconciled | 2028 | POE90 | -68.4415 | NA | VIC Altona West (Powercor) 66 kV | 53 | VIC Springvale 12 (United Energy) 66 kV | FALSE | #N/A | #N/A | #N/A | #N/A | #N/A | #N/A | #N/A | #N/A | #N/A | #N/A |  |  |  |  | POE50 | #N/A | #N/A | #N/A | #N/A | #N/A | #N/A | #N/A | #N/A | #N/A | #N/A | #N/A | #N/A | #N/A | #N/A | #N/A | #N/A | #N/A | #N/A | #N/A | #N/A | #N/A | #N/A | #N/A | #N/A | #N/A | -17.6943 | -25.5179 | -35.4828 | -44.4366 | -53.2329 | -61.8027 | -68.6197 | -74.0393 | -79.1295 | -84.5312 | #N/A
TRUE | VIC | ATSWP | Altona West (Powercor) 66 kV | Powercor | Shoulder | Non-coincident | 2028 | POE50 | -69.1197 | NA | VIC Altona West (Powercor) 66 kV | 54 | VIC Springvale 34 (CitiPower) 66 kV | FALSE | #N/A | #N/A | #N/A | #N/A | #N/A | #N/A | #N/A | #N/A | #N/A | #N/A |  |  |  |  | POE90 | #N/A | #N/A | #N/A | #N/A | #N/A | #N/A | #N/A | #N/A | #N/A | #N/A | #N/A | #N/A | #N/A | #N/A | #N/A | #N/A | #N/A | #N/A | #N/A | #N/A | #N/A | #N/A | #N/A | #N/A | #N/A | -19.6276 | -27.4569 | -37.4275 | -46.387 | -55.1891 | -63.7646 | -70.5874 | -76.0128 | -81.1089 | -86.5164 | #N/A
TRUE | VIC | ATSWP | Altona West (Powercor) 66 kV | Powercor | Shoulder | Non-coincident | 2028 | POE90 | -73.4315 | NA | VIC Altona West (Powercor) 66 kV | 55 | VIC Springvale 34 (United Energy) 66 kV | FALSE | #N/A | #N/A | #N/A | #N/A | #N/A | #N/A | #N/A | #N/A | #N/A | #N/A
TRUE | VIC | ATSWP | Altona West (Powercor) 66 kV | Powercor | Shoulder | Coincident_unreconciled | 2029 | POE50 | -75.3039 | NA | VIC Altona West (Powercor) 66 kV | 56 | VIC Tyabb (United Energy) 66 kV | FALSE | #N/A | #N/A | #N/A | #N/A | #N/A | #N/A | #N/A | #N/A | #N/A | #N/A |  |  |  |  | SHOULDER | 2000/01 | 2001/02 | 2002/03 | 2003/04 | 2004/05 | 2005/06 | 2006/07 | 2007/08 | 2008/09 | 2009/10 | 2010/11 | 2011/12 | 2012/13 | 2013/14 | 2014/15 | 2015/16 | 2016/17 | 2017/18 | 2018/19 | 2019/20 | 2020/21 | 2021/22 | 2022/23 | 2023/24 | 2024/25 | 2025/26 | 2026/27 | 2027/28 | 2028/29 | 2029/30 | 2030/31 | 2031/32 | 2032/33 | 2033/2034 | 2034/2035 | 2035/2036
TRUE | VIC | ATSWP | Altona West (Powercor) 66 kV | Powercor | Shoulder | Coincident_unreconciled | 2029 | POE90 | -79.3646 | NA | VIC Altona West (Powercor) 66 kV | 57 | VIC Terang (Powercor) 66 kV | FALSE | #N/A | #N/A | #N/A | #N/A | #N/A | #N/A | #N/A | #N/A | #N/A | #N/A |  |  |  |  | ACTUAL_OPG | #N/A | #N/A | #N/A | #N/A | #N/A | #N/A | #N/A | #N/A | #N/A | #N/A | #N/A | #N/A | #N/A | #N/A | #N/A | #N/A | #N/A | #N/A | 39.8903 | 40.5546 | 33.115 | 27.0474 | 18.4224 | -1.7001 | -12.1972 | #N/A | #N/A | #N/A | #N/A | #N/A | #N/A | #N/A | #N/A | #N/A | #N/A | #N/A
TRUE | VIC | ATSWP | Altona West (Powercor) 66 kV | Powercor | Shoulder | Non-coincident | 2029 | POE50 | -80.7943 | NA | VIC Altona West (Powercor) 66 kV | 58 | VIC Templestowe (Jemena) 66 kV | FALSE | #N/A | #N/A | #N/A | #N/A | #N/A | #N/A | #N/A | #N/A | #N/A | #N/A |  |  |  |  | ACTUAL_ADJUSTEDOPG | #N/A | #N/A | #N/A | #N/A | #N/A | #N/A | #N/A | #N/A | #N/A | #N/A | #N/A | #N/A | #N/A | #N/A | #N/A | #N/A | #N/A | #N/A | 39.8903 | 40.5546 | 33.115 | 27.0474 | 18.4224 | -1.7001 | -12.1972 | #N/A | #N/A | #N/A | #N/A | #N/A | #N/A | #N/A | #N/A | #N/A | #N/A | #N/A
TRUE | VIC | ATSWP | Altona West (Powercor) 66 kV | Powercor | Shoulder | Non-coincident | 2029 | POE90 | -85.1511 | NA | VIC Altona West (Powercor) 66 kV | 59 | VIC Templestowe (AusNet) 66 kV | FALSE | #N/A | #N/A | #N/A | #N/A | #N/A | #N/A | #N/A | #N/A | #N/A | #N/A |  |  |  |  | POE50 | #N/A | #N/A | #N/A | #N/A | #N/A | #N/A | #N/A | #N/A | #N/A | #N/A | #N/A | #N/A | #N/A | #N/A | #N/A | #N/A | #N/A | #N/A | #N/A | #N/A | #N/A | #N/A | #N/A | #N/A | #N/A | -11.4887 | -19.0386 | -28.651 | -37.3911 | -45.8978 | -54.1677 | -60.7833 | -66.0218 | -70.9215 | -76.1193 | #N/A
TRUE | VIC | ATSWP | Altona West (Powercor) 66 kV | Powercor | Shoulder | Coincident_unreconciled | 2030 | POE50 | -85.7843 | NA | VIC Altona West (Powercor) 66 kV | 60 | VIC Templestowe (CitiPower) 66 kV | FALSE | #N/A | #N/A | #N/A | #N/A | #N/A | #N/A | #N/A | #N/A | #N/A | #N/A |  |  |  |  | POE90 | #N/A | #N/A | #N/A | #N/A | #N/A | #N/A | #N/A | #N/A | #N/A | #N/A | #N/A | #N/A | #N/A | #N/A | #N/A | #N/A | #N/A | #N/A | #N/A | #N/A | #N/A | #N/A | #N/A | #N/A | #N/A | -16.2166 | -23.7801 | -33.4062 | -42.16 | -50.6805 | -58.9641 | -65.5936 | -70.846 | -75.7598 | -80.9716 | #N/A
TRUE | VIC | ATSWP | Altona West (Powercor) 66 kV | Powercor | Shoulder | Coincident_unreconciled | 2030 | POE90 | -89.8869 | NA | VIC Altona West (Powercor) 66 kV | 61 | VIC Templestowe (United Energy) 66 kV | FALSE | #N/A | #N/A | #N/A | #N/A | #N/A | #N/A | #N/A | #N/A | #N/A | #N/A
TRUE | VIC | ATSWP | Altona West (Powercor) 66 kV | Powercor | Shoulder | Non-coincident | 2030 | POE50 | -92.0389 | NA | VIC Altona West (Powercor) 66 kV | 62 | VIC Thomastown 12 (AusNet) 66 kV | FALSE | #N/A | #N/A | #N/A | #N/A | #N/A | #N/A | #N/A | #N/A | #N/A | #N/A
TRUE | VIC | ATSWP | Altona West (Powercor) 66 kV | Powercor | Shoulder | Non-coincident | 2030 | POE90 | -96.4406 | NA | VIC Altona West (Powercor) 66 kV | 63 | VIC Thomastown 12 (Jemena) 66 kV | FALSE | #N/A | #N/A | #N/A | #N/A | #N/A | #N/A | #N/A | #N/A | #N/A | #N/A
TRUE | VIC | ATSWP | Altona West (Powercor) 66 kV | Powercor | Shoulder | Coincident_unreconciled | 2031 | POE50 | -95.9686 | NA | VIC Altona West (Powercor) 66 kV | 64 | VIC Thomastown 34 (Jemena) 66 kV | FALSE | #N/A | #N/A | #N/A | #N/A | #N/A | #N/A | #N/A | #N/A | #N/A | #N/A
TRUE | VIC | ATSWP | Altona West (Powercor) 66 kV | Powercor | Shoulder | Coincident_unreconciled | 2031 | POE90 | -100.1131 | NA | VIC Altona West (Powercor) 66 kV | 65 | VIC Wemen (Powercor) 66 kV | FALSE | #N/A | #N/A | #N/A | #N/A | #N/A | #N/A | #N/A | #N/A | #N/A | #N/A
TRUE | VIC | ATSWP | Altona West (Powercor) 66 kV | Powercor | Shoulder | Non-coincident | 2031 | POE50 | -102.9656 | NA | VIC Altona West (Powercor) 66 kV | 66 | VIC West Melbourne (CitiPower) 22 kV | FALSE | #N/A | #N/A | #N/A | #N/A | #N/A | #N/A | #N/A | #N/A | #N/A | #N/A
TRUE | VIC | ATSWP | Altona West (Powercor) 66 kV | Powercor | Shoulder | Non-coincident | 2031 | POE90 | -107.4123 | NA | VIC Altona West (Powercor) 66 kV | 67 | VIC West Melbourne (CitiPower) 66 kV | FALSE | #N/A | #N/A | #N/A | #N/A | #N/A | #N/A | #N/A | #N/A | #N/A | #N/A
TRUE | VIC | ATSWP | Altona West (Powercor) 66 kV | Powercor | Shoulder | Coincident_unreconciled | 2032 | POE50 | -103.5394 | NA | VIC Altona West (Powercor) 66 kV | 68 | VIC West Melbourne (Jemena) 66 kV | FALSE | #N/A | #N/A | #N/A | #N/A | #N/A | #N/A | #N/A | #N/A | #N/A | #N/A
TRUE | VIC | ATSWP | Altona West (Powercor) 66 kV | Powercor | Shoulder | Coincident_unreconciled | 2032 | POE90 | -107.7254 | NA | VIC Altona West (Powercor) 66 kV | 69 | VIC Wodonga (AusNet) 22 kV | FALSE | #N/A | #N/A | #N/A | #N/A | #N/A | #N/A | #N/A | #N/A | #N/A | #N/A
TRUE | VIC | ATSWP | Altona West (Powercor) 66 kV | Powercor | Shoulder | Non-coincident | 2032 | POE50 | -111.0885 | NA | VIC Altona West (Powercor) 66 kV | 70 | VIC Wodonga (AusNet) 66 kV | FALSE | #N/A | #N/A | #N/A | #N/A | #N/A | #N/A | #N/A | #N/A | #N/A | #N/A
TRUE | VIC | ATSWP | Altona West (Powercor) 66 kV | Powercor | Shoulder | Non-coincident | 2032 | POE90 | -115.5797 | NA | VIC Altona West (Powercor) 66 kV | 71 | VIC Yallourn (AusNet) 11 kV | FALSE | #N/A | #N/A | #N/A | #N/A | #N/A | #N/A | #N/A | #N/A | #N/A | #N/A
TRUE | VIC | ATSWP | Altona West (Powercor) 66 kV | Powercor | Shoulder | Coincident_unreconciled | 2033 | POE50 | -109.1373 | NA | VIC Altona West (Powercor) 66 kV | 72 | 0 | FALSE | #N/A | #N/A | #N/A | #N/A | #N/A | #N/A | #N/A | #N/A | #N/A | #N/A
TRUE | VIC | ATSWP | Altona West (Powercor) 66 kV | Powercor | Shoulder | Coincident_unreconciled | 2033 | POE90 | -113.3646 | NA | VIC Altona West (Powercor) 66 kV | 73 | 0 | FALSE | #N/A | #N/A | #N/A | #N/A | #N/A | #N/A | #N/A | #N/A | #N/A | #N/A
TRUE | VIC | ATSWP | Altona West (Powercor) 66 kV | Powercor | Shoulder | Non-coincident | 2033 | POE50 | -117.0945 | NA | VIC Altona West (Powercor) 66 kV | 74 | 0 | FALSE | #N/A | #N/A | #N/A | #N/A | #N/A | #N/A | #N/A | #N/A | #N/A | #N/A
TRUE | VIC | ATSWP | Altona West (Powercor) 66 kV | Powercor | Shoulder | Non-coincident | 2033 | POE90 | -121.63 | NA | VIC Altona West (Powercor) 66 kV | 75 | 0 | FALSE | #N/A | #N/A | #N/A | #N/A | #N/A | #N/A | #N/A | #N/A | #N/A | #N/A
TRUE | VIC | ATSWP | Altona West (Powercor) 66 kV | Powercor | Shoulder | Coincident_unreconciled | 2034 | POE50 | -114.0915 | NA | VIC Altona West (Powercor) 66 kV | 76 | 0 | FALSE | #N/A | #N/A | #N/A | #N/A | #N/A | #N/A | #N/A | #N/A | #N/A | #N/A
TRUE | VIC | ATSWP | Altona West (Powercor) 66 kV | Powercor | Shoulder | Coincident_unreconciled | 2034 | POE90 | -118.3601 | NA | VIC Altona West (Powercor) 66 kV | 77 | 0 | FALSE | #N/A | #N/A | #N/A | #N/A | #N/A | #N/A | #N/A | #N/A | #N/A | #N/A
TRUE | VIC | ATSWP | Altona West (Powercor) 66 kV | Powercor | Shoulder | Non-coincident | 2034 | POE50 | -122.4099 | NA | VIC Altona West (Powercor) 66 kV | 78 | 0 | FALSE | #N/A | #N/A | #N/A | #N/A | #N/A | #N/A | #N/A | #N/A | #N/A | #N/A
TRUE | VIC | ATSWP | Altona West (Powercor) 66 kV | Powercor | Shoulder | Non-coincident | 2034 | POE90 | -126.9898 | NA | VIC Altona West (Powercor) 66 kV | 79 | 0 | FALSE | #N/A | #N/A | #N/A | #N/A | #N/A | #N/A | #N/A | #N/A | #N/A | #N/A
TRUE | VIC | ATSWP | Altona West (Powercor) 66 kV | Powercor | Shoulder | Coincident_unreconciled | 2035 | POE50 | -119.4921 | NA | VIC Altona West (Powercor) 66 kV | 80 | 0 | FALSE | #N/A | #N/A | #N/A | #N/A | #N/A | #N/A | #N/A | #N/A | #N/A | #N/A
TRUE | VIC | ATSWP | Altona West (Powercor) 66 kV | Powercor | Shoulder | Coincident_unreconciled | 2035 | POE90 | -123.8019 | NA | VIC Altona West (Powercor) 66 kV | 81 | 0 | FALSE | #N/A | #N/A | #N/A | #N/A | #N/A | #N/A | #N/A | #N/A | #N/A | #N/A
TRUE | VIC | ATSWP | Altona West (Powercor) 66 kV | Powercor | Shoulder | Non-coincident | 2035 | POE50 | -128.2042 | NA | VIC Altona West (Powercor) 66 kV | 82 | 0 | FALSE | #N/A | #N/A | #N/A | #N/A | #N/A | #N/A | #N/A | #N/A | #N/A | #N/A
TRUE | VIC | ATSWP | Altona West (Powercor) 66 kV | Powercor | Shoulder | Non-coincident | 2035 | POE90 | -132.8283 | NA | VIC Altona West (Powercor) 66 kV | 83 | 0 | FALSE | #N/A | #N/A | #N/A | #N/A | #N/A | #N/A | #N/A | #N/A | #N/A | #N/A
TRUE | VIC | ATSWP | Altona West (Powercor) 66 kV | Powercor | Summer | Coincident | 2019 | ACTUAL_OPG | 81.1419 | 251.2396 | VIC Altona West (Powercor) 66 kV | 84 | 0 | FALSE | #N/A | #N/A | #N/A | #N/A | #N/A | #N/A | #N/A | #N/A | #N/A | #N/A
TRUE | VIC | ATSWP | Altona West (Powercor) 66 kV | Powercor | Summer | Coincident | 2019 | ACTUAL_RAW | 81.1419 | 251.2396 | VIC Altona West (Powercor) 66 kV | 85 | 0 | FALSE | #N/A | #N/A | #N/A | #N/A | #N/A | #N/A | #N/A | #N/A | #N/A | #N/A
TRUE | VIC | ATSWP | Altona West (Powercor) 66 kV | Powercor | Summer | Non-coincident | 2019 | ACTUAL_RAW | 68.9913 | 286.0762 | VIC Altona West (Powercor) 66 kV | 86 | 0 | FALSE | #N/A | #N/A | #N/A | #N/A | #N/A | #N/A | #N/A | #N/A | #N/A | #N/A
TRUE | VIC | ATSWP | Altona West (Powercor) 66 kV | Powercor | Summer | Non-coincident | 2019 | ACTUAL_OPG | 68.9913 | 286.0762 | VIC Altona West (Powercor) 66 kV | 87 | 0 | FALSE | #N/A | #N/A | #N/A | #N/A | #N/A | #N/A | #N/A | #N/A | #N/A | #N/A
TRUE | VIC | ATSWP | Altona West (Powercor) 66 kV | Powercor | Summer | Non-coincident | 2019 | ACTUAL_ADJUSTEDOPG | 68.9913 | 286.0762 | VIC Altona West (Powercor) 66 kV | 88 | 0 | FALSE | #N/A | #N/A | #N/A | #N/A | #N/A | #N/A | #N/A | #N/A | #N/A | #N/A
TRUE | VIC | ATSWP | Altona West (Powercor) 66 kV | Powercor | Summer | Coincident | 2020 | ACTUAL_OPG | 46.0965 | 295.4963 | VIC Altona West (Powercor) 66 kV | 89 | 0 | FALSE | #N/A | #N/A | #N/A | #N/A | #N/A | #N/A | #N/A | #N/A | #N/A | #N/A
TRUE | VIC | ATSWP | Altona West (Powercor) 66 kV | Powercor | Summer | Coincident | 2020 | ACTUAL_RAW | 46.0965 | 295.4963 | VIC Altona West (Powercor) 66 kV | 90 | 0 | FALSE | #N/A | #N/A | #N/A | #N/A | #N/A | #N/A | #N/A | #N/A | #N/A | #N/A
TRUE | VIC | ATSWP | Altona West (Powercor) 66 kV | Powercor | Summer | Non-coincident | 2020 | ACTUAL_RAW | 43.7468 | 296.5541 | VIC Altona West (Powercor) 66 kV | 91 | 0 | FALSE | #N/A | #N/A | #N/A | #N/A | #N/A | #N/A | #N/A | #N/A | #N/A | #N/A
TRUE | VIC | ATSWP | Altona West (Powercor) 66 kV | Powercor | Summer | Non-coincident | 2020 | ACTUAL_OPG | 43.7468 | 296.5541 | VIC Altona West (Powercor) 66 kV | 92 | 0 | FALSE | #N/A | #N/A | #N/A | #N/A | #N/A | #N/A | #N/A | #N/A | #N/A | #N/A
TRUE | VIC | ATSWP | Altona West (Powercor) 66 kV | Powercor | Summer | Non-coincident | 2020 | ACTUAL_ADJUSTEDOPG | 43.7468 | 296.5541 | VIC Altona West (Powercor) 66 kV | 93 | 0 | FALSE | #N/A | #N/A | #N/A | #N/A | #N/A | #N/A | #N/A | #N/A | #N/A | #N/A
TRUE | VIC | ATSWP | Altona West (Powercor) 66 kV | Powercor | Summer | Coincident | 2021 | ACTUAL_OPG | 19.3599 | 239.7272 | VIC Altona West (Powercor) 66 kV | 94 | 0 | FALSE | #N/A | #N/A | #N/A | #N/A | #N/A | #N/A | #N/A | #N/A | #N/A | #N/A
TRUE | VIC | ATSWP | Altona West (Powercor) 66 kV | Powercor | Summer | Coincident | 2021 | ACTUAL_RAW | 19.3599 | 239.7272 | VIC Altona West (Powercor) 66 kV | 95 | 0 | FALSE | #N/A | #N/A | #N/A | #N/A | #N/A | #N/A | #N/A | #N/A | #N/A | #N/A
TRUE | VIC | ATSWP | Altona West (Powercor) 66 kV | Powercor | Summer | Non-coincident | 2021 | ACTUAL_RAW | 19.3599 | 247.0411 | VIC Altona West (Powercor) 66 kV | 96 | 0 | FALSE | #N/A | #N/A | #N/A | #N/A | #N/A | #N/A | #N/A | #N/A | #N/A | #N/A
TRUE | VIC | ATSWP | Altona West (Powercor) 66 kV | Powercor | Summer | Non-coincident | 2021 | ACTUAL_OPG | 19.3599 | 247.0411 | VIC Altona West (Powercor) 66 kV | 97 | 0 | FALSE | #N/A | #N/A | #N/A | #N/A | #N/A | #N/A | #N/A | #N/A | #N/A | #N/A
TRUE | VIC | ATSWP | Altona West (Powercor) 66 kV | Powercor | Summer | Non-coincident | 2021 | ACTUAL_ADJUSTEDOPG | 19.3599 | 247.0411 | VIC Altona West (Powercor) 66 kV | 98 | 0 | FALSE | #N/A | #N/A | #N/A | #N/A | #N/A | #N/A | #N/A | #N/A | #N/A | #N/A
TRUE | VIC | ATSWP | Altona West (Powercor) 66 kV | Powercor | Summer | Coincident | 2022 | ACTUAL_OPG | 9.2224 | 258.4991 | VIC Altona West (Powercor) 66 kV | 99 | 0 | FALSE | #N/A | #N/A | #N/A | #N/A | #N/A | #N/A | #N/A | #N/A | #N/A | #N/A
TRUE | VIC | ATSWP | Altona West (Powercor) 66 kV | Powercor | Summer | Coincident | 2022 | ACTUAL_RAW | 9.2224 | 258.4991 | VIC Altona West (Powercor) 66 kV | 100 | 0 | FALSE | #N/A | #N/A | #N/A | #N/A | #N/A | #N/A | #N/A | #N/A | #N/A | #N/A
TRUE | VIC | ATSWP | Altona West (Powercor) 66 kV | Powercor | Summer | Non-coincident | 2022 | ACTUAL_RAW | -4.4163 | 258.4991 | VIC Altona West (Powercor) 66 kV |  |  | FALSE | #N/A | #N/A | #N/A | #N/A | #N/A | #N/A | #N/A | #N/A | #N/A | #N/A
TRUE | VIC | ATSWP | Altona West (Powercor) 66 kV | Powercor | Summer | Non-coincident | 2022 | ACTUAL_OPG | -4.4163 | 258.4991 | VIC Altona West (Powercor) 66 kV |  |  | FALSE | #N/A | #N/A | #N/A | #N/A | #N/A | #N/A | #N/A | #N/A | #N/A | #N/A
TRUE | VIC | ATSWP | Altona West (Powercor) 66 kV | Powercor | Summer | Non-coincident | 2022 | ACTUAL_ADJUSTEDOPG | -4.4163 | 258.4991 | VIC Altona West (Powercor) 66 kV |  |  | FALSE | #N/A | #N/A | #N/A | #N/A | #N/A | #N/A | #N/A | #N/A | #N/A | #N/A
TRUE | VIC | ATSWP | Altona West (Powercor) 66 kV | Powercor | Summer | Coincident | 2023 | ACTUAL_OPG | -19.9559 | 266.4139 | VIC Altona West (Powercor) 66 kV |  |  | FALSE | #N/A | #N/A | #N/A | #N/A | #N/A | #N/A | #N/A | #N/A | #N/A | #N/A
TRUE | VIC | ATSWP | Altona West (Powercor) 66 kV | Powercor | Summer | Coincident | 2023 | ACTUAL_RAW | -19.9559 | 266.4139 | VIC Altona West (Powercor) 66 kV |  |  | FALSE | #N/A | #N/A | #N/A | #N/A | #N/A | #N/A | #N/A | #N/A | #N/A | #N/A
TRUE | VIC | ATSWP | Altona West (Powercor) 66 kV | Powercor | Summer | Non-coincident | 2023 | ACTUAL_RAW | -19.9559 | 266.4139 | VIC Altona West (Powercor) 66 kV |  |  | FALSE | #N/A | #N/A | #N/A | #N/A | #N/A | #N/A | #N/A | #N/A | #N/A | #N/A
TRUE | VIC | ATSWP | Altona West (Powercor) 66 kV | Powercor | Summer | Non-coincident | 2023 | ACTUAL_OPG | -19.9559 | 266.4139 | VIC Altona West (Powercor) 66 kV |  |  | FALSE | #N/A | #N/A | #N/A | #N/A | #N/A | #N/A | #N/A | #N/A | #N/A | #N/A
TRUE | VIC | ATSWP | Altona West (Powercor) 66 kV | Powercor | Summer | Non-coincident | 2023 | ACTUAL_ADJUSTEDOPG | -19.9559 | 266.4139 | VIC Altona West (Powercor) 66 kV |  |  | FALSE | #N/A | #N/A | #N/A | #N/A | #N/A | #N/A | #N/A | #N/A | #N/A | #N/A
TRUE | VIC | ATSWP | Altona West (Powercor) 66 kV | Powercor | Summer | Coincident | 2024 | ACTUAL_OPG | -42.7054 | 260.7104 | VIC Altona West (Powercor) 66 kV |  |  | FALSE | #N/A | #N/A | #N/A | #N/A | #N/A | #N/A | #N/A | #N/A | #N/A | #N/A
TRUE | VIC | ATSWP | Altona West (Powercor) 66 kV | Powercor | Summer | Coincident | 2024 | ACTUAL_RAW | -42.7054 | 260.7104 | VIC Altona West (Powercor) 66 kV |  |  | FALSE | #N/A | #N/A | #N/A | #N/A | #N/A | #N/A | #N/A | #N/A | #N/A | #N/A
TRUE | VIC | ATSWP | Altona West (Powercor) 66 kV | Powercor | Summer | Non-coincident | 2024 | ACTUAL_RAW | -48.8493 | 286.2666 | VIC Altona West (Powercor) 66 kV |  |  | FALSE | #N/A | #N/A | #N/A | #N/A | #N/A | #N/A | #N/A | #N/A | #N/A | #N/A
TRUE | VIC | ATSWP | Altona West (Powercor) 66 kV | Powercor | Summer | Non-coincident | 2024 | ACTUAL_OPG | -48.8493 | 286.2666 | VIC Altona West (Powercor) 66 kV |  |  | FALSE | #N/A | #N/A | #N/A | #N/A | #N/A | #N/A | #N/A | #N/A | #N/A | #N/A
TRUE | VIC | ATSWP | Altona West (Powercor) 66 kV | Powercor | Summer | Non-coincident | 2024 | ACTUAL_ADJUSTEDOPG | -48.8493 | 286.2666 | VIC Altona West (Powercor) 66 kV |  |  | FALSE | #N/A | #N/A | #N/A | #N/A | #N/A | #N/A | #N/A | #N/A | #N/A | #N/A
TRUE | VIC | ATSWP | Altona West (Powercor) 66 kV | Powercor | Summer | Coincident | 2025 | ACTUAL_OPG | -30.2038 | 318.9177 | VIC Altona West (Powercor) 66 kV |  |  | FALSE | #N/A | #N/A | #N/A | #N/A | #N/A | #N/A | #N/A | #N/A | #N/A | #N/A
TRUE | VIC | ATSWP | Altona West (Powercor) 66 kV | Powercor | Summer | Coincident | 2025 | ACTUAL_RAW | -30.2038 | 318.9177 | VIC Altona West (Powercor) 66 kV |  |  | FALSE | #N/A | #N/A | #N/A | #N/A | #N/A | #N/A | #N/A | #N/A | #N/A | #N/A
TRUE | VIC | ATSWP | Altona West (Powercor) 66 kV | Powercor | Summer | Non-coincident | 2025 | ACTUAL_RAW | -30.6054 | 318.9177 | VIC Altona West (Powercor) 66 kV |  |  | FALSE | #N/A | #N/A | #N/A | #N/A | #N/A | #N/A | #N/A | #N/A | #N/A | #N/A
TRUE | VIC | ATSWP | Altona West (Powercor) 66 kV | Powercor | Summer | Non-coincident | 2025 | ACTUAL_OPG | -30.6054 | 318.9177 | VIC Altona West (Powercor) 66 kV |  |  | FALSE | #N/A | #N/A | #N/A | #N/A | #N/A | #N/A | #N/A | #N/A | #N/A | #N/A
TRUE | VIC | ATSWP | Altona West (Powercor) 66 kV | Powercor | Summer | Non-coincident | 2025 | ACTUAL_ADJUSTEDOPG | -30.6054 | 318.9177 | VIC Altona West (Powercor) 66 kV |  |  | FALSE | #N/A | #N/A | #N/A | #N/A | #N/A | #N/A | #N/A | #N/A | #N/A | #N/A
TRUE | VIC | ATSWP | Altona West (Powercor) 66 kV | Powercor | Summer | Non-coincident | 2025 | BASEYEARPOE90 | -56.6105 | NA | VIC Altona West (Powercor) 66 kV |  |  | FALSE | #N/A | #N/A | #N/A | #N/A | #N/A | #N/A | #N/A | #N/A | #N/A | #N/A
TRUE | VIC | ATSWP | Altona West (Powercor) 66 kV | Powercor | Summer | Non-coincident | 2025 | BASEYEARPOE50 | -45.2376 | 302.0675 | VIC Altona West (Powercor) 66 kV |  |  | FALSE | #N/A | #N/A | #N/A | #N/A | #N/A | #N/A | #N/A | #N/A | #N/A | #N/A
TRUE | VIC | ATSWP | Altona West (Powercor) 66 kV | Powercor | Summer | Coincident_unreconciled | 2026 | POE50 | -55.4475 | NA | VIC Altona West (Powercor) 66 kV |  |  | FALSE | #N/A | #N/A | #N/A | #N/A | #N/A | #N/A | #N/A | #N/A | #N/A | #N/A
TRUE | VIC | ATSWP | Altona West (Powercor) 66 kV | Powercor | Summer | Coincident_unreconciled | 2026 | POE90 | -65.5015 | NA | VIC Altona West (Powercor) 66 kV |  |  | FALSE | #N/A | #N/A | #N/A | #N/A | #N/A | #N/A | #N/A | #N/A | #N/A | #N/A
TRUE | VIC | ATSWP | Altona West (Powercor) 66 kV | Powercor | Summer | Non-coincident | 2026 | POE50 | -59.5855 | 354.0308 | VIC Altona West (Powercor) 66 kV |  |  | FALSE | #N/A | #N/A | #N/A | #N/A | #N/A | #N/A | #N/A | #N/A | #N/A | #N/A
TRUE | VIC | ATSWP | Altona West (Powercor) 66 kV | Powercor | Summer | Non-coincident | 2026 | POE90 | -70.3897 | NA | VIC Altona West (Powercor) 66 kV |  |  | FALSE | #N/A | #N/A | #N/A | #N/A | #N/A | #N/A | #N/A | #N/A | #N/A | #N/A
TRUE | VIC | ATSWP | Altona West (Powercor) 66 kV | Powercor | Summer | Coincident_unreconciled | 2027 | POE50 | -68.4082 | NA | VIC Altona West (Powercor) 66 kV |  |  | FALSE | #N/A | #N/A | #N/A | #N/A | #N/A | #N/A | #N/A | #N/A | #N/A | #N/A
TRUE | VIC | ATSWP | Altona West (Powercor) 66 kV | Powercor | Summer | Coincident_unreconciled | 2027 | POE90 | -78.5894 | NA | VIC Altona West (Powercor) 66 kV |  |  | FALSE | #N/A | #N/A | #N/A | #N/A | #N/A | #N/A | #N/A | #N/A | #N/A | #N/A
TRUE | VIC | ATSWP | Altona West (Powercor) 66 kV | Powercor | Summer | Non-coincident | 2027 | POE50 | -73.5133 | 452.7742 | VIC Altona West (Powercor) 66 kV |  |  | FALSE | #N/A | #N/A | #N/A | #N/A | #N/A | #N/A | #N/A | #N/A | #N/A | #N/A
TRUE | VIC | ATSWP | Altona West (Powercor) 66 kV | Powercor | Summer | Non-coincident | 2027 | POE90 | -84.4544 | NA | VIC Altona West (Powercor) 66 kV |  |  | FALSE | #N/A | #N/A | #N/A | #N/A | #N/A | #N/A | #N/A | #N/A | #N/A | #N/A
TRUE | VIC | ATSWP | Altona West (Powercor) 66 kV | Powercor | Summer | Coincident_unreconciled | 2028 | POE50 | -79.7181 | NA | VIC Altona West (Powercor) 66 kV |  |  | FALSE | #N/A | #N/A | #N/A | #N/A | #N/A | #N/A | #N/A | #N/A | #N/A | #N/A
TRUE | VIC | ATSWP | Altona West (Powercor) 66 kV | Powercor | Summer | Coincident_unreconciled | 2028 | POE90 | -90.0199 | NA | VIC Altona West (Powercor) 66 kV |  |  | FALSE | #N/A | #N/A | #N/A | #N/A | #N/A | #N/A | #N/A | #N/A | #N/A | #N/A
TRUE | VIC | ATSWP | Altona West (Powercor) 66 kV | Powercor | Summer | Non-coincident | 2028 | POE50 | -85.6673 | 557.6776 | VIC Altona West (Powercor) 66 kV |  |  | FALSE | #N/A | #N/A | #N/A | #N/A | #N/A | #N/A | #N/A | #N/A | #N/A | #N/A
TRUE | VIC | ATSWP | Altona West (Powercor) 66 kV | Powercor | Summer | Non-coincident | 2028 | POE90 | -96.7379 | NA | VIC Altona West (Powercor) 66 kV |  |  | FALSE | #N/A | #N/A | #N/A | #N/A | #N/A | #N/A | #N/A | #N/A | #N/A | #N/A
TRUE | VIC | ATSWP | Altona West (Powercor) 66 kV | Powercor | Summer | Coincident_unreconciled | 2029 | POE50 | -91.218 | NA | VIC Altona West (Powercor) 66 kV |  |  | FALSE | #N/A | #N/A | #N/A | #N/A | #N/A | #N/A | #N/A | #N/A | #N/A | #N/A
TRUE | VIC | ATSWP | Altona West (Powercor) 66 kV | Powercor | Summer | Coincident_unreconciled | 2029 | POE90 | -101.6403 | NA | VIC Altona West (Powercor) 66 kV |  |  | FALSE | #N/A | #N/A | #N/A | #N/A | #N/A | #N/A | #N/A | #N/A | #N/A | #N/A
TRUE | VIC | ATSWP | Altona West (Powercor) 66 kV | Powercor | Summer | Non-coincident | 2029 | POE50 | -98.0254 | 575.305 | VIC Altona West (Powercor) 66 kV |  |  | FALSE | #N/A | #N/A | #N/A | #N/A | #N/A | #N/A | #N/A | #N/A | #N/A | #N/A
TRUE | VIC | ATSWP | Altona West (Powercor) 66 kV | Powercor | Summer | Non-coincident | 2029 | POE90 | -109.2255 | NA | VIC Altona West (Powercor) 66 kV |  |  | FALSE | #N/A | #N/A | #N/A | #N/A | #N/A | #N/A | #N/A | #N/A | #N/A | #N/A
TRUE | VIC | ATSWP | Altona West (Powercor) 66 kV | Powercor | Summer | Coincident_unreconciled | 2030 | POE50 | -102.3452 | NA | VIC Altona West (Powercor) 66 kV |  |  | FALSE | #N/A | #N/A | #N/A | #N/A | #N/A | #N/A | #N/A | #N/A | #N/A | #N/A
TRUE | VIC | ATSWP | Altona West (Powercor) 66 kV | Powercor | Summer | Coincident_unreconciled | 2030 | POE90 | -112.8881 | NA | VIC Altona West (Powercor) 66 kV |  |  | FALSE | #N/A | #N/A | #N/A | #N/A | #N/A | #N/A | #N/A | #N/A | #N/A | #N/A
TRUE | VIC | ATSWP | Altona West (Powercor) 66 kV | Powercor | Summer | Non-coincident | 2030 | POE50 | -109.983 | 600.8111 | VIC Altona West (Powercor) 66 kV |  |  | FALSE | #N/A | #N/A | #N/A | #N/A | #N/A | #N/A | #N/A | #N/A | #N/A | #N/A
TRUE | VIC | ATSWP | Altona West (Powercor) 66 kV | Powercor | Summer | Non-coincident | 2030 | POE90 | -121.3127 | NA | VIC Altona West (Powercor) 66 kV |  |  | FALSE | #N/A | #N/A | #N/A | #N/A | #N/A | #N/A | #N/A | #N/A | #N/A | #N/A
TRUE | VIC | ATSWP | Altona West (Powercor) 66 kV | Powercor | Summer | Coincident_unreconciled | 2031 | POE50 | -113.1423 | NA | VIC Altona West (Powercor) 66 kV |  |  | FALSE | #N/A | #N/A | #N/A | #N/A | #N/A | #N/A | #N/A | #N/A | #N/A | #N/A
TRUE | VIC | ATSWP | Altona West (Powercor) 66 kV | Powercor | Summer | Coincident_unreconciled | 2031 | POE90 | -123.8057 | NA | VIC Altona West (Powercor) 66 kV |  |  | FALSE | #N/A | #N/A | #N/A | #N/A | #N/A | #N/A | #N/A | #N/A | #N/A | #N/A
TRUE | VIC | ATSWP | Altona West (Powercor) 66 kV | Powercor | Summer | Non-coincident | 2031 | POE50 | -121.5858 | 613.5067 | VIC Altona West (Powercor) 66 kV |  |  | FALSE | #N/A | #N/A | #N/A | #N/A | #N/A | #N/A | #N/A | #N/A | #N/A | #N/A
TRUE | VIC | ATSWP | Altona West (Powercor) 66 kV | Powercor | Summer | Non-coincident | 2031 | POE90 | -133.0451 | NA | VIC Altona West (Powercor) 66 kV |  |  | FALSE | #N/A | #N/A | #N/A | #N/A | #N/A | #N/A | #N/A | #N/A | #N/A | #N/A
TRUE | VIC | ATSWP | Altona West (Powercor) 66 kV | Powercor | Summer | Coincident_unreconciled | 2032 | POE50 | -121.149 | NA | VIC Altona West (Powercor) 66 kV |  |  | FALSE | #N/A | #N/A | #N/A | #N/A | #N/A | #N/A | #N/A | #N/A | #N/A | #N/A
TRUE | VIC | ATSWP | Altona West (Powercor) 66 kV | Powercor | Summer | Coincident_unreconciled | 2032 | POE90 | -131.9319 | NA | VIC Altona West (Powercor) 66 kV |  |  | FALSE | #N/A | #N/A | #N/A | #N/A | #N/A | #N/A | #N/A | #N/A | #N/A | #N/A
TRUE | VIC | ATSWP | Altona West (Powercor) 66 kV | Powercor | Summer | Non-coincident | 2032 | POE50 | -130.1901 | 620.6414 | VIC Altona West (Powercor) 66 kV |  |  | FALSE | #N/A | #N/A | #N/A | #N/A | #N/A | #N/A | #N/A | #N/A | #N/A | #N/A
TRUE | VIC | ATSWP | Altona West (Powercor) 66 kV | Powercor | Summer | Non-coincident | 2032 | POE90 | -141.7777 | NA | VIC Altona West (Powercor) 66 kV |  |  | FALSE | #N/A | #N/A | #N/A | #N/A | #N/A | #N/A | #N/A | #N/A | #N/A | #N/A
TRUE | VIC | ATSWP | Altona West (Powercor) 66 kV | Powercor | Summer | Coincident_unreconciled | 2033 | POE50 | -127.1379 | NA | VIC Altona West (Powercor) 66 kV |  |  | FALSE | #N/A | #N/A | #N/A | #N/A | #N/A | #N/A | #N/A | #N/A | #N/A | #N/A
TRUE | VIC | ATSWP | Altona West (Powercor) 66 kV | Powercor | Summer | Coincident_unreconciled | 2033 | POE90 | -138.0395 | NA | VIC Altona West (Powercor) 66 kV |  |  | FALSE | #N/A | #N/A | #N/A | #N/A | #N/A | #N/A | #N/A | #N/A | #N/A | #N/A
TRUE | VIC | ATSWP | Altona West (Powercor) 66 kV | Powercor | Summer | Non-coincident | 2033 | POE50 | -136.6259 | 628.8098 | VIC Altona West (Powercor) 66 kV |  |  | FALSE | #N/A | #N/A | #N/A | #N/A | #N/A | #N/A | #N/A | #N/A | #N/A | #N/A
TRUE | VIC | ATSWP | Altona West (Powercor) 66 kV | Powercor | Summer | Non-coincident | 2033 | POE90 | -148.3411 | NA | VIC Altona West (Powercor) 66 kV |  |  | FALSE | #N/A | #N/A | #N/A | #N/A | #N/A | #N/A | #N/A | #N/A | #N/A | #N/A
TRUE | VIC | ATSWP | Altona West (Powercor) 66 kV | Powercor | Summer | Coincident_unreconciled | 2034 | POE50 | -132.4649 | NA | VIC Altona West (Powercor) 66 kV |  |  | FALSE | #N/A | #N/A | #N/A | #N/A | #N/A | #N/A | #N/A | #N/A | #N/A | #N/A
TRUE | VIC | ATSWP | Altona West (Powercor) 66 kV | Powercor | Summer | Coincident_unreconciled | 2034 | POE90 | -143.4854 | NA | VIC Altona West (Powercor) 66 kV |  |  | FALSE | #N/A | #N/A | #N/A | #N/A | #N/A | #N/A | #N/A | #N/A | #N/A | #N/A
TRUE | VIC | ATSWP | Altona West (Powercor) 66 kV | Powercor | Summer | Non-coincident | 2034 | POE50 | -142.3505 | 632.7077 | VIC Altona West (Powercor) 66 kV |  |  | FALSE | #N/A | #N/A | #N/A | #N/A | #N/A | #N/A | #N/A | #N/A | #N/A | #N/A
TRUE | VIC | ATSWP | Altona West (Powercor) 66 kV | Powercor | Summer | Non-coincident | 2034 | POE90 | -154.1934 | NA | VIC Altona West (Powercor) 66 kV |  |  | FALSE | #N/A | #N/A | #N/A | #N/A | #N/A | #N/A | #N/A | #N/A | #N/A | #N/A
TRUE | VIC | ATSWP | Altona West (Powercor) 66 kV | Powercor | Summer | Coincident_unreconciled | 2035 | POE50 | -138.2598 | NA | VIC Altona West (Powercor) 66 kV |  |  | FALSE | #N/A | #N/A | #N/A | #N/A | #N/A | #N/A | #N/A | #N/A | #N/A | #N/A
TRUE | VIC | ATSWP | Altona West (Powercor) 66 kV | Powercor | Summer | Coincident_unreconciled | 2035 | POE90 | -149.3989 | NA | VIC Altona West (Powercor) 66 kV |  |  | FALSE | #N/A | #N/A | #N/A | #N/A | #N/A | #N/A | #N/A | #N/A | #N/A | #N/A
TRUE | VIC | ATSWP | Altona West (Powercor) 66 kV | Powercor | Summer | Non-coincident | 2035 | POE50 | -148.5778 | 636.5759 | VIC Altona West (Powercor) 66 kV |  |  | FALSE | #N/A | #N/A | #N/A | #N/A | #N/A | #N/A | #N/A | #N/A | #N/A | #N/A
TRUE | VIC | ATSWP | Altona West (Powercor) 66 kV | Powercor | Summer | Non-coincident | 2035 | POE90 | -160.5483 | NA | VIC Altona West (Powercor) 66 kV |  |  | FALSE | #N/A | #N/A | #N/A | #N/A | #N/A | #N/A | #N/A | #N/A | #N/A | #N/A
TRUE | VIC | ATSWP | Altona West (Powercor) 66 kV | Powercor | Summer | Non-coincident | 2025 | BASEYEARPOE10 | NA | 337.0962 | VIC Altona West (Powercor) 66 kV |  |  | FALSE | #N/A | #N/A | #N/A | #N/A | #N/A | #N/A | #N/A | #N/A | #N/A | #N/A
TRUE | VIC | ATSWP | Altona West (Powercor) 66 kV | Powercor | Summer | Coincident | 2026 | POE10 | NA | 367.9912 | VIC Altona West (Powercor) 66 kV |  |  | FALSE | #N/A | #N/A | #N/A | #N/A | #N/A | #N/A | #N/A | #N/A | #N/A | #N/A
TRUE | VIC | ATSWP | Altona West (Powercor) 66 kV | Powercor | Summer | Coincident | 2026 | POE50 | NA | 334.6948 | VIC Altona West (Powercor) 66 kV |  |  | FALSE | #N/A | #N/A | #N/A | #N/A | #N/A | #N/A | #N/A | #N/A | #N/A | #N/A
TRUE | VIC | ATSWP | Altona West (Powercor) 66 kV | Powercor | Summer | Non-coincident | 2026 | POE10 | NA | 401.2221 | VIC Altona West (Powercor) 66 kV |  |  | FALSE | #N/A | #N/A | #N/A | #N/A | #N/A | #N/A | #N/A | #N/A | #N/A | #N/A
TRUE | VIC | ATSWP | Altona West (Powercor) 66 kV | Powercor | Summer | Coincident | 2027 | POE10 | NA | 446.9775 | VIC Altona West (Powercor) 66 kV |  |  | FALSE | #N/A | #N/A | #N/A | #N/A | #N/A | #N/A | #N/A | #N/A | #N/A | #N/A
TRUE | VIC | ATSWP | Altona West (Powercor) 66 kV | Powercor | Summer | Coincident | 2027 | POE50 | NA | 415.9449 | VIC Altona West (Powercor) 66 kV |  |  | FALSE | #N/A | #N/A | #N/A | #N/A | #N/A | #N/A | #N/A | #N/A | #N/A | #N/A
TRUE | VIC | ATSWP | Altona West (Powercor) 66 kV | Powercor | Summer | Non-coincident | 2027 | POE10 | NA | 500.521 | VIC Altona West (Powercor) 66 kV |  |  | FALSE | #N/A | #N/A | #N/A | #N/A | #N/A | #N/A | #N/A | #N/A | #N/A | #N/A
TRUE | VIC | ATSWP | Altona West (Powercor) 66 kV | Powercor | Summer | Coincident | 2028 | POE10 | NA | 528.1394 | VIC Altona West (Powercor) 66 kV |  |  | FALSE | #N/A | #N/A | #N/A | #N/A | #N/A | #N/A | #N/A | #N/A | #N/A | #N/A
TRUE | VIC | ATSWP | Altona West (Powercor) 66 kV | Powercor | Summer | Coincident | 2028 | POE50 | NA | 496.5531 | VIC Altona West (Powercor) 66 kV |  |  | FALSE | #N/A | #N/A | #N/A | #N/A | #N/A | #N/A | #N/A | #N/A | #N/A | #N/A
TRUE | VIC | ATSWP | Altona West (Powercor) 66 kV | Powercor | Summer | Non-coincident | 2028 | POE10 | NA | 605.9501 | VIC Altona West (Powercor) 66 kV |  |  | FALSE | #N/A | #N/A | #N/A | #N/A | #N/A | #N/A | #N/A | #N/A | #N/A | #N/A
TRUE | VIC | ATSWP | Altona West (Powercor) 66 kV | Powercor | Summer | Coincident | 2029 | POE10 | NA | 534.2558 | VIC Altona West (Powercor) 66 kV |  |  | FALSE | #N/A | #N/A | #N/A | #N/A | #N/A | #N/A | #N/A | #N/A | #N/A | #N/A
TRUE | VIC | ATSWP | Altona West (Powercor) 66 kV | Powercor | Summer | Coincident | 2029 | POE50 | NA | 503.723 | VIC Altona West (Powercor) 66 kV |  |  | FALSE | #N/A | #N/A | #N/A | #N/A | #N/A | #N/A | #N/A | #N/A | #N/A | #N/A
TRUE | VIC | ATSWP | Altona West (Powercor) 66 kV | Powercor | Summer | Non-coincident | 2029 | POE10 | NA | 624.1033 | VIC Altona West (Powercor) 66 kV |  |  | FALSE | #N/A | #N/A | #N/A | #N/A | #N/A | #N/A | #N/A | #N/A | #N/A | #N/A
TRUE | VIC | ATSWP | Altona West (Powercor) 66 kV | Powercor | Summer | Coincident | 2030 | POE10 | NA | 548.3545 | VIC Altona West (Powercor) 66 kV |  |  | FALSE | #N/A | #N/A | #N/A | #N/A | #N/A | #N/A | #N/A | #N/A | #N/A | #N/A
TRUE | VIC | ATSWP | Altona West (Powercor) 66 kV | Powercor | Summer | Coincident | 2030 | POE50 | NA | 513.6441 | VIC Altona West (Powercor) 66 kV |  |  | FALSE | #N/A | #N/A | #N/A | #N/A | #N/A | #N/A | #N/A | #N/A | #N/A | #N/A
TRUE | VIC | ATSWP | Altona West (Powercor) 66 kV | Powercor | Summer | Non-coincident | 2030 | POE10 | NA | 650.1353 | VIC Altona West (Powercor) 66 kV |  |  | FALSE | #N/A | #N/A | #N/A | #N/A | #N/A | #N/A | #N/A | #N/A | #N/A | #N/A
TRUE | VIC | ATSWP | Altona West (Powercor) 66 kV | Powercor | Summer | Coincident | 2031 | POE10 | NA | 545.313 | VIC Altona West (Powercor) 66 kV |  |  | FALSE | #N/A | #N/A | #N/A | #N/A | #N/A | #N/A | #N/A | #N/A | #N/A | #N/A
TRUE | VIC | ATSWP | Altona West (Powercor) 66 kV | Powercor | Summer | Coincident | 2031 | POE50 | NA | 513.6694 | VIC Altona West (Powercor) 66 kV |  |  | FALSE | #N/A | #N/A | #N/A | #N/A | #N/A | #N/A | #N/A | #N/A | #N/A | #N/A
TRUE | VIC | ATSWP | Altona West (Powercor) 66 kV | Powercor | Summer | Non-coincident | 2031 | POE10 | NA | 663.3567 | VIC Altona West (Powercor) 66 kV |  |  | FALSE | #N/A | #N/A | #N/A | #N/A | #N/A | #N/A | #N/A | #N/A | #N/A | #N/A
TRUE | VIC | ATSWP | Altona West (Powercor) 66 kV | Powercor | Summer | Coincident | 2032 | POE10 | NA | 535.131 | VIC Altona West (Powercor) 66 kV |  |  | FALSE | #N/A | #N/A | #N/A | #N/A | #N/A | #N/A | #N/A | #N/A | #N/A | #N/A
TRUE | VIC | ATSWP | Altona West (Powercor) 66 kV | Powercor | Summer | Coincident | 2032 | POE50 | NA | 503.0967 | VIC Altona West (Powercor) 66 kV |  |  | FALSE | #N/A | #N/A | #N/A | #N/A | #N/A | #N/A | #N/A | #N/A | #N/A | #N/A
TRUE | VIC | ATSWP | Altona West (Powercor) 66 kV | Powercor | Summer | Non-coincident | 2032 | POE10 | NA | 671.0126 | VIC Altona West (Powercor) 66 kV |  |  | FALSE | #N/A | #N/A | #N/A | #N/A | #N/A | #N/A | #N/A | #N/A | #N/A | #N/A
TRUE | VIC | ATSWP | Altona West (Powercor) 66 kV | Powercor | Summer | Coincident | 2033 | POE10 | NA | 529.3631 | VIC Altona West (Powercor) 66 kV |  |  | FALSE | #N/A | #N/A | #N/A | #N/A | #N/A | #N/A | #N/A | #N/A | #N/A | #N/A
TRUE | VIC | ATSWP | Altona West (Powercor) 66 kV | Powercor | Summer | Coincident | 2033 | POE50 | NA | 493.1227 | VIC Altona West (Powercor) 66 kV |  |  | FALSE | #N/A | #N/A | #N/A | #N/A | #N/A | #N/A | #N/A | #N/A | #N/A | #N/A
TRUE | VIC | ATSWP | Altona West (Powercor) 66 kV | Powercor | Summer | Non-coincident | 2033 | POE10 | NA | 679.6988 | VIC Altona West (Powercor) 66 kV |  |  | FALSE | #N/A | #N/A | #N/A | #N/A | #N/A | #N/A | #N/A | #N/A | #N/A | #N/A
TRUE | VIC | ATSWP | Altona West (Powercor) 66 kV | Powercor | Summer | Coincident | 2034 | POE10 | NA | 527.2714 | VIC Altona West (Powercor) 66 kV |  |  | FALSE | #N/A | #N/A | #N/A | #N/A | #N/A | #N/A | #N/A | #N/A | #N/A | #N/A
TRUE | VIC | ATSWP | Altona West (Powercor) 66 kV | Powercor | Summer | Coincident | 2034 | POE50 | NA | 491.5082 | VIC Altona West (Powercor) 66 kV |  |  | FALSE | #N/A | #N/A | #N/A | #N/A | #N/A | #N/A | #N/A | #N/A | #N/A | #N/A
TRUE | VIC | ATSWP | Altona West (Powercor) 66 kV | Powercor | Summer | Non-coincident | 2034 | POE10 | NA | 684.1148 | VIC Altona West (Powercor) 66 kV |  |  | FALSE | #N/A | #N/A | #N/A | #N/A | #N/A | #N/A | #N/A | #N/A | #N/A | #N/A
TRUE | VIC | ATSWP | Altona West (Powercor) 66 kV | Powercor | Summer | Coincident | 2035 | POE10 | NA | 527.3867 | VIC Altona West (Powercor) 66 kV |  |  | FALSE | #N/A | #N/A | #N/A | #N/A | #N/A | #N/A | #N/A | #N/A | #N/A | #N/A
TRUE | VIC | ATSWP | Altona West (Powercor) 66 kV | Powercor | Summer | Coincident | 2035 | POE50 | NA | 491.5167 | VIC Altona West (Powercor) 66 kV |  |  | FALSE | #N/A | #N/A | #N/A | #N/A | #N/A | #N/A | #N/A | #N/A | #N/A | #N/A
TRUE | VIC | ATSWP | Altona West (Powercor) 66 kV | Powercor | Summer | Non-coincident | 2035 | POE10 | NA | 688.5009 | VIC Altona West (Powercor) 66 kV |  |  | FALSE | #N/A | #N/A | #N/A | #N/A | #N/A | #N/A | #N/A | #N/A | #N/A | #N/A
TRUE | VIC | ATSWP | Altona West (Powercor) 66 kV | Powercor | Winter | Coincident | 2018 | ACTUAL_OPG | NA | 205.7798 | VIC Altona West (Powercor) 66 kV |  |  | FALSE | #N/A | #N/A | #N/A | #N/A | #N/A | #N/A | #N/A | #N/A | #N/A | #N/A
TRUE | VIC | ATSWP | Altona West (Powercor) 66 kV | Powercor | Winter | Coincident | 2018 | ACTUAL_RAW | NA | 205.7798 | VIC Altona West (Powercor) 66 kV |  |  | FALSE | #N/A | #N/A | #N/A | #N/A | #N/A | #N/A | #N/A | #N/A | #N/A | #N/A
TRUE | VIC | ATSWP | Altona West (Powercor) 66 kV | Powercor | Winter | Non-coincident | 2018 | ACTUAL_RAW | NA | 207.8677 | VIC Altona West (Powercor) 66 kV |  |  | FALSE | #N/A | #N/A | #N/A | #N/A | #N/A | #N/A | #N/A | #N/A | #N/A | #N/A
TRUE | VIC | ATSWP | Altona West (Powercor) 66 kV | Powercor | Winter | Non-coincident | 2018 | ACTUAL_OPG | NA | 207.8677 | VIC Altona West (Powercor) 66 kV |  |  | FALSE | #N/A | #N/A | #N/A | #N/A | #N/A | #N/A | #N/A | #N/A | #N/A | #N/A
TRUE | VIC | ATSWP | Altona West (Powercor) 66 kV | Powercor | Winter | Non-coincident | 2018 | ACTUAL_ADJUSTEDOPG | NA | 207.8677 | VIC Altona West (Powercor) 66 kV |  |  | FALSE | #N/A | #N/A | #N/A | #N/A | #N/A | #N/A | #N/A | #N/A | #N/A | #N/A
TRUE | VIC | ATSWP | Altona West (Powercor) 66 kV | Powercor | Winter | Coincident | 2019 | ACTUAL_OPG | NA | 219.577 | VIC Altona West (Powercor) 66 kV |  |  | FALSE | #N/A | #N/A | #N/A | #N/A | #N/A | #N/A | #N/A | #N/A | #N/A | #N/A
TRUE | VIC | ATSWP | Altona West (Powercor) 66 kV | Powercor | Winter | Coincident | 2019 | ACTUAL_RAW | NA | 219.577 | VIC Altona West (Powercor) 66 kV |  |  | FALSE | #N/A | #N/A | #N/A | #N/A | #N/A | #N/A | #N/A | #N/A | #N/A | #N/A
TRUE | VIC | ATSWP | Altona West (Powercor) 66 kV | Powercor | Winter | Non-coincident | 2019 | ACTUAL_RAW | NA | 221.1892 | VIC Altona West (Powercor) 66 kV |  |  | FALSE | #N/A | #N/A | #N/A | #N/A | #N/A | #N/A | #N/A | #N/A | #N/A | #N/A
TRUE | VIC | ATSWP | Altona West (Powercor) 66 kV | Powercor | Winter | Non-coincident | 2019 | ACTUAL_OPG | NA | 221.1892 | VIC Altona West (Powercor) 66 kV |  |  | FALSE | #N/A | #N/A | #N/A | #N/A | #N/A | #N/A | #N/A | #N/A | #N/A | #N/A
TRUE | VIC | ATSWP | Altona West (Powercor) 66 kV | Powercor | Winter | Non-coincident | 2019 | ACTUAL_ADJUSTEDOPG | NA | 221.1892 | VIC Altona West (Powercor) 66 kV |  |  | FALSE | #N/A | #N/A | #N/A | #N/A | #N/A | #N/A | #N/A | #N/A | #N/A | #N/A
TRUE | VIC | ATSWP | Altona West (Powercor) 66 kV | Powercor | Winter | Coincident | 2020 | ACTUAL_OPG | NA | 235.4505 | VIC Altona West (Powercor) 66 kV |  |  | FALSE | #N/A | #N/A | #N/A | #N/A | #N/A | #N/A | #N/A | #N/A | #N/A | #N/A
TRUE | VIC | ATSWP | Altona West (Powercor) 66 kV | Powercor | Winter | Coincident | 2020 | ACTUAL_RAW | NA | 235.4505 | VIC Altona West (Powercor) 66 kV |  |  | FALSE | #N/A | #N/A | #N/A | #N/A | #N/A | #N/A | #N/A | #N/A | #N/A | #N/A
TRUE | VIC | ATSWP | Altona West (Powercor) 66 kV | Powercor | Winter | Non-coincident | 2020 | ACTUAL_RAW | NA | 235.4505 | VIC Altona West (Powercor) 66 kV |  |  | FALSE | #N/A | #N/A | #N/A | #N/A | #N/A | #N/A | #N/A | #N/A | #N/A | #N/A
TRUE | VIC | ATSWP | Altona West (Powercor) 66 kV | Powercor | Winter | Non-coincident | 2020 | ACTUAL_OPG | NA | 235.4505 | VIC Altona West (Powercor) 66 kV |  |  | FALSE | #N/A | #N/A | #N/A | #N/A | #N/A | #N/A | #N/A | #N/A | #N/A | #N/A
TRUE | VIC | ATSWP | Altona West (Powercor) 66 kV | Powercor | Winter | Non-coincident | 2020 | ACTUAL_ADJUSTEDOPG | NA | 235.4505 | VIC Altona West (Powercor) 66 kV |  |  | FALSE | #N/A | #N/A | #N/A | #N/A | #N/A | #N/A | #N/A | #N/A | #N/A | #N/A
TRUE | VIC | ATSWP | Altona West (Powercor) 66 kV | Powercor | Winter | Coincident | 2021 | ACTUAL_OPG | NA | 215.4505 | VIC Altona West (Powercor) 66 kV |  |  | FALSE | #N/A | #N/A | #N/A | #N/A | #N/A | #N/A | #N/A | #N/A | #N/A | #N/A
TRUE | VIC | ATSWP | Altona West (Powercor) 66 kV | Powercor | Winter | Coincident | 2021 | ACTUAL_RAW | NA | 215.4505 | VIC Altona West (Powercor) 66 kV |  |  | FALSE | #N/A | #N/A | #N/A | #N/A | #N/A | #N/A | #N/A | #N/A | #N/A | #N/A
TRUE | VIC | ATSWP | Altona West (Powercor) 66 kV | Powercor | Winter | Non-coincident | 2021 | ACTUAL_RAW | NA | 231.3741 | VIC Altona West (Powercor) 66 kV |  |  | FALSE | #N/A | #N/A | #N/A | #N/A | #N/A | #N/A | #N/A | #N/A | #N/A | #N/A
TRUE | VIC | ATSWP | Altona West (Powercor) 66 kV | Powercor | Winter | Non-coincident | 2021 | ACTUAL_OPG | NA | 231.3741 | VIC Altona West (Powercor) 66 kV |  |  | FALSE | #N/A | #N/A | #N/A | #N/A | #N/A | #N/A | #N/A | #N/A | #N/A | #N/A
TRUE | VIC | ATSWP | Altona West (Powercor) 66 kV | Powercor | Winter | Non-coincident | 2021 | ACTUAL_ADJUSTEDOPG | NA | 231.3741 | VIC Altona West (Powercor) 66 kV |  |  | FALSE | #N/A | #N/A | #N/A | #N/A | #N/A | #N/A | #N/A | #N/A | #N/A | #N/A
TRUE | VIC | ATSWP | Altona West (Powercor) 66 kV | Powercor | Winter | Coincident | 2022 | ACTUAL_OPG | NA | 209.7087 | VIC Altona West (Powercor) 66 kV |  |  | FALSE | #N/A | #N/A | #N/A | #N/A | #N/A | #N/A | #N/A | #N/A | #N/A | #N/A
TRUE | VIC | ATSWP | Altona West (Powercor) 66 kV | Powercor | Winter | Coincident | 2022 | ACTUAL_RAW | NA | 209.7087 | VIC Altona West (Powercor) 66 kV |  |  | FALSE | #N/A | #N/A | #N/A | #N/A | #N/A | #N/A | #N/A | #N/A | #N/A | #N/A
TRUE | VIC | ATSWP | Altona West (Powercor) 66 kV | Powercor | Winter | Non-coincident | 2022 | ACTUAL_RAW | NA | 227.5172 | VIC Altona West (Powercor) 66 kV |  |  | FALSE | #N/A | #N/A | #N/A | #N/A | #N/A | #N/A | #N/A | #N/A | #N/A | #N/A
TRUE | VIC | ATSWP | Altona West (Powercor) 66 kV | Powercor | Winter | Non-coincident | 2022 | ACTUAL_OPG | NA | 227.5172 | VIC Altona West (Powercor) 66 kV |  |  | FALSE | #N/A | #N/A | #N/A | #N/A | #N/A | #N/A | #N/A | #N/A | #N/A | #N/A
TRUE | VIC | ATSWP | Altona West (Powercor) 66 kV | Powercor | Winter | Non-coincident | 2022 | ACTUAL_ADJUSTEDOPG | NA | 227.5172 | VIC Altona West (Powercor) 66 kV |  |  | FALSE | #N/A | #N/A | #N/A | #N/A | #N/A | #N/A | #N/A | #N/A | #N/A | #N/A
TRUE | VIC | ATSWP | Altona West (Powercor) 66 kV | Powercor | Winter | Coincident | 2023 | ACTUAL_OPG | NA | 209.1723 | VIC Altona West (Powercor) 66 kV |  |  | FALSE | #N/A | #N/A | #N/A | #N/A | #N/A | #N/A | #N/A | #N/A | #N/A | #N/A
TRUE | VIC | ATSWP | Altona West (Powercor) 66 kV | Powercor | Winter | Coincident | 2023 | ACTUAL_RAW | NA | 209.1723 | VIC Altona West (Powercor) 66 kV |  |  | FALSE | #N/A | #N/A | #N/A | #N/A | #N/A | #N/A | #N/A | #N/A | #N/A | #N/A
TRUE | VIC | ATSWP | Altona West (Powercor) 66 kV | Powercor | Winter | Non-coincident | 2023 | ACTUAL_RAW | NA | 219.5676 | VIC Altona West (Powercor) 66 kV |  |  | FALSE | #N/A | #N/A | #N/A | #N/A | #N/A | #N/A | #N/A | #N/A | #N/A | #N/A
TRUE | VIC | ATSWP | Altona West (Powercor) 66 kV | Powercor | Winter | Non-coincident | 2023 | ACTUAL_OPG | NA | 219.5676 | VIC Altona West (Powercor) 66 kV |  |  | FALSE | #N/A | #N/A | #N/A | #N/A | #N/A | #N/A | #N/A | #N/A | #N/A | #N/A
TRUE | VIC | ATSWP | Altona West (Powercor) 66 kV | Powercor | Winter | Non-coincident | 2023 | ACTUAL_ADJUSTEDOPG | NA | 219.5676 | VIC Altona West (Powercor) 66 kV |  |  | FALSE | #N/A | #N/A | #N/A | #N/A | #N/A | #N/A | #N/A | #N/A | #N/A | #N/A
TRUE | VIC | ATSWP | Altona West (Powercor) 66 kV | Powercor | Winter | Coincident | 2024 | ACTUAL_OPG | NA | 226.2343 | VIC Altona West (Powercor) 66 kV |  |  | FALSE | #N/A | #N/A | #N/A | #N/A | #N/A | #N/A | #N/A | #N/A | #N/A | #N/A
TRUE | VIC | ATSWP | Altona West (Powercor) 66 kV | Powercor | Winter | Coincident | 2024 | ACTUAL_RAW | NA | 226.2343 | VIC Altona West (Powercor) 66 kV |  |  | FALSE | #N/A | #N/A | #N/A | #N/A | #N/A | #N/A | #N/A | #N/A | #N/A | #N/A
TRUE | VIC | ATSWP | Altona West (Powercor) 66 kV | Powercor | Winter | Non-coincident | 2024 | ACTUAL_RAW | NA | 228.8938 | VIC Altona West (Powercor) 66 kV |  |  | FALSE | #N/A | #N/A | #N/A | #N/A | #N/A | #N/A | #N/A | #N/A | #N/A | #N/A
TRUE | VIC | ATSWP | Altona West (Powercor) 66 kV | Powercor | Winter | Non-coincident | 2024 | ACTUAL_OPG | NA | 228.8938 | VIC Altona West (Powercor) 66 kV |  |  | FALSE | #N/A | #N/A | #N/A | #N/A | #N/A | #N/A | #N/A | #N/A | #N/A | #N/A
TRUE | VIC | ATSWP | Altona West (Powercor) 66 kV | Powercor | Winter | Non-coincident | 2024 | ACTUAL_ADJUSTEDOPG | NA | 228.8938 | VIC Altona West (Powercor) 66 kV |  |  | FALSE | #N/A | #N/A | #N/A | #N/A | #N/A | #N/A | #N/A | #N/A | #N/A | #N/A
TRUE | VIC | ATSWP | Altona West (Powercor) 66 kV | Powercor | Winter | Coincident | 2025 | POE10 | NA | 244.1935 | VIC Altona West (Powercor) 66 kV |  |  | FALSE | #N/A | #N/A | #N/A | #N/A | #N/A | #N/A | #N/A | #N/A | #N/A | #N/A
TRUE | VIC | ATSWP | Altona West (Powercor) 66 kV | Powercor | Winter | Coincident | 2025 | POE50 | NA | 242.4613 | VIC Altona West (Powercor) 66 kV |  |  | FALSE | #N/A | #N/A | #N/A | #N/A | #N/A | #N/A | #N/A | #N/A | #N/A | #N/A
TRUE | VIC | ATSWP | Altona West (Powercor) 66 kV | Powercor | Winter | Non-coincident | 2025 | ACTUAL_RAW | NA | 270.3586 | VIC Altona West (Powercor) 66 kV |  |  | FALSE | #N/A | #N/A | #N/A | #N/A | #N/A | #N/A | #N/A | #N/A | #N/A | #N/A
TRUE | VIC | ATSWP | Altona West (Powercor) 66 kV | Powercor | Winter | Non-coincident | 2025 | ACTUAL_ADJUSTEDOPG | NA | 270.3586 | VIC Altona West (Powercor) 66 kV |  |  | FALSE | #N/A | #N/A | #N/A | #N/A | #N/A | #N/A | #N/A | #N/A | #N/A | #N/A
TRUE | VIC | ATSWP | Altona West (Powercor) 66 kV | Powercor | Winter | Non-coincident | 2025 | BASEYEARPOE50 | NA | 251.6241 | VIC Altona West (Powercor) 66 kV |  |  | FALSE | #N/A | #N/A | #N/A | #N/A | #N/A | #N/A | #N/A | #N/A | #N/A | #N/A
TRUE | VIC | ATSWP | Altona West (Powercor) 66 kV | Powercor | Winter | Non-coincident | 2025 | BASEYEARPOE10 | NA | 255.6648 | VIC Altona West (Powercor) 66 kV |  |  | FALSE | #N/A | #N/A | #N/A | #N/A | #N/A | #N/A | #N/A | #N/A | #N/A | #N/A
TRUE | VIC | ATSWP | Altona West (Powercor) 66 kV | Powercor | Winter | Non-coincident | 2025 | POE10 | NA | 266.5543 | VIC Altona West (Powercor) 66 kV |  |  | FALSE | #N/A | #N/A | #N/A | #N/A | #N/A | #N/A | #N/A | #N/A | #N/A | #N/A
TRUE | VIC | ATSWP | Altona West (Powercor) 66 kV | Powercor | Winter | Non-coincident | 2025 | POE50 | NA | 256.7087 | VIC Altona West (Powercor) 66 kV |  |  | FALSE | #N/A | #N/A | #N/A | #N/A | #N/A | #N/A | #N/A | #N/A | #N/A | #N/A
TRUE | VIC | ATSWP | Altona West (Powercor) 66 kV | Powercor | Winter | Coincident | 2026 | POE10 | NA | 303.7824 | VIC Altona West (Powercor) 66 kV |  |  | FALSE | #N/A | #N/A | #N/A | #N/A | #N/A | #N/A | #N/A | #N/A | #N/A | #N/A
TRUE | VIC | ATSWP | Altona West (Powercor) 66 kV | Powercor | Winter | Coincident | 2026 | POE50 | NA | 302.0907 | VIC Altona West (Powercor) 66 kV |  |  | FALSE | #N/A | #N/A | #N/A | #N/A | #N/A | #N/A | #N/A | #N/A | #N/A | #N/A
TRUE | VIC | ATSWP | Altona West (Powercor) 66 kV | Powercor | Winter | Non-coincident | 2026 | POE10 | NA | 342.1562 | VIC Altona West (Powercor) 66 kV |  |  | FALSE | #N/A | #N/A | #N/A | #N/A | #N/A | #N/A | #N/A | #N/A | #N/A | #N/A
TRUE | VIC | ATSWP | Altona West (Powercor) 66 kV | Powercor | Winter | Non-coincident | 2026 | POE50 | NA | 332.594 | VIC Altona West (Powercor) 66 kV |  |  | FALSE | #N/A | #N/A | #N/A | #N/A | #N/A | #N/A | #N/A | #N/A | #N/A | #N/A
TRUE | VIC | ATSWP | Altona West (Powercor) 66 kV | Powercor | Winter | Coincident | 2027 | POE10 | NA | 424.6432 | VIC Altona West (Powercor) 66 kV |  |  | FALSE | #N/A | #N/A | #N/A | #N/A | #N/A | #N/A | #N/A | #N/A | #N/A | #N/A
TRUE | VIC | ATSWP | Altona West (Powercor) 66 kV | Powercor | Winter | Coincident | 2027 | POE50 | NA | 422.7752 | VIC Altona West (Powercor) 66 kV |  |  | FALSE | #N/A | #N/A | #N/A | #N/A | #N/A | #N/A | #N/A | #N/A | #N/A | #N/A
TRUE | VIC | ATSWP | Altona West (Powercor) 66 kV | Powercor | Winter | Non-coincident | 2027 | POE10 | NA | 493.6418 | VIC Altona West (Powercor) 66 kV |  |  | FALSE | #N/A | #N/A | #N/A | #N/A | #N/A | #N/A | #N/A | #N/A | #N/A | #N/A
TRUE | VIC | ATSWP | Altona West (Powercor) 66 kV | Powercor | Winter | Non-coincident | 2027 | POE50 | NA | 484.334 | VIC Altona West (Powercor) 66 kV |  |  | FALSE | #N/A | #N/A | #N/A | #N/A | #N/A | #N/A | #N/A | #N/A | #N/A | #N/A
TRUE | VIC | ATSWP | Altona West (Powercor) 66 kV | Powercor | Winter | Coincident | 2028 | POE10 | NA | 439.3929 | VIC Altona West (Powercor) 66 kV |  |  | FALSE | #N/A | #N/A | #N/A | #N/A | #N/A | #N/A | #N/A | #N/A | #N/A | #N/A
TRUE | VIC | ATSWP | Altona West (Powercor) 66 kV | Powercor | Winter | Coincident | 2028 | POE50 | NA | 437.9644 | VIC Altona West (Powercor) 66 kV |  |  | FALSE | #N/A | #N/A | #N/A | #N/A | #N/A | #N/A | #N/A | #N/A | #N/A | #N/A
TRUE | VIC | ATSWP | Altona West (Powercor) 66 kV | Powercor | Winter | Non-coincident | 2028 | POE10 | NA | 520.193 | VIC Altona West (Powercor) 66 kV |  |  | FALSE | #N/A | #N/A | #N/A | #N/A | #N/A | #N/A | #N/A | #N/A | #N/A | #N/A
TRUE | VIC | ATSWP | Altona West (Powercor) 66 kV | Powercor | Winter | Non-coincident | 2028 | POE50 | NA | 511.1818 | VIC Altona West (Powercor) 66 kV |  |  | FALSE | #N/A | #N/A | #N/A | #N/A | #N/A | #N/A | #N/A | #N/A | #N/A | #N/A
TRUE | VIC | ATSWP | Altona West (Powercor) 66 kV | Powercor | Winter | Coincident | 2029 | POE10 | NA | 454.3496 | VIC Altona West (Powercor) 66 kV |  |  | FALSE | #N/A | #N/A | #N/A | #N/A | #N/A | #N/A | #N/A | #N/A | #N/A | #N/A
TRUE | VIC | ATSWP | Altona West (Powercor) 66 kV | Powercor | Winter | Coincident | 2029 | POE50 | NA | 453.1567 | VIC Altona West (Powercor) 66 kV |  |  | FALSE | #N/A | #N/A | #N/A | #N/A | #N/A | #N/A | #N/A | #N/A | #N/A | #N/A
TRUE | VIC | ATSWP | Altona West (Powercor) 66 kV | Powercor | Winter | Non-coincident | 2029 | POE10 | NA | 543.9826 | VIC Altona West (Powercor) 66 kV |  |  | FALSE | #N/A | #N/A | #N/A | #N/A | #N/A | #N/A | #N/A | #N/A | #N/A | #N/A
TRUE | VIC | ATSWP | Altona West (Powercor) 66 kV | Powercor | Winter | Non-coincident | 2029 | POE50 | NA | 535.2642 | VIC Altona West (Powercor) 66 kV |  |  | FALSE | #N/A | #N/A | #N/A | #N/A | #N/A | #N/A | #N/A | #N/A | #N/A | #N/A
TRUE | VIC | ATSWP | Altona West (Powercor) 66 kV | Powercor | Winter | Coincident | 2030 | POE10 | NA | 464.2195 | VIC Altona West (Powercor) 66 kV |  |  | FALSE | #N/A | #N/A | #N/A | #N/A | #N/A | #N/A | #N/A | #N/A | #N/A | #N/A
TRUE | VIC | ATSWP | Altona West (Powercor) 66 kV | Powercor | Winter | Coincident | 2030 | POE50 | NA | 462.989 | VIC Altona West (Powercor) 66 kV |  |  | FALSE | #N/A | #N/A | #N/A | #N/A | #N/A | #N/A | #N/A | #N/A | #N/A | #N/A
TRUE | VIC | ATSWP | Altona West (Powercor) 66 kV | Powercor | Winter | Non-coincident | 2030 | POE10 | NA | 563.3075 | VIC Altona West (Powercor) 66 kV |  |  | FALSE | #N/A | #N/A | #N/A | #N/A | #N/A | #N/A | #N/A | #N/A | #N/A | #N/A
TRUE | VIC | ATSWP | Altona West (Powercor) 66 kV | Powercor | Winter | Non-coincident | 2030 | POE50 | NA | 554.6719 | VIC Altona West (Powercor) 66 kV |  |  | FALSE | #N/A | #N/A | #N/A | #N/A | #N/A | #N/A | #N/A | #N/A | #N/A | #N/A
TRUE | VIC | ATSWP | Altona West (Powercor) 66 kV | Powercor | Winter | Coincident | 2031 | POE10 | NA | 464.8644 | VIC Altona West (Powercor) 66 kV |  |  | FALSE | #N/A | #N/A | #N/A | #N/A | #N/A | #N/A | #N/A | #N/A | #N/A | #N/A
TRUE | VIC | ATSWP | Altona West (Powercor) 66 kV | Powercor | Winter | Coincident | 2031 | POE50 | NA | 463.6607 | VIC Altona West (Powercor) 66 kV |  |  | FALSE | #N/A | #N/A | #N/A | #N/A | #N/A | #N/A | #N/A | #N/A | #N/A | #N/A
TRUE | VIC | ATSWP | Altona West (Powercor) 66 kV | Powercor | Winter | Non-coincident | 2031 | POE10 | NA | 570.9655 | VIC Altona West (Powercor) 66 kV |  |  | FALSE | #N/A | #N/A | #N/A | #N/A | #N/A | #N/A | #N/A | #N/A | #N/A | #N/A
TRUE | VIC | ATSWP | Altona West (Powercor) 66 kV | Powercor | Winter | Non-coincident | 2031 | POE50 | NA | 562.3674 | VIC Altona West (Powercor) 66 kV |  |  | FALSE | #N/A | #N/A | #N/A | #N/A | #N/A | #N/A | #N/A | #N/A | #N/A | #N/A
TRUE | VIC | ATSWP | Altona West (Powercor) 66 kV | Powercor | Winter | Coincident | 2032 | POE10 | NA | 460.9245 | VIC Altona West (Powercor) 66 kV |  |  | FALSE | #N/A | #N/A | #N/A | #N/A | #N/A | #N/A | #N/A | #N/A | #N/A | #N/A
TRUE | VIC | ATSWP | Altona West (Powercor) 66 kV | Powercor | Winter | Coincident | 2032 | POE50 | NA | 458.8678 | VIC Altona West (Powercor) 66 kV |  |  | FALSE | #N/A | #N/A | #N/A | #N/A | #N/A | #N/A | #N/A | #N/A | #N/A | #N/A
TRUE | VIC | ATSWP | Altona West (Powercor) 66 kV | Powercor | Winter | Non-coincident | 2032 | POE10 | NA | 577.913 | VIC Altona West (Powercor) 66 kV |  |  | FALSE | #N/A | #N/A | #N/A | #N/A | #N/A | #N/A | #N/A | #N/A | #N/A | #N/A
TRUE | VIC | ATSWP | Altona West (Powercor) 66 kV | Powercor | Winter | Non-coincident | 2032 | POE50 | NA | 569.2795 | VIC Altona West (Powercor) 66 kV |  |  | FALSE | #N/A | #N/A | #N/A | #N/A | #N/A | #N/A | #N/A | #N/A | #N/A | #N/A
TRUE | VIC | ATSWP | Altona West (Powercor) 66 kV | Powercor | Winter | Coincident | 2033 | POE10 | NA | 454.3683 | VIC Altona West (Powercor) 66 kV |  |  | FALSE | #N/A | #N/A | #N/A | #N/A | #N/A | #N/A | #N/A | #N/A | #N/A | #N/A
TRUE | VIC | ATSWP | Altona West (Powercor) 66 kV | Powercor | Winter | Coincident | 2033 | POE50 | NA | 452.3963 | VIC Altona West (Powercor) 66 kV |  |  | FALSE | #N/A | #N/A | #N/A | #N/A | #N/A | #N/A | #N/A | #N/A | #N/A | #N/A
TRUE | VIC | ATSWP | Altona West (Powercor) 66 kV | Powercor | Winter | Non-coincident | 2033 | POE10 | NA | 584.1946 | VIC Altona West (Powercor) 66 kV |  |  | FALSE | #N/A | #N/A | #N/A | #N/A | #N/A | #N/A | #N/A | #N/A | #N/A | #N/A
TRUE | VIC | ATSWP | Altona West (Powercor) 66 kV | Powercor | Winter | Non-coincident | 2033 | POE50 | NA | 575.5181 | VIC Altona West (Powercor) 66 kV |  |  | FALSE | #N/A | #N/A | #N/A | #N/A | #N/A | #N/A | #N/A | #N/A | #N/A | #N/A
TRUE | VIC | ATSWP | Altona West (Powercor) 66 kV | Powercor | Winter | Coincident | 2034 | POE10 | NA | 453.7222 | VIC Altona West (Powercor) 66 kV |  |  | FALSE | #N/A | #N/A | #N/A | #N/A | #N/A | #N/A | #N/A | #N/A | #N/A | #N/A
TRUE | VIC | ATSWP | Altona West (Powercor) 66 kV | Powercor | Winter | Coincident | 2034 | POE50 | NA | 451.9828 | VIC Altona West (Powercor) 66 kV |  |  | FALSE | #N/A | #N/A | #N/A | #N/A | #N/A | #N/A | #N/A | #N/A | #N/A | #N/A
TRUE | VIC | ATSWP | Altona West (Powercor) 66 kV | Powercor | Winter | Non-coincident | 2034 | POE10 | NA | 587.6737 | VIC Altona West (Powercor) 66 kV |  |  | FALSE | #N/A | #N/A | #N/A | #N/A | #N/A | #N/A | #N/A | #N/A | #N/A | #N/A
TRUE | VIC | ATSWP | Altona West (Powercor) 66 kV | Powercor | Winter | Non-coincident | 2034 | POE50 | NA | 578.9775 | VIC Altona West (Powercor) 66 kV |  |  | FALSE | #N/A | #N/A | #N/A | #N/A | #N/A | #N/A | #N/A | #N/A | #N/A | #N/A
TRUE | VIC | BATS66P | Ballarat (Powercor) 66 kV | Powercor | Shoulder | Coincident | 2019 | ACTUAL_OPG | 55.8819 | NA | VIC Ballarat (Powercor) 66 kV |  |  | FALSE | #N/A | #N/A | #N/A | #N/A | #N/A | #N/A | #N/A | #N/A | #N/A | #N/A
TRUE | VIC | BATS66P | Ballarat (Powercor) 66 kV | Powercor | Shoulder | Coincident | 2019 | ACTUAL_RAW | 54.9518 | NA | VIC Ballarat (Powercor) 66 kV |  |  | FALSE | #N/A | #N/A | #N/A | #N/A | #N/A | #N/A | #N/A | #N/A | #N/A | #N/A
TRUE | VIC | BATS66P | Ballarat (Powercor) 66 kV | Powercor | Shoulder | Non-coincident | 2019 | ACTUAL_RAW | 14.5925 | NA | VIC Ballarat (Powercor) 66 kV |  |  | FALSE | #N/A | #N/A | #N/A | #N/A | #N/A | #N/A | #N/A | #N/A | #N/A | #N/A
TRUE | VIC | BATS66P | Ballarat (Powercor) 66 kV | Powercor | Shoulder | Non-coincident | 2019 | ACTUAL_OPG | 36.5616 | NA | VIC Ballarat (Powercor) 66 kV |  |  | FALSE | #N/A | #N/A | #N/A | #N/A | #N/A | #N/A | #N/A | #N/A | #N/A | #N/A
TRUE | VIC | BATS66P | Ballarat (Powercor) 66 kV | Powercor | Shoulder | Non-coincident | 2019 | ACTUAL_ADJUSTEDOPG | 36.5616 | NA | VIC Ballarat (Powercor) 66 kV |  |  | FALSE | #N/A | #N/A | #N/A | #N/A | #N/A | #N/A | #N/A | #N/A | #N/A | #N/A
TRUE | VIC | BATS66P | Ballarat (Powercor) 66 kV | Powercor | Shoulder | Coincident | 2020 | ACTUAL_OPG | 49.1914 | NA | VIC Ballarat (Powercor) 66 kV |  |  | FALSE | #N/A | #N/A | #N/A | #N/A | #N/A | #N/A | #N/A | #N/A | #N/A | #N/A
TRUE | VIC | BATS66P | Ballarat (Powercor) 66 kV | Powercor | Shoulder | Coincident | 2020 | ACTUAL_RAW | 47.3036 | NA | VIC Ballarat (Powercor) 66 kV |  |  | FALSE | #N/A | #N/A | #N/A | #N/A | #N/A | #N/A | #N/A | #N/A | #N/A | #N/A
TRUE | VIC | BATS66P | Ballarat (Powercor) 66 kV | Powercor | Shoulder | Non-coincident | 2020 | ACTUAL_RAW | -80.5597 | NA | VIC Ballarat (Powercor) 66 kV |  |  | FALSE | #N/A | #N/A | #N/A | #N/A | #N/A | #N/A | #N/A | #N/A | #N/A | #N/A
TRUE | VIC | BATS66P | Ballarat (Powercor) 66 kV | Powercor | Shoulder | Non-coincident | 2020 | ACTUAL_OPG | 32.8308 | NA | VIC Ballarat (Powercor) 66 kV |  |  | FALSE | #N/A | #N/A | #N/A | #N/A | #N/A | #N/A | #N/A | #N/A | #N/A | #N/A
TRUE | VIC | BATS66P | Ballarat (Powercor) 66 kV | Powercor | Shoulder | Non-coincident | 2020 | ACTUAL_ADJUSTEDOPG | 32.8308 | NA | VIC Ballarat (Powercor) 66 kV |  |  | FALSE | #N/A | #N/A | #N/A | #N/A | #N/A | #N/A | #N/A | #N/A | #N/A | #N/A
TRUE | VIC | BATS66P | Ballarat (Powercor) 66 kV | Powercor | Shoulder | Coincident | 2021 | ACTUAL_OPG | 39.6517 | NA | VIC Ballarat (Powercor) 66 kV |  |  | FALSE | #N/A | #N/A | #N/A | #N/A | #N/A | #N/A | #N/A | #N/A | #N/A | #N/A
TRUE | VIC | BATS66P | Ballarat (Powercor) 66 kV | Powercor | Shoulder | Coincident | 2021 | ACTUAL_RAW | 36.2419 | NA | VIC Ballarat (Powercor) 66 kV |  |  | FALSE | #N/A | #N/A | #N/A | #N/A | #N/A | #N/A | #N/A | #N/A | #N/A | #N/A
TRUE | VIC | BATS66P | Ballarat (Powercor) 66 kV | Powercor | Shoulder | Non-coincident | 2021 | ACTUAL_RAW | -89.6474 | NA | VIC Ballarat (Powercor) 66 kV |  |  | FALSE | #N/A | #N/A | #N/A | #N/A | #N/A | #N/A | #N/A | #N/A | #N/A | #N/A
TRUE | VIC | BATS66P | Ballarat (Powercor) 66 kV | Powercor | Shoulder | Non-coincident | 2021 | ACTUAL_OPG | 22.0475 | NA | VIC Ballarat (Powercor) 66 kV |  |  | FALSE | #N/A | #N/A | #N/A | #N/A | #N/A | #N/A | #N/A | #N/A | #N/A | #N/A
TRUE | VIC | BATS66P | Ballarat (Powercor) 66 kV | Powercor | Shoulder | Non-coincident | 2021 | ACTUAL_ADJUSTEDOPG | 22.0475 | NA | VIC Ballarat (Powercor) 66 kV |  |  | FALSE | #N/A | #N/A | #N/A | #N/A | #N/A | #N/A | #N/A | #N/A | #N/A | #N/A
TRUE | VIC | BATS66P | Ballarat (Powercor) 66 kV | Powercor | Shoulder | Coincident | 2022 | ACTUAL_OPG | 17.4429 | NA | VIC Ballarat (Powercor) 66 kV |  |  | FALSE | #N/A | #N/A | #N/A | #N/A | #N/A | #N/A | #N/A | #N/A | #N/A | #N/A
TRUE | VIC | BATS66P | Ballarat (Powercor) 66 kV | Powercor | Shoulder | Coincident | 2022 | ACTUAL_RAW | 14.818 | NA | VIC Ballarat (Powercor) 66 kV |  |  | FALSE | #N/A | #N/A | #N/A | #N/A | #N/A | #N/A | #N/A | #N/A | #N/A | #N/A
TRUE | VIC | BATS66P | Ballarat (Powercor) 66 kV | Powercor | Shoulder | Non-coincident | 2022 | ACTUAL_RAW | -100.9704 | NA | VIC Ballarat (Powercor) 66 kV |  |  | FALSE | #N/A | #N/A | #N/A | #N/A | #N/A | #N/A | #N/A | #N/A | #N/A | #N/A
TRUE | VIC | BATS66P | Ballarat (Powercor) 66 kV | Powercor | Shoulder | Non-coincident | 2022 | ACTUAL_OPG | 10.9004 | NA | VIC Ballarat (Powercor) 66 kV |  |  | FALSE | #N/A | #N/A | #N/A | #N/A | #N/A | #N/A | #N/A | #N/A | #N/A | #N/A
TRUE | VIC | BATS66P | Ballarat (Powercor) 66 kV | Powercor | Shoulder | Non-coincident | 2022 | ACTUAL_ADJUSTEDOPG | 10.9004 | NA | VIC Ballarat (Powercor) 66 kV |  |  | FALSE | #N/A | #N/A | #N/A | #N/A | #N/A | #N/A | #N/A | #N/A | #N/A | #N/A
TRUE | VIC | BATS66P | Ballarat (Powercor) 66 kV | Powercor | Shoulder | Coincident | 2023 | ACTUAL_OPG | 27.968 | NA | VIC Ballarat (Powercor) 66 kV |  |  | FALSE | #N/A | #N/A | #N/A | #N/A | #N/A | #N/A | #N/A | #N/A | #N/A | #N/A
TRUE | VIC | BATS66P | Ballarat (Powercor) 66 kV | Powercor | Shoulder | Coincident | 2023 | ACTUAL_RAW | 15.7247 | NA | VIC Ballarat (Powercor) 66 kV |  |  | FALSE | #N/A | #N/A | #N/A | #N/A | #N/A | #N/A | #N/A | #N/A | #N/A | #N/A
TRUE | VIC | BATS66P | Ballarat (Powercor) 66 kV | Powercor | Shoulder | Non-coincident | 2023 | ACTUAL_RAW | -96.3776 | NA | VIC Ballarat (Powercor) 66 kV |  |  | FALSE | #N/A | #N/A | #N/A | #N/A | #N/A | #N/A | #N/A | #N/A | #N/A | #N/A
TRUE | VIC | BATS66P | Ballarat (Powercor) 66 kV | Powercor | Shoulder | Non-coincident | 2023 | ACTUAL_OPG | -3.8151 | NA | VIC Ballarat (Powercor) 66 kV |  |  | FALSE | #N/A | #N/A | #N/A | #N/A | #N/A | #N/A | #N/A | #N/A | #N/A | #N/A
TRUE | VIC | BATS66P | Ballarat (Powercor) 66 kV | Powercor | Shoulder | Non-coincident | 2023 | ACTUAL_ADJUSTEDOPG | -3.8151 | NA | VIC Ballarat (Powercor) 66 kV |  |  | FALSE | #N/A | #N/A | #N/A | #N/A | #N/A | #N/A | #N/A | #N/A | #N/A | #N/A
TRUE | VIC | BATS66P | Ballarat (Powercor) 66 kV | Powercor | Shoulder | Coincident | 2024 | ACTUAL_OPG | -0.54993 | NA | VIC Ballarat (Powercor) 66 kV |  |  | FALSE | #N/A | #N/A | #N/A | #N/A | #N/A | #N/A | #N/A | #N/A | #N/A | #N/A
TRUE | VIC | BATS66P | Ballarat (Powercor) 66 kV | Powercor | Shoulder | Coincident | 2024 | ACTUAL_RAW | -13.3077 | NA | VIC Ballarat (Powercor) 66 kV |  |  | FALSE | #N/A | #N/A | #N/A | #N/A | #N/A | #N/A | #N/A | #N/A | #N/A | #N/A
TRUE | VIC | BATS66P | Ballarat (Powercor) 66 kV | Powercor | Shoulder | Non-coincident | 2024 | ACTUAL_RAW | -95.7844 | NA | VIC Ballarat (Powercor) 66 kV |  |  | FALSE | #N/A | #N/A | #N/A | #N/A | #N/A | #N/A | #N/A | #N/A | #N/A | #N/A
TRUE | VIC | BATS66P | Ballarat (Powercor) 66 kV | Powercor | Shoulder | Non-coincident | 2024 | ACTUAL_OPG | -2.7873 | NA | VIC Ballarat (Powercor) 66 kV |  |  | FALSE | #N/A | #N/A | #N/A | #N/A | #N/A | #N/A | #N/A | #N/A | #N/A | #N/A
TRUE | VIC | BATS66P | Ballarat (Powercor) 66 kV | Powercor | Shoulder | Non-coincident | 2024 | ACTUAL_ADJUSTEDOPG | -2.7873 | NA | VIC Ballarat (Powercor) 66 kV |  |  | FALSE | #N/A | #N/A | #N/A | #N/A | #N/A | #N/A | #N/A | #N/A | #N/A | #N/A
TRUE | VIC | BATS66P | Ballarat (Powercor) 66 kV | Powercor | Shoulder | Coincident | 2025 | ACTUAL_OPG | -8.5743 | NA | VIC Ballarat (Powercor) 66 kV |  |  | FALSE | #N/A | #N/A | #N/A | #N/A | #N/A | #N/A | #N/A | #N/A | #N/A | #N/A
TRUE | VIC | BATS66P | Ballarat (Powercor) 66 kV | Powercor | Shoulder | Coincident | 2025 | ACTUAL_RAW | -7.4485 | NA | VIC Ballarat (Powercor) 66 kV |  |  | FALSE | #N/A | #N/A | #N/A | #N/A | #N/A | #N/A | #N/A | #N/A | #N/A | #N/A
TRUE | VIC | BATS66P | Ballarat (Powercor) 66 kV | Powercor | Shoulder | Non-coincident | 2025 | ACTUAL_RAW | -179.8808 | NA | VIC Ballarat (Powercor) 66 kV |  |  | FALSE | #N/A | #N/A | #N/A | #N/A | #N/A | #N/A | #N/A | #N/A | #N/A | #N/A
TRUE | VIC | BATS66P | Ballarat (Powercor) 66 kV | Powercor | Shoulder | Non-coincident | 2025 | ACTUAL_OPG | -66.8153 | NA | VIC Ballarat (Powercor) 66 kV |  |  | FALSE | #N/A | #N/A | #N/A | #N/A | #N/A | #N/A | #N/A | #N/A | #N/A | #N/A
TRUE | VIC | BATS66P | Ballarat (Powercor) 66 kV | Powercor | Shoulder | Non-coincident | 2025 | ACTUAL_ADJUSTEDOPG | -66.8153 | NA | VIC Ballarat (Powercor) 66 kV |  |  | FALSE | #N/A | #N/A | #N/A | #N/A | #N/A | #N/A | #N/A | #N/A | #N/A | #N/A
TRUE | VIC | BATS66P | Ballarat (Powercor) 66 kV | Powercor | Shoulder | Non-coincident | 2025 | BASEYEARPOE90 | -60.8067 | NA | VIC Ballarat (Powercor) 66 kV |  |  | FALSE | #N/A | #N/A | #N/A | #N/A | #N/A | #N/A | #N/A | #N/A | #N/A | #N/A
TRUE | VIC | BATS66P | Ballarat (Powercor) 66 kV | Powercor | Shoulder | Non-coincident | 2025 | BASEYEARPOE50 | -42.7043 | NA | VIC Ballarat (Powercor) 66 kV |  |  | FALSE | #N/A | #N/A | #N/A | #N/A | #N/A | #N/A | #N/A | #N/A | #N/A | #N/A
TRUE | VIC | BATS66P | Ballarat (Powercor) 66 kV | Powercor | Shoulder | Coincident_unreconciled | 2026 | POE50 | -8.7462 | NA | VIC Ballarat (Powercor) 66 kV |  |  | FALSE | #N/A | #N/A | #N/A | #N/A | #N/A | #N/A | #N/A | #N/A | #N/A | #N/A
TRUE | VIC | BATS66P | Ballarat (Powercor) 66 kV | Powercor | Shoulder | Coincident_unreconciled | 2026 | POE90 | -11.4442 | NA | VIC Ballarat (Powercor) 66 kV |  |  | FALSE | #N/A | #N/A | #N/A | #N/A | #N/A | #N/A | #N/A | #N/A | #N/A | #N/A
TRUE | VIC | BATS66P | Ballarat (Powercor) 66 kV | Powercor | Shoulder | Non-coincident | 2026 | POE50 | -53.7193 | NA | VIC Ballarat (Powercor) 66 kV |  |  | FALSE | #N/A | #N/A | #N/A | #N/A | #N/A | #N/A | #N/A | #N/A | #N/A | #N/A
TRUE | VIC | BATS66P | Ballarat (Powercor) 66 kV | Powercor | Shoulder | Non-coincident | 2026 | POE90 | -70.29 | NA | VIC Ballarat (Powercor) 66 kV |  |  | FALSE | #N/A | #N/A | #N/A | #N/A | #N/A | #N/A | #N/A | #N/A | #N/A | #N/A
TRUE | VIC | BATS66P | Ballarat (Powercor) 66 kV | Powercor | Shoulder | Coincident_unreconciled | 2027 | POE50 | -9.982 | NA | VIC Ballarat (Powercor) 66 kV |  |  | FALSE | #N/A | #N/A | #N/A | #N/A | #N/A | #N/A | #N/A | #N/A | #N/A | #N/A
TRUE | VIC | BATS66P | Ballarat (Powercor) 66 kV | Powercor | Shoulder | Coincident_unreconciled | 2027 | POE90 | -12.6942 | NA | VIC Ballarat (Powercor) 66 kV |  |  | FALSE | #N/A | #N/A | #N/A | #N/A | #N/A | #N/A | #N/A | #N/A | #N/A | #N/A
TRUE | VIC | BATS66P | Ballarat (Powercor) 66 kV | Powercor | Shoulder | Non-coincident | 2027 | POE50 | -61.3098 | NA | VIC Ballarat (Powercor) 66 kV |  |  | FALSE | #N/A | #N/A | #N/A | #N/A | #N/A | #N/A | #N/A | #N/A | #N/A | #N/A
TRUE | VIC | BATS66P | Ballarat (Powercor) 66 kV | Powercor | Shoulder | Non-coincident | 2027 | POE90 | -77.9676 | NA | VIC Ballarat (Powercor) 66 kV |  |  | FALSE | #N/A | #N/A | #N/A | #N/A | #N/A | #N/A | #N/A | #N/A | #N/A | #N/A
TRUE | VIC | BATS66P | Ballarat (Powercor) 66 kV | Powercor | Shoulder | Coincident_unreconciled | 2028 | POE50 | -11.4083 | NA | VIC Ballarat (Powercor) 66 kV |  |  | FALSE | #N/A | #N/A | #N/A | #N/A | #N/A | #N/A | #N/A | #N/A | #N/A | #N/A
TRUE | VIC | BATS66P | Ballarat (Powercor) 66 kV | Powercor | Shoulder | Coincident_unreconciled | 2028 | POE90 | -14.1348 | NA | VIC Ballarat (Powercor) 66 kV |  |  | FALSE | #N/A | #N/A | #N/A | #N/A | #N/A | #N/A | #N/A | #N/A | #N/A | #N/A
TRUE | VIC | BATS66P | Ballarat (Powercor) 66 kV | Powercor | Shoulder | Non-coincident | 2028 | POE50 | -70.0697 | NA | VIC Ballarat (Powercor) 66 kV |  |  | FALSE | #N/A | #N/A | #N/A | #N/A | #N/A | #N/A | #N/A | #N/A | #N/A | #N/A
TRUE | VIC | BATS66P | Ballarat (Powercor) 66 kV | Powercor | Shoulder | Non-coincident | 2028 | POE90 | -86.8159 | NA | VIC Ballarat (Powercor) 66 kV |  |  | FALSE | #N/A | #N/A | #N/A | #N/A | #N/A | #N/A | #N/A | #N/A | #N/A | #N/A
TRUE | VIC | BATS66P | Ballarat (Powercor) 66 kV | Powercor | Shoulder | Coincident_unreconciled | 2029 | POE50 | -12.7351 | NA | VIC Ballarat (Powercor) 66 kV |  |  | FALSE | #N/A | #N/A | #N/A | #N/A | #N/A | #N/A | #N/A | #N/A | #N/A | #N/A
TRUE | VIC | BATS66P | Ballarat (Powercor) 66 kV | Powercor | Shoulder | Coincident_unreconciled | 2029 | POE90 | -15.476 | NA | VIC Ballarat (Powercor) 66 kV |  |  | FALSE | #N/A | #N/A | #N/A | #N/A | #N/A | #N/A | #N/A | #N/A | #N/A | #N/A
TRUE | VIC | BATS66P | Ballarat (Powercor) 66 kV | Powercor | Shoulder | Non-coincident | 2029 | POE50 | -78.2189 | NA | VIC Ballarat (Powercor) 66 kV |  |  | FALSE | #N/A | #N/A | #N/A | #N/A | #N/A | #N/A | #N/A | #N/A | #N/A | #N/A
TRUE | VIC | BATS66P | Ballarat (Powercor) 66 kV | Powercor | Shoulder | Non-coincident | 2029 | POE90 | -95.0535 | NA | VIC Ballarat (Powercor) 66 kV |  |  | FALSE | #N/A | #N/A | #N/A | #N/A | #N/A | #N/A | #N/A | #N/A | #N/A | #N/A
TRUE | VIC | BATS66P | Ballarat (Powercor) 66 kV | Powercor | Shoulder | Coincident_unreconciled | 2030 | POE50 | -14.078 | NA | VIC Ballarat (Powercor) 66 kV |  |  | FALSE | #N/A | #N/A | #N/A | #N/A | #N/A | #N/A | #N/A | #N/A | #N/A | #N/A
TRUE | VIC | BATS66P | Ballarat (Powercor) 66 kV | Powercor | Shoulder | Coincident_unreconciled | 2030 | POE90 | -16.8333 | NA | VIC Ballarat (Powercor) 66 kV |  |  | FALSE | #N/A | #N/A | #N/A | #N/A | #N/A | #N/A | #N/A | #N/A | #N/A | #N/A
TRUE | VIC | BATS66P | Ballarat (Powercor) 66 kV | Powercor | Shoulder | Non-coincident | 2030 | POE50 | -86.467 | NA | VIC Ballarat (Powercor) 66 kV |  |  | FALSE | #N/A | #N/A | #N/A | #N/A | #N/A | #N/A | #N/A | #N/A | #N/A | #N/A
TRUE | VIC | BATS66P | Ballarat (Powercor) 66 kV | Powercor | Shoulder | Non-coincident | 2030 | POE90 | -103.39 | NA | VIC Ballarat (Powercor) 66 kV |  |  | FALSE | #N/A | #N/A | #N/A | #N/A | #N/A | #N/A | #N/A | #N/A | #N/A | #N/A
TRUE | VIC | BATS66P | Ballarat (Powercor) 66 kV | Powercor | Shoulder | Coincident_unreconciled | 2031 | POE50 | -15.5144 | NA | VIC Ballarat (Powercor) 66 kV |  |  | FALSE | #N/A | #N/A | #N/A | #N/A | #N/A | #N/A | #N/A | #N/A | #N/A | #N/A
TRUE | VIC | BATS66P | Ballarat (Powercor) 66 kV | Powercor | Shoulder | Coincident_unreconciled | 2031 | POE90 | -18.2841 | NA | VIC Ballarat (Powercor) 66 kV |  |  | FALSE | #N/A | #N/A | #N/A | #N/A | #N/A | #N/A | #N/A | #N/A | #N/A | #N/A
TRUE | VIC | BATS66P | Ballarat (Powercor) 66 kV | Powercor | Shoulder | Non-coincident | 2031 | POE50 | -95.2896 | NA | VIC Ballarat (Powercor) 66 kV |  |  | FALSE | #N/A | #N/A | #N/A | #N/A | #N/A | #N/A | #N/A | #N/A | #N/A | #N/A
TRUE | VIC | BATS66P | Ballarat (Powercor) 66 kV | Powercor | Shoulder | Non-coincident | 2031 | POE90 | -112.301 | NA | VIC Ballarat (Powercor) 66 kV |  |  | FALSE | #N/A | #N/A | #N/A | #N/A | #N/A | #N/A | #N/A | #N/A | #N/A | #N/A
TRUE | VIC | BATS66P | Ballarat (Powercor) 66 kV | Powercor | Shoulder | Coincident_unreconciled | 2032 | POE50 | -16.5735 | NA | VIC Ballarat (Powercor) 66 kV |  |  | FALSE | #N/A | #N/A | #N/A | #N/A | #N/A | #N/A | #N/A | #N/A | #N/A | #N/A
TRUE | VIC | BATS66P | Ballarat (Powercor) 66 kV | Powercor | Shoulder | Coincident_unreconciled | 2032 | POE90 | -19.3577 | NA | VIC Ballarat (Powercor) 66 kV |  |  | FALSE | #N/A | #N/A | #N/A | #N/A | #N/A | #N/A | #N/A | #N/A | #N/A | #N/A
TRUE | VIC | BATS66P | Ballarat (Powercor) 66 kV | Powercor | Shoulder | Non-coincident | 2032 | POE50 | -101.7942 | NA | VIC Ballarat (Powercor) 66 kV |  |  | FALSE | #N/A | #N/A | #N/A | #N/A | #N/A | #N/A | #N/A | #N/A | #N/A | #N/A
TRUE | VIC | BATS66P | Ballarat (Powercor) 66 kV | Powercor | Shoulder | Non-coincident | 2032 | POE90 | -118.8948 | NA | VIC Ballarat (Powercor) 66 kV |  |  | FALSE | #N/A | #N/A | #N/A | #N/A | #N/A | #N/A | #N/A | #N/A | #N/A | #N/A
TRUE | VIC | BATS66P | Ballarat (Powercor) 66 kV | Powercor | Shoulder | Coincident_unreconciled | 2033 | POE50 | -17.3227 | NA | VIC Ballarat (Powercor) 66 kV |  |  | FALSE | #N/A | #N/A | #N/A | #N/A | #N/A | #N/A | #N/A | #N/A | #N/A | #N/A
TRUE | VIC | BATS66P | Ballarat (Powercor) 66 kV | Powercor | Shoulder | Coincident_unreconciled | 2033 | POE90 | -20.1216 | NA | VIC Ballarat (Powercor) 66 kV |  |  | FALSE | #N/A | #N/A | #N/A | #N/A | #N/A | #N/A | #N/A | #N/A | #N/A | #N/A
TRUE | VIC | BATS66P | Ballarat (Powercor) 66 kV | Powercor | Shoulder | Non-coincident | 2033 | POE50 | -106.3962 | NA | VIC Ballarat (Powercor) 66 kV |  |  | FALSE | #N/A | #N/A | #N/A | #N/A | #N/A | #N/A | #N/A | #N/A | #N/A | #N/A
TRUE | VIC | BATS66P | Ballarat (Powercor) 66 kV | Powercor | Shoulder | Non-coincident | 2033 | POE90 | -123.5867 | NA | VIC Ballarat (Powercor) 66 kV |  |  | FALSE | #N/A | #N/A | #N/A | #N/A | #N/A | #N/A | #N/A | #N/A | #N/A | #N/A
TRUE | VIC | BATS66P | Ballarat (Powercor) 66 kV | Powercor | Shoulder | Coincident_unreconciled | 2034 | POE50 | -18.0728 | NA | VIC Ballarat (Powercor) 66 kV |  |  | FALSE | #N/A | #N/A | #N/A | #N/A | #N/A | #N/A | #N/A | #N/A | #N/A | #N/A
TRUE | VIC | BATS66P | Ballarat (Powercor) 66 kV | Powercor | Shoulder | Coincident_unreconciled | 2034 | POE90 | -20.8863 | NA | VIC Ballarat (Powercor) 66 kV |  |  | FALSE | #N/A | #N/A | #N/A | #N/A | #N/A | #N/A | #N/A | #N/A | #N/A | #N/A
TRUE | VIC | BATS66P | Ballarat (Powercor) 66 kV | Powercor | Shoulder | Non-coincident | 2034 | POE50 | -111.0033 | NA | VIC Ballarat (Powercor) 66 kV |  |  | FALSE | #N/A | #N/A | #N/A | #N/A | #N/A | #N/A | #N/A | #N/A | #N/A | #N/A
TRUE | VIC | BATS66P | Ballarat (Powercor) 66 kV | Powercor | Shoulder | Non-coincident | 2034 | POE90 | -128.2837 | NA | VIC Ballarat (Powercor) 66 kV |  |  | FALSE | #N/A | #N/A | #N/A | #N/A | #N/A | #N/A | #N/A | #N/A | #N/A | #N/A
TRUE | VIC | BATS66P | Ballarat (Powercor) 66 kV | Powercor | Shoulder | Coincident_unreconciled | 2035 | POE50 | -18.9386 | NA | VIC Ballarat (Powercor) 66 kV |  |  | FALSE | #N/A | #N/A | #N/A | #N/A | #N/A | #N/A | #N/A | #N/A | #N/A | #N/A
TRUE | VIC | BATS66P | Ballarat (Powercor) 66 kV | Powercor | Shoulder | Coincident_unreconciled | 2035 | POE90 | -21.7668 | NA | VIC Ballarat (Powercor) 66 kV |  |  | FALSE | #N/A | #N/A | #N/A | #N/A | #N/A | #N/A | #N/A | #N/A | #N/A | #N/A
TRUE | VIC | BATS66P | Ballarat (Powercor) 66 kV | Powercor | Shoulder | Non-coincident | 2035 | POE50 | -116.3212 | NA | VIC Ballarat (Powercor) 66 kV |  |  | FALSE | #N/A | #N/A | #N/A | #N/A | #N/A | #N/A | #N/A | #N/A | #N/A | #N/A
TRUE | VIC | BATS66P | Ballarat (Powercor) 66 kV | Powercor | Shoulder | Non-coincident | 2035 | POE90 | -133.6915 | NA | VIC Ballarat (Powercor) 66 kV |  |  | FALSE | #N/A | #N/A | #N/A | #N/A | #N/A | #N/A | #N/A | #N/A | #N/A | #N/A
TRUE | VIC | BATS66P | Ballarat (Powercor) 66 kV | Powercor | Summer | Coincident | 2019 | ACTUAL_OPG | 52.8444 | 159.7021 | VIC Ballarat (Powercor) 66 kV |  |  | FALSE | #N/A | #N/A | #N/A | #N/A | #N/A | #N/A | #N/A | #N/A | #N/A | #N/A
TRUE | VIC | BATS66P | Ballarat (Powercor) 66 kV | Powercor | Summer | Coincident | 2019 | ACTUAL_RAW | 51.0797 | 141.6981 | VIC Ballarat (Powercor) 66 kV |  |  | FALSE | #N/A | #N/A | #N/A | #N/A | #N/A | #N/A | #N/A | #N/A | #N/A | #N/A
TRUE | VIC | BATS66P | Ballarat (Powercor) 66 kV | Powercor | Summer | Non-coincident | 2019 | ACTUAL_RAW | 11.9593 | 180.4902 | VIC Ballarat (Powercor) 66 kV |  |  | FALSE | #N/A | #N/A | #N/A | #N/A | #N/A | #N/A | #N/A | #N/A | #N/A | #N/A
TRUE | VIC | BATS66P | Ballarat (Powercor) 66 kV | Powercor | Summer | Non-coincident | 2019 | ACTUAL_OPG | 32.1359 | 180.9703 | VIC Ballarat (Powercor) 66 kV |  |  | FALSE | #N/A | #N/A | #N/A | #N/A | #N/A | #N/A | #N/A | #N/A | #N/A | #N/A
TRUE | VIC | BATS66P | Ballarat (Powercor) 66 kV | Powercor | Summer | Non-coincident | 2019 | ACTUAL_ADJUSTEDOPG | 32.1359 | 180.9703 | VIC Ballarat (Powercor) 66 kV |  |  | FALSE | #N/A | #N/A | #N/A | #N/A | #N/A | #N/A | #N/A | #N/A | #N/A | #N/A
TRUE | VIC | BATS66P | Ballarat (Powercor) 66 kV | Powercor | Summer | Coincident | 2020 | ACTUAL_OPG | 32.7761 | 170.7924 | VIC Ballarat (Powercor) 66 kV |  |  | FALSE | #N/A | #N/A | #N/A | #N/A | #N/A | #N/A | #N/A | #N/A | #N/A | #N/A
TRUE | VIC | BATS66P | Ballarat (Powercor) 66 kV | Powercor | Summer | Coincident | 2020 | ACTUAL_RAW | 29.4236 | 120.4728 | VIC Ballarat (Powercor) 66 kV |  |  | FALSE | #N/A | #N/A | #N/A | #N/A | #N/A | #N/A | #N/A | #N/A | #N/A | #N/A
TRUE | VIC | BATS66P | Ballarat (Powercor) 66 kV | Powercor | Summer | Non-coincident | 2020 | ACTUAL_RAW | -73.1799 | 179.1879 | VIC Ballarat (Powercor) 66 kV |  |  | FALSE | #N/A | #N/A | #N/A | #N/A | #N/A | #N/A | #N/A | #N/A | #N/A | #N/A
TRUE | VIC | BATS66P | Ballarat (Powercor) 66 kV | Powercor | Summer | Non-coincident | 2020 | ACTUAL_OPG | 25.7828 | 191.7984 | VIC Ballarat (Powercor) 66 kV |  |  | FALSE | #N/A | #N/A | #N/A | #N/A | #N/A | #N/A | #N/A | #N/A | #N/A | #N/A
TRUE | VIC | BATS66P | Ballarat (Powercor) 66 kV | Powercor | Summer | Non-coincident | 2020 | ACTUAL_ADJUSTEDOPG | 25.7828 | 191.7984 | VIC Ballarat (Powercor) 66 kV |  |  | FALSE | #N/A | #N/A | #N/A | #N/A | #N/A | #N/A | #N/A | #N/A | #N/A | #N/A
TRUE | VIC | BATS66P | Ballarat (Powercor) 66 kV | Powercor | Summer | Coincident | 2021 | ACTUAL_OPG | 20.8579 | 142.3093 | VIC Ballarat (Powercor) 66 kV |  |  | FALSE | #N/A | #N/A | #N/A | #N/A | #N/A | #N/A | #N/A | #N/A | #N/A | #N/A
TRUE | VIC | BATS66P | Ballarat (Powercor) 66 kV | Powercor | Summer | Coincident | 2021 | ACTUAL_RAW | 9.1808 | 29.6334 | VIC Ballarat (Powercor) 66 kV |  |  | FALSE | #N/A | #N/A | #N/A | #N/A | #N/A | #N/A | #N/A | #N/A | #N/A | #N/A
TRUE | VIC | BATS66P | Ballarat (Powercor) 66 kV | Powercor | Summer | Non-coincident | 2021 | ACTUAL_RAW | -110.4644 | 149.8383 | VIC Ballarat (Powercor) 66 kV |  |  | FALSE | #N/A | #N/A | #N/A | #N/A | #N/A | #N/A | #N/A | #N/A | #N/A | #N/A
TRUE | VIC | BATS66P | Ballarat (Powercor) 66 kV | Powercor | Summer | Non-coincident | 2021 | ACTUAL_OPG | 15.6085 | 163.4537 | VIC Ballarat (Powercor) 66 kV |  |  | FALSE | #N/A | #N/A | #N/A | #N/A | #N/A | #N/A | #N/A | #N/A | #N/A | #N/A
TRUE | VIC | BATS66P | Ballarat (Powercor) 66 kV | Powercor | Summer | Non-coincident | 2021 | ACTUAL_ADJUSTEDOPG | 15.6085 | 163.4537 | VIC Ballarat (Powercor) 66 kV |  |  | FALSE | #N/A | #N/A | #N/A | #N/A | #N/A | #N/A | #N/A | #N/A | #N/A | #N/A
TRUE | VIC | BATS66P | Ballarat (Powercor) 66 kV | Powercor | Summer | Coincident | 2022 | ACTUAL_OPG | 22.9086 | 161.5556 | VIC Ballarat (Powercor) 66 kV |  |  | FALSE | #N/A | #N/A | #N/A | #N/A | #N/A | #N/A | #N/A | #N/A | #N/A | #N/A
TRUE | VIC | BATS66P | Ballarat (Powercor) 66 kV | Powercor | Summer | Coincident | 2022 | ACTUAL_RAW | 16.365 | 83.7833 | VIC Ballarat (Powercor) 66 kV |  |  | FALSE | #N/A | #N/A | #N/A | #N/A | #N/A | #N/A | #N/A | #N/A | #N/A | #N/A
TRUE | VIC | BATS66P | Ballarat (Powercor) 66 kV | Powercor | Summer | Non-coincident | 2022 | ACTUAL_RAW | -79.9879 | 141.5617 | VIC Ballarat (Powercor) 66 kV |  |  | FALSE | #N/A | #N/A | #N/A | #N/A | #N/A | #N/A | #N/A | #N/A | #N/A | #N/A
TRUE | VIC | BATS66P | Ballarat (Powercor) 66 kV | Powercor | Summer | Non-coincident | 2022 | ACTUAL_OPG | -7.9506 | 175.3351 | VIC Ballarat (Powercor) 66 kV |  |  | FALSE | #N/A | #N/A | #N/A | #N/A | #N/A | #N/A | #N/A | #N/A | #N/A | #N/A
TRUE | VIC | BATS66P | Ballarat (Powercor) 66 kV | Powercor | Summer | Non-coincident | 2022 | ACTUAL_ADJUSTEDOPG | -7.9506 | 175.3351 | VIC Ballarat (Powercor) 66 kV |  |  | FALSE | #N/A | #N/A | #N/A | #N/A | #N/A | #N/A | #N/A | #N/A | #N/A | #N/A
TRUE | VIC | BATS66P | Ballarat (Powercor) 66 kV | Powercor | Summer | Coincident | 2023 | ACTUAL_OPG | -0.91064 | 146.0802 | VIC Ballarat (Powercor) 66 kV |  |  | FALSE | #N/A | #N/A | #N/A | #N/A | #N/A | #N/A | #N/A | #N/A | #N/A | #N/A
TRUE | VIC | BATS66P | Ballarat (Powercor) 66 kV | Powercor | Summer | Coincident | 2023 | ACTUAL_RAW | -9.3712 | 30.3745 | VIC Ballarat (Powercor) 66 kV |  |  | FALSE | #N/A | #N/A | #N/A | #N/A | #N/A | #N/A | #N/A | #N/A | #N/A | #N/A
TRUE | VIC | BATS66P | Ballarat (Powercor) 66 kV | Powercor | Summer | Non-coincident | 2023 | ACTUAL_RAW | -112.9155 | 169.4605 | VIC Ballarat (Powercor) 66 kV |  |  | FALSE | #N/A | #N/A | #N/A | #N/A | #N/A | #N/A | #N/A | #N/A | #N/A | #N/A
TRUE | VIC | BATS66P | Ballarat (Powercor) 66 kV | Powercor | Summer | Non-coincident | 2023 | ACTUAL_OPG | -2.6325 | 207.1326 | VIC Ballarat (Powercor) 66 kV |  |  | FALSE | #N/A | #N/A | #N/A | #N/A | #N/A | #N/A | #N/A | #N/A | #N/A | #N/A
TRUE | VIC | BATS66P | Ballarat (Powercor) 66 kV | Powercor | Summer | Non-coincident | 2023 | ACTUAL_ADJUSTEDOPG | 0.47564 | 162.4662 | VIC Ballarat (Powercor) 66 kV |  |  | FALSE | #N/A | #N/A | #N/A | #N/A | #N/A | #N/A | #N/A | #N/A | #N/A | #N/A
TRUE | VIC | BATS66P | Ballarat (Powercor) 66 kV | Powercor | Summer | Coincident | 2024 | ACTUAL_OPG | -20.5288 | 168.7243 | VIC Ballarat (Powercor) 66 kV |  |  | FALSE | #N/A | #N/A | #N/A | #N/A | #N/A | #N/A | #N/A | #N/A | #N/A | #N/A
TRUE | VIC | BATS66P | Ballarat (Powercor) 66 kV | Powercor | Summer | Coincident | 2024 | ACTUAL_RAW | -24.882 | 89.9066 | VIC Ballarat (Powercor) 66 kV |  |  | FALSE | #N/A | #N/A | #N/A | #N/A | #N/A | #N/A | #N/A | #N/A | #N/A | #N/A
TRUE | VIC | BATS66P | Ballarat (Powercor) 66 kV | Powercor | Summer | Non-coincident | 2024 | ACTUAL_RAW | -95.9677 | 168.1362 | VIC Ballarat (Powercor) 66 kV |  |  | FALSE | #N/A | #N/A | #N/A | #N/A | #N/A | #N/A | #N/A | #N/A | #N/A | #N/A
TRUE | VIC | BATS66P | Ballarat (Powercor) 66 kV | Powercor | Summer | Non-coincident | 2024 | ACTUAL_OPG | -20.9802 | 180.8454 | VIC Ballarat (Powercor) 66 kV |  |  | FALSE | #N/A | #N/A | #N/A | #N/A | #N/A | #N/A | #N/A | #N/A | #N/A | #N/A
TRUE | VIC | BATS66P | Ballarat (Powercor) 66 kV | Powercor | Summer | Non-coincident | 2024 | ACTUAL_ADJUSTEDOPG | -20.9802 | 180.8454 | VIC Ballarat (Powercor) 66 kV |  |  | FALSE | #N/A | #N/A | #N/A | #N/A | #N/A | #N/A | #N/A | #N/A | #N/A | #N/A
TRUE | VIC | BATS66P | Ballarat (Powercor) 66 kV | Powercor | Summer | Coincident | 2025 | ACTUAL_OPG | -18.2862 | 153.5141 | VIC Ballarat (Powercor) 66 kV |  |  | FALSE | #N/A | #N/A | #N/A | #N/A | #N/A | #N/A | #N/A | #N/A | #N/A | #N/A
TRUE | VIC | BATS66P | Ballarat (Powercor) 66 kV | Powercor | Summer | Coincident | 2025 | ACTUAL_RAW | -17.0564 | 26.4732 | VIC Ballarat (Powercor) 66 kV |  |  | FALSE | #N/A | #N/A | #N/A | #N/A | #N/A | #N/A | #N/A | #N/A | #N/A | #N/A
TRUE | VIC | BATS66P | Ballarat (Powercor) 66 kV | Powercor | Summer | Non-coincident | 2025 | ACTUAL_RAW | -177.1545 | 180.0081 | VIC Ballarat (Powercor) 66 kV |  |  | FALSE | #N/A | #N/A | #N/A | #N/A | #N/A | #N/A | #N/A | #N/A | #N/A | #N/A
TRUE | VIC | BATS66P | Ballarat (Powercor) 66 kV | Powercor | Summer | Non-coincident | 2025 | ACTUAL_OPG | -55.2691 | 189.014 | VIC Ballarat (Powercor) 66 kV |  |  | FALSE | #N/A | #N/A | #N/A | #N/A | #N/A | #N/A | #N/A | #N/A | #N/A | #N/A
TRUE | VIC | BATS66P | Ballarat (Powercor) 66 kV | Powercor | Summer | Non-coincident | 2025 | ACTUAL_ADJUSTEDOPG | -55.2691 | 189.014 | VIC Ballarat (Powercor) 66 kV |  |  | FALSE | #N/A | #N/A | #N/A | #N/A | #N/A | #N/A | #N/A | #N/A | #N/A | #N/A
TRUE | VIC | BATS66P | Ballarat (Powercor) 66 kV | Powercor | Summer | Non-coincident | 2025 | BASEYEARPOE90 | -61.2073 | NA | VIC Ballarat (Powercor) 66 kV |  |  | FALSE | #N/A | #N/A | #N/A | #N/A | #N/A | #N/A | #N/A | #N/A | #N/A | #N/A
TRUE | VIC | BATS66P | Ballarat (Powercor) 66 kV | Powercor | Summer | Non-coincident | 2025 | BASEYEARPOE50 | -49.6728 | 178.4983 | VIC Ballarat (Powercor) 66 kV |  |  | FALSE | #N/A | #N/A | #N/A | #N/A | #N/A | #N/A | #N/A | #N/A | #N/A | #N/A
TRUE | VIC | BATS66P | Ballarat (Powercor) 66 kV | Powercor | Summer | Coincident_unreconciled | 2026 | POE50 | -35.5839 | NA | VIC Ballarat (Powercor) 66 kV |  |  | FALSE | #N/A | #N/A | #N/A | #N/A | #N/A | #N/A | #N/A | #N/A | #N/A | #N/A
TRUE | VIC | BATS66P | Ballarat (Powercor) 66 kV | Powercor | Summer | Coincident_unreconciled | 2026 | POE90 | -38.6212 | NA | VIC Ballarat (Powercor) 66 kV |  |  | FALSE | #N/A | #N/A | #N/A | #N/A | #N/A | #N/A | #N/A | #N/A | #N/A | #N/A
TRUE | VIC | BATS66P | Ballarat (Powercor) 66 kV | Powercor | Summer | Non-coincident | 2026 | POE50 | -54.3539 | 184.4954 | VIC Ballarat (Powercor) 66 kV |  |  | FALSE | #N/A | #N/A | #N/A | #N/A | #N/A | #N/A | #N/A | #N/A | #N/A | #N/A
TRUE | VIC | BATS66P | Ballarat (Powercor) 66 kV | Powercor | Summer | Non-coincident | 2026 | POE90 | -63.3588 | NA | VIC Ballarat (Powercor) 66 kV |  |  | FALSE | #N/A | #N/A | #N/A | #N/A | #N/A | #N/A | #N/A | #N/A | #N/A | #N/A
TRUE | VIC | BATS66P | Ballarat (Powercor) 66 kV | Powercor | Summer | Coincident_unreconciled | 2027 | POE50 | -40.9008 | NA | VIC Ballarat (Powercor) 66 kV |  |  | FALSE | #N/A | #N/A | #N/A | #N/A | #N/A | #N/A | #N/A | #N/A | #N/A | #N/A
TRUE | VIC | BATS66P | Ballarat (Powercor) 66 kV | Powercor | Summer | Coincident_unreconciled | 2027 | POE90 | -43.9541 | NA | VIC Ballarat (Powercor) 66 kV |  |  | FALSE | #N/A | #N/A | #N/A | #N/A | #N/A | #N/A | #N/A | #N/A | #N/A | #N/A
TRUE | VIC | BATS66P | Ballarat (Powercor) 66 kV | Powercor | Summer | Non-coincident | 2027 | POE50 | -62.4754 | 185.4948 | VIC Ballarat (Powercor) 66 kV |  |  | FALSE | #N/A | #N/A | #N/A | #N/A | #N/A | #N/A | #N/A | #N/A | #N/A | #N/A
TRUE | VIC | BATS66P | Ballarat (Powercor) 66 kV | Powercor | Summer | Non-coincident | 2027 | POE90 | -70.823 | NA | VIC Ballarat (Powercor) 66 kV |  |  | FALSE | #N/A | #N/A | #N/A | #N/A | #N/A | #N/A | #N/A | #N/A | #N/A | #N/A
TRUE | VIC | BATS66P | Ballarat (Powercor) 66 kV | Powercor | Summer | Coincident_unreconciled | 2028 | POE50 | -46.9972 | NA | VIC Ballarat (Powercor) 66 kV |  |  | FALSE | #N/A | #N/A | #N/A | #N/A | #N/A | #N/A | #N/A | #N/A | #N/A | #N/A
TRUE | VIC | BATS66P | Ballarat (Powercor) 66 kV | Powercor | Summer | Coincident_unreconciled | 2028 | POE90 | -50.0667 | NA | VIC Ballarat (Powercor) 66 kV |  |  | FALSE | #N/A | #N/A | #N/A | #N/A | #N/A | #N/A | #N/A | #N/A | #N/A | #N/A
TRUE | VIC | BATS66P | Ballarat (Powercor) 66 kV | Powercor | Summer | Non-coincident | 2028 | POE50 | -71.7875 | 186.6593 | VIC Ballarat (Powercor) 66 kV |  |  | FALSE | #N/A | #N/A | #N/A | #N/A | #N/A | #N/A | #N/A | #N/A | #N/A | #N/A
TRUE | VIC | BATS66P | Ballarat (Powercor) 66 kV | Powercor | Summer | Non-coincident | 2028 | POE90 | -79.3443 | NA | VIC Ballarat (Powercor) 66 kV |  |  | FALSE | #N/A | #N/A | #N/A | #N/A | #N/A | #N/A | #N/A | #N/A | #N/A | #N/A
TRUE | VIC | BATS66P | Ballarat (Powercor) 66 kV | Powercor | Summer | Coincident_unreconciled | 2029 | POE50 | -52.6536 | NA | VIC Ballarat (Powercor) 66 kV |  |  | FALSE | #N/A | #N/A | #N/A | #N/A | #N/A | #N/A | #N/A | #N/A | #N/A | #N/A
TRUE | VIC | BATS66P | Ballarat (Powercor) 66 kV | Powercor | Summer | Coincident_unreconciled | 2029 | POE90 | -55.7393 | NA | VIC Ballarat (Powercor) 66 kV |  |  | FALSE | #N/A | #N/A | #N/A | #N/A | #N/A | #N/A | #N/A | #N/A | #N/A | #N/A
TRUE | VIC | BATS66P | Ballarat (Powercor) 66 kV | Powercor | Summer | Non-coincident | 2029 | POE50 | -80.4277 | 187.9984 | VIC Ballarat (Powercor) 66 kV |  |  | FALSE | #N/A | #N/A | #N/A | #N/A | #N/A | #N/A | #N/A | #N/A | #N/A | #N/A
TRUE | VIC | BATS66P | Ballarat (Powercor) 66 kV | Powercor | Summer | Non-coincident | 2029 | POE90 | -87.2209 | NA | VIC Ballarat (Powercor) 66 kV |  |  | FALSE | #N/A | #N/A | #N/A | #N/A | #N/A | #N/A | #N/A | #N/A | #N/A | #N/A
TRUE | VIC | BATS66P | Ballarat (Powercor) 66 kV | Powercor | Summer | Coincident_unreconciled | 2030 | POE50 | -58.4349 | NA | VIC Ballarat (Powercor) 66 kV |  |  | FALSE | #N/A | #N/A | #N/A | #N/A | #N/A | #N/A | #N/A | #N/A | #N/A | #N/A
TRUE | VIC | BATS66P | Ballarat (Powercor) 66 kV | Powercor | Summer | Coincident_unreconciled | 2030 | POE90 | -61.5367 | NA | VIC Ballarat (Powercor) 66 kV |  |  | FALSE | #N/A | #N/A | #N/A | #N/A | #N/A | #N/A | #N/A | #N/A | #N/A | #N/A
TRUE | VIC | BATS66P | Ballarat (Powercor) 66 kV | Powercor | Summer | Non-coincident | 2030 | POE50 | -89.2584 | 189.5013 | VIC Ballarat (Powercor) 66 kV |  |  | FALSE | #N/A | #N/A | #N/A | #N/A | #N/A | #N/A | #N/A | #N/A | #N/A | #N/A
TRUE | VIC | BATS66P | Ballarat (Powercor) 66 kV | Powercor | Summer | Non-coincident | 2030 | POE90 | -95.2131 | NA | VIC Ballarat (Powercor) 66 kV |  |  | FALSE | #N/A | #N/A | #N/A | #N/A | #N/A | #N/A | #N/A | #N/A | #N/A | #N/A
TRUE | VIC | BATS66P | Ballarat (Powercor) 66 kV | Powercor | Summer | Coincident_unreconciled | 2031 | POE50 | -64.62 | NA | VIC Ballarat (Powercor) 66 kV |  |  | FALSE | #N/A | #N/A | #N/A | #N/A | #N/A | #N/A | #N/A | #N/A | #N/A | #N/A
TRUE | VIC | BATS66P | Ballarat (Powercor) 66 kV | Powercor | Summer | Coincident_unreconciled | 2031 | POE90 | -67.7381 | NA | VIC Ballarat (Powercor) 66 kV |  |  | FALSE | #N/A | #N/A | #N/A | #N/A | #N/A | #N/A | #N/A | #N/A | #N/A | #N/A
TRUE | VIC | BATS66P | Ballarat (Powercor) 66 kV | Powercor | Summer | Non-coincident | 2031 | POE50 | -98.7062 | 191.0095 | VIC Ballarat (Powercor) 66 kV |  |  | FALSE | #N/A | #N/A | #N/A | #N/A | #N/A | #N/A | #N/A | #N/A | #N/A | #N/A
TRUE | VIC | BATS66P | Ballarat (Powercor) 66 kV | Powercor | Summer | Non-coincident | 2031 | POE90 | -103.731 | NA | VIC Ballarat (Powercor) 66 kV |  |  | FALSE | #N/A | #N/A | #N/A | #N/A | #N/A | #N/A | #N/A | #N/A | #N/A | #N/A
TRUE | VIC | BATS66P | Ballarat (Powercor) 66 kV | Powercor | Summer | Coincident_unreconciled | 2032 | POE50 | -69.1632 | NA | VIC Ballarat (Powercor) 66 kV |  |  | FALSE | #N/A | #N/A | #N/A | #N/A | #N/A | #N/A | #N/A | #N/A | #N/A | #N/A
TRUE | VIC | BATS66P | Ballarat (Powercor) 66 kV | Powercor | Summer | Coincident_unreconciled | 2032 | POE90 | -72.2976 | NA | VIC Ballarat (Powercor) 66 kV |  |  | FALSE | #N/A | #N/A | #N/A | #N/A | #N/A | #N/A | #N/A | #N/A | #N/A | #N/A
TRUE | VIC | BATS66P | Ballarat (Powercor) 66 kV | Powercor | Summer | Non-coincident | 2032 | POE50 | -105.6458 | 192.7128 | VIC Ballarat (Powercor) 66 kV |  |  | FALSE | #N/A | #N/A | #N/A | #N/A | #N/A | #N/A | #N/A | #N/A | #N/A | #N/A
TRUE | VIC | BATS66P | Ballarat (Powercor) 66 kV | Powercor | Summer | Non-coincident | 2032 | POE90 | -110.4336 | NA | VIC Ballarat (Powercor) 66 kV |  |  | FALSE | #N/A | #N/A | #N/A | #N/A | #N/A | #N/A | #N/A | #N/A | #N/A | #N/A
TRUE | VIC | BATS66P | Ballarat (Powercor) 66 kV | Powercor | Summer | Coincident_unreconciled | 2033 | POE50 | -72.3985 | NA | VIC Ballarat (Powercor) 66 kV |  |  | FALSE | #N/A | #N/A | #N/A | #N/A | #N/A | #N/A | #N/A | #N/A | #N/A | #N/A
TRUE | VIC | BATS66P | Ballarat (Powercor) 66 kV | Powercor | Summer | Coincident_unreconciled | 2033 | POE90 | -75.5494 | NA | VIC Ballarat (Powercor) 66 kV |  |  | FALSE | #N/A | #N/A | #N/A | #N/A | #N/A | #N/A | #N/A | #N/A | #N/A | #N/A
TRUE | VIC | BATS66P | Ballarat (Powercor) 66 kV | Powercor | Summer | Non-coincident | 2033 | POE50 | -110.5877 | 194.539 | VIC Ballarat (Powercor) 66 kV |  |  | FALSE | #N/A | #N/A | #N/A | #N/A | #N/A | #N/A | #N/A | #N/A | #N/A | #N/A
TRUE | VIC | BATS66P | Ballarat (Powercor) 66 kV | Powercor | Summer | Non-coincident | 2033 | POE90 | -115.4007 | NA | VIC Ballarat (Powercor) 66 kV |  |  | FALSE | #N/A | #N/A | #N/A | #N/A | #N/A | #N/A | #N/A | #N/A | #N/A | #N/A
TRUE | VIC | BATS66P | Ballarat (Powercor) 66 kV | Powercor | Summer | Coincident_unreconciled | 2034 | POE50 | -75.6673 | NA | VIC Ballarat (Powercor) 66 kV |  |  | FALSE | #N/A | #N/A | #N/A | #N/A | #N/A | #N/A | #N/A | #N/A | #N/A | #N/A
TRUE | VIC | BATS66P | Ballarat (Powercor) 66 kV | Powercor | Summer | Coincident_unreconciled | 2034 | POE90 | -78.8347 | NA | VIC Ballarat (Powercor) 66 kV |  |  | FALSE | #N/A | #N/A | #N/A | #N/A | #N/A | #N/A | #N/A | #N/A | #N/A | #N/A
TRUE | VIC | BATS66P | Ballarat (Powercor) 66 kV | Powercor | Summer | Non-coincident | 2034 | POE50 | -115.5808 | 196.3694 | VIC Ballarat (Powercor) 66 kV |  |  | FALSE | #N/A | #N/A | #N/A | #N/A | #N/A | #N/A | #N/A | #N/A | #N/A | #N/A
TRUE | VIC | BATS66P | Ballarat (Powercor) 66 kV | Powercor | Summer | Non-coincident | 2034 | POE90 | -120.4189 | NA | VIC Ballarat (Powercor) 66 kV |  |  | FALSE | #N/A | #N/A | #N/A | #N/A | #N/A | #N/A | #N/A | #N/A | #N/A | #N/A
TRUE | VIC | BATS66P | Ballarat (Powercor) 66 kV | Powercor | Summer | Coincident_unreconciled | 2035 | POE50 | -79.4352 | NA | VIC Ballarat (Powercor) 66 kV |  |  | FALSE | #N/A | #N/A | #N/A | #N/A | #N/A | #N/A | #N/A | #N/A | #N/A | #N/A
TRUE | VIC | BATS66P | Ballarat (Powercor) 66 kV | Powercor | Summer | Coincident_unreconciled | 2035 | POE90 | -82.619 | NA | VIC Ballarat (Powercor) 66 kV |  |  | FALSE | #N/A | #N/A | #N/A | #N/A | #N/A | #N/A | #N/A | #N/A | #N/A | #N/A
TRUE | VIC | BATS66P | Ballarat (Powercor) 66 kV | Powercor | Summer | Non-coincident | 2035 | POE50 | -121.3361 | 198.1698 | VIC Ballarat (Powercor) 66 kV |  |  | FALSE | #N/A | #N/A | #N/A | #N/A | #N/A | #N/A | #N/A | #N/A | #N/A | #N/A
TRUE | VIC | BATS66P | Ballarat (Powercor) 66 kV | Powercor | Summer | Non-coincident | 2035 | POE90 | -126.1994 | NA | VIC Ballarat (Powercor) 66 kV |  |  | FALSE | #N/A | #N/A | #N/A | #N/A | #N/A | #N/A | #N/A | #N/A | #N/A | #N/A
TRUE | VIC | BATS66P | Ballarat (Powercor) 66 kV | Powercor | Summer | Non-coincident | 2025 | BASEYEARPOE10 | NA | 189.6212 | VIC Ballarat (Powercor) 66 kV |  |  | FALSE | #N/A | #N/A | #N/A | #N/A | #N/A | #N/A | #N/A | #N/A | #N/A | #N/A
TRUE | VIC | BATS66P | Ballarat (Powercor) 66 kV | Powercor | Summer | Coincident | 2026 | POE10 | NA | 167.6968 | VIC Ballarat (Powercor) 66 kV |  |  | FALSE | #N/A | #N/A | #N/A | #N/A | #N/A | #N/A | #N/A | #N/A | #N/A | #N/A
TRUE | VIC | BATS66P | Ballarat (Powercor) 66 kV | Powercor | Summer | Coincident | 2026 | POE50 | NA | 155.9982 | VIC Ballarat (Powercor) 66 kV |  |  | FALSE | #N/A | #N/A | #N/A | #N/A | #N/A | #N/A | #N/A | #N/A | #N/A | #N/A
TRUE | VIC | BATS66P | Ballarat (Powercor) 66 kV | Powercor | Summer | Non-coincident | 2026 | POE10 | NA | 204.4308 | VIC Ballarat (Powercor) 66 kV |  |  | FALSE | #N/A | #N/A | #N/A | #N/A | #N/A | #N/A | #N/A | #N/A | #N/A | #N/A
TRUE | VIC | BATS66P | Ballarat (Powercor) 66 kV | Powercor | Summer | Coincident | 2027 | POE10 | NA | 164.1629 | VIC Ballarat (Powercor) 66 kV |  |  | FALSE | #N/A | #N/A | #N/A | #N/A | #N/A | #N/A | #N/A | #N/A | #N/A | #N/A
TRUE | VIC | BATS66P | Ballarat (Powercor) 66 kV | Powercor | Summer | Coincident | 2027 | POE50 | NA | 151.6801 | VIC Ballarat (Powercor) 66 kV |  |  | FALSE | #N/A | #N/A | #N/A | #N/A | #N/A | #N/A | #N/A | #N/A | #N/A | #N/A
TRUE | VIC | BATS66P | Ballarat (Powercor) 66 kV | Powercor | Summer | Non-coincident | 2027 | POE10 | NA | 205.5349 | VIC Ballarat (Powercor) 66 kV |  |  | FALSE | #N/A | #N/A | #N/A | #N/A | #N/A | #N/A | #N/A | #N/A | #N/A | #N/A
TRUE | VIC | BATS66P | Ballarat (Powercor) 66 kV | Powercor | Summer | Coincident | 2028 | POE10 | NA | 161.2131 | VIC Ballarat (Powercor) 66 kV |  |  | FALSE | #N/A | #N/A | #N/A | #N/A | #N/A | #N/A | #N/A | #N/A | #N/A | #N/A
TRUE | VIC | BATS66P | Ballarat (Powercor) 66 kV | Powercor | Summer | Coincident | 2028 | POE50 | NA | 147.8547 | VIC Ballarat (Powercor) 66 kV |  |  | FALSE | #N/A | #N/A | #N/A | #N/A | #N/A | #N/A | #N/A | #N/A | #N/A | #N/A
TRUE | VIC | BATS66P | Ballarat (Powercor) 66 kV | Powercor | Summer | Non-coincident | 2028 | POE10 | NA | 206.8058 | VIC Ballarat (Powercor) 66 kV |  |  | FALSE | #N/A | #N/A | #N/A | #N/A | #N/A | #N/A | #N/A | #N/A | #N/A | #N/A
TRUE | VIC | BATS66P | Ballarat (Powercor) 66 kV | Powercor | Summer | Coincident | 2029 | POE10 | NA | 159.4433 | VIC Ballarat (Powercor) 66 kV |  |  | FALSE | #N/A | #N/A | #N/A | #N/A | #N/A | #N/A | #N/A | #N/A | #N/A | #N/A
TRUE | VIC | BATS66P | Ballarat (Powercor) 66 kV | Powercor | Summer | Coincident | 2029 | POE50 | NA | 146.3502 | VIC Ballarat (Powercor) 66 kV |  |  | FALSE | #N/A | #N/A | #N/A | #N/A | #N/A | #N/A | #N/A | #N/A | #N/A | #N/A
TRUE | VIC | BATS66P | Ballarat (Powercor) 66 kV | Powercor | Summer | Non-coincident | 2029 | POE10 | NA | 208.2512 | VIC Ballarat (Powercor) 66 kV |  |  | FALSE | #N/A | #N/A | #N/A | #N/A | #N/A | #N/A | #N/A | #N/A | #N/A | #N/A
TRUE | VIC | BATS66P | Ballarat (Powercor) 66 kV | Powercor | Summer | Coincident | 2030 | POE10 | NA | 158.3121 | VIC Ballarat (Powercor) 66 kV |  |  | FALSE | #N/A | #N/A | #N/A | #N/A | #N/A | #N/A | #N/A | #N/A | #N/A | #N/A
TRUE | VIC | BATS66P | Ballarat (Powercor) 66 kV | Powercor | Summer | Coincident | 2030 | POE50 | NA | 144.898 | VIC Ballarat (Powercor) 66 kV |  |  | FALSE | #N/A | #N/A | #N/A | #N/A | #N/A | #N/A | #N/A | #N/A | #N/A | #N/A
TRUE | VIC | BATS66P | Ballarat (Powercor) 66 kV | Powercor | Summer | Non-coincident | 2030 | POE10 | NA | 209.8604 | VIC Ballarat (Powercor) 66 kV |  |  | FALSE | #N/A | #N/A | #N/A | #N/A | #N/A | #N/A | #N/A | #N/A | #N/A | #N/A
TRUE | VIC | BATS66P | Ballarat (Powercor) 66 kV | Powercor | Summer | Coincident | 2031 | POE10 | NA | 155.4833 | VIC Ballarat (Powercor) 66 kV |  |  | FALSE | #N/A | #N/A | #N/A | #N/A | #N/A | #N/A | #N/A | #N/A | #N/A | #N/A
TRUE | VIC | BATS66P | Ballarat (Powercor) 66 kV | Powercor | Summer | Coincident | 2031 | POE50 | NA | 143.036 | VIC Ballarat (Powercor) 66 kV |  |  | FALSE | #N/A | #N/A | #N/A | #N/A | #N/A | #N/A | #N/A | #N/A | #N/A | #N/A
TRUE | VIC | BATS66P | Ballarat (Powercor) 66 kV | Powercor | Summer | Non-coincident | 2031 | POE10 | NA | 211.475 | VIC Ballarat (Powercor) 66 kV |  |  | FALSE | #N/A | #N/A | #N/A | #N/A | #N/A | #N/A | #N/A | #N/A | #N/A | #N/A
TRUE | VIC | BATS66P | Ballarat (Powercor) 66 kV | Powercor | Summer | Coincident | 2032 | POE10 | NA | 152.1308 | VIC Ballarat (Powercor) 66 kV |  |  | FALSE | #N/A | #N/A | #N/A | #N/A | #N/A | #N/A | #N/A | #N/A | #N/A | #N/A
TRUE | VIC | BATS66P | Ballarat (Powercor) 66 kV | Powercor | Summer | Coincident | 2032 | POE50 | NA | 139.7164 | VIC Ballarat (Powercor) 66 kV |  |  | FALSE | #N/A | #N/A | #N/A | #N/A | #N/A | #N/A | #N/A | #N/A | #N/A | #N/A
TRUE | VIC | BATS66P | Ballarat (Powercor) 66 kV | Powercor | Summer | Non-coincident | 2032 | POE10 | NA | 213.2857 | VIC Ballarat (Powercor) 66 kV |  |  | FALSE | #N/A | #N/A | #N/A | #N/A | #N/A | #N/A | #N/A | #N/A | #N/A | #N/A
TRUE | VIC | BATS66P | Ballarat (Powercor) 66 kV | Powercor | Summer | Coincident | 2033 | POE10 | NA | 149.9152 | VIC Ballarat (Powercor) 66 kV |  |  | FALSE | #N/A | #N/A | #N/A | #N/A | #N/A | #N/A | #N/A | #N/A | #N/A | #N/A
TRUE | VIC | BATS66P | Ballarat (Powercor) 66 kV | Powercor | Summer | Coincident | 2033 | POE50 | NA | 136.4483 | VIC Ballarat (Powercor) 66 kV |  |  | FALSE | #N/A | #N/A | #N/A | #N/A | #N/A | #N/A | #N/A | #N/A | #N/A | #N/A
TRUE | VIC | BATS66P | Ballarat (Powercor) 66 kV | Powercor | Summer | Non-coincident | 2033 | POE10 | NA | 215.22 | VIC Ballarat (Powercor) 66 kV |  |  | FALSE | #N/A | #N/A | #N/A | #N/A | #N/A | #N/A | #N/A | #N/A | #N/A | #N/A
TRUE | VIC | BATS66P | Ballarat (Powercor) 66 kV | Powercor | Summer | Coincident | 2034 | POE10 | NA | 149.6953 | VIC Ballarat (Powercor) 66 kV |  |  | FALSE | #N/A | #N/A | #N/A | #N/A | #N/A | #N/A | #N/A | #N/A | #N/A | #N/A
TRUE | VIC | BATS66P | Ballarat (Powercor) 66 kV | Powercor | Summer | Coincident | 2034 | POE50 | NA | 136.4355 | VIC Ballarat (Powercor) 66 kV |  |  | FALSE | #N/A | #N/A | #N/A | #N/A | #N/A | #N/A | #N/A | #N/A | #N/A | #N/A
TRUE | VIC | BATS66P | Ballarat (Powercor) 66 kV | Powercor | Summer | Non-coincident | 2034 | POE10 | NA | 217.1585 | VIC Ballarat (Powercor) 66 kV |  |  | FALSE | #N/A | #N/A | #N/A | #N/A | #N/A | #N/A | #N/A | #N/A | #N/A | #N/A
TRUE | VIC | BATS66P | Ballarat (Powercor) 66 kV | Powercor | Summer | Coincident | 2035 | POE10 | NA | 150.0817 | VIC Ballarat (Powercor) 66 kV |  |  | FALSE | #N/A | #N/A | #N/A | #N/A | #N/A | #N/A | #N/A | #N/A | #N/A | #N/A
TRUE | VIC | BATS66P | Ballarat (Powercor) 66 kV | Powercor | Summer | Coincident | 2035 | POE50 | NA | 136.8521 | VIC Ballarat (Powercor) 66 kV |  |  | FALSE | #N/A | #N/A | #N/A | #N/A | #N/A | #N/A | #N/A | #N/A | #N/A | #N/A
TRUE | VIC | BATS66P | Ballarat (Powercor) 66 kV | Powercor | Summer | Non-coincident | 2035 | POE10 | NA | 219.0671 | VIC Ballarat (Powercor) 66 kV |  |  | FALSE | #N/A | #N/A | #N/A | #N/A | #N/A | #N/A | #N/A | #N/A | #N/A | #N/A
TRUE | VIC | BATS66P | Ballarat (Powercor) 66 kV | Powercor | Winter | Coincident | 2018 | ACTUAL_OPG | NA | 149.0942 | VIC Ballarat (Powercor) 66 kV |  |  | FALSE | #N/A | #N/A | #N/A | #N/A | #N/A | #N/A | #N/A | #N/A | #N/A | #N/A
TRUE | VIC | BATS66P | Ballarat (Powercor) 66 kV | Powercor | Winter | Coincident | 2018 | ACTUAL_RAW | NA | 149.1882 | VIC Ballarat (Powercor) 66 kV |  |  | FALSE | #N/A | #N/A | #N/A | #N/A | #N/A | #N/A | #N/A | #N/A | #N/A | #N/A
TRUE | VIC | BATS66P | Ballarat (Powercor) 66 kV | Powercor | Winter | Non-coincident | 2018 | ACTUAL_RAW | NA | 173.1448 | VIC Ballarat (Powercor) 66 kV |  |  | FALSE | #N/A | #N/A | #N/A | #N/A | #N/A | #N/A | #N/A | #N/A | #N/A | #N/A
TRUE | VIC | BATS66P | Ballarat (Powercor) 66 kV | Powercor | Winter | Non-coincident | 2018 | ACTUAL_OPG | NA | 173.0363 | VIC Ballarat (Powercor) 66 kV |  |  | FALSE | #N/A | #N/A | #N/A | #N/A | #N/A | #N/A | #N/A | #N/A | #N/A | #N/A
TRUE | VIC | BATS66P | Ballarat (Powercor) 66 kV | Powercor | Winter | Non-coincident | 2018 | ACTUAL_ADJUSTEDOPG | NA | 173.0363 | VIC Ballarat (Powercor) 66 kV |  |  | FALSE | #N/A | #N/A | #N/A | #N/A | #N/A | #N/A | #N/A | #N/A | #N/A | #N/A
TRUE | VIC | BATS66P | Ballarat (Powercor) 66 kV | Powercor | Winter | Coincident | 2019 | ACTUAL_OPG | NA | 156.9603 | VIC Ballarat (Powercor) 66 kV |  |  | FALSE | #N/A | #N/A | #N/A | #N/A | #N/A | #N/A | #N/A | #N/A | #N/A | #N/A
TRUE | VIC | BATS66P | Ballarat (Powercor) 66 kV | Powercor | Winter | Coincident | 2019 | ACTUAL_RAW | NA | 144.5005 | VIC Ballarat (Powercor) 66 kV |  |  | FALSE | #N/A | #N/A | #N/A | #N/A | #N/A | #N/A | #N/A | #N/A | #N/A | #N/A
TRUE | VIC | BATS66P | Ballarat (Powercor) 66 kV | Powercor | Winter | Non-coincident | 2019 | ACTUAL_RAW | NA | 158.7232 | VIC Ballarat (Powercor) 66 kV |  |  | FALSE | #N/A | #N/A | #N/A | #N/A | #N/A | #N/A | #N/A | #N/A | #N/A | #N/A
TRUE | VIC | BATS66P | Ballarat (Powercor) 66 kV | Powercor | Winter | Non-coincident | 2019 | ACTUAL_OPG | NA | 166.9468 | VIC Ballarat (Powercor) 66 kV |  |  | FALSE | #N/A | #N/A | #N/A | #N/A | #N/A | #N/A | #N/A | #N/A | #N/A | #N/A
TRUE | VIC | BATS66P | Ballarat (Powercor) 66 kV | Powercor | Winter | Non-coincident | 2019 | ACTUAL_ADJUSTEDOPG | NA | 166.9468 | VIC Ballarat (Powercor) 66 kV |  |  | FALSE | #N/A | #N/A | #N/A | #N/A | #N/A | #N/A | #N/A | #N/A | #N/A | #N/A
TRUE | VIC | BATS66P | Ballarat (Powercor) 66 kV | Powercor | Winter | Coincident | 2020 | ACTUAL_OPG | NA | 176.0119 | VIC Ballarat (Powercor) 66 kV |  |  | FALSE | #N/A | #N/A | #N/A | #N/A | #N/A | #N/A | #N/A | #N/A | #N/A | #N/A
TRUE | VIC | BATS66P | Ballarat (Powercor) 66 kV | Powercor | Winter | Coincident | 2020 | ACTUAL_RAW | NA | 83.8076 | VIC Ballarat (Powercor) 66 kV |  |  | FALSE | #N/A | #N/A | #N/A | #N/A | #N/A | #N/A | #N/A | #N/A | #N/A | #N/A
TRUE | VIC | BATS66P | Ballarat (Powercor) 66 kV | Powercor | Winter | Non-coincident | 2020 | ACTUAL_RAW | NA | 168.1872 | VIC Ballarat (Powercor) 66 kV |  |  | FALSE | #N/A | #N/A | #N/A | #N/A | #N/A | #N/A | #N/A | #N/A | #N/A | #N/A
TRUE | VIC | BATS66P | Ballarat (Powercor) 66 kV | Powercor | Winter | Non-coincident | 2020 | ACTUAL_OPG | NA | 176.0119 | VIC Ballarat (Powercor) 66 kV |  |  | FALSE | #N/A | #N/A | #N/A | #N/A | #N/A | #N/A | #N/A | #N/A | #N/A | #N/A
TRUE | VIC | BATS66P | Ballarat (Powercor) 66 kV | Powercor | Winter | Non-coincident | 2020 | ACTUAL_ADJUSTEDOPG | NA | 176.0119 | VIC Ballarat (Powercor) 66 kV |  |  | FALSE | #N/A | #N/A | #N/A | #N/A | #N/A | #N/A | #N/A | #N/A | #N/A | #N/A
TRUE | VIC | BATS66P | Ballarat (Powercor) 66 kV | Powercor | Winter | Coincident | 2021 | ACTUAL_OPG | NA | 157.9777 | VIC Ballarat (Powercor) 66 kV |  |  | FALSE | #N/A | #N/A | #N/A | #N/A | #N/A | #N/A | #N/A | #N/A | #N/A | #N/A
TRUE | VIC | BATS66P | Ballarat (Powercor) 66 kV | Powercor | Winter | Coincident | 2021 | ACTUAL_RAW | NA | 45.814 | VIC Ballarat (Powercor) 66 kV |  |  | FALSE | #N/A | #N/A | #N/A | #N/A | #N/A | #N/A | #N/A | #N/A | #N/A | #N/A
TRUE | VIC | BATS66P | Ballarat (Powercor) 66 kV | Powercor | Winter | Non-coincident | 2021 | ACTUAL_RAW | NA | 176.4869 | VIC Ballarat (Powercor) 66 kV |  |  | FALSE | #N/A | #N/A | #N/A | #N/A | #N/A | #N/A | #N/A | #N/A | #N/A | #N/A
TRUE | VIC | BATS66P | Ballarat (Powercor) 66 kV | Powercor | Winter | Non-coincident | 2021 | ACTUAL_OPG | NA | 176.5964 | VIC Ballarat (Powercor) 66 kV |  |  | FALSE | #N/A | #N/A | #N/A | #N/A | #N/A | #N/A | #N/A | #N/A | #N/A | #N/A
TRUE | VIC | BATS66P | Ballarat (Powercor) 66 kV | Powercor | Winter | Non-coincident | 2021 | ACTUAL_ADJUSTEDOPG | NA | 176.5964 | VIC Ballarat (Powercor) 66 kV |  |  | FALSE | #N/A | #N/A | #N/A | #N/A | #N/A | #N/A | #N/A | #N/A | #N/A | #N/A
TRUE | VIC | BATS66P | Ballarat (Powercor) 66 kV | Powercor | Winter | Coincident | 2022 | ACTUAL_OPG | NA | 176.835 | VIC Ballarat (Powercor) 66 kV |  |  | FALSE | #N/A | #N/A | #N/A | #N/A | #N/A | #N/A | #N/A | #N/A | #N/A | #N/A
TRUE | VIC | BATS66P | Ballarat (Powercor) 66 kV | Powercor | Winter | Coincident | 2022 | ACTUAL_RAW | NA | 89.9794 | VIC Ballarat (Powercor) 66 kV |  |  | FALSE | #N/A | #N/A | #N/A | #N/A | #N/A | #N/A | #N/A | #N/A | #N/A | #N/A
TRUE | VIC | BATS66P | Ballarat (Powercor) 66 kV | Powercor | Winter | Non-coincident | 2022 | ACTUAL_RAW | NA | 175.1266 | VIC Ballarat (Powercor) 66 kV |  |  | FALSE | #N/A | #N/A | #N/A | #N/A | #N/A | #N/A | #N/A | #N/A | #N/A | #N/A
TRUE | VIC | BATS66P | Ballarat (Powercor) 66 kV | Powercor | Winter | Non-coincident | 2022 | ACTUAL_OPG | NA | 180.5615 | VIC Ballarat (Powercor) 66 kV |  |  | FALSE | #N/A | #N/A | #N/A | #N/A | #N/A | #N/A | #N/A | #N/A | #N/A | #N/A
TRUE | VIC | BATS66P | Ballarat (Powercor) 66 kV | Powercor | Winter | Non-coincident | 2022 | ACTUAL_ADJUSTEDOPG | NA | 180.5615 | VIC Ballarat (Powercor) 66 kV |  |  | FALSE | #N/A | #N/A | #N/A | #N/A | #N/A | #N/A | #N/A | #N/A | #N/A | #N/A
TRUE | VIC | BATS66P | Ballarat (Powercor) 66 kV | Powercor | Winter | Coincident | 2023 | ACTUAL_OPG | NA | 180.5413 | VIC Ballarat (Powercor) 66 kV |  |  | FALSE | #N/A | #N/A | #N/A | #N/A | #N/A | #N/A | #N/A | #N/A | #N/A | #N/A
TRUE | VIC | BATS66P | Ballarat (Powercor) 66 kV | Powercor | Winter | Coincident | 2023 | ACTUAL_RAW | NA | 154.0542 | VIC Ballarat (Powercor) 66 kV |  |  | FALSE | #N/A | #N/A | #N/A | #N/A | #N/A | #N/A | #N/A | #N/A | #N/A | #N/A
TRUE | VIC | BATS66P | Ballarat (Powercor) 66 kV | Powercor | Winter | Non-coincident | 2023 | ACTUAL_RAW | NA | 183.8816 | VIC Ballarat (Powercor) 66 kV |  |  | FALSE | #N/A | #N/A | #N/A | #N/A | #N/A | #N/A | #N/A | #N/A | #N/A | #N/A
TRUE | VIC | BATS66P | Ballarat (Powercor) 66 kV | Powercor | Winter | Non-coincident | 2023 | ACTUAL_OPG | NA | 185.4773 | VIC Ballarat (Powercor) 66 kV |  |  | FALSE | #N/A | #N/A | #N/A | #N/A | #N/A | #N/A | #N/A | #N/A | #N/A | #N/A
TRUE | VIC | BATS66P | Ballarat (Powercor) 66 kV | Powercor | Winter | Non-coincident | 2023 | ACTUAL_ADJUSTEDOPG | NA | 185.4773 | VIC Ballarat (Powercor) 66 kV |  |  | FALSE | #N/A | #N/A | #N/A | #N/A | #N/A | #N/A | #N/A | #N/A | #N/A | #N/A
TRUE | VIC | BATS66P | Ballarat (Powercor) 66 kV | Powercor | Winter | Coincident | 2024 | ACTUAL_OPG | NA | 107.2902 | VIC Ballarat (Powercor) 66 kV |  |  | FALSE | #N/A | #N/A | #N/A | #N/A | #N/A | #N/A | #N/A | #N/A | #N/A | #N/A
TRUE | VIC | BATS66P | Ballarat (Powercor) 66 kV | Powercor | Winter | Coincident | 2024 | ACTUAL_RAW | NA | -36.8968 | VIC Ballarat (Powercor) 66 kV |  |  | FALSE | #N/A | #N/A | #N/A | #N/A | #N/A | #N/A | #N/A | #N/A | #N/A | #N/A
TRUE | VIC | BATS66P | Ballarat (Powercor) 66 kV | Powercor | Winter | Non-coincident | 2024 | ACTUAL_RAW | NA | 185.7117 | VIC Ballarat (Powercor) 66 kV |  |  | FALSE | #N/A | #N/A | #N/A | #N/A | #N/A | #N/A | #N/A | #N/A | #N/A | #N/A
TRUE | VIC | BATS66P | Ballarat (Powercor) 66 kV | Powercor | Winter | Non-coincident | 2024 | ACTUAL_OPG | NA | 184.588 | VIC Ballarat (Powercor) 66 kV |  |  | FALSE | #N/A | #N/A | #N/A | #N/A | #N/A | #N/A | #N/A | #N/A | #N/A | #N/A
TRUE | VIC | BATS66P | Ballarat (Powercor) 66 kV | Powercor | Winter | Non-coincident | 2024 | ACTUAL_ADJUSTEDOPG | NA | 184.588 | VIC Ballarat (Powercor) 66 kV |  |  | FALSE | #N/A | #N/A | #N/A | #N/A | #N/A | #N/A | #N/A | #N/A | #N/A | #N/A
TRUE | VIC | BATS66P | Ballarat (Powercor) 66 kV | Powercor | Winter | Coincident | 2025 | POE10 | NA | 157.1906 | VIC Ballarat (Powercor) 66 kV |  |  | FALSE | #N/A | #N/A | #N/A | #N/A | #N/A | #N/A | #N/A | #N/A | #N/A | #N/A
TRUE | VIC | BATS66P | Ballarat (Powercor) 66 kV | Powercor | Winter | Coincident | 2025 | POE50 | NA | 154.587 | VIC Ballarat (Powercor) 66 kV |  |  | FALSE | #N/A | #N/A | #N/A | #N/A | #N/A | #N/A | #N/A | #N/A | #N/A | #N/A
TRUE | VIC | BATS66P | Ballarat (Powercor) 66 kV | Powercor | Winter | Non-coincident | 2025 | ACTUAL_RAW | NA | 194.5297 | VIC Ballarat (Powercor) 66 kV |  |  | FALSE | #N/A | #N/A | #N/A | #N/A | #N/A | #N/A | #N/A | #N/A | #N/A | #N/A
TRUE | VIC | BATS66P | Ballarat (Powercor) 66 kV | Powercor | Winter | Non-coincident | 2025 | ACTUAL_ADJUSTEDOPG | NA | 195.5779 | VIC Ballarat (Powercor) 66 kV |  |  | FALSE | #N/A | #N/A | #N/A | #N/A | #N/A | #N/A | #N/A | #N/A | #N/A | #N/A
TRUE | VIC | BATS66P | Ballarat (Powercor) 66 kV | Powercor | Winter | Non-coincident | 2025 | BASEYEARPOE50 | NA | 182.63 | VIC Ballarat (Powercor) 66 kV |  |  | FALSE | #N/A | #N/A | #N/A | #N/A | #N/A | #N/A | #N/A | #N/A | #N/A | #N/A
TRUE | VIC | BATS66P | Ballarat (Powercor) 66 kV | Powercor | Winter | Non-coincident | 2025 | BASEYEARPOE10 | NA | 191.4889 | VIC Ballarat (Powercor) 66 kV |  |  | FALSE | #N/A | #N/A | #N/A | #N/A | #N/A | #N/A | #N/A | #N/A | #N/A | #N/A
TRUE | VIC | BATS66P | Ballarat (Powercor) 66 kV | Powercor | Winter | Non-coincident | 2025 | POE10 | NA | 200.7776 | VIC Ballarat (Powercor) 66 kV |  |  | FALSE | #N/A | #N/A | #N/A | #N/A | #N/A | #N/A | #N/A | #N/A | #N/A | #N/A
TRUE | VIC | BATS66P | Ballarat (Powercor) 66 kV | Powercor | Winter | Non-coincident | 2025 | POE50 | NA | 186.9981 | VIC Ballarat (Powercor) 66 kV |  |  | FALSE | #N/A | #N/A | #N/A | #N/A | #N/A | #N/A | #N/A | #N/A | #N/A | #N/A
TRUE | VIC | BATS66P | Ballarat (Powercor) 66 kV | Powercor | Winter | Coincident | 2026 | POE10 | NA | 152.2857 | VIC Ballarat (Powercor) 66 kV |  |  | FALSE | #N/A | #N/A | #N/A | #N/A | #N/A | #N/A | #N/A | #N/A | #N/A | #N/A
TRUE | VIC | BATS66P | Ballarat (Powercor) 66 kV | Powercor | Winter | Coincident | 2026 | POE50 | NA | 149.4847 | VIC Ballarat (Powercor) 66 kV |  |  | FALSE | #N/A | #N/A | #N/A | #N/A | #N/A | #N/A | #N/A | #N/A | #N/A | #N/A
TRUE | VIC | BATS66P | Ballarat (Powercor) 66 kV | Powercor | Winter | Non-coincident | 2026 | POE10 | NA | 201.7378 | VIC Ballarat (Powercor) 66 kV |  |  | FALSE | #N/A | #N/A | #N/A | #N/A | #N/A | #N/A | #N/A | #N/A | #N/A | #N/A
TRUE | VIC | BATS66P | Ballarat (Powercor) 66 kV | Powercor | Winter | Non-coincident | 2026 | POE50 | NA | 188.0355 | VIC Ballarat (Powercor) 66 kV |  |  | FALSE | #N/A | #N/A | #N/A | #N/A | #N/A | #N/A | #N/A | #N/A | #N/A | #N/A
TRUE | VIC | BATS66P | Ballarat (Powercor) 66 kV | Powercor | Winter | Coincident | 2027 | POE10 | NA | 147.7325 | VIC Ballarat (Powercor) 66 kV |  |  | FALSE | #N/A | #N/A | #N/A | #N/A | #N/A | #N/A | #N/A | #N/A | #N/A | #N/A
TRUE | VIC | BATS66P | Ballarat (Powercor) 66 kV | Powercor | Winter | Coincident | 2027 | POE50 | NA | 144.65 | VIC Ballarat (Powercor) 66 kV |  |  | FALSE | #N/A | #N/A | #N/A | #N/A | #N/A | #N/A | #N/A | #N/A | #N/A | #N/A
TRUE | VIC | BATS66P | Ballarat (Powercor) 66 kV | Powercor | Winter | Non-coincident | 2027 | POE10 | NA | 202.7 | VIC Ballarat (Powercor) 66 kV |  |  | FALSE | #N/A | #N/A | #N/A | #N/A | #N/A | #N/A | #N/A | #N/A | #N/A | #N/A
TRUE | VIC | BATS66P | Ballarat (Powercor) 66 kV | Powercor | Winter | Non-coincident | 2027 | POE50 | NA | 189.3302 | VIC Ballarat (Powercor) 66 kV |  |  | FALSE | #N/A | #N/A | #N/A | #N/A | #N/A | #N/A | #N/A | #N/A | #N/A | #N/A
TRUE | VIC | BATS66P | Ballarat (Powercor) 66 kV | Powercor | Winter | Coincident | 2028 | POE10 | NA | 146.0082 | VIC Ballarat (Powercor) 66 kV |  |  | FALSE | #N/A | #N/A | #N/A | #N/A | #N/A | #N/A | #N/A | #N/A | #N/A | #N/A
TRUE | VIC | BATS66P | Ballarat (Powercor) 66 kV | Powercor | Winter | Coincident | 2028 | POE50 | NA | 143.0837 | VIC Ballarat (Powercor) 66 kV |  |  | FALSE | #N/A | #N/A | #N/A | #N/A | #N/A | #N/A | #N/A | #N/A | #N/A | #N/A
TRUE | VIC | BATS66P | Ballarat (Powercor) 66 kV | Powercor | Winter | Non-coincident | 2028 | POE10 | NA | 203.8697 | VIC Ballarat (Powercor) 66 kV |  |  | FALSE | #N/A | #N/A | #N/A | #N/A | #N/A | #N/A | #N/A | #N/A | #N/A | #N/A
TRUE | VIC | BATS66P | Ballarat (Powercor) 66 kV | Powercor | Winter | Non-coincident | 2028 | POE50 | NA | 190.8064 | VIC Ballarat (Powercor) 66 kV |  |  | FALSE | #N/A | #N/A | #N/A | #N/A | #N/A | #N/A | #N/A | #N/A | #N/A | #N/A
TRUE | VIC | BATS66P | Ballarat (Powercor) 66 kV | Powercor | Winter | Coincident | 2029 | POE10 | NA | 145.4591 | VIC Ballarat (Powercor) 66 kV |  |  | FALSE | #N/A | #N/A | #N/A | #N/A | #N/A | #N/A | #N/A | #N/A | #N/A | #N/A
TRUE | VIC | BATS66P | Ballarat (Powercor) 66 kV | Powercor | Winter | Coincident | 2029 | POE50 | NA | 142.6064 | VIC Ballarat (Powercor) 66 kV |  |  | FALSE | #N/A | #N/A | #N/A | #N/A | #N/A | #N/A | #N/A | #N/A | #N/A | #N/A
TRUE | VIC | BATS66P | Ballarat (Powercor) 66 kV | Powercor | Winter | Non-coincident | 2029 | POE10 | NA | 205.2137 | VIC Ballarat (Powercor) 66 kV |  |  | FALSE | #N/A | #N/A | #N/A | #N/A | #N/A | #N/A | #N/A | #N/A | #N/A | #N/A
TRUE | VIC | BATS66P | Ballarat (Powercor) 66 kV | Powercor | Winter | Non-coincident | 2029 | POE50 | NA | 192.4531 | VIC Ballarat (Powercor) 66 kV |  |  | FALSE | #N/A | #N/A | #N/A | #N/A | #N/A | #N/A | #N/A | #N/A | #N/A | #N/A
TRUE | VIC | BATS66P | Ballarat (Powercor) 66 kV | Powercor | Winter | Coincident | 2030 | POE10 | NA | 144.6895 | VIC Ballarat (Powercor) 66 kV |  |  | FALSE | #N/A | #N/A | #N/A | #N/A | #N/A | #N/A | #N/A | #N/A | #N/A | #N/A
TRUE | VIC | BATS66P | Ballarat (Powercor) 66 kV | Powercor | Winter | Coincident | 2030 | POE50 | NA | 141.8328 | VIC Ballarat (Powercor) 66 kV |  |  | FALSE | #N/A | #N/A | #N/A | #N/A | #N/A | #N/A | #N/A | #N/A | #N/A | #N/A
TRUE | VIC | BATS66P | Ballarat (Powercor) 66 kV | Powercor | Winter | Non-coincident | 2030 | POE10 | NA | 206.7561 | VIC Ballarat (Powercor) 66 kV |  |  | FALSE | #N/A | #N/A | #N/A | #N/A | #N/A | #N/A | #N/A | #N/A | #N/A | #N/A
TRUE | VIC | BATS66P | Ballarat (Powercor) 66 kV | Powercor | Winter | Non-coincident | 2030 | POE50 | NA | 194.137 | VIC Ballarat (Powercor) 66 kV |  |  | FALSE | #N/A | #N/A | #N/A | #N/A | #N/A | #N/A | #N/A | #N/A | #N/A | #N/A
TRUE | VIC | BATS66P | Ballarat (Powercor) 66 kV | Powercor | Winter | Coincident | 2031 | POE10 | NA | 144.1755 | VIC Ballarat (Powercor) 66 kV |  |  | FALSE | #N/A | #N/A | #N/A | #N/A | #N/A | #N/A | #N/A | #N/A | #N/A | #N/A
TRUE | VIC | BATS66P | Ballarat (Powercor) 66 kV | Powercor | Winter | Coincident | 2031 | POE50 | NA | 141.3467 | VIC Ballarat (Powercor) 66 kV |  |  | FALSE | #N/A | #N/A | #N/A | #N/A | #N/A | #N/A | #N/A | #N/A | #N/A | #N/A
TRUE | VIC | BATS66P | Ballarat (Powercor) 66 kV | Powercor | Winter | Non-coincident | 2031 | POE10 | NA | 208.3553 | VIC Ballarat (Powercor) 66 kV |  |  | FALSE | #N/A | #N/A | #N/A | #N/A | #N/A | #N/A | #N/A | #N/A | #N/A | #N/A
TRUE | VIC | BATS66P | Ballarat (Powercor) 66 kV | Powercor | Winter | Non-coincident | 2031 | POE50 | NA | 195.8716 | VIC Ballarat (Powercor) 66 kV |  |  | FALSE | #N/A | #N/A | #N/A | #N/A | #N/A | #N/A | #N/A | #N/A | #N/A | #N/A
TRUE | VIC | BATS66P | Ballarat (Powercor) 66 kV | Powercor | Winter | Coincident | 2032 | POE10 | NA | 142.5115 | VIC Ballarat (Powercor) 66 kV |  |  | FALSE | #N/A | #N/A | #N/A | #N/A | #N/A | #N/A | #N/A | #N/A | #N/A | #N/A
TRUE | VIC | BATS66P | Ballarat (Powercor) 66 kV | Powercor | Winter | Coincident | 2032 | POE50 | NA | 139.4641 | VIC Ballarat (Powercor) 66 kV |  |  | FALSE | #N/A | #N/A | #N/A | #N/A | #N/A | #N/A | #N/A | #N/A | #N/A | #N/A
TRUE | VIC | BATS66P | Ballarat (Powercor) 66 kV | Powercor | Winter | Non-coincident | 2032 | POE10 | NA | 210.2089 | VIC Ballarat (Powercor) 66 kV |  |  | FALSE | #N/A | #N/A | #N/A | #N/A | #N/A | #N/A | #N/A | #N/A | #N/A | #N/A
TRUE | VIC | BATS66P | Ballarat (Powercor) 66 kV | Powercor | Winter | Non-coincident | 2032 | POE50 | NA | 197.6817 | VIC Ballarat (Powercor) 66 kV |  |  | FALSE | #N/A | #N/A | #N/A | #N/A | #N/A | #N/A | #N/A | #N/A | #N/A | #N/A
TRUE | VIC | BATS66P | Ballarat (Powercor) 66 kV | Powercor | Winter | Coincident | 2033 | POE10 | NA | 140.2218 | VIC Ballarat (Powercor) 66 kV |  |  | FALSE | #N/A | #N/A | #N/A | #N/A | #N/A | #N/A | #N/A | #N/A | #N/A | #N/A
TRUE | VIC | BATS66P | Ballarat (Powercor) 66 kV | Powercor | Winter | Coincident | 2033 | POE50 | NA | 137.2522 | VIC Ballarat (Powercor) 66 kV |  |  | FALSE | #N/A | #N/A | #N/A | #N/A | #N/A | #N/A | #N/A | #N/A | #N/A | #N/A
TRUE | VIC | BATS66P | Ballarat (Powercor) 66 kV | Powercor | Winter | Non-coincident | 2033 | POE10 | NA | 212.0707 | VIC Ballarat (Powercor) 66 kV |  |  | FALSE | #N/A | #N/A | #N/A | #N/A | #N/A | #N/A | #N/A | #N/A | #N/A | #N/A
TRUE | VIC | BATS66P | Ballarat (Powercor) 66 kV | Powercor | Winter | Non-coincident | 2033 | POE50 | NA | 199.4918 | VIC Ballarat (Powercor) 66 kV |  |  | FALSE | #N/A | #N/A | #N/A | #N/A | #N/A | #N/A | #N/A | #N/A | #N/A | #N/A
TRUE | VIC | BATS66P | Ballarat (Powercor) 66 kV | Powercor | Winter | Coincident | 2034 | POE10 | NA | 140.4178 | VIC Ballarat (Powercor) 66 kV |  |  | FALSE | #N/A | #N/A | #N/A | #N/A | #N/A | #N/A | #N/A | #N/A | #N/A | #N/A
TRUE | VIC | BATS66P | Ballarat (Powercor) 66 kV | Powercor | Winter | Coincident | 2034 | POE50 | NA | 137.5305 | VIC Ballarat (Powercor) 66 kV |  |  | FALSE | #N/A | #N/A | #N/A | #N/A | #N/A | #N/A | #N/A | #N/A | #N/A | #N/A
TRUE | VIC | BATS66P | Ballarat (Powercor) 66 kV | Powercor | Winter | Non-coincident | 2034 | POE10 | NA | 213.8584 | VIC Ballarat (Powercor) 66 kV |  |  | FALSE | #N/A | #N/A | #N/A | #N/A | #N/A | #N/A | #N/A | #N/A | #N/A | #N/A
TRUE | VIC | BATS66P | Ballarat (Powercor) 66 kV | Powercor | Winter | Non-coincident | 2034 | POE50 | NA | 201.2819 | VIC Ballarat (Powercor) 66 kV |  |  | FALSE | #N/A | #N/A | #N/A | #N/A | #N/A | #N/A | #N/A | #N/A | #N/A | #N/A
TRUE | VIC | BETS22 | Bendigo (Powercor) 22 kV | Powercor | Shoulder | Coincident | 2019 | ACTUAL_OPG | 19.1044 | NA | VIC Bendigo (Powercor) 22 kV |  |  | FALSE | #N/A | #N/A | #N/A | #N/A | #N/A | #N/A | #N/A | #N/A | #N/A | #N/A
TRUE | VIC | BETS22 | Bendigo (Powercor) 22 kV | Powercor | Shoulder | Coincident | 2019 | ACTUAL_RAW | 19.1044 | NA | VIC Bendigo (Powercor) 22 kV |  |  | FALSE | #N/A | #N/A | #N/A | #N/A | #N/A | #N/A | #N/A | #N/A | #N/A | #N/A
TRUE | VIC | BETS22 | Bendigo (Powercor) 22 kV | Powercor | Shoulder | Non-coincident | 2019 | ACTUAL_RAW | 9.5967 | NA | VIC Bendigo (Powercor) 22 kV |  |  | FALSE | #N/A | #N/A | #N/A | #N/A | #N/A | #N/A | #N/A | #N/A | #N/A | #N/A
TRUE | VIC | BETS22 | Bendigo (Powercor) 22 kV | Powercor | Shoulder | Non-coincident | 2019 | ACTUAL_OPG | 9.5967 | NA | VIC Bendigo (Powercor) 22 kV |  |  | FALSE | #N/A | #N/A | #N/A | #N/A | #N/A | #N/A | #N/A | #N/A | #N/A | #N/A
TRUE | VIC | BETS22 | Bendigo (Powercor) 22 kV | Powercor | Shoulder | Non-coincident | 2019 | ACTUAL_ADJUSTEDOPG | 9.5967 | NA | VIC Bendigo (Powercor) 22 kV |  |  | FALSE | #N/A | #N/A | #N/A | #N/A | #N/A | #N/A | #N/A | #N/A | #N/A | #N/A
TRUE | VIC | BETS22 | Bendigo (Powercor) 22 kV | Powercor | Shoulder | Coincident | 2020 | ACTUAL_OPG | 6.967 | NA | VIC Bendigo (Powercor) 22 kV |  |  | FALSE | #N/A | #N/A | #N/A | #N/A | #N/A | #N/A | #N/A | #N/A | #N/A | #N/A
TRUE | VIC | BETS22 | Bendigo (Powercor) 22 kV | Powercor | Shoulder | Coincident | 2020 | ACTUAL_RAW | 6.967 | NA | VIC Bendigo (Powercor) 22 kV |  |  | FALSE | #N/A | #N/A | #N/A | #N/A | #N/A | #N/A | #N/A | #N/A | #N/A | #N/A
TRUE | VIC | BETS22 | Bendigo (Powercor) 22 kV | Powercor | Shoulder | Non-coincident | 2020 | ACTUAL_RAW | 6.7205 | NA | VIC Bendigo (Powercor) 22 kV |  |  | FALSE | #N/A | #N/A | #N/A | #N/A | #N/A | #N/A | #N/A | #N/A | #N/A | #N/A
TRUE | VIC | BETS22 | Bendigo (Powercor) 22 kV | Powercor | Shoulder | Non-coincident | 2020 | ACTUAL_OPG | 6.7205 | NA | VIC Bendigo (Powercor) 22 kV |  |  | FALSE | #N/A | #N/A | #N/A | #N/A | #N/A | #N/A | #N/A | #N/A | #N/A | #N/A
TRUE | VIC | BETS22 | Bendigo (Powercor) 22 kV | Powercor | Shoulder | Non-coincident | 2020 | ACTUAL_ADJUSTEDOPG | 6.7205 | NA | VIC Bendigo (Powercor) 22 kV |  |  | FALSE | #N/A | #N/A | #N/A | #N/A | #N/A | #N/A | #N/A | #N/A | #N/A | #N/A
TRUE | VIC | BETS22 | Bendigo (Powercor) 22 kV | Powercor | Shoulder | Coincident | 2021 | ACTUAL_OPG | 2.0822 | NA | VIC Bendigo (Powercor) 22 kV |  |  | FALSE | #N/A | #N/A | #N/A | #N/A | #N/A | #N/A | #N/A | #N/A | #N/A | #N/A
TRUE | VIC | BETS22 | Bendigo (Powercor) 22 kV | Powercor | Shoulder | Coincident | 2021 | ACTUAL_RAW | 2.0822 | NA | VIC Bendigo (Powercor) 22 kV |  |  | FALSE | #N/A | #N/A | #N/A | #N/A | #N/A | #N/A | #N/A | #N/A | #N/A | #N/A
TRUE | VIC | BETS22 | Bendigo (Powercor) 22 kV | Powercor | Shoulder | Non-coincident | 2021 | ACTUAL_RAW | 0 | NA | VIC Bendigo (Powercor) 22 kV |  |  | FALSE | #N/A | #N/A | #N/A | #N/A | #N/A | #N/A | #N/A | #N/A | #N/A | #N/A
TRUE | VIC | BETS22 | Bendigo (Powercor) 22 kV | Powercor | Shoulder | Non-coincident | 2021 | ACTUAL_OPG | 0 | NA | VIC Bendigo (Powercor) 22 kV |  |  | FALSE | #N/A | #N/A | #N/A | #N/A | #N/A | #N/A | #N/A | #N/A | #N/A | #N/A
TRUE | VIC | BETS22 | Bendigo (Powercor) 22 kV | Powercor | Shoulder | Non-coincident | 2021 | ACTUAL_ADJUSTEDOPG | 1.32 | NA | VIC Bendigo (Powercor) 22 kV |  |  | FALSE | #N/A | #N/A | #N/A | #N/A | #N/A | #N/A | #N/A | #N/A | #N/A | #N/A
TRUE | VIC | BETS22 | Bendigo (Powercor) 22 kV | Powercor | Shoulder | Coincident | 2022 | ACTUAL_OPG | -1.8364 | NA | VIC Bendigo (Powercor) 22 kV |  |  | FALSE | #N/A | #N/A | #N/A | #N/A | #N/A | #N/A | #N/A | #N/A | #N/A | #N/A
TRUE | VIC | BETS22 | Bendigo (Powercor) 22 kV | Powercor | Shoulder | Coincident | 2022 | ACTUAL_RAW | -1.8364 | NA | VIC Bendigo (Powercor) 22 kV |  |  | FALSE | #N/A | #N/A | #N/A | #N/A | #N/A | #N/A | #N/A | #N/A | #N/A | #N/A
TRUE | VIC | BETS22 | Bendigo (Powercor) 22 kV | Powercor | Shoulder | Non-coincident | 2022 | ACTUAL_RAW | -1.9793 | NA | VIC Bendigo (Powercor) 22 kV |  |  | FALSE | #N/A | #N/A | #N/A | #N/A | #N/A | #N/A | #N/A | #N/A | #N/A | #N/A
TRUE | VIC | BETS22 | Bendigo (Powercor) 22 kV | Powercor | Shoulder | Non-coincident | 2022 | ACTUAL_OPG | -1.9793 | NA | VIC Bendigo (Powercor) 22 kV |  |  | FALSE | #N/A | #N/A | #N/A | #N/A | #N/A | #N/A | #N/A | #N/A | #N/A | #N/A
TRUE | VIC | BETS22 | Bendigo (Powercor) 22 kV | Powercor | Shoulder | Non-coincident | 2022 | ACTUAL_ADJUSTEDOPG | -1.9793 | NA | VIC Bendigo (Powercor) 22 kV |  |  | FALSE | #N/A | #N/A | #N/A | #N/A | #N/A | #N/A | #N/A | #N/A | #N/A | #N/A
TRUE | VIC | BETS22 | Bendigo (Powercor) 22 kV | Powercor | Shoulder | Coincident | 2023 | ACTUAL_OPG | 1.9701 | NA | VIC Bendigo (Powercor) 22 kV |  |  | FALSE | #N/A | #N/A | #N/A | #N/A | #N/A | #N/A | #N/A | #N/A | #N/A | #N/A
TRUE | VIC | BETS22 | Bendigo (Powercor) 22 kV | Powercor | Shoulder | Coincident | 2023 | ACTUAL_RAW | 1.9701 | NA | VIC Bendigo (Powercor) 22 kV |  |  | FALSE | #N/A | #N/A | #N/A | #N/A | #N/A | #N/A | #N/A | #N/A | #N/A | #N/A
TRUE | VIC | BETS22 | Bendigo (Powercor) 22 kV | Powercor | Shoulder | Non-coincident | 2023 | ACTUAL_RAW | -19.0081 | NA | VIC Bendigo (Powercor) 22 kV |  |  | FALSE | #N/A | #N/A | #N/A | #N/A | #N/A | #N/A | #N/A | #N/A | #N/A | #N/A
TRUE | VIC | BETS22 | Bendigo (Powercor) 22 kV | Powercor | Shoulder | Non-coincident | 2023 | ACTUAL_OPG | -19.0081 | NA | VIC Bendigo (Powercor) 22 kV |  |  | FALSE | #N/A | #N/A | #N/A | #N/A | #N/A | #N/A | #N/A | #N/A | #N/A | #N/A
TRUE | VIC | BETS22 | Bendigo (Powercor) 22 kV | Powercor | Shoulder | Non-coincident | 2023 | ACTUAL_ADJUSTEDOPG | -19.0081 | NA | VIC Bendigo (Powercor) 22 kV |  |  | FALSE | #N/A | #N/A | #N/A | #N/A | #N/A | #N/A | #N/A | #N/A | #N/A | #N/A
TRUE | VIC | BETS22 | Bendigo (Powercor) 22 kV | Powercor | Shoulder | Coincident | 2024 | ACTUAL_OPG | -8.3064 | NA | VIC Bendigo (Powercor) 22 kV |  |  | FALSE | #N/A | #N/A | #N/A | #N/A | #N/A | #N/A | #N/A | #N/A | #N/A | #N/A
TRUE | VIC | BETS22 | Bendigo (Powercor) 22 kV | Powercor | Shoulder | Coincident | 2024 | ACTUAL_RAW | -8.3064 | NA | VIC Bendigo (Powercor) 22 kV |  |  | FALSE | #N/A | #N/A | #N/A | #N/A | #N/A | #N/A | #N/A | #N/A | #N/A | #N/A
TRUE | VIC | BETS22 | Bendigo (Powercor) 22 kV | Powercor | Shoulder | Non-coincident | 2024 | ACTUAL_RAW | -8.9751 | NA | VIC Bendigo (Powercor) 22 kV |  |  | FALSE | #N/A | #N/A | #N/A | #N/A | #N/A | #N/A | #N/A | #N/A | #N/A | #N/A
TRUE | VIC | BETS22 | Bendigo (Powercor) 22 kV | Powercor | Shoulder | Non-coincident | 2024 | ACTUAL_OPG | -8.9751 | NA | VIC Bendigo (Powercor) 22 kV |  |  | FALSE | #N/A | #N/A | #N/A | #N/A | #N/A | #N/A | #N/A | #N/A | #N/A | #N/A
TRUE | VIC | BETS22 | Bendigo (Powercor) 22 kV | Powercor | Shoulder | Non-coincident | 2024 | ACTUAL_ADJUSTEDOPG | -8.9751 | NA | VIC Bendigo (Powercor) 22 kV |  |  | FALSE | #N/A | #N/A | #N/A | #N/A | #N/A | #N/A | #N/A | #N/A | #N/A | #N/A
TRUE | VIC | BETS22 | Bendigo (Powercor) 22 kV | Powercor | Shoulder | Coincident | 2025 | ACTUAL_OPG | -14.1916 | NA | VIC Bendigo (Powercor) 22 kV |  |  | FALSE | #N/A | #N/A | #N/A | #N/A | #N/A | #N/A | #N/A | #N/A | #N/A | #N/A
TRUE | VIC | BETS22 | Bendigo (Powercor) 22 kV | Powercor | Shoulder | Coincident | 2025 | ACTUAL_RAW | -14.1916 | NA | VIC Bendigo (Powercor) 22 kV |  |  | FALSE | #N/A | #N/A | #N/A | #N/A | #N/A | #N/A | #N/A | #N/A | #N/A | #N/A
TRUE | VIC | BETS22 | Bendigo (Powercor) 22 kV | Powercor | Shoulder | Non-coincident | 2025 | ACTUAL_RAW | -14.1916 | NA | VIC Bendigo (Powercor) 22 kV |  |  | FALSE | #N/A | #N/A | #N/A | #N/A | #N/A | #N/A | #N/A | #N/A | #N/A | #N/A
TRUE | VIC | BETS22 | Bendigo (Powercor) 22 kV | Powercor | Shoulder | Non-coincident | 2025 | ACTUAL_OPG | -14.1916 | NA | VIC Bendigo (Powercor) 22 kV |  |  | FALSE | #N/A | #N/A | #N/A | #N/A | #N/A | #N/A | #N/A | #N/A | #N/A | #N/A
TRUE | VIC | BETS22 | Bendigo (Powercor) 22 kV | Powercor | Shoulder | Non-coincident | 2025 | ACTUAL_ADJUSTEDOPG | -14.1916 | NA | VIC Bendigo (Powercor) 22 kV |  |  | FALSE | #N/A | #N/A | #N/A | #N/A | #N/A | #N/A | #N/A | #N/A | #N/A | #N/A
TRUE | VIC | BETS22 | Bendigo (Powercor) 22 kV | Powercor | Shoulder | Non-coincident | 2025 | BASEYEARPOE90 | -19.3506 | NA | VIC Bendigo (Powercor) 22 kV |  |  | FALSE | #N/A | #N/A | #N/A | #N/A | #N/A | #N/A | #N/A | #N/A | #N/A | #N/A
TRUE | VIC | BETS22 | Bendigo (Powercor) 22 kV | Powercor | Shoulder | Non-coincident | 2025 | BASEYEARPOE50 | -17.1591 | NA | VIC Bendigo (Powercor) 22 kV |  |  | FALSE | #N/A | #N/A | #N/A | #N/A | #N/A | #N/A | #N/A | #N/A | #N/A | #N/A
TRUE | VIC | BETS22 | Bendigo (Powercor) 22 kV | Powercor | Shoulder | Coincident_unreconciled | 2026 | POE50 | -19.8403 | NA | VIC Bendigo (Powercor) 22 kV |  |  | FALSE | #N/A | #N/A | #N/A | #N/A | #N/A | #N/A | #N/A | #N/A | #N/A | #N/A
TRUE | VIC | BETS22 | Bendigo (Powercor) 22 kV | Powercor | Shoulder | Coincident_unreconciled | 2026 | POE90 | -21.6894 | NA | VIC Bendigo (Powercor) 22 kV |  |  | FALSE | #N/A | #N/A | #N/A | #N/A | #N/A | #N/A | #N/A | #N/A | #N/A | #N/A
TRUE | VIC | BETS22 | Bendigo (Powercor) 22 kV | Powercor | Shoulder | Non-coincident | 2026 | POE50 | -20.6079 | NA | VIC Bendigo (Powercor) 22 kV |  |  | FALSE | #N/A | #N/A | #N/A | #N/A | #N/A | #N/A | #N/A | #N/A | #N/A | #N/A
TRUE | VIC | BETS22 | Bendigo (Powercor) 22 kV | Powercor | Shoulder | Non-coincident | 2026 | POE90 | -22.5285 | NA | VIC Bendigo (Powercor) 22 kV |  |  | FALSE | #N/A | #N/A | #N/A | #N/A | #N/A | #N/A | #N/A | #N/A | #N/A | #N/A
TRUE | VIC | BETS22 | Bendigo (Powercor) 22 kV | Powercor | Shoulder | Coincident_unreconciled | 2027 | POE50 | -22.9661 | NA | VIC Bendigo (Powercor) 22 kV |  |  | FALSE | #N/A | #N/A | #N/A | #N/A | #N/A | #N/A | #N/A | #N/A | #N/A | #N/A
TRUE | VIC | BETS22 | Bendigo (Powercor) 22 kV | Powercor | Shoulder | Coincident_unreconciled | 2027 | POE90 | -24.8238 | NA | VIC Bendigo (Powercor) 22 kV |  |  | FALSE | #N/A | #N/A | #N/A | #N/A | #N/A | #N/A | #N/A | #N/A | #N/A | #N/A
TRUE | VIC | BETS22 | Bendigo (Powercor) 22 kV | Powercor | Shoulder | Non-coincident | 2027 | POE50 | -23.8546 | NA | VIC Bendigo (Powercor) 22 kV |  |  | FALSE | #N/A | #N/A | #N/A | #N/A | #N/A | #N/A | #N/A | #N/A | #N/A | #N/A
TRUE | VIC | BETS22 | Bendigo (Powercor) 22 kV | Powercor | Shoulder | Non-coincident | 2027 | POE90 | -25.7843 | NA | VIC Bendigo (Powercor) 22 kV |  |  | FALSE | #N/A | #N/A | #N/A | #N/A | #N/A | #N/A | #N/A | #N/A | #N/A | #N/A
TRUE | VIC | BETS22 | Bendigo (Powercor) 22 kV | Powercor | Shoulder | Coincident_unreconciled | 2028 | POE50 | -25.9659 | NA | VIC Bendigo (Powercor) 22 kV |  |  | FALSE | #N/A | #N/A | #N/A | #N/A | #N/A | #N/A | #N/A | #N/A | #N/A | #N/A
TRUE | VIC | BETS22 | Bendigo (Powercor) 22 kV | Powercor | Shoulder | Coincident_unreconciled | 2028 | POE90 | -27.8327 | NA | VIC Bendigo (Powercor) 22 kV |  |  | FALSE | #N/A | #N/A | #N/A | #N/A | #N/A | #N/A | #N/A | #N/A | #N/A | #N/A
TRUE | VIC | BETS22 | Bendigo (Powercor) 22 kV | Powercor | Shoulder | Non-coincident | 2028 | POE50 | -26.9705 | NA | VIC Bendigo (Powercor) 22 kV |  |  | FALSE | #N/A | #N/A | #N/A | #N/A | #N/A | #N/A | #N/A | #N/A | #N/A | #N/A
TRUE | VIC | BETS22 | Bendigo (Powercor) 22 kV | Powercor | Shoulder | Non-coincident | 2028 | POE90 | -28.9096 | NA | VIC Bendigo (Powercor) 22 kV |  |  | FALSE | #N/A | #N/A | #N/A | #N/A | #N/A | #N/A | #N/A | #N/A | #N/A | #N/A
TRUE | VIC | BETS22 | Bendigo (Powercor) 22 kV | Powercor | Shoulder | Coincident_unreconciled | 2029 | POE50 | -28.9389 | NA | VIC Bendigo (Powercor) 22 kV |  |  | FALSE | #N/A | #N/A | #N/A | #N/A | #N/A | #N/A | #N/A | #N/A | #N/A | #N/A
TRUE | VIC | BETS22 | Bendigo (Powercor) 22 kV | Powercor | Shoulder | Coincident_unreconciled | 2029 | POE90 | -30.8148 | NA | VIC Bendigo (Powercor) 22 kV |  |  | FALSE | #N/A | #N/A | #N/A | #N/A | #N/A | #N/A | #N/A | #N/A | #N/A | #N/A
TRUE | VIC | BETS22 | Bendigo (Powercor) 22 kV | Powercor | Shoulder | Non-coincident | 2029 | POE50 | -30.0586 | NA | VIC Bendigo (Powercor) 22 kV |  |  | FALSE | #N/A | #N/A | #N/A | #N/A | #N/A | #N/A | #N/A | #N/A | #N/A | #N/A
TRUE | VIC | BETS22 | Bendigo (Powercor) 22 kV | Powercor | Shoulder | Non-coincident | 2029 | POE90 | -32.0071 | NA | VIC Bendigo (Powercor) 22 kV |  |  | FALSE | #N/A | #N/A | #N/A | #N/A | #N/A | #N/A | #N/A | #N/A | #N/A | #N/A
TRUE | VIC | BETS22 | Bendigo (Powercor) 22 kV | Powercor | Shoulder | Coincident_unreconciled | 2030 | POE50 | -31.8693 | NA | VIC Bendigo (Powercor) 22 kV |  |  | FALSE | #N/A | #N/A | #N/A | #N/A | #N/A | #N/A | #N/A | #N/A | #N/A | #N/A
TRUE | VIC | BETS22 | Bendigo (Powercor) 22 kV | Powercor | Shoulder | Coincident_unreconciled | 2030 | POE90 | -33.7544 | NA | VIC Bendigo (Powercor) 22 kV |  |  | FALSE | #N/A | #N/A | #N/A | #N/A | #N/A | #N/A | #N/A | #N/A | #N/A | #N/A
TRUE | VIC | BETS22 | Bendigo (Powercor) 22 kV | Powercor | Shoulder | Non-coincident | 2030 | POE50 | -33.1024 | NA | VIC Bendigo (Powercor) 22 kV |  |  | FALSE | #N/A | #N/A | #N/A | #N/A | #N/A | #N/A | #N/A | #N/A | #N/A | #N/A
TRUE | VIC | BETS22 | Bendigo (Powercor) 22 kV | Powercor | Shoulder | Non-coincident | 2030 | POE90 | -35.0604 | NA | VIC Bendigo (Powercor) 22 kV |  |  | FALSE | #N/A | #N/A | #N/A | #N/A | #N/A | #N/A | #N/A | #N/A | #N/A | #N/A
TRUE | VIC | BETS22 | Bendigo (Powercor) 22 kV | Powercor | Shoulder | Coincident_unreconciled | 2031 | POE50 | -34.8462 | NA | VIC Bendigo (Powercor) 22 kV |  |  | FALSE | #N/A | #N/A | #N/A | #N/A | #N/A | #N/A | #N/A | #N/A | #N/A | #N/A
TRUE | VIC | BETS22 | Bendigo (Powercor) 22 kV | Powercor | Shoulder | Coincident_unreconciled | 2031 | POE90 | -36.7403 | NA | VIC Bendigo (Powercor) 22 kV |  |  | FALSE | #N/A | #N/A | #N/A | #N/A | #N/A | #N/A | #N/A | #N/A | #N/A | #N/A
TRUE | VIC | BETS22 | Bendigo (Powercor) 22 kV | Powercor | Shoulder | Non-coincident | 2031 | POE50 | -36.1944 | NA | VIC Bendigo (Powercor) 22 kV |  |  | FALSE | #N/A | #N/A | #N/A | #N/A | #N/A | #N/A | #N/A | #N/A | #N/A | #N/A
TRUE | VIC | BETS22 | Bendigo (Powercor) 22 kV | Powercor | Shoulder | Non-coincident | 2031 | POE90 | -38.1618 | NA | VIC Bendigo (Powercor) 22 kV |  |  | FALSE | #N/A | #N/A | #N/A | #N/A | #N/A | #N/A | #N/A | #N/A | #N/A | #N/A
TRUE | VIC | BETS22 | Bendigo (Powercor) 22 kV | Powercor | Shoulder | Coincident_unreconciled | 2032 | POE50 | -37.0297 | NA | VIC Bendigo (Powercor) 22 kV |  |  | FALSE | #N/A | #N/A | #N/A | #N/A | #N/A | #N/A | #N/A | #N/A | #N/A | #N/A
TRUE | VIC | BETS22 | Bendigo (Powercor) 22 kV | Powercor | Shoulder | Coincident_unreconciled | 2032 | POE90 | -38.9331 | NA | VIC Bendigo (Powercor) 22 kV |  |  | FALSE | #N/A | #N/A | #N/A | #N/A | #N/A | #N/A | #N/A | #N/A | #N/A | #N/A
TRUE | VIC | BETS22 | Bendigo (Powercor) 22 kV | Powercor | Shoulder | Non-coincident | 2032 | POE50 | -38.4624 | NA | VIC Bendigo (Powercor) 22 kV |  |  | FALSE | #N/A | #N/A | #N/A | #N/A | #N/A | #N/A | #N/A | #N/A | #N/A | #N/A
TRUE | VIC | BETS22 | Bendigo (Powercor) 22 kV | Powercor | Shoulder | Non-coincident | 2032 | POE90 | -40.4394 | NA | VIC Bendigo (Powercor) 22 kV |  |  | FALSE | #N/A | #N/A | #N/A | #N/A | #N/A | #N/A | #N/A | #N/A | #N/A | #N/A
TRUE | VIC | BETS22 | Bendigo (Powercor) 22 kV | Powercor | Shoulder | Coincident_unreconciled | 2033 | POE50 | -38.5811 | NA | VIC Bendigo (Powercor) 22 kV |  |  | FALSE | #N/A | #N/A | #N/A | #N/A | #N/A | #N/A | #N/A | #N/A | #N/A | #N/A
TRUE | VIC | BETS22 | Bendigo (Powercor) 22 kV | Powercor | Shoulder | Coincident_unreconciled | 2033 | POE90 | -40.4938 | NA | VIC Bendigo (Powercor) 22 kV |  |  | FALSE | #N/A | #N/A | #N/A | #N/A | #N/A | #N/A | #N/A | #N/A | #N/A | #N/A
TRUE | VIC | BETS22 | Bendigo (Powercor) 22 kV | Powercor | Shoulder | Non-coincident | 2033 | POE50 | -40.0739 | NA | VIC Bendigo (Powercor) 22 kV |  |  | FALSE | #N/A | #N/A | #N/A | #N/A | #N/A | #N/A | #N/A | #N/A | #N/A | #N/A
TRUE | VIC | BETS22 | Bendigo (Powercor) 22 kV | Powercor | Shoulder | Non-coincident | 2033 | POE90 | -42.0605 | NA | VIC Bendigo (Powercor) 22 kV |  |  | FALSE | #N/A | #N/A | #N/A | #N/A | #N/A | #N/A | #N/A | #N/A | #N/A | #N/A
TRUE | VIC | BETS22 | Bendigo (Powercor) 22 kV | Powercor | Shoulder | Coincident_unreconciled | 2034 | POE50 | -40.0341 | NA | VIC Bendigo (Powercor) 22 kV |  |  | FALSE | #N/A | #N/A | #N/A | #N/A | #N/A | #N/A | #N/A | #N/A | #N/A | #N/A
TRUE | VIC | BETS22 | Bendigo (Powercor) 22 kV | Powercor | Shoulder | Coincident_unreconciled | 2034 | POE90 | -41.956 | NA | VIC Bendigo (Powercor) 22 kV |  |  | FALSE | #N/A | #N/A | #N/A | #N/A | #N/A | #N/A | #N/A | #N/A | #N/A | #N/A
TRUE | VIC | BETS22 | Bendigo (Powercor) 22 kV | Powercor | Shoulder | Non-coincident | 2034 | POE50 | -41.5831 | NA | VIC Bendigo (Powercor) 22 kV |  |  | FALSE | #N/A | #N/A | #N/A | #N/A | #N/A | #N/A | #N/A | #N/A | #N/A | #N/A
TRUE | VIC | BETS22 | Bendigo (Powercor) 22 kV | Powercor | Shoulder | Non-coincident | 2034 | POE90 | -43.5794 | NA | VIC Bendigo (Powercor) 22 kV |  |  | FALSE | #N/A | #N/A | #N/A | #N/A | #N/A | #N/A | #N/A | #N/A | #N/A | #N/A
TRUE | VIC | BETS22 | Bendigo (Powercor) 22 kV | Powercor | Shoulder | Coincident_unreconciled | 2035 | POE50 | -41.6801 | NA | VIC Bendigo (Powercor) 22 kV |  |  | FALSE | #N/A | #N/A | #N/A | #N/A | #N/A | #N/A | #N/A | #N/A | #N/A | #N/A
TRUE | VIC | BETS22 | Bendigo (Powercor) 22 kV | Powercor | Shoulder | Coincident_unreconciled | 2035 | POE90 | -43.6113 | NA | VIC Bendigo (Powercor) 22 kV |  |  | FALSE | #N/A | #N/A | #N/A | #N/A | #N/A | #N/A | #N/A | #N/A | #N/A | #N/A
TRUE | VIC | BETS22 | Bendigo (Powercor) 22 kV | Powercor | Shoulder | Non-coincident | 2035 | POE50 | -43.2928 | NA | VIC Bendigo (Powercor) 22 kV |  |  | FALSE | #N/A | #N/A | #N/A | #N/A | #N/A | #N/A | #N/A | #N/A | #N/A | #N/A
TRUE | VIC | BETS22 | Bendigo (Powercor) 22 kV | Powercor | Shoulder | Non-coincident | 2035 | POE90 | -45.2987 | NA | VIC Bendigo (Powercor) 22 kV |  |  | FALSE | #N/A | #N/A | #N/A | #N/A | #N/A | #N/A | #N/A | #N/A | #N/A | #N/A
TRUE | VIC | BETS22 | Bendigo (Powercor) 22 kV | Powercor | Summer | Coincident | 2019 | ACTUAL_OPG | 17.605 | 62.0593 | VIC Bendigo (Powercor) 22 kV |  |  | FALSE | #N/A | #N/A | #N/A | #N/A | #N/A | #N/A | #N/A | #N/A | #N/A | #N/A
TRUE | VIC | BETS22 | Bendigo (Powercor) 22 kV | Powercor | Summer | Coincident | 2019 | ACTUAL_RAW | 17.605 | 62.0593 | VIC Bendigo (Powercor) 22 kV |  |  | FALSE | #N/A | #N/A | #N/A | #N/A | #N/A | #N/A | #N/A | #N/A | #N/A | #N/A
TRUE | VIC | BETS22 | Bendigo (Powercor) 22 kV | Powercor | Summer | Non-coincident | 2019 | ACTUAL_RAW | 8.9475 | 75.694 | VIC Bendigo (Powercor) 22 kV |  |  | FALSE | #N/A | #N/A | #N/A | #N/A | #N/A | #N/A | #N/A | #N/A | #N/A | #N/A
TRUE | VIC | BETS22 | Bendigo (Powercor) 22 kV | Powercor | Summer | Non-coincident | 2019 | ACTUAL_OPG | 8.9475 | 75.694 | VIC Bendigo (Powercor) 22 kV |  |  | FALSE | #N/A | #N/A | #N/A | #N/A | #N/A | #N/A | #N/A | #N/A | #N/A | #N/A
TRUE | VIC | BETS22 | Bendigo (Powercor) 22 kV | Powercor | Summer | Non-coincident | 2019 | ACTUAL_ADJUSTEDOPG | 8.9475 | 75.694 | VIC Bendigo (Powercor) 22 kV |  |  | FALSE | #N/A | #N/A | #N/A | #N/A | #N/A | #N/A | #N/A | #N/A | #N/A | #N/A
TRUE | VIC | BETS22 | Bendigo (Powercor) 22 kV | Powercor | Summer | Coincident | 2020 | ACTUAL_OPG | 10.8648 | 78.3923 | VIC Bendigo (Powercor) 22 kV |  |  | FALSE | #N/A | #N/A | #N/A | #N/A | #N/A | #N/A | #N/A | #N/A | #N/A | #N/A
TRUE | VIC | BETS22 | Bendigo (Powercor) 22 kV | Powercor | Summer | Coincident | 2020 | ACTUAL_RAW | 10.8648 | 78.3923 | VIC Bendigo (Powercor) 22 kV |  |  | FALSE | #N/A | #N/A | #N/A | #N/A | #N/A | #N/A | #N/A | #N/A | #N/A | #N/A
TRUE | VIC | BETS22 | Bendigo (Powercor) 22 kV | Powercor | Summer | Non-coincident | 2020 | ACTUAL_RAW | 3.7239 | 78.3923 | VIC Bendigo (Powercor) 22 kV |  |  | FALSE | #N/A | #N/A | #N/A | #N/A | #N/A | #N/A | #N/A | #N/A | #N/A | #N/A
TRUE | VIC | BETS22 | Bendigo (Powercor) 22 kV | Powercor | Summer | Non-coincident | 2020 | ACTUAL_OPG | 3.7239 | 78.3923 | VIC Bendigo (Powercor) 22 kV |  |  | FALSE | #N/A | #N/A | #N/A | #N/A | #N/A | #N/A | #N/A | #N/A | #N/A | #N/A
TRUE | VIC | BETS22 | Bendigo (Powercor) 22 kV | Powercor | Summer | Non-coincident | 2020 | ACTUAL_ADJUSTEDOPG | 4.964 | 78.3923 | VIC Bendigo (Powercor) 22 kV |  |  | FALSE | #N/A | #N/A | #N/A | #N/A | #N/A | #N/A | #N/A | #N/A | #N/A | #N/A
TRUE | VIC | BETS22 | Bendigo (Powercor) 22 kV | Powercor | Summer | Coincident | 2021 | ACTUAL_OPG | 1.591 | 55.04 | VIC Bendigo (Powercor) 22 kV |  |  | FALSE | #N/A | #N/A | #N/A | #N/A | #N/A | #N/A | #N/A | #N/A | #N/A | #N/A
TRUE | VIC | BETS22 | Bendigo (Powercor) 22 kV | Powercor | Summer | Coincident | 2021 | ACTUAL_RAW | 1.591 | 55.04 | VIC Bendigo (Powercor) 22 kV |  |  | FALSE | #N/A | #N/A | #N/A | #N/A | #N/A | #N/A | #N/A | #N/A | #N/A | #N/A
TRUE | VIC | BETS22 | Bendigo (Powercor) 22 kV | Powercor | Summer | Non-coincident | 2021 | ACTUAL_RAW | -0.48564 | 64.7941 | VIC Bendigo (Powercor) 22 kV |  |  | FALSE | #N/A | #N/A | #N/A | #N/A | #N/A | #N/A | #N/A | #N/A | #N/A | #N/A
TRUE | VIC | BETS22 | Bendigo (Powercor) 22 kV | Powercor | Summer | Non-coincident | 2021 | ACTUAL_OPG | -0.48564 | 64.7941 | VIC Bendigo (Powercor) 22 kV |  |  | FALSE | #N/A | #N/A | #N/A | #N/A | #N/A | #N/A | #N/A | #N/A | #N/A | #N/A
TRUE | VIC | BETS22 | Bendigo (Powercor) 22 kV | Powercor | Summer | Non-coincident | 2021 | ACTUAL_ADJUSTEDOPG | -0.48564 | 64.7941 | VIC Bendigo (Powercor) 22 kV |  |  | FALSE | #N/A | #N/A | #N/A | #N/A | #N/A | #N/A | #N/A | #N/A | #N/A | #N/A
TRUE | VIC | BETS22 | Bendigo (Powercor) 22 kV | Powercor | Summer | Coincident | 2022 | ACTUAL_OPG | -0.82375 | 59.4955 | VIC Bendigo (Powercor) 22 kV |  |  | FALSE | #N/A | #N/A | #N/A | #N/A | #N/A | #N/A | #N/A | #N/A | #N/A | #N/A
TRUE | VIC | BETS22 | Bendigo (Powercor) 22 kV | Powercor | Summer | Coincident | 2022 | ACTUAL_RAW | -0.82375 | 59.4955 | VIC Bendigo (Powercor) 22 kV |  |  | FALSE | #N/A | #N/A | #N/A | #N/A | #N/A | #N/A | #N/A | #N/A | #N/A | #N/A
TRUE | VIC | BETS22 | Bendigo (Powercor) 22 kV | Powercor | Summer | Non-coincident | 2022 | ACTUAL_RAW | -3.7545 | 68.0644 | VIC Bendigo (Powercor) 22 kV |  |  | FALSE | #N/A | #N/A | #N/A | #N/A | #N/A | #N/A | #N/A | #N/A | #N/A | #N/A
TRUE | VIC | BETS22 | Bendigo (Powercor) 22 kV | Powercor | Summer | Non-coincident | 2022 | ACTUAL_OPG | -3.7545 | 68.0644 | VIC Bendigo (Powercor) 22 kV |  |  | FALSE | #N/A | #N/A | #N/A | #N/A | #N/A | #N/A | #N/A | #N/A | #N/A | #N/A
TRUE | VIC | BETS22 | Bendigo (Powercor) 22 kV | Powercor | Summer | Non-coincident | 2022 | ACTUAL_ADJUSTEDOPG | -3.7545 | 68.0644 | VIC Bendigo (Powercor) 22 kV |  |  | FALSE | #N/A | #N/A | #N/A | #N/A | #N/A | #N/A | #N/A | #N/A | #N/A | #N/A
TRUE | VIC | BETS22 | Bendigo (Powercor) 22 kV | Powercor | Summer | Coincident | 2023 | ACTUAL_OPG | -5.1891 | 57.3665 | VIC Bendigo (Powercor) 22 kV |  |  | FALSE | #N/A | #N/A | #N/A | #N/A | #N/A | #N/A | #N/A | #N/A | #N/A | #N/A
TRUE | VIC | BETS22 | Bendigo (Powercor) 22 kV | Powercor | Summer | Coincident | 2023 | ACTUAL_RAW | -5.1891 | 57.3665 | VIC Bendigo (Powercor) 22 kV |  |  | FALSE | #N/A | #N/A | #N/A | #N/A | #N/A | #N/A | #N/A | #N/A | #N/A | #N/A
TRUE | VIC | BETS22 | Bendigo (Powercor) 22 kV | Powercor | Summer | Non-coincident | 2023 | ACTUAL_RAW | -13.2788 | 71.1478 | VIC Bendigo (Powercor) 22 kV |  |  | FALSE | #N/A | #N/A | #N/A | #N/A | #N/A | #N/A | #N/A | #N/A | #N/A | #N/A
TRUE | VIC | BETS22 | Bendigo (Powercor) 22 kV | Powercor | Summer | Non-coincident | 2023 | ACTUAL_OPG | -13.2788 | 71.1478 | VIC Bendigo (Powercor) 22 kV |  |  | FALSE | #N/A | #N/A | #N/A | #N/A | #N/A | #N/A | #N/A | #N/A | #N/A | #N/A
TRUE | VIC | BETS22 | Bendigo (Powercor) 22 kV | Powercor | Summer | Non-coincident | 2023 | ACTUAL_ADJUSTEDOPG | -13.2788 | 71.1478 | VIC Bendigo (Powercor) 22 kV |  |  | FALSE | #N/A | #N/A | #N/A | #N/A | #N/A | #N/A | #N/A | #N/A | #N/A | #N/A
TRUE | VIC | BETS22 | Bendigo (Powercor) 22 kV | Powercor | Summer | Coincident | 2024 | ACTUAL_OPG | -8.7897 | 62.0736 | VIC Bendigo (Powercor) 22 kV |  |  | FALSE | #N/A | #N/A | #N/A | #N/A | #N/A | #N/A | #N/A | #N/A | #N/A | #N/A
TRUE | VIC | BETS22 | Bendigo (Powercor) 22 kV | Powercor | Summer | Coincident | 2024 | ACTUAL_RAW | -8.7897 | 62.0736 | VIC Bendigo (Powercor) 22 kV |  |  | FALSE | #N/A | #N/A | #N/A | #N/A | #N/A | #N/A | #N/A | #N/A | #N/A | #N/A
TRUE | VIC | BETS22 | Bendigo (Powercor) 22 kV | Powercor | Summer | Non-coincident | 2024 | ACTUAL_RAW | -10.1351 | 69.401 | VIC Bendigo (Powercor) 22 kV |  |  | FALSE | #N/A | #N/A | #N/A | #N/A | #N/A | #N/A | #N/A | #N/A | #N/A | #N/A
TRUE | VIC | BETS22 | Bendigo (Powercor) 22 kV | Powercor | Summer | Non-coincident | 2024 | ACTUAL_OPG | -10.1351 | 69.401 | VIC Bendigo (Powercor) 22 kV |  |  | FALSE | #N/A | #N/A | #N/A | #N/A | #N/A | #N/A | #N/A | #N/A | #N/A | #N/A
TRUE | VIC | BETS22 | Bendigo (Powercor) 22 kV | Powercor | Summer | Non-coincident | 2024 | ACTUAL_ADJUSTEDOPG | -10.1351 | 69.401 | VIC Bendigo (Powercor) 22 kV |  |  | FALSE | #N/A | #N/A | #N/A | #N/A | #N/A | #N/A | #N/A | #N/A | #N/A | #N/A
TRUE | VIC | BETS22 | Bendigo (Powercor) 22 kV | Powercor | Summer | Coincident | 2025 | ACTUAL_OPG | -6.2703 | 67.3125 | VIC Bendigo (Powercor) 22 kV |  |  | FALSE | #N/A | #N/A | #N/A | #N/A | #N/A | #N/A | #N/A | #N/A | #N/A | #N/A
TRUE | VIC | BETS22 | Bendigo (Powercor) 22 kV | Powercor | Summer | Coincident | 2025 | ACTUAL_RAW | -6.2703 | 67.3125 | VIC Bendigo (Powercor) 22 kV |  |  | FALSE | #N/A | #N/A | #N/A | #N/A | #N/A | #N/A | #N/A | #N/A | #N/A | #N/A
TRUE | VIC | BETS22 | Bendigo (Powercor) 22 kV | Powercor | Summer | Non-coincident | 2025 | ACTUAL_RAW | -13.5732 | 77.1487 | VIC Bendigo (Powercor) 22 kV |  |  | FALSE | #N/A | #N/A | #N/A | #N/A | #N/A | #N/A | #N/A | #N/A | #N/A | #N/A
TRUE | VIC | BETS22 | Bendigo (Powercor) 22 kV | Powercor | Summer | Non-coincident | 2025 | ACTUAL_OPG | -13.5732 | 77.1487 | VIC Bendigo (Powercor) 22 kV |  |  | FALSE | #N/A | #N/A | #N/A | #N/A | #N/A | #N/A | #N/A | #N/A | #N/A | #N/A
TRUE | VIC | BETS22 | Bendigo (Powercor) 22 kV | Powercor | Summer | Non-coincident | 2025 | ACTUAL_ADJUSTEDOPG | -13.5732 | 77.1487 | VIC Bendigo (Powercor) 22 kV |  |  | FALSE | #N/A | #N/A | #N/A | #N/A | #N/A | #N/A | #N/A | #N/A | #N/A | #N/A
TRUE | VIC | BETS22 | Bendigo (Powercor) 22 kV | Powercor | Summer | Non-coincident | 2025 | BASEYEARPOE90 | -20.6189 | NA | VIC Bendigo (Powercor) 22 kV |  |  | FALSE | #N/A | #N/A | #N/A | #N/A | #N/A | #N/A | #N/A | #N/A | #N/A | #N/A
TRUE | VIC | BETS22 | Bendigo (Powercor) 22 kV | Powercor | Summer | Non-coincident | 2025 | BASEYEARPOE50 | -18.866 | 78.2929 | VIC Bendigo (Powercor) 22 kV |  |  | FALSE | #N/A | #N/A | #N/A | #N/A | #N/A | #N/A | #N/A | #N/A | #N/A | #N/A
TRUE | VIC | BETS22 | Bendigo (Powercor) 22 kV | Powercor | Summer | Coincident_unreconciled | 2026 | POE50 | -14.4818 | NA | VIC Bendigo (Powercor) 22 kV |  |  | FALSE | #N/A | #N/A | #N/A | #N/A | #N/A | #N/A | #N/A | #N/A | #N/A | #N/A
TRUE | VIC | BETS22 | Bendigo (Powercor) 22 kV | Powercor | Summer | Coincident_unreconciled | 2026 | POE90 | -15.2228 | NA | VIC Bendigo (Powercor) 22 kV |  |  | FALSE | #N/A | #N/A | #N/A | #N/A | #N/A | #N/A | #N/A | #N/A | #N/A | #N/A
TRUE | VIC | BETS22 | Bendigo (Powercor) 22 kV | Powercor | Summer | Non-coincident | 2026 | POE50 | -21.7899 | 79.4296 | VIC Bendigo (Powercor) 22 kV |  |  | FALSE | #N/A | #N/A | #N/A | #N/A | #N/A | #N/A | #N/A | #N/A | #N/A | #N/A
TRUE | VIC | BETS22 | Bendigo (Powercor) 22 kV | Powercor | Summer | Non-coincident | 2026 | POE90 | -22.9049 | NA | VIC Bendigo (Powercor) 22 kV |  |  | FALSE | #N/A | #N/A | #N/A | #N/A | #N/A | #N/A | #N/A | #N/A | #N/A | #N/A
TRUE | VIC | BETS22 | Bendigo (Powercor) 22 kV | Powercor | Summer | Coincident_unreconciled | 2027 | POE50 | -16.7358 | NA | VIC Bendigo (Powercor) 22 kV |  |  | FALSE | #N/A | #N/A | #N/A | #N/A | #N/A | #N/A | #N/A | #N/A | #N/A | #N/A
TRUE | VIC | BETS22 | Bendigo (Powercor) 22 kV | Powercor | Summer | Coincident_unreconciled | 2027 | POE90 | -17.4804 | NA | VIC Bendigo (Powercor) 22 kV |  |  | FALSE | #N/A | #N/A | #N/A | #N/A | #N/A | #N/A | #N/A | #N/A | #N/A | #N/A
TRUE | VIC | BETS22 | Bendigo (Powercor) 22 kV | Powercor | Summer | Non-coincident | 2027 | POE50 | -25.1815 | 79.5532 | VIC Bendigo (Powercor) 22 kV |  |  | FALSE | #N/A | #N/A | #N/A | #N/A | #N/A | #N/A | #N/A | #N/A | #N/A | #N/A
TRUE | VIC | BETS22 | Bendigo (Powercor) 22 kV | Powercor | Summer | Non-coincident | 2027 | POE90 | -26.3017 | NA | VIC Bendigo (Powercor) 22 kV |  |  | FALSE | #N/A | #N/A | #N/A | #N/A | #N/A | #N/A | #N/A | #N/A | #N/A | #N/A
TRUE | VIC | BETS22 | Bendigo (Powercor) 22 kV | Powercor | Summer | Coincident_unreconciled | 2028 | POE50 | -18.8867 | NA | VIC Bendigo (Powercor) 22 kV |  |  | FALSE | #N/A | #N/A | #N/A | #N/A | #N/A | #N/A | #N/A | #N/A | #N/A | #N/A
TRUE | VIC | BETS22 | Bendigo (Powercor) 22 kV | Powercor | Summer | Coincident_unreconciled | 2028 | POE90 | -19.6349 | NA | VIC Bendigo (Powercor) 22 kV |  |  | FALSE | #N/A | #N/A | #N/A | #N/A | #N/A | #N/A | #N/A | #N/A | #N/A | #N/A
TRUE | VIC | BETS22 | Bendigo (Powercor) 22 kV | Powercor | Summer | Non-coincident | 2028 | POE50 | -28.4179 | 79.7733 | VIC Bendigo (Powercor) 22 kV |  |  | FALSE | #N/A | #N/A | #N/A | #N/A | #N/A | #N/A | #N/A | #N/A | #N/A | #N/A
TRUE | VIC | BETS22 | Bendigo (Powercor) 22 kV | Powercor | Summer | Non-coincident | 2028 | POE90 | -29.5436 | NA | VIC Bendigo (Powercor) 22 kV |  |  | FALSE | #N/A | #N/A | #N/A | #N/A | #N/A | #N/A | #N/A | #N/A | #N/A | #N/A
TRUE | VIC | BETS22 | Bendigo (Powercor) 22 kV | Powercor | Summer | Coincident_unreconciled | 2029 | POE50 | -21.032 | NA | VIC Bendigo (Powercor) 22 kV |  |  | FALSE | #N/A | #N/A | #N/A | #N/A | #N/A | #N/A | #N/A | #N/A | #N/A | #N/A
TRUE | VIC | BETS22 | Bendigo (Powercor) 22 kV | Powercor | Summer | Coincident_unreconciled | 2029 | POE90 | -21.7838 | NA | VIC Bendigo (Powercor) 22 kV |  |  | FALSE | #N/A | #N/A | #N/A | #N/A | #N/A | #N/A | #N/A | #N/A | #N/A | #N/A
TRUE | VIC | BETS22 | Bendigo (Powercor) 22 kV | Powercor | Summer | Non-coincident | 2029 | POE50 | -31.6457 | 80.04 | VIC Bendigo (Powercor) 22 kV |  |  | FALSE | #N/A | #N/A | #N/A | #N/A | #N/A | #N/A | #N/A | #N/A | #N/A | #N/A
TRUE | VIC | BETS22 | Bendigo (Powercor) 22 kV | Powercor | Summer | Non-coincident | 2029 | POE90 | -32.7769 | NA | VIC Bendigo (Powercor) 22 kV |  |  | FALSE | #N/A | #N/A | #N/A | #N/A | #N/A | #N/A | #N/A | #N/A | #N/A | #N/A
TRUE | VIC | BETS22 | Bendigo (Powercor) 22 kV | Powercor | Summer | Coincident_unreconciled | 2030 | POE50 | -23.1613 | NA | VIC Bendigo (Powercor) 22 kV |  |  | FALSE | #N/A | #N/A | #N/A | #N/A | #N/A | #N/A | #N/A | #N/A | #N/A | #N/A
TRUE | VIC | BETS22 | Bendigo (Powercor) 22 kV | Powercor | Summer | Coincident_unreconciled | 2030 | POE90 | -23.9167 | NA | VIC Bendigo (Powercor) 22 kV |  |  | FALSE | #N/A | #N/A | #N/A | #N/A | #N/A | #N/A | #N/A | #N/A | #N/A | #N/A
TRUE | VIC | BETS22 | Bendigo (Powercor) 22 kV | Powercor | Summer | Non-coincident | 2030 | POE50 | -34.8495 | 80.3575 | VIC Bendigo (Powercor) 22 kV |  |  | FALSE | #N/A | #N/A | #N/A | #N/A | #N/A | #N/A | #N/A | #N/A | #N/A | #N/A
TRUE | VIC | BETS22 | Bendigo (Powercor) 22 kV | Powercor | Summer | Non-coincident | 2030 | POE90 | -35.9862 | NA | VIC Bendigo (Powercor) 22 kV |  |  | FALSE | #N/A | #N/A | #N/A | #N/A | #N/A | #N/A | #N/A | #N/A | #N/A | #N/A
TRUE | VIC | BETS22 | Bendigo (Powercor) 22 kV | Powercor | Summer | Coincident_unreconciled | 2031 | POE50 | -25.3288 | NA | VIC Bendigo (Powercor) 22 kV |  |  | FALSE | #N/A | #N/A | #N/A | #N/A | #N/A | #N/A | #N/A | #N/A | #N/A | #N/A
TRUE | VIC | BETS22 | Bendigo (Powercor) 22 kV | Powercor | Summer | Coincident_unreconciled | 2031 | POE90 | -26.0879 | NA | VIC Bendigo (Powercor) 22 kV |  |  | FALSE | #N/A | #N/A | #N/A | #N/A | #N/A | #N/A | #N/A | #N/A | #N/A | #N/A
TRUE | VIC | BETS22 | Bendigo (Powercor) 22 kV | Powercor | Summer | Non-coincident | 2031 | POE50 | -38.1109 | 80.6722 | VIC Bendigo (Powercor) 22 kV |  |  | FALSE | #N/A | #N/A | #N/A | #N/A | #N/A | #N/A | #N/A | #N/A | #N/A | #N/A
TRUE | VIC | BETS22 | Bendigo (Powercor) 22 kV | Powercor | Summer | Non-coincident | 2031 | POE90 | -39.2531 | NA | VIC Bendigo (Powercor) 22 kV |  |  | FALSE | #N/A | #N/A | #N/A | #N/A | #N/A | #N/A | #N/A | #N/A | #N/A | #N/A
TRUE | VIC | BETS22 | Bendigo (Powercor) 22 kV | Powercor | Summer | Coincident_unreconciled | 2032 | POE50 | -26.9114 | NA | VIC Bendigo (Powercor) 22 kV |  |  | FALSE | #N/A | #N/A | #N/A | #N/A | #N/A | #N/A | #N/A | #N/A | #N/A | #N/A
TRUE | VIC | BETS22 | Bendigo (Powercor) 22 kV | Powercor | Summer | Coincident_unreconciled | 2032 | POE90 | -27.6742 | NA | VIC Bendigo (Powercor) 22 kV |  |  | FALSE | #N/A | #N/A | #N/A | #N/A | #N/A | #N/A | #N/A | #N/A | #N/A | #N/A
TRUE | VIC | BETS22 | Bendigo (Powercor) 22 kV | Powercor | Summer | Non-coincident | 2032 | POE50 | -40.4922 | 81.1094 | VIC Bendigo (Powercor) 22 kV |  |  | FALSE | #N/A | #N/A | #N/A | #N/A | #N/A | #N/A | #N/A | #N/A | #N/A | #N/A
TRUE | VIC | BETS22 | Bendigo (Powercor) 22 kV | Powercor | Summer | Non-coincident | 2032 | POE90 | -41.6399 | NA | VIC Bendigo (Powercor) 22 kV |  |  | FALSE | #N/A | #N/A | #N/A | #N/A | #N/A | #N/A | #N/A | #N/A | #N/A | #N/A
TRUE | VIC | BETS22 | Bendigo (Powercor) 22 kV | Powercor | Summer | Coincident_unreconciled | 2033 | POE50 | -28.0472 | NA | VIC Bendigo (Powercor) 22 kV |  |  | FALSE | #N/A | #N/A | #N/A | #N/A | #N/A | #N/A | #N/A | #N/A | #N/A | #N/A
TRUE | VIC | BETS22 | Bendigo (Powercor) 22 kV | Powercor | Summer | Coincident_unreconciled | 2033 | POE90 | -28.8137 | NA | VIC Bendigo (Powercor) 22 kV |  |  | FALSE | #N/A | #N/A | #N/A | #N/A | #N/A | #N/A | #N/A | #N/A | #N/A | #N/A
TRUE | VIC | BETS22 | Bendigo (Powercor) 22 kV | Powercor | Summer | Non-coincident | 2033 | POE50 | -42.2011 | 81.6279 | VIC Bendigo (Powercor) 22 kV |  |  | FALSE | #N/A | #N/A | #N/A | #N/A | #N/A | #N/A | #N/A | #N/A | #N/A | #N/A
TRUE | VIC | BETS22 | Bendigo (Powercor) 22 kV | Powercor | Summer | Non-coincident | 2033 | POE90 | -43.3544 | NA | VIC Bendigo (Powercor) 22 kV |  |  | FALSE | #N/A | #N/A | #N/A | #N/A | #N/A | #N/A | #N/A | #N/A | #N/A | #N/A
TRUE | VIC | BETS22 | Bendigo (Powercor) 22 kV | Powercor | Summer | Coincident_unreconciled | 2034 | POE50 | -29.12 | NA | VIC Bendigo (Powercor) 22 kV |  |  | FALSE | #N/A | #N/A | #N/A | #N/A | #N/A | #N/A | #N/A | #N/A | #N/A | #N/A
TRUE | VIC | BETS22 | Bendigo (Powercor) 22 kV | Powercor | Summer | Coincident_unreconciled | 2034 | POE90 | -29.8903 | NA | VIC Bendigo (Powercor) 22 kV |  |  | FALSE | #N/A | #N/A | #N/A | #N/A | #N/A | #N/A | #N/A | #N/A | #N/A | #N/A
TRUE | VIC | BETS22 | Bendigo (Powercor) 22 kV | Powercor | Summer | Non-coincident | 2034 | POE50 | -43.8153 | 82.1587 | VIC Bendigo (Powercor) 22 kV |  |  | FALSE | #N/A | #N/A | #N/A | #N/A | #N/A | #N/A | #N/A | #N/A | #N/A | #N/A
TRUE | VIC | BETS22 | Bendigo (Powercor) 22 kV | Powercor | Summer | Non-coincident | 2034 | POE90 | -44.9742 | NA | VIC Bendigo (Powercor) 22 kV |  |  | FALSE | #N/A | #N/A | #N/A | #N/A | #N/A | #N/A | #N/A | #N/A | #N/A | #N/A
TRUE | VIC | BETS22 | Bendigo (Powercor) 22 kV | Powercor | Summer | Coincident_unreconciled | 2035 | POE50 | -30.3342 | NA | VIC Bendigo (Powercor) 22 kV |  |  | FALSE | #N/A | #N/A | #N/A | #N/A | #N/A | #N/A | #N/A | #N/A | #N/A | #N/A
TRUE | VIC | BETS22 | Bendigo (Powercor) 22 kV | Powercor | Summer | Coincident_unreconciled | 2035 | POE90 | -31.1082 | NA | VIC Bendigo (Powercor) 22 kV |  |  | FALSE | #N/A | #N/A | #N/A | #N/A | #N/A | #N/A | #N/A | #N/A | #N/A | #N/A
TRUE | VIC | BETS22 | Bendigo (Powercor) 22 kV | Powercor | Summer | Non-coincident | 2035 | POE50 | -45.6422 | 82.6686 | VIC Bendigo (Powercor) 22 kV |  |  | FALSE | #N/A | #N/A | #N/A | #N/A | #N/A | #N/A | #N/A | #N/A | #N/A | #N/A
TRUE | VIC | BETS22 | Bendigo (Powercor) 22 kV | Powercor | Summer | Non-coincident | 2035 | POE90 | -46.8068 | NA | VIC Bendigo (Powercor) 22 kV |  |  | FALSE | #N/A | #N/A | #N/A | #N/A | #N/A | #N/A | #N/A | #N/A | #N/A | #N/A
TRUE | VIC | BETS22 | Bendigo (Powercor) 22 kV | Powercor | Summer | Non-coincident | 2025 | BASEYEARPOE10 | NA | 90.3501 | VIC Bendigo (Powercor) 22 kV |  |  | FALSE | #N/A | #N/A | #N/A | #N/A | #N/A | #N/A | #N/A | #N/A | #N/A | #N/A
TRUE | VIC | BETS22 | Bendigo (Powercor) 22 kV | Powercor | Summer | Coincident | 2026 | POE10 | NA | 73.3967 | VIC Bendigo (Powercor) 22 kV |  |  | FALSE | #N/A | #N/A | #N/A | #N/A | #N/A | #N/A | #N/A | #N/A | #N/A | #N/A
TRUE | VIC | BETS22 | Bendigo (Powercor) 22 kV | Powercor | Summer | Coincident | 2026 | POE50 | NA | 66.3432 | VIC Bendigo (Powercor) 22 kV |  |  | FALSE | #N/A | #N/A | #N/A | #N/A | #N/A | #N/A | #N/A | #N/A | #N/A | #N/A
TRUE | VIC | BETS22 | Bendigo (Powercor) 22 kV | Powercor | Summer | Non-coincident | 2026 | POE10 | NA | 90.577 | VIC Bendigo (Powercor) 22 kV |  |  | FALSE | #N/A | #N/A | #N/A | #N/A | #N/A | #N/A | #N/A | #N/A | #N/A | #N/A
TRUE | VIC | BETS22 | Bendigo (Powercor) 22 kV | Powercor | Summer | Coincident | 2027 | POE10 | NA | 71.6027 | VIC Bendigo (Powercor) 22 kV |  |  | FALSE | #N/A | #N/A | #N/A | #N/A | #N/A | #N/A | #N/A | #N/A | #N/A | #N/A
TRUE | VIC | BETS22 | Bendigo (Powercor) 22 kV | Powercor | Summer | Coincident | 2027 | POE50 | NA | 64.2591 | VIC Bendigo (Powercor) 22 kV |  |  | FALSE | #N/A | #N/A | #N/A | #N/A | #N/A | #N/A | #N/A | #N/A | #N/A | #N/A
TRUE | VIC | BETS22 | Bendigo (Powercor) 22 kV | Powercor | Summer | Non-coincident | 2027 | POE10 | NA | 90.7528 | VIC Bendigo (Powercor) 22 kV |  |  | FALSE | #N/A | #N/A | #N/A | #N/A | #N/A | #N/A | #N/A | #N/A | #N/A | #N/A
TRUE | VIC | BETS22 | Bendigo (Powercor) 22 kV | Powercor | Summer | Coincident | 2028 | POE10 | NA | 70.0957 | VIC Bendigo (Powercor) 22 kV |  |  | FALSE | #N/A | #N/A | #N/A | #N/A | #N/A | #N/A | #N/A | #N/A | #N/A | #N/A
TRUE | VIC | BETS22 | Bendigo (Powercor) 22 kV | Powercor | Summer | Coincident | 2028 | POE50 | NA | 62.4199 | VIC Bendigo (Powercor) 22 kV |  |  | FALSE | #N/A | #N/A | #N/A | #N/A | #N/A | #N/A | #N/A | #N/A | #N/A | #N/A
TRUE | VIC | BETS22 | Bendigo (Powercor) 22 kV | Powercor | Summer | Non-coincident | 2028 | POE10 | NA | 91.0277 | VIC Bendigo (Powercor) 22 kV |  |  | FALSE | #N/A | #N/A | #N/A | #N/A | #N/A | #N/A | #N/A | #N/A | #N/A | #N/A
TRUE | VIC | BETS22 | Bendigo (Powercor) 22 kV | Powercor | Summer | Coincident | 2029 | POE10 | NA | 69.0882 | VIC Bendigo (Powercor) 22 kV |  |  | FALSE | #N/A | #N/A | #N/A | #N/A | #N/A | #N/A | #N/A | #N/A | #N/A | #N/A
TRUE | VIC | BETS22 | Bendigo (Powercor) 22 kV | Powercor | Summer | Coincident | 2029 | POE50 | NA | 61.5498 | VIC Bendigo (Powercor) 22 kV |  |  | FALSE | #N/A | #N/A | #N/A | #N/A | #N/A | #N/A | #N/A | #N/A | #N/A | #N/A
TRUE | VIC | BETS22 | Bendigo (Powercor) 22 kV | Powercor | Summer | Non-coincident | 2029 | POE10 | NA | 91.3493 | VIC Bendigo (Powercor) 22 kV |  |  | FALSE | #N/A | #N/A | #N/A | #N/A | #N/A | #N/A | #N/A | #N/A | #N/A | #N/A
TRUE | VIC | BETS22 | Bendigo (Powercor) 22 kV | Powercor | Summer | Coincident | 2030 | POE10 | NA | 68.3495 | VIC Bendigo (Powercor) 22 kV |  |  | FALSE | #N/A | #N/A | #N/A | #N/A | #N/A | #N/A | #N/A | #N/A | #N/A | #N/A
TRUE | VIC | BETS22 | Bendigo (Powercor) 22 kV | Powercor | Summer | Coincident | 2030 | POE50 | NA | 60.6955 | VIC Bendigo (Powercor) 22 kV |  |  | FALSE | #N/A | #N/A | #N/A | #N/A | #N/A | #N/A | #N/A | #N/A | #N/A | #N/A
TRUE | VIC | BETS22 | Bendigo (Powercor) 22 kV | Powercor | Summer | Non-coincident | 2030 | POE10 | NA | 91.7216 | VIC Bendigo (Powercor) 22 kV |  |  | FALSE | #N/A | #N/A | #N/A | #N/A | #N/A | #N/A | #N/A | #N/A | #N/A | #N/A
TRUE | VIC | BETS22 | Bendigo (Powercor) 22 kV | Powercor | Summer | Coincident | 2031 | POE10 | NA | 66.8841 | VIC Bendigo (Powercor) 22 kV |  |  | FALSE | #N/A | #N/A | #N/A | #N/A | #N/A | #N/A | #N/A | #N/A | #N/A | #N/A
TRUE | VIC | BETS22 | Bendigo (Powercor) 22 kV | Powercor | Summer | Coincident | 2031 | POE50 | NA | 59.6753 | VIC Bendigo (Powercor) 22 kV |  |  | FALSE | #N/A | #N/A | #N/A | #N/A | #N/A | #N/A | #N/A | #N/A | #N/A | #N/A
TRUE | VIC | BETS22 | Bendigo (Powercor) 22 kV | Powercor | Summer | Non-coincident | 2031 | POE10 | NA | 92.0912 | VIC Bendigo (Powercor) 22 kV |  |  | FALSE | #N/A | #N/A | #N/A | #N/A | #N/A | #N/A | #N/A | #N/A | #N/A | #N/A
TRUE | VIC | BETS22 | Bendigo (Powercor) 22 kV | Powercor | Summer | Coincident | 2032 | POE10 | NA | 65.2336 | VIC Bendigo (Powercor) 22 kV |  |  | FALSE | #N/A | #N/A | #N/A | #N/A | #N/A | #N/A | #N/A | #N/A | #N/A | #N/A
TRUE | VIC | BETS22 | Bendigo (Powercor) 22 kV | Powercor | Summer | Coincident | 2032 | POE50 | NA | 58.0882 | VIC Bendigo (Powercor) 22 kV |  |  | FALSE | #N/A | #N/A | #N/A | #N/A | #N/A | #N/A | #N/A | #N/A | #N/A | #N/A
TRUE | VIC | BETS22 | Bendigo (Powercor) 22 kV | Powercor | Summer | Non-coincident | 2032 | POE10 | NA | 92.5839 | VIC Bendigo (Powercor) 22 kV |  |  | FALSE | #N/A | #N/A | #N/A | #N/A | #N/A | #N/A | #N/A | #N/A | #N/A | #N/A
TRUE | VIC | BETS22 | Bendigo (Powercor) 22 kV | Powercor | Summer | Coincident | 2033 | POE10 | NA | 64.1011 | VIC Bendigo (Powercor) 22 kV |  |  | FALSE | #N/A | #N/A | #N/A | #N/A | #N/A | #N/A | #N/A | #N/A | #N/A | #N/A
TRUE | VIC | BETS22 | Bendigo (Powercor) 22 kV | Powercor | Summer | Coincident | 2033 | POE50 | NA | 56.5562 | VIC Bendigo (Powercor) 22 kV |  |  | FALSE | #N/A | #N/A | #N/A | #N/A | #N/A | #N/A | #N/A | #N/A | #N/A | #N/A
TRUE | VIC | BETS22 | Bendigo (Powercor) 22 kV | Powercor | Summer | Non-coincident | 2033 | POE10 | NA | 93.1584 | VIC Bendigo (Powercor) 22 kV |  |  | FALSE | #N/A | #N/A | #N/A | #N/A | #N/A | #N/A | #N/A | #N/A | #N/A | #N/A
TRUE | VIC | BETS22 | Bendigo (Powercor) 22 kV | Powercor | Summer | Coincident | 2034 | POE10 | NA | 63.8352 | VIC Bendigo (Powercor) 22 kV |  |  | FALSE | #N/A | #N/A | #N/A | #N/A | #N/A | #N/A | #N/A | #N/A | #N/A | #N/A
TRUE | VIC | BETS22 | Bendigo (Powercor) 22 kV | Powercor | Summer | Coincident | 2034 | POE50 | NA | 56.3881 | VIC Bendigo (Powercor) 22 kV |  |  | FALSE | #N/A | #N/A | #N/A | #N/A | #N/A | #N/A | #N/A | #N/A | #N/A | #N/A
TRUE | VIC | BETS22 | Bendigo (Powercor) 22 kV | Powercor | Summer | Non-coincident | 2034 | POE10 | NA | 93.7452 | VIC Bendigo (Powercor) 22 kV |  |  | FALSE | #N/A | #N/A | #N/A | #N/A | #N/A | #N/A | #N/A | #N/A | #N/A | #N/A
TRUE | VIC | BETS22 | Bendigo (Powercor) 22 kV | Powercor | Summer | Coincident | 2035 | POE10 | NA | 63.8253 | VIC Bendigo (Powercor) 22 kV |  |  | FALSE | #N/A | #N/A | #N/A | #N/A | #N/A | #N/A | #N/A | #N/A | #N/A | #N/A
TRUE | VIC | BETS22 | Bendigo (Powercor) 22 kV | Powercor | Summer | Coincident | 2035 | POE50 | NA | 56.3942 | VIC Bendigo (Powercor) 22 kV |  |  | FALSE | #N/A | #N/A | #N/A | #N/A | #N/A | #N/A | #N/A | #N/A | #N/A | #N/A
TRUE | VIC | BETS22 | Bendigo (Powercor) 22 kV | Powercor | Summer | Non-coincident | 2035 | POE10 | NA | 94.311 | VIC Bendigo (Powercor) 22 kV |  |  | FALSE | #N/A | #N/A | #N/A | #N/A | #N/A | #N/A | #N/A | #N/A | #N/A | #N/A
TRUE | VIC | BETS22 | Bendigo (Powercor) 22 kV | Powercor | Winter | Coincident | 2018 | ACTUAL_OPG | NA | 45.1455 | VIC Bendigo (Powercor) 22 kV |  |  | FALSE | #N/A | #N/A | #N/A | #N/A | #N/A | #N/A | #N/A | #N/A | #N/A | #N/A
TRUE | VIC | BETS22 | Bendigo (Powercor) 22 kV | Powercor | Winter | Coincident | 2018 | ACTUAL_RAW | NA | 45.1455 | VIC Bendigo (Powercor) 22 kV |  |  | FALSE | #N/A | #N/A | #N/A | #N/A | #N/A | #N/A | #N/A | #N/A | #N/A | #N/A
TRUE | VIC | BETS22 | Bendigo (Powercor) 22 kV | Powercor | Winter | Non-coincident | 2018 | ACTUAL_RAW | NA | 51.5722 | VIC Bendigo (Powercor) 22 kV |  |  | FALSE | #N/A | #N/A | #N/A | #N/A | #N/A | #N/A | #N/A | #N/A | #N/A | #N/A
TRUE | VIC | BETS22 | Bendigo (Powercor) 22 kV | Powercor | Winter | Non-coincident | 2018 | ACTUAL_OPG | NA | 51.5722 | VIC Bendigo (Powercor) 22 kV |  |  | FALSE | #N/A | #N/A | #N/A | #N/A | #N/A | #N/A | #N/A | #N/A | #N/A | #N/A
TRUE | VIC | BETS22 | Bendigo (Powercor) 22 kV | Powercor | Winter | Non-coincident | 2018 | ACTUAL_ADJUSTEDOPG | NA | 51.5722 | VIC Bendigo (Powercor) 22 kV |  |  | FALSE | #N/A | #N/A | #N/A | #N/A | #N/A | #N/A | #N/A | #N/A | #N/A | #N/A
TRUE | VIC | BETS22 | Bendigo (Powercor) 22 kV | Powercor | Winter | Coincident | 2019 | ACTUAL_OPG | NA | 52.3565 | VIC Bendigo (Powercor) 22 kV |  |  | FALSE | #N/A | #N/A | #N/A | #N/A | #N/A | #N/A | #N/A | #N/A | #N/A | #N/A
TRUE | VIC | BETS22 | Bendigo (Powercor) 22 kV | Powercor | Winter | Coincident | 2019 | ACTUAL_RAW | NA | 52.3565 | VIC Bendigo (Powercor) 22 kV |  |  | FALSE | #N/A | #N/A | #N/A | #N/A | #N/A | #N/A | #N/A | #N/A | #N/A | #N/A
TRUE | VIC | BETS22 | Bendigo (Powercor) 22 kV | Powercor | Winter | Non-coincident | 2019 | ACTUAL_RAW | NA | 52.4759 | VIC Bendigo (Powercor) 22 kV |  |  | FALSE | #N/A | #N/A | #N/A | #N/A | #N/A | #N/A | #N/A | #N/A | #N/A | #N/A
TRUE | VIC | BETS22 | Bendigo (Powercor) 22 kV | Powercor | Winter | Non-coincident | 2019 | ACTUAL_OPG | NA | 52.4759 | VIC Bendigo (Powercor) 22 kV |  |  | FALSE | #N/A | #N/A | #N/A | #N/A | #N/A | #N/A | #N/A | #N/A | #N/A | #N/A
TRUE | VIC | BETS22 | Bendigo (Powercor) 22 kV | Powercor | Winter | Non-coincident | 2019 | ACTUAL_ADJUSTEDOPG | NA | 52.4759 | VIC Bendigo (Powercor) 22 kV |  |  | FALSE | #N/A | #N/A | #N/A | #N/A | #N/A | #N/A | #N/A | #N/A | #N/A | #N/A
TRUE | VIC | BETS22 | Bendigo (Powercor) 22 kV | Powercor | Winter | Coincident | 2020 | ACTUAL_OPG | NA | 54.6661 | VIC Bendigo (Powercor) 22 kV |  |  | FALSE | #N/A | #N/A | #N/A | #N/A | #N/A | #N/A | #N/A | #N/A | #N/A | #N/A
TRUE | VIC | BETS22 | Bendigo (Powercor) 22 kV | Powercor | Winter | Coincident | 2020 | ACTUAL_RAW | NA | 54.6661 | VIC Bendigo (Powercor) 22 kV |  |  | FALSE | #N/A | #N/A | #N/A | #N/A | #N/A | #N/A | #N/A | #N/A | #N/A | #N/A
TRUE | VIC | BETS22 | Bendigo (Powercor) 22 kV | Powercor | Winter | Non-coincident | 2020 | ACTUAL_RAW | NA | 54.8534 | VIC Bendigo (Powercor) 22 kV |  |  | FALSE | #N/A | #N/A | #N/A | #N/A | #N/A | #N/A | #N/A | #N/A | #N/A | #N/A
TRUE | VIC | BETS22 | Bendigo (Powercor) 22 kV | Powercor | Winter | Non-coincident | 2020 | ACTUAL_OPG | NA | 54.8534 | VIC Bendigo (Powercor) 22 kV |  |  | FALSE | #N/A | #N/A | #N/A | #N/A | #N/A | #N/A | #N/A | #N/A | #N/A | #N/A
TRUE | VIC | BETS22 | Bendigo (Powercor) 22 kV | Powercor | Winter | Non-coincident | 2020 | ACTUAL_ADJUSTEDOPG | NA | 54.8534 | VIC Bendigo (Powercor) 22 kV |  |  | FALSE | #N/A | #N/A | #N/A | #N/A | #N/A | #N/A | #N/A | #N/A | #N/A | #N/A
TRUE | VIC | BETS22 | Bendigo (Powercor) 22 kV | Powercor | Winter | Coincident | 2021 | ACTUAL_OPG | NA | 53.625 | VIC Bendigo (Powercor) 22 kV |  |  | FALSE | #N/A | #N/A | #N/A | #N/A | #N/A | #N/A | #N/A | #N/A | #N/A | #N/A
TRUE | VIC | BETS22 | Bendigo (Powercor) 22 kV | Powercor | Winter | Coincident | 2021 | ACTUAL_RAW | NA | 53.625 | VIC Bendigo (Powercor) 22 kV |  |  | FALSE | #N/A | #N/A | #N/A | #N/A | #N/A | #N/A | #N/A | #N/A | #N/A | #N/A
TRUE | VIC | BETS22 | Bendigo (Powercor) 22 kV | Powercor | Winter | Non-coincident | 2021 | ACTUAL_RAW | NA | 56.476 | VIC Bendigo (Powercor) 22 kV |  |  | FALSE | #N/A | #N/A | #N/A | #N/A | #N/A | #N/A | #N/A | #N/A | #N/A | #N/A
TRUE | VIC | BETS22 | Bendigo (Powercor) 22 kV | Powercor | Winter | Non-coincident | 2021 | ACTUAL_OPG | NA | 56.476 | VIC Bendigo (Powercor) 22 kV |  |  | FALSE | #N/A | #N/A | #N/A | #N/A | #N/A | #N/A | #N/A | #N/A | #N/A | #N/A
TRUE | VIC | BETS22 | Bendigo (Powercor) 22 kV | Powercor | Winter | Non-coincident | 2021 | ACTUAL_ADJUSTEDOPG | NA | 56.476 | VIC Bendigo (Powercor) 22 kV |  |  | FALSE | #N/A | #N/A | #N/A | #N/A | #N/A | #N/A | #N/A | #N/A | #N/A | #N/A
TRUE | VIC | BETS22 | Bendigo (Powercor) 22 kV | Powercor | Winter | Coincident | 2022 | ACTUAL_OPG | NA | 56.2581 | VIC Bendigo (Powercor) 22 kV |  |  | FALSE | #N/A | #N/A | #N/A | #N/A | #N/A | #N/A | #N/A | #N/A | #N/A | #N/A
TRUE | VIC | BETS22 | Bendigo (Powercor) 22 kV | Powercor | Winter | Coincident | 2022 | ACTUAL_RAW | NA | 56.2581 | VIC Bendigo (Powercor) 22 kV |  |  | FALSE | #N/A | #N/A | #N/A | #N/A | #N/A | #N/A | #N/A | #N/A | #N/A | #N/A
TRUE | VIC | BETS22 | Bendigo (Powercor) 22 kV | Powercor | Winter | Non-coincident | 2022 | ACTUAL_RAW | NA | 58.0438 | VIC Bendigo (Powercor) 22 kV |  |  | FALSE | #N/A | #N/A | #N/A | #N/A | #N/A | #N/A | #N/A | #N/A | #N/A | #N/A
TRUE | VIC | BETS22 | Bendigo (Powercor) 22 kV | Powercor | Winter | Non-coincident | 2022 | ACTUAL_OPG | NA | 58.0438 | VIC Bendigo (Powercor) 22 kV |  |  | FALSE | #N/A | #N/A | #N/A | #N/A | #N/A | #N/A | #N/A | #N/A | #N/A | #N/A
TRUE | VIC | BETS22 | Bendigo (Powercor) 22 kV | Powercor | Winter | Non-coincident | 2022 | ACTUAL_ADJUSTEDOPG | NA | 58.0438 | VIC Bendigo (Powercor) 22 kV |  |  | FALSE | #N/A | #N/A | #N/A | #N/A | #N/A | #N/A | #N/A | #N/A | #N/A | #N/A
TRUE | VIC | BETS22 | Bendigo (Powercor) 22 kV | Powercor | Winter | Coincident | 2023 | ACTUAL_OPG | NA | 58.2036 | VIC Bendigo (Powercor) 22 kV |  |  | FALSE | #N/A | #N/A | #N/A | #N/A | #N/A | #N/A | #N/A | #N/A | #N/A | #N/A
TRUE | VIC | BETS22 | Bendigo (Powercor) 22 kV | Powercor | Winter | Coincident | 2023 | ACTUAL_RAW | NA | 58.2036 | VIC Bendigo (Powercor) 22 kV |  |  | FALSE | #N/A | #N/A | #N/A | #N/A | #N/A | #N/A | #N/A | #N/A | #N/A | #N/A
TRUE | VIC | BETS22 | Bendigo (Powercor) 22 kV | Powercor | Winter | Non-coincident | 2023 | ACTUAL_RAW | NA | 62.2408 | VIC Bendigo (Powercor) 22 kV |  |  | FALSE | #N/A | #N/A | #N/A | #N/A | #N/A | #N/A | #N/A | #N/A | #N/A | #N/A
TRUE | VIC | BETS22 | Bendigo (Powercor) 22 kV | Powercor | Winter | Non-coincident | 2023 | ACTUAL_OPG | NA | 62.2408 | VIC Bendigo (Powercor) 22 kV |  |  | FALSE | #N/A | #N/A | #N/A | #N/A | #N/A | #N/A | #N/A | #N/A | #N/A | #N/A
TRUE | VIC | BETS22 | Bendigo (Powercor) 22 kV | Powercor | Winter | Non-coincident | 2023 | ACTUAL_ADJUSTEDOPG | NA | 62.2408 | VIC Bendigo (Powercor) 22 kV |  |  | FALSE | #N/A | #N/A | #N/A | #N/A | #N/A | #N/A | #N/A | #N/A | #N/A | #N/A
TRUE | VIC | BETS22 | Bendigo (Powercor) 22 kV | Powercor | Winter | Coincident | 2024 | ACTUAL_OPG | NA | 59.1396 | VIC Bendigo (Powercor) 22 kV |  |  | FALSE | #N/A | #N/A | #N/A | #N/A | #N/A | #N/A | #N/A | #N/A | #N/A | #N/A
TRUE | VIC | BETS22 | Bendigo (Powercor) 22 kV | Powercor | Winter | Coincident | 2024 | ACTUAL_RAW | NA | 59.1396 | VIC Bendigo (Powercor) 22 kV |  |  | FALSE | #N/A | #N/A | #N/A | #N/A | #N/A | #N/A | #N/A | #N/A | #N/A | #N/A
TRUE | VIC | BETS22 | Bendigo (Powercor) 22 kV | Powercor | Winter | Non-coincident | 2024 | ACTUAL_RAW | NA | 62.2793 | VIC Bendigo (Powercor) 22 kV |  |  | FALSE | #N/A | #N/A | #N/A | #N/A | #N/A | #N/A | #N/A | #N/A | #N/A | #N/A
TRUE | VIC | BETS22 | Bendigo (Powercor) 22 kV | Powercor | Winter | Non-coincident | 2024 | ACTUAL_OPG | NA | 62.2793 | VIC Bendigo (Powercor) 22 kV |  |  | FALSE | #N/A | #N/A | #N/A | #N/A | #N/A | #N/A | #N/A | #N/A | #N/A | #N/A
TRUE | VIC | BETS22 | Bendigo (Powercor) 22 kV | Powercor | Winter | Non-coincident | 2024 | ACTUAL_ADJUSTEDOPG | NA | 62.2793 | VIC Bendigo (Powercor) 22 kV |  |  | FALSE | #N/A | #N/A | #N/A | #N/A | #N/A | #N/A | #N/A | #N/A | #N/A | #N/A
TRUE | VIC | BETS22 | Bendigo (Powercor) 22 kV | Powercor | Winter | Coincident | 2025 | POE10 | NA | 53.0322 | VIC Bendigo (Powercor) 22 kV |  |  | FALSE | #N/A | #N/A | #N/A | #N/A | #N/A | #N/A | #N/A | #N/A | #N/A | #N/A
TRUE | VIC | BETS22 | Bendigo (Powercor) 22 kV | Powercor | Winter | Coincident | 2025 | POE50 | NA | 51.8439 | VIC Bendigo (Powercor) 22 kV |  |  | FALSE | #N/A | #N/A | #N/A | #N/A | #N/A | #N/A | #N/A | #N/A | #N/A | #N/A
TRUE | VIC | BETS22 | Bendigo (Powercor) 22 kV | Powercor | Winter | Non-coincident | 2025 | ACTUAL_RAW | NA | 65.097 | VIC Bendigo (Powercor) 22 kV |  |  | FALSE | #N/A | #N/A | #N/A | #N/A | #N/A | #N/A | #N/A | #N/A | #N/A | #N/A
TRUE | VIC | BETS22 | Bendigo (Powercor) 22 kV | Powercor | Winter | Non-coincident | 2025 | ACTUAL_ADJUSTEDOPG | NA | 65.097 | VIC Bendigo (Powercor) 22 kV |  |  | FALSE | #N/A | #N/A | #N/A | #N/A | #N/A | #N/A | #N/A | #N/A | #N/A | #N/A
TRUE | VIC | BETS22 | Bendigo (Powercor) 22 kV | Powercor | Winter | Non-coincident | 2025 | BASEYEARPOE50 | NA | 56.5791 | VIC Bendigo (Powercor) 22 kV |  |  | FALSE | #N/A | #N/A | #N/A | #N/A | #N/A | #N/A | #N/A | #N/A | #N/A | #N/A
TRUE | VIC | BETS22 | Bendigo (Powercor) 22 kV | Powercor | Winter | Non-coincident | 2025 | BASEYEARPOE10 | NA | 58.3521 | VIC Bendigo (Powercor) 22 kV |  |  | FALSE | #N/A | #N/A | #N/A | #N/A | #N/A | #N/A | #N/A | #N/A | #N/A | #N/A
TRUE | VIC | BETS22 | Bendigo (Powercor) 22 kV | Powercor | Winter | Non-coincident | 2025 | POE10 | NA | 58.4623 | VIC Bendigo (Powercor) 22 kV |  |  | FALSE | #N/A | #N/A | #N/A | #N/A | #N/A | #N/A | #N/A | #N/A | #N/A | #N/A
TRUE | VIC | BETS22 | Bendigo (Powercor) 22 kV | Powercor | Winter | Non-coincident | 2025 | POE50 | NA | 56.6656 | VIC Bendigo (Powercor) 22 kV |  |  | FALSE | #N/A | #N/A | #N/A | #N/A | #N/A | #N/A | #N/A | #N/A | #N/A | #N/A
TRUE | VIC | BETS22 | Bendigo (Powercor) 22 kV | Powercor | Winter | Coincident | 2026 | POE10 | NA | 51.3223 | VIC Bendigo (Powercor) 22 kV |  |  | FALSE | #N/A | #N/A | #N/A | #N/A | #N/A | #N/A | #N/A | #N/A | #N/A | #N/A
TRUE | VIC | BETS22 | Bendigo (Powercor) 22 kV | Powercor | Winter | Coincident | 2026 | POE50 | NA | 50.0785 | VIC Bendigo (Powercor) 22 kV |  |  | FALSE | #N/A | #N/A | #N/A | #N/A | #N/A | #N/A | #N/A | #N/A | #N/A | #N/A
TRUE | VIC | BETS22 | Bendigo (Powercor) 22 kV | Powercor | Winter | Non-coincident | 2026 | POE10 | NA | 58.723 | VIC Bendigo (Powercor) 22 kV |  |  | FALSE | #N/A | #N/A | #N/A | #N/A | #N/A | #N/A | #N/A | #N/A | #N/A | #N/A
TRUE | VIC | BETS22 | Bendigo (Powercor) 22 kV | Powercor | Winter | Non-coincident | 2026 | POE50 | NA | 56.9184 | VIC Bendigo (Powercor) 22 kV |  |  | FALSE | #N/A | #N/A | #N/A | #N/A | #N/A | #N/A | #N/A | #N/A | #N/A | #N/A
TRUE | VIC | BETS22 | Bendigo (Powercor) 22 kV | Powercor | Winter | Coincident | 2027 | POE10 | NA | 49.7582 | VIC Bendigo (Powercor) 22 kV |  |  | FALSE | #N/A | #N/A | #N/A | #N/A | #N/A | #N/A | #N/A | #N/A | #N/A | #N/A
TRUE | VIC | BETS22 | Bendigo (Powercor) 22 kV | Powercor | Winter | Coincident | 2027 | POE50 | NA | 48.4303 | VIC Bendigo (Powercor) 22 kV |  |  | FALSE | #N/A | #N/A | #N/A | #N/A | #N/A | #N/A | #N/A | #N/A | #N/A | #N/A
TRUE | VIC | BETS22 | Bendigo (Powercor) 22 kV | Powercor | Winter | Non-coincident | 2027 | POE10 | NA | 59.09 | VIC Bendigo (Powercor) 22 kV |  |  | FALSE | #N/A | #N/A | #N/A | #N/A | #N/A | #N/A | #N/A | #N/A | #N/A | #N/A
TRUE | VIC | BETS22 | Bendigo (Powercor) 22 kV | Powercor | Winter | Non-coincident | 2027 | POE50 | NA | 57.2766 | VIC Bendigo (Powercor) 22 kV |  |  | FALSE | #N/A | #N/A | #N/A | #N/A | #N/A | #N/A | #N/A | #N/A | #N/A | #N/A
TRUE | VIC | BETS22 | Bendigo (Powercor) 22 kV | Powercor | Winter | Coincident | 2028 | POE10 | NA | 49.1555 | VIC Bendigo (Powercor) 22 kV |  |  | FALSE | #N/A | #N/A | #N/A | #N/A | #N/A | #N/A | #N/A | #N/A | #N/A | #N/A
TRUE | VIC | BETS22 | Bendigo (Powercor) 22 kV | Powercor | Winter | Coincident | 2028 | POE50 | NA | 47.8852 | VIC Bendigo (Powercor) 22 kV |  |  | FALSE | #N/A | #N/A | #N/A | #N/A | #N/A | #N/A | #N/A | #N/A | #N/A | #N/A
TRUE | VIC | BETS22 | Bendigo (Powercor) 22 kV | Powercor | Winter | Non-coincident | 2028 | POE10 | NA | 59.5205 | VIC Bendigo (Powercor) 22 kV |  |  | FALSE | #N/A | #N/A | #N/A | #N/A | #N/A | #N/A | #N/A | #N/A | #N/A | #N/A
TRUE | VIC | BETS22 | Bendigo (Powercor) 22 kV | Powercor | Winter | Non-coincident | 2028 | POE50 | NA | 57.6982 | VIC Bendigo (Powercor) 22 kV |  |  | FALSE | #N/A | #N/A | #N/A | #N/A | #N/A | #N/A | #N/A | #N/A | #N/A | #N/A
TRUE | VIC | BETS22 | Bendigo (Powercor) 22 kV | Powercor | Winter | Coincident | 2029 | POE10 | NA | 48.9542 | VIC Bendigo (Powercor) 22 kV |  |  | FALSE | #N/A | #N/A | #N/A | #N/A | #N/A | #N/A | #N/A | #N/A | #N/A | #N/A
TRUE | VIC | BETS22 | Bendigo (Powercor) 22 kV | Powercor | Winter | Coincident | 2029 | POE50 | NA | 47.7104 | VIC Bendigo (Powercor) 22 kV |  |  | FALSE | #N/A | #N/A | #N/A | #N/A | #N/A | #N/A | #N/A | #N/A | #N/A | #N/A
TRUE | VIC | BETS22 | Bendigo (Powercor) 22 kV | Powercor | Winter | Non-coincident | 2029 | POE10 | NA | 60.009 | VIC Bendigo (Powercor) 22 kV |  |  | FALSE | #N/A | #N/A | #N/A | #N/A | #N/A | #N/A | #N/A | #N/A | #N/A | #N/A
TRUE | VIC | BETS22 | Bendigo (Powercor) 22 kV | Powercor | Winter | Non-coincident | 2029 | POE50 | NA | 58.1778 | VIC Bendigo (Powercor) 22 kV |  |  | FALSE | #N/A | #N/A | #N/A | #N/A | #N/A | #N/A | #N/A | #N/A | #N/A | #N/A
TRUE | VIC | BETS22 | Bendigo (Powercor) 22 kV | Powercor | Winter | Coincident | 2030 | POE10 | NA | 48.6748 | VIC Bendigo (Powercor) 22 kV |  |  | FALSE | #N/A | #N/A | #N/A | #N/A | #N/A | #N/A | #N/A | #N/A | #N/A | #N/A
TRUE | VIC | BETS22 | Bendigo (Powercor) 22 kV | Powercor | Winter | Coincident | 2030 | POE50 | NA | 47.4327 | VIC Bendigo (Powercor) 22 kV |  |  | FALSE | #N/A | #N/A | #N/A | #N/A | #N/A | #N/A | #N/A | #N/A | #N/A | #N/A
TRUE | VIC | BETS22 | Bendigo (Powercor) 22 kV | Powercor | Winter | Non-coincident | 2030 | POE10 | NA | 60.5034 | VIC Bendigo (Powercor) 22 kV |  |  | FALSE | #N/A | #N/A | #N/A | #N/A | #N/A | #N/A | #N/A | #N/A | #N/A | #N/A
TRUE | VIC | BETS22 | Bendigo (Powercor) 22 kV | Powercor | Winter | Non-coincident | 2030 | POE50 | NA | 58.6634 | VIC Bendigo (Powercor) 22 kV |  |  | FALSE | #N/A | #N/A | #N/A | #N/A | #N/A | #N/A | #N/A | #N/A | #N/A | #N/A
TRUE | VIC | BETS22 | Bendigo (Powercor) 22 kV | Powercor | Winter | Coincident | 2031 | POE10 | NA | 48.4788 | VIC Bendigo (Powercor) 22 kV |  |  | FALSE | #N/A | #N/A | #N/A | #N/A | #N/A | #N/A | #N/A | #N/A | #N/A | #N/A
TRUE | VIC | BETS22 | Bendigo (Powercor) 22 kV | Powercor | Winter | Coincident | 2031 | POE50 | NA | 47.2485 | VIC Bendigo (Powercor) 22 kV |  |  | FALSE | #N/A | #N/A | #N/A | #N/A | #N/A | #N/A | #N/A | #N/A | #N/A | #N/A
TRUE | VIC | BETS22 | Bendigo (Powercor) 22 kV | Powercor | Winter | Non-coincident | 2031 | POE10 | NA | 61.0095 | VIC Bendigo (Powercor) 22 kV |  |  | FALSE | #N/A | #N/A | #N/A | #N/A | #N/A | #N/A | #N/A | #N/A | #N/A | #N/A
TRUE | VIC | BETS22 | Bendigo (Powercor) 22 kV | Powercor | Winter | Non-coincident | 2031 | POE50 | NA | 59.1606 | VIC Bendigo (Powercor) 22 kV |  |  | FALSE | #N/A | #N/A | #N/A | #N/A | #N/A | #N/A | #N/A | #N/A | #N/A | #N/A
TRUE | VIC | BETS22 | Bendigo (Powercor) 22 kV | Powercor | Winter | Coincident | 2032 | POE10 | NA | 47.8976 | VIC Bendigo (Powercor) 22 kV |  |  | FALSE | #N/A | #N/A | #N/A | #N/A | #N/A | #N/A | #N/A | #N/A | #N/A | #N/A
TRUE | VIC | BETS22 | Bendigo (Powercor) 22 kV | Powercor | Winter | Coincident | 2032 | POE50 | NA | 46.5992 | VIC Bendigo (Powercor) 22 kV |  |  | FALSE | #N/A | #N/A | #N/A | #N/A | #N/A | #N/A | #N/A | #N/A | #N/A | #N/A
TRUE | VIC | BETS22 | Bendigo (Powercor) 22 kV | Powercor | Winter | Non-coincident | 2032 | POE10 | NA | 61.5396 | VIC Bendigo (Powercor) 22 kV |  |  | FALSE | #N/A | #N/A | #N/A | #N/A | #N/A | #N/A | #N/A | #N/A | #N/A | #N/A
TRUE | VIC | BETS22 | Bendigo (Powercor) 22 kV | Powercor | Winter | Non-coincident | 2032 | POE50 | NA | 59.6816 | VIC Bendigo (Powercor) 22 kV |  |  | FALSE | #N/A | #N/A | #N/A | #N/A | #N/A | #N/A | #N/A | #N/A | #N/A | #N/A
TRUE | VIC | BETS22 | Bendigo (Powercor) 22 kV | Powercor | Winter | Coincident | 2033 | POE10 | NA | 47.105 | VIC Bendigo (Powercor) 22 kV |  |  | FALSE | #N/A | #N/A | #N/A | #N/A | #N/A | #N/A | #N/A | #N/A | #N/A | #N/A
TRUE | VIC | BETS22 | Bendigo (Powercor) 22 kV | Powercor | Winter | Coincident | 2033 | POE50 | NA | 45.8385 | VIC Bendigo (Powercor) 22 kV |  |  | FALSE | #N/A | #N/A | #N/A | #N/A | #N/A | #N/A | #N/A | #N/A | #N/A | #N/A
TRUE | VIC | BETS22 | Bendigo (Powercor) 22 kV | Powercor | Winter | Non-coincident | 2033 | POE10 | NA | 62.0667 | VIC Bendigo (Powercor) 22 kV |  |  | FALSE | #N/A | #N/A | #N/A | #N/A | #N/A | #N/A | #N/A | #N/A | #N/A | #N/A
TRUE | VIC | BETS22 | Bendigo (Powercor) 22 kV | Powercor | Winter | Non-coincident | 2033 | POE50 | NA | 60.1997 | VIC Bendigo (Powercor) 22 kV |  |  | FALSE | #N/A | #N/A | #N/A | #N/A | #N/A | #N/A | #N/A | #N/A | #N/A | #N/A
TRUE | VIC | BETS22 | Bendigo (Powercor) 22 kV | Powercor | Winter | Coincident | 2034 | POE10 | NA | 47.146 | VIC Bendigo (Powercor) 22 kV |  |  | FALSE | #N/A | #N/A | #N/A | #N/A | #N/A | #N/A | #N/A | #N/A | #N/A | #N/A
TRUE | VIC | BETS22 | Bendigo (Powercor) 22 kV | Powercor | Winter | Coincident | 2034 | POE50 | NA | 45.9081 | VIC Bendigo (Powercor) 22 kV |  |  | FALSE | #N/A | #N/A | #N/A | #N/A | #N/A | #N/A | #N/A | #N/A | #N/A | #N/A
TRUE | VIC | BETS22 | Bendigo (Powercor) 22 kV | Powercor | Winter | Non-coincident | 2034 | POE10 | NA | 62.5851 | VIC Bendigo (Powercor) 22 kV |  |  | FALSE | #N/A | #N/A | #N/A | #N/A | #N/A | #N/A | #N/A | #N/A | #N/A | #N/A
TRUE | VIC | BETS22 | Bendigo (Powercor) 22 kV | Powercor | Winter | Non-coincident | 2034 | POE50 | NA | 60.709 | VIC Bendigo (Powercor) 22 kV |  |  | FALSE | #N/A | #N/A | #N/A | #N/A | #N/A | #N/A | #N/A | #N/A | #N/A | #N/A
TRUE | VIC | BETS66 | Bendigo (Powercor) 66 kV | Powercor | Shoulder | Coincident | 2019 | ACTUAL_OPG | 33.9349 | NA | VIC Bendigo (Powercor) 66 kV |  |  | FALSE | #N/A | #N/A | #N/A | #N/A | #N/A | #N/A | #N/A | #N/A | #N/A | #N/A
TRUE | VIC | BETS66 | Bendigo (Powercor) 66 kV | Powercor | Shoulder | Coincident | 2019 | ACTUAL_RAW | 33.9349 | NA | VIC Bendigo (Powercor) 66 kV |  |  | FALSE | #N/A | #N/A | #N/A | #N/A | #N/A | #N/A | #N/A | #N/A | #N/A | #N/A
TRUE | VIC | BETS66 | Bendigo (Powercor) 66 kV | Powercor | Shoulder | Non-coincident | 2019 | ACTUAL_RAW | 14.4815 | NA | VIC Bendigo (Powercor) 66 kV |  |  | FALSE | #N/A | #N/A | #N/A | #N/A | #N/A | #N/A | #N/A | #N/A | #N/A | #N/A
TRUE | VIC | BETS66 | Bendigo (Powercor) 66 kV | Powercor | Shoulder | Non-coincident | 2019 | ACTUAL_OPG | 14.4815 | NA | VIC Bendigo (Powercor) 66 kV |  |  | FALSE | #N/A | #N/A | #N/A | #N/A | #N/A | #N/A | #N/A | #N/A | #N/A | #N/A
TRUE | VIC | BETS66 | Bendigo (Powercor) 66 kV | Powercor | Shoulder | Non-coincident | 2019 | ACTUAL_ADJUSTEDOPG | 14.4815 | NA | VIC Bendigo (Powercor) 66 kV |  |  | FALSE | #N/A | #N/A | #N/A | #N/A | #N/A | #N/A | #N/A | #N/A | #N/A | #N/A
TRUE | VIC | BETS66 | Bendigo (Powercor) 66 kV | Powercor | Shoulder | Coincident | 2020 | ACTUAL_OPG | 26.1593 | NA | VIC Bendigo (Powercor) 66 kV |  |  | FALSE | #N/A | #N/A | #N/A | #N/A | #N/A | #N/A | #N/A | #N/A | #N/A | #N/A
TRUE | VIC | BETS66 | Bendigo (Powercor) 66 kV | Powercor | Shoulder | Coincident | 2020 | ACTUAL_RAW | 26.1593 | NA | VIC Bendigo (Powercor) 66 kV |  |  | FALSE | #N/A | #N/A | #N/A | #N/A | #N/A | #N/A | #N/A | #N/A | #N/A | #N/A
TRUE | VIC | BETS66 | Bendigo (Powercor) 66 kV | Powercor | Shoulder | Non-coincident | 2020 | ACTUAL_RAW | 4.1235 | NA | VIC Bendigo (Powercor) 66 kV |  |  | FALSE | #N/A | #N/A | #N/A | #N/A | #N/A | #N/A | #N/A | #N/A | #N/A | #N/A
TRUE | VIC | BETS66 | Bendigo (Powercor) 66 kV | Powercor | Shoulder | Non-coincident | 2020 | ACTUAL_OPG | 4.1235 | NA | VIC Bendigo (Powercor) 66 kV |  |  | FALSE | #N/A | #N/A | #N/A | #N/A | #N/A | #N/A | #N/A | #N/A | #N/A | #N/A
TRUE | VIC | BETS66 | Bendigo (Powercor) 66 kV | Powercor | Shoulder | Non-coincident | 2020 | ACTUAL_ADJUSTEDOPG | 4.1235 | NA | VIC Bendigo (Powercor) 66 kV |  |  | FALSE | #N/A | #N/A | #N/A | #N/A | #N/A | #N/A | #N/A | #N/A | #N/A | #N/A
TRUE | VIC | BETS66 | Bendigo (Powercor) 66 kV | Powercor | Shoulder | Coincident | 2021 | ACTUAL_OPG | 11.0461 | NA | VIC Bendigo (Powercor) 66 kV |  |  | FALSE | #N/A | #N/A | #N/A | #N/A | #N/A | #N/A | #N/A | #N/A | #N/A | #N/A
TRUE | VIC | BETS66 | Bendigo (Powercor) 66 kV | Powercor | Shoulder | Coincident | 2021 | ACTUAL_RAW | 11.0461 | NA | VIC Bendigo (Powercor) 66 kV |  |  | FALSE | #N/A | #N/A | #N/A | #N/A | #N/A | #N/A | #N/A | #N/A | #N/A | #N/A
TRUE | VIC | BETS66 | Bendigo (Powercor) 66 kV | Powercor | Shoulder | Non-coincident | 2021 | ACTUAL_RAW | -0.58827 | NA | VIC Bendigo (Powercor) 66 kV |  |  | FALSE | #N/A | #N/A | #N/A | #N/A | #N/A | #N/A | #N/A | #N/A | #N/A | #N/A
TRUE | VIC | BETS66 | Bendigo (Powercor) 66 kV | Powercor | Shoulder | Non-coincident | 2021 | ACTUAL_OPG | -0.58827 | NA | VIC Bendigo (Powercor) 66 kV |  |  | FALSE | #N/A | #N/A | #N/A | #N/A | #N/A | #N/A | #N/A | #N/A | #N/A | #N/A
TRUE | VIC | BETS66 | Bendigo (Powercor) 66 kV | Powercor | Shoulder | Non-coincident | 2021 | ACTUAL_ADJUSTEDOPG | -0.58827 | NA | VIC Bendigo (Powercor) 66 kV |  |  | FALSE | #N/A | #N/A | #N/A | #N/A | #N/A | #N/A | #N/A | #N/A | #N/A | #N/A
TRUE | VIC | BETS66 | Bendigo (Powercor) 66 kV | Powercor | Shoulder | Coincident | 2022 | ACTUAL_OPG | 2.3106 | NA | VIC Bendigo (Powercor) 66 kV |  |  | FALSE | #N/A | #N/A | #N/A | #N/A | #N/A | #N/A | #N/A | #N/A | #N/A | #N/A
TRUE | VIC | BETS66 | Bendigo (Powercor) 66 kV | Powercor | Shoulder | Coincident | 2022 | ACTUAL_RAW | 2.3106 | NA | VIC Bendigo (Powercor) 66 kV |  |  | FALSE | #N/A | #N/A | #N/A | #N/A | #N/A | #N/A | #N/A | #N/A | #N/A | #N/A
TRUE | VIC | BETS66 | Bendigo (Powercor) 66 kV | Powercor | Shoulder | Non-coincident | 2022 | ACTUAL_RAW | -2.3682 | NA | VIC Bendigo (Powercor) 66 kV |  |  | FALSE | #N/A | #N/A | #N/A | #N/A | #N/A | #N/A | #N/A | #N/A | #N/A | #N/A
TRUE | VIC | BETS66 | Bendigo (Powercor) 66 kV | Powercor | Shoulder | Non-coincident | 2022 | ACTUAL_OPG | -2.3682 | NA | VIC Bendigo (Powercor) 66 kV |  |  | FALSE | #N/A | #N/A | #N/A | #N/A | #N/A | #N/A | #N/A | #N/A | #N/A | #N/A
TRUE | VIC | BETS66 | Bendigo (Powercor) 66 kV | Powercor | Shoulder | Non-coincident | 2022 | ACTUAL_ADJUSTEDOPG | -2.3682 | NA | VIC Bendigo (Powercor) 66 kV |  |  | FALSE | #N/A | #N/A | #N/A | #N/A | #N/A | #N/A | #N/A | #N/A | #N/A | #N/A
TRUE | VIC | BETS66 | Bendigo (Powercor) 66 kV | Powercor | Shoulder | Coincident | 2023 | ACTUAL_OPG | 14.4219 | NA | VIC Bendigo (Powercor) 66 kV |  |  | FALSE | #N/A | #N/A | #N/A | #N/A | #N/A | #N/A | #N/A | #N/A | #N/A | #N/A
TRUE | VIC | BETS66 | Bendigo (Powercor) 66 kV | Powercor | Shoulder | Coincident | 2023 | ACTUAL_RAW | 14.4219 | NA | VIC Bendigo (Powercor) 66 kV |  |  | FALSE | #N/A | #N/A | #N/A | #N/A | #N/A | #N/A | #N/A | #N/A | #N/A | #N/A
TRUE | VIC | BETS66 | Bendigo (Powercor) 66 kV | Powercor | Shoulder | Non-coincident | 2023 | ACTUAL_RAW | -10.009 | NA | VIC Bendigo (Powercor) 66 kV |  |  | FALSE | #N/A | #N/A | #N/A | #N/A | #N/A | #N/A | #N/A | #N/A | #N/A | #N/A
TRUE | VIC | BETS66 | Bendigo (Powercor) 66 kV | Powercor | Shoulder | Non-coincident | 2023 | ACTUAL_OPG | -10.009 | NA | VIC Bendigo (Powercor) 66 kV |  |  | FALSE | #N/A | #N/A | #N/A | #N/A | #N/A | #N/A | #N/A | #N/A | #N/A | #N/A
TRUE | VIC | BETS66 | Bendigo (Powercor) 66 kV | Powercor | Shoulder | Non-coincident | 2023 | ACTUAL_ADJUSTEDOPG | -10.009 | NA | VIC Bendigo (Powercor) 66 kV |  |  | FALSE | #N/A | #N/A | #N/A | #N/A | #N/A | #N/A | #N/A | #N/A | #N/A | #N/A
TRUE | VIC | BETS66 | Bendigo (Powercor) 66 kV | Powercor | Shoulder | Coincident | 2024 | ACTUAL_OPG | -15.5915 | NA | VIC Bendigo (Powercor) 66 kV |  |  | FALSE | #N/A | #N/A | #N/A | #N/A | #N/A | #N/A | #N/A | #N/A | #N/A | #N/A
TRUE | VIC | BETS66 | Bendigo (Powercor) 66 kV | Powercor | Shoulder | Coincident | 2024 | ACTUAL_RAW | -15.5915 | NA | VIC Bendigo (Powercor) 66 kV |  |  | FALSE | #N/A | #N/A | #N/A | #N/A | #N/A | #N/A | #N/A | #N/A | #N/A | #N/A
TRUE | VIC | BETS66 | Bendigo (Powercor) 66 kV | Powercor | Shoulder | Non-coincident | 2024 | ACTUAL_RAW | -28.5988 | NA | VIC Bendigo (Powercor) 66 kV |  |  | FALSE | #N/A | #N/A | #N/A | #N/A | #N/A | #N/A | #N/A | #N/A | #N/A | #N/A
TRUE | VIC | BETS66 | Bendigo (Powercor) 66 kV | Powercor | Shoulder | Non-coincident | 2024 | ACTUAL_OPG | -28.5988 | NA | VIC Bendigo (Powercor) 66 kV |  |  | FALSE | #N/A | #N/A | #N/A | #N/A | #N/A | #N/A | #N/A | #N/A | #N/A | #N/A
TRUE | VIC | BETS66 | Bendigo (Powercor) 66 kV | Powercor | Shoulder | Non-coincident | 2024 | ACTUAL_ADJUSTEDOPG | -28.5988 | NA | VIC Bendigo (Powercor) 66 kV |  |  | FALSE | #N/A | #N/A | #N/A | #N/A | #N/A | #N/A | #N/A | #N/A | #N/A | #N/A
TRUE | VIC | BETS66 | Bendigo (Powercor) 66 kV | Powercor | Shoulder | Coincident | 2025 | ACTUAL_OPG | -15.6087 | NA | VIC Bendigo (Powercor) 66 kV |  |  | FALSE | #N/A | #N/A | #N/A | #N/A | #N/A | #N/A | #N/A | #N/A | #N/A | #N/A
TRUE | VIC | BETS66 | Bendigo (Powercor) 66 kV | Powercor | Shoulder | Coincident | 2025 | ACTUAL_RAW | -15.6087 | NA | VIC Bendigo (Powercor) 66 kV |  |  | FALSE | #N/A | #N/A | #N/A | #N/A | #N/A | #N/A | #N/A | #N/A | #N/A | #N/A
TRUE | VIC | BETS66 | Bendigo (Powercor) 66 kV | Powercor | Shoulder | Non-coincident | 2025 | ACTUAL_RAW | -51.3173 | NA | VIC Bendigo (Powercor) 66 kV |  |  | FALSE | #N/A | #N/A | #N/A | #N/A | #N/A | #N/A | #N/A | #N/A | #N/A | #N/A
TRUE | VIC | BETS66 | Bendigo (Powercor) 66 kV | Powercor | Shoulder | Non-coincident | 2025 | ACTUAL_OPG | -51.3173 | NA | VIC Bendigo (Powercor) 66 kV |  |  | FALSE | #N/A | #N/A | #N/A | #N/A | #N/A | #N/A | #N/A | #N/A | #N/A | #N/A
TRUE | VIC | BETS66 | Bendigo (Powercor) 66 kV | Powercor | Shoulder | Non-coincident | 2025 | ACTUAL_ADJUSTEDOPG | -51.3173 | NA | VIC Bendigo (Powercor) 66 kV |  |  | FALSE | #N/A | #N/A | #N/A | #N/A | #N/A | #N/A | #N/A | #N/A | #N/A | #N/A
TRUE | VIC | BETS66 | Bendigo (Powercor) 66 kV | Powercor | Shoulder | Non-coincident | 2025 | BASEYEARPOE90 | -59.8382 | NA | VIC Bendigo (Powercor) 66 kV |  |  | FALSE | #N/A | #N/A | #N/A | #N/A | #N/A | #N/A | #N/A | #N/A | #N/A | #N/A
TRUE | VIC | BETS66 | Bendigo (Powercor) 66 kV | Powercor | Shoulder | Non-coincident | 2025 | BASEYEARPOE50 | -54.102 | NA | VIC Bendigo (Powercor) 66 kV |  |  | FALSE | #N/A | #N/A | #N/A | #N/A | #N/A | #N/A | #N/A | #N/A | #N/A | #N/A
TRUE | VIC | BETS66 | Bendigo (Powercor) 66 kV | Powercor | Shoulder | Coincident_unreconciled | 2026 | POE50 | -29.3788 | NA | VIC Bendigo (Powercor) 66 kV |  |  | FALSE | #N/A | #N/A | #N/A | #N/A | #N/A | #N/A | #N/A | #N/A | #N/A | #N/A
TRUE | VIC | BETS66 | Bendigo (Powercor) 66 kV | Powercor | Shoulder | Coincident_unreconciled | 2026 | POE90 | -31.4137 | NA | VIC Bendigo (Powercor) 66 kV |  |  | FALSE | #N/A | #N/A | #N/A | #N/A | #N/A | #N/A | #N/A | #N/A | #N/A | #N/A
TRUE | VIC | BETS66 | Bendigo (Powercor) 66 kV | Powercor | Shoulder | Non-coincident | 2026 | POE50 | -69.1803 | NA | VIC Bendigo (Powercor) 66 kV |  |  | FALSE | #N/A | #N/A | #N/A | #N/A | #N/A | #N/A | #N/A | #N/A | #N/A | #N/A
TRUE | VIC | BETS66 | Bendigo (Powercor) 66 kV | Powercor | Shoulder | Non-coincident | 2026 | POE90 | -73.9719 | NA | VIC Bendigo (Powercor) 66 kV |  |  | FALSE | #N/A | #N/A | #N/A | #N/A | #N/A | #N/A | #N/A | #N/A | #N/A | #N/A
TRUE | VIC | BETS66 | Bendigo (Powercor) 66 kV | Powercor | Shoulder | Coincident_unreconciled | 2027 | POE50 | -34.1776 | NA | VIC Bendigo (Powercor) 66 kV |  |  | FALSE | #N/A | #N/A | #N/A | #N/A | #N/A | #N/A | #N/A | #N/A | #N/A | #N/A
TRUE | VIC | BETS66 | Bendigo (Powercor) 66 kV | Powercor | Shoulder | Coincident_unreconciled | 2027 | POE90 | -36.2196 | NA | VIC Bendigo (Powercor) 66 kV |  |  | FALSE | #N/A | #N/A | #N/A | #N/A | #N/A | #N/A | #N/A | #N/A | #N/A | #N/A
TRUE | VIC | BETS66 | Bendigo (Powercor) 66 kV | Powercor | Shoulder | Non-coincident | 2027 | POE50 | -80.4802 | NA | VIC Bendigo (Powercor) 66 kV |  |  | FALSE | #N/A | #N/A | #N/A | #N/A | #N/A | #N/A | #N/A | #N/A | #N/A | #N/A
TRUE | VIC | BETS66 | Bendigo (Powercor) 66 kV | Powercor | Shoulder | Non-coincident | 2027 | POE90 | -85.2887 | NA | VIC Bendigo (Powercor) 66 kV |  |  | FALSE | #N/A | #N/A | #N/A | #N/A | #N/A | #N/A | #N/A | #N/A | #N/A | #N/A
TRUE | VIC | BETS66 | Bendigo (Powercor) 66 kV | Powercor | Shoulder | Coincident_unreconciled | 2028 | POE50 | -37.2342 | NA | VIC Bendigo (Powercor) 66 kV |  |  | FALSE | #N/A | #N/A | #N/A | #N/A | #N/A | #N/A | #N/A | #N/A | #N/A | #N/A
TRUE | VIC | BETS66 | Bendigo (Powercor) 66 kV | Powercor | Shoulder | Coincident_unreconciled | 2028 | POE90 | -39.2837 | NA | VIC Bendigo (Powercor) 66 kV |  |  | FALSE | #N/A | #N/A | #N/A | #N/A | #N/A | #N/A | #N/A | #N/A | #N/A | #N/A
TRUE | VIC | BETS66 | Bendigo (Powercor) 66 kV | Powercor | Shoulder | Non-coincident | 2028 | POE50 | -87.6778 | NA | VIC Bendigo (Powercor) 66 kV |  |  | FALSE | #N/A | #N/A | #N/A | #N/A | #N/A | #N/A | #N/A | #N/A | #N/A | #N/A
TRUE | VIC | BETS66 | Bendigo (Powercor) 66 kV | Powercor | Shoulder | Non-coincident | 2028 | POE90 | -92.5039 | NA | VIC Bendigo (Powercor) 66 kV |  |  | FALSE | #N/A | #N/A | #N/A | #N/A | #N/A | #N/A | #N/A | #N/A | #N/A | #N/A
TRUE | VIC | BETS66 | Bendigo (Powercor) 66 kV | Powercor | Shoulder | Coincident_unreconciled | 2029 | POE50 | -40.4095 | NA | VIC Bendigo (Powercor) 66 kV |  |  | FALSE | #N/A | #N/A | #N/A | #N/A | #N/A | #N/A | #N/A | #N/A | #N/A | #N/A
TRUE | VIC | BETS66 | Bendigo (Powercor) 66 kV | Powercor | Shoulder | Coincident_unreconciled | 2029 | POE90 | -42.4665 | NA | VIC Bendigo (Powercor) 66 kV |  |  | FALSE | #N/A | #N/A | #N/A | #N/A | #N/A | #N/A | #N/A | #N/A | #N/A | #N/A
TRUE | VIC | BETS66 | Bendigo (Powercor) 66 kV | Powercor | Shoulder | Non-coincident | 2029 | POE50 | -95.1549 | NA | VIC Bendigo (Powercor) 66 kV |  |  | FALSE | #N/A | #N/A | #N/A | #N/A | #N/A | #N/A | #N/A | #N/A | #N/A | #N/A
TRUE | VIC | BETS66 | Bendigo (Powercor) 66 kV | Powercor | Shoulder | Non-coincident | 2029 | POE90 | -99.9986 | NA | VIC Bendigo (Powercor) 66 kV |  |  | FALSE | #N/A | #N/A | #N/A | #N/A | #N/A | #N/A | #N/A | #N/A | #N/A | #N/A
TRUE | VIC | BETS66 | Bendigo (Powercor) 66 kV | Powercor | Shoulder | Coincident_unreconciled | 2030 | POE50 | -43.6956 | NA | VIC Bendigo (Powercor) 66 kV |  |  | FALSE | #N/A | #N/A | #N/A | #N/A | #N/A | #N/A | #N/A | #N/A | #N/A | #N/A
TRUE | VIC | BETS66 | Bendigo (Powercor) 66 kV | Powercor | Shoulder | Coincident_unreconciled | 2030 | POE90 | -45.76 | NA | VIC Bendigo (Powercor) 66 kV |  |  | FALSE | #N/A | #N/A | #N/A | #N/A | #N/A | #N/A | #N/A | #N/A | #N/A | #N/A
TRUE | VIC | BETS66 | Bendigo (Powercor) 66 kV | Powercor | Shoulder | Non-coincident | 2030 | POE50 | -102.8929 | NA | VIC Bendigo (Powercor) 66 kV |  |  | FALSE | #N/A | #N/A | #N/A | #N/A | #N/A | #N/A | #N/A | #N/A | #N/A | #N/A
TRUE | VIC | BETS66 | Bendigo (Powercor) 66 kV | Powercor | Shoulder | Non-coincident | 2030 | POE90 | -107.7541 | NA | VIC Bendigo (Powercor) 66 kV |  |  | FALSE | #N/A | #N/A | #N/A | #N/A | #N/A | #N/A | #N/A | #N/A | #N/A | #N/A
TRUE | VIC | BETS66 | Bendigo (Powercor) 66 kV | Powercor | Shoulder | Coincident_unreconciled | 2031 | POE50 | -47.4959 | NA | VIC Bendigo (Powercor) 66 kV |  |  | FALSE | #N/A | #N/A | #N/A | #N/A | #N/A | #N/A | #N/A | #N/A | #N/A | #N/A
TRUE | VIC | BETS66 | Bendigo (Powercor) 66 kV | Powercor | Shoulder | Coincident_unreconciled | 2031 | POE90 | -49.5678 | NA | VIC Bendigo (Powercor) 66 kV |  |  | FALSE | #N/A | #N/A | #N/A | #N/A | #N/A | #N/A | #N/A | #N/A | #N/A | #N/A
TRUE | VIC | BETS66 | Bendigo (Powercor) 66 kV | Powercor | Shoulder | Non-coincident | 2031 | POE50 | -111.8417 | NA | VIC Bendigo (Powercor) 66 kV |  |  | FALSE | #N/A | #N/A | #N/A | #N/A | #N/A | #N/A | #N/A | #N/A | #N/A | #N/A
TRUE | VIC | BETS66 | Bendigo (Powercor) 66 kV | Powercor | Shoulder | Non-coincident | 2031 | POE90 | -116.7206 | NA | VIC Bendigo (Powercor) 66 kV |  |  | FALSE | #N/A | #N/A | #N/A | #N/A | #N/A | #N/A | #N/A | #N/A | #N/A | #N/A
TRUE | VIC | BETS66 | Bendigo (Powercor) 66 kV | Powercor | Shoulder | Coincident_unreconciled | 2032 | POE50 | -50.2509 | NA | VIC Bendigo (Powercor) 66 kV |  |  | FALSE | #N/A | #N/A | #N/A | #N/A | #N/A | #N/A | #N/A | #N/A | #N/A | #N/A
TRUE | VIC | BETS66 | Bendigo (Powercor) 66 kV | Powercor | Shoulder | Coincident_unreconciled | 2032 | POE90 | -52.3303 | NA | VIC Bendigo (Powercor) 66 kV |  |  | FALSE | #N/A | #N/A | #N/A | #N/A | #N/A | #N/A | #N/A | #N/A | #N/A | #N/A
TRUE | VIC | BETS66 | Bendigo (Powercor) 66 kV | Powercor | Shoulder | Non-coincident | 2032 | POE50 | -118.3291 | NA | VIC Bendigo (Powercor) 66 kV |  |  | FALSE | #N/A | #N/A | #N/A | #N/A | #N/A | #N/A | #N/A | #N/A | #N/A | #N/A
TRUE | VIC | BETS66 | Bendigo (Powercor) 66 kV | Powercor | Shoulder | Non-coincident | 2032 | POE90 | -123.2256 | NA | VIC Bendigo (Powercor) 66 kV |  |  | FALSE | #N/A | #N/A | #N/A | #N/A | #N/A | #N/A | #N/A | #N/A | #N/A | #N/A
TRUE | VIC | BETS66 | Bendigo (Powercor) 66 kV | Powercor | Shoulder | Coincident_unreconciled | 2033 | POE50 | -52.1711 | NA | VIC Bendigo (Powercor) 66 kV |  |  | FALSE | #N/A | #N/A | #N/A | #N/A | #N/A | #N/A | #N/A | #N/A | #N/A | #N/A
TRUE | VIC | BETS66 | Bendigo (Powercor) 66 kV | Powercor | Shoulder | Coincident_unreconciled | 2033 | POE90 | -54.2581 | NA | VIC Bendigo (Powercor) 66 kV |  |  | FALSE | #N/A | #N/A | #N/A | #N/A | #N/A | #N/A | #N/A | #N/A | #N/A | #N/A
TRUE | VIC | BETS66 | Bendigo (Powercor) 66 kV | Powercor | Shoulder | Non-coincident | 2033 | POE50 | -122.8508 | NA | VIC Bendigo (Powercor) 66 kV |  |  | FALSE | #N/A | #N/A | #N/A | #N/A | #N/A | #N/A | #N/A | #N/A | #N/A | #N/A
TRUE | VIC | BETS66 | Bendigo (Powercor) 66 kV | Powercor | Shoulder | Non-coincident | 2033 | POE90 | -127.7651 | NA | VIC Bendigo (Powercor) 66 kV |  |  | FALSE | #N/A | #N/A | #N/A | #N/A | #N/A | #N/A | #N/A | #N/A | #N/A | #N/A
TRUE | VIC | BETS66 | Bendigo (Powercor) 66 kV | Powercor | Shoulder | Coincident_unreconciled | 2034 | POE50 | -54.2383 | NA | VIC Bendigo (Powercor) 66 kV |  |  | FALSE | #N/A | #N/A | #N/A | #N/A | #N/A | #N/A | #N/A | #N/A | #N/A | #N/A
TRUE | VIC | BETS66 | Bendigo (Powercor) 66 kV | Powercor | Shoulder | Coincident_unreconciled | 2034 | POE90 | -56.3327 | NA | VIC Bendigo (Powercor) 66 kV |  |  | FALSE | #N/A | #N/A | #N/A | #N/A | #N/A | #N/A | #N/A | #N/A | #N/A | #N/A
TRUE | VIC | BETS66 | Bendigo (Powercor) 66 kV | Powercor | Shoulder | Non-coincident | 2034 | POE50 | -127.7184 | NA | VIC Bendigo (Powercor) 66 kV |  |  | FALSE | #N/A | #N/A | #N/A | #N/A | #N/A | #N/A | #N/A | #N/A | #N/A | #N/A
TRUE | VIC | BETS66 | Bendigo (Powercor) 66 kV | Powercor | Shoulder | Non-coincident | 2034 | POE90 | -132.6503 | NA | VIC Bendigo (Powercor) 66 kV |  |  | FALSE | #N/A | #N/A | #N/A | #N/A | #N/A | #N/A | #N/A | #N/A | #N/A | #N/A
TRUE | VIC | BETS66 | Bendigo (Powercor) 66 kV | Powercor | Shoulder | Coincident_unreconciled | 2035 | POE50 | -56.7061 | NA | VIC Bendigo (Powercor) 66 kV |  |  | FALSE | #N/A | #N/A | #N/A | #N/A | #N/A | #N/A | #N/A | #N/A | #N/A | #N/A
TRUE | VIC | BETS66 | Bendigo (Powercor) 66 kV | Powercor | Shoulder | Coincident_unreconciled | 2035 | POE90 | -58.808 | NA | VIC Bendigo (Powercor) 66 kV |  |  | FALSE | #N/A | #N/A | #N/A | #N/A | #N/A | #N/A | #N/A | #N/A | #N/A | #N/A
TRUE | VIC | BETS66 | Bendigo (Powercor) 66 kV | Powercor | Shoulder | Non-coincident | 2035 | POE50 | -133.5295 | NA | VIC Bendigo (Powercor) 66 kV |  |  | FALSE | #N/A | #N/A | #N/A | #N/A | #N/A | #N/A | #N/A | #N/A | #N/A | #N/A
TRUE | VIC | BETS66 | Bendigo (Powercor) 66 kV | Powercor | Shoulder | Non-coincident | 2035 | POE90 | -138.4791 | NA | VIC Bendigo (Powercor) 66 kV |  |  | FALSE | #N/A | #N/A | #N/A | #N/A | #N/A | #N/A | #N/A | #N/A | #N/A | #N/A
TRUE | VIC | BETS66 | Bendigo (Powercor) 66 kV | Powercor | Summer | Coincident | 2019 | ACTUAL_OPG | 24.1529 | 137.4129 | VIC Bendigo (Powercor) 66 kV |  |  | FALSE | #N/A | #N/A | #N/A | #N/A | #N/A | #N/A | #N/A | #N/A | #N/A | #N/A
TRUE | VIC | BETS66 | Bendigo (Powercor) 66 kV | Powercor | Summer | Coincident | 2019 | ACTUAL_RAW | 24.1529 | 137.4129 | VIC Bendigo (Powercor) 66 kV |  |  | FALSE | #N/A | #N/A | #N/A | #N/A | #N/A | #N/A | #N/A | #N/A | #N/A | #N/A
TRUE | VIC | BETS66 | Bendigo (Powercor) 66 kV | Powercor | Summer | Non-coincident | 2019 | ACTUAL_RAW | 14.6931 | 171.2575 | VIC Bendigo (Powercor) 66 kV |  |  | FALSE | #N/A | #N/A | #N/A | #N/A | #N/A | #N/A | #N/A | #N/A | #N/A | #N/A
TRUE | VIC | BETS66 | Bendigo (Powercor) 66 kV | Powercor | Summer | Non-coincident | 2019 | ACTUAL_OPG | 14.6931 | 171.2575 | VIC Bendigo (Powercor) 66 kV |  |  | FALSE | #N/A | #N/A | #N/A | #N/A | #N/A | #N/A | #N/A | #N/A | #N/A | #N/A
TRUE | VIC | BETS66 | Bendigo (Powercor) 66 kV | Powercor | Summer | Non-coincident | 2019 | ACTUAL_ADJUSTEDOPG | 14.6931 | 171.2575 | VIC Bendigo (Powercor) 66 kV |  |  | FALSE | #N/A | #N/A | #N/A | #N/A | #N/A | #N/A | #N/A | #N/A | #N/A | #N/A
TRUE | VIC | BETS66 | Bendigo (Powercor) 66 kV | Powercor | Summer | Coincident | 2020 | ACTUAL_OPG | 22.7265 | 143.1648 | VIC Bendigo (Powercor) 66 kV |  |  | FALSE | #N/A | #N/A | #N/A | #N/A | #N/A | #N/A | #N/A | #N/A | #N/A | #N/A
TRUE | VIC | BETS66 | Bendigo (Powercor) 66 kV | Powercor | Summer | Coincident | 2020 | ACTUAL_RAW | 22.7265 | 143.1648 | VIC Bendigo (Powercor) 66 kV |  |  | FALSE | #N/A | #N/A | #N/A | #N/A | #N/A | #N/A | #N/A | #N/A | #N/A | #N/A
TRUE | VIC | BETS66 | Bendigo (Powercor) 66 kV | Powercor | Summer | Non-coincident | 2020 | ACTUAL_RAW | 1.8428 | 165.6352 | VIC Bendigo (Powercor) 66 kV |  |  | FALSE | #N/A | #N/A | #N/A | #N/A | #N/A | #N/A | #N/A | #N/A | #N/A | #N/A
TRUE | VIC | BETS66 | Bendigo (Powercor) 66 kV | Powercor | Summer | Non-coincident | 2020 | ACTUAL_OPG | 1.8428 | 165.6352 | VIC Bendigo (Powercor) 66 kV |  |  | FALSE | #N/A | #N/A | #N/A | #N/A | #N/A | #N/A | #N/A | #N/A | #N/A | #N/A
TRUE | VIC | BETS66 | Bendigo (Powercor) 66 kV | Powercor | Summer | Non-coincident | 2020 | ACTUAL_ADJUSTEDOPG | 1.8428 | 165.6352 | VIC Bendigo (Powercor) 66 kV |  |  | FALSE | #N/A | #N/A | #N/A | #N/A | #N/A | #N/A | #N/A | #N/A | #N/A | #N/A
TRUE | VIC | BETS66 | Bendigo (Powercor) 66 kV | Powercor | Summer | Coincident | 2021 | ACTUAL_OPG | 5.8391 | 108.6861 | VIC Bendigo (Powercor) 66 kV |  |  | FALSE | #N/A | #N/A | #N/A | #N/A | #N/A | #N/A | #N/A | #N/A | #N/A | #N/A
TRUE | VIC | BETS66 | Bendigo (Powercor) 66 kV | Powercor | Summer | Coincident | 2021 | ACTUAL_RAW | 5.8391 | 108.6861 | VIC Bendigo (Powercor) 66 kV |  |  | FALSE | #N/A | #N/A | #N/A | #N/A | #N/A | #N/A | #N/A | #N/A | #N/A | #N/A
TRUE | VIC | BETS66 | Bendigo (Powercor) 66 kV | Powercor | Summer | Non-coincident | 2021 | ACTUAL_RAW | -4.3804 | 138.469 | VIC Bendigo (Powercor) 66 kV |  |  | FALSE | #N/A | #N/A | #N/A | #N/A | #N/A | #N/A | #N/A | #N/A | #N/A | #N/A
TRUE | VIC | BETS66 | Bendigo (Powercor) 66 kV | Powercor | Summer | Non-coincident | 2021 | ACTUAL_OPG | -4.3804 | 138.469 | VIC Bendigo (Powercor) 66 kV |  |  | FALSE | #N/A | #N/A | #N/A | #N/A | #N/A | #N/A | #N/A | #N/A | #N/A | #N/A
TRUE | VIC | BETS66 | Bendigo (Powercor) 66 kV | Powercor | Summer | Non-coincident | 2021 | ACTUAL_ADJUSTEDOPG | -4.3804 | 138.469 | VIC Bendigo (Powercor) 66 kV |  |  | FALSE | #N/A | #N/A | #N/A | #N/A | #N/A | #N/A | #N/A | #N/A | #N/A | #N/A
TRUE | VIC | BETS66 | Bendigo (Powercor) 66 kV | Powercor | Summer | Coincident | 2022 | ACTUAL_OPG | 5.0306 | 123.2412 | VIC Bendigo (Powercor) 66 kV |  |  | FALSE | #N/A | #N/A | #N/A | #N/A | #N/A | #N/A | #N/A | #N/A | #N/A | #N/A
TRUE | VIC | BETS66 | Bendigo (Powercor) 66 kV | Powercor | Summer | Coincident | 2022 | ACTUAL_RAW | 5.0306 | 123.2412 | VIC Bendigo (Powercor) 66 kV |  |  | FALSE | #N/A | #N/A | #N/A | #N/A | #N/A | #N/A | #N/A | #N/A | #N/A | #N/A
TRUE | VIC | BETS66 | Bendigo (Powercor) 66 kV | Powercor | Summer | Non-coincident | 2022 | ACTUAL_RAW | -20.8027 | 144.7098 | VIC Bendigo (Powercor) 66 kV |  |  | FALSE | #N/A | #N/A | #N/A | #N/A | #N/A | #N/A | #N/A | #N/A | #N/A | #N/A
TRUE | VIC | BETS66 | Bendigo (Powercor) 66 kV | Powercor | Summer | Non-coincident | 2022 | ACTUAL_OPG | -20.8027 | 144.7098 | VIC Bendigo (Powercor) 66 kV |  |  | FALSE | #N/A | #N/A | #N/A | #N/A | #N/A | #N/A | #N/A | #N/A | #N/A | #N/A
TRUE | VIC | BETS66 | Bendigo (Powercor) 66 kV | Powercor | Summer | Non-coincident | 2022 | ACTUAL_ADJUSTEDOPG | -20.8027 | 144.7098 | VIC Bendigo (Powercor) 66 kV |  |  | FALSE | #N/A | #N/A | #N/A | #N/A | #N/A | #N/A | #N/A | #N/A | #N/A | #N/A
TRUE | VIC | BETS66 | Bendigo (Powercor) 66 kV | Powercor | Summer | Coincident | 2023 | ACTUAL_OPG | 3.0461 | 126.1967 | VIC Bendigo (Powercor) 66 kV |  |  | FALSE | #N/A | #N/A | #N/A | #N/A | #N/A | #N/A | #N/A | #N/A | #N/A | #N/A
TRUE | VIC | BETS66 | Bendigo (Powercor) 66 kV | Powercor | Summer | Coincident | 2023 | ACTUAL_RAW | 3.0461 | 126.1967 | VIC Bendigo (Powercor) 66 kV |  |  | FALSE | #N/A | #N/A | #N/A | #N/A | #N/A | #N/A | #N/A | #N/A | #N/A | #N/A
TRUE | VIC | BETS66 | Bendigo (Powercor) 66 kV | Powercor | Summer | Non-coincident | 2023 | ACTUAL_RAW | -42.8209 | 182.4203 | VIC Bendigo (Powercor) 66 kV |  |  | FALSE | #N/A | #N/A | #N/A | #N/A | #N/A | #N/A | #N/A | #N/A | #N/A | #N/A
TRUE | VIC | BETS66 | Bendigo (Powercor) 66 kV | Powercor | Summer | Non-coincident | 2023 | ACTUAL_OPG | -42.8209 | 182.4203 | VIC Bendigo (Powercor) 66 kV |  |  | FALSE | #N/A | #N/A | #N/A | #N/A | #N/A | #N/A | #N/A | #N/A | #N/A | #N/A
TRUE | VIC | BETS66 | Bendigo (Powercor) 66 kV | Powercor | Summer | Non-coincident | 2023 | ACTUAL_ADJUSTEDOPG | -42.8209 | 145.0066 | VIC Bendigo (Powercor) 66 kV |  |  | FALSE | #N/A | #N/A | #N/A | #N/A | #N/A | #N/A | #N/A | #N/A | #N/A | #N/A
TRUE | VIC | BETS66 | Bendigo (Powercor) 66 kV | Powercor | Summer | Coincident | 2024 | ACTUAL_OPG | -14.6016 | 109.0194 | VIC Bendigo (Powercor) 66 kV |  |  | FALSE | #N/A | #N/A | #N/A | #N/A | #N/A | #N/A | #N/A | #N/A | #N/A | #N/A
TRUE | VIC | BETS66 | Bendigo (Powercor) 66 kV | Powercor | Summer | Coincident | 2024 | ACTUAL_RAW | -14.6016 | 109.0194 | VIC Bendigo (Powercor) 66 kV |  |  | FALSE | #N/A | #N/A | #N/A | #N/A | #N/A | #N/A | #N/A | #N/A | #N/A | #N/A
TRUE | VIC | BETS66 | Bendigo (Powercor) 66 kV | Powercor | Summer | Non-coincident | 2024 | ACTUAL_RAW | -24.6506 | 143.4672 | VIC Bendigo (Powercor) 66 kV |  |  | FALSE | #N/A | #N/A | #N/A | #N/A | #N/A | #N/A | #N/A | #N/A | #N/A | #N/A
TRUE | VIC | BETS66 | Bendigo (Powercor) 66 kV | Powercor | Summer | Non-coincident | 2024 | ACTUAL_OPG | -24.6506 | 143.4672 | VIC Bendigo (Powercor) 66 kV |  |  | FALSE | #N/A | #N/A | #N/A | #N/A | #N/A | #N/A | #N/A | #N/A | #N/A | #N/A
TRUE | VIC | BETS66 | Bendigo (Powercor) 66 kV | Powercor | Summer | Non-coincident | 2024 | ACTUAL_ADJUSTEDOPG | -24.6506 | 143.4672 | VIC Bendigo (Powercor) 66 kV |  |  | FALSE | #N/A | #N/A | #N/A | #N/A | #N/A | #N/A | #N/A | #N/A | #N/A | #N/A
TRUE | VIC | BETS66 | Bendigo (Powercor) 66 kV | Powercor | Summer | Coincident | 2025 | ACTUAL_OPG | -15.9856 | 104.3865 | VIC Bendigo (Powercor) 66 kV |  |  | FALSE | #N/A | #N/A | #N/A | #N/A | #N/A | #N/A | #N/A | #N/A | #N/A | #N/A
TRUE | VIC | BETS66 | Bendigo (Powercor) 66 kV | Powercor | Summer | Coincident | 2025 | ACTUAL_RAW | -15.9856 | 104.3865 | VIC Bendigo (Powercor) 66 kV |  |  | FALSE | #N/A | #N/A | #N/A | #N/A | #N/A | #N/A | #N/A | #N/A | #N/A | #N/A
TRUE | VIC | BETS66 | Bendigo (Powercor) 66 kV | Powercor | Summer | Non-coincident | 2025 | ACTUAL_RAW | -49.5534 | 135.7621 | VIC Bendigo (Powercor) 66 kV |  |  | FALSE | #N/A | #N/A | #N/A | #N/A | #N/A | #N/A | #N/A | #N/A | #N/A | #N/A
TRUE | VIC | BETS66 | Bendigo (Powercor) 66 kV | Powercor | Summer | Non-coincident | 2025 | ACTUAL_OPG | -49.5534 | 135.7621 | VIC Bendigo (Powercor) 66 kV |  |  | FALSE | #N/A | #N/A | #N/A | #N/A | #N/A | #N/A | #N/A | #N/A | #N/A | #N/A
TRUE | VIC | BETS66 | Bendigo (Powercor) 66 kV | Powercor | Summer | Non-coincident | 2025 | ACTUAL_ADJUSTEDOPG | -49.5534 | 135.7621 | VIC Bendigo (Powercor) 66 kV |  |  | FALSE | #N/A | #N/A | #N/A | #N/A | #N/A | #N/A | #N/A | #N/A | #N/A | #N/A
TRUE | VIC | BETS66 | Bendigo (Powercor) 66 kV | Powercor | Summer | Non-coincident | 2025 | BASEYEARPOE90 | -63.6774 | NA | VIC Bendigo (Powercor) 66 kV |  |  | FALSE | #N/A | #N/A | #N/A | #N/A | #N/A | #N/A | #N/A | #N/A | #N/A | #N/A
TRUE | VIC | BETS66 | Bendigo (Powercor) 66 kV | Powercor | Summer | Non-coincident | 2025 | BASEYEARPOE50 | -59.3662 | 157.3741 | VIC Bendigo (Powercor) 66 kV |  |  | FALSE | #N/A | #N/A | #N/A | #N/A | #N/A | #N/A | #N/A | #N/A | #N/A | #N/A
TRUE | VIC | BETS66 | Bendigo (Powercor) 66 kV | Powercor | Summer | Coincident_unreconciled | 2026 | POE50 | -32.8261 | NA | VIC Bendigo (Powercor) 66 kV |  |  | FALSE | #N/A | #N/A | #N/A | #N/A | #N/A | #N/A | #N/A | #N/A | #N/A | #N/A
TRUE | VIC | BETS66 | Bendigo (Powercor) 66 kV | Powercor | Summer | Coincident_unreconciled | 2026 | POE90 | -34.5403 | NA | VIC Bendigo (Powercor) 66 kV |  |  | FALSE | #N/A | #N/A | #N/A | #N/A | #N/A | #N/A | #N/A | #N/A | #N/A | #N/A
TRUE | VIC | BETS66 | Bendigo (Powercor) 66 kV | Powercor | Summer | Non-coincident | 2026 | POE50 | -71.7562 | 171.2183 | VIC Bendigo (Powercor) 66 kV |  |  | FALSE | #N/A | #N/A | #N/A | #N/A | #N/A | #N/A | #N/A | #N/A | #N/A | #N/A
TRUE | VIC | BETS66 | Bendigo (Powercor) 66 kV | Powercor | Summer | Non-coincident | 2026 | POE90 | -75.5033 | NA | VIC Bendigo (Powercor) 66 kV |  |  | FALSE | #N/A | #N/A | #N/A | #N/A | #N/A | #N/A | #N/A | #N/A | #N/A | #N/A
TRUE | VIC | BETS66 | Bendigo (Powercor) 66 kV | Powercor | Summer | Coincident_unreconciled | 2027 | POE50 | -38.0615 | NA | VIC Bendigo (Powercor) 66 kV |  |  | FALSE | #N/A | #N/A | #N/A | #N/A | #N/A | #N/A | #N/A | #N/A | #N/A | #N/A
TRUE | VIC | BETS66 | Bendigo (Powercor) 66 kV | Powercor | Summer | Coincident_unreconciled | 2027 | POE90 | -39.7818 | NA | VIC Bendigo (Powercor) 66 kV |  |  | FALSE | #N/A | #N/A | #N/A | #N/A | #N/A | #N/A | #N/A | #N/A | #N/A | #N/A
TRUE | VIC | BETS66 | Bendigo (Powercor) 66 kV | Powercor | Summer | Non-coincident | 2027 | POE50 | -83.2005 | 170.8907 | VIC Bendigo (Powercor) 66 kV |  |  | FALSE | #N/A | #N/A | #N/A | #N/A | #N/A | #N/A | #N/A | #N/A | #N/A | #N/A
TRUE | VIC | BETS66 | Bendigo (Powercor) 66 kV | Powercor | Summer | Non-coincident | 2027 | POE90 | -86.9608 | NA | VIC Bendigo (Powercor) 66 kV |  |  | FALSE | #N/A | #N/A | #N/A | #N/A | #N/A | #N/A | #N/A | #N/A | #N/A | #N/A
TRUE | VIC | BETS66 | Bendigo (Powercor) 66 kV | Powercor | Summer | Coincident_unreconciled | 2028 | POE50 | -41.3715 | NA | VIC Bendigo (Powercor) 66 kV |  |  | FALSE | #N/A | #N/A | #N/A | #N/A | #N/A | #N/A | #N/A | #N/A | #N/A | #N/A
TRUE | VIC | BETS66 | Bendigo (Powercor) 66 kV | Powercor | Summer | Coincident_unreconciled | 2028 | POE90 | -43.098 | NA | VIC Bendigo (Powercor) 66 kV |  |  | FALSE | #N/A | #N/A | #N/A | #N/A | #N/A | #N/A | #N/A | #N/A | #N/A | #N/A
TRUE | VIC | BETS66 | Bendigo (Powercor) 66 kV | Powercor | Summer | Non-coincident | 2028 | POE50 | -90.4358 | 171.114 | VIC Bendigo (Powercor) 66 kV |  |  | FALSE | #N/A | #N/A | #N/A | #N/A | #N/A | #N/A | #N/A | #N/A | #N/A | #N/A
TRUE | VIC | BETS66 | Bendigo (Powercor) 66 kV | Powercor | Summer | Non-coincident | 2028 | POE90 | -94.21 | NA | VIC Bendigo (Powercor) 66 kV |  |  | FALSE | #N/A | #N/A | #N/A | #N/A | #N/A | #N/A | #N/A | #N/A | #N/A | #N/A
TRUE | VIC | BETS66 | Bendigo (Powercor) 66 kV | Powercor | Summer | Coincident_unreconciled | 2029 | POE50 | -44.9306 | NA | VIC Bendigo (Powercor) 66 kV |  |  | FALSE | #N/A | #N/A | #N/A | #N/A | #N/A | #N/A | #N/A | #N/A | #N/A | #N/A
TRUE | VIC | BETS66 | Bendigo (Powercor) 66 kV | Powercor | Summer | Coincident_unreconciled | 2029 | POE90 | -46.6634 | NA | VIC Bendigo (Powercor) 66 kV |  |  | FALSE | #N/A | #N/A | #N/A | #N/A | #N/A | #N/A | #N/A | #N/A | #N/A | #N/A
TRUE | VIC | BETS66 | Bendigo (Powercor) 66 kV | Powercor | Summer | Non-coincident | 2029 | POE50 | -98.2158 | 171.3784 | VIC Bendigo (Powercor) 66 kV |  |  | FALSE | #N/A | #N/A | #N/A | #N/A | #N/A | #N/A | #N/A | #N/A | #N/A | #N/A
TRUE | VIC | BETS66 | Bendigo (Powercor) 66 kV | Powercor | Summer | Non-coincident | 2029 | POE90 | -102.0037 | NA | VIC Bendigo (Powercor) 66 kV |  |  | FALSE | #N/A | #N/A | #N/A | #N/A | #N/A | #N/A | #N/A | #N/A | #N/A | #N/A
TRUE | VIC | BETS66 | Bendigo (Powercor) 66 kV | Powercor | Summer | Coincident_unreconciled | 2030 | POE50 | -48.6154 | NA | VIC Bendigo (Powercor) 66 kV |  |  | FALSE | #N/A | #N/A | #N/A | #N/A | #N/A | #N/A | #N/A | #N/A | #N/A | #N/A
TRUE | VIC | BETS66 | Bendigo (Powercor) 66 kV | Powercor | Summer | Coincident_unreconciled | 2030 | POE90 | -50.3545 | NA | VIC Bendigo (Powercor) 66 kV |  |  | FALSE | #N/A | #N/A | #N/A | #N/A | #N/A | #N/A | #N/A | #N/A | #N/A | #N/A
TRUE | VIC | BETS66 | Bendigo (Powercor) 66 kV | Powercor | Summer | Non-coincident | 2030 | POE50 | -106.2707 | 171.7156 | VIC Bendigo (Powercor) 66 kV |  |  | FALSE | #N/A | #N/A | #N/A | #N/A | #N/A | #N/A | #N/A | #N/A | #N/A | #N/A
TRUE | VIC | BETS66 | Bendigo (Powercor) 66 kV | Powercor | Summer | Non-coincident | 2030 | POE90 | -110.0723 | NA | VIC Bendigo (Powercor) 66 kV |  |  | FALSE | #N/A | #N/A | #N/A | #N/A | #N/A | #N/A | #N/A | #N/A | #N/A | #N/A
TRUE | VIC | BETS66 | Bendigo (Powercor) 66 kV | Powercor | Summer | Coincident_unreconciled | 2031 | POE50 | -52.8672 | NA | VIC Bendigo (Powercor) 66 kV |  |  | FALSE | #N/A | #N/A | #N/A | #N/A | #N/A | #N/A | #N/A | #N/A | #N/A | #N/A
TRUE | VIC | BETS66 | Bendigo (Powercor) 66 kV | Powercor | Summer | Coincident_unreconciled | 2031 | POE90 | -54.6126 | NA | VIC Bendigo (Powercor) 66 kV |  |  | FALSE | #N/A | #N/A | #N/A | #N/A | #N/A | #N/A | #N/A | #N/A | #N/A | #N/A
TRUE | VIC | BETS66 | Bendigo (Powercor) 66 kV | Powercor | Summer | Non-coincident | 2031 | POE50 | -115.5648 | 171.941 | VIC Bendigo (Powercor) 66 kV |  |  | FALSE | #N/A | #N/A | #N/A | #N/A | #N/A | #N/A | #N/A | #N/A | #N/A | #N/A
TRUE | VIC | BETS66 | Bendigo (Powercor) 66 kV | Powercor | Summer | Non-coincident | 2031 | POE90 | -119.3802 | NA | VIC Bendigo (Powercor) 66 kV |  |  | FALSE | #N/A | #N/A | #N/A | #N/A | #N/A | #N/A | #N/A | #N/A | #N/A | #N/A
TRUE | VIC | BETS66 | Bendigo (Powercor) 66 kV | Powercor | Summer | Coincident_unreconciled | 2032 | POE50 | -55.9355 | NA | VIC Bendigo (Powercor) 66 kV |  |  | FALSE | #N/A | #N/A | #N/A | #N/A | #N/A | #N/A | #N/A | #N/A | #N/A | #N/A
TRUE | VIC | BETS66 | Bendigo (Powercor) 66 kV | Powercor | Summer | Coincident_unreconciled | 2032 | POE90 | -57.6872 | NA | VIC Bendigo (Powercor) 66 kV |  |  | FALSE | #N/A | #N/A | #N/A | #N/A | #N/A | #N/A | #N/A | #N/A | #N/A | #N/A
TRUE | VIC | BETS66 | Bendigo (Powercor) 66 kV | Powercor | Summer | Non-coincident | 2032 | POE50 | -122.272 | 172.476 | VIC Bendigo (Powercor) 66 kV |  |  | FALSE | #N/A | #N/A | #N/A | #N/A | #N/A | #N/A | #N/A | #N/A | #N/A | #N/A
TRUE | VIC | BETS66 | Bendigo (Powercor) 66 kV | Powercor | Summer | Non-coincident | 2032 | POE90 | -126.1012 | NA | VIC Bendigo (Powercor) 66 kV |  |  | FALSE | #N/A | #N/A | #N/A | #N/A | #N/A | #N/A | #N/A | #N/A | #N/A | #N/A
TRUE | VIC | BETS66 | Bendigo (Powercor) 66 kV | Powercor | Summer | Coincident_unreconciled | 2033 | POE50 | -58.0694 | NA | VIC Bendigo (Powercor) 66 kV |  |  | FALSE | #N/A | #N/A | #N/A | #N/A | #N/A | #N/A | #N/A | #N/A | #N/A | #N/A
TRUE | VIC | BETS66 | Bendigo (Powercor) 66 kV | Powercor | Summer | Coincident_unreconciled | 2033 | POE90 | -59.8274 | NA | VIC Bendigo (Powercor) 66 kV |  |  | FALSE | #N/A | #N/A | #N/A | #N/A | #N/A | #N/A | #N/A | #N/A | #N/A | #N/A
TRUE | VIC | BETS66 | Bendigo (Powercor) 66 kV | Powercor | Summer | Non-coincident | 2033 | POE50 | -126.9365 | 173.2298 | VIC Bendigo (Powercor) 66 kV |  |  | FALSE | #N/A | #N/A | #N/A | #N/A | #N/A | #N/A | #N/A | #N/A | #N/A | #N/A
TRUE | VIC | BETS66 | Bendigo (Powercor) 66 kV | Powercor | Summer | Non-coincident | 2033 | POE90 | -130.7796 | NA | VIC Bendigo (Powercor) 66 kV |  |  | FALSE | #N/A | #N/A | #N/A | #N/A | #N/A | #N/A | #N/A | #N/A | #N/A | #N/A
TRUE | VIC | BETS66 | Bendigo (Powercor) 66 kV | Powercor | Summer | Coincident_unreconciled | 2034 | POE50 | -60.3975 | NA | VIC Bendigo (Powercor) 66 kV |  |  | FALSE | #N/A | #N/A | #N/A | #N/A | #N/A | #N/A | #N/A | #N/A | #N/A | #N/A
TRUE | VIC | BETS66 | Bendigo (Powercor) 66 kV | Powercor | Summer | Coincident_unreconciled | 2034 | POE90 | -62.1619 | NA | VIC Bendigo (Powercor) 66 kV |  |  | FALSE | #N/A | #N/A | #N/A | #N/A | #N/A | #N/A | #N/A | #N/A | #N/A | #N/A
TRUE | VIC | BETS66 | Bendigo (Powercor) 66 kV | Powercor | Summer | Non-coincident | 2034 | POE50 | -132.0257 | 173.9475 | VIC Bendigo (Powercor) 66 kV |  |  | FALSE | #N/A | #N/A | #N/A | #N/A | #N/A | #N/A | #N/A | #N/A | #N/A | #N/A
TRUE | VIC | BETS66 | Bendigo (Powercor) 66 kV | Powercor | Summer | Non-coincident | 2034 | POE90 | -135.8826 | NA | VIC Bendigo (Powercor) 66 kV |  |  | FALSE | #N/A | #N/A | #N/A | #N/A | #N/A | #N/A | #N/A | #N/A | #N/A | #N/A
TRUE | VIC | BETS66 | Bendigo (Powercor) 66 kV | Powercor | Summer | Coincident_unreconciled | 2035 | POE50 | -63.189 | NA | VIC Bendigo (Powercor) 66 kV |  |  | FALSE | #N/A | #N/A | #N/A | #N/A | #N/A | #N/A | #N/A | #N/A | #N/A | #N/A
TRUE | VIC | BETS66 | Bendigo (Powercor) 66 kV | Powercor | Summer | Coincident_unreconciled | 2035 | POE90 | -64.9597 | NA | VIC Bendigo (Powercor) 66 kV |  |  | FALSE | #N/A | #N/A | #N/A | #N/A | #N/A | #N/A | #N/A | #N/A | #N/A | #N/A
TRUE | VIC | BETS66 | Bendigo (Powercor) 66 kV | Powercor | Summer | Non-coincident | 2035 | POE50 | -138.1277 | 174.5695 | VIC Bendigo (Powercor) 66 kV |  |  | FALSE | #N/A | #N/A | #N/A | #N/A | #N/A | #N/A | #N/A | #N/A | #N/A | #N/A
TRUE | VIC | BETS66 | Bendigo (Powercor) 66 kV | Powercor | Summer | Non-coincident | 2035 | POE90 | -141.9984 | NA | VIC Bendigo (Powercor) 66 kV |  |  | FALSE | #N/A | #N/A | #N/A | #N/A | #N/A | #N/A | #N/A | #N/A | #N/A | #N/A
TRUE | VIC | BETS66 | Bendigo (Powercor) 66 kV | Powercor | Summer | Non-coincident | 2025 | BASEYEARPOE10 | NA | 182.5001 | VIC Bendigo (Powercor) 66 kV |  |  | FALSE | #N/A | #N/A | #N/A | #N/A | #N/A | #N/A | #N/A | #N/A | #N/A | #N/A
TRUE | VIC | BETS66 | Bendigo (Powercor) 66 kV | Powercor | Summer | Coincident | 2026 | POE10 | NA | 147.4534 | VIC Bendigo (Powercor) 66 kV |  |  | FALSE | #N/A | #N/A | #N/A | #N/A | #N/A | #N/A | #N/A | #N/A | #N/A | #N/A
TRUE | VIC | BETS66 | Bendigo (Powercor) 66 kV | Powercor | Summer | Coincident | 2026 | POE50 | NA | 134.4378 | VIC Bendigo (Powercor) 66 kV |  |  | FALSE | #N/A | #N/A | #N/A | #N/A | #N/A | #N/A | #N/A | #N/A | #N/A | #N/A
TRUE | VIC | BETS66 | Bendigo (Powercor) 66 kV | Powercor | Summer | Non-coincident | 2026 | POE10 | NA | 193.5704 | VIC Bendigo (Powercor) 66 kV |  |  | FALSE | #N/A | #N/A | #N/A | #N/A | #N/A | #N/A | #N/A | #N/A | #N/A | #N/A
TRUE | VIC | BETS66 | Bendigo (Powercor) 66 kV | Powercor | Summer | Coincident | 2027 | POE10 | NA | 143.3862 | VIC Bendigo (Powercor) 66 kV |  |  | FALSE | #N/A | #N/A | #N/A | #N/A | #N/A | #N/A | #N/A | #N/A | #N/A | #N/A
TRUE | VIC | BETS66 | Bendigo (Powercor) 66 kV | Powercor | Summer | Coincident | 2027 | POE50 | NA | 129.7635 | VIC Bendigo (Powercor) 66 kV |  |  | FALSE | #N/A | #N/A | #N/A | #N/A | #N/A | #N/A | #N/A | #N/A | #N/A | #N/A
TRUE | VIC | BETS66 | Bendigo (Powercor) 66 kV | Powercor | Summer | Non-coincident | 2027 | POE10 | NA | 193.3217 | VIC Bendigo (Powercor) 66 kV |  |  | FALSE | #N/A | #N/A | #N/A | #N/A | #N/A | #N/A | #N/A | #N/A | #N/A | #N/A
TRUE | VIC | BETS66 | Bendigo (Powercor) 66 kV | Powercor | Summer | Coincident | 2028 | POE10 | NA | 140.1655 | VIC Bendigo (Powercor) 66 kV |  |  | FALSE | #N/A | #N/A | #N/A | #N/A | #N/A | #N/A | #N/A | #N/A | #N/A | #N/A
TRUE | VIC | BETS66 | Bendigo (Powercor) 66 kV | Powercor | Summer | Coincident | 2028 | POE50 | NA | 125.8661 | VIC Bendigo (Powercor) 66 kV |  |  | FALSE | #N/A | #N/A | #N/A | #N/A | #N/A | #N/A | #N/A | #N/A | #N/A | #N/A
TRUE | VIC | BETS66 | Bendigo (Powercor) 66 kV | Powercor | Summer | Non-coincident | 2028 | POE10 | NA | 193.6271 | VIC Bendigo (Powercor) 66 kV |  |  | FALSE | #N/A | #N/A | #N/A | #N/A | #N/A | #N/A | #N/A | #N/A | #N/A | #N/A
TRUE | VIC | BETS66 | Bendigo (Powercor) 66 kV | Powercor | Summer | Coincident | 2029 | POE10 | NA | 137.9109 | VIC Bendigo (Powercor) 66 kV |  |  | FALSE | #N/A | #N/A | #N/A | #N/A | #N/A | #N/A | #N/A | #N/A | #N/A | #N/A
TRUE | VIC | BETS66 | Bendigo (Powercor) 66 kV | Powercor | Summer | Coincident | 2029 | POE50 | NA | 123.889 | VIC Bendigo (Powercor) 66 kV |  |  | FALSE | #N/A | #N/A | #N/A | #N/A | #N/A | #N/A | #N/A | #N/A | #N/A | #N/A
TRUE | VIC | BETS66 | Bendigo (Powercor) 66 kV | Powercor | Summer | Non-coincident | 2029 | POE10 | NA | 193.9736 | VIC Bendigo (Powercor) 66 kV |  |  | FALSE | #N/A | #N/A | #N/A | #N/A | #N/A | #N/A | #N/A | #N/A | #N/A | #N/A
TRUE | VIC | BETS66 | Bendigo (Powercor) 66 kV | Powercor | Summer | Coincident | 2030 | POE10 | NA | 136.1762 | VIC Bendigo (Powercor) 66 kV |  |  | FALSE | #N/A | #N/A | #N/A | #N/A | #N/A | #N/A | #N/A | #N/A | #N/A | #N/A
TRUE | VIC | BETS66 | Bendigo (Powercor) 66 kV | Powercor | Summer | Coincident | 2030 | POE50 | NA | 121.9263 | VIC Bendigo (Powercor) 66 kV |  |  | FALSE | #N/A | #N/A | #N/A | #N/A | #N/A | #N/A | #N/A | #N/A | #N/A | #N/A
TRUE | VIC | BETS66 | Bendigo (Powercor) 66 kV | Powercor | Summer | Non-coincident | 2030 | POE10 | NA | 194.3929 | VIC Bendigo (Powercor) 66 kV |  |  | FALSE | #N/A | #N/A | #N/A | #N/A | #N/A | #N/A | #N/A | #N/A | #N/A | #N/A
TRUE | VIC | BETS66 | Bendigo (Powercor) 66 kV | Powercor | Summer | Coincident | 2031 | POE10 | NA | 132.9318 | VIC Bendigo (Powercor) 66 kV |  |  | FALSE | #N/A | #N/A | #N/A | #N/A | #N/A | #N/A | #N/A | #N/A | #N/A | #N/A
TRUE | VIC | BETS66 | Bendigo (Powercor) 66 kV | Powercor | Summer | Coincident | 2031 | POE50 | NA | 119.5659 | VIC Bendigo (Powercor) 66 kV |  |  | FALSE | #N/A | #N/A | #N/A | #N/A | #N/A | #N/A | #N/A | #N/A | #N/A | #N/A
TRUE | VIC | BETS66 | Bendigo (Powercor) 66 kV | Powercor | Summer | Non-coincident | 2031 | POE10 | NA | 194.7003 | VIC Bendigo (Powercor) 66 kV |  |  | FALSE | #N/A | #N/A | #N/A | #N/A | #N/A | #N/A | #N/A | #N/A | #N/A | #N/A
TRUE | VIC | BETS66 | Bendigo (Powercor) 66 kV | Powercor | Summer | Coincident | 2032 | POE10 | NA | 129.3702 | VIC Bendigo (Powercor) 66 kV |  |  | FALSE | #N/A | #N/A | #N/A | #N/A | #N/A | #N/A | #N/A | #N/A | #N/A | #N/A
TRUE | VIC | BETS66 | Bendigo (Powercor) 66 kV | Powercor | Summer | Coincident | 2032 | POE50 | NA | 116.1189 | VIC Bendigo (Powercor) 66 kV |  |  | FALSE | #N/A | #N/A | #N/A | #N/A | #N/A | #N/A | #N/A | #N/A | #N/A | #N/A
TRUE | VIC | BETS66 | Bendigo (Powercor) 66 kV | Powercor | Summer | Non-coincident | 2032 | POE10 | NA | 195.3177 | VIC Bendigo (Powercor) 66 kV |  |  | FALSE | #N/A | #N/A | #N/A | #N/A | #N/A | #N/A | #N/A | #N/A | #N/A | #N/A
TRUE | VIC | BETS66 | Bendigo (Powercor) 66 kV | Powercor | Summer | Coincident | 2033 | POE10 | NA | 126.8813 | VIC Bendigo (Powercor) 66 kV |  |  | FALSE | #N/A | #N/A | #N/A | #N/A | #N/A | #N/A | #N/A | #N/A | #N/A | #N/A
TRUE | VIC | BETS66 | Bendigo (Powercor) 66 kV | Powercor | Summer | Coincident | 2033 | POE50 | NA | 112.8292 | VIC Bendigo (Powercor) 66 kV |  |  | FALSE | #N/A | #N/A | #N/A | #N/A | #N/A | #N/A | #N/A | #N/A | #N/A | #N/A
TRUE | VIC | BETS66 | Bendigo (Powercor) 66 kV | Powercor | Summer | Non-coincident | 2033 | POE10 | NA | 196.154 | VIC Bendigo (Powercor) 66 kV |  |  | FALSE | #N/A | #N/A | #N/A | #N/A | #N/A | #N/A | #N/A | #N/A | #N/A | #N/A
TRUE | VIC | BETS66 | Bendigo (Powercor) 66 kV | Powercor | Summer | Coincident | 2034 | POE10 | NA | 126.0764 | VIC Bendigo (Powercor) 66 kV |  |  | FALSE | #N/A | #N/A | #N/A | #N/A | #N/A | #N/A | #N/A | #N/A | #N/A | #N/A
TRUE | VIC | BETS66 | Bendigo (Powercor) 66 kV | Powercor | Summer | Coincident | 2034 | POE50 | NA | 112.2301 | VIC Bendigo (Powercor) 66 kV |  |  | FALSE | #N/A | #N/A | #N/A | #N/A | #N/A | #N/A | #N/A | #N/A | #N/A | #N/A
TRUE | VIC | BETS66 | Bendigo (Powercor) 66 kV | Powercor | Summer | Non-coincident | 2034 | POE10 | NA | 196.9542 | VIC Bendigo (Powercor) 66 kV |  |  | FALSE | #N/A | #N/A | #N/A | #N/A | #N/A | #N/A | #N/A | #N/A | #N/A | #N/A
TRUE | VIC | BETS66 | Bendigo (Powercor) 66 kV | Powercor | Summer | Coincident | 2035 | POE10 | NA | 125.7489 | VIC Bendigo (Powercor) 66 kV |  |  | FALSE | #N/A | #N/A | #N/A | #N/A | #N/A | #N/A | #N/A | #N/A | #N/A | #N/A
TRUE | VIC | BETS66 | Bendigo (Powercor) 66 kV | Powercor | Summer | Coincident | 2035 | POE50 | NA | 111.9489 | VIC Bendigo (Powercor) 66 kV |  |  | FALSE | #N/A | #N/A | #N/A | #N/A | #N/A | #N/A | #N/A | #N/A | #N/A | #N/A
TRUE | VIC | BETS66 | Bendigo (Powercor) 66 kV | Powercor | Summer | Non-coincident | 2035 | POE10 | NA | 197.6588 | VIC Bendigo (Powercor) 66 kV |  |  | FALSE | #N/A | #N/A | #N/A | #N/A | #N/A | #N/A | #N/A | #N/A | #N/A | #N/A
TRUE | VIC | BETS66 | Bendigo (Powercor) 66 kV | Powercor | Winter | Coincident | 2018 | ACTUAL_OPG | NA | 113.447 | VIC Bendigo (Powercor) 66 kV |  |  | FALSE | #N/A | #N/A | #N/A | #N/A | #N/A | #N/A | #N/A | #N/A | #N/A | #N/A
TRUE | VIC | BETS66 | Bendigo (Powercor) 66 kV | Powercor | Winter | Coincident | 2018 | ACTUAL_RAW | NA | 113.447 | VIC Bendigo (Powercor) 66 kV |  |  | FALSE | #N/A | #N/A | #N/A | #N/A | #N/A | #N/A | #N/A | #N/A | #N/A | #N/A
TRUE | VIC | BETS66 | Bendigo (Powercor) 66 kV | Powercor | Winter | Non-coincident | 2018 | ACTUAL_RAW | NA | 128.4524 | VIC Bendigo (Powercor) 66 kV |  |  | FALSE | #N/A | #N/A | #N/A | #N/A | #N/A | #N/A | #N/A | #N/A | #N/A | #N/A
TRUE | VIC | BETS66 | Bendigo (Powercor) 66 kV | Powercor | Winter | Non-coincident | 2018 | ACTUAL_OPG | NA | 128.4524 | VIC Bendigo (Powercor) 66 kV |  |  | FALSE | #N/A | #N/A | #N/A | #N/A | #N/A | #N/A | #N/A | #N/A | #N/A | #N/A
TRUE | VIC | BETS66 | Bendigo (Powercor) 66 kV | Powercor | Winter | Non-coincident | 2018 | ACTUAL_ADJUSTEDOPG | NA | 128.4524 | VIC Bendigo (Powercor) 66 kV |  |  | FALSE | #N/A | #N/A | #N/A | #N/A | #N/A | #N/A | #N/A | #N/A | #N/A | #N/A
TRUE | VIC | BETS66 | Bendigo (Powercor) 66 kV | Powercor | Winter | Coincident | 2019 | ACTUAL_OPG | NA | 116.6203 | VIC Bendigo (Powercor) 66 kV |  |  | FALSE | #N/A | #N/A | #N/A | #N/A | #N/A | #N/A | #N/A | #N/A | #N/A | #N/A
TRUE | VIC | BETS66 | Bendigo (Powercor) 66 kV | Powercor | Winter | Coincident | 2019 | ACTUAL_RAW | NA | 116.6203 | VIC Bendigo (Powercor) 66 kV |  |  | FALSE | #N/A | #N/A | #N/A | #N/A | #N/A | #N/A | #N/A | #N/A | #N/A | #N/A
TRUE | VIC | BETS66 | Bendigo (Powercor) 66 kV | Powercor | Winter | Non-coincident | 2019 | ACTUAL_RAW | NA | 122.0497 | VIC Bendigo (Powercor) 66 kV |  |  | FALSE | #N/A | #N/A | #N/A | #N/A | #N/A | #N/A | #N/A | #N/A | #N/A | #N/A
TRUE | VIC | BETS66 | Bendigo (Powercor) 66 kV | Powercor | Winter | Non-coincident | 2019 | ACTUAL_OPG | NA | 122.0497 | VIC Bendigo (Powercor) 66 kV |  |  | FALSE | #N/A | #N/A | #N/A | #N/A | #N/A | #N/A | #N/A | #N/A | #N/A | #N/A
TRUE | VIC | BETS66 | Bendigo (Powercor) 66 kV | Powercor | Winter | Non-coincident | 2019 | ACTUAL_ADJUSTEDOPG | NA | 122.0497 | VIC Bendigo (Powercor) 66 kV |  |  | FALSE | #N/A | #N/A | #N/A | #N/A | #N/A | #N/A | #N/A | #N/A | #N/A | #N/A
TRUE | VIC | BETS66 | Bendigo (Powercor) 66 kV | Powercor | Winter | Coincident | 2020 | ACTUAL_OPG | NA | 116.9453 | VIC Bendigo (Powercor) 66 kV |  |  | FALSE | #N/A | #N/A | #N/A | #N/A | #N/A | #N/A | #N/A | #N/A | #N/A | #N/A
TRUE | VIC | BETS66 | Bendigo (Powercor) 66 kV | Powercor | Winter | Coincident | 2020 | ACTUAL_RAW | NA | 116.9453 | VIC Bendigo (Powercor) 66 kV |  |  | FALSE | #N/A | #N/A | #N/A | #N/A | #N/A | #N/A | #N/A | #N/A | #N/A | #N/A
TRUE | VIC | BETS66 | Bendigo (Powercor) 66 kV | Powercor | Winter | Non-coincident | 2020 | ACTUAL_RAW | NA | 129.2589 | VIC Bendigo (Powercor) 66 kV |  |  | FALSE | #N/A | #N/A | #N/A | #N/A | #N/A | #N/A | #N/A | #N/A | #N/A | #N/A
TRUE | VIC | BETS66 | Bendigo (Powercor) 66 kV | Powercor | Winter | Non-coincident | 2020 | ACTUAL_OPG | NA | 129.2589 | VIC Bendigo (Powercor) 66 kV |  |  | FALSE | #N/A | #N/A | #N/A | #N/A | #N/A | #N/A | #N/A | #N/A | #N/A | #N/A
TRUE | VIC | BETS66 | Bendigo (Powercor) 66 kV | Powercor | Winter | Non-coincident | 2020 | ACTUAL_ADJUSTEDOPG | NA | 129.2589 | VIC Bendigo (Powercor) 66 kV |  |  | FALSE | #N/A | #N/A | #N/A | #N/A | #N/A | #N/A | #N/A | #N/A | #N/A | #N/A
TRUE | VIC | BETS66 | Bendigo (Powercor) 66 kV | Powercor | Winter | Coincident | 2021 | ACTUAL_OPG | NA | 103.7312 | VIC Bendigo (Powercor) 66 kV |  |  | FALSE | #N/A | #N/A | #N/A | #N/A | #N/A | #N/A | #N/A | #N/A | #N/A | #N/A
TRUE | VIC | BETS66 | Bendigo (Powercor) 66 kV | Powercor | Winter | Coincident | 2021 | ACTUAL_RAW | NA | 103.7312 | VIC Bendigo (Powercor) 66 kV |  |  | FALSE | #N/A | #N/A | #N/A | #N/A | #N/A | #N/A | #N/A | #N/A | #N/A | #N/A
TRUE | VIC | BETS66 | Bendigo (Powercor) 66 kV | Powercor | Winter | Non-coincident | 2021 | ACTUAL_RAW | NA | 132.1037 | VIC Bendigo (Powercor) 66 kV |  |  | FALSE | #N/A | #N/A | #N/A | #N/A | #N/A | #N/A | #N/A | #N/A | #N/A | #N/A
TRUE | VIC | BETS66 | Bendigo (Powercor) 66 kV | Powercor | Winter | Non-coincident | 2021 | ACTUAL_OPG | NA | 132.1037 | VIC Bendigo (Powercor) 66 kV |  |  | FALSE | #N/A | #N/A | #N/A | #N/A | #N/A | #N/A | #N/A | #N/A | #N/A | #N/A
TRUE | VIC | BETS66 | Bendigo (Powercor) 66 kV | Powercor | Winter | Non-coincident | 2021 | ACTUAL_ADJUSTEDOPG | NA | 132.1037 | VIC Bendigo (Powercor) 66 kV |  |  | FALSE | #N/A | #N/A | #N/A | #N/A | #N/A | #N/A | #N/A | #N/A | #N/A | #N/A
TRUE | VIC | BETS66 | Bendigo (Powercor) 66 kV | Powercor | Winter | Coincident | 2022 | ACTUAL_OPG | NA | 104.5499 | VIC Bendigo (Powercor) 66 kV |  |  | FALSE | #N/A | #N/A | #N/A | #N/A | #N/A | #N/A | #N/A | #N/A | #N/A | #N/A
TRUE | VIC | BETS66 | Bendigo (Powercor) 66 kV | Powercor | Winter | Coincident | 2022 | ACTUAL_RAW | NA | 104.5499 | VIC Bendigo (Powercor) 66 kV |  |  | FALSE | #N/A | #N/A | #N/A | #N/A | #N/A | #N/A | #N/A | #N/A | #N/A | #N/A
TRUE | VIC | BETS66 | Bendigo (Powercor) 66 kV | Powercor | Winter | Non-coincident | 2022 | ACTUAL_RAW | NA | 128.9324 | VIC Bendigo (Powercor) 66 kV |  |  | FALSE | #N/A | #N/A | #N/A | #N/A | #N/A | #N/A | #N/A | #N/A | #N/A | #N/A
TRUE | VIC | BETS66 | Bendigo (Powercor) 66 kV | Powercor | Winter | Non-coincident | 2022 | ACTUAL_OPG | NA | 128.9324 | VIC Bendigo (Powercor) 66 kV |  |  | FALSE | #N/A | #N/A | #N/A | #N/A | #N/A | #N/A | #N/A | #N/A | #N/A | #N/A
TRUE | VIC | BETS66 | Bendigo (Powercor) 66 kV | Powercor | Winter | Non-coincident | 2022 | ACTUAL_ADJUSTEDOPG | NA | 128.9324 | VIC Bendigo (Powercor) 66 kV |  |  | FALSE | #N/A | #N/A | #N/A | #N/A | #N/A | #N/A | #N/A | #N/A | #N/A | #N/A
TRUE | VIC | BETS66 | Bendigo (Powercor) 66 kV | Powercor | Winter | Coincident | 2023 | ACTUAL_OPG | NA | 116.9708 | VIC Bendigo (Powercor) 66 kV |  |  | FALSE | #N/A | #N/A | #N/A | #N/A | #N/A | #N/A | #N/A | #N/A | #N/A | #N/A
TRUE | VIC | BETS66 | Bendigo (Powercor) 66 kV | Powercor | Winter | Coincident | 2023 | ACTUAL_RAW | NA | 116.9708 | VIC Bendigo (Powercor) 66 kV |  |  | FALSE | #N/A | #N/A | #N/A | #N/A | #N/A | #N/A | #N/A | #N/A | #N/A | #N/A
TRUE | VIC | BETS66 | Bendigo (Powercor) 66 kV | Powercor | Winter | Non-coincident | 2023 | ACTUAL_RAW | NA | 140.1798 | VIC Bendigo (Powercor) 66 kV |  |  | FALSE | #N/A | #N/A | #N/A | #N/A | #N/A | #N/A | #N/A | #N/A | #N/A | #N/A
TRUE | VIC | BETS66 | Bendigo (Powercor) 66 kV | Powercor | Winter | Non-coincident | 2023 | ACTUAL_OPG | NA | 140.1798 | VIC Bendigo (Powercor) 66 kV |  |  | FALSE | #N/A | #N/A | #N/A | #N/A | #N/A | #N/A | #N/A | #N/A | #N/A | #N/A
TRUE | VIC | BETS66 | Bendigo (Powercor) 66 kV | Powercor | Winter | Non-coincident | 2023 | ACTUAL_ADJUSTEDOPG | NA | 140.1798 | VIC Bendigo (Powercor) 66 kV |  |  | FALSE | #N/A | #N/A | #N/A | #N/A | #N/A | #N/A | #N/A | #N/A | #N/A | #N/A
TRUE | VIC | BETS66 | Bendigo (Powercor) 66 kV | Powercor | Winter | Coincident | 2024 | ACTUAL_OPG | NA | 93.0846 | VIC Bendigo (Powercor) 66 kV |  |  | FALSE | #N/A | #N/A | #N/A | #N/A | #N/A | #N/A | #N/A | #N/A | #N/A | #N/A
TRUE | VIC | BETS66 | Bendigo (Powercor) 66 kV | Powercor | Winter | Coincident | 2024 | ACTUAL_RAW | NA | 93.0846 | VIC Bendigo (Powercor) 66 kV |  |  | FALSE | #N/A | #N/A | #N/A | #N/A | #N/A | #N/A | #N/A | #N/A | #N/A | #N/A
TRUE | VIC | BETS66 | Bendigo (Powercor) 66 kV | Powercor | Winter | Non-coincident | 2024 | ACTUAL_RAW | NA | 142.6854 | VIC Bendigo (Powercor) 66 kV |  |  | FALSE | #N/A | #N/A | #N/A | #N/A | #N/A | #N/A | #N/A | #N/A | #N/A | #N/A
TRUE | VIC | BETS66 | Bendigo (Powercor) 66 kV | Powercor | Winter | Non-coincident | 2024 | ACTUAL_OPG | NA | 142.6854 | VIC Bendigo (Powercor) 66 kV |  |  | FALSE | #N/A | #N/A | #N/A | #N/A | #N/A | #N/A | #N/A | #N/A | #N/A | #N/A
TRUE | VIC | BETS66 | Bendigo (Powercor) 66 kV | Powercor | Winter | Non-coincident | 2024 | ACTUAL_ADJUSTEDOPG | NA | 142.6854 | VIC Bendigo (Powercor) 66 kV |  |  | FALSE | #N/A | #N/A | #N/A | #N/A | #N/A | #N/A | #N/A | #N/A | #N/A | #N/A
TRUE | VIC | BETS66 | Bendigo (Powercor) 66 kV | Powercor | Winter | Coincident | 2025 | POE10 | NA | 103.8364 | VIC Bendigo (Powercor) 66 kV |  |  | FALSE | #N/A | #N/A | #N/A | #N/A | #N/A | #N/A | #N/A | #N/A | #N/A | #N/A
TRUE | VIC | BETS66 | Bendigo (Powercor) 66 kV | Powercor | Winter | Coincident | 2025 | POE50 | NA | 101.1818 | VIC Bendigo (Powercor) 66 kV |  |  | FALSE | #N/A | #N/A | #N/A | #N/A | #N/A | #N/A | #N/A | #N/A | #N/A | #N/A
TRUE | VIC | BETS66 | Bendigo (Powercor) 66 kV | Powercor | Winter | Non-coincident | 2025 | ACTUAL_RAW | NA | 139.9998 | VIC Bendigo (Powercor) 66 kV |  |  | FALSE | #N/A | #N/A | #N/A | #N/A | #N/A | #N/A | #N/A | #N/A | #N/A | #N/A
TRUE | VIC | BETS66 | Bendigo (Powercor) 66 kV | Powercor | Winter | Non-coincident | 2025 | ACTUAL_ADJUSTEDOPG | NA | 139.9998 | VIC Bendigo (Powercor) 66 kV |  |  | FALSE | #N/A | #N/A | #N/A | #N/A | #N/A | #N/A | #N/A | #N/A | #N/A | #N/A
TRUE | VIC | BETS66 | Bendigo (Powercor) 66 kV | Powercor | Winter | Non-coincident | 2025 | BASEYEARPOE50 | NA | 132.2058 | VIC Bendigo (Powercor) 66 kV |  |  | FALSE | #N/A | #N/A | #N/A | #N/A | #N/A | #N/A | #N/A | #N/A | #N/A | #N/A
TRUE | VIC | BETS66 | Bendigo (Powercor) 66 kV | Powercor | Winter | Non-coincident | 2025 | BASEYEARPOE10 | NA | 137.1413 | VIC Bendigo (Powercor) 66 kV |  |  | FALSE | #N/A | #N/A | #N/A | #N/A | #N/A | #N/A | #N/A | #N/A | #N/A | #N/A
TRUE | VIC | BETS66 | Bendigo (Powercor) 66 kV | Powercor | Winter | Non-coincident | 2025 | POE10 | NA | 142.2019 | VIC Bendigo (Powercor) 66 kV |  |  | FALSE | #N/A | #N/A | #N/A | #N/A | #N/A | #N/A | #N/A | #N/A | #N/A | #N/A
TRUE | VIC | BETS66 | Bendigo (Powercor) 66 kV | Powercor | Winter | Non-coincident | 2025 | POE50 | NA | 133.0892 | VIC Bendigo (Powercor) 66 kV |  |  | FALSE | #N/A | #N/A | #N/A | #N/A | #N/A | #N/A | #N/A | #N/A | #N/A | #N/A
TRUE | VIC | BETS66 | Bendigo (Powercor) 66 kV | Powercor | Winter | Coincident | 2026 | POE10 | NA | 106.9718 | VIC Bendigo (Powercor) 66 kV |  |  | FALSE | #N/A | #N/A | #N/A | #N/A | #N/A | #N/A | #N/A | #N/A | #N/A | #N/A
TRUE | VIC | BETS66 | Bendigo (Powercor) 66 kV | Powercor | Winter | Coincident | 2026 | POE50 | NA | 104.2669 | VIC Bendigo (Powercor) 66 kV |  |  | FALSE | #N/A | #N/A | #N/A | #N/A | #N/A | #N/A | #N/A | #N/A | #N/A | #N/A
TRUE | VIC | BETS66 | Bendigo (Powercor) 66 kV | Powercor | Winter | Non-coincident | 2026 | POE10 | NA | 150.9786 | VIC Bendigo (Powercor) 66 kV |  |  | FALSE | #N/A | #N/A | #N/A | #N/A | #N/A | #N/A | #N/A | #N/A | #N/A | #N/A
TRUE | VIC | BETS66 | Bendigo (Powercor) 66 kV | Powercor | Winter | Non-coincident | 2026 | POE50 | NA | 142.6152 | VIC Bendigo (Powercor) 66 kV |  |  | FALSE | #N/A | #N/A | #N/A | #N/A | #N/A | #N/A | #N/A | #N/A | #N/A | #N/A
TRUE | VIC | BETS66 | Bendigo (Powercor) 66 kV | Powercor | Winter | Coincident | 2027 | POE10 | NA | 103.5554 | VIC Bendigo (Powercor) 66 kV |  |  | FALSE | #N/A | #N/A | #N/A | #N/A | #N/A | #N/A | #N/A | #N/A | #N/A | #N/A
TRUE | VIC | BETS66 | Bendigo (Powercor) 66 kV | Powercor | Winter | Coincident | 2027 | POE50 | NA | 100.6823 | VIC Bendigo (Powercor) 66 kV |  |  | FALSE | #N/A | #N/A | #N/A | #N/A | #N/A | #N/A | #N/A | #N/A | #N/A | #N/A
TRUE | VIC | BETS66 | Bendigo (Powercor) 66 kV | Powercor | Winter | Non-coincident | 2027 | POE10 | NA | 151.3832 | VIC Bendigo (Powercor) 66 kV |  |  | FALSE | #N/A | #N/A | #N/A | #N/A | #N/A | #N/A | #N/A | #N/A | #N/A | #N/A
TRUE | VIC | BETS66 | Bendigo (Powercor) 66 kV | Powercor | Winter | Non-coincident | 2027 | POE50 | NA | 143.295 | VIC Bendigo (Powercor) 66 kV |  |  | FALSE | #N/A | #N/A | #N/A | #N/A | #N/A | #N/A | #N/A | #N/A | #N/A | #N/A
TRUE | VIC | BETS66 | Bendigo (Powercor) 66 kV | Powercor | Winter | Coincident | 2028 | POE10 | NA | 102.126 | VIC Bendigo (Powercor) 66 kV |  |  | FALSE | #N/A | #N/A | #N/A | #N/A | #N/A | #N/A | #N/A | #N/A | #N/A | #N/A
TRUE | VIC | BETS66 | Bendigo (Powercor) 66 kV | Powercor | Winter | Coincident | 2028 | POE50 | NA | 99.3774 | VIC Bendigo (Powercor) 66 kV |  |  | FALSE | #N/A | #N/A | #N/A | #N/A | #N/A | #N/A | #N/A | #N/A | #N/A | #N/A
TRUE | VIC | BETS66 | Bendigo (Powercor) 66 kV | Powercor | Winter | Non-coincident | 2028 | POE10 | NA | 151.9035 | VIC Bendigo (Powercor) 66 kV |  |  | FALSE | #N/A | #N/A | #N/A | #N/A | #N/A | #N/A | #N/A | #N/A | #N/A | #N/A
TRUE | VIC | BETS66 | Bendigo (Powercor) 66 kV | Powercor | Winter | Non-coincident | 2028 | POE50 | NA | 144.1008 | VIC Bendigo (Powercor) 66 kV |  |  | FALSE | #N/A | #N/A | #N/A | #N/A | #N/A | #N/A | #N/A | #N/A | #N/A | #N/A
TRUE | VIC | BETS66 | Bendigo (Powercor) 66 kV | Powercor | Winter | Coincident | 2029 | POE10 | NA | 101.516 | VIC Bendigo (Powercor) 66 kV |  |  | FALSE | #N/A | #N/A | #N/A | #N/A | #N/A | #N/A | #N/A | #N/A | #N/A | #N/A
TRUE | VIC | BETS66 | Bendigo (Powercor) 66 kV | Powercor | Winter | Coincident | 2029 | POE50 | NA | 98.8263 | VIC Bendigo (Powercor) 66 kV |  |  | FALSE | #N/A | #N/A | #N/A | #N/A | #N/A | #N/A | #N/A | #N/A | #N/A | #N/A
TRUE | VIC | BETS66 | Bendigo (Powercor) 66 kV | Powercor | Winter | Non-coincident | 2029 | POE10 | NA | 152.5605 | VIC Bendigo (Powercor) 66 kV |  |  | FALSE | #N/A | #N/A | #N/A | #N/A | #N/A | #N/A | #N/A | #N/A | #N/A | #N/A
TRUE | VIC | BETS66 | Bendigo (Powercor) 66 kV | Powercor | Winter | Non-coincident | 2029 | POE50 | NA | 145.0223 | VIC Bendigo (Powercor) 66 kV |  |  | FALSE | #N/A | #N/A | #N/A | #N/A | #N/A | #N/A | #N/A | #N/A | #N/A | #N/A
TRUE | VIC | BETS66 | Bendigo (Powercor) 66 kV | Powercor | Winter | Coincident | 2030 | POE10 | NA | 100.7481 | VIC Bendigo (Powercor) 66 kV |  |  | FALSE | #N/A | #N/A | #N/A | #N/A | #N/A | #N/A | #N/A | #N/A | #N/A | #N/A
TRUE | VIC | BETS66 | Bendigo (Powercor) 66 kV | Powercor | Winter | Coincident | 2030 | POE50 | NA | 98.0658 | VIC Bendigo (Powercor) 66 kV |  |  | FALSE | #N/A | #N/A | #N/A | #N/A | #N/A | #N/A | #N/A | #N/A | #N/A | #N/A
TRUE | VIC | BETS66 | Bendigo (Powercor) 66 kV | Powercor | Winter | Non-coincident | 2030 | POE10 | NA | 153.3047 | VIC Bendigo (Powercor) 66 kV |  |  | FALSE | #N/A | #N/A | #N/A | #N/A | #N/A | #N/A | #N/A | #N/A | #N/A | #N/A
TRUE | VIC | BETS66 | Bendigo (Powercor) 66 kV | Powercor | Winter | Non-coincident | 2030 | POE50 | NA | 145.9572 | VIC Bendigo (Powercor) 66 kV |  |  | FALSE | #N/A | #N/A | #N/A | #N/A | #N/A | #N/A | #N/A | #N/A | #N/A | #N/A
TRUE | VIC | BETS66 | Bendigo (Powercor) 66 kV | Powercor | Winter | Coincident | 2031 | POE10 | NA | 100.1519 | VIC Bendigo (Powercor) 66 kV |  |  | FALSE | #N/A | #N/A | #N/A | #N/A | #N/A | #N/A | #N/A | #N/A | #N/A | #N/A
TRUE | VIC | BETS66 | Bendigo (Powercor) 66 kV | Powercor | Winter | Coincident | 2031 | POE50 | NA | 97.4977 | VIC Bendigo (Powercor) 66 kV |  |  | FALSE | #N/A | #N/A | #N/A | #N/A | #N/A | #N/A | #N/A | #N/A | #N/A | #N/A
TRUE | VIC | BETS66 | Bendigo (Powercor) 66 kV | Powercor | Winter | Non-coincident | 2031 | POE10 | NA | 154.0624 | VIC Bendigo (Powercor) 66 kV |  |  | FALSE | #N/A | #N/A | #N/A | #N/A | #N/A | #N/A | #N/A | #N/A | #N/A | #N/A
TRUE | VIC | BETS66 | Bendigo (Powercor) 66 kV | Powercor | Winter | Non-coincident | 2031 | POE50 | NA | 146.9118 | VIC Bendigo (Powercor) 66 kV |  |  | FALSE | #N/A | #N/A | #N/A | #N/A | #N/A | #N/A | #N/A | #N/A | #N/A | #N/A
TRUE | VIC | BETS66 | Bendigo (Powercor) 66 kV | Powercor | Winter | Coincident | 2032 | POE10 | NA | 98.7513 | VIC Bendigo (Powercor) 66 kV |  |  | FALSE | #N/A | #N/A | #N/A | #N/A | #N/A | #N/A | #N/A | #N/A | #N/A | #N/A
TRUE | VIC | BETS66 | Bendigo (Powercor) 66 kV | Powercor | Winter | Coincident | 2032 | POE50 | NA | 95.9615 | VIC Bendigo (Powercor) 66 kV |  |  | FALSE | #N/A | #N/A | #N/A | #N/A | #N/A | #N/A | #N/A | #N/A | #N/A | #N/A
TRUE | VIC | BETS66 | Bendigo (Powercor) 66 kV | Powercor | Winter | Non-coincident | 2032 | POE10 | NA | 155.0738 | VIC Bendigo (Powercor) 66 kV |  |  | FALSE | #N/A | #N/A | #N/A | #N/A | #N/A | #N/A | #N/A | #N/A | #N/A | #N/A
TRUE | VIC | BETS66 | Bendigo (Powercor) 66 kV | Powercor | Winter | Non-coincident | 2032 | POE50 | NA | 147.9032 | VIC Bendigo (Powercor) 66 kV |  |  | FALSE | #N/A | #N/A | #N/A | #N/A | #N/A | #N/A | #N/A | #N/A | #N/A | #N/A
TRUE | VIC | BETS66 | Bendigo (Powercor) 66 kV | Powercor | Winter | Coincident | 2033 | POE10 | NA | 96.9227 | VIC Bendigo (Powercor) 66 kV |  |  | FALSE | #N/A | #N/A | #N/A | #N/A | #N/A | #N/A | #N/A | #N/A | #N/A | #N/A
TRUE | VIC | BETS66 | Bendigo (Powercor) 66 kV | Powercor | Winter | Coincident | 2033 | POE50 | NA | 94.2043 | VIC Bendigo (Powercor) 66 kV |  |  | FALSE | #N/A | #N/A | #N/A | #N/A | #N/A | #N/A | #N/A | #N/A | #N/A | #N/A
TRUE | VIC | BETS66 | Bendigo (Powercor) 66 kV | Powercor | Winter | Non-coincident | 2033 | POE10 | NA | 156.0816 | VIC Bendigo (Powercor) 66 kV |  |  | FALSE | #N/A | #N/A | #N/A | #N/A | #N/A | #N/A | #N/A | #N/A | #N/A | #N/A
TRUE | VIC | BETS66 | Bendigo (Powercor) 66 kV | Powercor | Winter | Non-coincident | 2033 | POE50 | NA | 148.8857 | VIC Bendigo (Powercor) 66 kV |  |  | FALSE | #N/A | #N/A | #N/A | #N/A | #N/A | #N/A | #N/A | #N/A | #N/A | #N/A
TRUE | VIC | BETS66 | Bendigo (Powercor) 66 kV | Powercor | Winter | Coincident | 2034 | POE10 | NA | 96.8161 | VIC Bendigo (Powercor) 66 kV |  |  | FALSE | #N/A | #N/A | #N/A | #N/A | #N/A | #N/A | #N/A | #N/A | #N/A | #N/A
TRUE | VIC | BETS66 | Bendigo (Powercor) 66 kV | Powercor | Winter | Coincident | 2034 | POE50 | NA | 94.1597 | VIC Bendigo (Powercor) 66 kV |  |  | FALSE | #N/A | #N/A | #N/A | #N/A | #N/A | #N/A | #N/A | #N/A | #N/A | #N/A
TRUE | VIC | BETS66 | Bendigo (Powercor) 66 kV | Powercor | Winter | Non-coincident | 2034 | POE10 | NA | 157.0048 | VIC Bendigo (Powercor) 66 kV |  |  | FALSE | #N/A | #N/A | #N/A | #N/A | #N/A | #N/A | #N/A | #N/A | #N/A | #N/A
TRUE | VIC | BETS66 | Bendigo (Powercor) 66 kV | Powercor | Winter | Non-coincident | 2034 | POE50 | NA | 149.8467 | VIC Bendigo (Powercor) 66 kV |  |  | FALSE | #N/A | #N/A | #N/A | #N/A | #N/A | #N/A | #N/A | #N/A | #N/A | #N/A
TRUE | VIC | BLTS22J | Brooklyn (Jemena) 22 kV | Jemena | Shoulder | Coincident | 2019 | ACTUAL_OPG | 0.84815 | NA | VIC Brooklyn (Jemena) 22 kV |  |  | FALSE | #N/A | #N/A | #N/A | #N/A | #N/A | #N/A | #N/A | #N/A | #N/A | #N/A
TRUE | VIC | BLTS22J | Brooklyn (Jemena) 22 kV | Jemena | Shoulder | Coincident | 2019 | ACTUAL_RAW | 0.84815 | NA | VIC Brooklyn (Jemena) 22 kV |  |  | FALSE | #N/A | #N/A | #N/A | #N/A | #N/A | #N/A | #N/A | #N/A | #N/A | #N/A
TRUE | VIC | BLTS22J | Brooklyn (Jemena) 22 kV | Jemena | Shoulder | Non-coincident | 2019 | ACTUAL_RAW | 0.13627 | NA | VIC Brooklyn (Jemena) 22 kV |  |  | FALSE | #N/A | #N/A | #N/A | #N/A | #N/A | #N/A | #N/A | #N/A | #N/A | #N/A
TRUE | VIC | BLTS22J | Brooklyn (Jemena) 22 kV | Jemena | Shoulder | Non-coincident | 2019 | ACTUAL_OPG | 0.13627 | NA | VIC Brooklyn (Jemena) 22 kV |  |  | FALSE | #N/A | #N/A | #N/A | #N/A | #N/A | #N/A | #N/A | #N/A | #N/A | #N/A
TRUE | VIC | BLTS22J | Brooklyn (Jemena) 22 kV | Jemena | Shoulder | Non-coincident | 2019 | ACTUAL_ADJUSTEDOPG | 0.13627 | NA | VIC Brooklyn (Jemena) 22 kV |  |  | FALSE | #N/A | #N/A | #N/A | #N/A | #N/A | #N/A | #N/A | #N/A | #N/A | #N/A
TRUE | VIC | BLTS22J | Brooklyn (Jemena) 22 kV | Jemena | Shoulder | Coincident | 2020 | ACTUAL_OPG | 1.3105 | NA | VIC Brooklyn (Jemena) 22 kV |  |  | FALSE | #N/A | #N/A | #N/A | #N/A | #N/A | #N/A | #N/A | #N/A | #N/A | #N/A
TRUE | VIC | BLTS22J | Brooklyn (Jemena) 22 kV | Jemena | Shoulder | Coincident | 2020 | ACTUAL_RAW | 1.3105 | NA | VIC Brooklyn (Jemena) 22 kV |  |  | FALSE | #N/A | #N/A | #N/A | #N/A | #N/A | #N/A | #N/A | #N/A | #N/A | #N/A
TRUE | VIC | BLTS22J | Brooklyn (Jemena) 22 kV | Jemena | Shoulder | Non-coincident | 2020 | ACTUAL_RAW | -0.001298 | NA | VIC Brooklyn (Jemena) 22 kV |  |  | FALSE | #N/A | #N/A | #N/A | #N/A | #N/A | #N/A | #N/A | #N/A | #N/A | #N/A
TRUE | VIC | BLTS22J | Brooklyn (Jemena) 22 kV | Jemena | Shoulder | Non-coincident | 2020 | ACTUAL_OPG | -0.001298 | NA | VIC Brooklyn (Jemena) 22 kV |  |  | FALSE | #N/A | #N/A | #N/A | #N/A | #N/A | #N/A | #N/A | #N/A | #N/A | #N/A
TRUE | VIC | BLTS22J | Brooklyn (Jemena) 22 kV | Jemena | Shoulder | Non-coincident | 2020 | ACTUAL_ADJUSTEDOPG | -0.001298 | NA | VIC Brooklyn (Jemena) 22 kV |  |  | FALSE | #N/A | #N/A | #N/A | #N/A | #N/A | #N/A | #N/A | #N/A | #N/A | #N/A
TRUE | VIC | BLTS22J | Brooklyn (Jemena) 22 kV | Jemena | Shoulder | Coincident | 2021 | ACTUAL_OPG | 1.3895 | NA | VIC Brooklyn (Jemena) 22 kV |  |  | FALSE | #N/A | #N/A | #N/A | #N/A | #N/A | #N/A | #N/A | #N/A | #N/A | #N/A
TRUE | VIC | BLTS22J | Brooklyn (Jemena) 22 kV | Jemena | Shoulder | Coincident | 2021 | ACTUAL_RAW | 1.3895 | NA | VIC Brooklyn (Jemena) 22 kV |  |  | FALSE | #N/A | #N/A | #N/A | #N/A | #N/A | #N/A | #N/A | #N/A | #N/A | #N/A
TRUE | VIC | BLTS22J | Brooklyn (Jemena) 22 kV | Jemena | Shoulder | Non-coincident | 2021 | ACTUAL_RAW | -0.001056 | NA | VIC Brooklyn (Jemena) 22 kV |  |  | FALSE | #N/A | #N/A | #N/A | #N/A | #N/A | #N/A | #N/A | #N/A | #N/A | #N/A
TRUE | VIC | BLTS22J | Brooklyn (Jemena) 22 kV | Jemena | Shoulder | Non-coincident | 2021 | ACTUAL_OPG | -0.001056 | NA | VIC Brooklyn (Jemena) 22 kV |  |  | FALSE | #N/A | #N/A | #N/A | #N/A | #N/A | #N/A | #N/A | #N/A | #N/A | #N/A
TRUE | VIC | BLTS22J | Brooklyn (Jemena) 22 kV | Jemena | Shoulder | Non-coincident | 2021 | ACTUAL_ADJUSTEDOPG | -0.001056 | NA | VIC Brooklyn (Jemena) 22 kV |  |  | FALSE | #N/A | #N/A | #N/A | #N/A | #N/A | #N/A | #N/A | #N/A | #N/A | #N/A
TRUE | VIC | BLTS22J | Brooklyn (Jemena) 22 kV | Jemena | Shoulder | Coincident | 2022 | ACTUAL_OPG | 1.3168 | NA | VIC Brooklyn (Jemena) 22 kV |  |  | FALSE | #N/A | #N/A | #N/A | #N/A | #N/A | #N/A | #N/A | #N/A | #N/A | #N/A
TRUE | VIC | BLTS22J | Brooklyn (Jemena) 22 kV | Jemena | Shoulder | Coincident | 2022 | ACTUAL_RAW | 1.3168 | NA | VIC Brooklyn (Jemena) 22 kV |  |  | FALSE | #N/A | #N/A | #N/A | #N/A | #N/A | #N/A | #N/A | #N/A | #N/A | #N/A
TRUE | VIC | BLTS22J | Brooklyn (Jemena) 22 kV | Jemena | Shoulder | Non-coincident | 2022 | ACTUAL_RAW | 0.0082852 | NA | VIC Brooklyn (Jemena) 22 kV |  |  | FALSE | #N/A | #N/A | #N/A | #N/A | #N/A | #N/A | #N/A | #N/A | #N/A | #N/A
TRUE | VIC | BLTS22J | Brooklyn (Jemena) 22 kV | Jemena | Shoulder | Non-coincident | 2022 | ACTUAL_OPG | 0.0082852 | NA | VIC Brooklyn (Jemena) 22 kV |  |  | FALSE | #N/A | #N/A | #N/A | #N/A | #N/A | #N/A | #N/A | #N/A | #N/A | #N/A
TRUE | VIC | BLTS22J | Brooklyn (Jemena) 22 kV | Jemena | Shoulder | Non-coincident | 2022 | ACTUAL_ADJUSTEDOPG | 0.0082852 | NA | VIC Brooklyn (Jemena) 22 kV |  |  | FALSE | #N/A | #N/A | #N/A | #N/A | #N/A | #N/A | #N/A | #N/A | #N/A | #N/A
TRUE | VIC | BLTS22J | Brooklyn (Jemena) 22 kV | Jemena | Shoulder | Coincident | 2023 | ACTUAL_OPG | 9.7092 | NA | VIC Brooklyn (Jemena) 22 kV |  |  | FALSE | #N/A | #N/A | #N/A | #N/A | #N/A | #N/A | #N/A | #N/A | #N/A | #N/A
TRUE | VIC | BLTS22J | Brooklyn (Jemena) 22 kV | Jemena | Shoulder | Coincident | 2023 | ACTUAL_RAW | 9.7092 | NA | VIC Brooklyn (Jemena) 22 kV |  |  | FALSE | #N/A | #N/A | #N/A | #N/A | #N/A | #N/A | #N/A | #N/A | #N/A | #N/A
TRUE | VIC | BLTS22J | Brooklyn (Jemena) 22 kV | Jemena | Shoulder | Non-coincident | 2023 | ACTUAL_RAW | 9.4899 | NA | VIC Brooklyn (Jemena) 22 kV |  |  | FALSE | #N/A | #N/A | #N/A | #N/A | #N/A | #N/A | #N/A | #N/A | #N/A | #N/A
TRUE | VIC | BLTS22J | Brooklyn (Jemena) 22 kV | Jemena | Shoulder | Non-coincident | 2023 | ACTUAL_OPG | 9.4899 | NA | VIC Brooklyn (Jemena) 22 kV |  |  | FALSE | #N/A | #N/A | #N/A | #N/A | #N/A | #N/A | #N/A | #N/A | #N/A | #N/A
TRUE | VIC | BLTS22J | Brooklyn (Jemena) 22 kV | Jemena | Shoulder | Non-coincident | 2023 | ACTUAL_ADJUSTEDOPG | 10.6507 | NA | VIC Brooklyn (Jemena) 22 kV |  |  | FALSE | #N/A | #N/A | #N/A | #N/A | #N/A | #N/A | #N/A | #N/A | #N/A | #N/A
TRUE | VIC | BLTS22J | Brooklyn (Jemena) 22 kV | Jemena | Shoulder | Coincident | 2024 | ACTUAL_OPG | 8.839 | NA | VIC Brooklyn (Jemena) 22 kV |  |  | FALSE | #N/A | #N/A | #N/A | #N/A | #N/A | #N/A | #N/A | #N/A | #N/A | #N/A
TRUE | VIC | BLTS22J | Brooklyn (Jemena) 22 kV | Jemena | Shoulder | Coincident | 2024 | ACTUAL_RAW | 8.839 | NA | VIC Brooklyn (Jemena) 22 kV |  |  | FALSE | #N/A | #N/A | #N/A | #N/A | #N/A | #N/A | #N/A | #N/A | #N/A | #N/A
TRUE | VIC | BLTS22J | Brooklyn (Jemena) 22 kV | Jemena | Shoulder | Non-coincident | 2024 | ACTUAL_RAW | 8.1352 | NA | VIC Brooklyn (Jemena) 22 kV |  |  | FALSE | #N/A | #N/A | #N/A | #N/A | #N/A | #N/A | #N/A | #N/A | #N/A | #N/A
TRUE | VIC | BLTS22J | Brooklyn (Jemena) 22 kV | Jemena | Shoulder | Non-coincident | 2024 | ACTUAL_OPG | 8.1352 | NA | VIC Brooklyn (Jemena) 22 kV |  |  | FALSE | #N/A | #N/A | #N/A | #N/A | #N/A | #N/A | #N/A | #N/A | #N/A | #N/A
TRUE | VIC | BLTS22J | Brooklyn (Jemena) 22 kV | Jemena | Shoulder | Non-coincident | 2024 | ACTUAL_ADJUSTEDOPG | 8.1352 | NA | VIC Brooklyn (Jemena) 22 kV |  |  | FALSE | #N/A | #N/A | #N/A | #N/A | #N/A | #N/A | #N/A | #N/A | #N/A | #N/A
TRUE | VIC | BLTS22J | Brooklyn (Jemena) 22 kV | Jemena | Shoulder | Coincident | 2025 | ACTUAL_OPG | 10.488 | NA | VIC Brooklyn (Jemena) 22 kV |  |  | FALSE | #N/A | #N/A | #N/A | #N/A | #N/A | #N/A | #N/A | #N/A | #N/A | #N/A
TRUE | VIC | BLTS22J | Brooklyn (Jemena) 22 kV | Jemena | Shoulder | Coincident | 2025 | ACTUAL_RAW | 10.488 | NA | VIC Brooklyn (Jemena) 22 kV |  |  | FALSE | #N/A | #N/A | #N/A | #N/A | #N/A | #N/A | #N/A | #N/A | #N/A | #N/A
TRUE | VIC | BLTS22J | Brooklyn (Jemena) 22 kV | Jemena | Shoulder | Non-coincident | 2025 | ACTUAL_RAW | 9.2758 | NA | VIC Brooklyn (Jemena) 22 kV |  |  | FALSE | #N/A | #N/A | #N/A | #N/A | #N/A | #N/A | #N/A | #N/A | #N/A | #N/A
TRUE | VIC | BLTS22J | Brooklyn (Jemena) 22 kV | Jemena | Shoulder | Non-coincident | 2025 | ACTUAL_OPG | 9.2758 | NA | VIC Brooklyn (Jemena) 22 kV |  |  | FALSE | #N/A | #N/A | #N/A | #N/A | #N/A | #N/A | #N/A | #N/A | #N/A | #N/A
TRUE | VIC | BLTS22J | Brooklyn (Jemena) 22 kV | Jemena | Shoulder | Non-coincident | 2025 | ACTUAL_ADJUSTEDOPG | 9.2758 | NA | VIC Brooklyn (Jemena) 22 kV |  |  | FALSE | #N/A | #N/A | #N/A | #N/A | #N/A | #N/A | #N/A | #N/A | #N/A | #N/A
TRUE | VIC | BLTS22J | Brooklyn (Jemena) 22 kV | Jemena | Shoulder | Non-coincident | 2025 | BASEYEARPOE90 | -8.123 | NA | VIC Brooklyn (Jemena) 22 kV |  |  | FALSE | #N/A | #N/A | #N/A | #N/A | #N/A | #N/A | #N/A | #N/A | #N/A | #N/A
TRUE | VIC | BLTS22J | Brooklyn (Jemena) 22 kV | Jemena | Shoulder | Non-coincident | 2025 | BASEYEARPOE50 | -7.8296 | NA | VIC Brooklyn (Jemena) 22 kV |  |  | FALSE | #N/A | #N/A | #N/A | #N/A | #N/A | #N/A | #N/A | #N/A | #N/A | #N/A
TRUE | VIC | BLTS22J | Brooklyn (Jemena) 22 kV | Jemena | Shoulder | Coincident_unreconciled | 2026 | POE50 | -5.7981 | NA | VIC Brooklyn (Jemena) 22 kV |  |  | FALSE | #N/A | #N/A | #N/A | #N/A | #N/A | #N/A | #N/A | #N/A | #N/A | #N/A
TRUE | VIC | BLTS22J | Brooklyn (Jemena) 22 kV | Jemena | Shoulder | Coincident_unreconciled | 2026 | POE90 | -6.0605 | NA | VIC Brooklyn (Jemena) 22 kV |  |  | FALSE | #N/A | #N/A | #N/A | #N/A | #N/A | #N/A | #N/A | #N/A | #N/A | #N/A
TRUE | VIC | BLTS22J | Brooklyn (Jemena) 22 kV | Jemena | Shoulder | Non-coincident | 2026 | POE50 | 0 | NA | VIC Brooklyn (Jemena) 22 kV |  |  | FALSE | #N/A | #N/A | #N/A | #N/A | #N/A | #N/A | #N/A | #N/A | #N/A | #N/A
TRUE | VIC | BLTS22J | Brooklyn (Jemena) 22 kV | Jemena | Shoulder | Non-coincident | 2026 | POE90 | -0.29991 | NA | VIC Brooklyn (Jemena) 22 kV |  |  | FALSE | #N/A | #N/A | #N/A | #N/A | #N/A | #N/A | #N/A | #N/A | #N/A | #N/A
TRUE | VIC | BLTS22J | Brooklyn (Jemena) 22 kV | Jemena | Shoulder | Coincident_unreconciled | 2027 | POE50 | -5.8563 | NA | VIC Brooklyn (Jemena) 22 kV |  |  | FALSE | #N/A | #N/A | #N/A | #N/A | #N/A | #N/A | #N/A | #N/A | #N/A | #N/A
TRUE | VIC | BLTS22J | Brooklyn (Jemena) 22 kV | Jemena | Shoulder | Coincident_unreconciled | 2027 | POE90 | -6.123 | NA | VIC Brooklyn (Jemena) 22 kV |  |  | FALSE | #N/A | #N/A | #N/A | #N/A | #N/A | #N/A | #N/A | #N/A | #N/A | #N/A
TRUE | VIC | BLTS22J | Brooklyn (Jemena) 22 kV | Jemena | Shoulder | Non-coincident | 2027 | POE50 | -0.14545 | NA | VIC Brooklyn (Jemena) 22 kV |  |  | FALSE | #N/A | #N/A | #N/A | #N/A | #N/A | #N/A | #N/A | #N/A | #N/A | #N/A
TRUE | VIC | BLTS22J | Brooklyn (Jemena) 22 kV | Jemena | Shoulder | Non-coincident | 2027 | POE90 | -0.45018 | NA | VIC Brooklyn (Jemena) 22 kV |  |  | FALSE | #N/A | #N/A | #N/A | #N/A | #N/A | #N/A | #N/A | #N/A | #N/A | #N/A
TRUE | VIC | BLTS22J | Brooklyn (Jemena) 22 kV | Jemena | Shoulder | Coincident_unreconciled | 2028 | POE50 | -5.9246 | NA | VIC Brooklyn (Jemena) 22 kV |  |  | FALSE | #N/A | #N/A | #N/A | #N/A | #N/A | #N/A | #N/A | #N/A | #N/A | #N/A
TRUE | VIC | BLTS22J | Brooklyn (Jemena) 22 kV | Jemena | Shoulder | Coincident_unreconciled | 2028 | POE90 | -6.1942 | NA | VIC Brooklyn (Jemena) 22 kV |  |  | FALSE | #N/A | #N/A | #N/A | #N/A | #N/A | #N/A | #N/A | #N/A | #N/A | #N/A
TRUE | VIC | BLTS22J | Brooklyn (Jemena) 22 kV | Jemena | Shoulder | Non-coincident | 2028 | POE50 | -0.24932 | NA | VIC Brooklyn (Jemena) 22 kV |  |  | FALSE | #N/A | #N/A | #N/A | #N/A | #N/A | #N/A | #N/A | #N/A | #N/A | #N/A
TRUE | VIC | BLTS22J | Brooklyn (Jemena) 22 kV | Jemena | Shoulder | Non-coincident | 2028 | POE90 | -0.55748 | NA | VIC Brooklyn (Jemena) 22 kV |  |  | FALSE | #N/A | #N/A | #N/A | #N/A | #N/A | #N/A | #N/A | #N/A | #N/A | #N/A
TRUE | VIC | BLTS22J | Brooklyn (Jemena) 22 kV | Jemena | Shoulder | Coincident_unreconciled | 2029 | POE50 | -5.9236 | NA | VIC Brooklyn (Jemena) 22 kV |  |  | FALSE | #N/A | #N/A | #N/A | #N/A | #N/A | #N/A | #N/A | #N/A | #N/A | #N/A
TRUE | VIC | BLTS22J | Brooklyn (Jemena) 22 kV | Jemena | Shoulder | Coincident_unreconciled | 2029 | POE90 | -6.1932 | NA | VIC Brooklyn (Jemena) 22 kV |  |  | FALSE | #N/A | #N/A | #N/A | #N/A | #N/A | #N/A | #N/A | #N/A | #N/A | #N/A
TRUE | VIC | BLTS22J | Brooklyn (Jemena) 22 kV | Jemena | Shoulder | Non-coincident | 2029 | POE50 | -0.24926 | NA | VIC Brooklyn (Jemena) 22 kV |  |  | FALSE | #N/A | #N/A | #N/A | #N/A | #N/A | #N/A | #N/A | #N/A | #N/A | #N/A
TRUE | VIC | BLTS22J | Brooklyn (Jemena) 22 kV | Jemena | Shoulder | Non-coincident | 2029 | POE90 | -0.55742 | NA | VIC Brooklyn (Jemena) 22 kV |  |  | FALSE | #N/A | #N/A | #N/A | #N/A | #N/A | #N/A | #N/A | #N/A | #N/A | #N/A
TRUE | VIC | BLTS22J | Brooklyn (Jemena) 22 kV | Jemena | Shoulder | Coincident_unreconciled | 2030 | POE50 | -5.9245 | NA | VIC Brooklyn (Jemena) 22 kV |  |  | FALSE | #N/A | #N/A | #N/A | #N/A | #N/A | #N/A | #N/A | #N/A | #N/A | #N/A
TRUE | VIC | BLTS22J | Brooklyn (Jemena) 22 kV | Jemena | Shoulder | Coincident_unreconciled | 2030 | POE90 | -6.1941 | NA | VIC Brooklyn (Jemena) 22 kV |  |  | FALSE | #N/A | #N/A | #N/A | #N/A | #N/A | #N/A | #N/A | #N/A | #N/A | #N/A
TRUE | VIC | BLTS22J | Brooklyn (Jemena) 22 kV | Jemena | Shoulder | Non-coincident | 2030 | POE50 | -0.24918 | NA | VIC Brooklyn (Jemena) 22 kV |  |  | FALSE | #N/A | #N/A | #N/A | #N/A | #N/A | #N/A | #N/A | #N/A | #N/A | #N/A
TRUE | VIC | BLTS22J | Brooklyn (Jemena) 22 kV | Jemena | Shoulder | Non-coincident | 2030 | POE90 | -0.55734 | NA | VIC Brooklyn (Jemena) 22 kV |  |  | FALSE | #N/A | #N/A | #N/A | #N/A | #N/A | #N/A | #N/A | #N/A | #N/A | #N/A
TRUE | VIC | BLTS22J | Brooklyn (Jemena) 22 kV | Jemena | Shoulder | Coincident_unreconciled | 2031 | POE50 | -5.9249 | NA | VIC Brooklyn (Jemena) 22 kV |  |  | FALSE | #N/A | #N/A | #N/A | #N/A | #N/A | #N/A | #N/A | #N/A | #N/A | #N/A
TRUE | VIC | BLTS22J | Brooklyn (Jemena) 22 kV | Jemena | Shoulder | Coincident_unreconciled | 2031 | POE90 | -6.1945 | NA | VIC Brooklyn (Jemena) 22 kV |  |  | FALSE | #N/A | #N/A | #N/A | #N/A | #N/A | #N/A | #N/A | #N/A | #N/A | #N/A
TRUE | VIC | BLTS22J | Brooklyn (Jemena) 22 kV | Jemena | Shoulder | Non-coincident | 2031 | POE50 | -0.2491 | NA | VIC Brooklyn (Jemena) 22 kV |  |  | FALSE | #N/A | #N/A | #N/A | #N/A | #N/A | #N/A | #N/A | #N/A | #N/A | #N/A
TRUE | VIC | BLTS22J | Brooklyn (Jemena) 22 kV | Jemena | Shoulder | Non-coincident | 2031 | POE90 | -0.55726 | NA | VIC Brooklyn (Jemena) 22 kV |  |  | FALSE | #N/A | #N/A | #N/A | #N/A | #N/A | #N/A | #N/A | #N/A | #N/A | #N/A
TRUE | VIC | BLTS22J | Brooklyn (Jemena) 22 kV | Jemena | Shoulder | Coincident_unreconciled | 2032 | POE50 | -5.9253 | NA | VIC Brooklyn (Jemena) 22 kV |  |  | FALSE | #N/A | #N/A | #N/A | #N/A | #N/A | #N/A | #N/A | #N/A | #N/A | #N/A
TRUE | VIC | BLTS22J | Brooklyn (Jemena) 22 kV | Jemena | Shoulder | Coincident_unreconciled | 2032 | POE90 | -6.195 | NA | VIC Brooklyn (Jemena) 22 kV |  |  | FALSE | #N/A | #N/A | #N/A | #N/A | #N/A | #N/A | #N/A | #N/A | #N/A | #N/A
TRUE | VIC | BLTS22J | Brooklyn (Jemena) 22 kV | Jemena | Shoulder | Non-coincident | 2032 | POE50 | -0.24901 | NA | VIC Brooklyn (Jemena) 22 kV |  |  | FALSE | #N/A | #N/A | #N/A | #N/A | #N/A | #N/A | #N/A | #N/A | #N/A | #N/A
TRUE | VIC | BLTS22J | Brooklyn (Jemena) 22 kV | Jemena | Shoulder | Non-coincident | 2032 | POE90 | -0.55717 | NA | VIC Brooklyn (Jemena) 22 kV |  |  | FALSE | #N/A | #N/A | #N/A | #N/A | #N/A | #N/A | #N/A | #N/A | #N/A | #N/A
TRUE | VIC | BLTS22J | Brooklyn (Jemena) 22 kV | Jemena | Shoulder | Coincident_unreconciled | 2033 | POE50 | -5.9257 | NA | VIC Brooklyn (Jemena) 22 kV |  |  | FALSE | #N/A | #N/A | #N/A | #N/A | #N/A | #N/A | #N/A | #N/A | #N/A | #N/A
TRUE | VIC | BLTS22J | Brooklyn (Jemena) 22 kV | Jemena | Shoulder | Coincident_unreconciled | 2033 | POE90 | -6.1953 | NA | VIC Brooklyn (Jemena) 22 kV |  |  | FALSE | #N/A | #N/A | #N/A | #N/A | #N/A | #N/A | #N/A | #N/A | #N/A | #N/A
TRUE | VIC | BLTS22J | Brooklyn (Jemena) 22 kV | Jemena | Shoulder | Non-coincident | 2033 | POE50 | -0.24892 | NA | VIC Brooklyn (Jemena) 22 kV |  |  | FALSE | #N/A | #N/A | #N/A | #N/A | #N/A | #N/A | #N/A | #N/A | #N/A | #N/A
TRUE | VIC | BLTS22J | Brooklyn (Jemena) 22 kV | Jemena | Shoulder | Non-coincident | 2033 | POE90 | -0.55708 | NA | VIC Brooklyn (Jemena) 22 kV |  |  | FALSE | #N/A | #N/A | #N/A | #N/A | #N/A | #N/A | #N/A | #N/A | #N/A | #N/A
TRUE | VIC | BLTS22J | Brooklyn (Jemena) 22 kV | Jemena | Shoulder | Coincident_unreconciled | 2034 | POE50 | -6.0185 | NA | VIC Brooklyn (Jemena) 22 kV |  |  | FALSE | #N/A | #N/A | #N/A | #N/A | #N/A | #N/A | #N/A | #N/A | #N/A | #N/A
TRUE | VIC | BLTS22J | Brooklyn (Jemena) 22 kV | Jemena | Shoulder | Coincident_unreconciled | 2034 | POE90 | -6.2923 | NA | VIC Brooklyn (Jemena) 22 kV |  |  | FALSE | #N/A | #N/A | #N/A | #N/A | #N/A | #N/A | #N/A | #N/A | #N/A | #N/A
TRUE | VIC | BLTS22J | Brooklyn (Jemena) 22 kV | Jemena | Shoulder | Non-coincident | 2034 | POE50 | -0.39432 | NA | VIC Brooklyn (Jemena) 22 kV |  |  | FALSE | #N/A | #N/A | #N/A | #N/A | #N/A | #N/A | #N/A | #N/A | #N/A | #N/A
TRUE | VIC | BLTS22J | Brooklyn (Jemena) 22 kV | Jemena | Shoulder | Non-coincident | 2034 | POE90 | -0.70729 | NA | VIC Brooklyn (Jemena) 22 kV |  |  | FALSE | #N/A | #N/A | #N/A | #N/A | #N/A | #N/A | #N/A | #N/A | #N/A | #N/A
TRUE | VIC | BLTS22J | Brooklyn (Jemena) 22 kV | Jemena | Shoulder | Coincident_unreconciled | 2035 | POE50 | -6.0849 | NA | VIC Brooklyn (Jemena) 22 kV |  |  | FALSE | #N/A | #N/A | #N/A | #N/A | #N/A | #N/A | #N/A | #N/A | #N/A | #N/A
TRUE | VIC | BLTS22J | Brooklyn (Jemena) 22 kV | Jemena | Shoulder | Coincident_unreconciled | 2035 | POE90 | -6.3617 | NA | VIC Brooklyn (Jemena) 22 kV |  |  | FALSE | #N/A | #N/A | #N/A | #N/A | #N/A | #N/A | #N/A | #N/A | #N/A | #N/A
TRUE | VIC | BLTS22J | Brooklyn (Jemena) 22 kV | Jemena | Shoulder | Non-coincident | 2035 | POE50 | -0.49815 | NA | VIC Brooklyn (Jemena) 22 kV |  |  | FALSE | #N/A | #N/A | #N/A | #N/A | #N/A | #N/A | #N/A | #N/A | #N/A | #N/A
TRUE | VIC | BLTS22J | Brooklyn (Jemena) 22 kV | Jemena | Shoulder | Non-coincident | 2035 | POE90 | -0.81456 | NA | VIC Brooklyn (Jemena) 22 kV |  |  | FALSE | #N/A | #N/A | #N/A | #N/A | #N/A | #N/A | #N/A | #N/A | #N/A | #N/A
TRUE | VIC | BLTS22J | Brooklyn (Jemena) 22 kV | Jemena | Summer | Coincident | 2019 | ACTUAL_OPG | 0.96636 | 1.4097 | VIC Brooklyn (Jemena) 22 kV |  |  | FALSE | #N/A | #N/A | #N/A | #N/A | #N/A | #N/A | #N/A | #N/A | #N/A | #N/A
TRUE | VIC | BLTS22J | Brooklyn (Jemena) 22 kV | Jemena | Summer | Coincident | 2019 | ACTUAL_RAW | 0.96636 | 1.4097 | VIC Brooklyn (Jemena) 22 kV |  |  | FALSE | #N/A | #N/A | #N/A | #N/A | #N/A | #N/A | #N/A | #N/A | #N/A | #N/A
TRUE | VIC | BLTS22J | Brooklyn (Jemena) 22 kV | Jemena | Summer | Non-coincident | 2019 | ACTUAL_RAW | -0.001278 | 3.7138 | VIC Brooklyn (Jemena) 22 kV |  |  | FALSE | #N/A | #N/A | #N/A | #N/A | #N/A | #N/A | #N/A | #N/A | #N/A | #N/A
TRUE | VIC | BLTS22J | Brooklyn (Jemena) 22 kV | Jemena | Summer | Non-coincident | 2019 | ACTUAL_OPG | -0.001278 | 3.7138 | VIC Brooklyn (Jemena) 22 kV |  |  | FALSE | #N/A | #N/A | #N/A | #N/A | #N/A | #N/A | #N/A | #N/A | #N/A | #N/A
TRUE | VIC | BLTS22J | Brooklyn (Jemena) 22 kV | Jemena | Summer | Non-coincident | 2019 | ACTUAL_ADJUSTEDOPG | -0.001278 | 3.7138 | VIC Brooklyn (Jemena) 22 kV |  |  | FALSE | #N/A | #N/A | #N/A | #N/A | #N/A | #N/A | #N/A | #N/A | #N/A | #N/A
TRUE | VIC | BLTS22J | Brooklyn (Jemena) 22 kV | Jemena | Summer | Coincident | 2020 | ACTUAL_OPG | 1.1262 | 1.3989 | VIC Brooklyn (Jemena) 22 kV |  |  | FALSE | #N/A | #N/A | #N/A | #N/A | #N/A | #N/A | #N/A | #N/A | #N/A | #N/A
TRUE | VIC | BLTS22J | Brooklyn (Jemena) 22 kV | Jemena | Summer | Coincident | 2020 | ACTUAL_RAW | 1.1262 | 1.3989 | VIC Brooklyn (Jemena) 22 kV |  |  | FALSE | #N/A | #N/A | #N/A | #N/A | #N/A | #N/A | #N/A | #N/A | #N/A | #N/A
TRUE | VIC | BLTS22J | Brooklyn (Jemena) 22 kV | Jemena | Summer | Non-coincident | 2020 | ACTUAL_RAW | 0.046254 | 3.7229 | VIC Brooklyn (Jemena) 22 kV |  |  | FALSE | #N/A | #N/A | #N/A | #N/A | #N/A | #N/A | #N/A | #N/A | #N/A | #N/A
TRUE | VIC | BLTS22J | Brooklyn (Jemena) 22 kV | Jemena | Summer | Non-coincident | 2020 | ACTUAL_OPG | 0.046254 | 3.7229 | VIC Brooklyn (Jemena) 22 kV |  |  | FALSE | #N/A | #N/A | #N/A | #N/A | #N/A | #N/A | #N/A | #N/A | #N/A | #N/A
TRUE | VIC | BLTS22J | Brooklyn (Jemena) 22 kV | Jemena | Summer | Non-coincident | 2020 | ACTUAL_ADJUSTEDOPG | 0.046254 | 3.7229 | VIC Brooklyn (Jemena) 22 kV |  |  | FALSE | #N/A | #N/A | #N/A | #N/A | #N/A | #N/A | #N/A | #N/A | #N/A | #N/A
TRUE | VIC | BLTS22J | Brooklyn (Jemena) 22 kV | Jemena | Summer | Coincident | 2021 | ACTUAL_OPG | 1.3057 | 1.2676 | VIC Brooklyn (Jemena) 22 kV |  |  | FALSE | #N/A | #N/A | #N/A | #N/A | #N/A | #N/A | #N/A | #N/A | #N/A | #N/A
TRUE | VIC | BLTS22J | Brooklyn (Jemena) 22 kV | Jemena | Summer | Coincident | 2021 | ACTUAL_RAW | 1.3057 | 1.2676 | VIC Brooklyn (Jemena) 22 kV |  |  | FALSE | #N/A | #N/A | #N/A | #N/A | #N/A | #N/A | #N/A | #N/A | #N/A | #N/A
TRUE | VIC | BLTS22J | Brooklyn (Jemena) 22 kV | Jemena | Summer | Non-coincident | 2021 | ACTUAL_RAW | -0.001076 | 3.7742 | VIC Brooklyn (Jemena) 22 kV |  |  | FALSE | #N/A | #N/A | #N/A | #N/A | #N/A | #N/A | #N/A | #N/A | #N/A | #N/A
TRUE | VIC | BLTS22J | Brooklyn (Jemena) 22 kV | Jemena | Summer | Non-coincident | 2021 | ACTUAL_OPG | -0.001076 | 3.7742 | VIC Brooklyn (Jemena) 22 kV |  |  | FALSE | #N/A | #N/A | #N/A | #N/A | #N/A | #N/A | #N/A | #N/A | #N/A | #N/A
TRUE | VIC | BLTS22J | Brooklyn (Jemena) 22 kV | Jemena | Summer | Non-coincident | 2021 | ACTUAL_ADJUSTEDOPG | -0.001076 | 3.7742 | VIC Brooklyn (Jemena) 22 kV |  |  | FALSE | #N/A | #N/A | #N/A | #N/A | #N/A | #N/A | #N/A | #N/A | #N/A | #N/A
TRUE | VIC | BLTS22J | Brooklyn (Jemena) 22 kV | Jemena | Summer | Coincident | 2022 | ACTUAL_OPG | 1.3033 | 1.2426 | VIC Brooklyn (Jemena) 22 kV |  |  | FALSE | #N/A | #N/A | #N/A | #N/A | #N/A | #N/A | #N/A | #N/A | #N/A | #N/A
TRUE | VIC | BLTS22J | Brooklyn (Jemena) 22 kV | Jemena | Summer | Coincident | 2022 | ACTUAL_RAW | 1.3033 | 1.2426 | VIC Brooklyn (Jemena) 22 kV |  |  | FALSE | #N/A | #N/A | #N/A | #N/A | #N/A | #N/A | #N/A | #N/A | #N/A | #N/A
TRUE | VIC | BLTS22J | Brooklyn (Jemena) 22 kV | Jemena | Summer | Non-coincident | 2022 | ACTUAL_RAW | 0.026145 | 2.8752 | VIC Brooklyn (Jemena) 22 kV |  |  | FALSE | #N/A | #N/A | #N/A | #N/A | #N/A | #N/A | #N/A | #N/A | #N/A | #N/A
TRUE | VIC | BLTS22J | Brooklyn (Jemena) 22 kV | Jemena | Summer | Non-coincident | 2022 | ACTUAL_OPG | 0.026145 | 2.8752 | VIC Brooklyn (Jemena) 22 kV |  |  | FALSE | #N/A | #N/A | #N/A | #N/A | #N/A | #N/A | #N/A | #N/A | #N/A | #N/A
TRUE | VIC | BLTS22J | Brooklyn (Jemena) 22 kV | Jemena | Summer | Non-coincident | 2022 | ACTUAL_ADJUSTEDOPG | 0.026145 | 2.8752 | VIC Brooklyn (Jemena) 22 kV |  |  | FALSE | #N/A | #N/A | #N/A | #N/A | #N/A | #N/A | #N/A | #N/A | #N/A | #N/A
TRUE | VIC | BLTS22J | Brooklyn (Jemena) 22 kV | Jemena | Summer | Coincident | 2023 | ACTUAL_OPG | 8.6588 | 44.8333 | VIC Brooklyn (Jemena) 22 kV |  |  | FALSE | #N/A | #N/A | #N/A | #N/A | #N/A | #N/A | #N/A | #N/A | #N/A | #N/A
TRUE | VIC | BLTS22J | Brooklyn (Jemena) 22 kV | Jemena | Summer | Coincident | 2023 | ACTUAL_RAW | 8.6588 | 44.8333 | VIC Brooklyn (Jemena) 22 kV |  |  | FALSE | #N/A | #N/A | #N/A | #N/A | #N/A | #N/A | #N/A | #N/A | #N/A | #N/A
TRUE | VIC | BLTS22J | Brooklyn (Jemena) 22 kV | Jemena | Summer | Non-coincident | 2023 | ACTUAL_RAW | 8.6588 | 45.0427 | VIC Brooklyn (Jemena) 22 kV |  |  | FALSE | #N/A | #N/A | #N/A | #N/A | #N/A | #N/A | #N/A | #N/A | #N/A | #N/A
TRUE | VIC | BLTS22J | Brooklyn (Jemena) 22 kV | Jemena | Summer | Non-coincident | 2023 | ACTUAL_OPG | 8.6588 | 45.0427 | VIC Brooklyn (Jemena) 22 kV |  |  | FALSE | #N/A | #N/A | #N/A | #N/A | #N/A | #N/A | #N/A | #N/A | #N/A | #N/A
TRUE | VIC | BLTS22J | Brooklyn (Jemena) 22 kV | Jemena | Summer | Coincident | 2024 | ACTUAL_OPG | 6.7687 | 43.3245 | VIC Brooklyn (Jemena) 22 kV |  |  | FALSE | #N/A | #N/A | #N/A | #N/A | #N/A | #N/A | #N/A | #N/A | #N/A | #N/A
TRUE | VIC | BLTS22J | Brooklyn (Jemena) 22 kV | Jemena | Summer | Coincident | 2024 | ACTUAL_RAW | 6.7687 | 43.3245 | VIC Brooklyn (Jemena) 22 kV |  |  | FALSE | #N/A | #N/A | #N/A | #N/A | #N/A | #N/A | #N/A | #N/A | #N/A | #N/A
TRUE | VIC | BLTS22J | Brooklyn (Jemena) 22 kV | Jemena | Summer | Non-coincident | 2024 | ACTUAL_RAW | 6.4465 | 44.2567 | VIC Brooklyn (Jemena) 22 kV |  |  | FALSE | #N/A | #N/A | #N/A | #N/A | #N/A | #N/A | #N/A | #N/A | #N/A | #N/A
TRUE | VIC | BLTS22J | Brooklyn (Jemena) 22 kV | Jemena | Summer | Non-coincident | 2024 | ACTUAL_OPG | 6.4465 | 44.2567 | VIC Brooklyn (Jemena) 22 kV |  |  | FALSE | #N/A | #N/A | #N/A | #N/A | #N/A | #N/A | #N/A | #N/A | #N/A | #N/A
TRUE | VIC | BLTS22J | Brooklyn (Jemena) 22 kV | Jemena | Summer | Non-coincident | 2024 | ACTUAL_ADJUSTEDOPG | 6.4465 | 44.2567 | VIC Brooklyn (Jemena) 22 kV |  |  | FALSE | #N/A | #N/A | #N/A | #N/A | #N/A | #N/A | #N/A | #N/A | #N/A | #N/A
TRUE | VIC | BLTS22J | Brooklyn (Jemena) 22 kV | Jemena | Summer | Coincident | 2025 | ACTUAL_OPG | 6.5479 | 48.8422 | VIC Brooklyn (Jemena) 22 kV |  |  | FALSE | #N/A | #N/A | #N/A | #N/A | #N/A | #N/A | #N/A | #N/A | #N/A | #N/A
TRUE | VIC | BLTS22J | Brooklyn (Jemena) 22 kV | Jemena | Summer | Coincident | 2025 | ACTUAL_RAW | 6.5479 | 48.8422 | VIC Brooklyn (Jemena) 22 kV |  |  | FALSE | #N/A | #N/A | #N/A | #N/A | #N/A | #N/A | #N/A | #N/A | #N/A | #N/A
TRUE | VIC | BLTS22J | Brooklyn (Jemena) 22 kV | Jemena | Summer | Non-coincident | 2025 | ACTUAL_RAW | 6.5479 | 49.4532 | VIC Brooklyn (Jemena) 22 kV |  |  | FALSE | #N/A | #N/A | #N/A | #N/A | #N/A | #N/A | #N/A | #N/A | #N/A | #N/A
TRUE | VIC | BLTS22J | Brooklyn (Jemena) 22 kV | Jemena | Summer | Non-coincident | 2025 | ACTUAL_OPG | 6.5479 | 49.4532 | VIC Brooklyn (Jemena) 22 kV |  |  | FALSE | #N/A | #N/A | #N/A | #N/A | #N/A | #N/A | #N/A | #N/A | #N/A | #N/A
TRUE | VIC | BLTS22J | Brooklyn (Jemena) 22 kV | Jemena | Summer | Non-coincident | 2025 | ACTUAL_ADJUSTEDOPG | 6.5479 | 49.4532 | VIC Brooklyn (Jemena) 22 kV |  |  | FALSE | #N/A | #N/A | #N/A | #N/A | #N/A | #N/A | #N/A | #N/A | #N/A | #N/A
TRUE | VIC | BLTS22J | Brooklyn (Jemena) 22 kV | Jemena | Summer | Non-coincident | 2025 | BASEYEARPOE90 | -7.7836 | NA | VIC Brooklyn (Jemena) 22 kV |  |  | FALSE | #N/A | #N/A | #N/A | #N/A | #N/A | #N/A | #N/A | #N/A | #N/A | #N/A
TRUE | VIC | BLTS22J | Brooklyn (Jemena) 22 kV | Jemena | Summer | Non-coincident | 2025 | BASEYEARPOE50 | -7.4754 | 37.647 | VIC Brooklyn (Jemena) 22 kV |  |  | FALSE | #N/A | #N/A | #N/A | #N/A | #N/A | #N/A | #N/A | #N/A | #N/A | #N/A
TRUE | VIC | BLTS22J | Brooklyn (Jemena) 22 kV | Jemena | Summer | Coincident_unreconciled | 2026 | POE50 | -6.0789 | NA | VIC Brooklyn (Jemena) 22 kV |  |  | FALSE | #N/A | #N/A | #N/A | #N/A | #N/A | #N/A | #N/A | #N/A | #N/A | #N/A
TRUE | VIC | BLTS22J | Brooklyn (Jemena) 22 kV | Jemena | Summer | Coincident_unreconciled | 2026 | POE90 | -6.3577 | NA | VIC Brooklyn (Jemena) 22 kV |  |  | FALSE | #N/A | #N/A | #N/A | #N/A | #N/A | #N/A | #N/A | #N/A | #N/A | #N/A
TRUE | VIC | BLTS22J | Brooklyn (Jemena) 22 kV | Jemena | Summer | Non-coincident | 2026 | POE50 | 0 | 37.6719 | VIC Brooklyn (Jemena) 22 kV |  |  | FALSE | #N/A | #N/A | #N/A | #N/A | #N/A | #N/A | #N/A | #N/A | #N/A | #N/A
TRUE | VIC | BLTS22J | Brooklyn (Jemena) 22 kV | Jemena | Summer | Non-coincident | 2026 | POE90 | -0.30721 | NA | VIC Brooklyn (Jemena) 22 kV |  |  | FALSE | #N/A | #N/A | #N/A | #N/A | #N/A | #N/A | #N/A | #N/A | #N/A | #N/A
TRUE | VIC | BLTS22J | Brooklyn (Jemena) 22 kV | Jemena | Summer | Coincident_unreconciled | 2027 | POE50 | -6.138 | NA | VIC Brooklyn (Jemena) 22 kV |  |  | FALSE | #N/A | #N/A | #N/A | #N/A | #N/A | #N/A | #N/A | #N/A | #N/A | #N/A
TRUE | VIC | BLTS22J | Brooklyn (Jemena) 22 kV | Jemena | Summer | Coincident_unreconciled | 2027 | POE90 | -6.4212 | NA | VIC Brooklyn (Jemena) 22 kV |  |  | FALSE | #N/A | #N/A | #N/A | #N/A | #N/A | #N/A | #N/A | #N/A | #N/A | #N/A
TRUE | VIC | BLTS22J | Brooklyn (Jemena) 22 kV | Jemena | Summer | Non-coincident | 2027 | POE50 | -0.14088 | 38.2608 | VIC Brooklyn (Jemena) 22 kV |  |  | FALSE | #N/A | #N/A | #N/A | #N/A | #N/A | #N/A | #N/A | #N/A | #N/A | #N/A
TRUE | VIC | BLTS22J | Brooklyn (Jemena) 22 kV | Jemena | Summer | Non-coincident | 2027 | POE90 | -0.45302 | NA | VIC Brooklyn (Jemena) 22 kV |  |  | FALSE | #N/A | #N/A | #N/A | #N/A | #N/A | #N/A | #N/A | #N/A | #N/A | #N/A
TRUE | VIC | BLTS22J | Brooklyn (Jemena) 22 kV | Jemena | Summer | Coincident_unreconciled | 2028 | POE50 | -6.2103 | NA | VIC Brooklyn (Jemena) 22 kV |  |  | FALSE | #N/A | #N/A | #N/A | #N/A | #N/A | #N/A | #N/A | #N/A | #N/A | #N/A
TRUE | VIC | BLTS22J | Brooklyn (Jemena) 22 kV | Jemena | Summer | Coincident_unreconciled | 2028 | POE90 | -6.4967 | NA | VIC Brooklyn (Jemena) 22 kV |  |  | FALSE | #N/A | #N/A | #N/A | #N/A | #N/A | #N/A | #N/A | #N/A | #N/A | #N/A
TRUE | VIC | BLTS22J | Brooklyn (Jemena) 22 kV | Jemena | Summer | Non-coincident | 2028 | POE50 | -0.24147 | 39.6744 | VIC Brooklyn (Jemena) 22 kV |  |  | FALSE | #N/A | #N/A | #N/A | #N/A | #N/A | #N/A | #N/A | #N/A | #N/A | #N/A
TRUE | VIC | BLTS22J | Brooklyn (Jemena) 22 kV | Jemena | Summer | Non-coincident | 2028 | POE90 | -0.55714 | NA | VIC Brooklyn (Jemena) 22 kV |  |  | FALSE | #N/A | #N/A | #N/A | #N/A | #N/A | #N/A | #N/A | #N/A | #N/A | #N/A
TRUE | VIC | BLTS22J | Brooklyn (Jemena) 22 kV | Jemena | Summer | Coincident_unreconciled | 2029 | POE50 | -6.2085 | NA | VIC Brooklyn (Jemena) 22 kV |  |  | FALSE | #N/A | #N/A | #N/A | #N/A | #N/A | #N/A | #N/A | #N/A | #N/A | #N/A
TRUE | VIC | BLTS22J | Brooklyn (Jemena) 22 kV | Jemena | Summer | Coincident_unreconciled | 2029 | POE90 | -6.4949 | NA | VIC Brooklyn (Jemena) 22 kV |  |  | FALSE | #N/A | #N/A | #N/A | #N/A | #N/A | #N/A | #N/A | #N/A | #N/A | #N/A
TRUE | VIC | BLTS22J | Brooklyn (Jemena) 22 kV | Jemena | Summer | Non-coincident | 2029 | POE50 | -0.2414 | 40.2749 | VIC Brooklyn (Jemena) 22 kV |  |  | FALSE | #N/A | #N/A | #N/A | #N/A | #N/A | #N/A | #N/A | #N/A | #N/A | #N/A
TRUE | VIC | BLTS22J | Brooklyn (Jemena) 22 kV | Jemena | Summer | Non-coincident | 2029 | POE90 | -0.55706 | NA | VIC Brooklyn (Jemena) 22 kV |  |  | FALSE | #N/A | #N/A | #N/A | #N/A | #N/A | #N/A | #N/A | #N/A | #N/A | #N/A
TRUE | VIC | BLTS22J | Brooklyn (Jemena) 22 kV | Jemena | Summer | Coincident_unreconciled | 2030 | POE50 | -6.2097 | NA | VIC Brooklyn (Jemena) 22 kV |  |  | FALSE | #N/A | #N/A | #N/A | #N/A | #N/A | #N/A | #N/A | #N/A | #N/A | #N/A
TRUE | VIC | BLTS22J | Brooklyn (Jemena) 22 kV | Jemena | Summer | Coincident_unreconciled | 2030 | POE90 | -6.4961 | NA | VIC Brooklyn (Jemena) 22 kV |  |  | FALSE | #N/A | #N/A | #N/A | #N/A | #N/A | #N/A | #N/A | #N/A | #N/A | #N/A
TRUE | VIC | BLTS22J | Brooklyn (Jemena) 22 kV | Jemena | Summer | Non-coincident | 2030 | POE50 | -0.24131 | 40.4747 | VIC Brooklyn (Jemena) 22 kV |  |  | FALSE | #N/A | #N/A | #N/A | #N/A | #N/A | #N/A | #N/A | #N/A | #N/A | #N/A
TRUE | VIC | BLTS22J | Brooklyn (Jemena) 22 kV | Jemena | Summer | Non-coincident | 2030 | POE90 | -0.55697 | NA | VIC Brooklyn (Jemena) 22 kV |  |  | FALSE | #N/A | #N/A | #N/A | #N/A | #N/A | #N/A | #N/A | #N/A | #N/A | #N/A
TRUE | VIC | BLTS22J | Brooklyn (Jemena) 22 kV | Jemena | Summer | Coincident_unreconciled | 2031 | POE50 | -6.2101 | NA | VIC Brooklyn (Jemena) 22 kV |  |  | FALSE | #N/A | #N/A | #N/A | #N/A | #N/A | #N/A | #N/A | #N/A | #N/A | #N/A
TRUE | VIC | BLTS22J | Brooklyn (Jemena) 22 kV | Jemena | Summer | Coincident_unreconciled | 2031 | POE90 | -6.4965 | NA | VIC Brooklyn (Jemena) 22 kV |  |  | FALSE | #N/A | #N/A | #N/A | #N/A | #N/A | #N/A | #N/A | #N/A | #N/A | #N/A
TRUE | VIC | BLTS22J | Brooklyn (Jemena) 22 kV | Jemena | Summer | Non-coincident | 2031 | POE50 | -0.24122 | 40.5746 | VIC Brooklyn (Jemena) 22 kV |  |  | FALSE | #N/A | #N/A | #N/A | #N/A | #N/A | #N/A | #N/A | #N/A | #N/A | #N/A
TRUE | VIC | BLTS22J | Brooklyn (Jemena) 22 kV | Jemena | Summer | Non-coincident | 2031 | POE90 | -0.55688 | NA | VIC Brooklyn (Jemena) 22 kV |  |  | FALSE | #N/A | #N/A | #N/A | #N/A | #N/A | #N/A | #N/A | #N/A | #N/A | #N/A
TRUE | VIC | BLTS22J | Brooklyn (Jemena) 22 kV | Jemena | Summer | Coincident_unreconciled | 2032 | POE50 | -6.2107 | NA | VIC Brooklyn (Jemena) 22 kV |  |  | FALSE | #N/A | #N/A | #N/A | #N/A | #N/A | #N/A | #N/A | #N/A | #N/A | #N/A
TRUE | VIC | BLTS22J | Brooklyn (Jemena) 22 kV | Jemena | Summer | Coincident_unreconciled | 2032 | POE90 | -6.4971 | NA | VIC Brooklyn (Jemena) 22 kV |  |  | FALSE | #N/A | #N/A | #N/A | #N/A | #N/A | #N/A | #N/A | #N/A | #N/A | #N/A
TRUE | VIC | BLTS22J | Brooklyn (Jemena) 22 kV | Jemena | Summer | Non-coincident | 2032 | POE50 | -0.24112 | 40.5746 | VIC Brooklyn (Jemena) 22 kV |  |  | FALSE | #N/A | #N/A | #N/A | #N/A | #N/A | #N/A | #N/A | #N/A | #N/A | #N/A
TRUE | VIC | BLTS22J | Brooklyn (Jemena) 22 kV | Jemena | Summer | Non-coincident | 2032 | POE90 | -0.55678 | NA | VIC Brooklyn (Jemena) 22 kV |  |  | FALSE | #N/A | #N/A | #N/A | #N/A | #N/A | #N/A | #N/A | #N/A | #N/A | #N/A
TRUE | VIC | BLTS22J | Brooklyn (Jemena) 22 kV | Jemena | Summer | Coincident_unreconciled | 2033 | POE50 | -6.2111 | NA | VIC Brooklyn (Jemena) 22 kV |  |  | FALSE | #N/A | #N/A | #N/A | #N/A | #N/A | #N/A | #N/A | #N/A | #N/A | #N/A
TRUE | VIC | BLTS22J | Brooklyn (Jemena) 22 kV | Jemena | Summer | Coincident_unreconciled | 2033 | POE90 | -6.4975 | NA | VIC Brooklyn (Jemena) 22 kV |  |  | FALSE | #N/A | #N/A | #N/A | #N/A | #N/A | #N/A | #N/A | #N/A | #N/A | #N/A
TRUE | VIC | BLTS22J | Brooklyn (Jemena) 22 kV | Jemena | Summer | Non-coincident | 2033 | POE50 | -0.24103 | 40.5746 | VIC Brooklyn (Jemena) 22 kV |  |  | FALSE | #N/A | #N/A | #N/A | #N/A | #N/A | #N/A | #N/A | #N/A | #N/A | #N/A
TRUE | VIC | BLTS22J | Brooklyn (Jemena) 22 kV | Jemena | Summer | Non-coincident | 2033 | POE90 | -0.55669 | NA | VIC Brooklyn (Jemena) 22 kV |  |  | FALSE | #N/A | #N/A | #N/A | #N/A | #N/A | #N/A | #N/A | #N/A | #N/A | #N/A
TRUE | VIC | BLTS22J | Brooklyn (Jemena) 22 kV | Jemena | Summer | Coincident_unreconciled | 2034 | POE50 | -6.3083 | NA | VIC Brooklyn (Jemena) 22 kV |  |  | FALSE | #N/A | #N/A | #N/A | #N/A | #N/A | #N/A | #N/A | #N/A | #N/A | #N/A
TRUE | VIC | BLTS22J | Brooklyn (Jemena) 22 kV | Jemena | Summer | Coincident_unreconciled | 2034 | POE90 | -6.5993 | NA | VIC Brooklyn (Jemena) 22 kV |  |  | FALSE | #N/A | #N/A | #N/A | #N/A | #N/A | #N/A | #N/A | #N/A | #N/A | #N/A
TRUE | VIC | BLTS22J | Brooklyn (Jemena) 22 kV | Jemena | Summer | Non-coincident | 2034 | POE50 | -0.38186 | 41.1547 | VIC Brooklyn (Jemena) 22 kV |  |  | FALSE | #N/A | #N/A | #N/A | #N/A | #N/A | #N/A | #N/A | #N/A | #N/A | #N/A
TRUE | VIC | BLTS22J | Brooklyn (Jemena) 22 kV | Jemena | Summer | Non-coincident | 2034 | POE90 | -0.70245 | NA | VIC Brooklyn (Jemena) 22 kV |  |  | FALSE | #N/A | #N/A | #N/A | #N/A | #N/A | #N/A | #N/A | #N/A | #N/A | #N/A
TRUE | VIC | BLTS22J | Brooklyn (Jemena) 22 kV | Jemena | Summer | Coincident_unreconciled | 2035 | POE50 | -6.378 | NA | VIC Brooklyn (Jemena) 22 kV |  |  | FALSE | #N/A | #N/A | #N/A | #N/A | #N/A | #N/A | #N/A | #N/A | #N/A | #N/A
TRUE | VIC | BLTS22J | Brooklyn (Jemena) 22 kV | Jemena | Summer | Coincident_unreconciled | 2035 | POE90 | -6.6721 | NA | VIC Brooklyn (Jemena) 22 kV |  |  | FALSE | #N/A | #N/A | #N/A | #N/A | #N/A | #N/A | #N/A | #N/A | #N/A | #N/A
TRUE | VIC | BLTS22J | Brooklyn (Jemena) 22 kV | Jemena | Summer | Non-coincident | 2035 | POE50 | -0.48242 | 41.569 | VIC Brooklyn (Jemena) 22 kV |  |  | FALSE | #N/A | #N/A | #N/A | #N/A | #N/A | #N/A | #N/A | #N/A | #N/A | #N/A
TRUE | VIC | BLTS22J | Brooklyn (Jemena) 22 kV | Jemena | Summer | Non-coincident | 2035 | POE90 | -0.80654 | NA | VIC Brooklyn (Jemena) 22 kV |  |  | FALSE | #N/A | #N/A | #N/A | #N/A | #N/A | #N/A | #N/A | #N/A | #N/A | #N/A
TRUE | VIC | BLTS22J | Brooklyn (Jemena) 22 kV | Jemena | Summer | Non-coincident | 2025 | BASEYEARPOE10 | NA | 42.8005 | VIC Brooklyn (Jemena) 22 kV |  |  | FALSE | #N/A | #N/A | #N/A | #N/A | #N/A | #N/A | #N/A | #N/A | #N/A | #N/A
TRUE | VIC | BLTS22J | Brooklyn (Jemena) 22 kV | Jemena | Summer | Coincident | 2026 | POE10 | NA | 27.7988 | VIC Brooklyn (Jemena) 22 kV |  |  | FALSE | #N/A | #N/A | #N/A | #N/A | #N/A | #N/A | #N/A | #N/A | #N/A | #N/A
TRUE | VIC | BLTS22J | Brooklyn (Jemena) 22 kV | Jemena | Summer | Coincident | 2026 | POE50 | NA | 25.2208 | VIC Brooklyn (Jemena) 22 kV |  |  | FALSE | #N/A | #N/A | #N/A | #N/A | #N/A | #N/A | #N/A | #N/A | #N/A | #N/A
TRUE | VIC | BLTS22J | Brooklyn (Jemena) 22 kV | Jemena | Summer | Non-coincident | 2026 | POE10 | NA | 42.7996 | VIC Brooklyn (Jemena) 22 kV |  |  | FALSE | #N/A | #N/A | #N/A | #N/A | #N/A | #N/A | #N/A | #N/A | #N/A | #N/A
TRUE | VIC | BLTS22J | Brooklyn (Jemena) 22 kV | Jemena | Summer | Coincident | 2027 | POE10 | NA | 27.491 | VIC Brooklyn (Jemena) 22 kV |  |  | FALSE | #N/A | #N/A | #N/A | #N/A | #N/A | #N/A | #N/A | #N/A | #N/A | #N/A
TRUE | VIC | BLTS22J | Brooklyn (Jemena) 22 kV | Jemena | Summer | Coincident | 2027 | POE50 | NA | 24.7718 | VIC Brooklyn (Jemena) 22 kV |  |  | FALSE | #N/A | #N/A | #N/A | #N/A | #N/A | #N/A | #N/A | #N/A | #N/A | #N/A
TRUE | VIC | BLTS22J | Brooklyn (Jemena) 22 kV | Jemena | Summer | Non-coincident | 2027 | POE10 | NA | 43.4704 | VIC Brooklyn (Jemena) 22 kV |  |  | FALSE | #N/A | #N/A | #N/A | #N/A | #N/A | #N/A | #N/A | #N/A | #N/A | #N/A
TRUE | VIC | BLTS22J | Brooklyn (Jemena) 22 kV | Jemena | Summer | Coincident | 2028 | POE10 | NA | 27.7398 | VIC Brooklyn (Jemena) 22 kV |  |  | FALSE | #N/A | #N/A | #N/A | #N/A | #N/A | #N/A | #N/A | #N/A | #N/A | #N/A
TRUE | VIC | BLTS22J | Brooklyn (Jemena) 22 kV | Jemena | Summer | Coincident | 2028 | POE50 | NA | 24.8831 | VIC Brooklyn (Jemena) 22 kV |  |  | FALSE | #N/A | #N/A | #N/A | #N/A | #N/A | #N/A | #N/A | #N/A | #N/A | #N/A
TRUE | VIC | BLTS22J | Brooklyn (Jemena) 22 kV | Jemena | Summer | Non-coincident | 2028 | POE10 | NA | 44.9426 | VIC Brooklyn (Jemena) 22 kV |  |  | FALSE | #N/A | #N/A | #N/A | #N/A | #N/A | #N/A | #N/A | #N/A | #N/A | #N/A
TRUE | VIC | BLTS22J | Brooklyn (Jemena) 22 kV | Jemena | Summer | Coincident | 2029 | POE10 | NA | 27.6088 | VIC Brooklyn (Jemena) 22 kV |  |  | FALSE | #N/A | #N/A | #N/A | #N/A | #N/A | #N/A | #N/A | #N/A | #N/A | #N/A
TRUE | VIC | BLTS22J | Brooklyn (Jemena) 22 kV | Jemena | Summer | Coincident | 2029 | POE50 | NA | 24.8245 | VIC Brooklyn (Jemena) 22 kV |  |  | FALSE | #N/A | #N/A | #N/A | #N/A | #N/A | #N/A | #N/A | #N/A | #N/A | #N/A
TRUE | VIC | BLTS22J | Brooklyn (Jemena) 22 kV | Jemena | Summer | Non-coincident | 2029 | POE10 | NA | 45.5431 | VIC Brooklyn (Jemena) 22 kV |  |  | FALSE | #N/A | #N/A | #N/A | #N/A | #N/A | #N/A | #N/A | #N/A | #N/A | #N/A
TRUE | VIC | BLTS22J | Brooklyn (Jemena) 22 kV | Jemena | Summer | Coincident | 2030 | POE10 | NA | 27.3221 | VIC Brooklyn (Jemena) 22 kV |  |  | FALSE | #N/A | #N/A | #N/A | #N/A | #N/A | #N/A | #N/A | #N/A | #N/A | #N/A
TRUE | VIC | BLTS22J | Brooklyn (Jemena) 22 kV | Jemena | Summer | Coincident | 2030 | POE50 | NA | 24.5042 | VIC Brooklyn (Jemena) 22 kV |  |  | FALSE | #N/A | #N/A | #N/A | #N/A | #N/A | #N/A | #N/A | #N/A | #N/A | #N/A
TRUE | VIC | BLTS22J | Brooklyn (Jemena) 22 kV | Jemena | Summer | Non-coincident | 2030 | POE10 | NA | 45.7428 | VIC Brooklyn (Jemena) 22 kV |  |  | FALSE | #N/A | #N/A | #N/A | #N/A | #N/A | #N/A | #N/A | #N/A | #N/A | #N/A
TRUE | VIC | BLTS22J | Brooklyn (Jemena) 22 kV | Jemena | Summer | Coincident | 2031 | POE10 | NA | 26.6872 | VIC Brooklyn (Jemena) 22 kV |  |  | FALSE | #N/A | #N/A | #N/A | #N/A | #N/A | #N/A | #N/A | #N/A | #N/A | #N/A
TRUE | VIC | BLTS22J | Brooklyn (Jemena) 22 kV | Jemena | Summer | Coincident | 2031 | POE50 | NA | 24.0576 | VIC Brooklyn (Jemena) 22 kV |  |  | FALSE | #N/A | #N/A | #N/A | #N/A | #N/A | #N/A | #N/A | #N/A | #N/A | #N/A
TRUE | VIC | BLTS22J | Brooklyn (Jemena) 22 kV | Jemena | Summer | Non-coincident | 2031 | POE10 | NA | 45.8428 | VIC Brooklyn (Jemena) 22 kV |  |  | FALSE | #N/A | #N/A | #N/A | #N/A | #N/A | #N/A | #N/A | #N/A | #N/A | #N/A
TRUE | VIC | BLTS22J | Brooklyn (Jemena) 22 kV | Jemena | Summer | Coincident | 2032 | POE10 | NA | 25.8901 | VIC Brooklyn (Jemena) 22 kV |  |  | FALSE | #N/A | #N/A | #N/A | #N/A | #N/A | #N/A | #N/A | #N/A | #N/A | #N/A
TRUE | VIC | BLTS22J | Brooklyn (Jemena) 22 kV | Jemena | Summer | Coincident | 2032 | POE50 | NA | 23.2915 | VIC Brooklyn (Jemena) 22 kV |  |  | FALSE | #N/A | #N/A | #N/A | #N/A | #N/A | #N/A | #N/A | #N/A | #N/A | #N/A
TRUE | VIC | BLTS22J | Brooklyn (Jemena) 22 kV | Jemena | Summer | Non-coincident | 2032 | POE10 | NA | 45.8427 | VIC Brooklyn (Jemena) 22 kV |  |  | FALSE | #N/A | #N/A | #N/A | #N/A | #N/A | #N/A | #N/A | #N/A | #N/A | #N/A
TRUE | VIC | BLTS22J | Brooklyn (Jemena) 22 kV | Jemena | Summer | Coincident | 2033 | POE10 | NA | 25.2837 | VIC Brooklyn (Jemena) 22 kV |  |  | FALSE | #N/A | #N/A | #N/A | #N/A | #N/A | #N/A | #N/A | #N/A | #N/A | #N/A
TRUE | VIC | BLTS22J | Brooklyn (Jemena) 22 kV | Jemena | Summer | Coincident | 2033 | POE50 | NA | 22.5332 | VIC Brooklyn (Jemena) 22 kV |  |  | FALSE | #N/A | #N/A | #N/A | #N/A | #N/A | #N/A | #N/A | #N/A | #N/A | #N/A
TRUE | VIC | BLTS22J | Brooklyn (Jemena) 22 kV | Jemena | Summer | Non-coincident | 2033 | POE10 | NA | 45.8427 | VIC Brooklyn (Jemena) 22 kV |  |  | FALSE | #N/A | #N/A | #N/A | #N/A | #N/A | #N/A | #N/A | #N/A | #N/A | #N/A
TRUE | VIC | BLTS22J | Brooklyn (Jemena) 22 kV | Jemena | Summer | Coincident | 2034 | POE10 | NA | 25.3825 | VIC Brooklyn (Jemena) 22 kV |  |  | FALSE | #N/A | #N/A | #N/A | #N/A | #N/A | #N/A | #N/A | #N/A | #N/A | #N/A
TRUE | VIC | BLTS22J | Brooklyn (Jemena) 22 kV | Jemena | Summer | Coincident | 2034 | POE50 | NA | 22.6402 | VIC Brooklyn (Jemena) 22 kV |  |  | FALSE | #N/A | #N/A | #N/A | #N/A | #N/A | #N/A | #N/A | #N/A | #N/A | #N/A
TRUE | VIC | BLTS22J | Brooklyn (Jemena) 22 kV | Jemena | Summer | Non-coincident | 2034 | POE10 | NA | 46.5047 | VIC Brooklyn (Jemena) 22 kV |  |  | FALSE | #N/A | #N/A | #N/A | #N/A | #N/A | #N/A | #N/A | #N/A | #N/A | #N/A
TRUE | VIC | BLTS22J | Brooklyn (Jemena) 22 kV | Jemena | Summer | Coincident | 2035 | POE10 | NA | 25.4829 | VIC Brooklyn (Jemena) 22 kV |  |  | FALSE | #N/A | #N/A | #N/A | #N/A | #N/A | #N/A | #N/A | #N/A | #N/A | #N/A
TRUE | VIC | BLTS22J | Brooklyn (Jemena) 22 kV | Jemena | Summer | Coincident | 2035 | POE50 | NA | 22.7295 | VIC Brooklyn (Jemena) 22 kV |  |  | FALSE | #N/A | #N/A | #N/A | #N/A | #N/A | #N/A | #N/A | #N/A | #N/A | #N/A
TRUE | VIC | BLTS22J | Brooklyn (Jemena) 22 kV | Jemena | Summer | Non-coincident | 2035 | POE10 | NA | 46.9776 | VIC Brooklyn (Jemena) 22 kV |  |  | FALSE | #N/A | #N/A | #N/A | #N/A | #N/A | #N/A | #N/A | #N/A | #N/A | #N/A
TRUE | VIC | BLTS22J | Brooklyn (Jemena) 22 kV | Jemena | Winter | Coincident | 2018 | ACTUAL_OPG | NA | 1.2322 | VIC Brooklyn (Jemena) 22 kV |  |  | FALSE | #N/A | #N/A | #N/A | #N/A | #N/A | #N/A | #N/A | #N/A | #N/A | #N/A
TRUE | VIC | BLTS22J | Brooklyn (Jemena) 22 kV | Jemena | Winter | Coincident | 2018 | ACTUAL_RAW | NA | 1.2322 | VIC Brooklyn (Jemena) 22 kV |  |  | FALSE | #N/A | #N/A | #N/A | #N/A | #N/A | #N/A | #N/A | #N/A | #N/A | #N/A
TRUE | VIC | BLTS22J | Brooklyn (Jemena) 22 kV | Jemena | Winter | Non-coincident | 2018 | ACTUAL_RAW | NA | 2.5526 | VIC Brooklyn (Jemena) 22 kV |  |  | FALSE | #N/A | #N/A | #N/A | #N/A | #N/A | #N/A | #N/A | #N/A | #N/A | #N/A
TRUE | VIC | BLTS22J | Brooklyn (Jemena) 22 kV | Jemena | Winter | Non-coincident | 2018 | ACTUAL_OPG | NA | 2.5526 | VIC Brooklyn (Jemena) 22 kV |  |  | FALSE | #N/A | #N/A | #N/A | #N/A | #N/A | #N/A | #N/A | #N/A | #N/A | #N/A
TRUE | VIC | BLTS22J | Brooklyn (Jemena) 22 kV | Jemena | Winter | Non-coincident | 2018 | ACTUAL_ADJUSTEDOPG | NA | 2.5526 | VIC Brooklyn (Jemena) 22 kV |  |  | FALSE | #N/A | #N/A | #N/A | #N/A | #N/A | #N/A | #N/A | #N/A | #N/A | #N/A
TRUE | VIC | BLTS22J | Brooklyn (Jemena) 22 kV | Jemena | Winter | Coincident | 2019 | ACTUAL_OPG | NA | 1.279 | VIC Brooklyn (Jemena) 22 kV |  |  | FALSE | #N/A | #N/A | #N/A | #N/A | #N/A | #N/A | #N/A | #N/A | #N/A | #N/A
TRUE | VIC | BLTS22J | Brooklyn (Jemena) 22 kV | Jemena | Winter | Coincident | 2019 | ACTUAL_RAW | NA | 1.279 | VIC Brooklyn (Jemena) 22 kV |  |  | FALSE | #N/A | #N/A | #N/A | #N/A | #N/A | #N/A | #N/A | #N/A | #N/A | #N/A
TRUE | VIC | BLTS22J | Brooklyn (Jemena) 22 kV | Jemena | Winter | Non-coincident | 2019 | ACTUAL_RAW | NA | 2.2332 | VIC Brooklyn (Jemena) 22 kV |  |  | FALSE | #N/A | #N/A | #N/A | #N/A | #N/A | #N/A | #N/A | #N/A | #N/A | #N/A
TRUE | VIC | BLTS22J | Brooklyn (Jemena) 22 kV | Jemena | Winter | Non-coincident | 2019 | ACTUAL_OPG | NA | 2.2332 | VIC Brooklyn (Jemena) 22 kV |  |  | FALSE | #N/A | #N/A | #N/A | #N/A | #N/A | #N/A | #N/A | #N/A | #N/A | #N/A
TRUE | VIC | BLTS22J | Brooklyn (Jemena) 22 kV | Jemena | Winter | Non-coincident | 2019 | ACTUAL_ADJUSTEDOPG | NA | 2.2332 | VIC Brooklyn (Jemena) 22 kV |  |  | FALSE | #N/A | #N/A | #N/A | #N/A | #N/A | #N/A | #N/A | #N/A | #N/A | #N/A
TRUE | VIC | BLTS22J | Brooklyn (Jemena) 22 kV | Jemena | Winter | Coincident | 2020 | ACTUAL_OPG | NA | 1.572 | VIC Brooklyn (Jemena) 22 kV |  |  | FALSE | #N/A | #N/A | #N/A | #N/A | #N/A | #N/A | #N/A | #N/A | #N/A | #N/A
TRUE | VIC | BLTS22J | Brooklyn (Jemena) 22 kV | Jemena | Winter | Coincident | 2020 | ACTUAL_RAW | NA | 1.572 | VIC Brooklyn (Jemena) 22 kV |  |  | FALSE | #N/A | #N/A | #N/A | #N/A | #N/A | #N/A | #N/A | #N/A | #N/A | #N/A
TRUE | VIC | BLTS22J | Brooklyn (Jemena) 22 kV | Jemena | Winter | Non-coincident | 2020 | ACTUAL_RAW | NA | 2.5493 | VIC Brooklyn (Jemena) 22 kV |  |  | FALSE | #N/A | #N/A | #N/A | #N/A | #N/A | #N/A | #N/A | #N/A | #N/A | #N/A
TRUE | VIC | BLTS22J | Brooklyn (Jemena) 22 kV | Jemena | Winter | Non-coincident | 2020 | ACTUAL_OPG | NA | 2.5493 | VIC Brooklyn (Jemena) 22 kV |  |  | FALSE | #N/A | #N/A | #N/A | #N/A | #N/A | #N/A | #N/A | #N/A | #N/A | #N/A
TRUE | VIC | BLTS22J | Brooklyn (Jemena) 22 kV | Jemena | Winter | Non-coincident | 2020 | ACTUAL_ADJUSTEDOPG | NA | 2.5493 | VIC Brooklyn (Jemena) 22 kV |  |  | FALSE | #N/A | #N/A | #N/A | #N/A | #N/A | #N/A | #N/A | #N/A | #N/A | #N/A
TRUE | VIC | BLTS22J | Brooklyn (Jemena) 22 kV | Jemena | Winter | Coincident | 2021 | ACTUAL_OPG | NA | 1.9285 | VIC Brooklyn (Jemena) 22 kV |  |  | FALSE | #N/A | #N/A | #N/A | #N/A | #N/A | #N/A | #N/A | #N/A | #N/A | #N/A
TRUE | VIC | BLTS22J | Brooklyn (Jemena) 22 kV | Jemena | Winter | Coincident | 2021 | ACTUAL_RAW | NA | 1.9285 | VIC Brooklyn (Jemena) 22 kV |  |  | FALSE | #N/A | #N/A | #N/A | #N/A | #N/A | #N/A | #N/A | #N/A | #N/A | #N/A
TRUE | VIC | BLTS22J | Brooklyn (Jemena) 22 kV | Jemena | Winter | Non-coincident | 2021 | ACTUAL_RAW | NA | 2.3797 | VIC Brooklyn (Jemena) 22 kV |  |  | FALSE | #N/A | #N/A | #N/A | #N/A | #N/A | #N/A | #N/A | #N/A | #N/A | #N/A
TRUE | VIC | BLTS22J | Brooklyn (Jemena) 22 kV | Jemena | Winter | Non-coincident | 2021 | ACTUAL_OPG | NA | 2.3797 | VIC Brooklyn (Jemena) 22 kV |  |  | FALSE | #N/A | #N/A | #N/A | #N/A | #N/A | #N/A | #N/A | #N/A | #N/A | #N/A
TRUE | VIC | BLTS22J | Brooklyn (Jemena) 22 kV | Jemena | Winter | Non-coincident | 2021 | ACTUAL_ADJUSTEDOPG | NA | 2.3797 | VIC Brooklyn (Jemena) 22 kV |  |  | FALSE | #N/A | #N/A | #N/A | #N/A | #N/A | #N/A | #N/A | #N/A | #N/A | #N/A
TRUE | VIC | BLTS22J | Brooklyn (Jemena) 22 kV | Jemena | Winter | Coincident | 2022 | ACTUAL_OPG | NA | 33.4654 | VIC Brooklyn (Jemena) 22 kV |  |  | FALSE | #N/A | #N/A | #N/A | #N/A | #N/A | #N/A | #N/A | #N/A | #N/A | #N/A
TRUE | VIC | BLTS22J | Brooklyn (Jemena) 22 kV | Jemena | Winter | Coincident | 2022 | ACTUAL_RAW | NA | 33.4654 | VIC Brooklyn (Jemena) 22 kV |  |  | FALSE | #N/A | #N/A | #N/A | #N/A | #N/A | #N/A | #N/A | #N/A | #N/A | #N/A
TRUE | VIC | BLTS22J | Brooklyn (Jemena) 22 kV | Jemena | Winter | Non-coincident | 2022 | ACTUAL_RAW | NA | 39.2474 | VIC Brooklyn (Jemena) 22 kV |  |  | FALSE | #N/A | #N/A | #N/A | #N/A | #N/A | #N/A | #N/A | #N/A | #N/A | #N/A
TRUE | VIC | BLTS22J | Brooklyn (Jemena) 22 kV | Jemena | Winter | Non-coincident | 2022 | ACTUAL_OPG | NA | 39.2474 | VIC Brooklyn (Jemena) 22 kV |  |  | FALSE | #N/A | #N/A | #N/A | #N/A | #N/A | #N/A | #N/A | #N/A | #N/A | #N/A
TRUE | VIC | BLTS22J | Brooklyn (Jemena) 22 kV | Jemena | Winter | Coincident | 2023 | ACTUAL_OPG | NA | 34.2359 | VIC Brooklyn (Jemena) 22 kV |  |  | FALSE | #N/A | #N/A | #N/A | #N/A | #N/A | #N/A | #N/A | #N/A | #N/A | #N/A
TRUE | VIC | BLTS22J | Brooklyn (Jemena) 22 kV | Jemena | Winter | Coincident | 2023 | ACTUAL_RAW | NA | 34.2359 | VIC Brooklyn (Jemena) 22 kV |  |  | FALSE | #N/A | #N/A | #N/A | #N/A | #N/A | #N/A | #N/A | #N/A | #N/A | #N/A
TRUE | VIC | BLTS22J | Brooklyn (Jemena) 22 kV | Jemena | Winter | Non-coincident | 2023 | ACTUAL_RAW | NA | 36.2345 | VIC Brooklyn (Jemena) 22 kV |  |  | FALSE | #N/A | #N/A | #N/A | #N/A | #N/A | #N/A | #N/A | #N/A | #N/A | #N/A
TRUE | VIC | BLTS22J | Brooklyn (Jemena) 22 kV | Jemena | Winter | Non-coincident | 2023 | ACTUAL_OPG | NA | 36.2345 | VIC Brooklyn (Jemena) 22 kV |  |  | FALSE | #N/A | #N/A | #N/A | #N/A | #N/A | #N/A | #N/A | #N/A | #N/A | #N/A
TRUE | VIC | BLTS22J | Brooklyn (Jemena) 22 kV | Jemena | Winter | Non-coincident | 2023 | ACTUAL_ADJUSTEDOPG | NA | 36.2345 | VIC Brooklyn (Jemena) 22 kV |  |  | FALSE | #N/A | #N/A | #N/A | #N/A | #N/A | #N/A | #N/A | #N/A | #N/A | #N/A
TRUE | VIC | BLTS22J | Brooklyn (Jemena) 22 kV | Jemena | Winter | Coincident | 2024 | ACTUAL_OPG | NA | 41.1979 | VIC Brooklyn (Jemena) 22 kV |  |  | FALSE | #N/A | #N/A | #N/A | #N/A | #N/A | #N/A | #N/A | #N/A | #N/A | #N/A
TRUE | VIC | BLTS22J | Brooklyn (Jemena) 22 kV | Jemena | Winter | Coincident | 2024 | ACTUAL_RAW | NA | 41.1979 | VIC Brooklyn (Jemena) 22 kV |  |  | FALSE | #N/A | #N/A | #N/A | #N/A | #N/A | #N/A | #N/A | #N/A | #N/A | #N/A
TRUE | VIC | BLTS22J | Brooklyn (Jemena) 22 kV | Jemena | Winter | Non-coincident | 2024 | ACTUAL_RAW | NA | 48.163 | VIC Brooklyn (Jemena) 22 kV |  |  | FALSE | #N/A | #N/A | #N/A | #N/A | #N/A | #N/A | #N/A | #N/A | #N/A | #N/A
TRUE | VIC | BLTS22J | Brooklyn (Jemena) 22 kV | Jemena | Winter | Non-coincident | 2024 | ACTUAL_OPG | NA | 48.163 | VIC Brooklyn (Jemena) 22 kV |  |  | FALSE | #N/A | #N/A | #N/A | #N/A | #N/A | #N/A | #N/A | #N/A | #N/A | #N/A
TRUE | VIC | BLTS22J | Brooklyn (Jemena) 22 kV | Jemena | Winter | Non-coincident | 2024 | ACTUAL_ADJUSTEDOPG | NA | 48.163 | VIC Brooklyn (Jemena) 22 kV |  |  | FALSE | #N/A | #N/A | #N/A | #N/A | #N/A | #N/A | #N/A | #N/A | #N/A | #N/A
TRUE | VIC | BLTS22J | Brooklyn (Jemena) 22 kV | Jemena | Winter | Coincident | 2025 | POE10 | NA | 12.2863 | VIC Brooklyn (Jemena) 22 kV |  |  | FALSE | #N/A | #N/A | #N/A | #N/A | #N/A | #N/A | #N/A | #N/A | #N/A | #N/A
TRUE | VIC | BLTS22J | Brooklyn (Jemena) 22 kV | Jemena | Winter | Coincident | 2025 | POE50 | NA | 11.4446 | VIC Brooklyn (Jemena) 22 kV |  |  | FALSE | #N/A | #N/A | #N/A | #N/A | #N/A | #N/A | #N/A | #N/A | #N/A | #N/A
TRUE | VIC | BLTS22J | Brooklyn (Jemena) 22 kV | Jemena | Winter | Non-coincident | 2025 | ACTUAL_RAW | NA | 48.2954 | VIC Brooklyn (Jemena) 22 kV |  |  | FALSE | #N/A | #N/A | #N/A | #N/A | #N/A | #N/A | #N/A | #N/A | #N/A | #N/A
TRUE | VIC | BLTS22J | Brooklyn (Jemena) 22 kV | Jemena | Winter | Non-coincident | 2025 | ACTUAL_ADJUSTEDOPG | NA | 48.2954 | VIC Brooklyn (Jemena) 22 kV |  |  | FALSE | #N/A | #N/A | #N/A | #N/A | #N/A | #N/A | #N/A | #N/A | #N/A | #N/A
TRUE | VIC | BLTS22J | Brooklyn (Jemena) 22 kV | Jemena | Winter | Non-coincident | 2025 | BASEYEARPOE50 | NA | 15.0464 | VIC Brooklyn (Jemena) 22 kV |  |  | FALSE | #N/A | #N/A | #N/A | #N/A | #N/A | #N/A | #N/A | #N/A | #N/A | #N/A
TRUE | VIC | BLTS22J | Brooklyn (Jemena) 22 kV | Jemena | Winter | Non-coincident | 2025 | BASEYEARPOE10 | NA | 16.7593 | VIC Brooklyn (Jemena) 22 kV |  |  | FALSE | #N/A | #N/A | #N/A | #N/A | #N/A | #N/A | #N/A | #N/A | #N/A | #N/A
TRUE | VIC | BLTS22J | Brooklyn (Jemena) 22 kV | Jemena | Winter | Non-coincident | 2025 | POE10 | NA | 15.9626 | VIC Brooklyn (Jemena) 22 kV |  |  | FALSE | #N/A | #N/A | #N/A | #N/A | #N/A | #N/A | #N/A | #N/A | #N/A | #N/A
TRUE | VIC | BLTS22J | Brooklyn (Jemena) 22 kV | Jemena | Winter | Non-coincident | 2025 | POE50 | NA | 15.2294 | VIC Brooklyn (Jemena) 22 kV |  |  | FALSE | #N/A | #N/A | #N/A | #N/A | #N/A | #N/A | #N/A | #N/A | #N/A | #N/A
TRUE | VIC | BLTS22J | Brooklyn (Jemena) 22 kV | Jemena | Winter | Coincident | 2026 | POE10 | NA | 11.8627 | VIC Brooklyn (Jemena) 22 kV |  |  | FALSE | #N/A | #N/A | #N/A | #N/A | #N/A | #N/A | #N/A | #N/A | #N/A | #N/A
TRUE | VIC | BLTS22J | Brooklyn (Jemena) 22 kV | Jemena | Winter | Coincident | 2026 | POE50 | NA | 11.0292 | VIC Brooklyn (Jemena) 22 kV |  |  | FALSE | #N/A | #N/A | #N/A | #N/A | #N/A | #N/A | #N/A | #N/A | #N/A | #N/A
TRUE | VIC | BLTS22J | Brooklyn (Jemena) 22 kV | Jemena | Winter | Non-coincident | 2026 | POE10 | NA | 16.0494 | VIC Brooklyn (Jemena) 22 kV |  |  | FALSE | #N/A | #N/A | #N/A | #N/A | #N/A | #N/A | #N/A | #N/A | #N/A | #N/A
TRUE | VIC | BLTS22J | Brooklyn (Jemena) 22 kV | Jemena | Winter | Non-coincident | 2026 | POE50 | NA | 15.3112 | VIC Brooklyn (Jemena) 22 kV |  |  | FALSE | #N/A | #N/A | #N/A | #N/A | #N/A | #N/A | #N/A | #N/A | #N/A | #N/A
TRUE | VIC | BLTS22J | Brooklyn (Jemena) 22 kV | Jemena | Winter | Coincident | 2027 | POE10 | NA | 11.6977 | VIC Brooklyn (Jemena) 22 kV |  |  | FALSE | #N/A | #N/A | #N/A | #N/A | #N/A | #N/A | #N/A | #N/A | #N/A | #N/A
TRUE | VIC | BLTS22J | Brooklyn (Jemena) 22 kV | Jemena | Winter | Coincident | 2027 | POE50 | NA | 10.8462 | VIC Brooklyn (Jemena) 22 kV |  |  | FALSE | #N/A | #N/A | #N/A | #N/A | #N/A | #N/A | #N/A | #N/A | #N/A | #N/A
TRUE | VIC | BLTS22J | Brooklyn (Jemena) 22 kV | Jemena | Winter | Non-coincident | 2027 | POE10 | NA | 16.4191 | VIC Brooklyn (Jemena) 22 kV |  |  | FALSE | #N/A | #N/A | #N/A | #N/A | #N/A | #N/A | #N/A | #N/A | #N/A | #N/A
TRUE | VIC | BLTS22J | Brooklyn (Jemena) 22 kV | Jemena | Winter | Non-coincident | 2027 | POE50 | NA | 15.6268 | VIC Brooklyn (Jemena) 22 kV |  |  | FALSE | #N/A | #N/A | #N/A | #N/A | #N/A | #N/A | #N/A | #N/A | #N/A | #N/A
TRUE | VIC | BLTS22J | Brooklyn (Jemena) 22 kV | Jemena | Winter | Coincident | 2028 | POE10 | NA | 12.1753 | VIC Brooklyn (Jemena) 22 kV |  |  | FALSE | #N/A | #N/A | #N/A | #N/A | #N/A | #N/A | #N/A | #N/A | #N/A | #N/A
TRUE | VIC | BLTS22J | Brooklyn (Jemena) 22 kV | Jemena | Winter | Coincident | 2028 | POE50 | NA | 11.3521 | VIC Brooklyn (Jemena) 22 kV |  |  | FALSE | #N/A | #N/A | #N/A | #N/A | #N/A | #N/A | #N/A | #N/A | #N/A | #N/A
TRUE | VIC | BLTS22J | Brooklyn (Jemena) 22 kV | Jemena | Winter | Non-coincident | 2028 | POE10 | NA | 17.4194 | VIC Brooklyn (Jemena) 22 kV |  |  | FALSE | #N/A | #N/A | #N/A | #N/A | #N/A | #N/A | #N/A | #N/A | #N/A | #N/A
TRUE | VIC | BLTS22J | Brooklyn (Jemena) 22 kV | Jemena | Winter | Non-coincident | 2028 | POE50 | NA | 16.6272 | VIC Brooklyn (Jemena) 22 kV |  |  | FALSE | #N/A | #N/A | #N/A | #N/A | #N/A | #N/A | #N/A | #N/A | #N/A | #N/A
TRUE | VIC | BLTS22J | Brooklyn (Jemena) 22 kV | Jemena | Winter | Coincident | 2029 | POE10 | NA | 12.4433 | VIC Brooklyn (Jemena) 22 kV |  |  | FALSE | #N/A | #N/A | #N/A | #N/A | #N/A | #N/A | #N/A | #N/A | #N/A | #N/A
TRUE | VIC | BLTS22J | Brooklyn (Jemena) 22 kV | Jemena | Winter | Coincident | 2029 | POE50 | NA | 11.6362 | VIC Brooklyn (Jemena) 22 kV |  |  | FALSE | #N/A | #N/A | #N/A | #N/A | #N/A | #N/A | #N/A | #N/A | #N/A | #N/A
TRUE | VIC | BLTS22J | Brooklyn (Jemena) 22 kV | Jemena | Winter | Non-coincident | 2029 | POE10 | NA | 18.019 | VIC Brooklyn (Jemena) 22 kV |  |  | FALSE | #N/A | #N/A | #N/A | #N/A | #N/A | #N/A | #N/A | #N/A | #N/A | #N/A
TRUE | VIC | BLTS22J | Brooklyn (Jemena) 22 kV | Jemena | Winter | Non-coincident | 2029 | POE50 | NA | 17.2267 | VIC Brooklyn (Jemena) 22 kV |  |  | FALSE | #N/A | #N/A | #N/A | #N/A | #N/A | #N/A | #N/A | #N/A | #N/A | #N/A
TRUE | VIC | BLTS22J | Brooklyn (Jemena) 22 kV | Jemena | Winter | Coincident | 2030 | POE10 | NA | 12.4081 | VIC Brooklyn (Jemena) 22 kV |  |  | FALSE | #N/A | #N/A | #N/A | #N/A | #N/A | #N/A | #N/A | #N/A | #N/A | #N/A
TRUE | VIC | BLTS22J | Brooklyn (Jemena) 22 kV | Jemena | Winter | Coincident | 2030 | POE50 | NA | 11.6104 | VIC Brooklyn (Jemena) 22 kV |  |  | FALSE | #N/A | #N/A | #N/A | #N/A | #N/A | #N/A | #N/A | #N/A | #N/A | #N/A
TRUE | VIC | BLTS22J | Brooklyn (Jemena) 22 kV | Jemena | Winter | Non-coincident | 2030 | POE10 | NA | 18.2187 | VIC Brooklyn (Jemena) 22 kV |  |  | FALSE | #N/A | #N/A | #N/A | #N/A | #N/A | #N/A | #N/A | #N/A | #N/A | #N/A
TRUE | VIC | BLTS22J | Brooklyn (Jemena) 22 kV | Jemena | Winter | Non-coincident | 2030 | POE50 | NA | 17.4264 | VIC Brooklyn (Jemena) 22 kV |  |  | FALSE | #N/A | #N/A | #N/A | #N/A | #N/A | #N/A | #N/A | #N/A | #N/A | #N/A
TRUE | VIC | BLTS22J | Brooklyn (Jemena) 22 kV | Jemena | Winter | Coincident | 2031 | POE10 | NA | 12.3233 | VIC Brooklyn (Jemena) 22 kV |  |  | FALSE | #N/A | #N/A | #N/A | #N/A | #N/A | #N/A | #N/A | #N/A | #N/A | #N/A
TRUE | VIC | BLTS22J | Brooklyn (Jemena) 22 kV | Jemena | Winter | Coincident | 2031 | POE50 | NA | 11.5361 | VIC Brooklyn (Jemena) 22 kV |  |  | FALSE | #N/A | #N/A | #N/A | #N/A | #N/A | #N/A | #N/A | #N/A | #N/A | #N/A
TRUE | VIC | BLTS22J | Brooklyn (Jemena) 22 kV | Jemena | Winter | Non-coincident | 2031 | POE10 | NA | 18.3184 | VIC Brooklyn (Jemena) 22 kV |  |  | FALSE | #N/A | #N/A | #N/A | #N/A | #N/A | #N/A | #N/A | #N/A | #N/A | #N/A
TRUE | VIC | BLTS22J | Brooklyn (Jemena) 22 kV | Jemena | Winter | Non-coincident | 2031 | POE50 | NA | 17.5261 | VIC Brooklyn (Jemena) 22 kV |  |  | FALSE | #N/A | #N/A | #N/A | #N/A | #N/A | #N/A | #N/A | #N/A | #N/A | #N/A
TRUE | VIC | BLTS22J | Brooklyn (Jemena) 22 kV | Jemena | Winter | Coincident | 2032 | POE10 | NA | 12.0708 | VIC Brooklyn (Jemena) 22 kV |  |  | FALSE | #N/A | #N/A | #N/A | #N/A | #N/A | #N/A | #N/A | #N/A | #N/A | #N/A
TRUE | VIC | BLTS22J | Brooklyn (Jemena) 22 kV | Jemena | Winter | Coincident | 2032 | POE50 | NA | 11.2783 | VIC Brooklyn (Jemena) 22 kV |  |  | FALSE | #N/A | #N/A | #N/A | #N/A | #N/A | #N/A | #N/A | #N/A | #N/A | #N/A
TRUE | VIC | BLTS22J | Brooklyn (Jemena) 22 kV | Jemena | Winter | Non-coincident | 2032 | POE10 | NA | 18.3182 | VIC Brooklyn (Jemena) 22 kV |  |  | FALSE | #N/A | #N/A | #N/A | #N/A | #N/A | #N/A | #N/A | #N/A | #N/A | #N/A
TRUE | VIC | BLTS22J | Brooklyn (Jemena) 22 kV | Jemena | Winter | Non-coincident | 2032 | POE50 | NA | 17.5259 | VIC Brooklyn (Jemena) 22 kV |  |  | FALSE | #N/A | #N/A | #N/A | #N/A | #N/A | #N/A | #N/A | #N/A | #N/A | #N/A
TRUE | VIC | BLTS22J | Brooklyn (Jemena) 22 kV | Jemena | Winter | Coincident | 2033 | POE10 | NA | 11.7922 | VIC Brooklyn (Jemena) 22 kV |  |  | FALSE | #N/A | #N/A | #N/A | #N/A | #N/A | #N/A | #N/A | #N/A | #N/A | #N/A
TRUE | VIC | BLTS22J | Brooklyn (Jemena) 22 kV | Jemena | Winter | Coincident | 2033 | POE50 | NA | 11.019 | VIC Brooklyn (Jemena) 22 kV |  |  | FALSE | #N/A | #N/A | #N/A | #N/A | #N/A | #N/A | #N/A | #N/A | #N/A | #N/A
TRUE | VIC | BLTS22J | Brooklyn (Jemena) 22 kV | Jemena | Winter | Non-coincident | 2033 | POE10 | NA | 18.3517 | VIC Brooklyn (Jemena) 22 kV |  |  | FALSE | #N/A | #N/A | #N/A | #N/A | #N/A | #N/A | #N/A | #N/A | #N/A | #N/A
TRUE | VIC | BLTS22J | Brooklyn (Jemena) 22 kV | Jemena | Winter | Non-coincident | 2033 | POE50 | NA | 17.5545 | VIC Brooklyn (Jemena) 22 kV |  |  | FALSE | #N/A | #N/A | #N/A | #N/A | #N/A | #N/A | #N/A | #N/A | #N/A | #N/A
TRUE | VIC | BLTS22J | Brooklyn (Jemena) 22 kV | Jemena | Winter | Coincident | 2034 | POE10 | NA | 11.9445 | VIC Brooklyn (Jemena) 22 kV |  |  | FALSE | #N/A | #N/A | #N/A | #N/A | #N/A | #N/A | #N/A | #N/A | #N/A | #N/A
TRUE | VIC | BLTS22J | Brooklyn (Jemena) 22 kV | Jemena | Winter | Coincident | 2034 | POE50 | NA | 11.1638 | VIC Brooklyn (Jemena) 22 kV |  |  | FALSE | #N/A | #N/A | #N/A | #N/A | #N/A | #N/A | #N/A | #N/A | #N/A | #N/A
TRUE | VIC | BLTS22J | Brooklyn (Jemena) 22 kV | Jemena | Winter | Non-coincident | 2034 | POE10 | NA | 18.7223 | VIC Brooklyn (Jemena) 22 kV |  |  | FALSE | #N/A | #N/A | #N/A | #N/A | #N/A | #N/A | #N/A | #N/A | #N/A | #N/A
TRUE | VIC | BLTS22J | Brooklyn (Jemena) 22 kV | Jemena | Winter | Non-coincident | 2034 | POE50 | NA | 17.871 | VIC Brooklyn (Jemena) 22 kV |  |  | FALSE | #N/A | #N/A | #N/A | #N/A | #N/A | #N/A | #N/A | #N/A | #N/A | #N/A
TRUE | VIC | BLTS22P | Brooklyn (Powercor) 22 kV | Powercor | Shoulder | Coincident | 2019 | ACTUAL_OPG | 30.9524 | NA | VIC Brooklyn (Powercor) 22 kV |  |  | FALSE | #N/A | #N/A | #N/A | #N/A | #N/A | #N/A | #N/A | #N/A | #N/A | #N/A
TRUE | VIC | BLTS22P | Brooklyn (Powercor) 22 kV | Powercor | Shoulder | Coincident | 2019 | ACTUAL_RAW | 30.9524 | NA | VIC Brooklyn (Powercor) 22 kV |  |  | FALSE | #N/A | #N/A | #N/A | #N/A | #N/A | #N/A | #N/A | #N/A | #N/A | #N/A
TRUE | VIC | BLTS22P | Brooklyn (Powercor) 22 kV | Powercor | Shoulder | Non-coincident | 2019 | ACTUAL_RAW | 25.5671 | NA | VIC Brooklyn (Powercor) 22 kV |  |  | FALSE | #N/A | #N/A | #N/A | #N/A | #N/A | #N/A | #N/A | #N/A | #N/A | #N/A
TRUE | VIC | BLTS22P | Brooklyn (Powercor) 22 kV | Powercor | Shoulder | Non-coincident | 2019 | ACTUAL_OPG | 25.5671 | NA | VIC Brooklyn (Powercor) 22 kV |  |  | FALSE | #N/A | #N/A | #N/A | #N/A | #N/A | #N/A | #N/A | #N/A | #N/A | #N/A
TRUE | VIC | BLTS22P | Brooklyn (Powercor) 22 kV | Powercor | Shoulder | Non-coincident | 2019 | ACTUAL_ADJUSTEDOPG | 28.9467 | NA | VIC Brooklyn (Powercor) 22 kV |  |  | FALSE | #N/A | #N/A | #N/A | #N/A | #N/A | #N/A | #N/A | #N/A | #N/A | #N/A
TRUE | VIC | BLTS22P | Brooklyn (Powercor) 22 kV | Powercor | Shoulder | Coincident | 2020 | ACTUAL_OPG | 27.2505 | NA | VIC Brooklyn (Powercor) 22 kV |  |  | FALSE | #N/A | #N/A | #N/A | #N/A | #N/A | #N/A | #N/A | #N/A | #N/A | #N/A
TRUE | VIC | BLTS22P | Brooklyn (Powercor) 22 kV | Powercor | Shoulder | Coincident | 2020 | ACTUAL_RAW | 27.2505 | NA | VIC Brooklyn (Powercor) 22 kV |  |  | FALSE | #N/A | #N/A | #N/A | #N/A | #N/A | #N/A | #N/A | #N/A | #N/A | #N/A
TRUE | VIC | BLTS22P | Brooklyn (Powercor) 22 kV | Powercor | Shoulder | Non-coincident | 2020 | ACTUAL_RAW | 14.0592 | NA | VIC Brooklyn (Powercor) 22 kV |  |  | FALSE | #N/A | #N/A | #N/A | #N/A | #N/A | #N/A | #N/A | #N/A | #N/A | #N/A
TRUE | VIC | BLTS22P | Brooklyn (Powercor) 22 kV | Powercor | Shoulder | Non-coincident | 2020 | ACTUAL_OPG | 14.0592 | NA | VIC Brooklyn (Powercor) 22 kV |  |  | FALSE | #N/A | #N/A | #N/A | #N/A | #N/A | #N/A | #N/A | #N/A | #N/A | #N/A
TRUE | VIC | BLTS22P | Brooklyn (Powercor) 22 kV | Powercor | Shoulder | Non-coincident | 2020 | ACTUAL_ADJUSTEDOPG | 14.0592 | NA | VIC Brooklyn (Powercor) 22 kV |  |  | FALSE | #N/A | #N/A | #N/A | #N/A | #N/A | #N/A | #N/A | #N/A | #N/A | #N/A
TRUE | VIC | BLTS22P | Brooklyn (Powercor) 22 kV | Powercor | Shoulder | Coincident | 2021 | ACTUAL_OPG | 24.7563 | NA | VIC Brooklyn (Powercor) 22 kV |  |  | FALSE | #N/A | #N/A | #N/A | #N/A | #N/A | #N/A | #N/A | #N/A | #N/A | #N/A
TRUE | VIC | BLTS22P | Brooklyn (Powercor) 22 kV | Powercor | Shoulder | Coincident | 2021 | ACTUAL_RAW | 24.7563 | NA | VIC Brooklyn (Powercor) 22 kV |  |  | FALSE | #N/A | #N/A | #N/A | #N/A | #N/A | #N/A | #N/A | #N/A | #N/A | #N/A
TRUE | VIC | BLTS22P | Brooklyn (Powercor) 22 kV | Powercor | Shoulder | Non-coincident | 2021 | ACTUAL_RAW | 23.9105 | NA | VIC Brooklyn (Powercor) 22 kV |  |  | FALSE | #N/A | #N/A | #N/A | #N/A | #N/A | #N/A | #N/A | #N/A | #N/A | #N/A
TRUE | VIC | BLTS22P | Brooklyn (Powercor) 22 kV | Powercor | Shoulder | Non-coincident | 2021 | ACTUAL_OPG | 23.9105 | NA | VIC Brooklyn (Powercor) 22 kV |  |  | FALSE | #N/A | #N/A | #N/A | #N/A | #N/A | #N/A | #N/A | #N/A | #N/A | #N/A
TRUE | VIC | BLTS22P | Brooklyn (Powercor) 22 kV | Powercor | Shoulder | Non-coincident | 2021 | ACTUAL_ADJUSTEDOPG | 23.9105 | NA | VIC Brooklyn (Powercor) 22 kV |  |  | FALSE | #N/A | #N/A | #N/A | #N/A | #N/A | #N/A | #N/A | #N/A | #N/A | #N/A
TRUE | VIC | BLTS22P | Brooklyn (Powercor) 22 kV | Powercor | Shoulder | Coincident | 2022 | ACTUAL_OPG | 10.2033 | NA | VIC Brooklyn (Powercor) 22 kV |  |  | FALSE | #N/A | #N/A | #N/A | #N/A | #N/A | #N/A | #N/A | #N/A | #N/A | #N/A
TRUE | VIC | BLTS22P | Brooklyn (Powercor) 22 kV | Powercor | Shoulder | Coincident | 2022 | ACTUAL_RAW | 10.2033 | NA | VIC Brooklyn (Powercor) 22 kV |  |  | FALSE | #N/A | #N/A | #N/A | #N/A | #N/A | #N/A | #N/A | #N/A | #N/A | #N/A
TRUE | VIC | BLTS22P | Brooklyn (Powercor) 22 kV | Powercor | Shoulder | Non-coincident | 2022 | ACTUAL_RAW | 8.9094 | NA | VIC Brooklyn (Powercor) 22 kV |  |  | FALSE | #N/A | #N/A | #N/A | #N/A | #N/A | #N/A | #N/A | #N/A | #N/A | #N/A
TRUE | VIC | BLTS22P | Brooklyn (Powercor) 22 kV | Powercor | Shoulder | Non-coincident | 2022 | ACTUAL_OPG | 8.9094 | NA | VIC Brooklyn (Powercor) 22 kV |  |  | FALSE | #N/A | #N/A | #N/A | #N/A | #N/A | #N/A | #N/A | #N/A | #N/A | #N/A
TRUE | VIC | BLTS22P | Brooklyn (Powercor) 22 kV | Powercor | Shoulder | Non-coincident | 2022 | ACTUAL_ADJUSTEDOPG | 8.9094 | NA | VIC Brooklyn (Powercor) 22 kV |  |  | FALSE | #N/A | #N/A | #N/A | #N/A | #N/A | #N/A | #N/A | #N/A | #N/A | #N/A
TRUE | VIC | BLTS22P | Brooklyn (Powercor) 22 kV | Powercor | Shoulder | Coincident | 2023 | ACTUAL_OPG | 9.0984 | NA | VIC Brooklyn (Powercor) 22 kV |  |  | FALSE | #N/A | #N/A | #N/A | #N/A | #N/A | #N/A | #N/A | #N/A | #N/A | #N/A
TRUE | VIC | BLTS22P | Brooklyn (Powercor) 22 kV | Powercor | Shoulder | Coincident | 2023 | ACTUAL_RAW | 9.0984 | NA | VIC Brooklyn (Powercor) 22 kV |  |  | FALSE | #N/A | #N/A | #N/A | #N/A | #N/A | #N/A | #N/A | #N/A | #N/A | #N/A
TRUE | VIC | BLTS22P | Brooklyn (Powercor) 22 kV | Powercor | Shoulder | Non-coincident | 2023 | ACTUAL_RAW | 3.4571 | NA | VIC Brooklyn (Powercor) 22 kV |  |  | FALSE | #N/A | #N/A | #N/A | #N/A | #N/A | #N/A | #N/A | #N/A | #N/A | #N/A
TRUE | VIC | BLTS22P | Brooklyn (Powercor) 22 kV | Powercor | Shoulder | Non-coincident | 2023 | ACTUAL_OPG | 3.4571 | NA | VIC Brooklyn (Powercor) 22 kV |  |  | FALSE | #N/A | #N/A | #N/A | #N/A | #N/A | #N/A | #N/A | #N/A | #N/A | #N/A
TRUE | VIC | BLTS22P | Brooklyn (Powercor) 22 kV | Powercor | Shoulder | Non-coincident | 2023 | ACTUAL_ADJUSTEDOPG | 3.4571 | NA | VIC Brooklyn (Powercor) 22 kV |  |  | FALSE | #N/A | #N/A | #N/A | #N/A | #N/A | #N/A | #N/A | #N/A | #N/A | #N/A
TRUE | VIC | BLTS22P | Brooklyn (Powercor) 22 kV | Powercor | Shoulder | Coincident | 2024 | ACTUAL_OPG | 6.5036 | NA | VIC Brooklyn (Powercor) 22 kV |  |  | FALSE | #N/A | #N/A | #N/A | #N/A | #N/A | #N/A | #N/A | #N/A | #N/A | #N/A
TRUE | VIC | BLTS22P | Brooklyn (Powercor) 22 kV | Powercor | Shoulder | Coincident | 2024 | ACTUAL_RAW | 6.5036 | NA | VIC Brooklyn (Powercor) 22 kV |  |  | FALSE | #N/A | #N/A | #N/A | #N/A | #N/A | #N/A | #N/A | #N/A | #N/A | #N/A
TRUE | VIC | BLTS22P | Brooklyn (Powercor) 22 kV | Powercor | Shoulder | Non-coincident | 2024 | ACTUAL_RAW | 6.0296 | NA | VIC Brooklyn (Powercor) 22 kV |  |  | FALSE | #N/A | #N/A | #N/A | #N/A | #N/A | #N/A | #N/A | #N/A | #N/A | #N/A
TRUE | VIC | BLTS22P | Brooklyn (Powercor) 22 kV | Powercor | Shoulder | Non-coincident | 2024 | ACTUAL_OPG | 6.0296 | NA | VIC Brooklyn (Powercor) 22 kV |  |  | FALSE | #N/A | #N/A | #N/A | #N/A | #N/A | #N/A | #N/A | #N/A | #N/A | #N/A
TRUE | VIC | BLTS22P | Brooklyn (Powercor) 22 kV | Powercor | Shoulder | Non-coincident | 2024 | ACTUAL_ADJUSTEDOPG | 6.0296 | NA | VIC Brooklyn (Powercor) 22 kV |  |  | FALSE | #N/A | #N/A | #N/A | #N/A | #N/A | #N/A | #N/A | #N/A | #N/A | #N/A
TRUE | VIC | BLTS22P | Brooklyn (Powercor) 22 kV | Powercor | Shoulder | Coincident | 2025 | ACTUAL_OPG | 10.1627 | NA | VIC Brooklyn (Powercor) 22 kV |  |  | FALSE | #N/A | #N/A | #N/A | #N/A | #N/A | #N/A | #N/A | #N/A | #N/A | #N/A
TRUE | VIC | BLTS22P | Brooklyn (Powercor) 22 kV | Powercor | Shoulder | Coincident | 2025 | ACTUAL_RAW | 10.1627 | NA | VIC Brooklyn (Powercor) 22 kV |  |  | FALSE | #N/A | #N/A | #N/A | #N/A | #N/A | #N/A | #N/A | #N/A | #N/A | #N/A
TRUE | VIC | BLTS22P | Brooklyn (Powercor) 22 kV | Powercor | Shoulder | Non-coincident | 2025 | ACTUAL_RAW | 3.9995 | NA | VIC Brooklyn (Powercor) 22 kV |  |  | FALSE | #N/A | #N/A | #N/A | #N/A | #N/A | #N/A | #N/A | #N/A | #N/A | #N/A
TRUE | VIC | BLTS22P | Brooklyn (Powercor) 22 kV | Powercor | Shoulder | Non-coincident | 2025 | ACTUAL_OPG | 3.9995 | NA | VIC Brooklyn (Powercor) 22 kV |  |  | FALSE | #N/A | #N/A | #N/A | #N/A | #N/A | #N/A | #N/A | #N/A | #N/A | #N/A
TRUE | VIC | BLTS22P | Brooklyn (Powercor) 22 kV | Powercor | Shoulder | Non-coincident | 2025 | ACTUAL_ADJUSTEDOPG | 3.9995 | NA | VIC Brooklyn (Powercor) 22 kV |  |  | FALSE | #N/A | #N/A | #N/A | #N/A | #N/A | #N/A | #N/A | #N/A | #N/A | #N/A
TRUE | VIC | BLTS22P | Brooklyn (Powercor) 22 kV | Powercor | Shoulder | Non-coincident | 2025 | BASEYEARPOE90 | 4.0375 | NA | VIC Brooklyn (Powercor) 22 kV |  |  | FALSE | #N/A | #N/A | #N/A | #N/A | #N/A | #N/A | #N/A | #N/A | #N/A | #N/A
TRUE | VIC | BLTS22P | Brooklyn (Powercor) 22 kV | Powercor | Shoulder | Non-coincident | 2025 | BASEYEARPOE50 | 6.3275 | NA | VIC Brooklyn (Powercor) 22 kV |  |  | FALSE | #N/A | #N/A | #N/A | #N/A | #N/A | #N/A | #N/A | #N/A | #N/A | #N/A
TRUE | VIC | BLTS22P | Brooklyn (Powercor) 22 kV | Powercor | Shoulder | Coincident_unreconciled | 2026 | POE50 | 9.3667 | NA | VIC Brooklyn (Powercor) 22 kV |  |  | FALSE | #N/A | #N/A | #N/A | #N/A | #N/A | #N/A | #N/A | #N/A | #N/A | #N/A
TRUE | VIC | BLTS22P | Brooklyn (Powercor) 22 kV | Powercor | Shoulder | Coincident_unreconciled | 2026 | POE90 | 5.4123 | NA | VIC Brooklyn (Powercor) 22 kV |  |  | FALSE | #N/A | #N/A | #N/A | #N/A | #N/A | #N/A | #N/A | #N/A | #N/A | #N/A
TRUE | VIC | BLTS22P | Brooklyn (Powercor) 22 kV | Powercor | Shoulder | Non-coincident | 2026 | POE50 | 5.1755 | NA | VIC Brooklyn (Powercor) 22 kV |  |  | FALSE | #N/A | #N/A | #N/A | #N/A | #N/A | #N/A | #N/A | #N/A | #N/A | #N/A
TRUE | VIC | BLTS22P | Brooklyn (Powercor) 22 kV | Powercor | Shoulder | Non-coincident | 2026 | POE90 | 2.9905 | NA | VIC Brooklyn (Powercor) 22 kV |  |  | FALSE | #N/A | #N/A | #N/A | #N/A | #N/A | #N/A | #N/A | #N/A | #N/A | #N/A
TRUE | VIC | BLTS22P | Brooklyn (Powercor) 22 kV | Powercor | Shoulder | Coincident_unreconciled | 2027 | POE50 | 7.5597 | NA | VIC Brooklyn (Powercor) 22 kV |  |  | FALSE | #N/A | #N/A | #N/A | #N/A | #N/A | #N/A | #N/A | #N/A | #N/A | #N/A
TRUE | VIC | BLTS22P | Brooklyn (Powercor) 22 kV | Powercor | Shoulder | Coincident_unreconciled | 2027 | POE90 | 3.5883 | NA | VIC Brooklyn (Powercor) 22 kV |  |  | FALSE | #N/A | #N/A | #N/A | #N/A | #N/A | #N/A | #N/A | #N/A | #N/A | #N/A
TRUE | VIC | BLTS22P | Brooklyn (Powercor) 22 kV | Powercor | Shoulder | Non-coincident | 2027 | POE50 | 4.1771 | NA | VIC Brooklyn (Powercor) 22 kV |  |  | FALSE | #N/A | #N/A | #N/A | #N/A | #N/A | #N/A | #N/A | #N/A | #N/A | #N/A
TRUE | VIC | BLTS22P | Brooklyn (Powercor) 22 kV | Powercor | Shoulder | Non-coincident | 2027 | POE90 | 1.9827 | NA | VIC Brooklyn (Powercor) 22 kV |  |  | FALSE | #N/A | #N/A | #N/A | #N/A | #N/A | #N/A | #N/A | #N/A | #N/A | #N/A
TRUE | VIC | BLTS22P | Brooklyn (Powercor) 22 kV | Powercor | Shoulder | Coincident_unreconciled | 2028 | POE50 | 5.5915 | NA | VIC Brooklyn (Powercor) 22 kV |  |  | FALSE | #N/A | #N/A | #N/A | #N/A | #N/A | #N/A | #N/A | #N/A | #N/A | #N/A
TRUE | VIC | BLTS22P | Brooklyn (Powercor) 22 kV | Powercor | Shoulder | Coincident_unreconciled | 2028 | POE90 | 1.6023 | NA | VIC Brooklyn (Powercor) 22 kV |  |  | FALSE | #N/A | #N/A | #N/A | #N/A | #N/A | #N/A | #N/A | #N/A | #N/A | #N/A
TRUE | VIC | BLTS22P | Brooklyn (Powercor) 22 kV | Powercor | Shoulder | Non-coincident | 2028 | POE50 | 3.0895 | NA | VIC Brooklyn (Powercor) 22 kV |  |  | FALSE | #N/A | #N/A | #N/A | #N/A | #N/A | #N/A | #N/A | #N/A | #N/A | #N/A
TRUE | VIC | BLTS22P | Brooklyn (Powercor) 22 kV | Powercor | Shoulder | Non-coincident | 2028 | POE90 | 0.88536 | NA | VIC Brooklyn (Powercor) 22 kV |  |  | FALSE | #N/A | #N/A | #N/A | #N/A | #N/A | #N/A | #N/A | #N/A | #N/A | #N/A
TRUE | VIC | BLTS22P | Brooklyn (Powercor) 22 kV | Powercor | Shoulder | Coincident_unreconciled | 2029 | POE50 | 3.7433 | NA | VIC Brooklyn (Powercor) 22 kV |  |  | FALSE | #N/A | #N/A | #N/A | #N/A | #N/A | #N/A | #N/A | #N/A | #N/A | #N/A
TRUE | VIC | BLTS22P | Brooklyn (Powercor) 22 kV | Powercor | Shoulder | Coincident_unreconciled | 2029 | POE90 | -0.0277 | NA | VIC Brooklyn (Powercor) 22 kV |  |  | FALSE | #N/A | #N/A | #N/A | #N/A | #N/A | #N/A | #N/A | #N/A | #N/A | #N/A
TRUE | VIC | BLTS22P | Brooklyn (Powercor) 22 kV | Powercor | Shoulder | Non-coincident | 2029 | POE50 | 2.0683 | NA | VIC Brooklyn (Powercor) 22 kV |  |  | FALSE | #N/A | #N/A | #N/A | #N/A | #N/A | #N/A | #N/A | #N/A | #N/A | #N/A
TRUE | VIC | BLTS22P | Brooklyn (Powercor) 22 kV | Powercor | Shoulder | Non-coincident | 2029 | POE90 | -0.14564 | NA | VIC Brooklyn (Powercor) 22 kV |  |  | FALSE | #N/A | #N/A | #N/A | #N/A | #N/A | #N/A | #N/A | #N/A | #N/A | #N/A
TRUE | VIC | BLTS22P | Brooklyn (Powercor) 22 kV | Powercor | Shoulder | Coincident_unreconciled | 2030 | POE50 | 1.9251 | NA | VIC Brooklyn (Powercor) 22 kV |  |  | FALSE | #N/A | #N/A | #N/A | #N/A | #N/A | #N/A | #N/A | #N/A | #N/A | #N/A
TRUE | VIC | BLTS22P | Brooklyn (Powercor) 22 kV | Powercor | Shoulder | Coincident_unreconciled | 2030 | POE90 | -0.22063 | NA | VIC Brooklyn (Powercor) 22 kV |  |  | FALSE | #N/A | #N/A | #N/A | #N/A | #N/A | #N/A | #N/A | #N/A | #N/A | #N/A
TRUE | VIC | BLTS22P | Brooklyn (Powercor) 22 kV | Powercor | Shoulder | Non-coincident | 2030 | POE50 | 1.0637 | NA | VIC Brooklyn (Powercor) 22 kV |  |  | FALSE | #N/A | #N/A | #N/A | #N/A | #N/A | #N/A | #N/A | #N/A | #N/A | #N/A
TRUE | VIC | BLTS22P | Brooklyn (Powercor) 22 kV | Powercor | Shoulder | Non-coincident | 2030 | POE90 | -1.16 | NA | VIC Brooklyn (Powercor) 22 kV |  |  | FALSE | #N/A | #N/A | #N/A | #N/A | #N/A | #N/A | #N/A | #N/A | #N/A | #N/A
TRUE | VIC | BLTS22P | Brooklyn (Powercor) 22 kV | Powercor | Shoulder | Coincident_unreconciled | 2031 | POE50 | 0.10737 | NA | VIC Brooklyn (Powercor) 22 kV |  |  | FALSE | #N/A | #N/A | #N/A | #N/A | #N/A | #N/A | #N/A | #N/A | #N/A | #N/A
TRUE | VIC | BLTS22P | Brooklyn (Powercor) 22 kV | Powercor | Shoulder | Coincident_unreconciled | 2031 | POE90 | -0.41353 | NA | VIC Brooklyn (Powercor) 22 kV |  |  | FALSE | #N/A | #N/A | #N/A | #N/A | #N/A | #N/A | #N/A | #N/A | #N/A | #N/A
TRUE | VIC | BLTS22P | Brooklyn (Powercor) 22 kV | Powercor | Shoulder | Non-coincident | 2031 | POE50 | 0.05933 | NA | VIC Brooklyn (Powercor) 22 kV |  |  | FALSE | #N/A | #N/A | #N/A | #N/A | #N/A | #N/A | #N/A | #N/A | #N/A | #N/A
TRUE | VIC | BLTS22P | Brooklyn (Powercor) 22 kV | Powercor | Shoulder | Non-coincident | 2031 | POE90 | -2.1742 | NA | VIC Brooklyn (Powercor) 22 kV |  |  | FALSE | #N/A | #N/A | #N/A | #N/A | #N/A | #N/A | #N/A | #N/A | #N/A | #N/A
TRUE | VIC | BLTS22P | Brooklyn (Powercor) 22 kV | Powercor | Shoulder | Coincident_unreconciled | 2032 | POE50 | -0.13845 | NA | VIC Brooklyn (Powercor) 22 kV |  |  | FALSE | #N/A | #N/A | #N/A | #N/A | #N/A | #N/A | #N/A | #N/A | #N/A | #N/A
TRUE | VIC | BLTS22P | Brooklyn (Powercor) 22 kV | Powercor | Shoulder | Coincident_unreconciled | 2032 | POE90 | -0.56516 | NA | VIC Brooklyn (Powercor) 22 kV |  |  | FALSE | #N/A | #N/A | #N/A | #N/A | #N/A | #N/A | #N/A | #N/A | #N/A | #N/A
TRUE | VIC | BLTS22P | Brooklyn (Powercor) 22 kV | Powercor | Shoulder | Non-coincident | 2032 | POE50 | -0.72794 | NA | VIC Brooklyn (Powercor) 22 kV |  |  | FALSE | #N/A | #N/A | #N/A | #N/A | #N/A | #N/A | #N/A | #N/A | #N/A | #N/A
TRUE | VIC | BLTS22P | Brooklyn (Powercor) 22 kV | Powercor | Shoulder | Non-coincident | 2032 | POE90 | -2.9715 | NA | VIC Brooklyn (Powercor) 22 kV |  |  | FALSE | #N/A | #N/A | #N/A | #N/A | #N/A | #N/A | #N/A | #N/A | #N/A | #N/A
TRUE | VIC | BLTS22P | Brooklyn (Powercor) 22 kV | Powercor | Shoulder | Coincident_unreconciled | 2033 | POE50 | -0.25727 | NA | VIC Brooklyn (Powercor) 22 kV |  |  | FALSE | #N/A | #N/A | #N/A | #N/A | #N/A | #N/A | #N/A | #N/A | #N/A | #N/A
TRUE | VIC | BLTS22P | Brooklyn (Powercor) 22 kV | Powercor | Shoulder | Coincident_unreconciled | 2033 | POE90 | -0.6859 | NA | VIC Brooklyn (Powercor) 22 kV |  |  | FALSE | #N/A | #N/A | #N/A | #N/A | #N/A | #N/A | #N/A | #N/A | #N/A | #N/A
TRUE | VIC | BLTS22P | Brooklyn (Powercor) 22 kV | Powercor | Shoulder | Non-coincident | 2033 | POE50 | -1.3527 | NA | VIC Brooklyn (Powercor) 22 kV |  |  | FALSE | #N/A | #N/A | #N/A | #N/A | #N/A | #N/A | #N/A | #N/A | #N/A | #N/A
TRUE | VIC | BLTS22P | Brooklyn (Powercor) 22 kV | Powercor | Shoulder | Non-coincident | 2033 | POE90 | -3.6063 | NA | VIC Brooklyn (Powercor) 22 kV |  |  | FALSE | #N/A | #N/A | #N/A | #N/A | #N/A | #N/A | #N/A | #N/A | #N/A | #N/A
TRUE | VIC | BLTS22P | Brooklyn (Powercor) 22 kV | Powercor | Shoulder | Coincident_unreconciled | 2034 | POE50 | -0.36993 | NA | VIC Brooklyn (Powercor) 22 kV |  |  | FALSE | #N/A | #N/A | #N/A | #N/A | #N/A | #N/A | #N/A | #N/A | #N/A | #N/A
TRUE | VIC | BLTS22P | Brooklyn (Powercor) 22 kV | Powercor | Shoulder | Coincident_unreconciled | 2034 | POE90 | -0.80048 | NA | VIC Brooklyn (Powercor) 22 kV |  |  | FALSE | #N/A | #N/A | #N/A | #N/A | #N/A | #N/A | #N/A | #N/A | #N/A | #N/A
TRUE | VIC | BLTS22P | Brooklyn (Powercor) 22 kV | Powercor | Shoulder | Non-coincident | 2034 | POE50 | -1.945 | NA | VIC Brooklyn (Powercor) 22 kV |  |  | FALSE | #N/A | #N/A | #N/A | #N/A | #N/A | #N/A | #N/A | #N/A | #N/A | #N/A
TRUE | VIC | BLTS22P | Brooklyn (Powercor) 22 kV | Powercor | Shoulder | Non-coincident | 2034 | POE90 | -4.2087 | NA | VIC Brooklyn (Powercor) 22 kV |  |  | FALSE | #N/A | #N/A | #N/A | #N/A | #N/A | #N/A | #N/A | #N/A | #N/A | #N/A
TRUE | VIC | BLTS22P | Brooklyn (Powercor) 22 kV | Powercor | Shoulder | Coincident_unreconciled | 2035 | POE50 | -0.4917 | NA | VIC Brooklyn (Powercor) 22 kV |  |  | FALSE | #N/A | #N/A | #N/A | #N/A | #N/A | #N/A | #N/A | #N/A | #N/A | #N/A
TRUE | VIC | BLTS22P | Brooklyn (Powercor) 22 kV | Powercor | Shoulder | Coincident_unreconciled | 2035 | POE90 | -0.92417 | NA | VIC Brooklyn (Powercor) 22 kV |  |  | FALSE | #N/A | #N/A | #N/A | #N/A | #N/A | #N/A | #N/A | #N/A | #N/A | #N/A
TRUE | VIC | BLTS22P | Brooklyn (Powercor) 22 kV | Powercor | Shoulder | Non-coincident | 2035 | POE50 | -2.5852 | NA | VIC Brooklyn (Powercor) 22 kV |  |  | FALSE | #N/A | #N/A | #N/A | #N/A | #N/A | #N/A | #N/A | #N/A | #N/A | #N/A
TRUE | VIC | BLTS22P | Brooklyn (Powercor) 22 kV | Powercor | Shoulder | Non-coincident | 2035 | POE90 | -4.859 | NA | VIC Brooklyn (Powercor) 22 kV |  |  | FALSE | #N/A | #N/A | #N/A | #N/A | #N/A | #N/A | #N/A | #N/A | #N/A | #N/A
TRUE | VIC | BLTS22P | Brooklyn (Powercor) 22 kV | Powercor | Summer | Coincident | 2019 | ACTUAL_OPG | 33.1997 | 58.4689 | VIC Brooklyn (Powercor) 22 kV |  |  | FALSE | #N/A | #N/A | #N/A | #N/A | #N/A | #N/A | #N/A | #N/A | #N/A | #N/A
TRUE | VIC | BLTS22P | Brooklyn (Powercor) 22 kV | Powercor | Summer | Coincident | 2019 | ACTUAL_RAW | 33.1997 | 58.4689 | VIC Brooklyn (Powercor) 22 kV |  |  | FALSE | #N/A | #N/A | #N/A | #N/A | #N/A | #N/A | #N/A | #N/A | #N/A | #N/A
TRUE | VIC | BLTS22P | Brooklyn (Powercor) 22 kV | Powercor | Summer | Non-coincident | 2019 | ACTUAL_RAW | 27.2563 | 58.7632 | VIC Brooklyn (Powercor) 22 kV |  |  | FALSE | #N/A | #N/A | #N/A | #N/A | #N/A | #N/A | #N/A | #N/A | #N/A | #N/A
TRUE | VIC | BLTS22P | Brooklyn (Powercor) 22 kV | Powercor | Summer | Non-coincident | 2019 | ACTUAL_OPG | 27.2563 | 58.7632 | VIC Brooklyn (Powercor) 22 kV |  |  | FALSE | #N/A | #N/A | #N/A | #N/A | #N/A | #N/A | #N/A | #N/A | #N/A | #N/A
TRUE | VIC | BLTS22P | Brooklyn (Powercor) 22 kV | Powercor | Summer | Non-coincident | 2019 | ACTUAL_ADJUSTEDOPG | 28.9005 | 50.2629 | VIC Brooklyn (Powercor) 22 kV |  |  | FALSE | #N/A | #N/A | #N/A | #N/A | #N/A | #N/A | #N/A | #N/A | #N/A | #N/A
TRUE | VIC | BLTS22P | Brooklyn (Powercor) 22 kV | Powercor | Summer | Coincident | 2020 | ACTUAL_OPG | 29.8296 | 52.2237 | VIC Brooklyn (Powercor) 22 kV |  |  | FALSE | #N/A | #N/A | #N/A | #N/A | #N/A | #N/A | #N/A | #N/A | #N/A | #N/A
TRUE | VIC | BLTS22P | Brooklyn (Powercor) 22 kV | Powercor | Summer | Coincident | 2020 | ACTUAL_RAW | 29.8296 | 52.2237 | VIC Brooklyn (Powercor) 22 kV |  |  | FALSE | #N/A | #N/A | #N/A | #N/A | #N/A | #N/A | #N/A | #N/A | #N/A | #N/A
TRUE | VIC | BLTS22P | Brooklyn (Powercor) 22 kV | Powercor | Summer | Non-coincident | 2020 | ACTUAL_RAW | 14.7799 | 55.9028 | VIC Brooklyn (Powercor) 22 kV |  |  | FALSE | #N/A | #N/A | #N/A | #N/A | #N/A | #N/A | #N/A | #N/A | #N/A | #N/A
TRUE | VIC | BLTS22P | Brooklyn (Powercor) 22 kV | Powercor | Summer | Non-coincident | 2020 | ACTUAL_OPG | 14.7799 | 55.9028 | VIC Brooklyn (Powercor) 22 kV |  |  | FALSE | #N/A | #N/A | #N/A | #N/A | #N/A | #N/A | #N/A | #N/A | #N/A | #N/A
TRUE | VIC | BLTS22P | Brooklyn (Powercor) 22 kV | Powercor | Summer | Non-coincident | 2020 | ACTUAL_ADJUSTEDOPG | 14.7799 | 55.9028 | VIC Brooklyn (Powercor) 22 kV |  |  | FALSE | #N/A | #N/A | #N/A | #N/A | #N/A | #N/A | #N/A | #N/A | #N/A | #N/A
TRUE | VIC | BLTS22P | Brooklyn (Powercor) 22 kV | Powercor | Summer | Coincident | 2021 | ACTUAL_OPG | 25.9875 | 48.2133 | VIC Brooklyn (Powercor) 22 kV |  |  | FALSE | #N/A | #N/A | #N/A | #N/A | #N/A | #N/A | #N/A | #N/A | #N/A | #N/A
TRUE | VIC | BLTS22P | Brooklyn (Powercor) 22 kV | Powercor | Summer | Coincident | 2021 | ACTUAL_RAW | 25.9875 | 48.2133 | VIC Brooklyn (Powercor) 22 kV |  |  | FALSE | #N/A | #N/A | #N/A | #N/A | #N/A | #N/A | #N/A | #N/A | #N/A | #N/A
TRUE | VIC | BLTS22P | Brooklyn (Powercor) 22 kV | Powercor | Summer | Non-coincident | 2021 | ACTUAL_RAW | 24.9354 | 52.6136 | VIC Brooklyn (Powercor) 22 kV |  |  | FALSE | #N/A | #N/A | #N/A | #N/A | #N/A | #N/A | #N/A | #N/A | #N/A | #N/A
TRUE | VIC | BLTS22P | Brooklyn (Powercor) 22 kV | Powercor | Summer | Non-coincident | 2021 | ACTUAL_OPG | 24.9354 | 52.6136 | VIC Brooklyn (Powercor) 22 kV |  |  | FALSE | #N/A | #N/A | #N/A | #N/A | #N/A | #N/A | #N/A | #N/A | #N/A | #N/A
TRUE | VIC | BLTS22P | Brooklyn (Powercor) 22 kV | Powercor | Summer | Non-coincident | 2021 | ACTUAL_ADJUSTEDOPG | 24.9354 | 52.6136 | VIC Brooklyn (Powercor) 22 kV |  |  | FALSE | #N/A | #N/A | #N/A | #N/A | #N/A | #N/A | #N/A | #N/A | #N/A | #N/A
TRUE | VIC | BLTS22P | Brooklyn (Powercor) 22 kV | Powercor | Summer | Coincident | 2022 | ACTUAL_OPG | 10.1606 | 36.8827 | VIC Brooklyn (Powercor) 22 kV |  |  | FALSE | #N/A | #N/A | #N/A | #N/A | #N/A | #N/A | #N/A | #N/A | #N/A | #N/A
TRUE | VIC | BLTS22P | Brooklyn (Powercor) 22 kV | Powercor | Summer | Coincident | 2022 | ACTUAL_RAW | 10.1606 | 36.8827 | VIC Brooklyn (Powercor) 22 kV |  |  | FALSE | #N/A | #N/A | #N/A | #N/A | #N/A | #N/A | #N/A | #N/A | #N/A | #N/A
TRUE | VIC | BLTS22P | Brooklyn (Powercor) 22 kV | Powercor | Summer | Non-coincident | 2022 | ACTUAL_RAW | 8.8147 | 42.1895 | VIC Brooklyn (Powercor) 22 kV |  |  | FALSE | #N/A | #N/A | #N/A | #N/A | #N/A | #N/A | #N/A | #N/A | #N/A | #N/A
TRUE | VIC | BLTS22P | Brooklyn (Powercor) 22 kV | Powercor | Summer | Non-coincident | 2022 | ACTUAL_OPG | 8.8147 | 42.1895 | VIC Brooklyn (Powercor) 22 kV |  |  | FALSE | #N/A | #N/A | #N/A | #N/A | #N/A | #N/A | #N/A | #N/A | #N/A | #N/A
TRUE | VIC | BLTS22P | Brooklyn (Powercor) 22 kV | Powercor | Summer | Non-coincident | 2022 | ACTUAL_ADJUSTEDOPG | 8.8147 | 42.1895 | VIC Brooklyn (Powercor) 22 kV |  |  | FALSE | #N/A | #N/A | #N/A | #N/A | #N/A | #N/A | #N/A | #N/A | #N/A | #N/A
TRUE | VIC | BLTS22P | Brooklyn (Powercor) 22 kV | Powercor | Summer | Coincident | 2023 | ACTUAL_OPG | 8.9643 | 36.5341 | VIC Brooklyn (Powercor) 22 kV |  |  | FALSE | #N/A | #N/A | #N/A | #N/A | #N/A | #N/A | #N/A | #N/A | #N/A | #N/A
TRUE | VIC | BLTS22P | Brooklyn (Powercor) 22 kV | Powercor | Summer | Coincident | 2023 | ACTUAL_RAW | 8.9643 | 36.5341 | VIC Brooklyn (Powercor) 22 kV |  |  | FALSE | #N/A | #N/A | #N/A | #N/A | #N/A | #N/A | #N/A | #N/A | #N/A | #N/A
TRUE | VIC | BLTS22P | Brooklyn (Powercor) 22 kV | Powercor | Summer | Non-coincident | 2023 | ACTUAL_RAW | 7.3339 | 39.6261 | VIC Brooklyn (Powercor) 22 kV |  |  | FALSE | #N/A | #N/A | #N/A | #N/A | #N/A | #N/A | #N/A | #N/A | #N/A | #N/A
TRUE | VIC | BLTS22P | Brooklyn (Powercor) 22 kV | Powercor | Summer | Non-coincident | 2023 | ACTUAL_OPG | 7.3339 | 39.6261 | VIC Brooklyn (Powercor) 22 kV |  |  | FALSE | #N/A | #N/A | #N/A | #N/A | #N/A | #N/A | #N/A | #N/A | #N/A | #N/A
TRUE | VIC | BLTS22P | Brooklyn (Powercor) 22 kV | Powercor | Summer | Non-coincident | 2023 | ACTUAL_ADJUSTEDOPG | 7.3339 | 39.6261 | VIC Brooklyn (Powercor) 22 kV |  |  | FALSE | #N/A | #N/A | #N/A | #N/A | #N/A | #N/A | #N/A | #N/A | #N/A | #N/A
TRUE | VIC | BLTS22P | Brooklyn (Powercor) 22 kV | Powercor | Summer | Coincident | 2024 | ACTUAL_OPG | 3.4309 | 52.3899 | VIC Brooklyn (Powercor) 22 kV |  |  | FALSE | #N/A | #N/A | #N/A | #N/A | #N/A | #N/A | #N/A | #N/A | #N/A | #N/A
TRUE | VIC | BLTS22P | Brooklyn (Powercor) 22 kV | Powercor | Summer | Coincident | 2024 | ACTUAL_RAW | 3.4309 | 52.3899 | VIC Brooklyn (Powercor) 22 kV |  |  | FALSE | #N/A | #N/A | #N/A | #N/A | #N/A | #N/A | #N/A | #N/A | #N/A | #N/A
TRUE | VIC | BLTS22P | Brooklyn (Powercor) 22 kV | Powercor | Summer | Non-coincident | 2024 | ACTUAL_RAW | 2.9955 | 54.585 | VIC Brooklyn (Powercor) 22 kV |  |  | FALSE | #N/A | #N/A | #N/A | #N/A | #N/A | #N/A | #N/A | #N/A | #N/A | #N/A
TRUE | VIC | BLTS22P | Brooklyn (Powercor) 22 kV | Powercor | Summer | Non-coincident | 2024 | ACTUAL_OPG | 2.9955 | 54.585 | VIC Brooklyn (Powercor) 22 kV |  |  | FALSE | #N/A | #N/A | #N/A | #N/A | #N/A | #N/A | #N/A | #N/A | #N/A | #N/A
TRUE | VIC | BLTS22P | Brooklyn (Powercor) 22 kV | Powercor | Summer | Non-coincident | 2024 | ACTUAL_ADJUSTEDOPG | 2.9955 | 54.585 | VIC Brooklyn (Powercor) 22 kV |  |  | FALSE | #N/A | #N/A | #N/A | #N/A | #N/A | #N/A | #N/A | #N/A | #N/A | #N/A
TRUE | VIC | BLTS22P | Brooklyn (Powercor) 22 kV | Powercor | Summer | Coincident | 2025 | ACTUAL_OPG | 3.2792 | 39.1386 | VIC Brooklyn (Powercor) 22 kV |  |  | FALSE | #N/A | #N/A | #N/A | #N/A | #N/A | #N/A | #N/A | #N/A | #N/A | #N/A
TRUE | VIC | BLTS22P | Brooklyn (Powercor) 22 kV | Powercor | Summer | Coincident | 2025 | ACTUAL_RAW | 3.2792 | 39.1386 | VIC Brooklyn (Powercor) 22 kV |  |  | FALSE | #N/A | #N/A | #N/A | #N/A | #N/A | #N/A | #N/A | #N/A | #N/A | #N/A
TRUE | VIC | BLTS22P | Brooklyn (Powercor) 22 kV | Powercor | Summer | Non-coincident | 2025 | ACTUAL_RAW | 2.5391 | 39.5311 | VIC Brooklyn (Powercor) 22 kV |  |  | FALSE | #N/A | #N/A | #N/A | #N/A | #N/A | #N/A | #N/A | #N/A | #N/A | #N/A
TRUE | VIC | BLTS22P | Brooklyn (Powercor) 22 kV | Powercor | Summer | Non-coincident | 2025 | ACTUAL_OPG | 2.5391 | 39.5311 | VIC Brooklyn (Powercor) 22 kV |  |  | FALSE | #N/A | #N/A | #N/A | #N/A | #N/A | #N/A | #N/A | #N/A | #N/A | #N/A
TRUE | VIC | BLTS22P | Brooklyn (Powercor) 22 kV | Powercor | Summer | Non-coincident | 2025 | ACTUAL_ADJUSTEDOPG | 2.5391 | 39.5311 | VIC Brooklyn (Powercor) 22 kV |  |  | FALSE | #N/A | #N/A | #N/A | #N/A | #N/A | #N/A | #N/A | #N/A | #N/A | #N/A
TRUE | VIC | BLTS22P | Brooklyn (Powercor) 22 kV | Powercor | Summer | Non-coincident | 2025 | BASEYEARPOE90 | 2.3338 | NA | VIC Brooklyn (Powercor) 22 kV |  |  | FALSE | #N/A | #N/A | #N/A | #N/A | #N/A | #N/A | #N/A | #N/A | #N/A | #N/A
TRUE | VIC | BLTS22P | Brooklyn (Powercor) 22 kV | Powercor | Summer | Non-coincident | 2025 | BASEYEARPOE50 | 4.0482 | 41.2378 | VIC Brooklyn (Powercor) 22 kV |  |  | FALSE | #N/A | #N/A | #N/A | #N/A | #N/A | #N/A | #N/A | #N/A | #N/A | #N/A
TRUE | VIC | BLTS22P | Brooklyn (Powercor) 22 kV | Powercor | Summer | Coincident_unreconciled | 2026 | POE50 | 3.983 | NA | VIC Brooklyn (Powercor) 22 kV |  |  | FALSE | #N/A | #N/A | #N/A | #N/A | #N/A | #N/A | #N/A | #N/A | #N/A | #N/A
TRUE | VIC | BLTS22P | Brooklyn (Powercor) 22 kV | Powercor | Summer | Coincident_unreconciled | 2026 | POE90 | 1.8291 | NA | VIC Brooklyn (Powercor) 22 kV |  |  | FALSE | #N/A | #N/A | #N/A | #N/A | #N/A | #N/A | #N/A | #N/A | #N/A | #N/A
TRUE | VIC | BLTS22P | Brooklyn (Powercor) 22 kV | Powercor | Summer | Non-coincident | 2026 | POE50 | 3.4104 | 60 | VIC Brooklyn (Powercor) 22 kV |  |  | FALSE | #N/A | #N/A | #N/A | #N/A | #N/A | #N/A | #N/A | #N/A | #N/A | #N/A
TRUE | VIC | BLTS22P | Brooklyn (Powercor) 22 kV | Powercor | Summer | Non-coincident | 2026 | POE90 | 1.5661 | NA | VIC Brooklyn (Powercor) 22 kV |  |  | FALSE | #N/A | #N/A | #N/A | #N/A | #N/A | #N/A | #N/A | #N/A | #N/A | #N/A
TRUE | VIC | BLTS22P | Brooklyn (Powercor) 22 kV | Powercor | Summer | Coincident_unreconciled | 2027 | POE50 | 2.7694 | NA | VIC Brooklyn (Powercor) 22 kV |  |  | FALSE | #N/A | #N/A | #N/A | #N/A | #N/A | #N/A | #N/A | #N/A | #N/A | #N/A
TRUE | VIC | BLTS22P | Brooklyn (Powercor) 22 kV | Powercor | Summer | Coincident_unreconciled | 2027 | POE90 | 0.60624 | NA | VIC Brooklyn (Powercor) 22 kV |  |  | FALSE | #N/A | #N/A | #N/A | #N/A | #N/A | #N/A | #N/A | #N/A | #N/A | #N/A
TRUE | VIC | BLTS22P | Brooklyn (Powercor) 22 kV | Powercor | Summer | Non-coincident | 2027 | POE50 | 2.3713 | 60.1052 | VIC Brooklyn (Powercor) 22 kV |  |  | FALSE | #N/A | #N/A | #N/A | #N/A | #N/A | #N/A | #N/A | #N/A | #N/A | #N/A
TRUE | VIC | BLTS22P | Brooklyn (Powercor) 22 kV | Powercor | Summer | Non-coincident | 2027 | POE90 | 0.51908 | NA | VIC Brooklyn (Powercor) 22 kV |  |  | FALSE | #N/A | #N/A | #N/A | #N/A | #N/A | #N/A | #N/A | #N/A | #N/A | #N/A
TRUE | VIC | BLTS22P | Brooklyn (Powercor) 22 kV | Powercor | Summer | Coincident_unreconciled | 2028 | POE50 | 1.4438 | NA | VIC Brooklyn (Powercor) 22 kV |  |  | FALSE | #N/A | #N/A | #N/A | #N/A | #N/A | #N/A | #N/A | #N/A | #N/A | #N/A
TRUE | VIC | BLTS22P | Brooklyn (Powercor) 22 kV | Powercor | Summer | Coincident_unreconciled | 2028 | POE90 | -0.51942 | NA | VIC Brooklyn (Powercor) 22 kV |  |  | FALSE | #N/A | #N/A | #N/A | #N/A | #N/A | #N/A | #N/A | #N/A | #N/A | #N/A
TRUE | VIC | BLTS22P | Brooklyn (Powercor) 22 kV | Powercor | Summer | Non-coincident | 2028 | POE50 | 1.2362 | 60.2294 | VIC Brooklyn (Powercor) 22 kV |  |  | FALSE | #N/A | #N/A | #N/A | #N/A | #N/A | #N/A | #N/A | #N/A | #N/A | #N/A
TRUE | VIC | BLTS22P | Brooklyn (Powercor) 22 kV | Powercor | Summer | Non-coincident | 2028 | POE90 | -0.62425 | NA | VIC Brooklyn (Powercor) 22 kV |  |  | FALSE | #N/A | #N/A | #N/A | #N/A | #N/A | #N/A | #N/A | #N/A | #N/A | #N/A
TRUE | VIC | BLTS22P | Brooklyn (Powercor) 22 kV | Powercor | Summer | Coincident_unreconciled | 2029 | POE50 | 0.19064 | NA | VIC Brooklyn (Powercor) 22 kV |  |  | FALSE | #N/A | #N/A | #N/A | #N/A | #N/A | #N/A | #N/A | #N/A | #N/A | #N/A
TRUE | VIC | BLTS22P | Brooklyn (Powercor) 22 kV | Powercor | Summer | Coincident_unreconciled | 2029 | POE90 | -1.4191 | NA | VIC Brooklyn (Powercor) 22 kV |  |  | FALSE | #N/A | #N/A | #N/A | #N/A | #N/A | #N/A | #N/A | #N/A | #N/A | #N/A
TRUE | VIC | BLTS22P | Brooklyn (Powercor) 22 kV | Powercor | Summer | Non-coincident | 2029 | POE50 | 0.16323 | 60.3806 | VIC Brooklyn (Powercor) 22 kV |  |  | FALSE | #N/A | #N/A | #N/A | #N/A | #N/A | #N/A | #N/A | #N/A | #N/A | #N/A
TRUE | VIC | BLTS22P | Brooklyn (Powercor) 22 kV | Powercor | Summer | Non-coincident | 2029 | POE90 | -1.7055 | NA | VIC Brooklyn (Powercor) 22 kV |  |  | FALSE | #N/A | #N/A | #N/A | #N/A | #N/A | #N/A | #N/A | #N/A | #N/A | #N/A
TRUE | VIC | BLTS22P | Brooklyn (Powercor) 22 kV | Powercor | Summer | Coincident_unreconciled | 2030 | POE50 | -0.75335 | NA | VIC Brooklyn (Powercor) 22 kV |  |  | FALSE | #N/A | #N/A | #N/A | #N/A | #N/A | #N/A | #N/A | #N/A | #N/A | #N/A
TRUE | VIC | BLTS22P | Brooklyn (Powercor) 22 kV | Powercor | Summer | Coincident_unreconciled | 2030 | POE90 | -2.3152 | NA | VIC Brooklyn (Powercor) 22 kV |  |  | FALSE | #N/A | #N/A | #N/A | #N/A | #N/A | #N/A | #N/A | #N/A | #N/A | #N/A
TRUE | VIC | BLTS22P | Brooklyn (Powercor) 22 kV | Powercor | Summer | Non-coincident | 2030 | POE50 | -0.90538 | 60.5593 | VIC Brooklyn (Powercor) 22 kV |  |  | FALSE | #N/A | #N/A | #N/A | #N/A | #N/A | #N/A | #N/A | #N/A | #N/A | #N/A
TRUE | VIC | BLTS22P | Brooklyn (Powercor) 22 kV | Powercor | Summer | Non-coincident | 2030 | POE90 | -2.7824 | NA | VIC Brooklyn (Powercor) 22 kV |  |  | FALSE | #N/A | #N/A | #N/A | #N/A | #N/A | #N/A | #N/A | #N/A | #N/A | #N/A
TRUE | VIC | BLTS22P | Brooklyn (Powercor) 22 kV | Powercor | Summer | Coincident_unreconciled | 2031 | POE50 | -1.6346 | NA | VIC Brooklyn (Powercor) 22 kV |  |  | FALSE | #N/A | #N/A | #N/A | #N/A | #N/A | #N/A | #N/A | #N/A | #N/A | #N/A
TRUE | VIC | BLTS22P | Brooklyn (Powercor) 22 kV | Powercor | Summer | Coincident_unreconciled | 2031 | POE90 | -3.2034 | NA | VIC Brooklyn (Powercor) 22 kV |  |  | FALSE | #N/A | #N/A | #N/A | #N/A | #N/A | #N/A | #N/A | #N/A | #N/A | #N/A
TRUE | VIC | BLTS22P | Brooklyn (Powercor) 22 kV | Powercor | Summer | Non-coincident | 2031 | POE50 | -1.9645 | 60.7462 | VIC Brooklyn (Powercor) 22 kV |  |  | FALSE | #N/A | #N/A | #N/A | #N/A | #N/A | #N/A | #N/A | #N/A | #N/A | #N/A
TRUE | VIC | BLTS22P | Brooklyn (Powercor) 22 kV | Powercor | Summer | Non-coincident | 2031 | POE90 | -3.8499 | NA | VIC Brooklyn (Powercor) 22 kV |  |  | FALSE | #N/A | #N/A | #N/A | #N/A | #N/A | #N/A | #N/A | #N/A | #N/A | #N/A
TRUE | VIC | BLTS22P | Brooklyn (Powercor) 22 kV | Powercor | Summer | Coincident_unreconciled | 2032 | POE50 | -2.331 | NA | VIC Brooklyn (Powercor) 22 kV |  |  | FALSE | #N/A | #N/A | #N/A | #N/A | #N/A | #N/A | #N/A | #N/A | #N/A | #N/A
TRUE | VIC | BLTS22P | Brooklyn (Powercor) 22 kV | Powercor | Summer | Coincident_unreconciled | 2032 | POE90 | -3.9068 | NA | VIC Brooklyn (Powercor) 22 kV |  |  | FALSE | #N/A | #N/A | #N/A | #N/A | #N/A | #N/A | #N/A | #N/A | #N/A | #N/A
TRUE | VIC | BLTS22P | Brooklyn (Powercor) 22 kV | Powercor | Summer | Non-coincident | 2032 | POE50 | -2.8015 | 60.9618 | VIC Brooklyn (Powercor) 22 kV |  |  | FALSE | #N/A | #N/A | #N/A | #N/A | #N/A | #N/A | #N/A | #N/A | #N/A | #N/A
TRUE | VIC | BLTS22P | Brooklyn (Powercor) 22 kV | Powercor | Summer | Non-coincident | 2032 | POE90 | -4.6952 | NA | VIC Brooklyn (Powercor) 22 kV |  |  | FALSE | #N/A | #N/A | #N/A | #N/A | #N/A | #N/A | #N/A | #N/A | #N/A | #N/A
TRUE | VIC | BLTS22P | Brooklyn (Powercor) 22 kV | Powercor | Summer | Coincident_unreconciled | 2033 | POE50 | -2.8895 | NA | VIC Brooklyn (Powercor) 22 kV |  |  | FALSE | #N/A | #N/A | #N/A | #N/A | #N/A | #N/A | #N/A | #N/A | #N/A | #N/A
TRUE | VIC | BLTS22P | Brooklyn (Powercor) 22 kV | Powercor | Summer | Coincident_unreconciled | 2033 | POE90 | -4.4724 | NA | VIC Brooklyn (Powercor) 22 kV |  |  | FALSE | #N/A | #N/A | #N/A | #N/A | #N/A | #N/A | #N/A | #N/A | #N/A | #N/A
TRUE | VIC | BLTS22P | Brooklyn (Powercor) 22 kV | Powercor | Summer | Non-coincident | 2033 | POE50 | -3.4727 | 61.1961 | VIC Brooklyn (Powercor) 22 kV |  |  | FALSE | #N/A | #N/A | #N/A | #N/A | #N/A | #N/A | #N/A | #N/A | #N/A | #N/A
TRUE | VIC | BLTS22P | Brooklyn (Powercor) 22 kV | Powercor | Summer | Non-coincident | 2033 | POE90 | -5.375 | NA | VIC Brooklyn (Powercor) 22 kV |  |  | FALSE | #N/A | #N/A | #N/A | #N/A | #N/A | #N/A | #N/A | #N/A | #N/A | #N/A
TRUE | VIC | BLTS22P | Brooklyn (Powercor) 22 kV | Powercor | Summer | Coincident_unreconciled | 2034 | POE50 | -3.4201 | NA | VIC Brooklyn (Powercor) 22 kV |  |  | FALSE | #N/A | #N/A | #N/A | #N/A | #N/A | #N/A | #N/A | #N/A | #N/A | #N/A
TRUE | VIC | BLTS22P | Brooklyn (Powercor) 22 kV | Powercor | Summer | Coincident_unreconciled | 2034 | POE90 | -5.0101 | NA | VIC Brooklyn (Powercor) 22 kV |  |  | FALSE | #N/A | #N/A | #N/A | #N/A | #N/A | #N/A | #N/A | #N/A | #N/A | #N/A
TRUE | VIC | BLTS22P | Brooklyn (Powercor) 22 kV | Powercor | Summer | Non-coincident | 2034 | POE50 | -4.1103 | 61.4296 | VIC Brooklyn (Powercor) 22 kV |  |  | FALSE | #N/A | #N/A | #N/A | #N/A | #N/A | #N/A | #N/A | #N/A | #N/A | #N/A
TRUE | VIC | BLTS22P | Brooklyn (Powercor) 22 kV | Powercor | Summer | Non-coincident | 2034 | POE90 | -6.0212 | NA | VIC Brooklyn (Powercor) 22 kV |  |  | FALSE | #N/A | #N/A | #N/A | #N/A | #N/A | #N/A | #N/A | #N/A | #N/A | #N/A
TRUE | VIC | BLTS22P | Brooklyn (Powercor) 22 kV | Powercor | Summer | Coincident_unreconciled | 2035 | POE50 | -3.99 | NA | VIC Brooklyn (Powercor) 22 kV |  |  | FALSE | #N/A | #N/A | #N/A | #N/A | #N/A | #N/A | #N/A | #N/A | #N/A | #N/A
TRUE | VIC | BLTS22P | Brooklyn (Powercor) 22 kV | Powercor | Summer | Coincident_unreconciled | 2035 | POE90 | -5.587 | NA | VIC Brooklyn (Powercor) 22 kV |  |  | FALSE | #N/A | #N/A | #N/A | #N/A | #N/A | #N/A | #N/A | #N/A | #N/A | #N/A
TRUE | VIC | BLTS22P | Brooklyn (Powercor) 22 kV | Powercor | Summer | Non-coincident | 2035 | POE50 | -4.7952 | 61.6512 | VIC Brooklyn (Powercor) 22 kV |  |  | FALSE | #N/A | #N/A | #N/A | #N/A | #N/A | #N/A | #N/A | #N/A | #N/A | #N/A
TRUE | VIC | BLTS22P | Brooklyn (Powercor) 22 kV | Powercor | Summer | Non-coincident | 2035 | POE90 | -6.7146 | NA | VIC Brooklyn (Powercor) 22 kV |  |  | FALSE | #N/A | #N/A | #N/A | #N/A | #N/A | #N/A | #N/A | #N/A | #N/A | #N/A
TRUE | VIC | BLTS22P | Brooklyn (Powercor) 22 kV | Powercor | Summer | Non-coincident | 2025 | BASEYEARPOE10 | NA | 43.1174 | VIC Brooklyn (Powercor) 22 kV |  |  | FALSE | #N/A | #N/A | #N/A | #N/A | #N/A | #N/A | #N/A | #N/A | #N/A | #N/A
TRUE | VIC | BLTS22P | Brooklyn (Powercor) 22 kV | Powercor | Summer | Coincident | 2026 | POE10 | NA | 58.5619 | VIC Brooklyn (Powercor) 22 kV |  |  | FALSE | #N/A | #N/A | #N/A | #N/A | #N/A | #N/A | #N/A | #N/A | #N/A | #N/A
TRUE | VIC | BLTS22P | Brooklyn (Powercor) 22 kV | Powercor | Summer | Coincident | 2026 | POE50 | NA | 56.9585 | VIC Brooklyn (Powercor) 22 kV |  |  | FALSE | #N/A | #N/A | #N/A | #N/A | #N/A | #N/A | #N/A | #N/A | #N/A | #N/A
TRUE | VIC | BLTS22P | Brooklyn (Powercor) 22 kV | Powercor | Summer | Non-coincident | 2026 | POE10 | NA | 64.1754 | VIC Brooklyn (Powercor) 22 kV |  |  | FALSE | #N/A | #N/A | #N/A | #N/A | #N/A | #N/A | #N/A | #N/A | #N/A | #N/A
TRUE | VIC | BLTS22P | Brooklyn (Powercor) 22 kV | Powercor | Summer | Coincident | 2027 | POE10 | NA | 57.1814 | VIC Brooklyn (Powercor) 22 kV |  |  | FALSE | #N/A | #N/A | #N/A | #N/A | #N/A | #N/A | #N/A | #N/A | #N/A | #N/A
TRUE | VIC | BLTS22P | Brooklyn (Powercor) 22 kV | Powercor | Summer | Coincident | 2027 | POE50 | NA | 55.2345 | VIC Brooklyn (Powercor) 22 kV |  |  | FALSE | #N/A | #N/A | #N/A | #N/A | #N/A | #N/A | #N/A | #N/A | #N/A | #N/A
TRUE | VIC | BLTS22P | Brooklyn (Powercor) 22 kV | Powercor | Summer | Non-coincident | 2027 | POE10 | NA | 64.2985 | VIC Brooklyn (Powercor) 22 kV |  |  | FALSE | #N/A | #N/A | #N/A | #N/A | #N/A | #N/A | #N/A | #N/A | #N/A | #N/A
TRUE | VIC | BLTS22P | Brooklyn (Powercor) 22 kV | Powercor | Summer | Coincident | 2028 | POE10 | NA | 55.9881 | VIC Brooklyn (Powercor) 22 kV |  |  | FALSE | #N/A | #N/A | #N/A | #N/A | #N/A | #N/A | #N/A | #N/A | #N/A | #N/A
TRUE | VIC | BLTS22P | Brooklyn (Powercor) 22 kV | Powercor | Summer | Coincident | 2028 | POE50 | NA | 53.6731 | VIC Brooklyn (Powercor) 22 kV |  |  | FALSE | #N/A | #N/A | #N/A | #N/A | #N/A | #N/A | #N/A | #N/A | #N/A | #N/A
TRUE | VIC | BLTS22P | Brooklyn (Powercor) 22 kV | Powercor | Summer | Non-coincident | 2028 | POE10 | NA | 64.4414 | VIC Brooklyn (Powercor) 22 kV |  |  | FALSE | #N/A | #N/A | #N/A | #N/A | #N/A | #N/A | #N/A | #N/A | #N/A | #N/A
TRUE | VIC | BLTS22P | Brooklyn (Powercor) 22 kV | Powercor | Summer | Coincident | 2029 | POE10 | NA | 55.1813 | VIC Brooklyn (Powercor) 22 kV |  |  | FALSE | #N/A | #N/A | #N/A | #N/A | #N/A | #N/A | #N/A | #N/A | #N/A | #N/A
TRUE | VIC | BLTS22P | Brooklyn (Powercor) 22 kV | Powercor | Summer | Coincident | 2029 | POE50 | NA | 52.9296 | VIC Brooklyn (Powercor) 22 kV |  |  | FALSE | #N/A | #N/A | #N/A | #N/A | #N/A | #N/A | #N/A | #N/A | #N/A | #N/A
TRUE | VIC | BLTS22P | Brooklyn (Powercor) 22 kV | Powercor | Summer | Non-coincident | 2029 | POE10 | NA | 64.6113 | VIC Brooklyn (Powercor) 22 kV |  |  | FALSE | #N/A | #N/A | #N/A | #N/A | #N/A | #N/A | #N/A | #N/A | #N/A | #N/A
TRUE | VIC | BLTS22P | Brooklyn (Powercor) 22 kV | Powercor | Summer | Coincident | 2030 | POE10 | NA | 54.5785 | VIC Brooklyn (Powercor) 22 kV |  |  | FALSE | #N/A | #N/A | #N/A | #N/A | #N/A | #N/A | #N/A | #N/A | #N/A | #N/A
TRUE | VIC | BLTS22P | Brooklyn (Powercor) 22 kV | Powercor | Summer | Coincident | 2030 | POE50 | NA | 52.1864 | VIC Brooklyn (Powercor) 22 kV |  |  | FALSE | #N/A | #N/A | #N/A | #N/A | #N/A | #N/A | #N/A | #N/A | #N/A | #N/A
TRUE | VIC | BLTS22P | Brooklyn (Powercor) 22 kV | Powercor | Summer | Non-coincident | 2030 | POE10 | NA | 64.8086 | VIC Brooklyn (Powercor) 22 kV |  |  | FALSE | #N/A | #N/A | #N/A | #N/A | #N/A | #N/A | #N/A | #N/A | #N/A | #N/A
TRUE | VIC | BLTS22P | Brooklyn (Powercor) 22 kV | Powercor | Summer | Coincident | 2031 | POE10 | NA | 53.4051 | VIC Brooklyn (Powercor) 22 kV |  |  | FALSE | #N/A | #N/A | #N/A | #N/A | #N/A | #N/A | #N/A | #N/A | #N/A | #N/A
TRUE | VIC | BLTS22P | Brooklyn (Powercor) 22 kV | Powercor | Summer | Coincident | 2031 | POE50 | NA | 51.3102 | VIC Brooklyn (Powercor) 22 kV |  |  | FALSE | #N/A | #N/A | #N/A | #N/A | #N/A | #N/A | #N/A | #N/A | #N/A | #N/A
TRUE | VIC | BLTS22P | Brooklyn (Powercor) 22 kV | Powercor | Summer | Non-coincident | 2031 | POE10 | NA | 65.0141 | VIC Brooklyn (Powercor) 22 kV |  |  | FALSE | #N/A | #N/A | #N/A | #N/A | #N/A | #N/A | #N/A | #N/A | #N/A | #N/A
TRUE | VIC | BLTS22P | Brooklyn (Powercor) 22 kV | Powercor | Summer | Coincident | 2032 | POE10 | NA | 52.0267 | VIC Brooklyn (Powercor) 22 kV |  |  | FALSE | #N/A | #N/A | #N/A | #N/A | #N/A | #N/A | #N/A | #N/A | #N/A | #N/A
TRUE | VIC | BLTS22P | Brooklyn (Powercor) 22 kV | Powercor | Summer | Coincident | 2032 | POE50 | NA | 49.8831 | VIC Brooklyn (Powercor) 22 kV |  |  | FALSE | #N/A | #N/A | #N/A | #N/A | #N/A | #N/A | #N/A | #N/A | #N/A | #N/A
TRUE | VIC | BLTS22P | Brooklyn (Powercor) 22 kV | Powercor | Summer | Non-coincident | 2032 | POE10 | NA | 65.2488 | VIC Brooklyn (Powercor) 22 kV |  |  | FALSE | #N/A | #N/A | #N/A | #N/A | #N/A | #N/A | #N/A | #N/A | #N/A | #N/A
TRUE | VIC | BLTS22P | Brooklyn (Powercor) 22 kV | Powercor | Summer | Coincident | 2033 | POE10 | NA | 51.0268 | VIC Brooklyn (Powercor) 22 kV |  |  | FALSE | #N/A | #N/A | #N/A | #N/A | #N/A | #N/A | #N/A | #N/A | #N/A | #N/A
TRUE | VIC | BLTS22P | Brooklyn (Powercor) 22 kV | Powercor | Summer | Coincident | 2033 | POE50 | NA | 48.4659 | VIC Brooklyn (Powercor) 22 kV |  |  | FALSE | #N/A | #N/A | #N/A | #N/A | #N/A | #N/A | #N/A | #N/A | #N/A | #N/A
TRUE | VIC | BLTS22P | Brooklyn (Powercor) 22 kV | Powercor | Summer | Non-coincident | 2033 | POE10 | NA | 65.5023 | VIC Brooklyn (Powercor) 22 kV |  |  | FALSE | #N/A | #N/A | #N/A | #N/A | #N/A | #N/A | #N/A | #N/A | #N/A | #N/A
TRUE | VIC | BLTS22P | Brooklyn (Powercor) 22 kV | Powercor | Summer | Coincident | 2034 | POE10 | NA | 50.7141 | VIC Brooklyn (Powercor) 22 kV |  |  | FALSE | #N/A | #N/A | #N/A | #N/A | #N/A | #N/A | #N/A | #N/A | #N/A | #N/A
TRUE | VIC | BLTS22P | Brooklyn (Powercor) 22 kV | Powercor | Summer | Coincident | 2034 | POE50 | NA | 48.2151 | VIC Brooklyn (Powercor) 22 kV |  |  | FALSE | #N/A | #N/A | #N/A | #N/A | #N/A | #N/A | #N/A | #N/A | #N/A | #N/A
TRUE | VIC | BLTS22P | Brooklyn (Powercor) 22 kV | Powercor | Summer | Non-coincident | 2034 | POE10 | NA | 65.7551 | VIC Brooklyn (Powercor) 22 kV |  |  | FALSE | #N/A | #N/A | #N/A | #N/A | #N/A | #N/A | #N/A | #N/A | #N/A | #N/A
TRUE | VIC | BLTS22P | Brooklyn (Powercor) 22 kV | Powercor | Summer | Coincident | 2035 | POE10 | NA | 50.6157 | VIC Brooklyn (Powercor) 22 kV |  |  | FALSE | #N/A | #N/A | #N/A | #N/A | #N/A | #N/A | #N/A | #N/A | #N/A | #N/A
TRUE | VIC | BLTS22P | Brooklyn (Powercor) 22 kV | Powercor | Summer | Coincident | 2035 | POE50 | NA | 48.1252 | VIC Brooklyn (Powercor) 22 kV |  |  | FALSE | #N/A | #N/A | #N/A | #N/A | #N/A | #N/A | #N/A | #N/A | #N/A | #N/A
TRUE | VIC | BLTS22P | Brooklyn (Powercor) 22 kV | Powercor | Summer | Non-coincident | 2035 | POE10 | NA | 65.9959 | VIC Brooklyn (Powercor) 22 kV |  |  | FALSE | #N/A | #N/A | #N/A | #N/A | #N/A | #N/A | #N/A | #N/A | #N/A | #N/A
TRUE | VIC | BLTS22P | Brooklyn (Powercor) 22 kV | Powercor | Winter | Coincident | 2018 | ACTUAL_OPG | NA | 44.4649 | VIC Brooklyn (Powercor) 22 kV |  |  | FALSE | #N/A | #N/A | #N/A | #N/A | #N/A | #N/A | #N/A | #N/A | #N/A | #N/A
TRUE | VIC | BLTS22P | Brooklyn (Powercor) 22 kV | Powercor | Winter | Coincident | 2018 | ACTUAL_RAW | NA | 44.4649 | VIC Brooklyn (Powercor) 22 kV |  |  | FALSE | #N/A | #N/A | #N/A | #N/A | #N/A | #N/A | #N/A | #N/A | #N/A | #N/A
TRUE | VIC | BLTS22P | Brooklyn (Powercor) 22 kV | Powercor | Winter | Non-coincident | 2018 | ACTUAL_RAW | NA | 57.6825 | VIC Brooklyn (Powercor) 22 kV |  |  | FALSE | #N/A | #N/A | #N/A | #N/A | #N/A | #N/A | #N/A | #N/A | #N/A | #N/A
TRUE | VIC | BLTS22P | Brooklyn (Powercor) 22 kV | Powercor | Winter | Non-coincident | 2018 | ACTUAL_OPG | NA | 57.6825 | VIC Brooklyn (Powercor) 22 kV |  |  | FALSE | #N/A | #N/A | #N/A | #N/A | #N/A | #N/A | #N/A | #N/A | #N/A | #N/A
TRUE | VIC | BLTS22P | Brooklyn (Powercor) 22 kV | Powercor | Winter | Non-coincident | 2018 | ACTUAL_ADJUSTEDOPG | NA | 57.6825 | VIC Brooklyn (Powercor) 22 kV |  |  | FALSE | #N/A | #N/A | #N/A | #N/A | #N/A | #N/A | #N/A | #N/A | #N/A | #N/A
TRUE | VIC | BLTS22P | Brooklyn (Powercor) 22 kV | Powercor | Winter | Coincident | 2019 | ACTUAL_OPG | NA | 47.9007 | VIC Brooklyn (Powercor) 22 kV |  |  | FALSE | #N/A | #N/A | #N/A | #N/A | #N/A | #N/A | #N/A | #N/A | #N/A | #N/A
TRUE | VIC | BLTS22P | Brooklyn (Powercor) 22 kV | Powercor | Winter | Coincident | 2019 | ACTUAL_RAW | NA | 47.9007 | VIC Brooklyn (Powercor) 22 kV |  |  | FALSE | #N/A | #N/A | #N/A | #N/A | #N/A | #N/A | #N/A | #N/A | #N/A | #N/A
TRUE | VIC | BLTS22P | Brooklyn (Powercor) 22 kV | Powercor | Winter | Non-coincident | 2019 | ACTUAL_RAW | NA | 52.8139 | VIC Brooklyn (Powercor) 22 kV |  |  | FALSE | #N/A | #N/A | #N/A | #N/A | #N/A | #N/A | #N/A | #N/A | #N/A | #N/A
TRUE | VIC | BLTS22P | Brooklyn (Powercor) 22 kV | Powercor | Winter | Non-coincident | 2019 | ACTUAL_OPG | NA | 52.8139 | VIC Brooklyn (Powercor) 22 kV |  |  | FALSE | #N/A | #N/A | #N/A | #N/A | #N/A | #N/A | #N/A | #N/A | #N/A | #N/A
TRUE | VIC | BLTS22P | Brooklyn (Powercor) 22 kV | Powercor | Winter | Non-coincident | 2019 | ACTUAL_ADJUSTEDOPG | NA | 52.8139 | VIC Brooklyn (Powercor) 22 kV |  |  | FALSE | #N/A | #N/A | #N/A | #N/A | #N/A | #N/A | #N/A | #N/A | #N/A | #N/A
TRUE | VIC | BLTS22P | Brooklyn (Powercor) 22 kV | Powercor | Winter | Coincident | 2020 | ACTUAL_OPG | NA | 45.6891 | VIC Brooklyn (Powercor) 22 kV |  |  | FALSE | #N/A | #N/A | #N/A | #N/A | #N/A | #N/A | #N/A | #N/A | #N/A | #N/A
TRUE | VIC | BLTS22P | Brooklyn (Powercor) 22 kV | Powercor | Winter | Coincident | 2020 | ACTUAL_RAW | NA | 45.6891 | VIC Brooklyn (Powercor) 22 kV |  |  | FALSE | #N/A | #N/A | #N/A | #N/A | #N/A | #N/A | #N/A | #N/A | #N/A | #N/A
TRUE | VIC | BLTS22P | Brooklyn (Powercor) 22 kV | Powercor | Winter | Non-coincident | 2020 | ACTUAL_RAW | NA | 53.7906 | VIC Brooklyn (Powercor) 22 kV |  |  | FALSE | #N/A | #N/A | #N/A | #N/A | #N/A | #N/A | #N/A | #N/A | #N/A | #N/A
TRUE | VIC | BLTS22P | Brooklyn (Powercor) 22 kV | Powercor | Winter | Non-coincident | 2020 | ACTUAL_OPG | NA | 53.7906 | VIC Brooklyn (Powercor) 22 kV |  |  | FALSE | #N/A | #N/A | #N/A | #N/A | #N/A | #N/A | #N/A | #N/A | #N/A | #N/A
TRUE | VIC | BLTS22P | Brooklyn (Powercor) 22 kV | Powercor | Winter | Non-coincident | 2020 | ACTUAL_ADJUSTEDOPG | NA | 53.7906 | VIC Brooklyn (Powercor) 22 kV |  |  | FALSE | #N/A | #N/A | #N/A | #N/A | #N/A | #N/A | #N/A | #N/A | #N/A | #N/A
TRUE | VIC | BLTS22P | Brooklyn (Powercor) 22 kV | Powercor | Winter | Coincident | 2021 | ACTUAL_OPG | NA | 47.2823 | VIC Brooklyn (Powercor) 22 kV |  |  | FALSE | #N/A | #N/A | #N/A | #N/A | #N/A | #N/A | #N/A | #N/A | #N/A | #N/A
TRUE | VIC | BLTS22P | Brooklyn (Powercor) 22 kV | Powercor | Winter | Coincident | 2021 | ACTUAL_RAW | NA | 47.2823 | VIC Brooklyn (Powercor) 22 kV |  |  | FALSE | #N/A | #N/A | #N/A | #N/A | #N/A | #N/A | #N/A | #N/A | #N/A | #N/A
TRUE | VIC | BLTS22P | Brooklyn (Powercor) 22 kV | Powercor | Winter | Non-coincident | 2021 | ACTUAL_RAW | NA | 54.5473 | VIC Brooklyn (Powercor) 22 kV |  |  | FALSE | #N/A | #N/A | #N/A | #N/A | #N/A | #N/A | #N/A | #N/A | #N/A | #N/A
TRUE | VIC | BLTS22P | Brooklyn (Powercor) 22 kV | Powercor | Winter | Non-coincident | 2021 | ACTUAL_OPG | NA | 54.5473 | VIC Brooklyn (Powercor) 22 kV |  |  | FALSE | #N/A | #N/A | #N/A | #N/A | #N/A | #N/A | #N/A | #N/A | #N/A | #N/A
TRUE | VIC | BLTS22P | Brooklyn (Powercor) 22 kV | Powercor | Winter | Non-coincident | 2021 | ACTUAL_ADJUSTEDOPG | NA | 54.5473 | VIC Brooklyn (Powercor) 22 kV |  |  | FALSE | #N/A | #N/A | #N/A | #N/A | #N/A | #N/A | #N/A | #N/A | #N/A | #N/A
TRUE | VIC | BLTS22P | Brooklyn (Powercor) 22 kV | Powercor | Winter | Coincident | 2022 | ACTUAL_OPG | NA | 34.125 | VIC Brooklyn (Powercor) 22 kV |  |  | FALSE | #N/A | #N/A | #N/A | #N/A | #N/A | #N/A | #N/A | #N/A | #N/A | #N/A
TRUE | VIC | BLTS22P | Brooklyn (Powercor) 22 kV | Powercor | Winter | Coincident | 2022 | ACTUAL_RAW | NA | 34.125 | VIC Brooklyn (Powercor) 22 kV |  |  | FALSE | #N/A | #N/A | #N/A | #N/A | #N/A | #N/A | #N/A | #N/A | #N/A | #N/A
TRUE | VIC | BLTS22P | Brooklyn (Powercor) 22 kV | Powercor | Winter | Non-coincident | 2022 | ACTUAL_RAW | NA | 40.2367 | VIC Brooklyn (Powercor) 22 kV |  |  | FALSE | #N/A | #N/A | #N/A | #N/A | #N/A | #N/A | #N/A | #N/A | #N/A | #N/A
TRUE | VIC | BLTS22P | Brooklyn (Powercor) 22 kV | Powercor | Winter | Non-coincident | 2022 | ACTUAL_OPG | NA | 40.2367 | VIC Brooklyn (Powercor) 22 kV |  |  | FALSE | #N/A | #N/A | #N/A | #N/A | #N/A | #N/A | #N/A | #N/A | #N/A | #N/A
TRUE | VIC | BLTS22P | Brooklyn (Powercor) 22 kV | Powercor | Winter | Non-coincident | 2022 | ACTUAL_ADJUSTEDOPG | NA | 40.2367 | VIC Brooklyn (Powercor) 22 kV |  |  | FALSE | #N/A | #N/A | #N/A | #N/A | #N/A | #N/A | #N/A | #N/A | #N/A | #N/A
TRUE | VIC | BLTS22P | Brooklyn (Powercor) 22 kV | Powercor | Winter | Coincident | 2023 | ACTUAL_OPG | NA | 34.2315 | VIC Brooklyn (Powercor) 22 kV |  |  | FALSE | #N/A | #N/A | #N/A | #N/A | #N/A | #N/A | #N/A | #N/A | #N/A | #N/A
TRUE | VIC | BLTS22P | Brooklyn (Powercor) 22 kV | Powercor | Winter | Coincident | 2023 | ACTUAL_RAW | NA | 34.2315 | VIC Brooklyn (Powercor) 22 kV |  |  | FALSE | #N/A | #N/A | #N/A | #N/A | #N/A | #N/A | #N/A | #N/A | #N/A | #N/A
TRUE | VIC | BLTS22P | Brooklyn (Powercor) 22 kV | Powercor | Winter | Non-coincident | 2023 | ACTUAL_RAW | NA | 40.8661 | VIC Brooklyn (Powercor) 22 kV |  |  | FALSE | #N/A | #N/A | #N/A | #N/A | #N/A | #N/A | #N/A | #N/A | #N/A | #N/A
TRUE | VIC | BLTS22P | Brooklyn (Powercor) 22 kV | Powercor | Winter | Non-coincident | 2023 | ACTUAL_OPG | NA | 40.8661 | VIC Brooklyn (Powercor) 22 kV |  |  | FALSE | #N/A | #N/A | #N/A | #N/A | #N/A | #N/A | #N/A | #N/A | #N/A | #N/A
TRUE | VIC | BLTS22P | Brooklyn (Powercor) 22 kV | Powercor | Winter | Non-coincident | 2023 | ACTUAL_ADJUSTEDOPG | NA | 40.8661 | VIC Brooklyn (Powercor) 22 kV |  |  | FALSE | #N/A | #N/A | #N/A | #N/A | #N/A | #N/A | #N/A | #N/A | #N/A | #N/A
TRUE | VIC | BLTS22P | Brooklyn (Powercor) 22 kV | Powercor | Winter | Coincident | 2024 | ACTUAL_OPG | NA | 32.7688 | VIC Brooklyn (Powercor) 22 kV |  |  | FALSE | #N/A | #N/A | #N/A | #N/A | #N/A | #N/A | #N/A | #N/A | #N/A | #N/A
TRUE | VIC | BLTS22P | Brooklyn (Powercor) 22 kV | Powercor | Winter | Coincident | 2024 | ACTUAL_RAW | NA | 32.7688 | VIC Brooklyn (Powercor) 22 kV |  |  | FALSE | #N/A | #N/A | #N/A | #N/A | #N/A | #N/A | #N/A | #N/A | #N/A | #N/A
TRUE | VIC | BLTS22P | Brooklyn (Powercor) 22 kV | Powercor | Winter | Non-coincident | 2024 | ACTUAL_RAW | NA | 41.3826 | VIC Brooklyn (Powercor) 22 kV |  |  | FALSE | #N/A | #N/A | #N/A | #N/A | #N/A | #N/A | #N/A | #N/A | #N/A | #N/A
TRUE | VIC | BLTS22P | Brooklyn (Powercor) 22 kV | Powercor | Winter | Non-coincident | 2024 | ACTUAL_OPG | NA | 41.3826 | VIC Brooklyn (Powercor) 22 kV |  |  | FALSE | #N/A | #N/A | #N/A | #N/A | #N/A | #N/A | #N/A | #N/A | #N/A | #N/A
TRUE | VIC | BLTS22P | Brooklyn (Powercor) 22 kV | Powercor | Winter | Non-coincident | 2024 | ACTUAL_ADJUSTEDOPG | NA | 41.3826 | VIC Brooklyn (Powercor) 22 kV |  |  | FALSE | #N/A | #N/A | #N/A | #N/A | #N/A | #N/A | #N/A | #N/A | #N/A | #N/A
TRUE | VIC | BLTS22P | Brooklyn (Powercor) 22 kV | Powercor | Winter | Coincident | 2025 | POE10 | NA | 58.0218 | VIC Brooklyn (Powercor) 22 kV |  |  | FALSE | #N/A | #N/A | #N/A | #N/A | #N/A | #N/A | #N/A | #N/A | #N/A | #N/A
TRUE | VIC | BLTS22P | Brooklyn (Powercor) 22 kV | Powercor | Winter | Coincident | 2025 | POE50 | NA | 57.7309 | VIC Brooklyn (Powercor) 22 kV |  |  | FALSE | #N/A | #N/A | #N/A | #N/A | #N/A | #N/A | #N/A | #N/A | #N/A | #N/A
TRUE | VIC | BLTS22P | Brooklyn (Powercor) 22 kV | Powercor | Winter | Non-coincident | 2025 | ACTUAL_RAW | NA | 40.111 | VIC Brooklyn (Powercor) 22 kV |  |  | FALSE | #N/A | #N/A | #N/A | #N/A | #N/A | #N/A | #N/A | #N/A | #N/A | #N/A
TRUE | VIC | BLTS22P | Brooklyn (Powercor) 22 kV | Powercor | Winter | Non-coincident | 2025 | ACTUAL_ADJUSTEDOPG | NA | 40.111 | VIC Brooklyn (Powercor) 22 kV |  |  | FALSE | #N/A | #N/A | #N/A | #N/A | #N/A | #N/A | #N/A | #N/A | #N/A | #N/A
TRUE | VIC | BLTS22P | Brooklyn (Powercor) 22 kV | Powercor | Winter | Non-coincident | 2025 | BASEYEARPOE50 | NA | 53.604 | VIC Brooklyn (Powercor) 22 kV |  |  | FALSE | #N/A | #N/A | #N/A | #N/A | #N/A | #N/A | #N/A | #N/A | #N/A | #N/A
TRUE | VIC | BLTS22P | Brooklyn (Powercor) 22 kV | Powercor | Winter | Non-coincident | 2025 | BASEYEARPOE10 | NA | 54.705 | VIC Brooklyn (Powercor) 22 kV |  |  | FALSE | #N/A | #N/A | #N/A | #N/A | #N/A | #N/A | #N/A | #N/A | #N/A | #N/A
TRUE | VIC | BLTS22P | Brooklyn (Powercor) 22 kV | Powercor | Winter | Non-coincident | 2025 | POE10 | NA | 61.5917 | VIC Brooklyn (Powercor) 22 kV |  |  | FALSE | #N/A | #N/A | #N/A | #N/A | #N/A | #N/A | #N/A | #N/A | #N/A | #N/A
TRUE | VIC | BLTS22P | Brooklyn (Powercor) 22 kV | Powercor | Winter | Non-coincident | 2025 | POE50 | NA | 60 | VIC Brooklyn (Powercor) 22 kV |  |  | FALSE | #N/A | #N/A | #N/A | #N/A | #N/A | #N/A | #N/A | #N/A | #N/A | #N/A
TRUE | VIC | BLTS22P | Brooklyn (Powercor) 22 kV | Powercor | Winter | Coincident | 2026 | POE10 | NA | 62.198 | VIC Brooklyn (Powercor) 22 kV |  |  | FALSE | #N/A | #N/A | #N/A | #N/A | #N/A | #N/A | #N/A | #N/A | #N/A | #N/A
TRUE | VIC | BLTS22P | Brooklyn (Powercor) 22 kV | Powercor | Winter | Coincident | 2026 | POE50 | NA | 61.8525 | VIC Brooklyn (Powercor) 22 kV |  |  | FALSE | #N/A | #N/A | #N/A | #N/A | #N/A | #N/A | #N/A | #N/A | #N/A | #N/A
TRUE | VIC | BLTS22P | Brooklyn (Powercor) 22 kV | Powercor | Winter | Non-coincident | 2026 | POE10 | NA | 68.6908 | VIC Brooklyn (Powercor) 22 kV |  |  | FALSE | #N/A | #N/A | #N/A | #N/A | #N/A | #N/A | #N/A | #N/A | #N/A | #N/A
TRUE | VIC | BLTS22P | Brooklyn (Powercor) 22 kV | Powercor | Winter | Non-coincident | 2026 | POE50 | NA | 67.0923 | VIC Brooklyn (Powercor) 22 kV |  |  | FALSE | #N/A | #N/A | #N/A | #N/A | #N/A | #N/A | #N/A | #N/A | #N/A | #N/A
TRUE | VIC | BLTS22P | Brooklyn (Powercor) 22 kV | Powercor | Winter | Coincident | 2027 | POE10 | NA | 60.09 | VIC Brooklyn (Powercor) 22 kV |  |  | FALSE | #N/A | #N/A | #N/A | #N/A | #N/A | #N/A | #N/A | #N/A | #N/A | #N/A
TRUE | VIC | BLTS22P | Brooklyn (Powercor) 22 kV | Powercor | Winter | Coincident | 2027 | POE50 | NA | 59.6018 | VIC Brooklyn (Powercor) 22 kV |  |  | FALSE | #N/A | #N/A | #N/A | #N/A | #N/A | #N/A | #N/A | #N/A | #N/A | #N/A
TRUE | VIC | BLTS22P | Brooklyn (Powercor) 22 kV | Powercor | Winter | Non-coincident | 2027 | POE10 | NA | 68.7993 | VIC Brooklyn (Powercor) 22 kV |  |  | FALSE | #N/A | #N/A | #N/A | #N/A | #N/A | #N/A | #N/A | #N/A | #N/A | #N/A
TRUE | VIC | BLTS22P | Brooklyn (Powercor) 22 kV | Powercor | Winter | Non-coincident | 2027 | POE50 | NA | 67.1932 | VIC Brooklyn (Powercor) 22 kV |  |  | FALSE | #N/A | #N/A | #N/A | #N/A | #N/A | #N/A | #N/A | #N/A | #N/A | #N/A
TRUE | VIC | BLTS22P | Brooklyn (Powercor) 22 kV | Powercor | Winter | Coincident | 2028 | POE10 | NA | 59.1093 | VIC Brooklyn (Powercor) 22 kV |  |  | FALSE | #N/A | #N/A | #N/A | #N/A | #N/A | #N/A | #N/A | #N/A | #N/A | #N/A
TRUE | VIC | BLTS22P | Brooklyn (Powercor) 22 kV | Powercor | Winter | Coincident | 2028 | POE50 | NA | 58.6741 | VIC Brooklyn (Powercor) 22 kV |  |  | FALSE | #N/A | #N/A | #N/A | #N/A | #N/A | #N/A | #N/A | #N/A | #N/A | #N/A
TRUE | VIC | BLTS22P | Brooklyn (Powercor) 22 kV | Powercor | Winter | Non-coincident | 2028 | POE10 | NA | 68.9295 | VIC Brooklyn (Powercor) 22 kV |  |  | FALSE | #N/A | #N/A | #N/A | #N/A | #N/A | #N/A | #N/A | #N/A | #N/A | #N/A
TRUE | VIC | BLTS22P | Brooklyn (Powercor) 22 kV | Powercor | Winter | Non-coincident | 2028 | POE50 | NA | 67.3159 | VIC Brooklyn (Powercor) 22 kV |  |  | FALSE | #N/A | #N/A | #N/A | #N/A | #N/A | #N/A | #N/A | #N/A | #N/A | #N/A
TRUE | VIC | BLTS22P | Brooklyn (Powercor) 22 kV | Powercor | Winter | Coincident | 2029 | POE10 | NA | 58.5776 | VIC Brooklyn (Powercor) 22 kV |  |  | FALSE | #N/A | #N/A | #N/A | #N/A | #N/A | #N/A | #N/A | #N/A | #N/A | #N/A
TRUE | VIC | BLTS22P | Brooklyn (Powercor) 22 kV | Powercor | Winter | Coincident | 2029 | POE50 | NA | 58.1651 | VIC Brooklyn (Powercor) 22 kV |  |  | FALSE | #N/A | #N/A | #N/A | #N/A | #N/A | #N/A | #N/A | #N/A | #N/A | #N/A
TRUE | VIC | BLTS22P | Brooklyn (Powercor) 22 kV | Powercor | Winter | Non-coincident | 2029 | POE10 | NA | 69.0788 | VIC Brooklyn (Powercor) 22 kV |  |  | FALSE | #N/A | #N/A | #N/A | #N/A | #N/A | #N/A | #N/A | #N/A | #N/A | #N/A
TRUE | VIC | BLTS22P | Brooklyn (Powercor) 22 kV | Powercor | Winter | Non-coincident | 2029 | POE50 | NA | 67.4577 | VIC Brooklyn (Powercor) 22 kV |  |  | FALSE | #N/A | #N/A | #N/A | #N/A | #N/A | #N/A | #N/A | #N/A | #N/A | #N/A
TRUE | VIC | BLTS22P | Brooklyn (Powercor) 22 kV | Powercor | Winter | Coincident | 2030 | POE10 | NA | 57.9607 | VIC Brooklyn (Powercor) 22 kV |  |  | FALSE | #N/A | #N/A | #N/A | #N/A | #N/A | #N/A | #N/A | #N/A | #N/A | #N/A
TRUE | VIC | BLTS22P | Brooklyn (Powercor) 22 kV | Powercor | Winter | Coincident | 2030 | POE50 | NA | 57.5388 | VIC Brooklyn (Powercor) 22 kV |  |  | FALSE | #N/A | #N/A | #N/A | #N/A | #N/A | #N/A | #N/A | #N/A | #N/A | #N/A
TRUE | VIC | BLTS22P | Brooklyn (Powercor) 22 kV | Powercor | Winter | Non-coincident | 2030 | POE10 | NA | 69.2499 | VIC Brooklyn (Powercor) 22 kV |  |  | FALSE | #N/A | #N/A | #N/A | #N/A | #N/A | #N/A | #N/A | #N/A | #N/A | #N/A
TRUE | VIC | BLTS22P | Brooklyn (Powercor) 22 kV | Powercor | Winter | Non-coincident | 2030 | POE50 | NA | 67.6213 | VIC Brooklyn (Powercor) 22 kV |  |  | FALSE | #N/A | #N/A | #N/A | #N/A | #N/A | #N/A | #N/A | #N/A | #N/A | #N/A
TRUE | VIC | BLTS22P | Brooklyn (Powercor) 22 kV | Powercor | Winter | Coincident | 2031 | POE10 | NA | 57.4412 | VIC Brooklyn (Powercor) 22 kV |  |  | FALSE | #N/A | #N/A | #N/A | #N/A | #N/A | #N/A | #N/A | #N/A | #N/A | #N/A
TRUE | VIC | BLTS22P | Brooklyn (Powercor) 22 kV | Powercor | Winter | Coincident | 2031 | POE50 | NA | 57.024 | VIC Brooklyn (Powercor) 22 kV |  |  | FALSE | #N/A | #N/A | #N/A | #N/A | #N/A | #N/A | #N/A | #N/A | #N/A | #N/A
TRUE | VIC | BLTS22P | Brooklyn (Powercor) 22 kV | Powercor | Winter | Non-coincident | 2031 | POE10 | NA | 69.4318 | VIC Brooklyn (Powercor) 22 kV |  |  | FALSE | #N/A | #N/A | #N/A | #N/A | #N/A | #N/A | #N/A | #N/A | #N/A | #N/A
TRUE | VIC | BLTS22P | Brooklyn (Powercor) 22 kV | Powercor | Winter | Non-coincident | 2031 | POE50 | NA | 67.7957 | VIC Brooklyn (Powercor) 22 kV |  |  | FALSE | #N/A | #N/A | #N/A | #N/A | #N/A | #N/A | #N/A | #N/A | #N/A | #N/A
TRUE | VIC | BLTS22P | Brooklyn (Powercor) 22 kV | Powercor | Winter | Coincident | 2032 | POE10 | NA | 56.4587 | VIC Brooklyn (Powercor) 22 kV |  |  | FALSE | #N/A | #N/A | #N/A | #N/A | #N/A | #N/A | #N/A | #N/A | #N/A | #N/A
TRUE | VIC | BLTS22P | Brooklyn (Powercor) 22 kV | Powercor | Winter | Coincident | 2032 | POE50 | NA | 55.9415 | VIC Brooklyn (Powercor) 22 kV |  |  | FALSE | #N/A | #N/A | #N/A | #N/A | #N/A | #N/A | #N/A | #N/A | #N/A | #N/A
TRUE | VIC | BLTS22P | Brooklyn (Powercor) 22 kV | Powercor | Winter | Non-coincident | 2032 | POE10 | NA | 69.6461 | VIC Brooklyn (Powercor) 22 kV |  |  | FALSE | #N/A | #N/A | #N/A | #N/A | #N/A | #N/A | #N/A | #N/A | #N/A | #N/A
TRUE | VIC | BLTS22P | Brooklyn (Powercor) 22 kV | Powercor | Winter | Non-coincident | 2032 | POE50 | NA | 68.0022 | VIC Brooklyn (Powercor) 22 kV |  |  | FALSE | #N/A | #N/A | #N/A | #N/A | #N/A | #N/A | #N/A | #N/A | #N/A | #N/A
TRUE | VIC | BLTS22P | Brooklyn (Powercor) 22 kV | Powercor | Winter | Coincident | 2033 | POE10 | NA | 55.2413 | VIC Brooklyn (Powercor) 22 kV |  |  | FALSE | #N/A | #N/A | #N/A | #N/A | #N/A | #N/A | #N/A | #N/A | #N/A | #N/A
TRUE | VIC | BLTS22P | Brooklyn (Powercor) 22 kV | Powercor | Winter | Coincident | 2033 | POE50 | NA | 54.7405 | VIC Brooklyn (Powercor) 22 kV |  |  | FALSE | #N/A | #N/A | #N/A | #N/A | #N/A | #N/A | #N/A | #N/A | #N/A | #N/A
TRUE | VIC | BLTS22P | Brooklyn (Powercor) 22 kV | Powercor | Winter | Non-coincident | 2033 | POE10 | NA | 69.8643 | VIC Brooklyn (Powercor) 22 kV |  |  | FALSE | #N/A | #N/A | #N/A | #N/A | #N/A | #N/A | #N/A | #N/A | #N/A | #N/A
TRUE | VIC | BLTS22P | Brooklyn (Powercor) 22 kV | Powercor | Winter | Non-coincident | 2033 | POE50 | NA | 68.2127 | VIC Brooklyn (Powercor) 22 kV |  |  | FALSE | #N/A | #N/A | #N/A | #N/A | #N/A | #N/A | #N/A | #N/A | #N/A | #N/A
TRUE | VIC | BLTS22P | Brooklyn (Powercor) 22 kV | Powercor | Winter | Coincident | 2034 | POE10 | NA | 55.0175 | VIC Brooklyn (Powercor) 22 kV |  |  | FALSE | #N/A | #N/A | #N/A | #N/A | #N/A | #N/A | #N/A | #N/A | #N/A | #N/A
TRUE | VIC | BLTS22P | Brooklyn (Powercor) 22 kV | Powercor | Winter | Coincident | 2034 | POE50 | NA | 54.547 | VIC Brooklyn (Powercor) 22 kV |  |  | FALSE | #N/A | #N/A | #N/A | #N/A | #N/A | #N/A | #N/A | #N/A | #N/A | #N/A
TRUE | VIC | BLTS22P | Brooklyn (Powercor) 22 kV | Powercor | Winter | Non-coincident | 2034 | POE10 | NA | 70.0772 | VIC Brooklyn (Powercor) 22 kV |  |  | FALSE | #N/A | #N/A | #N/A | #N/A | #N/A | #N/A | #N/A | #N/A | #N/A | #N/A
TRUE | VIC | BLTS22P | Brooklyn (Powercor) 22 kV | Powercor | Winter | Non-coincident | 2034 | POE50 | NA | 68.4178 | VIC Brooklyn (Powercor) 22 kV |  |  | FALSE | #N/A | #N/A | #N/A | #N/A | #N/A | #N/A | #N/A | #N/A | #N/A | #N/A
TRUE | VIC | BLTS66J | Brooklyn (Jemena) 66 kV | Jemena | Shoulder | Coincident | 2019 | ACTUAL_OPG | 60.4655 | NA | VIC Brooklyn (Jemena) 66 kV |  |  | FALSE | #N/A | #N/A | #N/A | #N/A | #N/A | #N/A | #N/A | #N/A | #N/A | #N/A
TRUE | VIC | BLTS66J | Brooklyn (Jemena) 66 kV | Jemena | Shoulder | Coincident | 2019 | ACTUAL_RAW | 60.4655 | NA | VIC Brooklyn (Jemena) 66 kV |  |  | FALSE | #N/A | #N/A | #N/A | #N/A | #N/A | #N/A | #N/A | #N/A | #N/A | #N/A
TRUE | VIC | BLTS66J | Brooklyn (Jemena) 66 kV | Jemena | Shoulder | Non-coincident | 2019 | ACTUAL_RAW | 58.0093 | NA | VIC Brooklyn (Jemena) 66 kV |  |  | FALSE | #N/A | #N/A | #N/A | #N/A | #N/A | #N/A | #N/A | #N/A | #N/A | #N/A
TRUE | VIC | BLTS66J | Brooklyn (Jemena) 66 kV | Jemena | Shoulder | Non-coincident | 2019 | ACTUAL_OPG | 58.0093 | NA | VIC Brooklyn (Jemena) 66 kV |  |  | FALSE | #N/A | #N/A | #N/A | #N/A | #N/A | #N/A | #N/A | #N/A | #N/A | #N/A
TRUE | VIC | BLTS66J | Brooklyn (Jemena) 66 kV | Jemena | Shoulder | Non-coincident | 2019 | ACTUAL_ADJUSTEDOPG | 58.0093 | NA | VIC Brooklyn (Jemena) 66 kV |  |  | FALSE | #N/A | #N/A | #N/A | #N/A | #N/A | #N/A | #N/A | #N/A | #N/A | #N/A
TRUE | VIC | BLTS66J | Brooklyn (Jemena) 66 kV | Jemena | Shoulder | Coincident | 2020 | ACTUAL_OPG | 63.6387 | NA | VIC Brooklyn (Jemena) 66 kV |  |  | FALSE | #N/A | #N/A | #N/A | #N/A | #N/A | #N/A | #N/A | #N/A | #N/A | #N/A
TRUE | VIC | BLTS66J | Brooklyn (Jemena) 66 kV | Jemena | Shoulder | Coincident | 2020 | ACTUAL_RAW | 63.6387 | NA | VIC Brooklyn (Jemena) 66 kV |  |  | FALSE | #N/A | #N/A | #N/A | #N/A | #N/A | #N/A | #N/A | #N/A | #N/A | #N/A
TRUE | VIC | BLTS66J | Brooklyn (Jemena) 66 kV | Jemena | Shoulder | Non-coincident | 2020 | ACTUAL_RAW | 52.3738 | NA | VIC Brooklyn (Jemena) 66 kV |  |  | FALSE | #N/A | #N/A | #N/A | #N/A | #N/A | #N/A | #N/A | #N/A | #N/A | #N/A
TRUE | VIC | BLTS66J | Brooklyn (Jemena) 66 kV | Jemena | Shoulder | Non-coincident | 2020 | ACTUAL_OPG | 52.3738 | NA | VIC Brooklyn (Jemena) 66 kV |  |  | FALSE | #N/A | #N/A | #N/A | #N/A | #N/A | #N/A | #N/A | #N/A | #N/A | #N/A
TRUE | VIC | BLTS66J | Brooklyn (Jemena) 66 kV | Jemena | Shoulder | Non-coincident | 2020 | ACTUAL_ADJUSTEDOPG | 52.3738 | NA | VIC Brooklyn (Jemena) 66 kV |  |  | FALSE | #N/A | #N/A | #N/A | #N/A | #N/A | #N/A | #N/A | #N/A | #N/A | #N/A
TRUE | VIC | BLTS66J | Brooklyn (Jemena) 66 kV | Jemena | Shoulder | Coincident | 2021 | ACTUAL_OPG | 60.1782 | NA | VIC Brooklyn (Jemena) 66 kV |  |  | FALSE | #N/A | #N/A | #N/A | #N/A | #N/A | #N/A | #N/A | #N/A | #N/A | #N/A
TRUE | VIC | BLTS66J | Brooklyn (Jemena) 66 kV | Jemena | Shoulder | Coincident | 2021 | ACTUAL_RAW | 60.1782 | NA | VIC Brooklyn (Jemena) 66 kV |  |  | FALSE | #N/A | #N/A | #N/A | #N/A | #N/A | #N/A | #N/A | #N/A | #N/A | #N/A
TRUE | VIC | BLTS66J | Brooklyn (Jemena) 66 kV | Jemena | Shoulder | Non-coincident | 2021 | ACTUAL_RAW | 57.1909 | NA | VIC Brooklyn (Jemena) 66 kV |  |  | FALSE | #N/A | #N/A | #N/A | #N/A | #N/A | #N/A | #N/A | #N/A | #N/A | #N/A
TRUE | VIC | BLTS66J | Brooklyn (Jemena) 66 kV | Jemena | Shoulder | Non-coincident | 2021 | ACTUAL_OPG | 57.1909 | NA | VIC Brooklyn (Jemena) 66 kV |  |  | FALSE | #N/A | #N/A | #N/A | #N/A | #N/A | #N/A | #N/A | #N/A | #N/A | #N/A
TRUE | VIC | BLTS66J | Brooklyn (Jemena) 66 kV | Jemena | Shoulder | Non-coincident | 2021 | ACTUAL_ADJUSTEDOPG | 57.1909 | NA | VIC Brooklyn (Jemena) 66 kV |  |  | FALSE | #N/A | #N/A | #N/A | #N/A | #N/A | #N/A | #N/A | #N/A | #N/A | #N/A
TRUE | VIC | BLTS66J | Brooklyn (Jemena) 66 kV | Jemena | Shoulder | Coincident | 2022 | ACTUAL_OPG | 60.7075 | NA | VIC Brooklyn (Jemena) 66 kV |  |  | FALSE | #N/A | #N/A | #N/A | #N/A | #N/A | #N/A | #N/A | #N/A | #N/A | #N/A
TRUE | VIC | BLTS66J | Brooklyn (Jemena) 66 kV | Jemena | Shoulder | Coincident | 2022 | ACTUAL_RAW | 60.7075 | NA | VIC Brooklyn (Jemena) 66 kV |  |  | FALSE | #N/A | #N/A | #N/A | #N/A | #N/A | #N/A | #N/A | #N/A | #N/A | #N/A
TRUE | VIC | BLTS66J | Brooklyn (Jemena) 66 kV | Jemena | Shoulder | Non-coincident | 2022 | ACTUAL_RAW | 52.2402 | NA | VIC Brooklyn (Jemena) 66 kV |  |  | FALSE | #N/A | #N/A | #N/A | #N/A | #N/A | #N/A | #N/A | #N/A | #N/A | #N/A
TRUE | VIC | BLTS66J | Brooklyn (Jemena) 66 kV | Jemena | Shoulder | Non-coincident | 2022 | ACTUAL_OPG | 52.2402 | NA | VIC Brooklyn (Jemena) 66 kV |  |  | FALSE | #N/A | #N/A | #N/A | #N/A | #N/A | #N/A | #N/A | #N/A | #N/A | #N/A
TRUE | VIC | BLTS66J | Brooklyn (Jemena) 66 kV | Jemena | Shoulder | Non-coincident | 2022 | ACTUAL_ADJUSTEDOPG | 52.2402 | NA | VIC Brooklyn (Jemena) 66 kV |  |  | FALSE | #N/A | #N/A | #N/A | #N/A | #N/A | #N/A | #N/A | #N/A | #N/A | #N/A
TRUE | VIC | BLTS66J | Brooklyn (Jemena) 66 kV | Jemena | Shoulder | Coincident | 2023 | ACTUAL_OPG | 61.4314 | NA | VIC Brooklyn (Jemena) 66 kV |  |  | FALSE | #N/A | #N/A | #N/A | #N/A | #N/A | #N/A | #N/A | #N/A | #N/A | #N/A
TRUE | VIC | BLTS66J | Brooklyn (Jemena) 66 kV | Jemena | Shoulder | Coincident | 2023 | ACTUAL_RAW | 61.4314 | NA | VIC Brooklyn (Jemena) 66 kV |  |  | FALSE | #N/A | #N/A | #N/A | #N/A | #N/A | #N/A | #N/A | #N/A | #N/A | #N/A
TRUE | VIC | BLTS66J | Brooklyn (Jemena) 66 kV | Jemena | Shoulder | Non-coincident | 2023 | ACTUAL_RAW | 60.0687 | NA | VIC Brooklyn (Jemena) 66 kV |  |  | FALSE | #N/A | #N/A | #N/A | #N/A | #N/A | #N/A | #N/A | #N/A | #N/A | #N/A
TRUE | VIC | BLTS66J | Brooklyn (Jemena) 66 kV | Jemena | Shoulder | Non-coincident | 2023 | ACTUAL_OPG | 60.0687 | NA | VIC Brooklyn (Jemena) 66 kV |  |  | FALSE | #N/A | #N/A | #N/A | #N/A | #N/A | #N/A | #N/A | #N/A | #N/A | #N/A
TRUE | VIC | BLTS66J | Brooklyn (Jemena) 66 kV | Jemena | Shoulder | Non-coincident | 2023 | ACTUAL_ADJUSTEDOPG | 60.0687 | NA | VIC Brooklyn (Jemena) 66 kV |  |  | FALSE | #N/A | #N/A | #N/A | #N/A | #N/A | #N/A | #N/A | #N/A | #N/A | #N/A
TRUE | VIC | BLTS66J | Brooklyn (Jemena) 66 kV | Jemena | Shoulder | Coincident | 2024 | ACTUAL_OPG | 63.2154 | NA | VIC Brooklyn (Jemena) 66 kV |  |  | FALSE | #N/A | #N/A | #N/A | #N/A | #N/A | #N/A | #N/A | #N/A | #N/A | #N/A
TRUE | VIC | BLTS66J | Brooklyn (Jemena) 66 kV | Jemena | Shoulder | Coincident | 2024 | ACTUAL_RAW | 63.2154 | NA | VIC Brooklyn (Jemena) 66 kV |  |  | FALSE | #N/A | #N/A | #N/A | #N/A | #N/A | #N/A | #N/A | #N/A | #N/A | #N/A
TRUE | VIC | BLTS66J | Brooklyn (Jemena) 66 kV | Jemena | Shoulder | Non-coincident | 2024 | ACTUAL_RAW | 47.3224 | NA | VIC Brooklyn (Jemena) 66 kV |  |  | FALSE | #N/A | #N/A | #N/A | #N/A | #N/A | #N/A | #N/A | #N/A | #N/A | #N/A
TRUE | VIC | BLTS66J | Brooklyn (Jemena) 66 kV | Jemena | Shoulder | Non-coincident | 2024 | ACTUAL_OPG | 47.3224 | NA | VIC Brooklyn (Jemena) 66 kV |  |  | FALSE | #N/A | #N/A | #N/A | #N/A | #N/A | #N/A | #N/A | #N/A | #N/A | #N/A
TRUE | VIC | BLTS66J | Brooklyn (Jemena) 66 kV | Jemena | Shoulder | Non-coincident | 2024 | ACTUAL_ADJUSTEDOPG | 47.3224 | NA | VIC Brooklyn (Jemena) 66 kV |  |  | FALSE | #N/A | #N/A | #N/A | #N/A | #N/A | #N/A | #N/A | #N/A | #N/A | #N/A
TRUE | VIC | BLTS66J | Brooklyn (Jemena) 66 kV | Jemena | Shoulder | Coincident | 2025 | ACTUAL_OPG | 67.7336 | NA | VIC Brooklyn (Jemena) 66 kV |  |  | FALSE | #N/A | #N/A | #N/A | #N/A | #N/A | #N/A | #N/A | #N/A | #N/A | #N/A
TRUE | VIC | BLTS66J | Brooklyn (Jemena) 66 kV | Jemena | Shoulder | Coincident | 2025 | ACTUAL_RAW | 67.7336 | NA | VIC Brooklyn (Jemena) 66 kV |  |  | FALSE | #N/A | #N/A | #N/A | #N/A | #N/A | #N/A | #N/A | #N/A | #N/A | #N/A
TRUE | VIC | BLTS66J | Brooklyn (Jemena) 66 kV | Jemena | Shoulder | Non-coincident | 2025 | ACTUAL_RAW | 27.8368 | NA | VIC Brooklyn (Jemena) 66 kV |  |  | FALSE | #N/A | #N/A | #N/A | #N/A | #N/A | #N/A | #N/A | #N/A | #N/A | #N/A
TRUE | VIC | BLTS66J | Brooklyn (Jemena) 66 kV | Jemena | Shoulder | Non-coincident | 2025 | ACTUAL_OPG | 27.8368 | NA | VIC Brooklyn (Jemena) 66 kV |  |  | FALSE | #N/A | #N/A | #N/A | #N/A | #N/A | #N/A | #N/A | #N/A | #N/A | #N/A
TRUE | VIC | BLTS66J | Brooklyn (Jemena) 66 kV | Jemena | Shoulder | Non-coincident | 2025 | ACTUAL_ADJUSTEDOPG | 27.8368 | NA | VIC Brooklyn (Jemena) 66 kV |  |  | FALSE | #N/A | #N/A | #N/A | #N/A | #N/A | #N/A | #N/A | #N/A | #N/A | #N/A
TRUE | VIC | BLTS66J | Brooklyn (Jemena) 66 kV | Jemena | Shoulder | Non-coincident | 2025 | BASEYEARPOE90 | 90.425 | NA | VIC Brooklyn (Jemena) 66 kV |  |  | FALSE | #N/A | #N/A | #N/A | #N/A | #N/A | #N/A | #N/A | #N/A | #N/A | #N/A
TRUE | VIC | BLTS66J | Brooklyn (Jemena) 66 kV | Jemena | Shoulder | Non-coincident | 2025 | BASEYEARPOE50 | 94.3984 | NA | VIC Brooklyn (Jemena) 66 kV |  |  | FALSE | #N/A | #N/A | #N/A | #N/A | #N/A | #N/A | #N/A | #N/A | #N/A | #N/A
TRUE | VIC | BLTS66J | Brooklyn (Jemena) 66 kV | Jemena | Shoulder | Coincident_unreconciled | 2026 | POE50 | 70 | NA | VIC Brooklyn (Jemena) 66 kV |  |  | FALSE | #N/A | #N/A | #N/A | #N/A | #N/A | #N/A | #N/A | #N/A | #N/A | #N/A
TRUE | VIC | BLTS66J | Brooklyn (Jemena) 66 kV | Jemena | Shoulder | Coincident_unreconciled | 2026 | POE90 | 63.2295 | NA | VIC Brooklyn (Jemena) 66 kV |  |  | FALSE | #N/A | #N/A | #N/A | #N/A | #N/A | #N/A | #N/A | #N/A | #N/A | #N/A
TRUE | VIC | BLTS66J | Brooklyn (Jemena) 66 kV | Jemena | Shoulder | Non-coincident | 2026 | POE50 | 50 | NA | VIC Brooklyn (Jemena) 66 kV |  |  | FALSE | #N/A | #N/A | #N/A | #N/A | #N/A | #N/A | #N/A | #N/A | #N/A | #N/A
TRUE | VIC | BLTS66J | Brooklyn (Jemena) 66 kV | Jemena | Shoulder | Non-coincident | 2026 | POE90 | 46.4073 | NA | VIC Brooklyn (Jemena) 66 kV |  |  | FALSE | #N/A | #N/A | #N/A | #N/A | #N/A | #N/A | #N/A | #N/A | #N/A | #N/A
TRUE | VIC | BLTS66J | Brooklyn (Jemena) 66 kV | Jemena | Shoulder | Coincident_unreconciled | 2027 | POE50 | 61.6004 | NA | VIC Brooklyn (Jemena) 66 kV |  |  | FALSE | #N/A | #N/A | #N/A | #N/A | #N/A | #N/A | #N/A | #N/A | #N/A | #N/A
TRUE | VIC | BLTS66J | Brooklyn (Jemena) 66 kV | Jemena | Shoulder | Coincident_unreconciled | 2027 | POE90 | 54.786 | NA | VIC Brooklyn (Jemena) 66 kV |  |  | FALSE | #N/A | #N/A | #N/A | #N/A | #N/A | #N/A | #N/A | #N/A | #N/A | #N/A
TRUE | VIC | BLTS66J | Brooklyn (Jemena) 66 kV | Jemena | Shoulder | Non-coincident | 2027 | POE50 | 45.5429 | NA | VIC Brooklyn (Jemena) 66 kV |  |  | FALSE | #N/A | #N/A | #N/A | #N/A | #N/A | #N/A | #N/A | #N/A | #N/A | #N/A
TRUE | VIC | BLTS66J | Brooklyn (Jemena) 66 kV | Jemena | Shoulder | Non-coincident | 2027 | POE90 | 41.927 | NA | VIC Brooklyn (Jemena) 66 kV |  |  | FALSE | #N/A | #N/A | #N/A | #N/A | #N/A | #N/A | #N/A | #N/A | #N/A | #N/A
TRUE | VIC | BLTS66J | Brooklyn (Jemena) 66 kV | Jemena | Shoulder | Coincident_unreconciled | 2028 | POE50 | 54.0346 | NA | VIC Brooklyn (Jemena) 66 kV |  |  | FALSE | #N/A | #N/A | #N/A | #N/A | #N/A | #N/A | #N/A | #N/A | #N/A | #N/A
TRUE | VIC | BLTS66J | Brooklyn (Jemena) 66 kV | Jemena | Shoulder | Coincident_unreconciled | 2028 | POE90 | 47.1782 | NA | VIC Brooklyn (Jemena) 66 kV |  |  | FALSE | #N/A | #N/A | #N/A | #N/A | #N/A | #N/A | #N/A | #N/A | #N/A | #N/A
TRUE | VIC | BLTS66J | Brooklyn (Jemena) 66 kV | Jemena | Shoulder | Non-coincident | 2028 | POE50 | 41.5282 | NA | VIC Brooklyn (Jemena) 66 kV |  |  | FALSE | #N/A | #N/A | #N/A | #N/A | #N/A | #N/A | #N/A | #N/A | #N/A | #N/A
TRUE | VIC | BLTS66J | Brooklyn (Jemena) 66 kV | Jemena | Shoulder | Non-coincident | 2028 | POE90 | 37.89 | NA | VIC Brooklyn (Jemena) 66 kV |  |  | FALSE | #N/A | #N/A | #N/A | #N/A | #N/A | #N/A | #N/A | #N/A | #N/A | #N/A
TRUE | VIC | BLTS66J | Brooklyn (Jemena) 66 kV | Jemena | Shoulder | Coincident_unreconciled | 2029 | POE50 | 46.9712 | NA | VIC Brooklyn (Jemena) 66 kV |  |  | FALSE | #N/A | #N/A | #N/A | #N/A | #N/A | #N/A | #N/A | #N/A | #N/A | #N/A
TRUE | VIC | BLTS66J | Brooklyn (Jemena) 66 kV | Jemena | Shoulder | Coincident_unreconciled | 2029 | POE90 | 40.073 | NA | VIC Brooklyn (Jemena) 66 kV |  |  | FALSE | #N/A | #N/A | #N/A | #N/A | #N/A | #N/A | #N/A | #N/A | #N/A | #N/A
TRUE | VIC | BLTS66J | Brooklyn (Jemena) 66 kV | Jemena | Shoulder | Non-coincident | 2029 | POE50 | 37.7802 | NA | VIC Brooklyn (Jemena) 66 kV |  |  | FALSE | #N/A | #N/A | #N/A | #N/A | #N/A | #N/A | #N/A | #N/A | #N/A | #N/A
TRUE | VIC | BLTS66J | Brooklyn (Jemena) 66 kV | Jemena | Shoulder | Non-coincident | 2029 | POE90 | 34.1198 | NA | VIC Brooklyn (Jemena) 66 kV |  |  | FALSE | #N/A | #N/A | #N/A | #N/A | #N/A | #N/A | #N/A | #N/A | #N/A | #N/A
TRUE | VIC | BLTS66J | Brooklyn (Jemena) 66 kV | Jemena | Shoulder | Coincident_unreconciled | 2030 | POE50 | 40.2843 | NA | VIC Brooklyn (Jemena) 66 kV |  |  | FALSE | #N/A | #N/A | #N/A | #N/A | #N/A | #N/A | #N/A | #N/A | #N/A | #N/A
TRUE | VIC | BLTS66J | Brooklyn (Jemena) 66 kV | Jemena | Shoulder | Coincident_unreconciled | 2030 | POE90 | 33.3442 | NA | VIC Brooklyn (Jemena) 66 kV |  |  | FALSE | #N/A | #N/A | #N/A | #N/A | #N/A | #N/A | #N/A | #N/A | #N/A | #N/A
TRUE | VIC | BLTS66J | Brooklyn (Jemena) 66 kV | Jemena | Shoulder | Non-coincident | 2030 | POE50 | 34.2319 | NA | VIC Brooklyn (Jemena) 66 kV |  |  | FALSE | #N/A | #N/A | #N/A | #N/A | #N/A | #N/A | #N/A | #N/A | #N/A | #N/A
TRUE | VIC | BLTS66J | Brooklyn (Jemena) 66 kV | Jemena | Shoulder | Non-coincident | 2030 | POE90 | 30.5492 | NA | VIC Brooklyn (Jemena) 66 kV |  |  | FALSE | #N/A | #N/A | #N/A | #N/A | #N/A | #N/A | #N/A | #N/A | #N/A | #N/A
TRUE | VIC | BLTS66J | Brooklyn (Jemena) 66 kV | Jemena | Shoulder | Coincident_unreconciled | 2031 | POE50 | 33.6368 | NA | VIC Brooklyn (Jemena) 66 kV |  |  | FALSE | #N/A | #N/A | #N/A | #N/A | #N/A | #N/A | #N/A | #N/A | #N/A | #N/A
TRUE | VIC | BLTS66J | Brooklyn (Jemena) 66 kV | Jemena | Shoulder | Coincident_unreconciled | 2031 | POE90 | 26.6548 | NA | VIC Brooklyn (Jemena) 66 kV |  |  | FALSE | #N/A | #N/A | #N/A | #N/A | #N/A | #N/A | #N/A | #N/A | #N/A | #N/A
TRUE | VIC | BLTS66J | Brooklyn (Jemena) 66 kV | Jemena | Shoulder | Non-coincident | 2031 | POE50 | 30.7045 | NA | VIC Brooklyn (Jemena) 66 kV |  |  | FALSE | #N/A | #N/A | #N/A | #N/A | #N/A | #N/A | #N/A | #N/A | #N/A | #N/A
TRUE | VIC | BLTS66J | Brooklyn (Jemena) 66 kV | Jemena | Shoulder | Non-coincident | 2031 | POE90 | 26.9996 | NA | VIC Brooklyn (Jemena) 66 kV |  |  | FALSE | #N/A | #N/A | #N/A | #N/A | #N/A | #N/A | #N/A | #N/A | #N/A | #N/A
TRUE | VIC | BLTS66J | Brooklyn (Jemena) 66 kV | Jemena | Shoulder | Coincident_unreconciled | 2032 | POE50 | 28.4473 | NA | VIC Brooklyn (Jemena) 66 kV |  |  | FALSE | #N/A | #N/A | #N/A | #N/A | #N/A | #N/A | #N/A | #N/A | #N/A | #N/A
TRUE | VIC | BLTS66J | Brooklyn (Jemena) 66 kV | Jemena | Shoulder | Coincident_unreconciled | 2032 | POE90 | 21.4224 | NA | VIC Brooklyn (Jemena) 66 kV |  |  | FALSE | #N/A | #N/A | #N/A | #N/A | #N/A | #N/A | #N/A | #N/A | #N/A | #N/A
TRUE | VIC | BLTS66J | Brooklyn (Jemena) 66 kV | Jemena | Shoulder | Non-coincident | 2032 | POE50 | 27.9508 | NA | VIC Brooklyn (Jemena) 66 kV |  |  | FALSE | #N/A | #N/A | #N/A | #N/A | #N/A | #N/A | #N/A | #N/A | #N/A | #N/A
TRUE | VIC | BLTS66J | Brooklyn (Jemena) 66 kV | Jemena | Shoulder | Non-coincident | 2032 | POE90 | 24.2231 | NA | VIC Brooklyn (Jemena) 66 kV |  |  | FALSE | #N/A | #N/A | #N/A | #N/A | #N/A | #N/A | #N/A | #N/A | #N/A | #N/A
TRUE | VIC | BLTS66J | Brooklyn (Jemena) 66 kV | Jemena | Shoulder | Coincident_unreconciled | 2033 | POE50 | 24.4357 | NA | VIC Brooklyn (Jemena) 66 kV |  |  | FALSE | #N/A | #N/A | #N/A | #N/A | #N/A | #N/A | #N/A | #N/A | #N/A | #N/A
TRUE | VIC | BLTS66J | Brooklyn (Jemena) 66 kV | Jemena | Shoulder | Coincident_unreconciled | 2033 | POE90 | 17.3671 | NA | VIC Brooklyn (Jemena) 66 kV |  |  | FALSE | #N/A | #N/A | #N/A | #N/A | #N/A | #N/A | #N/A | #N/A | #N/A | #N/A
TRUE | VIC | BLTS66J | Brooklyn (Jemena) 66 kV | Jemena | Shoulder | Non-coincident | 2033 | POE50 | 25.8221 | NA | VIC Brooklyn (Jemena) 66 kV |  |  | FALSE | #N/A | #N/A | #N/A | #N/A | #N/A | #N/A | #N/A | #N/A | #N/A | #N/A
TRUE | VIC | BLTS66J | Brooklyn (Jemena) 66 kV | Jemena | Shoulder | Non-coincident | 2033 | POE90 | 22.0713 | NA | VIC Brooklyn (Jemena) 66 kV |  |  | FALSE | #N/A | #N/A | #N/A | #N/A | #N/A | #N/A | #N/A | #N/A | #N/A | #N/A
TRUE | VIC | BLTS66J | Brooklyn (Jemena) 66 kV | Jemena | Shoulder | Coincident_unreconciled | 2034 | POE50 | 20.6548 | NA | VIC Brooklyn (Jemena) 66 kV |  |  | FALSE | #N/A | #N/A | #N/A | #N/A | #N/A | #N/A | #N/A | #N/A | #N/A | #N/A
TRUE | VIC | BLTS66J | Brooklyn (Jemena) 66 kV | Jemena | Shoulder | Coincident_unreconciled | 2034 | POE90 | 13.5424 | NA | VIC Brooklyn (Jemena) 66 kV |  |  | FALSE | #N/A | #N/A | #N/A | #N/A | #N/A | #N/A | #N/A | #N/A | #N/A | #N/A
TRUE | VIC | BLTS66J | Brooklyn (Jemena) 66 kV | Jemena | Shoulder | Non-coincident | 2034 | POE50 | 23.8158 | NA | VIC Brooklyn (Jemena) 66 kV |  |  | FALSE | #N/A | #N/A | #N/A | #N/A | #N/A | #N/A | #N/A | #N/A | #N/A | #N/A
TRUE | VIC | BLTS66J | Brooklyn (Jemena) 66 kV | Jemena | Shoulder | Non-coincident | 2034 | POE90 | 20.0418 | NA | VIC Brooklyn (Jemena) 66 kV |  |  | FALSE | #N/A | #N/A | #N/A | #N/A | #N/A | #N/A | #N/A | #N/A | #N/A | #N/A
TRUE | VIC | BLTS66J | Brooklyn (Jemena) 66 kV | Jemena | Shoulder | Coincident_unreconciled | 2035 | POE50 | 16.5755 | NA | VIC Brooklyn (Jemena) 66 kV |  |  | FALSE | #N/A | #N/A | #N/A | #N/A | #N/A | #N/A | #N/A | #N/A | #N/A | #N/A
TRUE | VIC | BLTS66J | Brooklyn (Jemena) 66 kV | Jemena | Shoulder | Coincident_unreconciled | 2035 | POE90 | 9.4194 | NA | VIC Brooklyn (Jemena) 66 kV |  |  | FALSE | #N/A | #N/A | #N/A | #N/A | #N/A | #N/A | #N/A | #N/A | #N/A | #N/A
TRUE | VIC | BLTS66J | Brooklyn (Jemena) 66 kV | Jemena | Shoulder | Non-coincident | 2035 | POE50 | 21.6512 | NA | VIC Brooklyn (Jemena) 66 kV |  |  | FALSE | #N/A | #N/A | #N/A | #N/A | #N/A | #N/A | #N/A | #N/A | #N/A | #N/A
TRUE | VIC | BLTS66J | Brooklyn (Jemena) 66 kV | Jemena | Shoulder | Non-coincident | 2035 | POE90 | 17.854 | NA | VIC Brooklyn (Jemena) 66 kV |  |  | FALSE | #N/A | #N/A | #N/A | #N/A | #N/A | #N/A | #N/A | #N/A | #N/A | #N/A
TRUE | VIC | BLTS66J | Brooklyn (Jemena) 66 kV | Jemena | Summer | Coincident | 2019 | ACTUAL_OPG | 58.9172 | 142.8343 | VIC Brooklyn (Jemena) 66 kV |  |  | FALSE | #N/A | #N/A | #N/A | #N/A | #N/A | #N/A | #N/A | #N/A | #N/A | #N/A
TRUE | VIC | BLTS66J | Brooklyn (Jemena) 66 kV | Jemena | Summer | Coincident | 2019 | ACTUAL_RAW | 58.9172 | 142.8343 | VIC Brooklyn (Jemena) 66 kV |  |  | FALSE | #N/A | #N/A | #N/A | #N/A | #N/A | #N/A | #N/A | #N/A | #N/A | #N/A
TRUE | VIC | BLTS66J | Brooklyn (Jemena) 66 kV | Jemena | Summer | Non-coincident | 2019 | ACTUAL_RAW | 52.1251 | 156.6648 | VIC Brooklyn (Jemena) 66 kV |  |  | FALSE | #N/A | #N/A | #N/A | #N/A | #N/A | #N/A | #N/A | #N/A | #N/A | #N/A
TRUE | VIC | BLTS66J | Brooklyn (Jemena) 66 kV | Jemena | Summer | Non-coincident | 2019 | ACTUAL_OPG | 52.1251 | 156.6648 | VIC Brooklyn (Jemena) 66 kV |  |  | FALSE | #N/A | #N/A | #N/A | #N/A | #N/A | #N/A | #N/A | #N/A | #N/A | #N/A
TRUE | VIC | BLTS66J | Brooklyn (Jemena) 66 kV | Jemena | Summer | Non-coincident | 2019 | ACTUAL_ADJUSTEDOPG | 52.1251 | 156.6648 | VIC Brooklyn (Jemena) 66 kV |  |  | FALSE | #N/A | #N/A | #N/A | #N/A | #N/A | #N/A | #N/A | #N/A | #N/A | #N/A
TRUE | VIC | BLTS66J | Brooklyn (Jemena) 66 kV | Jemena | Summer | Coincident | 2020 | ACTUAL_OPG | 52.4005 | 142.3337 | VIC Brooklyn (Jemena) 66 kV |  |  | FALSE | #N/A | #N/A | #N/A | #N/A | #N/A | #N/A | #N/A | #N/A | #N/A | #N/A
TRUE | VIC | BLTS66J | Brooklyn (Jemena) 66 kV | Jemena | Summer | Coincident | 2020 | ACTUAL_RAW | 52.4005 | 142.3337 | VIC Brooklyn (Jemena) 66 kV |  |  | FALSE | #N/A | #N/A | #N/A | #N/A | #N/A | #N/A | #N/A | #N/A | #N/A | #N/A
TRUE | VIC | BLTS66J | Brooklyn (Jemena) 66 kV | Jemena | Summer | Non-coincident | 2020 | ACTUAL_RAW | 50.7424 | 162.0193 | VIC Brooklyn (Jemena) 66 kV |  |  | FALSE | #N/A | #N/A | #N/A | #N/A | #N/A | #N/A | #N/A | #N/A | #N/A | #N/A
TRUE | VIC | BLTS66J | Brooklyn (Jemena) 66 kV | Jemena | Summer | Non-coincident | 2020 | ACTUAL_OPG | 50.7424 | 162.0193 | VIC Brooklyn (Jemena) 66 kV |  |  | FALSE | #N/A | #N/A | #N/A | #N/A | #N/A | #N/A | #N/A | #N/A | #N/A | #N/A
TRUE | VIC | BLTS66J | Brooklyn (Jemena) 66 kV | Jemena | Summer | Non-coincident | 2020 | ACTUAL_ADJUSTEDOPG | 50.7424 | 162.0193 | VIC Brooklyn (Jemena) 66 kV |  |  | FALSE | #N/A | #N/A | #N/A | #N/A | #N/A | #N/A | #N/A | #N/A | #N/A | #N/A
TRUE | VIC | BLTS66J | Brooklyn (Jemena) 66 kV | Jemena | Summer | Coincident | 2021 | ACTUAL_OPG | 45.377 | 146.4542 | VIC Brooklyn (Jemena) 66 kV |  |  | FALSE | #N/A | #N/A | #N/A | #N/A | #N/A | #N/A | #N/A | #N/A | #N/A | #N/A
TRUE | VIC | BLTS66J | Brooklyn (Jemena) 66 kV | Jemena | Summer | Coincident | 2021 | ACTUAL_RAW | 45.377 | 146.4542 | VIC Brooklyn (Jemena) 66 kV |  |  | FALSE | #N/A | #N/A | #N/A | #N/A | #N/A | #N/A | #N/A | #N/A | #N/A | #N/A
TRUE | VIC | BLTS66J | Brooklyn (Jemena) 66 kV | Jemena | Summer | Non-coincident | 2021 | ACTUAL_RAW | 45.377 | 159.6314 | VIC Brooklyn (Jemena) 66 kV |  |  | FALSE | #N/A | #N/A | #N/A | #N/A | #N/A | #N/A | #N/A | #N/A | #N/A | #N/A
TRUE | VIC | BLTS66J | Brooklyn (Jemena) 66 kV | Jemena | Summer | Non-coincident | 2021 | ACTUAL_OPG | 45.377 | 159.6314 | VIC Brooklyn (Jemena) 66 kV |  |  | FALSE | #N/A | #N/A | #N/A | #N/A | #N/A | #N/A | #N/A | #N/A | #N/A | #N/A
TRUE | VIC | BLTS66J | Brooklyn (Jemena) 66 kV | Jemena | Summer | Non-coincident | 2021 | ACTUAL_ADJUSTEDOPG | 45.377 | 159.6314 | VIC Brooklyn (Jemena) 66 kV |  |  | FALSE | #N/A | #N/A | #N/A | #N/A | #N/A | #N/A | #N/A | #N/A | #N/A | #N/A
TRUE | VIC | BLTS66J | Brooklyn (Jemena) 66 kV | Jemena | Summer | Coincident | 2022 | ACTUAL_OPG | 65.9209 | 145.2924 | VIC Brooklyn (Jemena) 66 kV |  |  | FALSE | #N/A | #N/A | #N/A | #N/A | #N/A | #N/A | #N/A | #N/A | #N/A | #N/A
TRUE | VIC | BLTS66J | Brooklyn (Jemena) 66 kV | Jemena | Summer | Coincident | 2022 | ACTUAL_RAW | 65.9209 | 145.2924 | VIC Brooklyn (Jemena) 66 kV |  |  | FALSE | #N/A | #N/A | #N/A | #N/A | #N/A | #N/A | #N/A | #N/A | #N/A | #N/A
TRUE | VIC | BLTS66J | Brooklyn (Jemena) 66 kV | Jemena | Summer | Non-coincident | 2022 | ACTUAL_RAW | 46.4804 | 147.4362 | VIC Brooklyn (Jemena) 66 kV |  |  | FALSE | #N/A | #N/A | #N/A | #N/A | #N/A | #N/A | #N/A | #N/A | #N/A | #N/A
TRUE | VIC | BLTS66J | Brooklyn (Jemena) 66 kV | Jemena | Summer | Non-coincident | 2022 | ACTUAL_OPG | 46.4804 | 147.4362 | VIC Brooklyn (Jemena) 66 kV |  |  | FALSE | #N/A | #N/A | #N/A | #N/A | #N/A | #N/A | #N/A | #N/A | #N/A | #N/A
TRUE | VIC | BLTS66J | Brooklyn (Jemena) 66 kV | Jemena | Summer | Non-coincident | 2022 | ACTUAL_ADJUSTEDOPG | 46.4804 | 147.4362 | VIC Brooklyn (Jemena) 66 kV |  |  | FALSE | #N/A | #N/A | #N/A | #N/A | #N/A | #N/A | #N/A | #N/A | #N/A | #N/A
TRUE | VIC | BLTS66J | Brooklyn (Jemena) 66 kV | Jemena | Summer | Coincident | 2023 | ACTUAL_OPG | 58.1817 | 167.1088 | VIC Brooklyn (Jemena) 66 kV |  |  | FALSE | #N/A | #N/A | #N/A | #N/A | #N/A | #N/A | #N/A | #N/A | #N/A | #N/A
TRUE | VIC | BLTS66J | Brooklyn (Jemena) 66 kV | Jemena | Summer | Coincident | 2023 | ACTUAL_RAW | 58.1817 | 167.1088 | VIC Brooklyn (Jemena) 66 kV |  |  | FALSE | #N/A | #N/A | #N/A | #N/A | #N/A | #N/A | #N/A | #N/A | #N/A | #N/A
TRUE | VIC | BLTS66J | Brooklyn (Jemena) 66 kV | Jemena | Summer | Non-coincident | 2023 | ACTUAL_RAW | 52.4403 | 167.1088 | VIC Brooklyn (Jemena) 66 kV |  |  | FALSE | #N/A | #N/A | #N/A | #N/A | #N/A | #N/A | #N/A | #N/A | #N/A | #N/A
TRUE | VIC | BLTS66J | Brooklyn (Jemena) 66 kV | Jemena | Summer | Non-coincident | 2023 | ACTUAL_OPG | 52.4403 | 167.1088 | VIC Brooklyn (Jemena) 66 kV |  |  | FALSE | #N/A | #N/A | #N/A | #N/A | #N/A | #N/A | #N/A | #N/A | #N/A | #N/A
TRUE | VIC | BLTS66J | Brooklyn (Jemena) 66 kV | Jemena | Summer | Non-coincident | 2023 | ACTUAL_ADJUSTEDOPG | 52.4403 | 167.1088 | VIC Brooklyn (Jemena) 66 kV |  |  | FALSE | #N/A | #N/A | #N/A | #N/A | #N/A | #N/A | #N/A | #N/A | #N/A | #N/A
TRUE | VIC | BLTS66J | Brooklyn (Jemena) 66 kV | Jemena | Summer | Coincident | 2024 | ACTUAL_OPG | 37.1511 | 152.7214 | VIC Brooklyn (Jemena) 66 kV |  |  | FALSE | #N/A | #N/A | #N/A | #N/A | #N/A | #N/A | #N/A | #N/A | #N/A | #N/A
TRUE | VIC | BLTS66J | Brooklyn (Jemena) 66 kV | Jemena | Summer | Coincident | 2024 | ACTUAL_RAW | 37.1511 | 152.7214 | VIC Brooklyn (Jemena) 66 kV |  |  | FALSE | #N/A | #N/A | #N/A | #N/A | #N/A | #N/A | #N/A | #N/A | #N/A | #N/A
TRUE | VIC | BLTS66J | Brooklyn (Jemena) 66 kV | Jemena | Summer | Non-coincident | 2024 | ACTUAL_RAW | 36.3371 | 160.3006 | VIC Brooklyn (Jemena) 66 kV |  |  | FALSE | #N/A | #N/A | #N/A | #N/A | #N/A | #N/A | #N/A | #N/A | #N/A | #N/A
TRUE | VIC | BLTS66J | Brooklyn (Jemena) 66 kV | Jemena | Summer | Non-coincident | 2024 | ACTUAL_OPG | 36.3371 | 160.3006 | VIC Brooklyn (Jemena) 66 kV |  |  | FALSE | #N/A | #N/A | #N/A | #N/A | #N/A | #N/A | #N/A | #N/A | #N/A | #N/A
TRUE | VIC | BLTS66J | Brooklyn (Jemena) 66 kV | Jemena | Summer | Non-coincident | 2024 | ACTUAL_ADJUSTEDOPG | 36.3371 | 160.3006 | VIC Brooklyn (Jemena) 66 kV |  |  | FALSE | #N/A | #N/A | #N/A | #N/A | #N/A | #N/A | #N/A | #N/A | #N/A | #N/A
TRUE | VIC | BLTS66J | Brooklyn (Jemena) 66 kV | Jemena | Summer | Coincident | 2025 | ACTUAL_OPG | 40.5539 | 167.4976 | VIC Brooklyn (Jemena) 66 kV |  |  | FALSE | #N/A | #N/A | #N/A | #N/A | #N/A | #N/A | #N/A | #N/A | #N/A | #N/A
TRUE | VIC | BLTS66J | Brooklyn (Jemena) 66 kV | Jemena | Summer | Coincident | 2025 | ACTUAL_RAW | 40.5539 | 167.4976 | VIC Brooklyn (Jemena) 66 kV |  |  | FALSE | #N/A | #N/A | #N/A | #N/A | #N/A | #N/A | #N/A | #N/A | #N/A | #N/A
TRUE | VIC | BLTS66J | Brooklyn (Jemena) 66 kV | Jemena | Summer | Non-coincident | 2025 | ACTUAL_RAW | 23.4791 | 210.9664 | VIC Brooklyn (Jemena) 66 kV |  |  | FALSE | #N/A | #N/A | #N/A | #N/A | #N/A | #N/A | #N/A | #N/A | #N/A | #N/A
TRUE | VIC | BLTS66J | Brooklyn (Jemena) 66 kV | Jemena | Summer | Non-coincident | 2025 | ACTUAL_OPG | 23.4791 | 210.9664 | VIC Brooklyn (Jemena) 66 kV |  |  | FALSE | #N/A | #N/A | #N/A | #N/A | #N/A | #N/A | #N/A | #N/A | #N/A | #N/A
TRUE | VIC | BLTS66J | Brooklyn (Jemena) 66 kV | Jemena | Summer | Non-coincident | 2025 | ACTUAL_ADJUSTEDOPG | 23.4791 | 210.9664 | VIC Brooklyn (Jemena) 66 kV |  |  | FALSE | #N/A | #N/A | #N/A | #N/A | #N/A | #N/A | #N/A | #N/A | #N/A | #N/A
TRUE | VIC | BLTS66J | Brooklyn (Jemena) 66 kV | Jemena | Summer | Non-coincident | 2025 | BASEYEARPOE90 | 61.5154 | NA | VIC Brooklyn (Jemena) 66 kV |  |  | FALSE | #N/A | #N/A | #N/A | #N/A | #N/A | #N/A | #N/A | #N/A | #N/A | #N/A
TRUE | VIC | BLTS66J | Brooklyn (Jemena) 66 kV | Jemena | Summer | Non-coincident | 2025 | BASEYEARPOE50 | 73.6748 | 272.531 | VIC Brooklyn (Jemena) 66 kV |  |  | FALSE | #N/A | #N/A | #N/A | #N/A | #N/A | #N/A | #N/A | #N/A | #N/A | #N/A
TRUE | VIC | BLTS66J | Brooklyn (Jemena) 66 kV | Jemena | Summer | Coincident_unreconciled | 2026 | POE50 | 40 | NA | VIC Brooklyn (Jemena) 66 kV |  |  | FALSE | #N/A | #N/A | #N/A | #N/A | #N/A | #N/A | #N/A | #N/A | #N/A | #N/A
TRUE | VIC | BLTS66J | Brooklyn (Jemena) 66 kV | Jemena | Summer | Coincident_unreconciled | 2026 | POE90 | 22.6309 | NA | VIC Brooklyn (Jemena) 66 kV |  |  | FALSE | #N/A | #N/A | #N/A | #N/A | #N/A | #N/A | #N/A | #N/A | #N/A | #N/A
TRUE | VIC | BLTS66J | Brooklyn (Jemena) 66 kV | Jemena | Summer | Non-coincident | 2026 | POE50 | 69.8213 | 310.7822 | VIC Brooklyn (Jemena) 66 kV |  |  | FALSE | #N/A | #N/A | #N/A | #N/A | #N/A | #N/A | #N/A | #N/A | #N/A | #N/A
TRUE | VIC | BLTS66J | Brooklyn (Jemena) 66 kV | Jemena | Summer | Non-coincident | 2026 | POE90 | 57.1875 | NA | VIC Brooklyn (Jemena) 66 kV |  |  | FALSE | #N/A | #N/A | #N/A | #N/A | #N/A | #N/A | #N/A | #N/A | #N/A | #N/A
TRUE | VIC | BLTS66J | Brooklyn (Jemena) 66 kV | Jemena | Summer | Coincident_unreconciled | 2027 | POE50 | 33.1812 | NA | VIC Brooklyn (Jemena) 66 kV |  |  | FALSE | #N/A | #N/A | #N/A | #N/A | #N/A | #N/A | #N/A | #N/A | #N/A | #N/A
TRUE | VIC | BLTS66J | Brooklyn (Jemena) 66 kV | Jemena | Summer | Coincident_unreconciled | 2027 | POE90 | 15.6995 | NA | VIC Brooklyn (Jemena) 66 kV |  |  | FALSE | #N/A | #N/A | #N/A | #N/A | #N/A | #N/A | #N/A | #N/A | #N/A | #N/A
TRUE | VIC | BLTS66J | Brooklyn (Jemena) 66 kV | Jemena | Summer | Non-coincident | 2027 | POE50 | 64.8615 | 342.1399 | VIC Brooklyn (Jemena) 66 kV |  |  | FALSE | #N/A | #N/A | #N/A | #N/A | #N/A | #N/A | #N/A | #N/A | #N/A | #N/A
TRUE | VIC | BLTS66J | Brooklyn (Jemena) 66 kV | Jemena | Summer | Non-coincident | 2027 | POE90 | 52.1458 | NA | VIC Brooklyn (Jemena) 66 kV |  |  | FALSE | #N/A | #N/A | #N/A | #N/A | #N/A | #N/A | #N/A | #N/A | #N/A | #N/A
TRUE | VIC | BLTS66J | Brooklyn (Jemena) 66 kV | Jemena | Summer | Coincident_unreconciled | 2028 | POE50 | 26.9644 | NA | VIC Brooklyn (Jemena) 66 kV |  |  | FALSE | #N/A | #N/A | #N/A | #N/A | #N/A | #N/A | #N/A | #N/A | #N/A | #N/A
TRUE | VIC | BLTS66J | Brooklyn (Jemena) 66 kV | Jemena | Summer | Coincident_unreconciled | 2028 | POE90 | 9.3752 | NA | VIC Brooklyn (Jemena) 66 kV |  |  | FALSE | #N/A | #N/A | #N/A | #N/A | #N/A | #N/A | #N/A | #N/A | #N/A | #N/A
TRUE | VIC | BLTS66J | Brooklyn (Jemena) 66 kV | Jemena | Summer | Non-coincident | 2028 | POE50 | 60.3396 | 375.4984 | VIC Brooklyn (Jemena) 66 kV |  |  | FALSE | #N/A | #N/A | #N/A | #N/A | #N/A | #N/A | #N/A | #N/A | #N/A | #N/A
TRUE | VIC | BLTS66J | Brooklyn (Jemena) 66 kV | Jemena | Summer | Non-coincident | 2028 | POE90 | 47.5457 | NA | VIC Brooklyn (Jemena) 66 kV |  |  | FALSE | #N/A | #N/A | #N/A | #N/A | #N/A | #N/A | #N/A | #N/A | #N/A | #N/A
TRUE | VIC | BLTS66J | Brooklyn (Jemena) 66 kV | Jemena | Summer | Coincident_unreconciled | 2029 | POE50 | 21.065 | NA | VIC Brooklyn (Jemena) 66 kV |  |  | FALSE | #N/A | #N/A | #N/A | #N/A | #N/A | #N/A | #N/A | #N/A | #N/A | #N/A
TRUE | VIC | BLTS66J | Brooklyn (Jemena) 66 kV | Jemena | Summer | Coincident_unreconciled | 2029 | POE90 | 3.3683 | NA | VIC Brooklyn (Jemena) 66 kV |  |  | FALSE | #N/A | #N/A | #N/A | #N/A | #N/A | #N/A | #N/A | #N/A | #N/A | #N/A
TRUE | VIC | BLTS66J | Brooklyn (Jemena) 66 kV | Jemena | Summer | Non-coincident | 2029 | POE50 | 56.0485 | 441.8421 | VIC Brooklyn (Jemena) 66 kV |  |  | FALSE | #N/A | #N/A | #N/A | #N/A | #N/A | #N/A | #N/A | #N/A | #N/A | #N/A
TRUE | VIC | BLTS66J | Brooklyn (Jemena) 66 kV | Jemena | Summer | Non-coincident | 2029 | POE90 | 43.1765 | NA | VIC Brooklyn (Jemena) 66 kV |  |  | FALSE | #N/A | #N/A | #N/A | #N/A | #N/A | #N/A | #N/A | #N/A | #N/A | #N/A
TRUE | VIC | BLTS66J | Brooklyn (Jemena) 66 kV | Jemena | Summer | Coincident_unreconciled | 2030 | POE50 | 15.4013 | NA | VIC Brooklyn (Jemena) 66 kV |  |  | FALSE | #N/A | #N/A | #N/A | #N/A | #N/A | #N/A | #N/A | #N/A | #N/A | #N/A
TRUE | VIC | BLTS66J | Brooklyn (Jemena) 66 kV | Jemena | Summer | Coincident_unreconciled | 2030 | POE90 | -2.4029 | NA | VIC Brooklyn (Jemena) 66 kV |  |  | FALSE | #N/A | #N/A | #N/A | #N/A | #N/A | #N/A | #N/A | #N/A | #N/A | #N/A
TRUE | VIC | BLTS66J | Brooklyn (Jemena) 66 kV | Jemena | Summer | Non-coincident | 2030 | POE50 | 51.9289 | 521.6182 | VIC Brooklyn (Jemena) 66 kV |  |  | FALSE | #N/A | #N/A | #N/A | #N/A | #N/A | #N/A | #N/A | #N/A | #N/A | #N/A
TRUE | VIC | BLTS66J | Brooklyn (Jemena) 66 kV | Jemena | Summer | Non-coincident | 2030 | POE90 | 38.9787 | NA | VIC Brooklyn (Jemena) 66 kV |  |  | FALSE | #N/A | #N/A | #N/A | #N/A | #N/A | #N/A | #N/A | #N/A | #N/A | #N/A
TRUE | VIC | BLTS66J | Brooklyn (Jemena) 66 kV | Jemena | Summer | Coincident_unreconciled | 2031 | POE50 | 9.8034 | NA | VIC Brooklyn (Jemena) 66 kV |  |  | FALSE | #N/A | #N/A | #N/A | #N/A | #N/A | #N/A | #N/A | #N/A | #N/A | #N/A
TRUE | VIC | BLTS66J | Brooklyn (Jemena) 66 kV | Jemena | Summer | Coincident_unreconciled | 2031 | POE90 | -8.1083 | NA | VIC Brooklyn (Jemena) 66 kV |  |  | FALSE | #N/A | #N/A | #N/A | #N/A | #N/A | #N/A | #N/A | #N/A | #N/A | #N/A
TRUE | VIC | BLTS66J | Brooklyn (Jemena) 66 kV | Jemena | Summer | Non-coincident | 2031 | POE50 | 47.8572 | 672.8686 | VIC Brooklyn (Jemena) 66 kV |  |  | FALSE | #N/A | #N/A | #N/A | #N/A | #N/A | #N/A | #N/A | #N/A | #N/A | #N/A
TRUE | VIC | BLTS66J | Brooklyn (Jemena) 66 kV | Jemena | Summer | Non-coincident | 2031 | POE90 | 34.8288 | NA | VIC Brooklyn (Jemena) 66 kV |  |  | FALSE | #N/A | #N/A | #N/A | #N/A | #N/A | #N/A | #N/A | #N/A | #N/A | #N/A
TRUE | VIC | BLTS66J | Brooklyn (Jemena) 66 kV | Jemena | Summer | Coincident_unreconciled | 2032 | POE50 | 5.385 | NA | VIC Brooklyn (Jemena) 66 kV |  |  | FALSE | #N/A | #N/A | #N/A | #N/A | #N/A | #N/A | #N/A | #N/A | #N/A | #N/A
TRUE | VIC | BLTS66J | Brooklyn (Jemena) 66 kV | Jemena | Summer | Coincident_unreconciled | 2032 | POE90 | -12.6369 | NA | VIC Brooklyn (Jemena) 66 kV |  |  | FALSE | #N/A | #N/A | #N/A | #N/A | #N/A | #N/A | #N/A | #N/A | #N/A | #N/A
TRUE | VIC | BLTS66J | Brooklyn (Jemena) 66 kV | Jemena | Summer | Non-coincident | 2032 | POE50 | 44.6434 | 856.0689 | VIC Brooklyn (Jemena) 66 kV |  |  | FALSE | #N/A | #N/A | #N/A | #N/A | #N/A | #N/A | #N/A | #N/A | #N/A | #N/A
TRUE | VIC | BLTS66J | Brooklyn (Jemena) 66 kV | Jemena | Summer | Non-coincident | 2032 | POE90 | 31.5348 | NA | VIC Brooklyn (Jemena) 66 kV |  |  | FALSE | #N/A | #N/A | #N/A | #N/A | #N/A | #N/A | #N/A | #N/A | #N/A | #N/A
TRUE | VIC | BLTS66J | Brooklyn (Jemena) 66 kV | Jemena | Summer | Coincident_unreconciled | 2033 | POE50 | 1.8951 | NA | VIC Brooklyn (Jemena) 66 kV |  |  | FALSE | #N/A | #N/A | #N/A | #N/A | #N/A | #N/A | #N/A | #N/A | #N/A | #N/A
TRUE | VIC | BLTS66J | Brooklyn (Jemena) 66 kV | Jemena | Summer | Coincident_unreconciled | 2033 | POE90 | -16.239 | NA | VIC Brooklyn (Jemena) 66 kV |  |  | FALSE | #N/A | #N/A | #N/A | #N/A | #N/A | #N/A | #N/A | #N/A | #N/A | #N/A
TRUE | VIC | BLTS66J | Brooklyn (Jemena) 66 kV | Jemena | Summer | Non-coincident | 2033 | POE50 | 42.1049 | 1034.8165 | VIC Brooklyn (Jemena) 66 kV |  |  | FALSE | #N/A | #N/A | #N/A | #N/A | #N/A | #N/A | #N/A | #N/A | #N/A | #N/A
TRUE | VIC | BLTS66J | Brooklyn (Jemena) 66 kV | Jemena | Summer | Non-coincident | 2033 | POE90 | 28.9148 | NA | VIC Brooklyn (Jemena) 66 kV |  |  | FALSE | #N/A | #N/A | #N/A | #N/A | #N/A | #N/A | #N/A | #N/A | #N/A | #N/A
TRUE | VIC | BLTS66J | Brooklyn (Jemena) 66 kV | Jemena | Summer | Coincident_unreconciled | 2034 | POE50 | -1.3967 | NA | VIC Brooklyn (Jemena) 66 kV |  |  | FALSE | #N/A | #N/A | #N/A | #N/A | #N/A | #N/A | #N/A | #N/A | #N/A | #N/A
TRUE | VIC | BLTS66J | Brooklyn (Jemena) 66 kV | Jemena | Summer | Coincident_unreconciled | 2034 | POE90 | -19.643 | NA | VIC Brooklyn (Jemena) 66 kV |  |  | FALSE | #N/A | #N/A | #N/A | #N/A | #N/A | #N/A | #N/A | #N/A | #N/A | #N/A
TRUE | VIC | BLTS66J | Brooklyn (Jemena) 66 kV | Jemena | Summer | Non-coincident | 2034 | POE50 | 39.7105 | 1116.1536 | VIC Brooklyn (Jemena) 66 kV |  |  | FALSE | #N/A | #N/A | #N/A | #N/A | #N/A | #N/A | #N/A | #N/A | #N/A | #N/A
TRUE | VIC | BLTS66J | Brooklyn (Jemena) 66 kV | Jemena | Summer | Non-coincident | 2034 | POE90 | 26.4388 | NA | VIC Brooklyn (Jemena) 66 kV |  |  | FALSE | #N/A | #N/A | #N/A | #N/A | #N/A | #N/A | #N/A | #N/A | #N/A | #N/A
TRUE | VIC | BLTS66J | Brooklyn (Jemena) 66 kV | Jemena | Summer | Coincident_unreconciled | 2035 | POE50 | -4.8888 | NA | VIC Brooklyn (Jemena) 66 kV |  |  | FALSE | #N/A | #N/A | #N/A | #N/A | #N/A | #N/A | #N/A | #N/A | #N/A | #N/A
TRUE | VIC | BLTS66J | Brooklyn (Jemena) 66 kV | Jemena | Summer | Coincident_unreconciled | 2035 | POE90 | -23.2472 | NA | VIC Brooklyn (Jemena) 66 kV |  |  | FALSE | #N/A | #N/A | #N/A | #N/A | #N/A | #N/A | #N/A | #N/A | #N/A | #N/A
TRUE | VIC | BLTS66J | Brooklyn (Jemena) 66 kV | Jemena | Summer | Non-coincident | 2035 | POE50 | 37.1705 | 1181.3946 | VIC Brooklyn (Jemena) 66 kV |  |  | FALSE | #N/A | #N/A | #N/A | #N/A | #N/A | #N/A | #N/A | #N/A | #N/A | #N/A
TRUE | VIC | BLTS66J | Brooklyn (Jemena) 66 kV | Jemena | Summer | Non-coincident | 2035 | POE90 | 23.8172 | NA | VIC Brooklyn (Jemena) 66 kV |  |  | FALSE | #N/A | #N/A | #N/A | #N/A | #N/A | #N/A | #N/A | #N/A | #N/A | #N/A
TRUE | VIC | BLTS66J | Brooklyn (Jemena) 66 kV | Jemena | Summer | Non-coincident | 2025 | BASEYEARPOE10 | NA | 296.0465 | VIC Brooklyn (Jemena) 66 kV |  |  | FALSE | #N/A | #N/A | #N/A | #N/A | #N/A | #N/A | #N/A | #N/A | #N/A | #N/A
TRUE | VIC | BLTS66J | Brooklyn (Jemena) 66 kV | Jemena | Summer | Coincident | 2026 | POE10 | NA | 309.3875 | VIC Brooklyn (Jemena) 66 kV |  |  | FALSE | #N/A | #N/A | #N/A | #N/A | #N/A | #N/A | #N/A | #N/A | #N/A | #N/A
TRUE | VIC | BLTS66J | Brooklyn (Jemena) 66 kV | Jemena | Summer | Coincident | 2026 | POE50 | NA | 295.0281 | VIC Brooklyn (Jemena) 66 kV |  |  | FALSE | #N/A | #N/A | #N/A | #N/A | #N/A | #N/A | #N/A | #N/A | #N/A | #N/A
TRUE | VIC | BLTS66J | Brooklyn (Jemena) 66 kV | Jemena | Summer | Non-coincident | 2026 | POE10 | NA | 335.9315 | VIC Brooklyn (Jemena) 66 kV |  |  | FALSE | #N/A | #N/A | #N/A | #N/A | #N/A | #N/A | #N/A | #N/A | #N/A | #N/A
TRUE | VIC | BLTS66J | Brooklyn (Jemena) 66 kV | Jemena | Summer | Coincident | 2027 | POE10 | NA | 329.5064 | VIC Brooklyn (Jemena) 66 kV |  |  | FALSE | #N/A | #N/A | #N/A | #N/A | #N/A | #N/A | #N/A | #N/A | #N/A | #N/A
TRUE | VIC | BLTS66J | Brooklyn (Jemena) 66 kV | Jemena | Summer | Coincident | 2027 | POE50 | NA | 314.1044 | VIC Brooklyn (Jemena) 66 kV |  |  | FALSE | #N/A | #N/A | #N/A | #N/A | #N/A | #N/A | #N/A | #N/A | #N/A | #N/A
TRUE | VIC | BLTS66J | Brooklyn (Jemena) 66 kV | Jemena | Summer | Non-coincident | 2027 | POE10 | NA | 367.4524 | VIC Brooklyn (Jemena) 66 kV |  |  | FALSE | #N/A | #N/A | #N/A | #N/A | #N/A | #N/A | #N/A | #N/A | #N/A | #N/A
TRUE | VIC | BLTS66J | Brooklyn (Jemena) 66 kV | Jemena | Summer | Coincident | 2028 | POE10 | NA | 350.9289 | VIC Brooklyn (Jemena) 66 kV |  |  | FALSE | #N/A | #N/A | #N/A | #N/A | #N/A | #N/A | #N/A | #N/A | #N/A | #N/A
TRUE | VIC | BLTS66J | Brooklyn (Jemena) 66 kV | Jemena | Summer | Coincident | 2028 | POE50 | NA | 333.939 | VIC Brooklyn (Jemena) 66 kV |  |  | FALSE | #N/A | #N/A | #N/A | #N/A | #N/A | #N/A | #N/A | #N/A | #N/A | #N/A
TRUE | VIC | BLTS66J | Brooklyn (Jemena) 66 kV | Jemena | Summer | Non-coincident | 2028 | POE10 | NA | 400.9665 | VIC Brooklyn (Jemena) 66 kV |  |  | FALSE | #N/A | #N/A | #N/A | #N/A | #N/A | #N/A | #N/A | #N/A | #N/A | #N/A
TRUE | VIC | BLTS66J | Brooklyn (Jemena) 66 kV | Jemena | Summer | Coincident | 2029 | POE10 | NA | 401.8296 | VIC Brooklyn (Jemena) 66 kV |  |  | FALSE | #N/A | #N/A | #N/A | #N/A | #N/A | #N/A | #N/A | #N/A | #N/A | #N/A
TRUE | VIC | BLTS66J | Brooklyn (Jemena) 66 kV | Jemena | Summer | Coincident | 2029 | POE50 | NA | 386.1712 | VIC Brooklyn (Jemena) 66 kV |  |  | FALSE | #N/A | #N/A | #N/A | #N/A | #N/A | #N/A | #N/A | #N/A | #N/A | #N/A
TRUE | VIC | BLTS66J | Brooklyn (Jemena) 66 kV | Jemena | Summer | Non-coincident | 2029 | POE10 | NA | 467.4658 | VIC Brooklyn (Jemena) 66 kV |  |  | FALSE | #N/A | #N/A | #N/A | #N/A | #N/A | #N/A | #N/A | #N/A | #N/A | #N/A
TRUE | VIC | BLTS66J | Brooklyn (Jemena) 66 kV | Jemena | Summer | Coincident | 2030 | POE10 | NA | 463.6176 | VIC Brooklyn (Jemena) 66 kV |  |  | FALSE | #N/A | #N/A | #N/A | #N/A | #N/A | #N/A | #N/A | #N/A | #N/A | #N/A
TRUE | VIC | BLTS66J | Brooklyn (Jemena) 66 kV | Jemena | Summer | Coincident | 2030 | POE50 | NA | 447.7923 | VIC Brooklyn (Jemena) 66 kV |  |  | FALSE | #N/A | #N/A | #N/A | #N/A | #N/A | #N/A | #N/A | #N/A | #N/A | #N/A
TRUE | VIC | BLTS66J | Brooklyn (Jemena) 66 kV | Jemena | Summer | Non-coincident | 2030 | POE10 | NA | 547.3975 | VIC Brooklyn (Jemena) 66 kV |  |  | FALSE | #N/A | #N/A | #N/A | #N/A | #N/A | #N/A | #N/A | #N/A | #N/A | #N/A
TRUE | VIC | BLTS66J | Brooklyn (Jemena) 66 kV | Jemena | Summer | Coincident | 2031 | POE10 | NA | 576.8372 | VIC Brooklyn (Jemena) 66 kV |  |  | FALSE | #N/A | #N/A | #N/A | #N/A | #N/A | #N/A | #N/A | #N/A | #N/A | #N/A
TRUE | VIC | BLTS66J | Brooklyn (Jemena) 66 kV | Jemena | Summer | Coincident | 2031 | POE50 | NA | 565.7103 | VIC Brooklyn (Jemena) 66 kV |  |  | FALSE | #N/A | #N/A | #N/A | #N/A | #N/A | #N/A | #N/A | #N/A | #N/A | #N/A
TRUE | VIC | BLTS66J | Brooklyn (Jemena) 66 kV | Jemena | Summer | Non-coincident | 2031 | POE10 | NA | 698.8035 | VIC Brooklyn (Jemena) 66 kV |  |  | FALSE | #N/A | #N/A | #N/A | #N/A | #N/A | #N/A | #N/A | #N/A | #N/A | #N/A
TRUE | VIC | BLTS66J | Brooklyn (Jemena) 66 kV | Jemena | Summer | Coincident | 2032 | POE10 | NA | 706.4442 | VIC Brooklyn (Jemena) 66 kV |  |  | FALSE | #N/A | #N/A | #N/A | #N/A | #N/A | #N/A | #N/A | #N/A | #N/A | #N/A
TRUE | VIC | BLTS66J | Brooklyn (Jemena) 66 kV | Jemena | Summer | Coincident | 2032 | POE50 | NA | 696.8171 | VIC Brooklyn (Jemena) 66 kV |  |  | FALSE | #N/A | #N/A | #N/A | #N/A | #N/A | #N/A | #N/A | #N/A | #N/A | #N/A
TRUE | VIC | BLTS66J | Brooklyn (Jemena) 66 kV | Jemena | Summer | Non-coincident | 2032 | POE10 | NA | 882.1634 | VIC Brooklyn (Jemena) 66 kV |  |  | FALSE | #N/A | #N/A | #N/A | #N/A | #N/A | #N/A | #N/A | #N/A | #N/A | #N/A
TRUE | VIC | BLTS66J | Brooklyn (Jemena) 66 kV | Jemena | Summer | Coincident | 2033 | POE10 | NA | 829.8164 | VIC Brooklyn (Jemena) 66 kV |  |  | FALSE | #N/A | #N/A | #N/A | #N/A | #N/A | #N/A | #N/A | #N/A | #N/A | #N/A
TRUE | VIC | BLTS66J | Brooklyn (Jemena) 66 kV | Jemena | Summer | Coincident | 2033 | POE50 | NA | 814.8889 | VIC Brooklyn (Jemena) 66 kV |  |  | FALSE | #N/A | #N/A | #N/A | #N/A | #N/A | #N/A | #N/A | #N/A | #N/A | #N/A
TRUE | VIC | BLTS66J | Brooklyn (Jemena) 66 kV | Jemena | Summer | Non-coincident | 2033 | POE10 | NA | 1061.0734 | VIC Brooklyn (Jemena) 66 kV |  |  | FALSE | #N/A | #N/A | #N/A | #N/A | #N/A | #N/A | #N/A | #N/A | #N/A | #N/A
TRUE | VIC | BLTS66J | Brooklyn (Jemena) 66 kV | Jemena | Summer | Coincident | 2034 | POE10 | NA | 884.2775 | VIC Brooklyn (Jemena) 66 kV |  |  | FALSE | #N/A | #N/A | #N/A | #N/A | #N/A | #N/A | #N/A | #N/A | #N/A | #N/A
TRUE | VIC | BLTS66J | Brooklyn (Jemena) 66 kV | Jemena | Summer | Coincident | 2034 | POE50 | NA | 870.6649 | VIC Brooklyn (Jemena) 66 kV |  |  | FALSE | #N/A | #N/A | #N/A | #N/A | #N/A | #N/A | #N/A | #N/A | #N/A | #N/A
TRUE | VIC | BLTS66J | Brooklyn (Jemena) 66 kV | Jemena | Summer | Non-coincident | 2034 | POE10 | NA | 1142.573 | VIC Brooklyn (Jemena) 66 kV |  |  | FALSE | #N/A | #N/A | #N/A | #N/A | #N/A | #N/A | #N/A | #N/A | #N/A | #N/A
TRUE | VIC | BLTS66J | Brooklyn (Jemena) 66 kV | Jemena | Summer | Coincident | 2035 | POE10 | NA | 929.1428 | VIC Brooklyn (Jemena) 66 kV |  |  | FALSE | #N/A | #N/A | #N/A | #N/A | #N/A | #N/A | #N/A | #N/A | #N/A | #N/A
TRUE | VIC | BLTS66J | Brooklyn (Jemena) 66 kV | Jemena | Summer | Coincident | 2035 | POE50 | NA | 915.9727 | VIC Brooklyn (Jemena) 66 kV |  |  | FALSE | #N/A | #N/A | #N/A | #N/A | #N/A | #N/A | #N/A | #N/A | #N/A | #N/A
TRUE | VIC | BLTS66J | Brooklyn (Jemena) 66 kV | Jemena | Summer | Non-coincident | 2035 | POE10 | NA | 1207.9764 | VIC Brooklyn (Jemena) 66 kV |  |  | FALSE | #N/A | #N/A | #N/A | #N/A | #N/A | #N/A | #N/A | #N/A | #N/A | #N/A
TRUE | VIC | BLTS66J | Brooklyn (Jemena) 66 kV | Jemena | Winter | Coincident | 2018 | ACTUAL_OPG | NA | 123.7215 | VIC Brooklyn (Jemena) 66 kV |  |  | FALSE | #N/A | #N/A | #N/A | #N/A | #N/A | #N/A | #N/A | #N/A | #N/A | #N/A
TRUE | VIC | BLTS66J | Brooklyn (Jemena) 66 kV | Jemena | Winter | Coincident | 2018 | ACTUAL_RAW | NA | 123.7215 | VIC Brooklyn (Jemena) 66 kV |  |  | FALSE | #N/A | #N/A | #N/A | #N/A | #N/A | #N/A | #N/A | #N/A | #N/A | #N/A
TRUE | VIC | BLTS66J | Brooklyn (Jemena) 66 kV | Jemena | Winter | Non-coincident | 2018 | ACTUAL_RAW | NA | 161.0388 | VIC Brooklyn (Jemena) 66 kV |  |  | FALSE | #N/A | #N/A | #N/A | #N/A | #N/A | #N/A | #N/A | #N/A | #N/A | #N/A
TRUE | VIC | BLTS66J | Brooklyn (Jemena) 66 kV | Jemena | Winter | Non-coincident | 2018 | ACTUAL_OPG | NA | 161.0388 | VIC Brooklyn (Jemena) 66 kV |  |  | FALSE | #N/A | #N/A | #N/A | #N/A | #N/A | #N/A | #N/A | #N/A | #N/A | #N/A
TRUE | VIC | BLTS66J | Brooklyn (Jemena) 66 kV | Jemena | Winter | Non-coincident | 2018 | ACTUAL_ADJUSTEDOPG | NA | 161.0388 | VIC Brooklyn (Jemena) 66 kV |  |  | FALSE | #N/A | #N/A | #N/A | #N/A | #N/A | #N/A | #N/A | #N/A | #N/A | #N/A
TRUE | VIC | BLTS66J | Brooklyn (Jemena) 66 kV | Jemena | Winter | Coincident | 2019 | ACTUAL_OPG | NA | 132.4711 | VIC Brooklyn (Jemena) 66 kV |  |  | FALSE | #N/A | #N/A | #N/A | #N/A | #N/A | #N/A | #N/A | #N/A | #N/A | #N/A
TRUE | VIC | BLTS66J | Brooklyn (Jemena) 66 kV | Jemena | Winter | Coincident | 2019 | ACTUAL_RAW | NA | 132.4711 | VIC Brooklyn (Jemena) 66 kV |  |  | FALSE | #N/A | #N/A | #N/A | #N/A | #N/A | #N/A | #N/A | #N/A | #N/A | #N/A
TRUE | VIC | BLTS66J | Brooklyn (Jemena) 66 kV | Jemena | Winter | Non-coincident | 2019 | ACTUAL_RAW | NA | 181.1759 | VIC Brooklyn (Jemena) 66 kV |  |  | FALSE | #N/A | #N/A | #N/A | #N/A | #N/A | #N/A | #N/A | #N/A | #N/A | #N/A
TRUE | VIC | BLTS66J | Brooklyn (Jemena) 66 kV | Jemena | Winter | Non-coincident | 2019 | ACTUAL_OPG | NA | 181.1759 | VIC Brooklyn (Jemena) 66 kV |  |  | FALSE | #N/A | #N/A | #N/A | #N/A | #N/A | #N/A | #N/A | #N/A | #N/A | #N/A
TRUE | VIC | BLTS66J | Brooklyn (Jemena) 66 kV | Jemena | Winter | Non-coincident | 2019 | ACTUAL_ADJUSTEDOPG | NA | 181.1759 | VIC Brooklyn (Jemena) 66 kV |  |  | FALSE | #N/A | #N/A | #N/A | #N/A | #N/A | #N/A | #N/A | #N/A | #N/A | #N/A
TRUE | VIC | BLTS66J | Brooklyn (Jemena) 66 kV | Jemena | Winter | Coincident | 2020 | ACTUAL_OPG | NA | 155.0463 | VIC Brooklyn (Jemena) 66 kV |  |  | FALSE | #N/A | #N/A | #N/A | #N/A | #N/A | #N/A | #N/A | #N/A | #N/A | #N/A
TRUE | VIC | BLTS66J | Brooklyn (Jemena) 66 kV | Jemena | Winter | Coincident | 2020 | ACTUAL_RAW | NA | 155.0463 | VIC Brooklyn (Jemena) 66 kV |  |  | FALSE | #N/A | #N/A | #N/A | #N/A | #N/A | #N/A | #N/A | #N/A | #N/A | #N/A
TRUE | VIC | BLTS66J | Brooklyn (Jemena) 66 kV | Jemena | Winter | Non-coincident | 2020 | ACTUAL_RAW | NA | 201.6663 | VIC Brooklyn (Jemena) 66 kV |  |  | FALSE | #N/A | #N/A | #N/A | #N/A | #N/A | #N/A | #N/A | #N/A | #N/A | #N/A
TRUE | VIC | BLTS66J | Brooklyn (Jemena) 66 kV | Jemena | Winter | Non-coincident | 2020 | ACTUAL_OPG | NA | 201.6663 | VIC Brooklyn (Jemena) 66 kV |  |  | FALSE | #N/A | #N/A | #N/A | #N/A | #N/A | #N/A | #N/A | #N/A | #N/A | #N/A
TRUE | VIC | BLTS66J | Brooklyn (Jemena) 66 kV | Jemena | Winter | Non-coincident | 2020 | ACTUAL_ADJUSTEDOPG | NA | 201.6663 | VIC Brooklyn (Jemena) 66 kV |  |  | FALSE | #N/A | #N/A | #N/A | #N/A | #N/A | #N/A | #N/A | #N/A | #N/A | #N/A
TRUE | VIC | BLTS66J | Brooklyn (Jemena) 66 kV | Jemena | Winter | Coincident | 2021 | ACTUAL_OPG | NA | 149.57 | VIC Brooklyn (Jemena) 66 kV |  |  | FALSE | #N/A | #N/A | #N/A | #N/A | #N/A | #N/A | #N/A | #N/A | #N/A | #N/A
TRUE | VIC | BLTS66J | Brooklyn (Jemena) 66 kV | Jemena | Winter | Coincident | 2021 | ACTUAL_RAW | NA | 149.57 | VIC Brooklyn (Jemena) 66 kV |  |  | FALSE | #N/A | #N/A | #N/A | #N/A | #N/A | #N/A | #N/A | #N/A | #N/A | #N/A
TRUE | VIC | BLTS66J | Brooklyn (Jemena) 66 kV | Jemena | Winter | Non-coincident | 2021 | ACTUAL_RAW | NA | 207.9175 | VIC Brooklyn (Jemena) 66 kV |  |  | FALSE | #N/A | #N/A | #N/A | #N/A | #N/A | #N/A | #N/A | #N/A | #N/A | #N/A
TRUE | VIC | BLTS66J | Brooklyn (Jemena) 66 kV | Jemena | Winter | Non-coincident | 2021 | ACTUAL_OPG | NA | 207.9175 | VIC Brooklyn (Jemena) 66 kV |  |  | FALSE | #N/A | #N/A | #N/A | #N/A | #N/A | #N/A | #N/A | #N/A | #N/A | #N/A
TRUE | VIC | BLTS66J | Brooklyn (Jemena) 66 kV | Jemena | Winter | Non-coincident | 2021 | ACTUAL_ADJUSTEDOPG | NA | 207.9175 | VIC Brooklyn (Jemena) 66 kV |  |  | FALSE | #N/A | #N/A | #N/A | #N/A | #N/A | #N/A | #N/A | #N/A | #N/A | #N/A
TRUE | VIC | BLTS66J | Brooklyn (Jemena) 66 kV | Jemena | Winter | Coincident | 2022 | ACTUAL_OPG | NA | 146.071 | VIC Brooklyn (Jemena) 66 kV |  |  | FALSE | #N/A | #N/A | #N/A | #N/A | #N/A | #N/A | #N/A | #N/A | #N/A | #N/A
TRUE | VIC | BLTS66J | Brooklyn (Jemena) 66 kV | Jemena | Winter | Coincident | 2022 | ACTUAL_RAW | NA | 146.071 | VIC Brooklyn (Jemena) 66 kV |  |  | FALSE | #N/A | #N/A | #N/A | #N/A | #N/A | #N/A | #N/A | #N/A | #N/A | #N/A
TRUE | VIC | BLTS66J | Brooklyn (Jemena) 66 kV | Jemena | Winter | Non-coincident | 2022 | ACTUAL_RAW | NA | 158.7018 | VIC Brooklyn (Jemena) 66 kV |  |  | FALSE | #N/A | #N/A | #N/A | #N/A | #N/A | #N/A | #N/A | #N/A | #N/A | #N/A
TRUE | VIC | BLTS66J | Brooklyn (Jemena) 66 kV | Jemena | Winter | Non-coincident | 2022 | ACTUAL_OPG | NA | 158.7018 | VIC Brooklyn (Jemena) 66 kV |  |  | FALSE | #N/A | #N/A | #N/A | #N/A | #N/A | #N/A | #N/A | #N/A | #N/A | #N/A
TRUE | VIC | BLTS66J | Brooklyn (Jemena) 66 kV | Jemena | Winter | Non-coincident | 2022 | ACTUAL_ADJUSTEDOPG | NA | 158.7018 | VIC Brooklyn (Jemena) 66 kV |  |  | FALSE | #N/A | #N/A | #N/A | #N/A | #N/A | #N/A | #N/A | #N/A | #N/A | #N/A
TRUE | VIC | BLTS66J | Brooklyn (Jemena) 66 kV | Jemena | Winter | Coincident | 2023 | ACTUAL_OPG | NA | 136.0663 | VIC Brooklyn (Jemena) 66 kV |  |  | FALSE | #N/A | #N/A | #N/A | #N/A | #N/A | #N/A | #N/A | #N/A | #N/A | #N/A
TRUE | VIC | BLTS66J | Brooklyn (Jemena) 66 kV | Jemena | Winter | Coincident | 2023 | ACTUAL_RAW | NA | 136.0663 | VIC Brooklyn (Jemena) 66 kV |  |  | FALSE | #N/A | #N/A | #N/A | #N/A | #N/A | #N/A | #N/A | #N/A | #N/A | #N/A
TRUE | VIC | BLTS66J | Brooklyn (Jemena) 66 kV | Jemena | Winter | Non-coincident | 2023 | ACTUAL_RAW | NA | 158.4209 | VIC Brooklyn (Jemena) 66 kV |  |  | FALSE | #N/A | #N/A | #N/A | #N/A | #N/A | #N/A | #N/A | #N/A | #N/A | #N/A
TRUE | VIC | BLTS66J | Brooklyn (Jemena) 66 kV | Jemena | Winter | Non-coincident | 2023 | ACTUAL_OPG | NA | 158.4209 | VIC Brooklyn (Jemena) 66 kV |  |  | FALSE | #N/A | #N/A | #N/A | #N/A | #N/A | #N/A | #N/A | #N/A | #N/A | #N/A
TRUE | VIC | BLTS66J | Brooklyn (Jemena) 66 kV | Jemena | Winter | Non-coincident | 2023 | ACTUAL_ADJUSTEDOPG | NA | 158.4209 | VIC Brooklyn (Jemena) 66 kV |  |  | FALSE | #N/A | #N/A | #N/A | #N/A | #N/A | #N/A | #N/A | #N/A | #N/A | #N/A
TRUE | VIC | BLTS66J | Brooklyn (Jemena) 66 kV | Jemena | Winter | Coincident | 2024 | ACTUAL_OPG | NA | 147.7282 | VIC Brooklyn (Jemena) 66 kV |  |  | FALSE | #N/A | #N/A | #N/A | #N/A | #N/A | #N/A | #N/A | #N/A | #N/A | #N/A
TRUE | VIC | BLTS66J | Brooklyn (Jemena) 66 kV | Jemena | Winter | Coincident | 2024 | ACTUAL_RAW | NA | 147.7282 | VIC Brooklyn (Jemena) 66 kV |  |  | FALSE | #N/A | #N/A | #N/A | #N/A | #N/A | #N/A | #N/A | #N/A | #N/A | #N/A
TRUE | VIC | BLTS66J | Brooklyn (Jemena) 66 kV | Jemena | Winter | Non-coincident | 2024 | ACTUAL_RAW | NA | 197.4297 | VIC Brooklyn (Jemena) 66 kV |  |  | FALSE | #N/A | #N/A | #N/A | #N/A | #N/A | #N/A | #N/A | #N/A | #N/A | #N/A
TRUE | VIC | BLTS66J | Brooklyn (Jemena) 66 kV | Jemena | Winter | Non-coincident | 2024 | ACTUAL_OPG | NA | 197.4297 | VIC Brooklyn (Jemena) 66 kV |  |  | FALSE | #N/A | #N/A | #N/A | #N/A | #N/A | #N/A | #N/A | #N/A | #N/A | #N/A
TRUE | VIC | BLTS66J | Brooklyn (Jemena) 66 kV | Jemena | Winter | Non-coincident | 2024 | ACTUAL_ADJUSTEDOPG | NA | 197.4297 | VIC Brooklyn (Jemena) 66 kV |  |  | FALSE | #N/A | #N/A | #N/A | #N/A | #N/A | #N/A | #N/A | #N/A | #N/A | #N/A
TRUE | VIC | BLTS66J | Brooklyn (Jemena) 66 kV | Jemena | Winter | Coincident | 2025 | POE10 | NA | 276.9963 | VIC Brooklyn (Jemena) 66 kV |  |  | FALSE | #N/A | #N/A | #N/A | #N/A | #N/A | #N/A | #N/A | #N/A | #N/A | #N/A
TRUE | VIC | BLTS66J | Brooklyn (Jemena) 66 kV | Jemena | Winter | Coincident | 2025 | POE50 | NA | 270.1402 | VIC Brooklyn (Jemena) 66 kV |  |  | FALSE | #N/A | #N/A | #N/A | #N/A | #N/A | #N/A | #N/A | #N/A | #N/A | #N/A
TRUE | VIC | BLTS66J | Brooklyn (Jemena) 66 kV | Jemena | Winter | Non-coincident | 2025 | ACTUAL_RAW | NA | 229.8355 | VIC Brooklyn (Jemena) 66 kV |  |  | FALSE | #N/A | #N/A | #N/A | #N/A | #N/A | #N/A | #N/A | #N/A | #N/A | #N/A
TRUE | VIC | BLTS66J | Brooklyn (Jemena) 66 kV | Jemena | Winter | Non-coincident | 2025 | ACTUAL_ADJUSTEDOPG | NA | 229.8355 | VIC Brooklyn (Jemena) 66 kV |  |  | FALSE | #N/A | #N/A | #N/A | #N/A | #N/A | #N/A | #N/A | #N/A | #N/A | #N/A
TRUE | VIC | BLTS66J | Brooklyn (Jemena) 66 kV | Jemena | Winter | Non-coincident | 2025 | BASEYEARPOE50 | NA | 323.3166 | VIC Brooklyn (Jemena) 66 kV |  |  | FALSE | #N/A | #N/A | #N/A | #N/A | #N/A | #N/A | #N/A | #N/A | #N/A | #N/A
TRUE | VIC | BLTS66J | Brooklyn (Jemena) 66 kV | Jemena | Winter | Non-coincident | 2025 | BASEYEARPOE10 | NA | 339.2706 | VIC Brooklyn (Jemena) 66 kV |  |  | FALSE | #N/A | #N/A | #N/A | #N/A | #N/A | #N/A | #N/A | #N/A | #N/A | #N/A
TRUE | VIC | BLTS66J | Brooklyn (Jemena) 66 kV | Jemena | Winter | Non-coincident | 2025 | POE10 | NA | 342.6807 | VIC Brooklyn (Jemena) 66 kV |  |  | FALSE | #N/A | #N/A | #N/A | #N/A | #N/A | #N/A | #N/A | #N/A | #N/A | #N/A
TRUE | VIC | BLTS66J | Brooklyn (Jemena) 66 kV | Jemena | Winter | Non-coincident | 2025 | POE50 | NA | 325.0365 | VIC Brooklyn (Jemena) 66 kV |  |  | FALSE | #N/A | #N/A | #N/A | #N/A | #N/A | #N/A | #N/A | #N/A | #N/A | #N/A
TRUE | VIC | BLTS66J | Brooklyn (Jemena) 66 kV | Jemena | Winter | Coincident | 2026 | POE10 | NA | 300.7513 | VIC Brooklyn (Jemena) 66 kV |  |  | FALSE | #N/A | #N/A | #N/A | #N/A | #N/A | #N/A | #N/A | #N/A | #N/A | #N/A
TRUE | VIC | BLTS66J | Brooklyn (Jemena) 66 kV | Jemena | Winter | Coincident | 2026 | POE50 | NA | 293.825 | VIC Brooklyn (Jemena) 66 kV |  |  | FALSE | #N/A | #N/A | #N/A | #N/A | #N/A | #N/A | #N/A | #N/A | #N/A | #N/A
TRUE | VIC | BLTS66J | Brooklyn (Jemena) 66 kV | Jemena | Winter | Non-coincident | 2026 | POE10 | NA | 381.3175 | VIC Brooklyn (Jemena) 66 kV |  |  | FALSE | #N/A | #N/A | #N/A | #N/A | #N/A | #N/A | #N/A | #N/A | #N/A | #N/A
TRUE | VIC | BLTS66J | Brooklyn (Jemena) 66 kV | Jemena | Winter | Non-coincident | 2026 | POE50 | NA | 363.5521 | VIC Brooklyn (Jemena) 66 kV |  |  | FALSE | #N/A | #N/A | #N/A | #N/A | #N/A | #N/A | #N/A | #N/A | #N/A | #N/A
TRUE | VIC | BLTS66J | Brooklyn (Jemena) 66 kV | Jemena | Winter | Coincident | 2027 | POE10 | NA | 316.8726 | VIC Brooklyn (Jemena) 66 kV |  |  | FALSE | #N/A | #N/A | #N/A | #N/A | #N/A | #N/A | #N/A | #N/A | #N/A | #N/A
TRUE | VIC | BLTS66J | Brooklyn (Jemena) 66 kV | Jemena | Winter | Coincident | 2027 | POE50 | NA | 309.5342 | VIC Brooklyn (Jemena) 66 kV |  |  | FALSE | #N/A | #N/A | #N/A | #N/A | #N/A | #N/A | #N/A | #N/A | #N/A | #N/A
TRUE | VIC | BLTS66J | Brooklyn (Jemena) 66 kV | Jemena | Winter | Non-coincident | 2027 | POE10 | NA | 413.3658 | VIC Brooklyn (Jemena) 66 kV |  |  | FALSE | #N/A | #N/A | #N/A | #N/A | #N/A | #N/A | #N/A | #N/A | #N/A | #N/A
TRUE | VIC | BLTS66J | Brooklyn (Jemena) 66 kV | Jemena | Winter | Non-coincident | 2027 | POE50 | NA | 395.4905 | VIC Brooklyn (Jemena) 66 kV |  |  | FALSE | #N/A | #N/A | #N/A | #N/A | #N/A | #N/A | #N/A | #N/A | #N/A | #N/A
TRUE | VIC | BLTS66J | Brooklyn (Jemena) 66 kV | Jemena | Winter | Coincident | 2028 | POE10 | NA | 339.0127 | VIC Brooklyn (Jemena) 66 kV |  |  | FALSE | #N/A | #N/A | #N/A | #N/A | #N/A | #N/A | #N/A | #N/A | #N/A | #N/A
TRUE | VIC | BLTS66J | Brooklyn (Jemena) 66 kV | Jemena | Winter | Coincident | 2028 | POE50 | NA | 332.143 | VIC Brooklyn (Jemena) 66 kV |  |  | FALSE | #N/A | #N/A | #N/A | #N/A | #N/A | #N/A | #N/A | #N/A | #N/A | #N/A
TRUE | VIC | BLTS66J | Brooklyn (Jemena) 66 kV | Jemena | Winter | Non-coincident | 2028 | POE10 | NA | 447.4475 | VIC Brooklyn (Jemena) 66 kV |  |  | FALSE | #N/A | #N/A | #N/A | #N/A | #N/A | #N/A | #N/A | #N/A | #N/A | #N/A
TRUE | VIC | BLTS66J | Brooklyn (Jemena) 66 kV | Jemena | Winter | Non-coincident | 2028 | POE50 | NA | 429.4624 | VIC Brooklyn (Jemena) 66 kV |  |  | FALSE | #N/A | #N/A | #N/A | #N/A | #N/A | #N/A | #N/A | #N/A | #N/A | #N/A
TRUE | VIC | BLTS66J | Brooklyn (Jemena) 66 kV | Jemena | Winter | Coincident | 2029 | POE10 | NA | 389.6649 | VIC Brooklyn (Jemena) 66 kV |  |  | FALSE | #N/A | #N/A | #N/A | #N/A | #N/A | #N/A | #N/A | #N/A | #N/A | #N/A
TRUE | VIC | BLTS66J | Brooklyn (Jemena) 66 kV | Jemena | Winter | Coincident | 2029 | POE50 | NA | 383.2289 | VIC Brooklyn (Jemena) 66 kV |  |  | FALSE | #N/A | #N/A | #N/A | #N/A | #N/A | #N/A | #N/A | #N/A | #N/A | #N/A
TRUE | VIC | BLTS66J | Brooklyn (Jemena) 66 kV | Jemena | Winter | Non-coincident | 2029 | POE10 | NA | 514.5147 | VIC Brooklyn (Jemena) 66 kV |  |  | FALSE | #N/A | #N/A | #N/A | #N/A | #N/A | #N/A | #N/A | #N/A | #N/A | #N/A
TRUE | VIC | BLTS66J | Brooklyn (Jemena) 66 kV | Jemena | Winter | Non-coincident | 2029 | POE50 | NA | 496.4198 | VIC Brooklyn (Jemena) 66 kV |  |  | FALSE | #N/A | #N/A | #N/A | #N/A | #N/A | #N/A | #N/A | #N/A | #N/A | #N/A
TRUE | VIC | BLTS66J | Brooklyn (Jemena) 66 kV | Jemena | Winter | Coincident | 2030 | POE10 | NA | 449.054 | VIC Brooklyn (Jemena) 66 kV |  |  | FALSE | #N/A | #N/A | #N/A | #N/A | #N/A | #N/A | #N/A | #N/A | #N/A | #N/A
TRUE | VIC | BLTS66J | Brooklyn (Jemena) 66 kV | Jemena | Winter | Coincident | 2030 | POE50 | NA | 442.8998 | VIC Brooklyn (Jemena) 66 kV |  |  | FALSE | #N/A | #N/A | #N/A | #N/A | #N/A | #N/A | #N/A | #N/A | #N/A | #N/A
TRUE | VIC | BLTS66J | Brooklyn (Jemena) 66 kV | Jemena | Winter | Non-coincident | 2030 | POE10 | NA | 595.0183 | VIC Brooklyn (Jemena) 66 kV |  |  | FALSE | #N/A | #N/A | #N/A | #N/A | #N/A | #N/A | #N/A | #N/A | #N/A | #N/A
TRUE | VIC | BLTS66J | Brooklyn (Jemena) 66 kV | Jemena | Winter | Non-coincident | 2030 | POE50 | NA | 576.8135 | VIC Brooklyn (Jemena) 66 kV |  |  | FALSE | #N/A | #N/A | #N/A | #N/A | #N/A | #N/A | #N/A | #N/A | #N/A | #N/A
TRUE | VIC | BLTS66J | Brooklyn (Jemena) 66 kV | Jemena | Winter | Coincident | 2031 | POE10 | NA | 564.2925 | VIC Brooklyn (Jemena) 66 kV |  |  | FALSE | #N/A | #N/A | #N/A | #N/A | #N/A | #N/A | #N/A | #N/A | #N/A | #N/A
TRUE | VIC | BLTS66J | Brooklyn (Jemena) 66 kV | Jemena | Winter | Coincident | 2031 | POE50 | NA | 558.7923 | VIC Brooklyn (Jemena) 66 kV |  |  | FALSE | #N/A | #N/A | #N/A | #N/A | #N/A | #N/A | #N/A | #N/A | #N/A | #N/A
TRUE | VIC | BLTS66J | Brooklyn (Jemena) 66 kV | Jemena | Winter | Non-coincident | 2031 | POE10 | NA | 747.0062 | VIC Brooklyn (Jemena) 66 kV |  |  | FALSE | #N/A | #N/A | #N/A | #N/A | #N/A | #N/A | #N/A | #N/A | #N/A | #N/A
TRUE | VIC | BLTS66J | Brooklyn (Jemena) 66 kV | Jemena | Winter | Non-coincident | 2031 | POE50 | NA | 728.6912 | VIC Brooklyn (Jemena) 66 kV |  |  | FALSE | #N/A | #N/A | #N/A | #N/A | #N/A | #N/A | #N/A | #N/A | #N/A | #N/A
TRUE | VIC | BLTS66J | Brooklyn (Jemena) 66 kV | Jemena | Winter | Coincident | 2032 | POE10 | NA | 695.8144 | VIC Brooklyn (Jemena) 66 kV |  |  | FALSE | #N/A | #N/A | #N/A | #N/A | #N/A | #N/A | #N/A | #N/A | #N/A | #N/A
TRUE | VIC | BLTS66J | Brooklyn (Jemena) 66 kV | Jemena | Winter | Coincident | 2032 | POE50 | NA | 689.7939 | VIC Brooklyn (Jemena) 66 kV |  |  | FALSE | #N/A | #N/A | #N/A | #N/A | #N/A | #N/A | #N/A | #N/A | #N/A | #N/A
TRUE | VIC | BLTS66J | Brooklyn (Jemena) 66 kV | Jemena | Winter | Non-coincident | 2032 | POE10 | NA | 930.9492 | VIC Brooklyn (Jemena) 66 kV |  |  | FALSE | #N/A | #N/A | #N/A | #N/A | #N/A | #N/A | #N/A | #N/A | #N/A | #N/A
TRUE | VIC | BLTS66J | Brooklyn (Jemena) 66 kV | Jemena | Winter | Non-coincident | 2032 | POE50 | NA | 912.5196 | VIC Brooklyn (Jemena) 66 kV |  |  | FALSE | #N/A | #N/A | #N/A | #N/A | #N/A | #N/A | #N/A | #N/A | #N/A | #N/A
TRUE | VIC | BLTS66J | Brooklyn (Jemena) 66 kV | Jemena | Winter | Coincident | 2033 | POE10 | NA | 814.542 | VIC Brooklyn (Jemena) 66 kV |  |  | FALSE | #N/A | #N/A | #N/A | #N/A | #N/A | #N/A | #N/A | #N/A | #N/A | #N/A
TRUE | VIC | BLTS66J | Brooklyn (Jemena) 66 kV | Jemena | Winter | Coincident | 2033 | POE50 | NA | 809.1472 | VIC Brooklyn (Jemena) 66 kV |  |  | FALSE | #N/A | #N/A | #N/A | #N/A | #N/A | #N/A | #N/A | #N/A | #N/A | #N/A
TRUE | VIC | BLTS66J | Brooklyn (Jemena) 66 kV | Jemena | Winter | Non-coincident | 2033 | POE10 | NA | 1110.3262 | VIC Brooklyn (Jemena) 66 kV |  |  | FALSE | #N/A | #N/A | #N/A | #N/A | #N/A | #N/A | #N/A | #N/A | #N/A | #N/A
TRUE | VIC | BLTS66J | Brooklyn (Jemena) 66 kV | Jemena | Winter | Non-coincident | 2033 | POE50 | NA | 1091.7819 | VIC Brooklyn (Jemena) 66 kV |  |  | FALSE | #N/A | #N/A | #N/A | #N/A | #N/A | #N/A | #N/A | #N/A | #N/A | #N/A
TRUE | VIC | BLTS66J | Brooklyn (Jemena) 66 kV | Jemena | Winter | Coincident | 2034 | POE10 | NA | 870.176 | VIC Brooklyn (Jemena) 66 kV |  |  | FALSE | #N/A | #N/A | #N/A | #N/A | #N/A | #N/A | #N/A | #N/A | #N/A | #N/A
TRUE | VIC | BLTS66J | Brooklyn (Jemena) 66 kV | Jemena | Winter | Coincident | 2034 | POE50 | NA | 865.44 | VIC Brooklyn (Jemena) 66 kV |  |  | FALSE | #N/A | #N/A | #N/A | #N/A | #N/A | #N/A | #N/A | #N/A | #N/A | #N/A
TRUE | VIC | BLTS66J | Brooklyn (Jemena) 66 kV | Jemena | Winter | Non-coincident | 2034 | POE10 | NA | 1192.2532 | VIC Brooklyn (Jemena) 66 kV |  |  | FALSE | #N/A | #N/A | #N/A | #N/A | #N/A | #N/A | #N/A | #N/A | #N/A | #N/A
TRUE | VIC | BLTS66J | Brooklyn (Jemena) 66 kV | Jemena | Winter | Non-coincident | 2034 | POE50 | NA | 1173.5944 | VIC Brooklyn (Jemena) 66 kV |  |  | FALSE | #N/A | #N/A | #N/A | #N/A | #N/A | #N/A | #N/A | #N/A | #N/A | #N/A
TRUE | VIC | BLTS66P | Brooklyn (Powercor) 66 kV | Powercor | Shoulder | Coincident | 2019 | ACTUAL_OPG | 62.7029 | NA | VIC Brooklyn (Powercor) 66 kV |  |  | FALSE | #N/A | #N/A | #N/A | #N/A | #N/A | #N/A | #N/A | #N/A | #N/A | #N/A
TRUE | VIC | BLTS66P | Brooklyn (Powercor) 66 kV | Powercor | Shoulder | Coincident | 2019 | ACTUAL_RAW | 62.7029 | NA | VIC Brooklyn (Powercor) 66 kV |  |  | FALSE | #N/A | #N/A | #N/A | #N/A | #N/A | #N/A | #N/A | #N/A | #N/A | #N/A
TRUE | VIC | BLTS66P | Brooklyn (Powercor) 66 kV | Powercor | Shoulder | Non-coincident | 2019 | ACTUAL_RAW | 14.3653 | NA | VIC Brooklyn (Powercor) 66 kV |  |  | FALSE | #N/A | #N/A | #N/A | #N/A | #N/A | #N/A | #N/A | #N/A | #N/A | #N/A
TRUE | VIC | BLTS66P | Brooklyn (Powercor) 66 kV | Powercor | Shoulder | Non-coincident | 2019 | ACTUAL_OPG | 14.3653 | NA | VIC Brooklyn (Powercor) 66 kV |  |  | FALSE | #N/A | #N/A | #N/A | #N/A | #N/A | #N/A | #N/A | #N/A | #N/A | #N/A
TRUE | VIC | BLTS66P | Brooklyn (Powercor) 66 kV | Powercor | Shoulder | Non-coincident | 2019 | ACTUAL_ADJUSTEDOPG | 14.3653 | NA | VIC Brooklyn (Powercor) 66 kV |  |  | FALSE | #N/A | #N/A | #N/A | #N/A | #N/A | #N/A | #N/A | #N/A | #N/A | #N/A
TRUE | VIC | BLTS66P | Brooklyn (Powercor) 66 kV | Powercor | Shoulder | Coincident | 2020 | ACTUAL_OPG | 64.2946 | NA | VIC Brooklyn (Powercor) 66 kV |  |  | FALSE | #N/A | #N/A | #N/A | #N/A | #N/A | #N/A | #N/A | #N/A | #N/A | #N/A
TRUE | VIC | BLTS66P | Brooklyn (Powercor) 66 kV | Powercor | Shoulder | Coincident | 2020 | ACTUAL_RAW | 64.2946 | NA | VIC Brooklyn (Powercor) 66 kV |  |  | FALSE | #N/A | #N/A | #N/A | #N/A | #N/A | #N/A | #N/A | #N/A | #N/A | #N/A
TRUE | VIC | BLTS66P | Brooklyn (Powercor) 66 kV | Powercor | Shoulder | Non-coincident | 2020 | ACTUAL_RAW | 6.8991 | NA | VIC Brooklyn (Powercor) 66 kV |  |  | FALSE | #N/A | #N/A | #N/A | #N/A | #N/A | #N/A | #N/A | #N/A | #N/A | #N/A
TRUE | VIC | BLTS66P | Brooklyn (Powercor) 66 kV | Powercor | Shoulder | Non-coincident | 2020 | ACTUAL_OPG | 6.8991 | NA | VIC Brooklyn (Powercor) 66 kV |  |  | FALSE | #N/A | #N/A | #N/A | #N/A | #N/A | #N/A | #N/A | #N/A | #N/A | #N/A
TRUE | VIC | BLTS66P | Brooklyn (Powercor) 66 kV | Powercor | Shoulder | Non-coincident | 2020 | ACTUAL_ADJUSTEDOPG | 6.8991 | NA | VIC Brooklyn (Powercor) 66 kV |  |  | FALSE | #N/A | #N/A | #N/A | #N/A | #N/A | #N/A | #N/A | #N/A | #N/A | #N/A
TRUE | VIC | BLTS66P | Brooklyn (Powercor) 66 kV | Powercor | Shoulder | Coincident | 2021 | ACTUAL_OPG | 51.4713 | NA | VIC Brooklyn (Powercor) 66 kV |  |  | FALSE | #N/A | #N/A | #N/A | #N/A | #N/A | #N/A | #N/A | #N/A | #N/A | #N/A
TRUE | VIC | BLTS66P | Brooklyn (Powercor) 66 kV | Powercor | Shoulder | Coincident | 2021 | ACTUAL_RAW | 51.4713 | NA | VIC Brooklyn (Powercor) 66 kV |  |  | FALSE | #N/A | #N/A | #N/A | #N/A | #N/A | #N/A | #N/A | #N/A | #N/A | #N/A
TRUE | VIC | BLTS66P | Brooklyn (Powercor) 66 kV | Powercor | Shoulder | Non-coincident | 2021 | ACTUAL_RAW | -0.9345 | NA | VIC Brooklyn (Powercor) 66 kV |  |  | FALSE | #N/A | #N/A | #N/A | #N/A | #N/A | #N/A | #N/A | #N/A | #N/A | #N/A
TRUE | VIC | BLTS66P | Brooklyn (Powercor) 66 kV | Powercor | Shoulder | Non-coincident | 2021 | ACTUAL_OPG | -0.9345 | NA | VIC Brooklyn (Powercor) 66 kV |  |  | FALSE | #N/A | #N/A | #N/A | #N/A | #N/A | #N/A | #N/A | #N/A | #N/A | #N/A
TRUE | VIC | BLTS66P | Brooklyn (Powercor) 66 kV | Powercor | Shoulder | Non-coincident | 2021 | ACTUAL_ADJUSTEDOPG | -0.9345 | NA | VIC Brooklyn (Powercor) 66 kV |  |  | FALSE | #N/A | #N/A | #N/A | #N/A | #N/A | #N/A | #N/A | #N/A | #N/A | #N/A
TRUE | VIC | BLTS66P | Brooklyn (Powercor) 66 kV | Powercor | Shoulder | Coincident | 2022 | ACTUAL_OPG | 70.3424 | NA | VIC Brooklyn (Powercor) 66 kV |  |  | FALSE | #N/A | #N/A | #N/A | #N/A | #N/A | #N/A | #N/A | #N/A | #N/A | #N/A
TRUE | VIC | BLTS66P | Brooklyn (Powercor) 66 kV | Powercor | Shoulder | Coincident | 2022 | ACTUAL_RAW | 70.3424 | NA | VIC Brooklyn (Powercor) 66 kV |  |  | FALSE | #N/A | #N/A | #N/A | #N/A | #N/A | #N/A | #N/A | #N/A | #N/A | #N/A
TRUE | VIC | BLTS66P | Brooklyn (Powercor) 66 kV | Powercor | Shoulder | Non-coincident | 2022 | ACTUAL_RAW | -25.1547 | NA | VIC Brooklyn (Powercor) 66 kV |  |  | FALSE | #N/A | #N/A | #N/A | #N/A | #N/A | #N/A | #N/A | #N/A | #N/A | #N/A
TRUE | VIC | BLTS66P | Brooklyn (Powercor) 66 kV | Powercor | Shoulder | Non-coincident | 2022 | ACTUAL_OPG | -25.1547 | NA | VIC Brooklyn (Powercor) 66 kV |  |  | FALSE | #N/A | #N/A | #N/A | #N/A | #N/A | #N/A | #N/A | #N/A | #N/A | #N/A
TRUE | VIC | BLTS66P | Brooklyn (Powercor) 66 kV | Powercor | Shoulder | Non-coincident | 2022 | ACTUAL_ADJUSTEDOPG | 11.9353 | NA | VIC Brooklyn (Powercor) 66 kV |  |  | FALSE | #N/A | #N/A | #N/A | #N/A | #N/A | #N/A | #N/A | #N/A | #N/A | #N/A
TRUE | VIC | BLTS66P | Brooklyn (Powercor) 66 kV | Powercor | Shoulder | Coincident | 2023 | ACTUAL_OPG | 54.1136 | NA | VIC Brooklyn (Powercor) 66 kV |  |  | FALSE | #N/A | #N/A | #N/A | #N/A | #N/A | #N/A | #N/A | #N/A | #N/A | #N/A
TRUE | VIC | BLTS66P | Brooklyn (Powercor) 66 kV | Powercor | Shoulder | Coincident | 2023 | ACTUAL_RAW | 54.1136 | NA | VIC Brooklyn (Powercor) 66 kV |  |  | FALSE | #N/A | #N/A | #N/A | #N/A | #N/A | #N/A | #N/A | #N/A | #N/A | #N/A
TRUE | VIC | BLTS66P | Brooklyn (Powercor) 66 kV | Powercor | Shoulder | Non-coincident | 2023 | ACTUAL_RAW | 3.3797 | NA | VIC Brooklyn (Powercor) 66 kV |  |  | FALSE | #N/A | #N/A | #N/A | #N/A | #N/A | #N/A | #N/A | #N/A | #N/A | #N/A
TRUE | VIC | BLTS66P | Brooklyn (Powercor) 66 kV | Powercor | Shoulder | Non-coincident | 2023 | ACTUAL_OPG | 3.3797 | NA | VIC Brooklyn (Powercor) 66 kV |  |  | FALSE | #N/A | #N/A | #N/A | #N/A | #N/A | #N/A | #N/A | #N/A | #N/A | #N/A
TRUE | VIC | BLTS66P | Brooklyn (Powercor) 66 kV | Powercor | Shoulder | Non-coincident | 2023 | ACTUAL_ADJUSTEDOPG | 3.3797 | NA | VIC Brooklyn (Powercor) 66 kV |  |  | FALSE | #N/A | #N/A | #N/A | #N/A | #N/A | #N/A | #N/A | #N/A | #N/A | #N/A
TRUE | VIC | BLTS66P | Brooklyn (Powercor) 66 kV | Powercor | Shoulder | Coincident | 2024 | ACTUAL_OPG | 23.4347 | NA | VIC Brooklyn (Powercor) 66 kV |  |  | FALSE | #N/A | #N/A | #N/A | #N/A | #N/A | #N/A | #N/A | #N/A | #N/A | #N/A
TRUE | VIC | BLTS66P | Brooklyn (Powercor) 66 kV | Powercor | Shoulder | Coincident | 2024 | ACTUAL_RAW | 23.4347 | NA | VIC Brooklyn (Powercor) 66 kV |  |  | FALSE | #N/A | #N/A | #N/A | #N/A | #N/A | #N/A | #N/A | #N/A | #N/A | #N/A
TRUE | VIC | BLTS66P | Brooklyn (Powercor) 66 kV | Powercor | Shoulder | Non-coincident | 2024 | ACTUAL_RAW | 2.1571 | NA | VIC Brooklyn (Powercor) 66 kV |  |  | FALSE | #N/A | #N/A | #N/A | #N/A | #N/A | #N/A | #N/A | #N/A | #N/A | #N/A
TRUE | VIC | BLTS66P | Brooklyn (Powercor) 66 kV | Powercor | Shoulder | Non-coincident | 2024 | ACTUAL_OPG | 2.1571 | NA | VIC Brooklyn (Powercor) 66 kV |  |  | FALSE | #N/A | #N/A | #N/A | #N/A | #N/A | #N/A | #N/A | #N/A | #N/A | #N/A
TRUE | VIC | BLTS66P | Brooklyn (Powercor) 66 kV | Powercor | Shoulder | Non-coincident | 2024 | ACTUAL_ADJUSTEDOPG | 2.1571 | NA | VIC Brooklyn (Powercor) 66 kV |  |  | FALSE | #N/A | #N/A | #N/A | #N/A | #N/A | #N/A | #N/A | #N/A | #N/A | #N/A
TRUE | VIC | BLTS66P | Brooklyn (Powercor) 66 kV | Powercor | Shoulder | Coincident | 2025 | ACTUAL_OPG | 69.6338 | NA | VIC Brooklyn (Powercor) 66 kV |  |  | FALSE | #N/A | #N/A | #N/A | #N/A | #N/A | #N/A | #N/A | #N/A | #N/A | #N/A
TRUE | VIC | BLTS66P | Brooklyn (Powercor) 66 kV | Powercor | Shoulder | Coincident | 2025 | ACTUAL_RAW | 69.6338 | NA | VIC Brooklyn (Powercor) 66 kV |  |  | FALSE | #N/A | #N/A | #N/A | #N/A | #N/A | #N/A | #N/A | #N/A | #N/A | #N/A
TRUE | VIC | BLTS66P | Brooklyn (Powercor) 66 kV | Powercor | Shoulder | Non-coincident | 2025 | ACTUAL_RAW | 30.5374 | NA | VIC Brooklyn (Powercor) 66 kV |  |  | FALSE | #N/A | #N/A | #N/A | #N/A | #N/A | #N/A | #N/A | #N/A | #N/A | #N/A
TRUE | VIC | BLTS66P | Brooklyn (Powercor) 66 kV | Powercor | Shoulder | Non-coincident | 2025 | ACTUAL_OPG | 30.5374 | NA | VIC Brooklyn (Powercor) 66 kV |  |  | FALSE | #N/A | #N/A | #N/A | #N/A | #N/A | #N/A | #N/A | #N/A | #N/A | #N/A
TRUE | VIC | BLTS66P | Brooklyn (Powercor) 66 kV | Powercor | Shoulder | Non-coincident | 2025 | ACTUAL_ADJUSTEDOPG | 30.5374 | NA | VIC Brooklyn (Powercor) 66 kV |  |  | FALSE | #N/A | #N/A | #N/A | #N/A | #N/A | #N/A | #N/A | #N/A | #N/A | #N/A
TRUE | VIC | BLTS66P | Brooklyn (Powercor) 66 kV | Powercor | Shoulder | Non-coincident | 2025 | BASEYEARPOE90 | -18.7029 | NA | VIC Brooklyn (Powercor) 66 kV |  |  | FALSE | #N/A | #N/A | #N/A | #N/A | #N/A | #N/A | #N/A | #N/A | #N/A | #N/A
TRUE | VIC | BLTS66P | Brooklyn (Powercor) 66 kV | Powercor | Shoulder | Non-coincident | 2025 | BASEYEARPOE50 | -15.0832 | NA | VIC Brooklyn (Powercor) 66 kV |  |  | FALSE | #N/A | #N/A | #N/A | #N/A | #N/A | #N/A | #N/A | #N/A | #N/A | #N/A
TRUE | VIC | BLTS66P | Brooklyn (Powercor) 66 kV | Powercor | Shoulder | Coincident_unreconciled | 2026 | POE90 | 50 | NA | VIC Brooklyn (Powercor) 66 kV |  |  | FALSE | #N/A | #N/A | #N/A | #N/A | #N/A | #N/A | #N/A | #N/A | #N/A | #N/A
TRUE | VIC | BLTS66P | Brooklyn (Powercor) 66 kV | Powercor | Shoulder | Coincident_unreconciled | 2026 | POE50 | 50 | NA | VIC Brooklyn (Powercor) 66 kV |  |  | FALSE | #N/A | #N/A | #N/A | #N/A | #N/A | #N/A | #N/A | #N/A | #N/A | #N/A
TRUE | VIC | BLTS66P | Brooklyn (Powercor) 66 kV | Powercor | Shoulder | Non-coincident | 2026 | POE50 | -17.9438 | NA | VIC Brooklyn (Powercor) 66 kV |  |  | FALSE | #N/A | #N/A | #N/A | #N/A | #N/A | #N/A | #N/A | #N/A | #N/A | #N/A
TRUE | VIC | BLTS66P | Brooklyn (Powercor) 66 kV | Powercor | Shoulder | Non-coincident | 2026 | POE90 | -21.5646 | NA | VIC Brooklyn (Powercor) 66 kV |  |  | FALSE | #N/A | #N/A | #N/A | #N/A | #N/A | #N/A | #N/A | #N/A | #N/A | #N/A
TRUE | VIC | BLTS66P | Brooklyn (Powercor) 66 kV | Powercor | Shoulder | Coincident_unreconciled | 2027 | POE90 | 49 | NA | VIC Brooklyn (Powercor) 66 kV |  |  | FALSE | #N/A | #N/A | #N/A | #N/A | #N/A | #N/A | #N/A | #N/A | #N/A | #N/A
TRUE | VIC | BLTS66P | Brooklyn (Powercor) 66 kV | Powercor | Shoulder | Coincident_unreconciled | 2027 | POE50 | 49 | NA | VIC Brooklyn (Powercor) 66 kV |  |  | FALSE | #N/A | #N/A | #N/A | #N/A | #N/A | #N/A | #N/A | #N/A | #N/A | #N/A
TRUE | VIC | BLTS66P | Brooklyn (Powercor) 66 kV | Powercor | Shoulder | Non-coincident | 2027 | POE50 | -21.104 | NA | VIC Brooklyn (Powercor) 66 kV |  |  | FALSE | #N/A | #N/A | #N/A | #N/A | #N/A | #N/A | #N/A | #N/A | #N/A | #N/A
TRUE | VIC | BLTS66P | Brooklyn (Powercor) 66 kV | Powercor | Shoulder | Non-coincident | 2027 | POE90 | -24.7487 | NA | VIC Brooklyn (Powercor) 66 kV |  |  | FALSE | #N/A | #N/A | #N/A | #N/A | #N/A | #N/A | #N/A | #N/A | #N/A | #N/A
TRUE | VIC | BLTS66P | Brooklyn (Powercor) 66 kV | Powercor | Shoulder | Coincident_unreconciled | 2028 | POE90 | 48.02 | NA | VIC Brooklyn (Powercor) 66 kV |  |  | FALSE | #N/A | #N/A | #N/A | #N/A | #N/A | #N/A | #N/A | #N/A | #N/A | #N/A
TRUE | VIC | BLTS66P | Brooklyn (Powercor) 66 kV | Powercor | Shoulder | Coincident_unreconciled | 2028 | POE50 | 48.02 | NA | VIC Brooklyn (Powercor) 66 kV |  |  | FALSE | #N/A | #N/A | #N/A | #N/A | #N/A | #N/A | #N/A | #N/A | #N/A | #N/A
TRUE | VIC | BLTS66P | Brooklyn (Powercor) 66 kV | Powercor | Shoulder | Non-coincident | 2028 | POE50 | -25.2208 | NA | VIC Brooklyn (Powercor) 66 kV |  |  | FALSE | #N/A | #N/A | #N/A | #N/A | #N/A | #N/A | #N/A | #N/A | #N/A | #N/A
TRUE | VIC | BLTS66P | Brooklyn (Powercor) 66 kV | Powercor | Shoulder | Non-coincident | 2028 | POE90 | -28.8919 | NA | VIC Brooklyn (Powercor) 66 kV |  |  | FALSE | #N/A | #N/A | #N/A | #N/A | #N/A | #N/A | #N/A | #N/A | #N/A | #N/A
TRUE | VIC | BLTS66P | Brooklyn (Powercor) 66 kV | Powercor | Shoulder | Coincident_unreconciled | 2029 | POE90 | 47.0596 | NA | VIC Brooklyn (Powercor) 66 kV |  |  | FALSE | #N/A | #N/A | #N/A | #N/A | #N/A | #N/A | #N/A | #N/A | #N/A | #N/A
TRUE | VIC | BLTS66P | Brooklyn (Powercor) 66 kV | Powercor | Shoulder | Coincident_unreconciled | 2029 | POE50 | 47.0596 | NA | VIC Brooklyn (Powercor) 66 kV |  |  | FALSE | #N/A | #N/A | #N/A | #N/A | #N/A | #N/A | #N/A | #N/A | #N/A | #N/A
TRUE | VIC | BLTS66P | Brooklyn (Powercor) 66 kV | Powercor | Shoulder | Non-coincident | 2029 | POE50 | -28.9855 | NA | VIC Brooklyn (Powercor) 66 kV |  |  | FALSE | #N/A | #N/A | #N/A | #N/A | #N/A | #N/A | #N/A | #N/A | #N/A | #N/A
TRUE | VIC | BLTS66P | Brooklyn (Powercor) 66 kV | Powercor | Shoulder | Non-coincident | 2029 | POE90 | -32.6829 | NA | VIC Brooklyn (Powercor) 66 kV |  |  | FALSE | #N/A | #N/A | #N/A | #N/A | #N/A | #N/A | #N/A | #N/A | #N/A | #N/A
TRUE | VIC | BLTS66P | Brooklyn (Powercor) 66 kV | Powercor | Shoulder | Coincident_unreconciled | 2030 | POE90 | 46.1184 | NA | VIC Brooklyn (Powercor) 66 kV |  |  | FALSE | #N/A | #N/A | #N/A | #N/A | #N/A | #N/A | #N/A | #N/A | #N/A | #N/A
TRUE | VIC | BLTS66P | Brooklyn (Powercor) 66 kV | Powercor | Shoulder | Coincident_unreconciled | 2030 | POE50 | 46.1184 | NA | VIC Brooklyn (Powercor) 66 kV |  |  | FALSE | #N/A | #N/A | #N/A | #N/A | #N/A | #N/A | #N/A | #N/A | #N/A | #N/A
TRUE | VIC | BLTS66P | Brooklyn (Powercor) 66 kV | Powercor | Shoulder | Non-coincident | 2030 | POE50 | -32.7198 | NA | VIC Brooklyn (Powercor) 66 kV |  |  | FALSE | #N/A | #N/A | #N/A | #N/A | #N/A | #N/A | #N/A | #N/A | #N/A | #N/A
TRUE | VIC | BLTS66P | Brooklyn (Powercor) 66 kV | Powercor | Shoulder | Non-coincident | 2030 | POE90 | -36.4436 | NA | VIC Brooklyn (Powercor) 66 kV |  |  | FALSE | #N/A | #N/A | #N/A | #N/A | #N/A | #N/A | #N/A | #N/A | #N/A | #N/A
TRUE | VIC | BLTS66P | Brooklyn (Powercor) 66 kV | Powercor | Shoulder | Coincident_unreconciled | 2031 | POE90 | 45.196 | NA | VIC Brooklyn (Powercor) 66 kV |  |  | FALSE | #N/A | #N/A | #N/A | #N/A | #N/A | #N/A | #N/A | #N/A | #N/A | #N/A
TRUE | VIC | BLTS66P | Brooklyn (Powercor) 66 kV | Powercor | Shoulder | Coincident_unreconciled | 2031 | POE50 | 45.196 | NA | VIC Brooklyn (Powercor) 66 kV |  |  | FALSE | #N/A | #N/A | #N/A | #N/A | #N/A | #N/A | #N/A | #N/A | #N/A | #N/A
TRUE | VIC | BLTS66P | Brooklyn (Powercor) 66 kV | Powercor | Shoulder | Non-coincident | 2031 | POE50 | -36.4643 | NA | VIC Brooklyn (Powercor) 66 kV |  |  | FALSE | #N/A | #N/A | #N/A | #N/A | #N/A | #N/A | #N/A | #N/A | #N/A | #N/A
TRUE | VIC | BLTS66P | Brooklyn (Powercor) 66 kV | Powercor | Shoulder | Non-coincident | 2031 | POE90 | -40.2144 | NA | VIC Brooklyn (Powercor) 66 kV |  |  | FALSE | #N/A | #N/A | #N/A | #N/A | #N/A | #N/A | #N/A | #N/A | #N/A | #N/A
TRUE | VIC | BLTS66P | Brooklyn (Powercor) 66 kV | Powercor | Shoulder | Coincident_unreconciled | 2032 | POE90 | 44.2921 | NA | VIC Brooklyn (Powercor) 66 kV |  |  | FALSE | #N/A | #N/A | #N/A | #N/A | #N/A | #N/A | #N/A | #N/A | #N/A | #N/A
TRUE | VIC | BLTS66P | Brooklyn (Powercor) 66 kV | Powercor | Shoulder | Coincident_unreconciled | 2032 | POE50 | 44.2921 | NA | VIC Brooklyn (Powercor) 66 kV |  |  | FALSE | #N/A | #N/A | #N/A | #N/A | #N/A | #N/A | #N/A | #N/A | #N/A | #N/A
TRUE | VIC | BLTS66P | Brooklyn (Powercor) 66 kV | Powercor | Shoulder | Non-coincident | 2032 | POE50 | -39.4519 | NA | VIC Brooklyn (Powercor) 66 kV |  |  | FALSE | #N/A | #N/A | #N/A | #N/A | #N/A | #N/A | #N/A | #N/A | #N/A | #N/A
TRUE | VIC | BLTS66P | Brooklyn (Powercor) 66 kV | Powercor | Shoulder | Non-coincident | 2032 | POE90 | -43.2294 | NA | VIC Brooklyn (Powercor) 66 kV |  |  | FALSE | #N/A | #N/A | #N/A | #N/A | #N/A | #N/A | #N/A | #N/A | #N/A | #N/A
TRUE | VIC | BLTS66P | Brooklyn (Powercor) 66 kV | Powercor | Shoulder | Coincident_unreconciled | 2033 | POE90 | 43.4063 | NA | VIC Brooklyn (Powercor) 66 kV |  |  | FALSE | #N/A | #N/A | #N/A | #N/A | #N/A | #N/A | #N/A | #N/A | #N/A | #N/A
TRUE | VIC | BLTS66P | Brooklyn (Powercor) 66 kV | Powercor | Shoulder | Coincident_unreconciled | 2033 | POE50 | 43.4063 | NA | VIC Brooklyn (Powercor) 66 kV |  |  | FALSE | #N/A | #N/A | #N/A | #N/A | #N/A | #N/A | #N/A | #N/A | #N/A | #N/A
TRUE | VIC | BLTS66P | Brooklyn (Powercor) 66 kV | Powercor | Shoulder | Non-coincident | 2033 | POE50 | -41.8182 | NA | VIC Brooklyn (Powercor) 66 kV |  |  | FALSE | #N/A | #N/A | #N/A | #N/A | #N/A | #N/A | #N/A | #N/A | #N/A | #N/A
TRUE | VIC | BLTS66P | Brooklyn (Powercor) 66 kV | Powercor | Shoulder | Non-coincident | 2033 | POE90 | -45.6237 | NA | VIC Brooklyn (Powercor) 66 kV |  |  | FALSE | #N/A | #N/A | #N/A | #N/A | #N/A | #N/A | #N/A | #N/A | #N/A | #N/A
TRUE | VIC | BLTS66P | Brooklyn (Powercor) 66 kV | Powercor | Shoulder | Coincident_unreconciled | 2034 | POE90 | 42.5382 | NA | VIC Brooklyn (Powercor) 66 kV |  |  | FALSE | #N/A | #N/A | #N/A | #N/A | #N/A | #N/A | #N/A | #N/A | #N/A | #N/A
TRUE | VIC | BLTS66P | Brooklyn (Powercor) 66 kV | Powercor | Shoulder | Coincident_unreconciled | 2034 | POE50 | 42.5382 | NA | VIC Brooklyn (Powercor) 66 kV |  |  | FALSE | #N/A | #N/A | #N/A | #N/A | #N/A | #N/A | #N/A | #N/A | #N/A | #N/A
TRUE | VIC | BLTS66P | Brooklyn (Powercor) 66 kV | Powercor | Shoulder | Non-coincident | 2034 | POE50 | -44.0795 | NA | VIC Brooklyn (Powercor) 66 kV |  |  | FALSE | #N/A | #N/A | #N/A | #N/A | #N/A | #N/A | #N/A | #N/A | #N/A | #N/A
TRUE | VIC | BLTS66P | Brooklyn (Powercor) 66 kV | Powercor | Shoulder | Non-coincident | 2034 | POE90 | -47.913 | NA | VIC Brooklyn (Powercor) 66 kV |  |  | FALSE | #N/A | #N/A | #N/A | #N/A | #N/A | #N/A | #N/A | #N/A | #N/A | #N/A
TRUE | VIC | BLTS66P | Brooklyn (Powercor) 66 kV | Powercor | Shoulder | Coincident_unreconciled | 2035 | POE90 | 41.6874 | NA | VIC Brooklyn (Powercor) 66 kV |  |  | FALSE | #N/A | #N/A | #N/A | #N/A | #N/A | #N/A | #N/A | #N/A | #N/A | #N/A
TRUE | VIC | BLTS66P | Brooklyn (Powercor) 66 kV | Powercor | Shoulder | Coincident_unreconciled | 2035 | POE50 | 41.6874 | NA | VIC Brooklyn (Powercor) 66 kV |  |  | FALSE | #N/A | #N/A | #N/A | #N/A | #N/A | #N/A | #N/A | #N/A | #N/A | #N/A
TRUE | VIC | BLTS66P | Brooklyn (Powercor) 66 kV | Powercor | Shoulder | Non-coincident | 2035 | POE50 | -46.5006 | NA | VIC Brooklyn (Powercor) 66 kV |  |  | FALSE | #N/A | #N/A | #N/A | #N/A | #N/A | #N/A | #N/A | #N/A | #N/A | #N/A
TRUE | VIC | BLTS66P | Brooklyn (Powercor) 66 kV | Powercor | Shoulder | Non-coincident | 2035 | POE90 | -50.3621 | NA | VIC Brooklyn (Powercor) 66 kV |  |  | FALSE | #N/A | #N/A | #N/A | #N/A | #N/A | #N/A | #N/A | #N/A | #N/A | #N/A
TRUE | VIC | BLTS66P | Brooklyn (Powercor) 66 kV | Powercor | Summer | Coincident | 2019 | ACTUAL_OPG | 22.8218 | 20.9942 | VIC Brooklyn (Powercor) 66 kV |  |  | FALSE | #N/A | #N/A | #N/A | #N/A | #N/A | #N/A | #N/A | #N/A | #N/A | #N/A
TRUE | VIC | BLTS66P | Brooklyn (Powercor) 66 kV | Powercor | Summer | Coincident | 2019 | ACTUAL_RAW | 22.8218 | 20.9942 | VIC Brooklyn (Powercor) 66 kV |  |  | FALSE | #N/A | #N/A | #N/A | #N/A | #N/A | #N/A | #N/A | #N/A | #N/A | #N/A
TRUE | VIC | BLTS66P | Brooklyn (Powercor) 66 kV | Powercor | Summer | Non-coincident | 2019 | ACTUAL_RAW | 6.1883 | 126.2395 | VIC Brooklyn (Powercor) 66 kV |  |  | FALSE | #N/A | #N/A | #N/A | #N/A | #N/A | #N/A | #N/A | #N/A | #N/A | #N/A
TRUE | VIC | BLTS66P | Brooklyn (Powercor) 66 kV | Powercor | Summer | Non-coincident | 2019 | ACTUAL_OPG | 6.1883 | 126.2395 | VIC Brooklyn (Powercor) 66 kV |  |  | FALSE | #N/A | #N/A | #N/A | #N/A | #N/A | #N/A | #N/A | #N/A | #N/A | #N/A
TRUE | VIC | BLTS66P | Brooklyn (Powercor) 66 kV | Powercor | Summer | Non-coincident | 2019 | ACTUAL_ADJUSTEDOPG | 6.1883 | 126.2395 | VIC Brooklyn (Powercor) 66 kV |  |  | FALSE | #N/A | #N/A | #N/A | #N/A | #N/A | #N/A | #N/A | #N/A | #N/A | #N/A
TRUE | VIC | BLTS66P | Brooklyn (Powercor) 66 kV | Powercor | Summer | Coincident | 2020 | ACTUAL_OPG | 16.3771 | 28.961 | VIC Brooklyn (Powercor) 66 kV |  |  | FALSE | #N/A | #N/A | #N/A | #N/A | #N/A | #N/A | #N/A | #N/A | #N/A | #N/A
TRUE | VIC | BLTS66P | Brooklyn (Powercor) 66 kV | Powercor | Summer | Coincident | 2020 | ACTUAL_RAW | 16.3771 | 28.961 | VIC Brooklyn (Powercor) 66 kV |  |  | FALSE | #N/A | #N/A | #N/A | #N/A | #N/A | #N/A | #N/A | #N/A | #N/A | #N/A
TRUE | VIC | BLTS66P | Brooklyn (Powercor) 66 kV | Powercor | Summer | Non-coincident | 2020 | ACTUAL_RAW | 11.7004 | 152.3292 | VIC Brooklyn (Powercor) 66 kV |  |  | FALSE | #N/A | #N/A | #N/A | #N/A | #N/A | #N/A | #N/A | #N/A | #N/A | #N/A
TRUE | VIC | BLTS66P | Brooklyn (Powercor) 66 kV | Powercor | Summer | Non-coincident | 2020 | ACTUAL_OPG | 11.7004 | 152.3292 | VIC Brooklyn (Powercor) 66 kV |  |  | FALSE | #N/A | #N/A | #N/A | #N/A | #N/A | #N/A | #N/A | #N/A | #N/A | #N/A
TRUE | VIC | BLTS66P | Brooklyn (Powercor) 66 kV | Powercor | Summer | Non-coincident | 2020 | ACTUAL_ADJUSTEDOPG | 11.7004 | 152.3292 | VIC Brooklyn (Powercor) 66 kV |  |  | FALSE | #N/A | #N/A | #N/A | #N/A | #N/A | #N/A | #N/A | #N/A | #N/A | #N/A
TRUE | VIC | BLTS66P | Brooklyn (Powercor) 66 kV | Powercor | Summer | Coincident | 2021 | ACTUAL_OPG | 14.4517 | 86.6015 | VIC Brooklyn (Powercor) 66 kV |  |  | FALSE | #N/A | #N/A | #N/A | #N/A | #N/A | #N/A | #N/A | #N/A | #N/A | #N/A
TRUE | VIC | BLTS66P | Brooklyn (Powercor) 66 kV | Powercor | Summer | Coincident | 2021 | ACTUAL_RAW | 14.4517 | 86.6015 | VIC Brooklyn (Powercor) 66 kV |  |  | FALSE | #N/A | #N/A | #N/A | #N/A | #N/A | #N/A | #N/A | #N/A | #N/A | #N/A
TRUE | VIC | BLTS66P | Brooklyn (Powercor) 66 kV | Powercor | Summer | Non-coincident | 2021 | ACTUAL_RAW | 4.1218 | 153.006 | VIC Brooklyn (Powercor) 66 kV |  |  | FALSE | #N/A | #N/A | #N/A | #N/A | #N/A | #N/A | #N/A | #N/A | #N/A | #N/A
TRUE | VIC | BLTS66P | Brooklyn (Powercor) 66 kV | Powercor | Summer | Non-coincident | 2021 | ACTUAL_OPG | 4.1218 | 153.006 | VIC Brooklyn (Powercor) 66 kV |  |  | FALSE | #N/A | #N/A | #N/A | #N/A | #N/A | #N/A | #N/A | #N/A | #N/A | #N/A
TRUE | VIC | BLTS66P | Brooklyn (Powercor) 66 kV | Powercor | Summer | Non-coincident | 2021 | ACTUAL_ADJUSTEDOPG | 4.1218 | 153.006 | VIC Brooklyn (Powercor) 66 kV |  |  | FALSE | #N/A | #N/A | #N/A | #N/A | #N/A | #N/A | #N/A | #N/A | #N/A | #N/A
TRUE | VIC | BLTS66P | Brooklyn (Powercor) 66 kV | Powercor | Summer | Coincident | 2022 | ACTUAL_OPG | 54.4406 | 79.5782 | VIC Brooklyn (Powercor) 66 kV |  |  | FALSE | #N/A | #N/A | #N/A | #N/A | #N/A | #N/A | #N/A | #N/A | #N/A | #N/A
TRUE | VIC | BLTS66P | Brooklyn (Powercor) 66 kV | Powercor | Summer | Coincident | 2022 | ACTUAL_RAW | 54.4406 | 79.5782 | VIC Brooklyn (Powercor) 66 kV |  |  | FALSE | #N/A | #N/A | #N/A | #N/A | #N/A | #N/A | #N/A | #N/A | #N/A | #N/A
TRUE | VIC | BLTS66P | Brooklyn (Powercor) 66 kV | Powercor | Summer | Non-coincident | 2022 | ACTUAL_RAW | -18.1073 | 118.5099 | VIC Brooklyn (Powercor) 66 kV |  |  | FALSE | #N/A | #N/A | #N/A | #N/A | #N/A | #N/A | #N/A | #N/A | #N/A | #N/A
TRUE | VIC | BLTS66P | Brooklyn (Powercor) 66 kV | Powercor | Summer | Non-coincident | 2022 | ACTUAL_OPG | -18.1073 | 118.5099 | VIC Brooklyn (Powercor) 66 kV |  |  | FALSE | #N/A | #N/A | #N/A | #N/A | #N/A | #N/A | #N/A | #N/A | #N/A | #N/A
TRUE | VIC | BLTS66P | Brooklyn (Powercor) 66 kV | Powercor | Summer | Non-coincident | 2022 | ACTUAL_ADJUSTEDOPG | 10.1449 | 118.5099 | VIC Brooklyn (Powercor) 66 kV |  |  | FALSE | #N/A | #N/A | #N/A | #N/A | #N/A | #N/A | #N/A | #N/A | #N/A | #N/A
TRUE | VIC | BLTS66P | Brooklyn (Powercor) 66 kV | Powercor | Summer | Coincident | 2023 | ACTUAL_OPG | 25.6187 | 93.2824 | VIC Brooklyn (Powercor) 66 kV |  |  | FALSE | #N/A | #N/A | #N/A | #N/A | #N/A | #N/A | #N/A | #N/A | #N/A | #N/A
TRUE | VIC | BLTS66P | Brooklyn (Powercor) 66 kV | Powercor | Summer | Coincident | 2023 | ACTUAL_RAW | 25.6187 | 93.2824 | VIC Brooklyn (Powercor) 66 kV |  |  | FALSE | #N/A | #N/A | #N/A | #N/A | #N/A | #N/A | #N/A | #N/A | #N/A | #N/A
TRUE | VIC | BLTS66P | Brooklyn (Powercor) 66 kV | Powercor | Summer | Non-coincident | 2023 | ACTUAL_RAW | -4.5733 | 206.1197 | VIC Brooklyn (Powercor) 66 kV |  |  | FALSE | #N/A | #N/A | #N/A | #N/A | #N/A | #N/A | #N/A | #N/A | #N/A | #N/A
TRUE | VIC | BLTS66P | Brooklyn (Powercor) 66 kV | Powercor | Summer | Non-coincident | 2023 | ACTUAL_OPG | -4.5733 | 206.1197 | VIC Brooklyn (Powercor) 66 kV |  |  | FALSE | #N/A | #N/A | #N/A | #N/A | #N/A | #N/A | #N/A | #N/A | #N/A | #N/A
TRUE | VIC | BLTS66P | Brooklyn (Powercor) 66 kV | Powercor | Summer | Non-coincident | 2023 | ACTUAL_ADJUSTEDOPG | 7.1316 | 106.0201 | VIC Brooklyn (Powercor) 66 kV |  |  | FALSE | #N/A | #N/A | #N/A | #N/A | #N/A | #N/A | #N/A | #N/A | #N/A | #N/A
TRUE | VIC | BLTS66P | Brooklyn (Powercor) 66 kV | Powercor | Summer | Coincident | 2024 | ACTUAL_OPG | -6.7338 | 79.6856 | VIC Brooklyn (Powercor) 66 kV |  |  | FALSE | #N/A | #N/A | #N/A | #N/A | #N/A | #N/A | #N/A | #N/A | #N/A | #N/A
TRUE | VIC | BLTS66P | Brooklyn (Powercor) 66 kV | Powercor | Summer | Coincident | 2024 | ACTUAL_RAW | -6.7338 | 79.6856 | VIC Brooklyn (Powercor) 66 kV |  |  | FALSE | #N/A | #N/A | #N/A | #N/A | #N/A | #N/A | #N/A | #N/A | #N/A | #N/A
TRUE | VIC | BLTS66P | Brooklyn (Powercor) 66 kV | Powercor | Summer | Non-coincident | 2024 | ACTUAL_RAW | -6.7649 | 104.0981 | VIC Brooklyn (Powercor) 66 kV |  |  | FALSE | #N/A | #N/A | #N/A | #N/A | #N/A | #N/A | #N/A | #N/A | #N/A | #N/A
TRUE | VIC | BLTS66P | Brooklyn (Powercor) 66 kV | Powercor | Summer | Non-coincident | 2024 | ACTUAL_OPG | -6.7649 | 104.0981 | VIC Brooklyn (Powercor) 66 kV |  |  | FALSE | #N/A | #N/A | #N/A | #N/A | #N/A | #N/A | #N/A | #N/A | #N/A | #N/A
TRUE | VIC | BLTS66P | Brooklyn (Powercor) 66 kV | Powercor | Summer | Non-coincident | 2024 | ACTUAL_ADJUSTEDOPG | -6.7649 | 104.0981 | VIC Brooklyn (Powercor) 66 kV |  |  | FALSE | #N/A | #N/A | #N/A | #N/A | #N/A | #N/A | #N/A | #N/A | #N/A | #N/A
TRUE | VIC | BLTS66P | Brooklyn (Powercor) 66 kV | Powercor | Summer | Coincident | 2025 | ACTUAL_OPG | 22.2378 | 174.6302 | VIC Brooklyn (Powercor) 66 kV |  |  | FALSE | #N/A | #N/A | #N/A | #N/A | #N/A | #N/A | #N/A | #N/A | #N/A | #N/A
TRUE | VIC | BLTS66P | Brooklyn (Powercor) 66 kV | Powercor | Summer | Coincident | 2025 | ACTUAL_RAW | 22.2378 | 174.6302 | VIC Brooklyn (Powercor) 66 kV |  |  | FALSE | #N/A | #N/A | #N/A | #N/A | #N/A | #N/A | #N/A | #N/A | #N/A | #N/A
TRUE | VIC | BLTS66P | Brooklyn (Powercor) 66 kV | Powercor | Summer | Non-coincident | 2025 | ACTUAL_RAW | 21.9201 | 190.4431 | VIC Brooklyn (Powercor) 66 kV |  |  | FALSE | #N/A | #N/A | #N/A | #N/A | #N/A | #N/A | #N/A | #N/A | #N/A | #N/A
TRUE | VIC | BLTS66P | Brooklyn (Powercor) 66 kV | Powercor | Summer | Non-coincident | 2025 | ACTUAL_OPG | 21.9201 | 190.4431 | VIC Brooklyn (Powercor) 66 kV |  |  | FALSE | #N/A | #N/A | #N/A | #N/A | #N/A | #N/A | #N/A | #N/A | #N/A | #N/A
TRUE | VIC | BLTS66P | Brooklyn (Powercor) 66 kV | Powercor | Summer | Non-coincident | 2025 | ACTUAL_ADJUSTEDOPG | 21.9201 | 190.4431 | VIC Brooklyn (Powercor) 66 kV |  |  | FALSE | #N/A | #N/A | #N/A | #N/A | #N/A | #N/A | #N/A | #N/A | #N/A | #N/A
TRUE | VIC | BLTS66P | Brooklyn (Powercor) 66 kV | Powercor | Summer | Non-coincident | 2025 | BASEYEARPOE90 | -18.3123 | NA | VIC Brooklyn (Powercor) 66 kV |  |  | FALSE | #N/A | #N/A | #N/A | #N/A | #N/A | #N/A | #N/A | #N/A | #N/A | #N/A
TRUE | VIC | BLTS66P | Brooklyn (Powercor) 66 kV | Powercor | Summer | Non-coincident | 2025 | BASEYEARPOE50 | -14.4361 | 154.3031 | VIC Brooklyn (Powercor) 66 kV |  |  | FALSE | #N/A | #N/A | #N/A | #N/A | #N/A | #N/A | #N/A | #N/A | #N/A | #N/A
TRUE | VIC | BLTS66P | Brooklyn (Powercor) 66 kV | Powercor | Summer | Coincident_unreconciled | 2026 | POE50 | -16.8627 | NA | VIC Brooklyn (Powercor) 66 kV |  |  | FALSE | #N/A | #N/A | #N/A | #N/A | #N/A | #N/A | #N/A | #N/A | #N/A | #N/A
TRUE | VIC | BLTS66P | Brooklyn (Powercor) 66 kV | Powercor | Summer | Coincident_unreconciled | 2026 | POE90 | -20.5535 | NA | VIC Brooklyn (Powercor) 66 kV |  |  | FALSE | #N/A | #N/A | #N/A | #N/A | #N/A | #N/A | #N/A | #N/A | #N/A | #N/A
TRUE | VIC | BLTS66P | Brooklyn (Powercor) 66 kV | Powercor | Summer | Non-coincident | 2026 | POE50 | -17.0252 | 236.9252 | VIC Brooklyn (Powercor) 66 kV |  |  | FALSE | #N/A | #N/A | #N/A | #N/A | #N/A | #N/A | #N/A | #N/A | #N/A | #N/A
TRUE | VIC | BLTS66P | Brooklyn (Powercor) 66 kV | Powercor | Summer | Non-coincident | 2026 | POE90 | -20.7516 | NA | VIC Brooklyn (Powercor) 66 kV |  |  | FALSE | #N/A | #N/A | #N/A | #N/A | #N/A | #N/A | #N/A | #N/A | #N/A | #N/A
TRUE | VIC | BLTS66P | Brooklyn (Powercor) 66 kV | Powercor | Summer | Coincident_unreconciled | 2027 | POE50 | -20.1723 | NA | VIC Brooklyn (Powercor) 66 kV |  |  | FALSE | #N/A | #N/A | #N/A | #N/A | #N/A | #N/A | #N/A | #N/A | #N/A | #N/A
TRUE | VIC | BLTS66P | Brooklyn (Powercor) 66 kV | Powercor | Summer | Coincident_unreconciled | 2027 | POE90 | -23.8878 | NA | VIC Brooklyn (Powercor) 66 kV |  |  | FALSE | #N/A | #N/A | #N/A | #N/A | #N/A | #N/A | #N/A | #N/A | #N/A | #N/A
TRUE | VIC | BLTS66P | Brooklyn (Powercor) 66 kV | Powercor | Summer | Non-coincident | 2027 | POE50 | -20.3667 | 251.5098 | VIC Brooklyn (Powercor) 66 kV |  |  | FALSE | #N/A | #N/A | #N/A | #N/A | #N/A | #N/A | #N/A | #N/A | #N/A | #N/A
TRUE | VIC | BLTS66P | Brooklyn (Powercor) 66 kV | Powercor | Summer | Non-coincident | 2027 | POE90 | -24.118 | NA | VIC Brooklyn (Powercor) 66 kV |  |  | FALSE | #N/A | #N/A | #N/A | #N/A | #N/A | #N/A | #N/A | #N/A | #N/A | #N/A
TRUE | VIC | BLTS66P | Brooklyn (Powercor) 66 kV | Powercor | Summer | Coincident_unreconciled | 2028 | POE50 | -24.4826 | NA | VIC Brooklyn (Powercor) 66 kV |  |  | FALSE | #N/A | #N/A | #N/A | #N/A | #N/A | #N/A | #N/A | #N/A | #N/A | #N/A
TRUE | VIC | BLTS66P | Brooklyn (Powercor) 66 kV | Powercor | Summer | Coincident_unreconciled | 2028 | POE90 | -28.2254 | NA | VIC Brooklyn (Powercor) 66 kV |  |  | FALSE | #N/A | #N/A | #N/A | #N/A | #N/A | #N/A | #N/A | #N/A | #N/A | #N/A
TRUE | VIC | BLTS66P | Brooklyn (Powercor) 66 kV | Powercor | Summer | Non-coincident | 2028 | POE50 | -24.7186 | 252.7415 | VIC Brooklyn (Powercor) 66 kV |  |  | FALSE | #N/A | #N/A | #N/A | #N/A | #N/A | #N/A | #N/A | #N/A | #N/A | #N/A
TRUE | VIC | BLTS66P | Brooklyn (Powercor) 66 kV | Powercor | Summer | Non-coincident | 2028 | POE90 | -28.4974 | NA | VIC Brooklyn (Powercor) 66 kV |  |  | FALSE | #N/A | #N/A | #N/A | #N/A | #N/A | #N/A | #N/A | #N/A | #N/A | #N/A
TRUE | VIC | BLTS66P | Brooklyn (Powercor) 66 kV | Powercor | Summer | Coincident_unreconciled | 2029 | POE50 | -28.3602 | NA | VIC Brooklyn (Powercor) 66 kV |  |  | FALSE | #N/A | #N/A | #N/A | #N/A | #N/A | #N/A | #N/A | #N/A | #N/A | #N/A
TRUE | VIC | BLTS66P | Brooklyn (Powercor) 66 kV | Powercor | Summer | Coincident_unreconciled | 2029 | POE90 | -32.1302 | NA | VIC Brooklyn (Powercor) 66 kV |  |  | FALSE | #N/A | #N/A | #N/A | #N/A | #N/A | #N/A | #N/A | #N/A | #N/A | #N/A
TRUE | VIC | BLTS66P | Brooklyn (Powercor) 66 kV | Powercor | Summer | Non-coincident | 2029 | POE50 | -28.6335 | 254.0254 | VIC Brooklyn (Powercor) 66 kV |  |  | FALSE | #N/A | #N/A | #N/A | #N/A | #N/A | #N/A | #N/A | #N/A | #N/A | #N/A
TRUE | VIC | BLTS66P | Brooklyn (Powercor) 66 kV | Powercor | Summer | Non-coincident | 2029 | POE90 | -32.4398 | NA | VIC Brooklyn (Powercor) 66 kV |  |  | FALSE | #N/A | #N/A | #N/A | #N/A | #N/A | #N/A | #N/A | #N/A | #N/A | #N/A
TRUE | VIC | BLTS66P | Brooklyn (Powercor) 66 kV | Powercor | Summer | Coincident_unreconciled | 2030 | POE50 | -32.2331 | NA | VIC Brooklyn (Powercor) 66 kV |  |  | FALSE | #N/A | #N/A | #N/A | #N/A | #N/A | #N/A | #N/A | #N/A | #N/A | #N/A
TRUE | VIC | BLTS66P | Brooklyn (Powercor) 66 kV | Powercor | Summer | Coincident_unreconciled | 2030 | POE90 | -36.0303 | NA | VIC Brooklyn (Powercor) 66 kV |  |  | FALSE | #N/A | #N/A | #N/A | #N/A | #N/A | #N/A | #N/A | #N/A | #N/A | #N/A
TRUE | VIC | BLTS66P | Brooklyn (Powercor) 66 kV | Powercor | Summer | Non-coincident | 2030 | POE50 | -32.5437 | 255.3664 | VIC Brooklyn (Powercor) 66 kV |  |  | FALSE | #N/A | #N/A | #N/A | #N/A | #N/A | #N/A | #N/A | #N/A | #N/A | #N/A
TRUE | VIC | BLTS66P | Brooklyn (Powercor) 66 kV | Powercor | Summer | Non-coincident | 2030 | POE90 | -36.3776 | NA | VIC Brooklyn (Powercor) 66 kV |  |  | FALSE | #N/A | #N/A | #N/A | #N/A | #N/A | #N/A | #N/A | #N/A | #N/A | #N/A
TRUE | VIC | BLTS66P | Brooklyn (Powercor) 66 kV | Powercor | Summer | Coincident_unreconciled | 2031 | POE50 | -36.1209 | NA | VIC Brooklyn (Powercor) 66 kV |  |  | FALSE | #N/A | #N/A | #N/A | #N/A | #N/A | #N/A | #N/A | #N/A | #N/A | #N/A
TRUE | VIC | BLTS66P | Brooklyn (Powercor) 66 kV | Powercor | Summer | Coincident_unreconciled | 2031 | POE90 | -39.9454 | NA | VIC Brooklyn (Powercor) 66 kV |  |  | FALSE | #N/A | #N/A | #N/A | #N/A | #N/A | #N/A | #N/A | #N/A | #N/A | #N/A
TRUE | VIC | BLTS66P | Brooklyn (Powercor) 66 kV | Powercor | Summer | Non-coincident | 2031 | POE50 | -36.4691 | 256.7135 | VIC Brooklyn (Powercor) 66 kV |  |  | FALSE | #N/A | #N/A | #N/A | #N/A | #N/A | #N/A | #N/A | #N/A | #N/A | #N/A
TRUE | VIC | BLTS66P | Brooklyn (Powercor) 66 kV | Powercor | Summer | Non-coincident | 2031 | POE90 | -40.3304 | NA | VIC Brooklyn (Powercor) 66 kV |  |  | FALSE | #N/A | #N/A | #N/A | #N/A | #N/A | #N/A | #N/A | #N/A | #N/A | #N/A
TRUE | VIC | BLTS66P | Brooklyn (Powercor) 66 kV | Powercor | Summer | Coincident_unreconciled | 2032 | POE50 | -39.1854 | NA | VIC Brooklyn (Powercor) 66 kV |  |  | FALSE | #N/A | #N/A | #N/A | #N/A | #N/A | #N/A | #N/A | #N/A | #N/A | #N/A
TRUE | VIC | BLTS66P | Brooklyn (Powercor) 66 kV | Powercor | Summer | Coincident_unreconciled | 2032 | POE90 | -43.0381 | NA | VIC Brooklyn (Powercor) 66 kV |  |  | FALSE | #N/A | #N/A | #N/A | #N/A | #N/A | #N/A | #N/A | #N/A | #N/A | #N/A
TRUE | VIC | BLTS66P | Brooklyn (Powercor) 66 kV | Powercor | Summer | Non-coincident | 2032 | POE50 | -39.563 | 258.1258 | VIC Brooklyn (Powercor) 66 kV |  |  | FALSE | #N/A | #N/A | #N/A | #N/A | #N/A | #N/A | #N/A | #N/A | #N/A | #N/A
TRUE | VIC | BLTS66P | Brooklyn (Powercor) 66 kV | Powercor | Summer | Non-coincident | 2032 | POE90 | -43.4529 | NA | VIC Brooklyn (Powercor) 66 kV |  |  | FALSE | #N/A | #N/A | #N/A | #N/A | #N/A | #N/A | #N/A | #N/A | #N/A | #N/A
TRUE | VIC | BLTS66P | Brooklyn (Powercor) 66 kV | Powercor | Summer | Coincident_unreconciled | 2033 | POE50 | -41.6005 | NA | VIC Brooklyn (Powercor) 66 kV |  |  | FALSE | #N/A | #N/A | #N/A | #N/A | #N/A | #N/A | #N/A | #N/A | #N/A | #N/A
TRUE | VIC | BLTS66P | Brooklyn (Powercor) 66 kV | Powercor | Summer | Coincident_unreconciled | 2033 | POE90 | -45.4821 | NA | VIC Brooklyn (Powercor) 66 kV |  |  | FALSE | #N/A | #N/A | #N/A | #N/A | #N/A | #N/A | #N/A | #N/A | #N/A | #N/A
TRUE | VIC | BLTS66P | Brooklyn (Powercor) 66 kV | Powercor | Summer | Non-coincident | 2033 | POE50 | -42.0014 | 259.5757 | VIC Brooklyn (Powercor) 66 kV |  |  | FALSE | #N/A | #N/A | #N/A | #N/A | #N/A | #N/A | #N/A | #N/A | #N/A | #N/A
TRUE | VIC | BLTS66P | Brooklyn (Powercor) 66 kV | Powercor | Summer | Non-coincident | 2033 | POE90 | -45.9204 | NA | VIC Brooklyn (Powercor) 66 kV |  |  | FALSE | #N/A | #N/A | #N/A | #N/A | #N/A | #N/A | #N/A | #N/A | #N/A | #N/A
TRUE | VIC | BLTS66P | Brooklyn (Powercor) 66 kV | Powercor | Summer | Coincident_unreconciled | 2034 | POE50 | -43.9167 | NA | VIC Brooklyn (Powercor) 66 kV |  |  | FALSE | #N/A | #N/A | #N/A | #N/A | #N/A | #N/A | #N/A | #N/A | #N/A | #N/A
TRUE | VIC | BLTS66P | Brooklyn (Powercor) 66 kV | Powercor | Summer | Coincident_unreconciled | 2034 | POE90 | -47.8273 | NA | VIC Brooklyn (Powercor) 66 kV |  |  | FALSE | #N/A | #N/A | #N/A | #N/A | #N/A | #N/A | #N/A | #N/A | #N/A | #N/A
TRUE | VIC | BLTS66P | Brooklyn (Powercor) 66 kV | Powercor | Summer | Non-coincident | 2034 | POE50 | -44.34 | 261.027 | VIC Brooklyn (Powercor) 66 kV |  |  | FALSE | #N/A | #N/A | #N/A | #N/A | #N/A | #N/A | #N/A | #N/A | #N/A | #N/A
TRUE | VIC | BLTS66P | Brooklyn (Powercor) 66 kV | Powercor | Summer | Non-coincident | 2034 | POE90 | -48.2883 | NA | VIC Brooklyn (Powercor) 66 kV |  |  | FALSE | #N/A | #N/A | #N/A | #N/A | #N/A | #N/A | #N/A | #N/A | #N/A | #N/A
TRUE | VIC | BLTS66P | Brooklyn (Powercor) 66 kV | Powercor | Summer | Coincident_unreconciled | 2035 | POE50 | -46.4061 | NA | VIC Brooklyn (Powercor) 66 kV |  |  | FALSE | #N/A | #N/A | #N/A | #N/A | #N/A | #N/A | #N/A | #N/A | #N/A | #N/A
TRUE | VIC | BLTS66P | Brooklyn (Powercor) 66 kV | Powercor | Summer | Coincident_unreconciled | 2035 | POE90 | -50.3457 | NA | VIC Brooklyn (Powercor) 66 kV |  |  | FALSE | #N/A | #N/A | #N/A | #N/A | #N/A | #N/A | #N/A | #N/A | #N/A | #N/A
TRUE | VIC | BLTS66P | Brooklyn (Powercor) 66 kV | Powercor | Summer | Non-coincident | 2035 | POE50 | -46.8533 | 262.4741 | VIC Brooklyn (Powercor) 66 kV |  |  | FALSE | #N/A | #N/A | #N/A | #N/A | #N/A | #N/A | #N/A | #N/A | #N/A | #N/A
TRUE | VIC | BLTS66P | Brooklyn (Powercor) 66 kV | Powercor | Summer | Non-coincident | 2035 | POE90 | -50.8309 | NA | VIC Brooklyn (Powercor) 66 kV |  |  | FALSE | #N/A | #N/A | #N/A | #N/A | #N/A | #N/A | #N/A | #N/A | #N/A | #N/A
TRUE | VIC | BLTS66P | Brooklyn (Powercor) 66 kV | Powercor | Summer | Non-coincident | 2025 | BASEYEARPOE10 | NA | 158.797 | VIC Brooklyn (Powercor) 66 kV |  |  | FALSE | #N/A | #N/A | #N/A | #N/A | #N/A | #N/A | #N/A | #N/A | #N/A | #N/A
TRUE | VIC | BLTS66P | Brooklyn (Powercor) 66 kV | Powercor | Summer | Coincident | 2026 | POE10 | NA | 163.9864 | VIC Brooklyn (Powercor) 66 kV |  |  | FALSE | #N/A | #N/A | #N/A | #N/A | #N/A | #N/A | #N/A | #N/A | #N/A | #N/A
TRUE | VIC | BLTS66P | Brooklyn (Powercor) 66 kV | Powercor | Summer | Coincident | 2026 | POE50 | NA | 165.6262 | VIC Brooklyn (Powercor) 66 kV |  |  | FALSE | #N/A | #N/A | #N/A | #N/A | #N/A | #N/A | #N/A | #N/A | #N/A | #N/A
TRUE | VIC | BLTS66P | Brooklyn (Powercor) 66 kV | Powercor | Summer | Non-coincident | 2026 | POE10 | NA | 241.7938 | VIC Brooklyn (Powercor) 66 kV |  |  | FALSE | #N/A | #N/A | #N/A | #N/A | #N/A | #N/A | #N/A | #N/A | #N/A | #N/A
TRUE | VIC | BLTS66P | Brooklyn (Powercor) 66 kV | Powercor | Summer | Coincident | 2027 | POE10 | NA | 169.321 | VIC Brooklyn (Powercor) 66 kV |  |  | FALSE | #N/A | #N/A | #N/A | #N/A | #N/A | #N/A | #N/A | #N/A | #N/A | #N/A
TRUE | VIC | BLTS66P | Brooklyn (Powercor) 66 kV | Powercor | Summer | Coincident | 2027 | POE50 | NA | 170.0339 | VIC Brooklyn (Powercor) 66 kV |  |  | FALSE | #N/A | #N/A | #N/A | #N/A | #N/A | #N/A | #N/A | #N/A | #N/A | #N/A
TRUE | VIC | BLTS66P | Brooklyn (Powercor) 66 kV | Powercor | Summer | Non-coincident | 2027 | POE10 | NA | 256.4114 | VIC Brooklyn (Powercor) 66 kV |  |  | FALSE | #N/A | #N/A | #N/A | #N/A | #N/A | #N/A | #N/A | #N/A | #N/A | #N/A
TRUE | VIC | BLTS66P | Brooklyn (Powercor) 66 kV | Powercor | Summer | Coincident | 2028 | POE10 | NA | 166.074 | VIC Brooklyn (Powercor) 66 kV |  |  | FALSE | #N/A | #N/A | #N/A | #N/A | #N/A | #N/A | #N/A | #N/A | #N/A | #N/A
TRUE | VIC | BLTS66P | Brooklyn (Powercor) 66 kV | Powercor | Summer | Coincident | 2028 | POE50 | NA | 165.5184 | VIC Brooklyn (Powercor) 66 kV |  |  | FALSE | #N/A | #N/A | #N/A | #N/A | #N/A | #N/A | #N/A | #N/A | #N/A | #N/A
TRUE | VIC | BLTS66P | Brooklyn (Powercor) 66 kV | Powercor | Summer | Non-coincident | 2028 | POE10 | NA | 257.6795 | VIC Brooklyn (Powercor) 66 kV |  |  | FALSE | #N/A | #N/A | #N/A | #N/A | #N/A | #N/A | #N/A | #N/A | #N/A | #N/A
TRUE | VIC | BLTS66P | Brooklyn (Powercor) 66 kV | Powercor | Summer | Coincident | 2029 | POE10 | NA | 163.9466 | VIC Brooklyn (Powercor) 66 kV |  |  | FALSE | #N/A | #N/A | #N/A | #N/A | #N/A | #N/A | #N/A | #N/A | #N/A | #N/A
TRUE | VIC | BLTS66P | Brooklyn (Powercor) 66 kV | Powercor | Summer | Coincident | 2029 | POE50 | NA | 163.4935 | VIC Brooklyn (Powercor) 66 kV |  |  | FALSE | #N/A | #N/A | #N/A | #N/A | #N/A | #N/A | #N/A | #N/A | #N/A | #N/A
TRUE | VIC | BLTS66P | Brooklyn (Powercor) 66 kV | Powercor | Summer | Non-coincident | 2029 | POE10 | NA | 258.9999 | VIC Brooklyn (Powercor) 66 kV |  |  | FALSE | #N/A | #N/A | #N/A | #N/A | #N/A | #N/A | #N/A | #N/A | #N/A | #N/A
TRUE | VIC | BLTS66P | Brooklyn (Powercor) 66 kV | Powercor | Summer | Coincident | 2030 | POE10 | NA | 162.3943 | VIC Brooklyn (Powercor) 66 kV |  |  | FALSE | #N/A | #N/A | #N/A | #N/A | #N/A | #N/A | #N/A | #N/A | #N/A | #N/A
TRUE | VIC | BLTS66P | Brooklyn (Powercor) 66 kV | Powercor | Summer | Coincident | 2030 | POE50 | NA | 161.4352 | VIC Brooklyn (Powercor) 66 kV |  |  | FALSE | #N/A | #N/A | #N/A | #N/A | #N/A | #N/A | #N/A | #N/A | #N/A | #N/A
TRUE | VIC | BLTS66P | Brooklyn (Powercor) 66 kV | Powercor | Summer | Non-coincident | 2030 | POE10 | NA | 260.3774 | VIC Brooklyn (Powercor) 66 kV |  |  | FALSE | #N/A | #N/A | #N/A | #N/A | #N/A | #N/A | #N/A | #N/A | #N/A | #N/A
TRUE | VIC | BLTS66P | Brooklyn (Powercor) 66 kV | Powercor | Summer | Coincident | 2031 | POE10 | NA | 159.1159 | VIC Brooklyn (Powercor) 66 kV |  |  | FALSE | #N/A | #N/A | #N/A | #N/A | #N/A | #N/A | #N/A | #N/A | #N/A | #N/A
TRUE | VIC | BLTS66P | Brooklyn (Powercor) 66 kV | Powercor | Summer | Coincident | 2031 | POE50 | NA | 158.9363 | VIC Brooklyn (Powercor) 66 kV |  |  | FALSE | #N/A | #N/A | #N/A | #N/A | #N/A | #N/A | #N/A | #N/A | #N/A | #N/A
TRUE | VIC | BLTS66P | Brooklyn (Powercor) 66 kV | Powercor | Summer | Non-coincident | 2031 | POE10 | NA | 261.7609 | VIC Brooklyn (Powercor) 66 kV |  |  | FALSE | #N/A | #N/A | #N/A | #N/A | #N/A | #N/A | #N/A | #N/A | #N/A | #N/A
TRUE | VIC | BLTS66P | Brooklyn (Powercor) 66 kV | Powercor | Summer | Coincident | 2032 | POE10 | NA | 155.2184 | VIC Brooklyn (Powercor) 66 kV |  |  | FALSE | #N/A | #N/A | #N/A | #N/A | #N/A | #N/A | #N/A | #N/A | #N/A | #N/A
TRUE | VIC | BLTS66P | Brooklyn (Powercor) 66 kV | Powercor | Summer | Coincident | 2032 | POE50 | NA | 154.722 | VIC Brooklyn (Powercor) 66 kV |  |  | FALSE | #N/A | #N/A | #N/A | #N/A | #N/A | #N/A | #N/A | #N/A | #N/A | #N/A
TRUE | VIC | BLTS66P | Brooklyn (Powercor) 66 kV | Powercor | Summer | Non-coincident | 2032 | POE10 | NA | 263.2109 | VIC Brooklyn (Powercor) 66 kV |  |  | FALSE | #N/A | #N/A | #N/A | #N/A | #N/A | #N/A | #N/A | #N/A | #N/A | #N/A
TRUE | VIC | BLTS66P | Brooklyn (Powercor) 66 kV | Powercor | Summer | Coincident | 2033 | POE10 | NA | 152.4405 | VIC Brooklyn (Powercor) 66 kV |  |  | FALSE | #N/A | #N/A | #N/A | #N/A | #N/A | #N/A | #N/A | #N/A | #N/A | #N/A
TRUE | VIC | BLTS66P | Brooklyn (Powercor) 66 kV | Powercor | Summer | Coincident | 2033 | POE50 | NA | 150.5254 | VIC Brooklyn (Powercor) 66 kV |  |  | FALSE | #N/A | #N/A | #N/A | #N/A | #N/A | #N/A | #N/A | #N/A | #N/A | #N/A
TRUE | VIC | BLTS66P | Brooklyn (Powercor) 66 kV | Powercor | Summer | Non-coincident | 2033 | POE10 | NA | 264.6995 | VIC Brooklyn (Powercor) 66 kV |  |  | FALSE | #N/A | #N/A | #N/A | #N/A | #N/A | #N/A | #N/A | #N/A | #N/A | #N/A
TRUE | VIC | BLTS66P | Brooklyn (Powercor) 66 kV | Powercor | Summer | Coincident | 2034 | POE10 | NA | 151.7072 | VIC Brooklyn (Powercor) 66 kV |  |  | FALSE | #N/A | #N/A | #N/A | #N/A | #N/A | #N/A | #N/A | #N/A | #N/A | #N/A
TRUE | VIC | BLTS66P | Brooklyn (Powercor) 66 kV | Powercor | Summer | Coincident | 2034 | POE50 | NA | 149.9419 | VIC Brooklyn (Powercor) 66 kV |  |  | FALSE | #N/A | #N/A | #N/A | #N/A | #N/A | #N/A | #N/A | #N/A | #N/A | #N/A
TRUE | VIC | BLTS66P | Brooklyn (Powercor) 66 kV | Powercor | Summer | Non-coincident | 2034 | POE10 | NA | 266.1896 | VIC Brooklyn (Powercor) 66 kV |  |  | FALSE | #N/A | #N/A | #N/A | #N/A | #N/A | #N/A | #N/A | #N/A | #N/A | #N/A
TRUE | VIC | BLTS66P | Brooklyn (Powercor) 66 kV | Powercor | Summer | Coincident | 2035 | POE10 | NA | 151.6153 | VIC Brooklyn (Powercor) 66 kV |  |  | FALSE | #N/A | #N/A | #N/A | #N/A | #N/A | #N/A | #N/A | #N/A | #N/A | #N/A
TRUE | VIC | BLTS66P | Brooklyn (Powercor) 66 kV | Powercor | Summer | Coincident | 2035 | POE50 | NA | 149.8596 | VIC Brooklyn (Powercor) 66 kV |  |  | FALSE | #N/A | #N/A | #N/A | #N/A | #N/A | #N/A | #N/A | #N/A | #N/A | #N/A
TRUE | VIC | BLTS66P | Brooklyn (Powercor) 66 kV | Powercor | Summer | Non-coincident | 2035 | POE10 | NA | 267.6753 | VIC Brooklyn (Powercor) 66 kV |  |  | FALSE | #N/A | #N/A | #N/A | #N/A | #N/A | #N/A | #N/A | #N/A | #N/A | #N/A
TRUE | VIC | BLTS66P | Brooklyn (Powercor) 66 kV | Powercor | Winter | Coincident | 2018 | ACTUAL_OPG | NA | 105.4674 | VIC Brooklyn (Powercor) 66 kV |  |  | FALSE | #N/A | #N/A | #N/A | #N/A | #N/A | #N/A | #N/A | #N/A | #N/A | #N/A
TRUE | VIC | BLTS66P | Brooklyn (Powercor) 66 kV | Powercor | Winter | Coincident | 2018 | ACTUAL_RAW | NA | 105.4674 | VIC Brooklyn (Powercor) 66 kV |  |  | FALSE | #N/A | #N/A | #N/A | #N/A | #N/A | #N/A | #N/A | #N/A | #N/A | #N/A
TRUE | VIC | BLTS66P | Brooklyn (Powercor) 66 kV | Powercor | Winter | Non-coincident | 2018 | ACTUAL_RAW | NA | 124.6715 | VIC Brooklyn (Powercor) 66 kV |  |  | FALSE | #N/A | #N/A | #N/A | #N/A | #N/A | #N/A | #N/A | #N/A | #N/A | #N/A
TRUE | VIC | BLTS66P | Brooklyn (Powercor) 66 kV | Powercor | Winter | Non-coincident | 2018 | ACTUAL_OPG | NA | 124.6715 | VIC Brooklyn (Powercor) 66 kV |  |  | FALSE | #N/A | #N/A | #N/A | #N/A | #N/A | #N/A | #N/A | #N/A | #N/A | #N/A
TRUE | VIC | BLTS66P | Brooklyn (Powercor) 66 kV | Powercor | Winter | Non-coincident | 2018 | ACTUAL_ADJUSTEDOPG | NA | 124.6715 | VIC Brooklyn (Powercor) 66 kV |  |  | FALSE | #N/A | #N/A | #N/A | #N/A | #N/A | #N/A | #N/A | #N/A | #N/A | #N/A
TRUE | VIC | BLTS66P | Brooklyn (Powercor) 66 kV | Powercor | Winter | Coincident | 2019 | ACTUAL_OPG | NA | 98.982 | VIC Brooklyn (Powercor) 66 kV |  |  | FALSE | #N/A | #N/A | #N/A | #N/A | #N/A | #N/A | #N/A | #N/A | #N/A | #N/A
TRUE | VIC | BLTS66P | Brooklyn (Powercor) 66 kV | Powercor | Winter | Coincident | 2019 | ACTUAL_RAW | NA | 98.982 | VIC Brooklyn (Powercor) 66 kV |  |  | FALSE | #N/A | #N/A | #N/A | #N/A | #N/A | #N/A | #N/A | #N/A | #N/A | #N/A
TRUE | VIC | BLTS66P | Brooklyn (Powercor) 66 kV | Powercor | Winter | Non-coincident | 2019 | ACTUAL_RAW | NA | 115.4226 | VIC Brooklyn (Powercor) 66 kV |  |  | FALSE | #N/A | #N/A | #N/A | #N/A | #N/A | #N/A | #N/A | #N/A | #N/A | #N/A
TRUE | VIC | BLTS66P | Brooklyn (Powercor) 66 kV | Powercor | Winter | Non-coincident | 2019 | ACTUAL_OPG | NA | 115.4226 | VIC Brooklyn (Powercor) 66 kV |  |  | FALSE | #N/A | #N/A | #N/A | #N/A | #N/A | #N/A | #N/A | #N/A | #N/A | #N/A
TRUE | VIC | BLTS66P | Brooklyn (Powercor) 66 kV | Powercor | Winter | Non-coincident | 2019 | ACTUAL_ADJUSTEDOPG | NA | 115.4226 | VIC Brooklyn (Powercor) 66 kV |  |  | FALSE | #N/A | #N/A | #N/A | #N/A | #N/A | #N/A | #N/A | #N/A | #N/A | #N/A
TRUE | VIC | BLTS66P | Brooklyn (Powercor) 66 kV | Powercor | Winter | Coincident | 2020 | ACTUAL_OPG | NA | 107.3463 | VIC Brooklyn (Powercor) 66 kV |  |  | FALSE | #N/A | #N/A | #N/A | #N/A | #N/A | #N/A | #N/A | #N/A | #N/A | #N/A
TRUE | VIC | BLTS66P | Brooklyn (Powercor) 66 kV | Powercor | Winter | Coincident | 2020 | ACTUAL_RAW | NA | 107.3463 | VIC Brooklyn (Powercor) 66 kV |  |  | FALSE | #N/A | #N/A | #N/A | #N/A | #N/A | #N/A | #N/A | #N/A | #N/A | #N/A
TRUE | VIC | BLTS66P | Brooklyn (Powercor) 66 kV | Powercor | Winter | Non-coincident | 2020 | ACTUAL_RAW | NA | 182.3303 | VIC Brooklyn (Powercor) 66 kV |  |  | FALSE | #N/A | #N/A | #N/A | #N/A | #N/A | #N/A | #N/A | #N/A | #N/A | #N/A
TRUE | VIC | BLTS66P | Brooklyn (Powercor) 66 kV | Powercor | Winter | Non-coincident | 2020 | ACTUAL_OPG | NA | 182.3303 | VIC Brooklyn (Powercor) 66 kV |  |  | FALSE | #N/A | #N/A | #N/A | #N/A | #N/A | #N/A | #N/A | #N/A | #N/A | #N/A
TRUE | VIC | BLTS66P | Brooklyn (Powercor) 66 kV | Powercor | Winter | Non-coincident | 2020 | ACTUAL_ADJUSTEDOPG | NA | 182.3303 | VIC Brooklyn (Powercor) 66 kV |  |  | FALSE | #N/A | #N/A | #N/A | #N/A | #N/A | #N/A | #N/A | #N/A | #N/A | #N/A
TRUE | VIC | BLTS66P | Brooklyn (Powercor) 66 kV | Powercor | Winter | Coincident | 2021 | ACTUAL_OPG | NA | 99.9729 | VIC Brooklyn (Powercor) 66 kV |  |  | FALSE | #N/A | #N/A | #N/A | #N/A | #N/A | #N/A | #N/A | #N/A | #N/A | #N/A
TRUE | VIC | BLTS66P | Brooklyn (Powercor) 66 kV | Powercor | Winter | Coincident | 2021 | ACTUAL_RAW | NA | 99.9729 | VIC Brooklyn (Powercor) 66 kV |  |  | FALSE | #N/A | #N/A | #N/A | #N/A | #N/A | #N/A | #N/A | #N/A | #N/A | #N/A
TRUE | VIC | BLTS66P | Brooklyn (Powercor) 66 kV | Powercor | Winter | Non-coincident | 2021 | ACTUAL_RAW | NA | 167.3896 | VIC Brooklyn (Powercor) 66 kV |  |  | FALSE | #N/A | #N/A | #N/A | #N/A | #N/A | #N/A | #N/A | #N/A | #N/A | #N/A
TRUE | VIC | BLTS66P | Brooklyn (Powercor) 66 kV | Powercor | Winter | Non-coincident | 2021 | ACTUAL_OPG | NA | 167.3896 | VIC Brooklyn (Powercor) 66 kV |  |  | FALSE | #N/A | #N/A | #N/A | #N/A | #N/A | #N/A | #N/A | #N/A | #N/A | #N/A
TRUE | VIC | BLTS66P | Brooklyn (Powercor) 66 kV | Powercor | Winter | Non-coincident | 2021 | ACTUAL_ADJUSTEDOPG | NA | 167.3896 | VIC Brooklyn (Powercor) 66 kV |  |  | FALSE | #N/A | #N/A | #N/A | #N/A | #N/A | #N/A | #N/A | #N/A | #N/A | #N/A
TRUE | VIC | BLTS66P | Brooklyn (Powercor) 66 kV | Powercor | Winter | Coincident | 2022 | ACTUAL_OPG | NA | 98.4905 | VIC Brooklyn (Powercor) 66 kV |  |  | FALSE | #N/A | #N/A | #N/A | #N/A | #N/A | #N/A | #N/A | #N/A | #N/A | #N/A
TRUE | VIC | BLTS66P | Brooklyn (Powercor) 66 kV | Powercor | Winter | Coincident | 2022 | ACTUAL_RAW | NA | 98.4905 | VIC Brooklyn (Powercor) 66 kV |  |  | FALSE | #N/A | #N/A | #N/A | #N/A | #N/A | #N/A | #N/A | #N/A | #N/A | #N/A
TRUE | VIC | BLTS66P | Brooklyn (Powercor) 66 kV | Powercor | Winter | Non-coincident | 2022 | ACTUAL_RAW | NA | 115.3096 | VIC Brooklyn (Powercor) 66 kV |  |  | FALSE | #N/A | #N/A | #N/A | #N/A | #N/A | #N/A | #N/A | #N/A | #N/A | #N/A
TRUE | VIC | BLTS66P | Brooklyn (Powercor) 66 kV | Powercor | Winter | Non-coincident | 2022 | ACTUAL_OPG | NA | 115.3096 | VIC Brooklyn (Powercor) 66 kV |  |  | FALSE | #N/A | #N/A | #N/A | #N/A | #N/A | #N/A | #N/A | #N/A | #N/A | #N/A
TRUE | VIC | BLTS66P | Brooklyn (Powercor) 66 kV | Powercor | Winter | Non-coincident | 2022 | ACTUAL_ADJUSTEDOPG | NA | 115.3096 | VIC Brooklyn (Powercor) 66 kV |  |  | FALSE | #N/A | #N/A | #N/A | #N/A | #N/A | #N/A | #N/A | #N/A | #N/A | #N/A
TRUE | VIC | BLTS66P | Brooklyn (Powercor) 66 kV | Powercor | Winter | Coincident | 2023 | ACTUAL_OPG | NA | 90.5386 | VIC Brooklyn (Powercor) 66 kV |  |  | FALSE | #N/A | #N/A | #N/A | #N/A | #N/A | #N/A | #N/A | #N/A | #N/A | #N/A
TRUE | VIC | BLTS66P | Brooklyn (Powercor) 66 kV | Powercor | Winter | Coincident | 2023 | ACTUAL_RAW | NA | 90.5386 | VIC Brooklyn (Powercor) 66 kV |  |  | FALSE | #N/A | #N/A | #N/A | #N/A | #N/A | #N/A | #N/A | #N/A | #N/A | #N/A
TRUE | VIC | BLTS66P | Brooklyn (Powercor) 66 kV | Powercor | Winter | Non-coincident | 2023 | ACTUAL_RAW | NA | 116.2605 | VIC Brooklyn (Powercor) 66 kV |  |  | FALSE | #N/A | #N/A | #N/A | #N/A | #N/A | #N/A | #N/A | #N/A | #N/A | #N/A
TRUE | VIC | BLTS66P | Brooklyn (Powercor) 66 kV | Powercor | Winter | Non-coincident | 2023 | ACTUAL_OPG | NA | 116.2605 | VIC Brooklyn (Powercor) 66 kV |  |  | FALSE | #N/A | #N/A | #N/A | #N/A | #N/A | #N/A | #N/A | #N/A | #N/A | #N/A
TRUE | VIC | BLTS66P | Brooklyn (Powercor) 66 kV | Powercor | Winter | Non-coincident | 2023 | ACTUAL_ADJUSTEDOPG | NA | 116.2605 | VIC Brooklyn (Powercor) 66 kV |  |  | FALSE | #N/A | #N/A | #N/A | #N/A | #N/A | #N/A | #N/A | #N/A | #N/A | #N/A
TRUE | VIC | BLTS66P | Brooklyn (Powercor) 66 kV | Powercor | Winter | Coincident | 2024 | ACTUAL_OPG | NA | 82.074 | VIC Brooklyn (Powercor) 66 kV |  |  | FALSE | #N/A | #N/A | #N/A | #N/A | #N/A | #N/A | #N/A | #N/A | #N/A | #N/A
TRUE | VIC | BLTS66P | Brooklyn (Powercor) 66 kV | Powercor | Winter | Coincident | 2024 | ACTUAL_RAW | NA | 82.074 | VIC Brooklyn (Powercor) 66 kV |  |  | FALSE | #N/A | #N/A | #N/A | #N/A | #N/A | #N/A | #N/A | #N/A | #N/A | #N/A
TRUE | VIC | BLTS66P | Brooklyn (Powercor) 66 kV | Powercor | Winter | Non-coincident | 2024 | ACTUAL_RAW | NA | 170.6255 | VIC Brooklyn (Powercor) 66 kV |  |  | FALSE | #N/A | #N/A | #N/A | #N/A | #N/A | #N/A | #N/A | #N/A | #N/A | #N/A
TRUE | VIC | BLTS66P | Brooklyn (Powercor) 66 kV | Powercor | Winter | Non-coincident | 2024 | ACTUAL_OPG | NA | 170.6255 | VIC Brooklyn (Powercor) 66 kV |  |  | FALSE | #N/A | #N/A | #N/A | #N/A | #N/A | #N/A | #N/A | #N/A | #N/A | #N/A
TRUE | VIC | BLTS66P | Brooklyn (Powercor) 66 kV | Powercor | Winter | Non-coincident | 2024 | ACTUAL_ADJUSTEDOPG | NA | 170.6255 | VIC Brooklyn (Powercor) 66 kV |  |  | FALSE | #N/A | #N/A | #N/A | #N/A | #N/A | #N/A | #N/A | #N/A | #N/A | #N/A
TRUE | VIC | BLTS66P | Brooklyn (Powercor) 66 kV | Powercor | Winter | Coincident | 2025 | POE10 | NA | 184.4543 | VIC Brooklyn (Powercor) 66 kV |  |  | FALSE | #N/A | #N/A | #N/A | #N/A | #N/A | #N/A | #N/A | #N/A | #N/A | #N/A
TRUE | VIC | BLTS66P | Brooklyn (Powercor) 66 kV | Powercor | Winter | Coincident | 2025 | POE50 | NA | 182.0738 | VIC Brooklyn (Powercor) 66 kV |  |  | FALSE | #N/A | #N/A | #N/A | #N/A | #N/A | #N/A | #N/A | #N/A | #N/A | #N/A
TRUE | VIC | BLTS66P | Brooklyn (Powercor) 66 kV | Powercor | Winter | Non-coincident | 2025 | ACTUAL_RAW | NA | 176.2801 | VIC Brooklyn (Powercor) 66 kV |  |  | FALSE | #N/A | #N/A | #N/A | #N/A | #N/A | #N/A | #N/A | #N/A | #N/A | #N/A
TRUE | VIC | BLTS66P | Brooklyn (Powercor) 66 kV | Powercor | Winter | Non-coincident | 2025 | ACTUAL_ADJUSTEDOPG | NA | 176.2801 | VIC Brooklyn (Powercor) 66 kV |  |  | FALSE | #N/A | #N/A | #N/A | #N/A | #N/A | #N/A | #N/A | #N/A | #N/A | #N/A
TRUE | VIC | BLTS66P | Brooklyn (Powercor) 66 kV | Powercor | Winter | Non-coincident | 2025 | BASEYEARPOE50 | NA | 180.9087 | VIC Brooklyn (Powercor) 66 kV |  |  | FALSE | #N/A | #N/A | #N/A | #N/A | #N/A | #N/A | #N/A | #N/A | #N/A | #N/A
TRUE | VIC | BLTS66P | Brooklyn (Powercor) 66 kV | Powercor | Winter | Non-coincident | 2025 | BASEYEARPOE10 | NA | 186.4405 | VIC Brooklyn (Powercor) 66 kV |  |  | FALSE | #N/A | #N/A | #N/A | #N/A | #N/A | #N/A | #N/A | #N/A | #N/A | #N/A
TRUE | VIC | BLTS66P | Brooklyn (Powercor) 66 kV | Powercor | Winter | Non-coincident | 2025 | POE10 | NA | 258.5919 | VIC Brooklyn (Powercor) 66 kV |  |  | FALSE | #N/A | #N/A | #N/A | #N/A | #N/A | #N/A | #N/A | #N/A | #N/A | #N/A
TRUE | VIC | BLTS66P | Brooklyn (Powercor) 66 kV | Powercor | Winter | Non-coincident | 2025 | POE50 | NA | 253.081 | VIC Brooklyn (Powercor) 66 kV |  |  | FALSE | #N/A | #N/A | #N/A | #N/A | #N/A | #N/A | #N/A | #N/A | #N/A | #N/A
TRUE | VIC | BLTS66P | Brooklyn (Powercor) 66 kV | Powercor | Winter | Coincident | 2026 | POE10 | NA | 194.4997 | VIC Brooklyn (Powercor) 66 kV |  |  | FALSE | #N/A | #N/A | #N/A | #N/A | #N/A | #N/A | #N/A | #N/A | #N/A | #N/A
TRUE | VIC | BLTS66P | Brooklyn (Powercor) 66 kV | Powercor | Winter | Coincident | 2026 | POE50 | NA | 191.9686 | VIC Brooklyn (Powercor) 66 kV |  |  | FALSE | #N/A | #N/A | #N/A | #N/A | #N/A | #N/A | #N/A | #N/A | #N/A | #N/A
TRUE | VIC | BLTS66P | Brooklyn (Powercor) 66 kV | Powercor | Winter | Non-coincident | 2026 | POE10 | NA | 283.0162 | VIC Brooklyn (Powercor) 66 kV |  |  | FALSE | #N/A | #N/A | #N/A | #N/A | #N/A | #N/A | #N/A | #N/A | #N/A | #N/A
TRUE | VIC | BLTS66P | Brooklyn (Powercor) 66 kV | Powercor | Winter | Non-coincident | 2026 | POE50 | NA | 277.4734 | VIC Brooklyn (Powercor) 66 kV |  |  | FALSE | #N/A | #N/A | #N/A | #N/A | #N/A | #N/A | #N/A | #N/A | #N/A | #N/A
TRUE | VIC | BLTS66P | Brooklyn (Powercor) 66 kV | Powercor | Winter | Coincident | 2027 | POE10 | NA | 188.3384 | VIC Brooklyn (Powercor) 66 kV |  |  | FALSE | #N/A | #N/A | #N/A | #N/A | #N/A | #N/A | #N/A | #N/A | #N/A | #N/A
TRUE | VIC | BLTS66P | Brooklyn (Powercor) 66 kV | Powercor | Winter | Coincident | 2027 | POE50 | NA | 185.4038 | VIC Brooklyn (Powercor) 66 kV |  |  | FALSE | #N/A | #N/A | #N/A | #N/A | #N/A | #N/A | #N/A | #N/A | #N/A | #N/A
TRUE | VIC | BLTS66P | Brooklyn (Powercor) 66 kV | Powercor | Winter | Non-coincident | 2027 | POE10 | NA | 284.4316 | VIC Brooklyn (Powercor) 66 kV |  |  | FALSE | #N/A | #N/A | #N/A | #N/A | #N/A | #N/A | #N/A | #N/A | #N/A | #N/A
TRUE | VIC | BLTS66P | Brooklyn (Powercor) 66 kV | Powercor | Winter | Non-coincident | 2027 | POE50 | NA | 278.8484 | VIC Brooklyn (Powercor) 66 kV |  |  | FALSE | #N/A | #N/A | #N/A | #N/A | #N/A | #N/A | #N/A | #N/A | #N/A | #N/A
TRUE | VIC | BLTS66P | Brooklyn (Powercor) 66 kV | Powercor | Winter | Coincident | 2028 | POE10 | NA | 185.6679 | VIC Brooklyn (Powercor) 66 kV |  |  | FALSE | #N/A | #N/A | #N/A | #N/A | #N/A | #N/A | #N/A | #N/A | #N/A | #N/A
TRUE | VIC | BLTS66P | Brooklyn (Powercor) 66 kV | Powercor | Winter | Coincident | 2028 | POE50 | NA | 182.9123 | VIC Brooklyn (Powercor) 66 kV |  |  | FALSE | #N/A | #N/A | #N/A | #N/A | #N/A | #N/A | #N/A | #N/A | #N/A | #N/A
TRUE | VIC | BLTS66P | Brooklyn (Powercor) 66 kV | Powercor | Winter | Non-coincident | 2028 | POE10 | NA | 285.9043 | VIC Brooklyn (Powercor) 66 kV |  |  | FALSE | #N/A | #N/A | #N/A | #N/A | #N/A | #N/A | #N/A | #N/A | #N/A | #N/A
TRUE | VIC | BLTS66P | Brooklyn (Powercor) 66 kV | Powercor | Winter | Non-coincident | 2028 | POE50 | NA | 280.2808 | VIC Brooklyn (Powercor) 66 kV |  |  | FALSE | #N/A | #N/A | #N/A | #N/A | #N/A | #N/A | #N/A | #N/A | #N/A | #N/A
TRUE | VIC | BLTS66P | Brooklyn (Powercor) 66 kV | Powercor | Winter | Coincident | 2029 | POE10 | NA | 184.3871 | VIC Brooklyn (Powercor) 66 kV |  |  | FALSE | #N/A | #N/A | #N/A | #N/A | #N/A | #N/A | #N/A | #N/A | #N/A | #N/A
TRUE | VIC | BLTS66P | Brooklyn (Powercor) 66 kV | Powercor | Winter | Coincident | 2029 | POE50 | NA | 181.7064 | VIC Brooklyn (Powercor) 66 kV |  |  | FALSE | #N/A | #N/A | #N/A | #N/A | #N/A | #N/A | #N/A | #N/A | #N/A | #N/A
TRUE | VIC | BLTS66P | Brooklyn (Powercor) 66 kV | Powercor | Winter | Non-coincident | 2029 | POE10 | NA | 287.4397 | VIC Brooklyn (Powercor) 66 kV |  |  | FALSE | #N/A | #N/A | #N/A | #N/A | #N/A | #N/A | #N/A | #N/A | #N/A | #N/A
TRUE | VIC | BLTS66P | Brooklyn (Powercor) 66 kV | Powercor | Winter | Non-coincident | 2029 | POE50 | NA | 281.7759 | VIC Brooklyn (Powercor) 66 kV |  |  | FALSE | #N/A | #N/A | #N/A | #N/A | #N/A | #N/A | #N/A | #N/A | #N/A | #N/A
TRUE | VIC | BLTS66P | Brooklyn (Powercor) 66 kV | Powercor | Winter | Coincident | 2030 | POE10 | NA | 182.8182 | VIC Brooklyn (Powercor) 66 kV |  |  | FALSE | #N/A | #N/A | #N/A | #N/A | #N/A | #N/A | #N/A | #N/A | #N/A | #N/A
TRUE | VIC | BLTS66P | Brooklyn (Powercor) 66 kV | Powercor | Winter | Coincident | 2030 | POE50 | NA | 180.1143 | VIC Brooklyn (Powercor) 66 kV |  |  | FALSE | #N/A | #N/A | #N/A | #N/A | #N/A | #N/A | #N/A | #N/A | #N/A | #N/A
TRUE | VIC | BLTS66P | Brooklyn (Powercor) 66 kV | Powercor | Winter | Non-coincident | 2030 | POE10 | NA | 288.9918 | VIC Brooklyn (Powercor) 66 kV |  |  | FALSE | #N/A | #N/A | #N/A | #N/A | #N/A | #N/A | #N/A | #N/A | #N/A | #N/A
TRUE | VIC | BLTS66P | Brooklyn (Powercor) 66 kV | Powercor | Winter | Non-coincident | 2030 | POE50 | NA | 283.2876 | VIC Brooklyn (Powercor) 66 kV |  |  | FALSE | #N/A | #N/A | #N/A | #N/A | #N/A | #N/A | #N/A | #N/A | #N/A | #N/A
TRUE | VIC | BLTS66P | Brooklyn (Powercor) 66 kV | Powercor | Winter | Coincident | 2031 | POE10 | NA | 181.5608 | VIC Brooklyn (Powercor) 66 kV |  |  | FALSE | #N/A | #N/A | #N/A | #N/A | #N/A | #N/A | #N/A | #N/A | #N/A | #N/A
TRUE | VIC | BLTS66P | Brooklyn (Powercor) 66 kV | Powercor | Winter | Coincident | 2031 | POE50 | NA | 178.8759 | VIC Brooklyn (Powercor) 66 kV |  |  | FALSE | #N/A | #N/A | #N/A | #N/A | #N/A | #N/A | #N/A | #N/A | #N/A | #N/A
TRUE | VIC | BLTS66P | Brooklyn (Powercor) 66 kV | Powercor | Winter | Non-coincident | 2031 | POE10 | NA | 290.5746 | VIC Brooklyn (Powercor) 66 kV |  |  | FALSE | #N/A | #N/A | #N/A | #N/A | #N/A | #N/A | #N/A | #N/A | #N/A | #N/A
TRUE | VIC | BLTS66P | Brooklyn (Powercor) 66 kV | Powercor | Winter | Non-coincident | 2031 | POE50 | NA | 284.8299 | VIC Brooklyn (Powercor) 66 kV |  |  | FALSE | #N/A | #N/A | #N/A | #N/A | #N/A | #N/A | #N/A | #N/A | #N/A | #N/A
TRUE | VIC | BLTS66P | Brooklyn (Powercor) 66 kV | Powercor | Winter | Coincident | 2032 | POE10 | NA | 178.8688 | VIC Brooklyn (Powercor) 66 kV |  |  | FALSE | #N/A | #N/A | #N/A | #N/A | #N/A | #N/A | #N/A | #N/A | #N/A | #N/A
TRUE | VIC | BLTS66P | Brooklyn (Powercor) 66 kV | Powercor | Winter | Coincident | 2032 | POE50 | NA | 175.8839 | VIC Brooklyn (Powercor) 66 kV |  |  | FALSE | #N/A | #N/A | #N/A | #N/A | #N/A | #N/A | #N/A | #N/A | #N/A | #N/A
TRUE | VIC | BLTS66P | Brooklyn (Powercor) 66 kV | Powercor | Winter | Non-coincident | 2032 | POE10 | NA | 292.2568 | VIC Brooklyn (Powercor) 66 kV |  |  | FALSE | #N/A | #N/A | #N/A | #N/A | #N/A | #N/A | #N/A | #N/A | #N/A | #N/A
TRUE | VIC | BLTS66P | Brooklyn (Powercor) 66 kV | Powercor | Winter | Non-coincident | 2032 | POE50 | NA | 286.4693 | VIC Brooklyn (Powercor) 66 kV |  |  | FALSE | #N/A | #N/A | #N/A | #N/A | #N/A | #N/A | #N/A | #N/A | #N/A | #N/A
TRUE | VIC | BLTS66P | Brooklyn (Powercor) 66 kV | Powercor | Winter | Coincident | 2033 | POE10 | NA | 175.4208 | VIC Brooklyn (Powercor) 66 kV |  |  | FALSE | #N/A | #N/A | #N/A | #N/A | #N/A | #N/A | #N/A | #N/A | #N/A | #N/A
TRUE | VIC | BLTS66P | Brooklyn (Powercor) 66 kV | Powercor | Winter | Coincident | 2033 | POE50 | NA | 172.5077 | VIC Brooklyn (Powercor) 66 kV |  |  | FALSE | #N/A | #N/A | #N/A | #N/A | #N/A | #N/A | #N/A | #N/A | #N/A | #N/A
TRUE | VIC | BLTS66P | Brooklyn (Powercor) 66 kV | Powercor | Winter | Non-coincident | 2033 | POE10 | NA | 293.9431 | VIC Brooklyn (Powercor) 66 kV |  |  | FALSE | #N/A | #N/A | #N/A | #N/A | #N/A | #N/A | #N/A | #N/A | #N/A | #N/A
TRUE | VIC | BLTS66P | Brooklyn (Powercor) 66 kV | Powercor | Winter | Non-coincident | 2033 | POE50 | NA | 288.1127 | VIC Brooklyn (Powercor) 66 kV |  |  | FALSE | #N/A | #N/A | #N/A | #N/A | #N/A | #N/A | #N/A | #N/A | #N/A | #N/A
TRUE | VIC | BLTS66P | Brooklyn (Powercor) 66 kV | Powercor | Winter | Coincident | 2034 | POE10 | NA | 175.116 | VIC Brooklyn (Powercor) 66 kV |  |  | FALSE | #N/A | #N/A | #N/A | #N/A | #N/A | #N/A | #N/A | #N/A | #N/A | #N/A
TRUE | VIC | BLTS66P | Brooklyn (Powercor) 66 kV | Powercor | Winter | Coincident | 2034 | POE50 | NA | 172.2949 | VIC Brooklyn (Powercor) 66 kV |  |  | FALSE | #N/A | #N/A | #N/A | #N/A | #N/A | #N/A | #N/A | #N/A | #N/A | #N/A
TRUE | VIC | BLTS66P | Brooklyn (Powercor) 66 kV | Powercor | Winter | Non-coincident | 2034 | POE10 | NA | 295.6251 | VIC Brooklyn (Powercor) 66 kV |  |  | FALSE | #N/A | #N/A | #N/A | #N/A | #N/A | #N/A | #N/A | #N/A | #N/A | #N/A
TRUE | VIC | BLTS66P | Brooklyn (Powercor) 66 kV | Powercor | Winter | Non-coincident | 2034 | POE50 | NA | 289.7518 | VIC Brooklyn (Powercor) 66 kV |  |  | FALSE | #N/A | #N/A | #N/A | #N/A | #N/A | #N/A | #N/A | #N/A | #N/A | #N/A
TRUE | VIC | BTS22C | Brunswick (CitiPower) 22 kV | Citipower | Shoulder | Coincident | 2019 | ACTUAL_OPG | 12.096 | NA | VIC Brunswick (CitiPower) 22 kV |  |  | FALSE | #N/A | #N/A | #N/A | #N/A | #N/A | #N/A | #N/A | #N/A | #N/A | #N/A
TRUE | VIC | BTS22C | Brunswick (CitiPower) 22 kV | Citipower | Shoulder | Coincident | 2019 | ACTUAL_RAW | 12.096 | NA | VIC Brunswick (CitiPower) 22 kV |  |  | FALSE | #N/A | #N/A | #N/A | #N/A | #N/A | #N/A | #N/A | #N/A | #N/A | #N/A
TRUE | VIC | BTS22C | Brunswick (CitiPower) 22 kV | Citipower | Shoulder | Non-coincident | 2019 | ACTUAL_RAW | 12.0671 | NA | VIC Brunswick (CitiPower) 22 kV |  |  | FALSE | #N/A | #N/A | #N/A | #N/A | #N/A | #N/A | #N/A | #N/A | #N/A | #N/A
TRUE | VIC | BTS22C | Brunswick (CitiPower) 22 kV | Citipower | Shoulder | Non-coincident | 2019 | ACTUAL_OPG | 12.0671 | NA | VIC Brunswick (CitiPower) 22 kV |  |  | FALSE | #N/A | #N/A | #N/A | #N/A | #N/A | #N/A | #N/A | #N/A | #N/A | #N/A
TRUE | VIC | BTS22C | Brunswick (CitiPower) 22 kV | Citipower | Shoulder | Non-coincident | 2019 | ACTUAL_ADJUSTEDOPG | 12.0671 | NA | VIC Brunswick (CitiPower) 22 kV |  |  | FALSE | #N/A | #N/A | #N/A | #N/A | #N/A | #N/A | #N/A | #N/A | #N/A | #N/A
TRUE | VIC | BTS22C | Brunswick (CitiPower) 22 kV | Citipower | Shoulder | Coincident | 2020 | ACTUAL_OPG | 19.8948 | NA | VIC Brunswick (CitiPower) 22 kV |  |  | FALSE | #N/A | #N/A | #N/A | #N/A | #N/A | #N/A | #N/A | #N/A | #N/A | #N/A
TRUE | VIC | BTS22C | Brunswick (CitiPower) 22 kV | Citipower | Shoulder | Coincident | 2020 | ACTUAL_RAW | 19.8948 | NA | VIC Brunswick (CitiPower) 22 kV |  |  | FALSE | #N/A | #N/A | #N/A | #N/A | #N/A | #N/A | #N/A | #N/A | #N/A | #N/A
TRUE | VIC | BTS22C | Brunswick (CitiPower) 22 kV | Citipower | Shoulder | Non-coincident | 2020 | ACTUAL_RAW | 12.4484 | NA | VIC Brunswick (CitiPower) 22 kV |  |  | FALSE | #N/A | #N/A | #N/A | #N/A | #N/A | #N/A | #N/A | #N/A | #N/A | #N/A
TRUE | VIC | BTS22C | Brunswick (CitiPower) 22 kV | Citipower | Shoulder | Non-coincident | 2020 | ACTUAL_OPG | 12.4484 | NA | VIC Brunswick (CitiPower) 22 kV |  |  | FALSE | #N/A | #N/A | #N/A | #N/A | #N/A | #N/A | #N/A | #N/A | #N/A | #N/A
TRUE | VIC | BTS22C | Brunswick (CitiPower) 22 kV | Citipower | Shoulder | Non-coincident | 2020 | ACTUAL_ADJUSTEDOPG | 12.4484 | NA | VIC Brunswick (CitiPower) 22 kV |  |  | FALSE | #N/A | #N/A | #N/A | #N/A | #N/A | #N/A | #N/A | #N/A | #N/A | #N/A
TRUE | VIC | BTS22C | Brunswick (CitiPower) 22 kV | Citipower | Shoulder | Coincident | 2021 | ACTUAL_OPG | 17.251 | NA | VIC Brunswick (CitiPower) 22 kV |  |  | FALSE | #N/A | #N/A | #N/A | #N/A | #N/A | #N/A | #N/A | #N/A | #N/A | #N/A
TRUE | VIC | BTS22C | Brunswick (CitiPower) 22 kV | Citipower | Shoulder | Coincident | 2021 | ACTUAL_RAW | 17.251 | NA | VIC Brunswick (CitiPower) 22 kV |  |  | FALSE | #N/A | #N/A | #N/A | #N/A | #N/A | #N/A | #N/A | #N/A | #N/A | #N/A
TRUE | VIC | BTS22C | Brunswick (CitiPower) 22 kV | Citipower | Shoulder | Non-coincident | 2021 | ACTUAL_RAW | 11.9562 | NA | VIC Brunswick (CitiPower) 22 kV |  |  | FALSE | #N/A | #N/A | #N/A | #N/A | #N/A | #N/A | #N/A | #N/A | #N/A | #N/A
TRUE | VIC | BTS22C | Brunswick (CitiPower) 22 kV | Citipower | Shoulder | Non-coincident | 2021 | ACTUAL_OPG | 11.9562 | NA | VIC Brunswick (CitiPower) 22 kV |  |  | FALSE | #N/A | #N/A | #N/A | #N/A | #N/A | #N/A | #N/A | #N/A | #N/A | #N/A
TRUE | VIC | BTS22C | Brunswick (CitiPower) 22 kV | Citipower | Shoulder | Non-coincident | 2021 | ACTUAL_ADJUSTEDOPG | 11.9562 | NA | VIC Brunswick (CitiPower) 22 kV |  |  | FALSE | #N/A | #N/A | #N/A | #N/A | #N/A | #N/A | #N/A | #N/A | #N/A | #N/A
TRUE | VIC | BTS22C | Brunswick (CitiPower) 22 kV | Citipower | Shoulder | Coincident | 2022 | ACTUAL_OPG | 14.7752 | NA | VIC Brunswick (CitiPower) 22 kV |  |  | FALSE | #N/A | #N/A | #N/A | #N/A | #N/A | #N/A | #N/A | #N/A | #N/A | #N/A
TRUE | VIC | BTS22C | Brunswick (CitiPower) 22 kV | Citipower | Shoulder | Coincident | 2022 | ACTUAL_RAW | 14.7752 | NA | VIC Brunswick (CitiPower) 22 kV |  |  | FALSE | #N/A | #N/A | #N/A | #N/A | #N/A | #N/A | #N/A | #N/A | #N/A | #N/A
TRUE | VIC | BTS22C | Brunswick (CitiPower) 22 kV | Citipower | Shoulder | Non-coincident | 2022 | ACTUAL_RAW | 12.2924 | NA | VIC Brunswick (CitiPower) 22 kV |  |  | FALSE | #N/A | #N/A | #N/A | #N/A | #N/A | #N/A | #N/A | #N/A | #N/A | #N/A
TRUE | VIC | BTS22C | Brunswick (CitiPower) 22 kV | Citipower | Shoulder | Non-coincident | 2022 | ACTUAL_OPG | 12.2924 | NA | VIC Brunswick (CitiPower) 22 kV |  |  | FALSE | #N/A | #N/A | #N/A | #N/A | #N/A | #N/A | #N/A | #N/A | #N/A | #N/A
TRUE | VIC | BTS22C | Brunswick (CitiPower) 22 kV | Citipower | Shoulder | Non-coincident | 2022 | ACTUAL_ADJUSTEDOPG | 12.2924 | NA | VIC Brunswick (CitiPower) 22 kV |  |  | FALSE | #N/A | #N/A | #N/A | #N/A | #N/A | #N/A | #N/A | #N/A | #N/A | #N/A
TRUE | VIC | BTS22C | Brunswick (CitiPower) 22 kV | Citipower | Shoulder | Coincident | 2023 | ACTUAL_OPG | 13.4959 | NA | VIC Brunswick (CitiPower) 22 kV |  |  | FALSE | #N/A | #N/A | #N/A | #N/A | #N/A | #N/A | #N/A | #N/A | #N/A | #N/A
TRUE | VIC | BTS22C | Brunswick (CitiPower) 22 kV | Citipower | Shoulder | Coincident | 2023 | ACTUAL_RAW | 13.4959 | NA | VIC Brunswick (CitiPower) 22 kV |  |  | FALSE | #N/A | #N/A | #N/A | #N/A | #N/A | #N/A | #N/A | #N/A | #N/A | #N/A
TRUE | VIC | BTS22C | Brunswick (CitiPower) 22 kV | Citipower | Shoulder | Non-coincident | 2023 | ACTUAL_RAW | 9.7988 | NA | VIC Brunswick (CitiPower) 22 kV |  |  | FALSE | #N/A | #N/A | #N/A | #N/A | #N/A | #N/A | #N/A | #N/A | #N/A | #N/A
TRUE | VIC | BTS22C | Brunswick (CitiPower) 22 kV | Citipower | Shoulder | Non-coincident | 2023 | ACTUAL_OPG | 9.7988 | NA | VIC Brunswick (CitiPower) 22 kV |  |  | FALSE | #N/A | #N/A | #N/A | #N/A | #N/A | #N/A | #N/A | #N/A | #N/A | #N/A
TRUE | VIC | BTS22C | Brunswick (CitiPower) 22 kV | Citipower | Shoulder | Non-coincident | 2023 | ACTUAL_ADJUSTEDOPG | 9.7988 | NA | VIC Brunswick (CitiPower) 22 kV |  |  | FALSE | #N/A | #N/A | #N/A | #N/A | #N/A | #N/A | #N/A | #N/A | #N/A | #N/A
TRUE | VIC | BTS22C | Brunswick (CitiPower) 22 kV | Citipower | Shoulder | Coincident | 2024 | ACTUAL_OPG | 11.3414 | NA | VIC Brunswick (CitiPower) 22 kV |  |  | FALSE | #N/A | #N/A | #N/A | #N/A | #N/A | #N/A | #N/A | #N/A | #N/A | #N/A
TRUE | VIC | BTS22C | Brunswick (CitiPower) 22 kV | Citipower | Shoulder | Coincident | 2024 | ACTUAL_RAW | 11.3414 | NA | VIC Brunswick (CitiPower) 22 kV |  |  | FALSE | #N/A | #N/A | #N/A | #N/A | #N/A | #N/A | #N/A | #N/A | #N/A | #N/A
TRUE | VIC | BTS22C | Brunswick (CitiPower) 22 kV | Citipower | Shoulder | Non-coincident | 2024 | ACTUAL_RAW | 9.9021 | NA | VIC Brunswick (CitiPower) 22 kV |  |  | FALSE | #N/A | #N/A | #N/A | #N/A | #N/A | #N/A | #N/A | #N/A | #N/A | #N/A
TRUE | VIC | BTS22C | Brunswick (CitiPower) 22 kV | Citipower | Shoulder | Non-coincident | 2024 | ACTUAL_OPG | 9.9021 | NA | VIC Brunswick (CitiPower) 22 kV |  |  | FALSE | #N/A | #N/A | #N/A | #N/A | #N/A | #N/A | #N/A | #N/A | #N/A | #N/A
TRUE | VIC | BTS22C | Brunswick (CitiPower) 22 kV | Citipower | Shoulder | Non-coincident | 2024 | ACTUAL_ADJUSTEDOPG | 9.9021 | NA | VIC Brunswick (CitiPower) 22 kV |  |  | FALSE | #N/A | #N/A | #N/A | #N/A | #N/A | #N/A | #N/A | #N/A | #N/A | #N/A
TRUE | VIC | BTS22C | Brunswick (CitiPower) 22 kV | Citipower | Shoulder | Coincident | 2025 | ACTUAL_OPG | 10.1563 | NA | VIC Brunswick (CitiPower) 22 kV |  |  | FALSE | #N/A | #N/A | #N/A | #N/A | #N/A | #N/A | #N/A | #N/A | #N/A | #N/A
TRUE | VIC | BTS22C | Brunswick (CitiPower) 22 kV | Citipower | Shoulder | Coincident | 2025 | ACTUAL_RAW | 10.1563 | NA | VIC Brunswick (CitiPower) 22 kV |  |  | FALSE | #N/A | #N/A | #N/A | #N/A | #N/A | #N/A | #N/A | #N/A | #N/A | #N/A
TRUE | VIC | BTS22C | Brunswick (CitiPower) 22 kV | Citipower | Shoulder | Non-coincident | 2025 | ACTUAL_RAW | 10.1563 | NA | VIC Brunswick (CitiPower) 22 kV |  |  | FALSE | #N/A | #N/A | #N/A | #N/A | #N/A | #N/A | #N/A | #N/A | #N/A | #N/A
TRUE | VIC | BTS22C | Brunswick (CitiPower) 22 kV | Citipower | Shoulder | Non-coincident | 2025 | ACTUAL_OPG | 10.1563 | NA | VIC Brunswick (CitiPower) 22 kV |  |  | FALSE | #N/A | #N/A | #N/A | #N/A | #N/A | #N/A | #N/A | #N/A | #N/A | #N/A
TRUE | VIC | BTS22C | Brunswick (CitiPower) 22 kV | Citipower | Shoulder | Non-coincident | 2025 | ACTUAL_ADJUSTEDOPG | 10.1563 | NA | VIC Brunswick (CitiPower) 22 kV |  |  | FALSE | #N/A | #N/A | #N/A | #N/A | #N/A | #N/A | #N/A | #N/A | #N/A | #N/A
TRUE | VIC | BTS22C | Brunswick (CitiPower) 22 kV | Citipower | Shoulder | Non-coincident | 2025 | BASEYEARPOE90 | 10.208 | NA | VIC Brunswick (CitiPower) 22 kV |  |  | FALSE | #N/A | #N/A | #N/A | #N/A | #N/A | #N/A | #N/A | #N/A | #N/A | #N/A
TRUE | VIC | BTS22C | Brunswick (CitiPower) 22 kV | Citipower | Shoulder | Non-coincident | 2025 | BASEYEARPOE50 | 11.0283 | NA | VIC Brunswick (CitiPower) 22 kV |  |  | FALSE | #N/A | #N/A | #N/A | #N/A | #N/A | #N/A | #N/A | #N/A | #N/A | #N/A
TRUE | VIC | BTS22C | Brunswick (CitiPower) 22 kV | Citipower | Shoulder | Coincident_unreconciled | 2026 | POE50 | 8.856 | NA | VIC Brunswick (CitiPower) 22 kV |  |  | FALSE | #N/A | #N/A | #N/A | #N/A | #N/A | #N/A | #N/A | #N/A | #N/A | #N/A
TRUE | VIC | BTS22C | Brunswick (CitiPower) 22 kV | Citipower | Shoulder | Coincident_unreconciled | 2026 | POE90 | 8.1735 | NA | VIC Brunswick (CitiPower) 22 kV |  |  | FALSE | #N/A | #N/A | #N/A | #N/A | #N/A | #N/A | #N/A | #N/A | #N/A | #N/A
TRUE | VIC | BTS22C | Brunswick (CitiPower) 22 kV | Citipower | Shoulder | Non-coincident | 2026 | POE50 | 8.856 | NA | VIC Brunswick (CitiPower) 22 kV |  |  | FALSE | #N/A | #N/A | #N/A | #N/A | #N/A | #N/A | #N/A | #N/A | #N/A | #N/A
TRUE | VIC | BTS22C | Brunswick (CitiPower) 22 kV | Citipower | Shoulder | Non-coincident | 2026 | POE90 | 7.4731 | NA | VIC Brunswick (CitiPower) 22 kV |  |  | FALSE | #N/A | #N/A | #N/A | #N/A | #N/A | #N/A | #N/A | #N/A | #N/A | #N/A
TRUE | VIC | BTS22C | Brunswick (CitiPower) 22 kV | Citipower | Shoulder | Coincident_unreconciled | 2027 | POE50 | 5.4031 | NA | VIC Brunswick (CitiPower) 22 kV |  |  | FALSE | #N/A | #N/A | #N/A | #N/A | #N/A | #N/A | #N/A | #N/A | #N/A | #N/A
TRUE | VIC | BTS22C | Brunswick (CitiPower) 22 kV | Citipower | Shoulder | Coincident_unreconciled | 2027 | POE90 | 4.7155 | NA | VIC Brunswick (CitiPower) 22 kV |  |  | FALSE | #N/A | #N/A | #N/A | #N/A | #N/A | #N/A | #N/A | #N/A | #N/A | #N/A
TRUE | VIC | BTS22C | Brunswick (CitiPower) 22 kV | Citipower | Shoulder | Non-coincident | 2027 | POE50 | 5.4031 | NA | VIC Brunswick (CitiPower) 22 kV |  |  | FALSE | #N/A | #N/A | #N/A | #N/A | #N/A | #N/A | #N/A | #N/A | #N/A | #N/A
TRUE | VIC | BTS22C | Brunswick (CitiPower) 22 kV | Citipower | Shoulder | Non-coincident | 2027 | POE90 | 4.7155 | NA | VIC Brunswick (CitiPower) 22 kV |  |  | FALSE | #N/A | #N/A | #N/A | #N/A | #N/A | #N/A | #N/A | #N/A | #N/A | #N/A
TRUE | VIC | BTS22C | Brunswick (CitiPower) 22 kV | Citipower | Shoulder | Coincident_unreconciled | 2028 | POE50 | 2.2478 | NA | VIC Brunswick (CitiPower) 22 kV |  |  | FALSE | #N/A | #N/A | #N/A | #N/A | #N/A | #N/A | #N/A | #N/A | #N/A | #N/A
TRUE | VIC | BTS22C | Brunswick (CitiPower) 22 kV | Citipower | Shoulder | Coincident_unreconciled | 2028 | POE90 | 1.5555 | NA | VIC Brunswick (CitiPower) 22 kV |  |  | FALSE | #N/A | #N/A | #N/A | #N/A | #N/A | #N/A | #N/A | #N/A | #N/A | #N/A
TRUE | VIC | BTS22C | Brunswick (CitiPower) 22 kV | Citipower | Shoulder | Non-coincident | 2028 | POE50 | 2.2478 | NA | VIC Brunswick (CitiPower) 22 kV |  |  | FALSE | #N/A | #N/A | #N/A | #N/A | #N/A | #N/A | #N/A | #N/A | #N/A | #N/A
TRUE | VIC | BTS22C | Brunswick (CitiPower) 22 kV | Citipower | Shoulder | Non-coincident | 2028 | POE90 | 1.5555 | NA | VIC Brunswick (CitiPower) 22 kV |  |  | FALSE | #N/A | #N/A | #N/A | #N/A | #N/A | #N/A | #N/A | #N/A | #N/A | #N/A
TRUE | VIC | BTS22C | Brunswick (CitiPower) 22 kV | Citipower | Shoulder | Coincident_unreconciled | 2029 | POE50 | -0.68543 | NA | VIC Brunswick (CitiPower) 22 kV |  |  | FALSE | #N/A | #N/A | #N/A | #N/A | #N/A | #N/A | #N/A | #N/A | #N/A | #N/A
TRUE | VIC | BTS22C | Brunswick (CitiPower) 22 kV | Citipower | Shoulder | Coincident_unreconciled | 2029 | POE90 | -1.3825 | NA | VIC Brunswick (CitiPower) 22 kV |  |  | FALSE | #N/A | #N/A | #N/A | #N/A | #N/A | #N/A | #N/A | #N/A | #N/A | #N/A
TRUE | VIC | BTS22C | Brunswick (CitiPower) 22 kV | Citipower | Shoulder | Non-coincident | 2029 | POE50 | -0.68543 | NA | VIC Brunswick (CitiPower) 22 kV |  |  | FALSE | #N/A | #N/A | #N/A | #N/A | #N/A | #N/A | #N/A | #N/A | #N/A | #N/A
TRUE | VIC | BTS22C | Brunswick (CitiPower) 22 kV | Citipower | Shoulder | Non-coincident | 2029 | POE90 | -1.3825 | NA | VIC Brunswick (CitiPower) 22 kV |  |  | FALSE | #N/A | #N/A | #N/A | #N/A | #N/A | #N/A | #N/A | #N/A | #N/A | #N/A
TRUE | VIC | BTS22C | Brunswick (CitiPower) 22 kV | Citipower | Shoulder | Coincident_unreconciled | 2030 | POE50 | -3.4548 | NA | VIC Brunswick (CitiPower) 22 kV |  |  | FALSE | #N/A | #N/A | #N/A | #N/A | #N/A | #N/A | #N/A | #N/A | #N/A | #N/A
TRUE | VIC | BTS22C | Brunswick (CitiPower) 22 kV | Citipower | Shoulder | Coincident_unreconciled | 2030 | POE90 | -4.1566 | NA | VIC Brunswick (CitiPower) 22 kV |  |  | FALSE | #N/A | #N/A | #N/A | #N/A | #N/A | #N/A | #N/A | #N/A | #N/A | #N/A
TRUE | VIC | BTS22C | Brunswick (CitiPower) 22 kV | Citipower | Shoulder | Non-coincident | 2030 | POE50 | -3.4548 | NA | VIC Brunswick (CitiPower) 22 kV |  |  | FALSE | #N/A | #N/A | #N/A | #N/A | #N/A | #N/A | #N/A | #N/A | #N/A | #N/A
TRUE | VIC | BTS22C | Brunswick (CitiPower) 22 kV | Citipower | Shoulder | Non-coincident | 2030 | POE90 | -4.1566 | NA | VIC Brunswick (CitiPower) 22 kV |  |  | FALSE | #N/A | #N/A | #N/A | #N/A | #N/A | #N/A | #N/A | #N/A | #N/A | #N/A
TRUE | VIC | BTS22C | Brunswick (CitiPower) 22 kV | Citipower | Shoulder | Coincident_unreconciled | 2031 | POE50 | -6.156 | NA | VIC Brunswick (CitiPower) 22 kV |  |  | FALSE | #N/A | #N/A | #N/A | #N/A | #N/A | #N/A | #N/A | #N/A | #N/A | #N/A
TRUE | VIC | BTS22C | Brunswick (CitiPower) 22 kV | Citipower | Shoulder | Coincident_unreconciled | 2031 | POE90 | -6.8627 | NA | VIC Brunswick (CitiPower) 22 kV |  |  | FALSE | #N/A | #N/A | #N/A | #N/A | #N/A | #N/A | #N/A | #N/A | #N/A | #N/A
TRUE | VIC | BTS22C | Brunswick (CitiPower) 22 kV | Citipower | Shoulder | Non-coincident | 2031 | POE50 | -6.156 | NA | VIC Brunswick (CitiPower) 22 kV |  |  | FALSE | #N/A | #N/A | #N/A | #N/A | #N/A | #N/A | #N/A | #N/A | #N/A | #N/A
TRUE | VIC | BTS22C | Brunswick (CitiPower) 22 kV | Citipower | Shoulder | Non-coincident | 2031 | POE90 | -6.8627 | NA | VIC Brunswick (CitiPower) 22 kV |  |  | FALSE | #N/A | #N/A | #N/A | #N/A | #N/A | #N/A | #N/A | #N/A | #N/A | #N/A
TRUE | VIC | BTS22C | Brunswick (CitiPower) 22 kV | Citipower | Shoulder | Coincident_unreconciled | 2032 | POE50 | -8.3849 | NA | VIC Brunswick (CitiPower) 22 kV |  |  | FALSE | #N/A | #N/A | #N/A | #N/A | #N/A | #N/A | #N/A | #N/A | #N/A | #N/A
TRUE | VIC | BTS22C | Brunswick (CitiPower) 22 kV | Citipower | Shoulder | Coincident_unreconciled | 2032 | POE90 | -9.0964 | NA | VIC Brunswick (CitiPower) 22 kV |  |  | FALSE | #N/A | #N/A | #N/A | #N/A | #N/A | #N/A | #N/A | #N/A | #N/A | #N/A
TRUE | VIC | BTS22C | Brunswick (CitiPower) 22 kV | Citipower | Shoulder | Non-coincident | 2032 | POE50 | -8.3849 | NA | VIC Brunswick (CitiPower) 22 kV |  |  | FALSE | #N/A | #N/A | #N/A | #N/A | #N/A | #N/A | #N/A | #N/A | #N/A | #N/A
TRUE | VIC | BTS22C | Brunswick (CitiPower) 22 kV | Citipower | Shoulder | Non-coincident | 2032 | POE90 | -9.0964 | NA | VIC Brunswick (CitiPower) 22 kV |  |  | FALSE | #N/A | #N/A | #N/A | #N/A | #N/A | #N/A | #N/A | #N/A | #N/A | #N/A
TRUE | VIC | BTS22C | Brunswick (CitiPower) 22 kV | Citipower | Shoulder | Coincident_unreconciled | 2033 | POE50 | -10.2125 | NA | VIC Brunswick (CitiPower) 22 kV |  |  | FALSE | #N/A | #N/A | #N/A | #N/A | #N/A | #N/A | #N/A | #N/A | #N/A | #N/A
TRUE | VIC | BTS22C | Brunswick (CitiPower) 22 kV | Citipower | Shoulder | Coincident_unreconciled | 2033 | POE90 | -10.9287 | NA | VIC Brunswick (CitiPower) 22 kV |  |  | FALSE | #N/A | #N/A | #N/A | #N/A | #N/A | #N/A | #N/A | #N/A | #N/A | #N/A
TRUE | VIC | BTS22C | Brunswick (CitiPower) 22 kV | Citipower | Shoulder | Non-coincident | 2033 | POE50 | -10.2125 | NA | VIC Brunswick (CitiPower) 22 kV |  |  | FALSE | #N/A | #N/A | #N/A | #N/A | #N/A | #N/A | #N/A | #N/A | #N/A | #N/A
TRUE | VIC | BTS22C | Brunswick (CitiPower) 22 kV | Citipower | Shoulder | Non-coincident | 2033 | POE90 | -10.9287 | NA | VIC Brunswick (CitiPower) 22 kV |  |  | FALSE | #N/A | #N/A | #N/A | #N/A | #N/A | #N/A | #N/A | #N/A | #N/A | #N/A
TRUE | VIC | BTS22C | Brunswick (CitiPower) 22 kV | Citipower | Shoulder | Coincident_unreconciled | 2034 | POE50 | -11.9474 | NA | VIC Brunswick (CitiPower) 22 kV |  |  | FALSE | #N/A | #N/A | #N/A | #N/A | #N/A | #N/A | #N/A | #N/A | #N/A | #N/A
TRUE | VIC | BTS22C | Brunswick (CitiPower) 22 kV | Citipower | Shoulder | Coincident_unreconciled | 2034 | POE90 | -12.6684 | NA | VIC Brunswick (CitiPower) 22 kV |  |  | FALSE | #N/A | #N/A | #N/A | #N/A | #N/A | #N/A | #N/A | #N/A | #N/A | #N/A
TRUE | VIC | BTS22C | Brunswick (CitiPower) 22 kV | Citipower | Shoulder | Non-coincident | 2034 | POE50 | -11.9474 | NA | VIC Brunswick (CitiPower) 22 kV |  |  | FALSE | #N/A | #N/A | #N/A | #N/A | #N/A | #N/A | #N/A | #N/A | #N/A | #N/A
TRUE | VIC | BTS22C | Brunswick (CitiPower) 22 kV | Citipower | Shoulder | Non-coincident | 2034 | POE90 | -12.6684 | NA | VIC Brunswick (CitiPower) 22 kV |  |  | FALSE | #N/A | #N/A | #N/A | #N/A | #N/A | #N/A | #N/A | #N/A | #N/A | #N/A
TRUE | VIC | BTS22C | Brunswick (CitiPower) 22 kV | Citipower | Shoulder | Coincident_unreconciled | 2035 | POE50 | -13.7605 | NA | VIC Brunswick (CitiPower) 22 kV |  |  | FALSE | #N/A | #N/A | #N/A | #N/A | #N/A | #N/A | #N/A | #N/A | #N/A | #N/A
TRUE | VIC | BTS22C | Brunswick (CitiPower) 22 kV | Citipower | Shoulder | Coincident_unreconciled | 2035 | POE90 | -14.4863 | NA | VIC Brunswick (CitiPower) 22 kV |  |  | FALSE | #N/A | #N/A | #N/A | #N/A | #N/A | #N/A | #N/A | #N/A | #N/A | #N/A
TRUE | VIC | BTS22C | Brunswick (CitiPower) 22 kV | Citipower | Shoulder | Non-coincident | 2035 | POE50 | -13.7605 | NA | VIC Brunswick (CitiPower) 22 kV |  |  | FALSE | #N/A | #N/A | #N/A | #N/A | #N/A | #N/A | #N/A | #N/A | #N/A | #N/A
TRUE | VIC | BTS22C | Brunswick (CitiPower) 22 kV | Citipower | Shoulder | Non-coincident | 2035 | POE90 | -14.4863 | NA | VIC Brunswick (CitiPower) 22 kV |  |  | FALSE | #N/A | #N/A | #N/A | #N/A | #N/A | #N/A | #N/A | #N/A | #N/A | #N/A
TRUE | VIC | BTS22C | Brunswick (CitiPower) 22 kV | Citipower | Summer | Coincident | 2019 | ACTUAL_OPG | 13.3297 | 45.9675 | VIC Brunswick (CitiPower) 22 kV |  |  | FALSE | #N/A | #N/A | #N/A | #N/A | #N/A | #N/A | #N/A | #N/A | #N/A | #N/A
TRUE | VIC | BTS22C | Brunswick (CitiPower) 22 kV | Citipower | Summer | Coincident | 2019 | ACTUAL_RAW | 13.3297 | 45.9675 | VIC Brunswick (CitiPower) 22 kV |  |  | FALSE | #N/A | #N/A | #N/A | #N/A | #N/A | #N/A | #N/A | #N/A | #N/A | #N/A
TRUE | VIC | BTS22C | Brunswick (CitiPower) 22 kV | Citipower | Summer | Non-coincident | 2019 | ACTUAL_RAW | 12.2012 | 53.3808 | VIC Brunswick (CitiPower) 22 kV |  |  | FALSE | #N/A | #N/A | #N/A | #N/A | #N/A | #N/A | #N/A | #N/A | #N/A | #N/A
TRUE | VIC | BTS22C | Brunswick (CitiPower) 22 kV | Citipower | Summer | Non-coincident | 2019 | ACTUAL_OPG | 12.2012 | 53.3808 | VIC Brunswick (CitiPower) 22 kV |  |  | FALSE | #N/A | #N/A | #N/A | #N/A | #N/A | #N/A | #N/A | #N/A | #N/A | #N/A
TRUE | VIC | BTS22C | Brunswick (CitiPower) 22 kV | Citipower | Summer | Non-coincident | 2019 | ACTUAL_ADJUSTEDOPG | 12.2012 | 53.3808 | VIC Brunswick (CitiPower) 22 kV |  |  | FALSE | #N/A | #N/A | #N/A | #N/A | #N/A | #N/A | #N/A | #N/A | #N/A | #N/A
TRUE | VIC | BTS22C | Brunswick (CitiPower) 22 kV | Citipower | Summer | Coincident | 2020 | ACTUAL_OPG | 15.0455 | 56.4356 | VIC Brunswick (CitiPower) 22 kV |  |  | FALSE | #N/A | #N/A | #N/A | #N/A | #N/A | #N/A | #N/A | #N/A | #N/A | #N/A
TRUE | VIC | BTS22C | Brunswick (CitiPower) 22 kV | Citipower | Summer | Coincident | 2020 | ACTUAL_RAW | 15.0455 | 56.4356 | VIC Brunswick (CitiPower) 22 kV |  |  | FALSE | #N/A | #N/A | #N/A | #N/A | #N/A | #N/A | #N/A | #N/A | #N/A | #N/A
TRUE | VIC | BTS22C | Brunswick (CitiPower) 22 kV | Citipower | Summer | Non-coincident | 2020 | ACTUAL_RAW | 11.9628 | 56.4356 | VIC Brunswick (CitiPower) 22 kV |  |  | FALSE | #N/A | #N/A | #N/A | #N/A | #N/A | #N/A | #N/A | #N/A | #N/A | #N/A
TRUE | VIC | BTS22C | Brunswick (CitiPower) 22 kV | Citipower | Summer | Non-coincident | 2020 | ACTUAL_OPG | 11.9628 | 56.4356 | VIC Brunswick (CitiPower) 22 kV |  |  | FALSE | #N/A | #N/A | #N/A | #N/A | #N/A | #N/A | #N/A | #N/A | #N/A | #N/A
TRUE | VIC | BTS22C | Brunswick (CitiPower) 22 kV | Citipower | Summer | Non-coincident | 2020 | ACTUAL_ADJUSTEDOPG | 11.9628 | 56.4356 | VIC Brunswick (CitiPower) 22 kV |  |  | FALSE | #N/A | #N/A | #N/A | #N/A | #N/A | #N/A | #N/A | #N/A | #N/A | #N/A
TRUE | VIC | BTS22C | Brunswick (CitiPower) 22 kV | Citipower | Summer | Coincident | 2021 | ACTUAL_OPG | 12.3681 | 45.9677 | VIC Brunswick (CitiPower) 22 kV |  |  | FALSE | #N/A | #N/A | #N/A | #N/A | #N/A | #N/A | #N/A | #N/A | #N/A | #N/A
TRUE | VIC | BTS22C | Brunswick (CitiPower) 22 kV | Citipower | Summer | Coincident | 2021 | ACTUAL_RAW | 12.3681 | 45.9677 | VIC Brunswick (CitiPower) 22 kV |  |  | FALSE | #N/A | #N/A | #N/A | #N/A | #N/A | #N/A | #N/A | #N/A | #N/A | #N/A
TRUE | VIC | BTS22C | Brunswick (CitiPower) 22 kV | Citipower | Summer | Non-coincident | 2021 | ACTUAL_RAW | 11.2416 | 48.193 | VIC Brunswick (CitiPower) 22 kV |  |  | FALSE | #N/A | #N/A | #N/A | #N/A | #N/A | #N/A | #N/A | #N/A | #N/A | #N/A
TRUE | VIC | BTS22C | Brunswick (CitiPower) 22 kV | Citipower | Summer | Non-coincident | 2021 | ACTUAL_OPG | 11.2416 | 48.193 | VIC Brunswick (CitiPower) 22 kV |  |  | FALSE | #N/A | #N/A | #N/A | #N/A | #N/A | #N/A | #N/A | #N/A | #N/A | #N/A
TRUE | VIC | BTS22C | Brunswick (CitiPower) 22 kV | Citipower | Summer | Non-coincident | 2021 | ACTUAL_ADJUSTEDOPG | 11.2416 | 48.193 | VIC Brunswick (CitiPower) 22 kV |  |  | FALSE | #N/A | #N/A | #N/A | #N/A | #N/A | #N/A | #N/A | #N/A | #N/A | #N/A
TRUE | VIC | BTS22C | Brunswick (CitiPower) 22 kV | Citipower | Summer | Coincident | 2022 | ACTUAL_OPG | 15.3999 | 50.566 | VIC Brunswick (CitiPower) 22 kV |  |  | FALSE | #N/A | #N/A | #N/A | #N/A | #N/A | #N/A | #N/A | #N/A | #N/A | #N/A
TRUE | VIC | BTS22C | Brunswick (CitiPower) 22 kV | Citipower | Summer | Coincident | 2022 | ACTUAL_RAW | 15.3999 | 50.566 | VIC Brunswick (CitiPower) 22 kV |  |  | FALSE | #N/A | #N/A | #N/A | #N/A | #N/A | #N/A | #N/A | #N/A | #N/A | #N/A
TRUE | VIC | BTS22C | Brunswick (CitiPower) 22 kV | Citipower | Summer | Non-coincident | 2022 | ACTUAL_RAW | 11.4325 | 52.6727 | VIC Brunswick (CitiPower) 22 kV |  |  | FALSE | #N/A | #N/A | #N/A | #N/A | #N/A | #N/A | #N/A | #N/A | #N/A | #N/A
TRUE | VIC | BTS22C | Brunswick (CitiPower) 22 kV | Citipower | Summer | Non-coincident | 2022 | ACTUAL_OPG | 11.4325 | 52.6727 | VIC Brunswick (CitiPower) 22 kV |  |  | FALSE | #N/A | #N/A | #N/A | #N/A | #N/A | #N/A | #N/A | #N/A | #N/A | #N/A
TRUE | VIC | BTS22C | Brunswick (CitiPower) 22 kV | Citipower | Summer | Non-coincident | 2022 | ACTUAL_ADJUSTEDOPG | 11.4325 | 52.6727 | VIC Brunswick (CitiPower) 22 kV |  |  | FALSE | #N/A | #N/A | #N/A | #N/A | #N/A | #N/A | #N/A | #N/A | #N/A | #N/A
TRUE | VIC | BTS22C | Brunswick (CitiPower) 22 kV | Citipower | Summer | Coincident | 2023 | ACTUAL_OPG | 11.9212 | 41.8786 | VIC Brunswick (CitiPower) 22 kV |  |  | FALSE | #N/A | #N/A | #N/A | #N/A | #N/A | #N/A | #N/A | #N/A | #N/A | #N/A
TRUE | VIC | BTS22C | Brunswick (CitiPower) 22 kV | Citipower | Summer | Coincident | 2023 | ACTUAL_RAW | 11.9212 | 41.8786 | VIC Brunswick (CitiPower) 22 kV |  |  | FALSE | #N/A | #N/A | #N/A | #N/A | #N/A | #N/A | #N/A | #N/A | #N/A | #N/A
TRUE | VIC | BTS22C | Brunswick (CitiPower) 22 kV | Citipower | Summer | Non-coincident | 2023 | ACTUAL_RAW | 7.3712 | 41.8786 | VIC Brunswick (CitiPower) 22 kV |  |  | FALSE | #N/A | #N/A | #N/A | #N/A | #N/A | #N/A | #N/A | #N/A | #N/A | #N/A
TRUE | VIC | BTS22C | Brunswick (CitiPower) 22 kV | Citipower | Summer | Non-coincident | 2023 | ACTUAL_OPG | 7.3712 | 41.8786 | VIC Brunswick (CitiPower) 22 kV |  |  | FALSE | #N/A | #N/A | #N/A | #N/A | #N/A | #N/A | #N/A | #N/A | #N/A | #N/A
TRUE | VIC | BTS22C | Brunswick (CitiPower) 22 kV | Citipower | Summer | Non-coincident | 2023 | ACTUAL_ADJUSTEDOPG | 7.3712 | 41.8786 | VIC Brunswick (CitiPower) 22 kV |  |  | FALSE | #N/A | #N/A | #N/A | #N/A | #N/A | #N/A | #N/A | #N/A | #N/A | #N/A
TRUE | VIC | BTS22C | Brunswick (CitiPower) 22 kV | Citipower | Summer | Coincident | 2024 | ACTUAL_OPG | 8.1613 | 44.6685 | VIC Brunswick (CitiPower) 22 kV |  |  | FALSE | #N/A | #N/A | #N/A | #N/A | #N/A | #N/A | #N/A | #N/A | #N/A | #N/A
TRUE | VIC | BTS22C | Brunswick (CitiPower) 22 kV | Citipower | Summer | Coincident | 2024 | ACTUAL_RAW | 8.1613 | 44.6685 | VIC Brunswick (CitiPower) 22 kV |  |  | FALSE | #N/A | #N/A | #N/A | #N/A | #N/A | #N/A | #N/A | #N/A | #N/A | #N/A
TRUE | VIC | BTS22C | Brunswick (CitiPower) 22 kV | Citipower | Summer | Non-coincident | 2024 | ACTUAL_RAW | 7.7674 | 45.3309 | VIC Brunswick (CitiPower) 22 kV |  |  | FALSE | #N/A | #N/A | #N/A | #N/A | #N/A | #N/A | #N/A | #N/A | #N/A | #N/A
TRUE | VIC | BTS22C | Brunswick (CitiPower) 22 kV | Citipower | Summer | Non-coincident | 2024 | ACTUAL_OPG | 7.7674 | 45.3309 | VIC Brunswick (CitiPower) 22 kV |  |  | FALSE | #N/A | #N/A | #N/A | #N/A | #N/A | #N/A | #N/A | #N/A | #N/A | #N/A
TRUE | VIC | BTS22C | Brunswick (CitiPower) 22 kV | Citipower | Summer | Non-coincident | 2024 | ACTUAL_ADJUSTEDOPG | 7.7674 | 45.3309 | VIC Brunswick (CitiPower) 22 kV |  |  | FALSE | #N/A | #N/A | #N/A | #N/A | #N/A | #N/A | #N/A | #N/A | #N/A | #N/A
TRUE | VIC | BTS22C | Brunswick (CitiPower) 22 kV | Citipower | Summer | Coincident | 2025 | ACTUAL_OPG | 8.5496 | 48.3701 | VIC Brunswick (CitiPower) 22 kV |  |  | FALSE | #N/A | #N/A | #N/A | #N/A | #N/A | #N/A | #N/A | #N/A | #N/A | #N/A
TRUE | VIC | BTS22C | Brunswick (CitiPower) 22 kV | Citipower | Summer | Coincident | 2025 | ACTUAL_RAW | 8.5496 | 48.3701 | VIC Brunswick (CitiPower) 22 kV |  |  | FALSE | #N/A | #N/A | #N/A | #N/A | #N/A | #N/A | #N/A | #N/A | #N/A | #N/A
TRUE | VIC | BTS22C | Brunswick (CitiPower) 22 kV | Citipower | Summer | Non-coincident | 2025 | ACTUAL_RAW | 8.1948 | 50.1733 | VIC Brunswick (CitiPower) 22 kV |  |  | FALSE | #N/A | #N/A | #N/A | #N/A | #N/A | #N/A | #N/A | #N/A | #N/A | #N/A
TRUE | VIC | BTS22C | Brunswick (CitiPower) 22 kV | Citipower | Summer | Non-coincident | 2025 | ACTUAL_OPG | 8.1948 | 50.1733 | VIC Brunswick (CitiPower) 22 kV |  |  | FALSE | #N/A | #N/A | #N/A | #N/A | #N/A | #N/A | #N/A | #N/A | #N/A | #N/A
TRUE | VIC | BTS22C | Brunswick (CitiPower) 22 kV | Citipower | Summer | Non-coincident | 2025 | ACTUAL_ADJUSTEDOPG | 8.1948 | 50.1733 | VIC Brunswick (CitiPower) 22 kV |  |  | FALSE | #N/A | #N/A | #N/A | #N/A | #N/A | #N/A | #N/A | #N/A | #N/A | #N/A
TRUE | VIC | BTS22C | Brunswick (CitiPower) 22 kV | Citipower | Summer | Non-coincident | 2025 | BASEYEARPOE90 | 6.6244 | NA | VIC Brunswick (CitiPower) 22 kV |  |  | FALSE | #N/A | #N/A | #N/A | #N/A | #N/A | #N/A | #N/A | #N/A | #N/A | #N/A
TRUE | VIC | BTS22C | Brunswick (CitiPower) 22 kV | Citipower | Summer | Non-coincident | 2025 | BASEYEARPOE50 | 8.32 | 52.7203 | VIC Brunswick (CitiPower) 22 kV |  |  | FALSE | #N/A | #N/A | #N/A | #N/A | #N/A | #N/A | #N/A | #N/A | #N/A | #N/A
TRUE | VIC | BTS22C | Brunswick (CitiPower) 22 kV | Citipower | Summer | Coincident_unreconciled | 2026 | POE50 | 6.1572 | NA | VIC Brunswick (CitiPower) 22 kV |  |  | FALSE | #N/A | #N/A | #N/A | #N/A | #N/A | #N/A | #N/A | #N/A | #N/A | #N/A
TRUE | VIC | BTS22C | Brunswick (CitiPower) 22 kV | Citipower | Summer | Coincident_unreconciled | 2026 | POE90 | 4.4071 | NA | VIC Brunswick (CitiPower) 22 kV |  |  | FALSE | #N/A | #N/A | #N/A | #N/A | #N/A | #N/A | #N/A | #N/A | #N/A | #N/A
TRUE | VIC | BTS22C | Brunswick (CitiPower) 22 kV | Citipower | Summer | Non-coincident | 2026 | POE50 | 5.8808 | 52.7381 | VIC Brunswick (CitiPower) 22 kV |  |  | FALSE | #N/A | #N/A | #N/A | #N/A | #N/A | #N/A | #N/A | #N/A | #N/A | #N/A
TRUE | VIC | BTS22C | Brunswick (CitiPower) 22 kV | Citipower | Summer | Non-coincident | 2026 | POE90 | 4.2092 | NA | VIC Brunswick (CitiPower) 22 kV |  |  | FALSE | #N/A | #N/A | #N/A | #N/A | #N/A | #N/A | #N/A | #N/A | #N/A | #N/A
TRUE | VIC | BTS22C | Brunswick (CitiPower) 22 kV | Citipower | Summer | Coincident_unreconciled | 2027 | POE50 | 2.2496 | NA | VIC Brunswick (CitiPower) 22 kV |  |  | FALSE | #N/A | #N/A | #N/A | #N/A | #N/A | #N/A | #N/A | #N/A | #N/A | #N/A
TRUE | VIC | BTS22C | Brunswick (CitiPower) 22 kV | Citipower | Summer | Coincident_unreconciled | 2027 | POE90 | 0.48653 | NA | VIC Brunswick (CitiPower) 22 kV |  |  | FALSE | #N/A | #N/A | #N/A | #N/A | #N/A | #N/A | #N/A | #N/A | #N/A | #N/A
TRUE | VIC | BTS22C | Brunswick (CitiPower) 22 kV | Citipower | Summer | Non-coincident | 2027 | POE50 | 2.1486 | 52.5673 | VIC Brunswick (CitiPower) 22 kV |  |  | FALSE | #N/A | #N/A | #N/A | #N/A | #N/A | #N/A | #N/A | #N/A | #N/A | #N/A
TRUE | VIC | BTS22C | Brunswick (CitiPower) 22 kV | Citipower | Summer | Non-coincident | 2027 | POE90 | 0.46469 | NA | VIC Brunswick (CitiPower) 22 kV |  |  | FALSE | #N/A | #N/A | #N/A | #N/A | #N/A | #N/A | #N/A | #N/A | #N/A | #N/A
TRUE | VIC | BTS22C | Brunswick (CitiPower) 22 kV | Citipower | Summer | Coincident_unreconciled | 2028 | POE50 | -1.2318 | NA | VIC Brunswick (CitiPower) 22 kV |  |  | FALSE | #N/A | #N/A | #N/A | #N/A | #N/A | #N/A | #N/A | #N/A | #N/A | #N/A
TRUE | VIC | BTS22C | Brunswick (CitiPower) 22 kV | Citipower | Summer | Coincident_unreconciled | 2028 | POE90 | -2.8477 | NA | VIC Brunswick (CitiPower) 22 kV |  |  | FALSE | #N/A | #N/A | #N/A | #N/A | #N/A | #N/A | #N/A | #N/A | #N/A | #N/A
TRUE | VIC | BTS22C | Brunswick (CitiPower) 22 kV | Citipower | Summer | Non-coincident | 2028 | POE50 | -1.2925 | 52.4721 | VIC Brunswick (CitiPower) 22 kV |  |  | FALSE | #N/A | #N/A | #N/A | #N/A | #N/A | #N/A | #N/A | #N/A | #N/A | #N/A
TRUE | VIC | BTS22C | Brunswick (CitiPower) 22 kV | Citipower | Summer | Non-coincident | 2028 | POE90 | -2.9882 | NA | VIC Brunswick (CitiPower) 22 kV |  |  | FALSE | #N/A | #N/A | #N/A | #N/A | #N/A | #N/A | #N/A | #N/A | #N/A | #N/A
TRUE | VIC | BTS22C | Brunswick (CitiPower) 22 kV | Citipower | Summer | Coincident_unreconciled | 2029 | POE50 | -4.3133 | NA | VIC Brunswick (CitiPower) 22 kV |  |  | FALSE | #N/A | #N/A | #N/A | #N/A | #N/A | #N/A | #N/A | #N/A | #N/A | #N/A
TRUE | VIC | BTS22C | Brunswick (CitiPower) 22 kV | Citipower | Summer | Coincident_unreconciled | 2029 | POE90 | -5.9404 | NA | VIC Brunswick (CitiPower) 22 kV |  |  | FALSE | #N/A | #N/A | #N/A | #N/A | #N/A | #N/A | #N/A | #N/A | #N/A | #N/A
TRUE | VIC | BTS22C | Brunswick (CitiPower) 22 kV | Citipower | Summer | Non-coincident | 2029 | POE50 | -4.526 | 52.444 | VIC Brunswick (CitiPower) 22 kV |  |  | FALSE | #N/A | #N/A | #N/A | #N/A | #N/A | #N/A | #N/A | #N/A | #N/A | #N/A
TRUE | VIC | BTS22C | Brunswick (CitiPower) 22 kV | Citipower | Summer | Non-coincident | 2029 | POE90 | -6.2334 | NA | VIC Brunswick (CitiPower) 22 kV |  |  | FALSE | #N/A | #N/A | #N/A | #N/A | #N/A | #N/A | #N/A | #N/A | #N/A | #N/A
TRUE | VIC | BTS22C | Brunswick (CitiPower) 22 kV | Citipower | Summer | Coincident_unreconciled | 2030 | POE50 | -7.2591 | NA | VIC Brunswick (CitiPower) 22 kV |  |  | FALSE | #N/A | #N/A | #N/A | #N/A | #N/A | #N/A | #N/A | #N/A | #N/A | #N/A
TRUE | VIC | BTS22C | Brunswick (CitiPower) 22 kV | Citipower | Summer | Coincident_unreconciled | 2030 | POE90 | -8.8973 | NA | VIC Brunswick (CitiPower) 22 kV |  |  | FALSE | #N/A | #N/A | #N/A | #N/A | #N/A | #N/A | #N/A | #N/A | #N/A | #N/A
TRUE | VIC | BTS22C | Brunswick (CitiPower) 22 kV | Citipower | Summer | Non-coincident | 2030 | POE50 | -7.6171 | 52.4868 | VIC Brunswick (CitiPower) 22 kV |  |  | FALSE | #N/A | #N/A | #N/A | #N/A | #N/A | #N/A | #N/A | #N/A | #N/A | #N/A
TRUE | VIC | BTS22C | Brunswick (CitiPower) 22 kV | Citipower | Summer | Non-coincident | 2030 | POE90 | -9.3361 | NA | VIC Brunswick (CitiPower) 22 kV |  |  | FALSE | #N/A | #N/A | #N/A | #N/A | #N/A | #N/A | #N/A | #N/A | #N/A | #N/A
TRUE | VIC | BTS22C | Brunswick (CitiPower) 22 kV | Citipower | Summer | Coincident_unreconciled | 2031 | POE50 | -10.1474 | NA | VIC Brunswick (CitiPower) 22 kV |  |  | FALSE | #N/A | #N/A | #N/A | #N/A | #N/A | #N/A | #N/A | #N/A | #N/A | #N/A
TRUE | VIC | BTS22C | Brunswick (CitiPower) 22 kV | Citipower | Summer | Coincident_unreconciled | 2031 | POE90 | -11.7968 | NA | VIC Brunswick (CitiPower) 22 kV |  |  | FALSE | #N/A | #N/A | #N/A | #N/A | #N/A | #N/A | #N/A | #N/A | #N/A | #N/A
TRUE | VIC | BTS22C | Brunswick (CitiPower) 22 kV | Citipower | Summer | Non-coincident | 2031 | POE50 | -10.6478 | 52.5602 | VIC Brunswick (CitiPower) 22 kV |  |  | FALSE | #N/A | #N/A | #N/A | #N/A | #N/A | #N/A | #N/A | #N/A | #N/A | #N/A
TRUE | VIC | BTS22C | Brunswick (CitiPower) 22 kV | Citipower | Summer | Non-coincident | 2031 | POE90 | -12.3786 | NA | VIC Brunswick (CitiPower) 22 kV |  |  | FALSE | #N/A | #N/A | #N/A | #N/A | #N/A | #N/A | #N/A | #N/A | #N/A | #N/A
TRUE | VIC | BTS22C | Brunswick (CitiPower) 22 kV | Citipower | Summer | Coincident_unreconciled | 2032 | POE50 | -12.5419 | NA | VIC Brunswick (CitiPower) 22 kV |  |  | FALSE | #N/A | #N/A | #N/A | #N/A | #N/A | #N/A | #N/A | #N/A | #N/A | #N/A
TRUE | VIC | BTS22C | Brunswick (CitiPower) 22 kV | Citipower | Summer | Coincident_unreconciled | 2032 | POE90 | -14.2025 | NA | VIC Brunswick (CitiPower) 22 kV |  |  | FALSE | #N/A | #N/A | #N/A | #N/A | #N/A | #N/A | #N/A | #N/A | #N/A | #N/A
TRUE | VIC | BTS22C | Brunswick (CitiPower) 22 kV | Citipower | Summer | Non-coincident | 2032 | POE50 | -13.1605 | 52.7321 | VIC Brunswick (CitiPower) 22 kV |  |  | FALSE | #N/A | #N/A | #N/A | #N/A | #N/A | #N/A | #N/A | #N/A | #N/A | #N/A
TRUE | VIC | BTS22C | Brunswick (CitiPower) 22 kV | Citipower | Summer | Non-coincident | 2032 | POE90 | -14.903 | NA | VIC Brunswick (CitiPower) 22 kV |  |  | FALSE | #N/A | #N/A | #N/A | #N/A | #N/A | #N/A | #N/A | #N/A | #N/A | #N/A
TRUE | VIC | BTS22C | Brunswick (CitiPower) 22 kV | Citipower | Summer | Coincident_unreconciled | 2033 | POE50 | -14.5318 | NA | VIC Brunswick (CitiPower) 22 kV |  |  | FALSE | #N/A | #N/A | #N/A | #N/A | #N/A | #N/A | #N/A | #N/A | #N/A | #N/A
TRUE | VIC | BTS22C | Brunswick (CitiPower) 22 kV | Citipower | Summer | Coincident_unreconciled | 2033 | POE90 | -16.2035 | NA | VIC Brunswick (CitiPower) 22 kV |  |  | FALSE | #N/A | #N/A | #N/A | #N/A | #N/A | #N/A | #N/A | #N/A | #N/A | #N/A
TRUE | VIC | BTS22C | Brunswick (CitiPower) 22 kV | Citipower | Summer | Non-coincident | 2033 | POE50 | -15.2485 | 52.9833 | VIC Brunswick (CitiPower) 22 kV |  |  | FALSE | #N/A | #N/A | #N/A | #N/A | #N/A | #N/A | #N/A | #N/A | #N/A | #N/A
TRUE | VIC | BTS22C | Brunswick (CitiPower) 22 kV | Citipower | Summer | Non-coincident | 2033 | POE90 | -17.0027 | NA | VIC Brunswick (CitiPower) 22 kV |  |  | FALSE | #N/A | #N/A | #N/A | #N/A | #N/A | #N/A | #N/A | #N/A | #N/A | #N/A
TRUE | VIC | BTS22C | Brunswick (CitiPower) 22 kV | Citipower | Summer | Coincident_unreconciled | 2034 | POE50 | -16.4307 | NA | VIC Brunswick (CitiPower) 22 kV |  |  | FALSE | #N/A | #N/A | #N/A | #N/A | #N/A | #N/A | #N/A | #N/A | #N/A | #N/A
TRUE | VIC | BTS22C | Brunswick (CitiPower) 22 kV | Citipower | Summer | Coincident_unreconciled | 2034 | POE90 | -18.1136 | NA | VIC Brunswick (CitiPower) 22 kV |  |  | FALSE | #N/A | #N/A | #N/A | #N/A | #N/A | #N/A | #N/A | #N/A | #N/A | #N/A
TRUE | VIC | BTS22C | Brunswick (CitiPower) 22 kV | Citipower | Summer | Non-coincident | 2034 | POE50 | -17.241 | 53.2539 | VIC Brunswick (CitiPower) 22 kV |  |  | FALSE | #N/A | #N/A | #N/A | #N/A | #N/A | #N/A | #N/A | #N/A | #N/A | #N/A
TRUE | VIC | BTS22C | Brunswick (CitiPower) 22 kV | Citipower | Summer | Non-coincident | 2034 | POE90 | -19.0069 | NA | VIC Brunswick (CitiPower) 22 kV |  |  | FALSE | #N/A | #N/A | #N/A | #N/A | #N/A | #N/A | #N/A | #N/A | #N/A | #N/A
TRUE | VIC | BTS22C | Brunswick (CitiPower) 22 kV | Citipower | Summer | Coincident_unreconciled | 2035 | POE50 | -18.4072 | NA | VIC Brunswick (CitiPower) 22 kV |  |  | FALSE | #N/A | #N/A | #N/A | #N/A | #N/A | #N/A | #N/A | #N/A | #N/A | #N/A
TRUE | VIC | BTS22C | Brunswick (CitiPower) 22 kV | Citipower | Summer | Coincident_unreconciled | 2035 | POE90 | -20.1012 | NA | VIC Brunswick (CitiPower) 22 kV |  |  | FALSE | #N/A | #N/A | #N/A | #N/A | #N/A | #N/A | #N/A | #N/A | #N/A | #N/A
TRUE | VIC | BTS22C | Brunswick (CitiPower) 22 kV | Citipower | Summer | Non-coincident | 2035 | POE50 | -19.315 | 53.5133 | VIC Brunswick (CitiPower) 22 kV |  |  | FALSE | #N/A | #N/A | #N/A | #N/A | #N/A | #N/A | #N/A | #N/A | #N/A | #N/A
TRUE | VIC | BTS22C | Brunswick (CitiPower) 22 kV | Citipower | Summer | Non-coincident | 2035 | POE90 | -21.0926 | NA | VIC Brunswick (CitiPower) 22 kV |  |  | FALSE | #N/A | #N/A | #N/A | #N/A | #N/A | #N/A | #N/A | #N/A | #N/A | #N/A
TRUE | VIC | BTS22C | Brunswick (CitiPower) 22 kV | Citipower | Summer | Non-coincident | 2025 | BASEYEARPOE10 | NA | 58.3556 | VIC Brunswick (CitiPower) 22 kV |  |  | FALSE | #N/A | #N/A | #N/A | #N/A | #N/A | #N/A | #N/A | #N/A | #N/A | #N/A
TRUE | VIC | BTS22C | Brunswick (CitiPower) 22 kV | Citipower | Summer | Coincident | 2026 | POE10 | NA | 53.5739 | VIC Brunswick (CitiPower) 22 kV |  |  | FALSE | #N/A | #N/A | #N/A | #N/A | #N/A | #N/A | #N/A | #N/A | #N/A | #N/A
TRUE | VIC | BTS22C | Brunswick (CitiPower) 22 kV | Citipower | Summer | Coincident | 2026 | POE50 | NA | 49.1143 | VIC Brunswick (CitiPower) 22 kV |  |  | FALSE | #N/A | #N/A | #N/A | #N/A | #N/A | #N/A | #N/A | #N/A | #N/A | #N/A
TRUE | VIC | BTS22C | Brunswick (CitiPower) 22 kV | Citipower | Summer | Non-coincident | 2026 | POE10 | NA | 59.296 | VIC Brunswick (CitiPower) 22 kV |  |  | FALSE | #N/A | #N/A | #N/A | #N/A | #N/A | #N/A | #N/A | #N/A | #N/A | #N/A
TRUE | VIC | BTS22C | Brunswick (CitiPower) 22 kV | Citipower | Summer | Coincident | 2027 | POE10 | NA | 52.0557 | VIC Brunswick (CitiPower) 22 kV |  |  | FALSE | #N/A | #N/A | #N/A | #N/A | #N/A | #N/A | #N/A | #N/A | #N/A | #N/A
TRUE | VIC | BTS22C | Brunswick (CitiPower) 22 kV | Citipower | Summer | Coincident | 2027 | POE50 | NA | 47.3437 | VIC Brunswick (CitiPower) 22 kV |  |  | FALSE | #N/A | #N/A | #N/A | #N/A | #N/A | #N/A | #N/A | #N/A | #N/A | #N/A
TRUE | VIC | BTS22C | Brunswick (CitiPower) 22 kV | Citipower | Summer | Non-coincident | 2027 | POE10 | NA | 59.1737 | VIC Brunswick (CitiPower) 22 kV |  |  | FALSE | #N/A | #N/A | #N/A | #N/A | #N/A | #N/A | #N/A | #N/A | #N/A | #N/A
TRUE | VIC | BTS22C | Brunswick (CitiPower) 22 kV | Citipower | Summer | Coincident | 2028 | POE10 | NA | 50.7639 | VIC Brunswick (CitiPower) 22 kV |  |  | FALSE | #N/A | #N/A | #N/A | #N/A | #N/A | #N/A | #N/A | #N/A | #N/A | #N/A
TRUE | VIC | BTS22C | Brunswick (CitiPower) 22 kV | Citipower | Summer | Coincident | 2028 | POE50 | NA | 45.7787 | VIC Brunswick (CitiPower) 22 kV |  |  | FALSE | #N/A | #N/A | #N/A | #N/A | #N/A | #N/A | #N/A | #N/A | #N/A | #N/A
TRUE | VIC | BTS22C | Brunswick (CitiPower) 22 kV | Citipower | Summer | Non-coincident | 2028 | POE10 | NA | 59.1245 | VIC Brunswick (CitiPower) 22 kV |  |  | FALSE | #N/A | #N/A | #N/A | #N/A | #N/A | #N/A | #N/A | #N/A | #N/A | #N/A
TRUE | VIC | BTS22C | Brunswick (CitiPower) 22 kV | Citipower | Summer | Coincident | 2029 | POE10 | NA | 49.8732 | VIC Brunswick (CitiPower) 22 kV |  |  | FALSE | #N/A | #N/A | #N/A | #N/A | #N/A | #N/A | #N/A | #N/A | #N/A | #N/A
TRUE | VIC | BTS22C | Brunswick (CitiPower) 22 kV | Citipower | Summer | Coincident | 2029 | POE50 | NA | 44.9661 | VIC Brunswick (CitiPower) 22 kV |  |  | FALSE | #N/A | #N/A | #N/A | #N/A | #N/A | #N/A | #N/A | #N/A | #N/A | #N/A
TRUE | VIC | BTS22C | Brunswick (CitiPower) 22 kV | Citipower | Summer | Non-coincident | 2029 | POE10 | NA | 59.1424 | VIC Brunswick (CitiPower) 22 kV |  |  | FALSE | #N/A | #N/A | #N/A | #N/A | #N/A | #N/A | #N/A | #N/A | #N/A | #N/A
TRUE | VIC | BTS22C | Brunswick (CitiPower) 22 kV | Citipower | Summer | Coincident | 2030 | POE10 | NA | 49.2134 | VIC Brunswick (CitiPower) 22 kV |  |  | FALSE | #N/A | #N/A | #N/A | #N/A | #N/A | #N/A | #N/A | #N/A | #N/A | #N/A
TRUE | VIC | BTS22C | Brunswick (CitiPower) 22 kV | Citipower | Summer | Coincident | 2030 | POE50 | NA | 44.2028 | VIC Brunswick (CitiPower) 22 kV |  |  | FALSE | #N/A | #N/A | #N/A | #N/A | #N/A | #N/A | #N/A | #N/A | #N/A | #N/A
TRUE | VIC | BTS22C | Brunswick (CitiPower) 22 kV | Citipower | Summer | Non-coincident | 2030 | POE10 | NA | 59.2311 | VIC Brunswick (CitiPower) 22 kV |  |  | FALSE | #N/A | #N/A | #N/A | #N/A | #N/A | #N/A | #N/A | #N/A | #N/A | #N/A
TRUE | VIC | BTS22C | Brunswick (CitiPower) 22 kV | Citipower | Summer | Coincident | 2031 | POE10 | NA | 48.0617 | VIC Brunswick (CitiPower) 22 kV |  |  | FALSE | #N/A | #N/A | #N/A | #N/A | #N/A | #N/A | #N/A | #N/A | #N/A | #N/A
TRUE | VIC | BTS22C | Brunswick (CitiPower) 22 kV | Citipower | Summer | Coincident | 2031 | POE50 | NA | 43.3508 | VIC Brunswick (CitiPower) 22 kV |  |  | FALSE | #N/A | #N/A | #N/A | #N/A | #N/A | #N/A | #N/A | #N/A | #N/A | #N/A
TRUE | VIC | BTS22C | Brunswick (CitiPower) 22 kV | Citipower | Summer | Non-coincident | 2031 | POE10 | NA | 59.3505 | VIC Brunswick (CitiPower) 22 kV |  |  | FALSE | #N/A | #N/A | #N/A | #N/A | #N/A | #N/A | #N/A | #N/A | #N/A | #N/A
TRUE | VIC | BTS22C | Brunswick (CitiPower) 22 kV | Citipower | Summer | Coincident | 2032 | POE10 | NA | 46.7973 | VIC Brunswick (CitiPower) 22 kV |  |  | FALSE | #N/A | #N/A | #N/A | #N/A | #N/A | #N/A | #N/A | #N/A | #N/A | #N/A
TRUE | VIC | BTS22C | Brunswick (CitiPower) 22 kV | Citipower | Summer | Coincident | 2032 | POE50 | NA | 42.1077 | VIC Brunswick (CitiPower) 22 kV |  |  | FALSE | #N/A | #N/A | #N/A | #N/A | #N/A | #N/A | #N/A | #N/A | #N/A | #N/A
TRUE | VIC | BTS22C | Brunswick (CitiPower) 22 kV | Citipower | Summer | Non-coincident | 2032 | POE10 | NA | 59.5683 | VIC Brunswick (CitiPower) 22 kV |  |  | FALSE | #N/A | #N/A | #N/A | #N/A | #N/A | #N/A | #N/A | #N/A | #N/A | #N/A
TRUE | VIC | BTS22C | Brunswick (CitiPower) 22 kV | Citipower | Summer | Coincident | 2033 | POE10 | NA | 45.9293 | VIC Brunswick (CitiPower) 22 kV |  |  | FALSE | #N/A | #N/A | #N/A | #N/A | #N/A | #N/A | #N/A | #N/A | #N/A | #N/A
TRUE | VIC | BTS22C | Brunswick (CitiPower) 22 kV | Citipower | Summer | Coincident | 2033 | POE50 | NA | 40.9308 | VIC Brunswick (CitiPower) 22 kV |  |  | FALSE | #N/A | #N/A | #N/A | #N/A | #N/A | #N/A | #N/A | #N/A | #N/A | #N/A
TRUE | VIC | BTS22C | Brunswick (CitiPower) 22 kV | Citipower | Summer | Non-coincident | 2033 | POE10 | NA | 59.8655 | VIC Brunswick (CitiPower) 22 kV |  |  | FALSE | #N/A | #N/A | #N/A | #N/A | #N/A | #N/A | #N/A | #N/A | #N/A | #N/A
TRUE | VIC | BTS22C | Brunswick (CitiPower) 22 kV | Citipower | Summer | Coincident | 2034 | POE10 | NA | 45.6928 | VIC Brunswick (CitiPower) 22 kV |  |  | FALSE | #N/A | #N/A | #N/A | #N/A | #N/A | #N/A | #N/A | #N/A | #N/A | #N/A
TRUE | VIC | BTS22C | Brunswick (CitiPower) 22 kV | Citipower | Summer | Coincident | 2034 | POE50 | NA | 40.7525 | VIC Brunswick (CitiPower) 22 kV |  |  | FALSE | #N/A | #N/A | #N/A | #N/A | #N/A | #N/A | #N/A | #N/A | #N/A | #N/A
TRUE | VIC | BTS22C | Brunswick (CitiPower) 22 kV | Citipower | Summer | Non-coincident | 2034 | POE10 | NA | 60.1821 | VIC Brunswick (CitiPower) 22 kV |  |  | FALSE | #N/A | #N/A | #N/A | #N/A | #N/A | #N/A | #N/A | #N/A | #N/A | #N/A
TRUE | VIC | BTS22C | Brunswick (CitiPower) 22 kV | Citipower | Summer | Coincident | 2035 | POE10 | NA | 45.6421 | VIC Brunswick (CitiPower) 22 kV |  |  | FALSE | #N/A | #N/A | #N/A | #N/A | #N/A | #N/A | #N/A | #N/A | #N/A | #N/A
TRUE | VIC | BTS22C | Brunswick (CitiPower) 22 kV | Citipower | Summer | Coincident | 2035 | POE50 | NA | 40.7029 | VIC Brunswick (CitiPower) 22 kV |  |  | FALSE | #N/A | #N/A | #N/A | #N/A | #N/A | #N/A | #N/A | #N/A | #N/A | #N/A
TRUE | VIC | BTS22C | Brunswick (CitiPower) 22 kV | Citipower | Summer | Non-coincident | 2035 | POE10 | NA | 60.4874 | VIC Brunswick (CitiPower) 22 kV |  |  | FALSE | #N/A | #N/A | #N/A | #N/A | #N/A | #N/A | #N/A | #N/A | #N/A | #N/A
TRUE | VIC | BTS22C | Brunswick (CitiPower) 22 kV | Citipower | Winter | Coincident | 2018 | ACTUAL_OPG | NA | 47.4276 | VIC Brunswick (CitiPower) 22 kV |  |  | FALSE | #N/A | #N/A | #N/A | #N/A | #N/A | #N/A | #N/A | #N/A | #N/A | #N/A
TRUE | VIC | BTS22C | Brunswick (CitiPower) 22 kV | Citipower | Winter | Coincident | 2018 | ACTUAL_RAW | NA | 47.4276 | VIC Brunswick (CitiPower) 22 kV |  |  | FALSE | #N/A | #N/A | #N/A | #N/A | #N/A | #N/A | #N/A | #N/A | #N/A | #N/A
TRUE | VIC | BTS22C | Brunswick (CitiPower) 22 kV | Citipower | Winter | Non-coincident | 2018 | ACTUAL_RAW | NA | 50.6707 | VIC Brunswick (CitiPower) 22 kV |  |  | FALSE | #N/A | #N/A | #N/A | #N/A | #N/A | #N/A | #N/A | #N/A | #N/A | #N/A
TRUE | VIC | BTS22C | Brunswick (CitiPower) 22 kV | Citipower | Winter | Non-coincident | 2018 | ACTUAL_OPG | NA | 50.6707 | VIC Brunswick (CitiPower) 22 kV |  |  | FALSE | #N/A | #N/A | #N/A | #N/A | #N/A | #N/A | #N/A | #N/A | #N/A | #N/A
TRUE | VIC | BTS22C | Brunswick (CitiPower) 22 kV | Citipower | Winter | Non-coincident | 2018 | ACTUAL_ADJUSTEDOPG | NA | 50.6707 | VIC Brunswick (CitiPower) 22 kV |  |  | FALSE | #N/A | #N/A | #N/A | #N/A | #N/A | #N/A | #N/A | #N/A | #N/A | #N/A
TRUE | VIC | BTS22C | Brunswick (CitiPower) 22 kV | Citipower | Winter | Coincident | 2019 | ACTUAL_OPG | NA | 50.4722 | VIC Brunswick (CitiPower) 22 kV |  |  | FALSE | #N/A | #N/A | #N/A | #N/A | #N/A | #N/A | #N/A | #N/A | #N/A | #N/A
TRUE | VIC | BTS22C | Brunswick (CitiPower) 22 kV | Citipower | Winter | Coincident | 2019 | ACTUAL_RAW | NA | 50.4722 | VIC Brunswick (CitiPower) 22 kV |  |  | FALSE | #N/A | #N/A | #N/A | #N/A | #N/A | #N/A | #N/A | #N/A | #N/A | #N/A
TRUE | VIC | BTS22C | Brunswick (CitiPower) 22 kV | Citipower | Winter | Non-coincident | 2019 | ACTUAL_RAW | NA | 52.6248 | VIC Brunswick (CitiPower) 22 kV |  |  | FALSE | #N/A | #N/A | #N/A | #N/A | #N/A | #N/A | #N/A | #N/A | #N/A | #N/A
TRUE | VIC | BTS22C | Brunswick (CitiPower) 22 kV | Citipower | Winter | Non-coincident | 2019 | ACTUAL_OPG | NA | 52.6248 | VIC Brunswick (CitiPower) 22 kV |  |  | FALSE | #N/A | #N/A | #N/A | #N/A | #N/A | #N/A | #N/A | #N/A | #N/A | #N/A
TRUE | VIC | BTS22C | Brunswick (CitiPower) 22 kV | Citipower | Winter | Non-coincident | 2019 | ACTUAL_ADJUSTEDOPG | NA | 52.6248 | VIC Brunswick (CitiPower) 22 kV |  |  | FALSE | #N/A | #N/A | #N/A | #N/A | #N/A | #N/A | #N/A | #N/A | #N/A | #N/A
TRUE | VIC | BTS22C | Brunswick (CitiPower) 22 kV | Citipower | Winter | Coincident | 2020 | ACTUAL_OPG | NA | 55.9224 | VIC Brunswick (CitiPower) 22 kV |  |  | FALSE | #N/A | #N/A | #N/A | #N/A | #N/A | #N/A | #N/A | #N/A | #N/A | #N/A
TRUE | VIC | BTS22C | Brunswick (CitiPower) 22 kV | Citipower | Winter | Coincident | 2020 | ACTUAL_RAW | NA | 55.9224 | VIC Brunswick (CitiPower) 22 kV |  |  | FALSE | #N/A | #N/A | #N/A | #N/A | #N/A | #N/A | #N/A | #N/A | #N/A | #N/A
TRUE | VIC | BTS22C | Brunswick (CitiPower) 22 kV | Citipower | Winter | Non-coincident | 2020 | ACTUAL_RAW | NA | 55.9224 | VIC Brunswick (CitiPower) 22 kV |  |  | FALSE | #N/A | #N/A | #N/A | #N/A | #N/A | #N/A | #N/A | #N/A | #N/A | #N/A
TRUE | VIC | BTS22C | Brunswick (CitiPower) 22 kV | Citipower | Winter | Non-coincident | 2020 | ACTUAL_OPG | NA | 55.9224 | VIC Brunswick (CitiPower) 22 kV |  |  | FALSE | #N/A | #N/A | #N/A | #N/A | #N/A | #N/A | #N/A | #N/A | #N/A | #N/A
TRUE | VIC | BTS22C | Brunswick (CitiPower) 22 kV | Citipower | Winter | Non-coincident | 2020 | ACTUAL_ADJUSTEDOPG | NA | 55.9224 | VIC Brunswick (CitiPower) 22 kV |  |  | FALSE | #N/A | #N/A | #N/A | #N/A | #N/A | #N/A | #N/A | #N/A | #N/A | #N/A
TRUE | VIC | BTS22C | Brunswick (CitiPower) 22 kV | Citipower | Winter | Coincident | 2021 | ACTUAL_OPG | NA | 55.104 | VIC Brunswick (CitiPower) 22 kV |  |  | FALSE | #N/A | #N/A | #N/A | #N/A | #N/A | #N/A | #N/A | #N/A | #N/A | #N/A
TRUE | VIC | BTS22C | Brunswick (CitiPower) 22 kV | Citipower | Winter | Coincident | 2021 | ACTUAL_RAW | NA | 55.104 | VIC Brunswick (CitiPower) 22 kV |  |  | FALSE | #N/A | #N/A | #N/A | #N/A | #N/A | #N/A | #N/A | #N/A | #N/A | #N/A
TRUE | VIC | BTS22C | Brunswick (CitiPower) 22 kV | Citipower | Winter | Non-coincident | 2021 | ACTUAL_RAW | NA | 55.836 | VIC Brunswick (CitiPower) 22 kV |  |  | FALSE | #N/A | #N/A | #N/A | #N/A | #N/A | #N/A | #N/A | #N/A | #N/A | #N/A
TRUE | VIC | BTS22C | Brunswick (CitiPower) 22 kV | Citipower | Winter | Non-coincident | 2021 | ACTUAL_OPG | NA | 55.836 | VIC Brunswick (CitiPower) 22 kV |  |  | FALSE | #N/A | #N/A | #N/A | #N/A | #N/A | #N/A | #N/A | #N/A | #N/A | #N/A
TRUE | VIC | BTS22C | Brunswick (CitiPower) 22 kV | Citipower | Winter | Non-coincident | 2021 | ACTUAL_ADJUSTEDOPG | NA | 55.836 | VIC Brunswick (CitiPower) 22 kV |  |  | FALSE | #N/A | #N/A | #N/A | #N/A | #N/A | #N/A | #N/A | #N/A | #N/A | #N/A
TRUE | VIC | BTS22C | Brunswick (CitiPower) 22 kV | Citipower | Winter | Coincident | 2022 | ACTUAL_OPG | NA | 51.6059 | VIC Brunswick (CitiPower) 22 kV |  |  | FALSE | #N/A | #N/A | #N/A | #N/A | #N/A | #N/A | #N/A | #N/A | #N/A | #N/A
TRUE | VIC | BTS22C | Brunswick (CitiPower) 22 kV | Citipower | Winter | Coincident | 2022 | ACTUAL_RAW | NA | 51.6059 | VIC Brunswick (CitiPower) 22 kV |  |  | FALSE | #N/A | #N/A | #N/A | #N/A | #N/A | #N/A | #N/A | #N/A | #N/A | #N/A
TRUE | VIC | BTS22C | Brunswick (CitiPower) 22 kV | Citipower | Winter | Non-coincident | 2022 | ACTUAL_RAW | NA | 52.2302 | VIC Brunswick (CitiPower) 22 kV |  |  | FALSE | #N/A | #N/A | #N/A | #N/A | #N/A | #N/A | #N/A | #N/A | #N/A | #N/A
TRUE | VIC | BTS22C | Brunswick (CitiPower) 22 kV | Citipower | Winter | Non-coincident | 2022 | ACTUAL_OPG | NA | 52.2302 | VIC Brunswick (CitiPower) 22 kV |  |  | FALSE | #N/A | #N/A | #N/A | #N/A | #N/A | #N/A | #N/A | #N/A | #N/A | #N/A
TRUE | VIC | BTS22C | Brunswick (CitiPower) 22 kV | Citipower | Winter | Non-coincident | 2022 | ACTUAL_ADJUSTEDOPG | NA | 52.2302 | VIC Brunswick (CitiPower) 22 kV |  |  | FALSE | #N/A | #N/A | #N/A | #N/A | #N/A | #N/A | #N/A | #N/A | #N/A | #N/A
TRUE | VIC | BTS22C | Brunswick (CitiPower) 22 kV | Citipower | Winter | Coincident | 2023 | ACTUAL_OPG | NA | 41.4121 | VIC Brunswick (CitiPower) 22 kV |  |  | FALSE | #N/A | #N/A | #N/A | #N/A | #N/A | #N/A | #N/A | #N/A | #N/A | #N/A
TRUE | VIC | BTS22C | Brunswick (CitiPower) 22 kV | Citipower | Winter | Coincident | 2023 | ACTUAL_RAW | NA | 41.4121 | VIC Brunswick (CitiPower) 22 kV |  |  | FALSE | #N/A | #N/A | #N/A | #N/A | #N/A | #N/A | #N/A | #N/A | #N/A | #N/A
TRUE | VIC | BTS22C | Brunswick (CitiPower) 22 kV | Citipower | Winter | Non-coincident | 2023 | ACTUAL_RAW | NA | 44.2078 | VIC Brunswick (CitiPower) 22 kV |  |  | FALSE | #N/A | #N/A | #N/A | #N/A | #N/A | #N/A | #N/A | #N/A | #N/A | #N/A
TRUE | VIC | BTS22C | Brunswick (CitiPower) 22 kV | Citipower | Winter | Non-coincident | 2023 | ACTUAL_OPG | NA | 44.2078 | VIC Brunswick (CitiPower) 22 kV |  |  | FALSE | #N/A | #N/A | #N/A | #N/A | #N/A | #N/A | #N/A | #N/A | #N/A | #N/A
TRUE | VIC | BTS22C | Brunswick (CitiPower) 22 kV | Citipower | Winter | Non-coincident | 2023 | ACTUAL_ADJUSTEDOPG | NA | 44.2078 | VIC Brunswick (CitiPower) 22 kV |  |  | FALSE | #N/A | #N/A | #N/A | #N/A | #N/A | #N/A | #N/A | #N/A | #N/A | #N/A
TRUE | VIC | BTS22C | Brunswick (CitiPower) 22 kV | Citipower | Winter | Coincident | 2024 | ACTUAL_OPG | NA | 44.4576 | VIC Brunswick (CitiPower) 22 kV |  |  | FALSE | #N/A | #N/A | #N/A | #N/A | #N/A | #N/A | #N/A | #N/A | #N/A | #N/A
TRUE | VIC | BTS22C | Brunswick (CitiPower) 22 kV | Citipower | Winter | Coincident | 2024 | ACTUAL_RAW | NA | 44.4576 | VIC Brunswick (CitiPower) 22 kV |  |  | FALSE | #N/A | #N/A | #N/A | #N/A | #N/A | #N/A | #N/A | #N/A | #N/A | #N/A
TRUE | VIC | BTS22C | Brunswick (CitiPower) 22 kV | Citipower | Winter | Non-coincident | 2024 | ACTUAL_RAW | NA | 45.7047 | VIC Brunswick (CitiPower) 22 kV |  |  | FALSE | #N/A | #N/A | #N/A | #N/A | #N/A | #N/A | #N/A | #N/A | #N/A | #N/A
TRUE | VIC | BTS22C | Brunswick (CitiPower) 22 kV | Citipower | Winter | Non-coincident | 2024 | ACTUAL_OPG | NA | 45.7047 | VIC Brunswick (CitiPower) 22 kV |  |  | FALSE | #N/A | #N/A | #N/A | #N/A | #N/A | #N/A | #N/A | #N/A | #N/A | #N/A
TRUE | VIC | BTS22C | Brunswick (CitiPower) 22 kV | Citipower | Winter | Non-coincident | 2024 | ACTUAL_ADJUSTEDOPG | NA | 45.7047 | VIC Brunswick (CitiPower) 22 kV |  |  | FALSE | #N/A | #N/A | #N/A | #N/A | #N/A | #N/A | #N/A | #N/A | #N/A | #N/A
TRUE | VIC | BTS22C | Brunswick (CitiPower) 22 kV | Citipower | Winter | Coincident | 2025 | POE10 | NA | 53.4061 | VIC Brunswick (CitiPower) 22 kV |  |  | FALSE | #N/A | #N/A | #N/A | #N/A | #N/A | #N/A | #N/A | #N/A | #N/A | #N/A
TRUE | VIC | BTS22C | Brunswick (CitiPower) 22 kV | Citipower | Winter | Coincident | 2025 | POE50 | NA | 52.8521 | VIC Brunswick (CitiPower) 22 kV |  |  | FALSE | #N/A | #N/A | #N/A | #N/A | #N/A | #N/A | #N/A | #N/A | #N/A | #N/A
TRUE | VIC | BTS22C | Brunswick (CitiPower) 22 kV | Citipower | Winter | Non-coincident | 2025 | ACTUAL_RAW | NA | 48.2832 | VIC Brunswick (CitiPower) 22 kV |  |  | FALSE | #N/A | #N/A | #N/A | #N/A | #N/A | #N/A | #N/A | #N/A | #N/A | #N/A
TRUE | VIC | BTS22C | Brunswick (CitiPower) 22 kV | Citipower | Winter | Non-coincident | 2025 | ACTUAL_ADJUSTEDOPG | NA | 48.2832 | VIC Brunswick (CitiPower) 22 kV |  |  | FALSE | #N/A | #N/A | #N/A | #N/A | #N/A | #N/A | #N/A | #N/A | #N/A | #N/A
TRUE | VIC | BTS22C | Brunswick (CitiPower) 22 kV | Citipower | Winter | Non-coincident | 2025 | BASEYEARPOE50 | NA | 56.3216 | VIC Brunswick (CitiPower) 22 kV |  |  | FALSE | #N/A | #N/A | #N/A | #N/A | #N/A | #N/A | #N/A | #N/A | #N/A | #N/A
TRUE | VIC | BTS22C | Brunswick (CitiPower) 22 kV | Citipower | Winter | Non-coincident | 2025 | BASEYEARPOE10 | NA | 57.3998 | VIC Brunswick (CitiPower) 22 kV |  |  | FALSE | #N/A | #N/A | #N/A | #N/A | #N/A | #N/A | #N/A | #N/A | #N/A | #N/A
TRUE | VIC | BTS22C | Brunswick (CitiPower) 22 kV | Citipower | Winter | Non-coincident | 2025 | POE10 | NA | 57.6478 | VIC Brunswick (CitiPower) 22 kV |  |  | FALSE | #N/A | #N/A | #N/A | #N/A | #N/A | #N/A | #N/A | #N/A | #N/A | #N/A
TRUE | VIC | BTS22C | Brunswick (CitiPower) 22 kV | Citipower | Winter | Non-coincident | 2025 | POE50 | NA | 56.564 | VIC Brunswick (CitiPower) 22 kV |  |  | FALSE | #N/A | #N/A | #N/A | #N/A | #N/A | #N/A | #N/A | #N/A | #N/A | #N/A
TRUE | VIC | BTS22C | Brunswick (CitiPower) 22 kV | Citipower | Winter | Coincident | 2026 | POE10 | NA | 51.8681 | VIC Brunswick (CitiPower) 22 kV |  |  | FALSE | #N/A | #N/A | #N/A | #N/A | #N/A | #N/A | #N/A | #N/A | #N/A | #N/A
TRUE | VIC | BTS22C | Brunswick (CitiPower) 22 kV | Citipower | Winter | Coincident | 2026 | POE50 | NA | 51.2342 | VIC Brunswick (CitiPower) 22 kV |  |  | FALSE | #N/A | #N/A | #N/A | #N/A | #N/A | #N/A | #N/A | #N/A | #N/A | #N/A
TRUE | VIC | BTS22C | Brunswick (CitiPower) 22 kV | Citipower | Winter | Non-coincident | 2026 | POE10 | NA | 58.111 | VIC Brunswick (CitiPower) 22 kV |  |  | FALSE | #N/A | #N/A | #N/A | #N/A | #N/A | #N/A | #N/A | #N/A | #N/A | #N/A
TRUE | VIC | BTS22C | Brunswick (CitiPower) 22 kV | Citipower | Winter | Non-coincident | 2026 | POE50 | NA | 57.0186 | VIC Brunswick (CitiPower) 22 kV |  |  | FALSE | #N/A | #N/A | #N/A | #N/A | #N/A | #N/A | #N/A | #N/A | #N/A | #N/A
TRUE | VIC | BTS22C | Brunswick (CitiPower) 22 kV | Citipower | Winter | Coincident | 2027 | POE10 | NA | 50.3789 | VIC Brunswick (CitiPower) 22 kV |  |  | FALSE | #N/A | #N/A | #N/A | #N/A | #N/A | #N/A | #N/A | #N/A | #N/A | #N/A
TRUE | VIC | BTS22C | Brunswick (CitiPower) 22 kV | Citipower | Winter | Coincident | 2027 | POE50 | NA | 49.6369 | VIC Brunswick (CitiPower) 22 kV |  |  | FALSE | #N/A | #N/A | #N/A | #N/A | #N/A | #N/A | #N/A | #N/A | #N/A | #N/A
TRUE | VIC | BTS22C | Brunswick (CitiPower) 22 kV | Citipower | Winter | Non-coincident | 2027 | POE10 | NA | 58.5804 | VIC Brunswick (CitiPower) 22 kV |  |  | FALSE | #N/A | #N/A | #N/A | #N/A | #N/A | #N/A | #N/A | #N/A | #N/A | #N/A
TRUE | VIC | BTS22C | Brunswick (CitiPower) 22 kV | Citipower | Winter | Non-coincident | 2027 | POE50 | NA | 57.4804 | VIC Brunswick (CitiPower) 22 kV |  |  | FALSE | #N/A | #N/A | #N/A | #N/A | #N/A | #N/A | #N/A | #N/A | #N/A | #N/A
TRUE | VIC | BTS22C | Brunswick (CitiPower) 22 kV | Citipower | Winter | Coincident | 2028 | POE10 | NA | 49.8477 | VIC Brunswick (CitiPower) 22 kV |  |  | FALSE | #N/A | #N/A | #N/A | #N/A | #N/A | #N/A | #N/A | #N/A | #N/A | #N/A
TRUE | VIC | BTS22C | Brunswick (CitiPower) 22 kV | Citipower | Winter | Coincident | 2028 | POE50 | NA | 49.1543 | VIC Brunswick (CitiPower) 22 kV |  |  | FALSE | #N/A | #N/A | #N/A | #N/A | #N/A | #N/A | #N/A | #N/A | #N/A | #N/A
TRUE | VIC | BTS22C | Brunswick (CitiPower) 22 kV | Citipower | Winter | Non-coincident | 2028 | POE10 | NA | 59.1009 | VIC Brunswick (CitiPower) 22 kV |  |  | FALSE | #N/A | #N/A | #N/A | #N/A | #N/A | #N/A | #N/A | #N/A | #N/A | #N/A
TRUE | VIC | BTS22C | Brunswick (CitiPower) 22 kV | Citipower | Winter | Non-coincident | 2028 | POE50 | NA | 57.9932 | VIC Brunswick (CitiPower) 22 kV |  |  | FALSE | #N/A | #N/A | #N/A | #N/A | #N/A | #N/A | #N/A | #N/A | #N/A | #N/A
TRUE | VIC | BTS22C | Brunswick (CitiPower) 22 kV | Citipower | Winter | Coincident | 2029 | POE10 | NA | 49.7185 | VIC Brunswick (CitiPower) 22 kV |  |  | FALSE | #N/A | #N/A | #N/A | #N/A | #N/A | #N/A | #N/A | #N/A | #N/A | #N/A
TRUE | VIC | BTS22C | Brunswick (CitiPower) 22 kV | Citipower | Winter | Coincident | 2029 | POE50 | NA | 49.0464 | VIC Brunswick (CitiPower) 22 kV |  |  | FALSE | #N/A | #N/A | #N/A | #N/A | #N/A | #N/A | #N/A | #N/A | #N/A | #N/A
TRUE | VIC | BTS22C | Brunswick (CitiPower) 22 kV | Citipower | Winter | Non-coincident | 2029 | POE10 | NA | 59.676 | VIC Brunswick (CitiPower) 22 kV |  |  | FALSE | #N/A | #N/A | #N/A | #N/A | #N/A | #N/A | #N/A | #N/A | #N/A | #N/A
TRUE | VIC | BTS22C | Brunswick (CitiPower) 22 kV | Citipower | Winter | Non-coincident | 2029 | POE50 | NA | 58.5607 | VIC Brunswick (CitiPower) 22 kV |  |  | FALSE | #N/A | #N/A | #N/A | #N/A | #N/A | #N/A | #N/A | #N/A | #N/A | #N/A
TRUE | VIC | BTS22C | Brunswick (CitiPower) 22 kV | Citipower | Winter | Coincident | 2030 | POE10 | NA | 49.5091 | VIC Brunswick (CitiPower) 22 kV |  |  | FALSE | #N/A | #N/A | #N/A | #N/A | #N/A | #N/A | #N/A | #N/A | #N/A | #N/A
TRUE | VIC | BTS22C | Brunswick (CitiPower) 22 kV | Citipower | Winter | Coincident | 2030 | POE50 | NA | 48.8316 | VIC Brunswick (CitiPower) 22 kV |  |  | FALSE | #N/A | #N/A | #N/A | #N/A | #N/A | #N/A | #N/A | #N/A | #N/A | #N/A
TRUE | VIC | BTS22C | Brunswick (CitiPower) 22 kV | Citipower | Winter | Non-coincident | 2030 | POE10 | NA | 60.2582 | VIC Brunswick (CitiPower) 22 kV |  |  | FALSE | #N/A | #N/A | #N/A | #N/A | #N/A | #N/A | #N/A | #N/A | #N/A | #N/A
TRUE | VIC | BTS22C | Brunswick (CitiPower) 22 kV | Citipower | Winter | Non-coincident | 2030 | POE50 | NA | 59.1352 | VIC Brunswick (CitiPower) 22 kV |  |  | FALSE | #N/A | #N/A | #N/A | #N/A | #N/A | #N/A | #N/A | #N/A | #N/A | #N/A
TRUE | VIC | BTS22C | Brunswick (CitiPower) 22 kV | Citipower | Winter | Coincident | 2031 | POE10 | NA | 49.3817 | VIC Brunswick (CitiPower) 22 kV |  |  | FALSE | #N/A | #N/A | #N/A | #N/A | #N/A | #N/A | #N/A | #N/A | #N/A | #N/A
TRUE | VIC | BTS22C | Brunswick (CitiPower) 22 kV | Citipower | Winter | Coincident | 2031 | POE50 | NA | 48.7105 | VIC Brunswick (CitiPower) 22 kV |  |  | FALSE | #N/A | #N/A | #N/A | #N/A | #N/A | #N/A | #N/A | #N/A | #N/A | #N/A
TRUE | VIC | BTS22C | Brunswick (CitiPower) 22 kV | Citipower | Winter | Non-coincident | 2031 | POE10 | NA | 60.8509 | VIC Brunswick (CitiPower) 22 kV |  |  | FALSE | #N/A | #N/A | #N/A | #N/A | #N/A | #N/A | #N/A | #N/A | #N/A | #N/A
TRUE | VIC | BTS22C | Brunswick (CitiPower) 22 kV | Citipower | Winter | Non-coincident | 2031 | POE50 | NA | 59.7203 | VIC Brunswick (CitiPower) 22 kV |  |  | FALSE | #N/A | #N/A | #N/A | #N/A | #N/A | #N/A | #N/A | #N/A | #N/A | #N/A
TRUE | VIC | BTS22C | Brunswick (CitiPower) 22 kV | Citipower | Winter | Coincident | 2032 | POE10 | NA | 48.8514 | VIC Brunswick (CitiPower) 22 kV |  |  | FALSE | #N/A | #N/A | #N/A | #N/A | #N/A | #N/A | #N/A | #N/A | #N/A | #N/A
TRUE | VIC | BTS22C | Brunswick (CitiPower) 22 kV | Citipower | Winter | Coincident | 2032 | POE50 | NA | 48.099 | VIC Brunswick (CitiPower) 22 kV |  |  | FALSE | #N/A | #N/A | #N/A | #N/A | #N/A | #N/A | #N/A | #N/A | #N/A | #N/A
TRUE | VIC | BTS22C | Brunswick (CitiPower) 22 kV | Citipower | Winter | Non-coincident | 2032 | POE10 | NA | 61.4572 | VIC Brunswick (CitiPower) 22 kV |  |  | FALSE | #N/A | #N/A | #N/A | #N/A | #N/A | #N/A | #N/A | #N/A | #N/A | #N/A
TRUE | VIC | BTS22C | Brunswick (CitiPower) 22 kV | Citipower | Winter | Non-coincident | 2032 | POE50 | NA | 60.3189 | VIC Brunswick (CitiPower) 22 kV |  |  | FALSE | #N/A | #N/A | #N/A | #N/A | #N/A | #N/A | #N/A | #N/A | #N/A | #N/A
TRUE | VIC | BTS22C | Brunswick (CitiPower) 22 kV | Citipower | Winter | Coincident | 2033 | POE10 | NA | 48.1055 | VIC Brunswick (CitiPower) 22 kV |  |  | FALSE | #N/A | #N/A | #N/A | #N/A | #N/A | #N/A | #N/A | #N/A | #N/A | #N/A
TRUE | VIC | BTS22C | Brunswick (CitiPower) 22 kV | Citipower | Winter | Coincident | 2033 | POE50 | NA | 47.3728 | VIC Brunswick (CitiPower) 22 kV |  |  | FALSE | #N/A | #N/A | #N/A | #N/A | #N/A | #N/A | #N/A | #N/A | #N/A | #N/A
TRUE | VIC | BTS22C | Brunswick (CitiPower) 22 kV | Citipower | Winter | Non-coincident | 2033 | POE10 | NA | 62.0643 | VIC Brunswick (CitiPower) 22 kV |  |  | FALSE | #N/A | #N/A | #N/A | #N/A | #N/A | #N/A | #N/A | #N/A | #N/A | #N/A
TRUE | VIC | BTS22C | Brunswick (CitiPower) 22 kV | Citipower | Winter | Non-coincident | 2033 | POE50 | NA | 60.9184 | VIC Brunswick (CitiPower) 22 kV |  |  | FALSE | #N/A | #N/A | #N/A | #N/A | #N/A | #N/A | #N/A | #N/A | #N/A | #N/A
TRUE | VIC | BTS22C | Brunswick (CitiPower) 22 kV | Citipower | Winter | Coincident | 2034 | POE10 | NA | 48.2126 | VIC Brunswick (CitiPower) 22 kV |  |  | FALSE | #N/A | #N/A | #N/A | #N/A | #N/A | #N/A | #N/A | #N/A | #N/A | #N/A
TRUE | VIC | BTS22C | Brunswick (CitiPower) 22 kV | Citipower | Winter | Coincident | 2034 | POE50 | NA | 47.5065 | VIC Brunswick (CitiPower) 22 kV |  |  | FALSE | #N/A | #N/A | #N/A | #N/A | #N/A | #N/A | #N/A | #N/A | #N/A | #N/A
TRUE | VIC | BTS22C | Brunswick (CitiPower) 22 kV | Citipower | Winter | Non-coincident | 2034 | POE10 | NA | 62.6674 | VIC Brunswick (CitiPower) 22 kV |  |  | FALSE | #N/A | #N/A | #N/A | #N/A | #N/A | #N/A | #N/A | #N/A | #N/A | #N/A
TRUE | VIC | BTS22C | Brunswick (CitiPower) 22 kV | Citipower | Winter | Non-coincident | 2034 | POE50 | NA | 61.5138 | VIC Brunswick (CitiPower) 22 kV |  |  | FALSE | #N/A | #N/A | #N/A | #N/A | #N/A | #N/A | #N/A | #N/A | #N/A | #N/A
TRUE | VIC | BTS22J | Brunswick (Jemena) 22 kV | Jemena | Shoulder | Coincident | 2019 | ACTUAL_OPG | 10.0336 | NA | VIC Brunswick (Jemena) 22 kV |  |  | FALSE | #N/A | #N/A | #N/A | #N/A | #N/A | #N/A | #N/A | #N/A | #N/A | #N/A
TRUE | VIC | BTS22J | Brunswick (Jemena) 22 kV | Jemena | Shoulder | Coincident | 2019 | ACTUAL_RAW | 10.0336 | NA | VIC Brunswick (Jemena) 22 kV |  |  | FALSE | #N/A | #N/A | #N/A | #N/A | #N/A | #N/A | #N/A | #N/A | #N/A | #N/A
TRUE | VIC | BTS22J | Brunswick (Jemena) 22 kV | Jemena | Shoulder | Non-coincident | 2019 | ACTUAL_RAW | 9.4019 | NA | VIC Brunswick (Jemena) 22 kV |  |  | FALSE | #N/A | #N/A | #N/A | #N/A | #N/A | #N/A | #N/A | #N/A | #N/A | #N/A
TRUE | VIC | BTS22J | Brunswick (Jemena) 22 kV | Jemena | Shoulder | Non-coincident | 2019 | ACTUAL_OPG | 9.4019 | NA | VIC Brunswick (Jemena) 22 kV |  |  | FALSE | #N/A | #N/A | #N/A | #N/A | #N/A | #N/A | #N/A | #N/A | #N/A | #N/A
TRUE | VIC | BTS22J | Brunswick (Jemena) 22 kV | Jemena | Shoulder | Non-coincident | 2019 | ACTUAL_ADJUSTEDOPG | 9.4019 | NA | VIC Brunswick (Jemena) 22 kV |  |  | FALSE | #N/A | #N/A | #N/A | #N/A | #N/A | #N/A | #N/A | #N/A | #N/A | #N/A
TRUE | VIC | BTS22J | Brunswick (Jemena) 22 kV | Jemena | Shoulder | Coincident | 2020 | ACTUAL_OPG | 13.6633 | NA | VIC Brunswick (Jemena) 22 kV |  |  | FALSE | #N/A | #N/A | #N/A | #N/A | #N/A | #N/A | #N/A | #N/A | #N/A | #N/A
TRUE | VIC | BTS22J | Brunswick (Jemena) 22 kV | Jemena | Shoulder | Coincident | 2020 | ACTUAL_RAW | 13.6633 | NA | VIC Brunswick (Jemena) 22 kV |  |  | FALSE | #N/A | #N/A | #N/A | #N/A | #N/A | #N/A | #N/A | #N/A | #N/A | #N/A
TRUE | VIC | BTS22J | Brunswick (Jemena) 22 kV | Jemena | Shoulder | Non-coincident | 2020 | ACTUAL_RAW | 9.0853 | NA | VIC Brunswick (Jemena) 22 kV |  |  | FALSE | #N/A | #N/A | #N/A | #N/A | #N/A | #N/A | #N/A | #N/A | #N/A | #N/A
TRUE | VIC | BTS22J | Brunswick (Jemena) 22 kV | Jemena | Shoulder | Non-coincident | 2020 | ACTUAL_OPG | 9.0853 | NA | VIC Brunswick (Jemena) 22 kV |  |  | FALSE | #N/A | #N/A | #N/A | #N/A | #N/A | #N/A | #N/A | #N/A | #N/A | #N/A
TRUE | VIC | BTS22J | Brunswick (Jemena) 22 kV | Jemena | Shoulder | Non-coincident | 2020 | ACTUAL_ADJUSTEDOPG | 9.0853 | NA | VIC Brunswick (Jemena) 22 kV |  |  | FALSE | #N/A | #N/A | #N/A | #N/A | #N/A | #N/A | #N/A | #N/A | #N/A | #N/A
TRUE | VIC | BTS22J | Brunswick (Jemena) 22 kV | Jemena | Shoulder | Coincident | 2021 | ACTUAL_OPG | 11.6564 | NA | VIC Brunswick (Jemena) 22 kV |  |  | FALSE | #N/A | #N/A | #N/A | #N/A | #N/A | #N/A | #N/A | #N/A | #N/A | #N/A
TRUE | VIC | BTS22J | Brunswick (Jemena) 22 kV | Jemena | Shoulder | Coincident | 2021 | ACTUAL_RAW | 11.6564 | NA | VIC Brunswick (Jemena) 22 kV |  |  | FALSE | #N/A | #N/A | #N/A | #N/A | #N/A | #N/A | #N/A | #N/A | #N/A | #N/A
TRUE | VIC | BTS22J | Brunswick (Jemena) 22 kV | Jemena | Shoulder | Non-coincident | 2021 | ACTUAL_RAW | 9.8099 | NA | VIC Brunswick (Jemena) 22 kV |  |  | FALSE | #N/A | #N/A | #N/A | #N/A | #N/A | #N/A | #N/A | #N/A | #N/A | #N/A
TRUE | VIC | BTS22J | Brunswick (Jemena) 22 kV | Jemena | Shoulder | Non-coincident | 2021 | ACTUAL_OPG | 9.8099 | NA | VIC Brunswick (Jemena) 22 kV |  |  | FALSE | #N/A | #N/A | #N/A | #N/A | #N/A | #N/A | #N/A | #N/A | #N/A | #N/A
TRUE | VIC | BTS22J | Brunswick (Jemena) 22 kV | Jemena | Shoulder | Non-coincident | 2021 | ACTUAL_ADJUSTEDOPG | 9.8099 | NA | VIC Brunswick (Jemena) 22 kV |  |  | FALSE | #N/A | #N/A | #N/A | #N/A | #N/A | #N/A | #N/A | #N/A | #N/A | #N/A
TRUE | VIC | BTS22J | Brunswick (Jemena) 22 kV | Jemena | Shoulder | Coincident | 2022 | ACTUAL_OPG | 10.3744 | NA | VIC Brunswick (Jemena) 22 kV |  |  | FALSE | #N/A | #N/A | #N/A | #N/A | #N/A | #N/A | #N/A | #N/A | #N/A | #N/A
TRUE | VIC | BTS22J | Brunswick (Jemena) 22 kV | Jemena | Shoulder | Coincident | 2022 | ACTUAL_RAW | 10.3744 | NA | VIC Brunswick (Jemena) 22 kV |  |  | FALSE | #N/A | #N/A | #N/A | #N/A | #N/A | #N/A | #N/A | #N/A | #N/A | #N/A
TRUE | VIC | BTS22J | Brunswick (Jemena) 22 kV | Jemena | Shoulder | Non-coincident | 2022 | ACTUAL_RAW | 9.5942 | NA | VIC Brunswick (Jemena) 22 kV |  |  | FALSE | #N/A | #N/A | #N/A | #N/A | #N/A | #N/A | #N/A | #N/A | #N/A | #N/A
TRUE | VIC | BTS22J | Brunswick (Jemena) 22 kV | Jemena | Shoulder | Non-coincident | 2022 | ACTUAL_OPG | 9.5942 | NA | VIC Brunswick (Jemena) 22 kV |  |  | FALSE | #N/A | #N/A | #N/A | #N/A | #N/A | #N/A | #N/A | #N/A | #N/A | #N/A
TRUE | VIC | BTS22J | Brunswick (Jemena) 22 kV | Jemena | Shoulder | Non-coincident | 2022 | ACTUAL_ADJUSTEDOPG | 9.5942 | NA | VIC Brunswick (Jemena) 22 kV |  |  | FALSE | #N/A | #N/A | #N/A | #N/A | #N/A | #N/A | #N/A | #N/A | #N/A | #N/A
TRUE | VIC | BTS22J | Brunswick (Jemena) 22 kV | Jemena | Shoulder | Coincident | 2023 | ACTUAL_OPG | 9.5218 | NA | VIC Brunswick (Jemena) 22 kV |  |  | FALSE | #N/A | #N/A | #N/A | #N/A | #N/A | #N/A | #N/A | #N/A | #N/A | #N/A
TRUE | VIC | BTS22J | Brunswick (Jemena) 22 kV | Jemena | Shoulder | Coincident | 2023 | ACTUAL_RAW | 9.5218 | NA | VIC Brunswick (Jemena) 22 kV |  |  | FALSE | #N/A | #N/A | #N/A | #N/A | #N/A | #N/A | #N/A | #N/A | #N/A | #N/A
TRUE | VIC | BTS22J | Brunswick (Jemena) 22 kV | Jemena | Shoulder | Non-coincident | 2023 | ACTUAL_RAW | 9.4398 | NA | VIC Brunswick (Jemena) 22 kV |  |  | FALSE | #N/A | #N/A | #N/A | #N/A | #N/A | #N/A | #N/A | #N/A | #N/A | #N/A
TRUE | VIC | BTS22J | Brunswick (Jemena) 22 kV | Jemena | Shoulder | Non-coincident | 2023 | ACTUAL_OPG | 9.4398 | NA | VIC Brunswick (Jemena) 22 kV |  |  | FALSE | #N/A | #N/A | #N/A | #N/A | #N/A | #N/A | #N/A | #N/A | #N/A | #N/A
TRUE | VIC | BTS22J | Brunswick (Jemena) 22 kV | Jemena | Shoulder | Non-coincident | 2023 | ACTUAL_ADJUSTEDOPG | 9.4398 | NA | VIC Brunswick (Jemena) 22 kV |  |  | FALSE | #N/A | #N/A | #N/A | #N/A | #N/A | #N/A | #N/A | #N/A | #N/A | #N/A
TRUE | VIC | BTS22J | Brunswick (Jemena) 22 kV | Jemena | Shoulder | Coincident | 2024 | ACTUAL_OPG | 9.137 | NA | VIC Brunswick (Jemena) 22 kV |  |  | FALSE | #N/A | #N/A | #N/A | #N/A | #N/A | #N/A | #N/A | #N/A | #N/A | #N/A
TRUE | VIC | BTS22J | Brunswick (Jemena) 22 kV | Jemena | Shoulder | Coincident | 2024 | ACTUAL_RAW | 9.137 | NA | VIC Brunswick (Jemena) 22 kV |  |  | FALSE | #N/A | #N/A | #N/A | #N/A | #N/A | #N/A | #N/A | #N/A | #N/A | #N/A
TRUE | VIC | BTS22J | Brunswick (Jemena) 22 kV | Jemena | Shoulder | Non-coincident | 2024 | ACTUAL_RAW | 8.8954 | NA | VIC Brunswick (Jemena) 22 kV |  |  | FALSE | #N/A | #N/A | #N/A | #N/A | #N/A | #N/A | #N/A | #N/A | #N/A | #N/A
TRUE | VIC | BTS22J | Brunswick (Jemena) 22 kV | Jemena | Shoulder | Non-coincident | 2024 | ACTUAL_OPG | 8.8954 | NA | VIC Brunswick (Jemena) 22 kV |  |  | FALSE | #N/A | #N/A | #N/A | #N/A | #N/A | #N/A | #N/A | #N/A | #N/A | #N/A
TRUE | VIC | BTS22J | Brunswick (Jemena) 22 kV | Jemena | Shoulder | Non-coincident | 2024 | ACTUAL_ADJUSTEDOPG | 8.8954 | NA | VIC Brunswick (Jemena) 22 kV |  |  | FALSE | #N/A | #N/A | #N/A | #N/A | #N/A | #N/A | #N/A | #N/A | #N/A | #N/A
TRUE | VIC | BTS22J | Brunswick (Jemena) 22 kV | Jemena | Shoulder | Coincident | 2025 | ACTUAL_OPG | 8.3046 | NA | VIC Brunswick (Jemena) 22 kV |  |  | FALSE | #N/A | #N/A | #N/A | #N/A | #N/A | #N/A | #N/A | #N/A | #N/A | #N/A
TRUE | VIC | BTS22J | Brunswick (Jemena) 22 kV | Jemena | Shoulder | Coincident | 2025 | ACTUAL_RAW | 8.3046 | NA | VIC Brunswick (Jemena) 22 kV |  |  | FALSE | #N/A | #N/A | #N/A | #N/A | #N/A | #N/A | #N/A | #N/A | #N/A | #N/A
TRUE | VIC | BTS22J | Brunswick (Jemena) 22 kV | Jemena | Shoulder | Non-coincident | 2025 | ACTUAL_RAW | 8.0399 | NA | VIC Brunswick (Jemena) 22 kV |  |  | FALSE | #N/A | #N/A | #N/A | #N/A | #N/A | #N/A | #N/A | #N/A | #N/A | #N/A
TRUE | VIC | BTS22J | Brunswick (Jemena) 22 kV | Jemena | Shoulder | Non-coincident | 2025 | ACTUAL_OPG | 8.0399 | NA | VIC Brunswick (Jemena) 22 kV |  |  | FALSE | #N/A | #N/A | #N/A | #N/A | #N/A | #N/A | #N/A | #N/A | #N/A | #N/A
TRUE | VIC | BTS22J | Brunswick (Jemena) 22 kV | Jemena | Shoulder | Non-coincident | 2025 | ACTUAL_ADJUSTEDOPG | 8.0399 | NA | VIC Brunswick (Jemena) 22 kV |  |  | FALSE | #N/A | #N/A | #N/A | #N/A | #N/A | #N/A | #N/A | #N/A | #N/A | #N/A
TRUE | VIC | BTS22J | Brunswick (Jemena) 22 kV | Jemena | Shoulder | Non-coincident | 2025 | BASEYEARPOE90 | 4.474 | NA | VIC Brunswick (Jemena) 22 kV |  |  | FALSE | #N/A | #N/A | #N/A | #N/A | #N/A | #N/A | #N/A | #N/A | #N/A | #N/A
TRUE | VIC | BTS22J | Brunswick (Jemena) 22 kV | Jemena | Shoulder | Non-coincident | 2025 | BASEYEARPOE50 | 5.2169 | NA | VIC Brunswick (Jemena) 22 kV |  |  | FALSE | #N/A | #N/A | #N/A | #N/A | #N/A | #N/A | #N/A | #N/A | #N/A | #N/A
TRUE | VIC | BTS22J | Brunswick (Jemena) 22 kV | Jemena | Shoulder | Coincident_unreconciled | 2026 | POE50 | 3.6218 | NA | VIC Brunswick (Jemena) 22 kV |  |  | FALSE | #N/A | #N/A | #N/A | #N/A | #N/A | #N/A | #N/A | #N/A | #N/A | #N/A
TRUE | VIC | BTS22J | Brunswick (Jemena) 22 kV | Jemena | Shoulder | Coincident_unreconciled | 2026 | POE90 | 2.716 | NA | VIC Brunswick (Jemena) 22 kV |  |  | FALSE | #N/A | #N/A | #N/A | #N/A | #N/A | #N/A | #N/A | #N/A | #N/A | #N/A
TRUE | VIC | BTS22J | Brunswick (Jemena) 22 kV | Jemena | Shoulder | Non-coincident | 2026 | POE50 | 3.5162 | NA | VIC Brunswick (Jemena) 22 kV |  |  | FALSE | #N/A | #N/A | #N/A | #N/A | #N/A | #N/A | #N/A | #N/A | #N/A | #N/A
TRUE | VIC | BTS22J | Brunswick (Jemena) 22 kV | Jemena | Shoulder | Non-coincident | 2026 | POE90 | 2.6368 | NA | VIC Brunswick (Jemena) 22 kV |  |  | FALSE | #N/A | #N/A | #N/A | #N/A | #N/A | #N/A | #N/A | #N/A | #N/A | #N/A
TRUE | VIC | BTS22J | Brunswick (Jemena) 22 kV | Jemena | Shoulder | Coincident_unreconciled | 2027 | POE50 | 1.628 | NA | VIC Brunswick (Jemena) 22 kV |  |  | FALSE | #N/A | #N/A | #N/A | #N/A | #N/A | #N/A | #N/A | #N/A | #N/A | #N/A
TRUE | VIC | BTS22J | Brunswick (Jemena) 22 kV | Jemena | Shoulder | Coincident_unreconciled | 2027 | POE90 | 0.71759 | NA | VIC Brunswick (Jemena) 22 kV |  |  | FALSE | #N/A | #N/A | #N/A | #N/A | #N/A | #N/A | #N/A | #N/A | #N/A | #N/A
TRUE | VIC | BTS22J | Brunswick (Jemena) 22 kV | Jemena | Shoulder | Non-coincident | 2027 | POE50 | 1.5805 | NA | VIC Brunswick (Jemena) 22 kV |  |  | FALSE | #N/A | #N/A | #N/A | #N/A | #N/A | #N/A | #N/A | #N/A | #N/A | #N/A
TRUE | VIC | BTS22J | Brunswick (Jemena) 22 kV | Jemena | Shoulder | Non-coincident | 2027 | POE90 | 0.69666 | NA | VIC Brunswick (Jemena) 22 kV |  |  | FALSE | #N/A | #N/A | #N/A | #N/A | #N/A | #N/A | #N/A | #N/A | #N/A | #N/A
TRUE | VIC | BTS22J | Brunswick (Jemena) 22 kV | Jemena | Shoulder | Coincident_unreconciled | 2028 | POE50 | -0.32612 | NA | VIC Brunswick (Jemena) 22 kV |  |  | FALSE | #N/A | #N/A | #N/A | #N/A | #N/A | #N/A | #N/A | #N/A | #N/A | #N/A
TRUE | VIC | BTS22J | Brunswick (Jemena) 22 kV | Jemena | Shoulder | Coincident_unreconciled | 2028 | POE90 | -1.1879 | NA | VIC Brunswick (Jemena) 22 kV |  |  | FALSE | #N/A | #N/A | #N/A | #N/A | #N/A | #N/A | #N/A | #N/A | #N/A | #N/A
TRUE | VIC | BTS22J | Brunswick (Jemena) 22 kV | Jemena | Shoulder | Non-coincident | 2028 | POE50 | -0.33622 | NA | VIC Brunswick (Jemena) 22 kV |  |  | FALSE | #N/A | #N/A | #N/A | #N/A | #N/A | #N/A | #N/A | #N/A | #N/A | #N/A
TRUE | VIC | BTS22J | Brunswick (Jemena) 22 kV | Jemena | Shoulder | Non-coincident | 2028 | POE90 | -1.2247 | NA | VIC Brunswick (Jemena) 22 kV |  |  | FALSE | #N/A | #N/A | #N/A | #N/A | #N/A | #N/A | #N/A | #N/A | #N/A | #N/A
TRUE | VIC | BTS22J | Brunswick (Jemena) 22 kV | Jemena | Shoulder | Coincident_unreconciled | 2029 | POE50 | -2.037 | NA | VIC Brunswick (Jemena) 22 kV |  |  | FALSE | #N/A | #N/A | #N/A | #N/A | #N/A | #N/A | #N/A | #N/A | #N/A | #N/A
TRUE | VIC | BTS22J | Brunswick (Jemena) 22 kV | Jemena | Shoulder | Coincident_unreconciled | 2029 | POE90 | -2.9032 | NA | VIC Brunswick (Jemena) 22 kV |  |  | FALSE | #N/A | #N/A | #N/A | #N/A | #N/A | #N/A | #N/A | #N/A | #N/A | #N/A
TRUE | VIC | BTS22J | Brunswick (Jemena) 22 kV | Jemena | Shoulder | Non-coincident | 2029 | POE50 | -2.1001 | NA | VIC Brunswick (Jemena) 22 kV |  |  | FALSE | #N/A | #N/A | #N/A | #N/A | #N/A | #N/A | #N/A | #N/A | #N/A | #N/A
TRUE | VIC | BTS22J | Brunswick (Jemena) 22 kV | Jemena | Shoulder | Non-coincident | 2029 | POE90 | -2.9931 | NA | VIC Brunswick (Jemena) 22 kV |  |  | FALSE | #N/A | #N/A | #N/A | #N/A | #N/A | #N/A | #N/A | #N/A | #N/A | #N/A
TRUE | VIC | BTS22J | Brunswick (Jemena) 22 kV | Jemena | Shoulder | Coincident_unreconciled | 2030 | POE50 | -3.6773 | NA | VIC Brunswick (Jemena) 22 kV |  |  | FALSE | #N/A | #N/A | #N/A | #N/A | #N/A | #N/A | #N/A | #N/A | #N/A | #N/A
TRUE | VIC | BTS22J | Brunswick (Jemena) 22 kV | Jemena | Shoulder | Coincident_unreconciled | 2030 | POE90 | -4.5479 | NA | VIC Brunswick (Jemena) 22 kV |  |  | FALSE | #N/A | #N/A | #N/A | #N/A | #N/A | #N/A | #N/A | #N/A | #N/A | #N/A
TRUE | VIC | BTS22J | Brunswick (Jemena) 22 kV | Jemena | Shoulder | Non-coincident | 2030 | POE50 | -3.7912 | NA | VIC Brunswick (Jemena) 22 kV |  |  | FALSE | #N/A | #N/A | #N/A | #N/A | #N/A | #N/A | #N/A | #N/A | #N/A | #N/A
TRUE | VIC | BTS22J | Brunswick (Jemena) 22 kV | Jemena | Shoulder | Non-coincident | 2030 | POE90 | -4.6888 | NA | VIC Brunswick (Jemena) 22 kV |  |  | FALSE | #N/A | #N/A | #N/A | #N/A | #N/A | #N/A | #N/A | #N/A | #N/A | #N/A
TRUE | VIC | BTS22J | Brunswick (Jemena) 22 kV | Jemena | Shoulder | Coincident_unreconciled | 2031 | POE50 | -5.319 | NA | VIC Brunswick (Jemena) 22 kV |  |  | FALSE | #N/A | #N/A | #N/A | #N/A | #N/A | #N/A | #N/A | #N/A | #N/A | #N/A
TRUE | VIC | BTS22J | Brunswick (Jemena) 22 kV | Jemena | Shoulder | Coincident_unreconciled | 2031 | POE90 | -6.194 | NA | VIC Brunswick (Jemena) 22 kV |  |  | FALSE | #N/A | #N/A | #N/A | #N/A | #N/A | #N/A | #N/A | #N/A | #N/A | #N/A
TRUE | VIC | BTS22J | Brunswick (Jemena) 22 kV | Jemena | Shoulder | Non-coincident | 2031 | POE50 | -5.4838 | NA | VIC Brunswick (Jemena) 22 kV |  |  | FALSE | #N/A | #N/A | #N/A | #N/A | #N/A | #N/A | #N/A | #N/A | #N/A | #N/A
TRUE | VIC | BTS22J | Brunswick (Jemena) 22 kV | Jemena | Shoulder | Non-coincident | 2031 | POE90 | -6.3859 | NA | VIC Brunswick (Jemena) 22 kV |  |  | FALSE | #N/A | #N/A | #N/A | #N/A | #N/A | #N/A | #N/A | #N/A | #N/A | #N/A
TRUE | VIC | BTS22J | Brunswick (Jemena) 22 kV | Jemena | Shoulder | Coincident_unreconciled | 2032 | POE50 | -6.6128 | NA | VIC Brunswick (Jemena) 22 kV |  |  | FALSE | #N/A | #N/A | #N/A | #N/A | #N/A | #N/A | #N/A | #N/A | #N/A | #N/A
TRUE | VIC | BTS22J | Brunswick (Jemena) 22 kV | Jemena | Shoulder | Coincident_unreconciled | 2032 | POE90 | -7.4922 | NA | VIC Brunswick (Jemena) 22 kV |  |  | FALSE | #N/A | #N/A | #N/A | #N/A | #N/A | #N/A | #N/A | #N/A | #N/A | #N/A
TRUE | VIC | BTS22J | Brunswick (Jemena) 22 kV | Jemena | Shoulder | Non-coincident | 2032 | POE50 | -6.8176 | NA | VIC Brunswick (Jemena) 22 kV |  |  | FALSE | #N/A | #N/A | #N/A | #N/A | #N/A | #N/A | #N/A | #N/A | #N/A | #N/A
TRUE | VIC | BTS22J | Brunswick (Jemena) 22 kV | Jemena | Shoulder | Non-coincident | 2032 | POE90 | -7.7242 | NA | VIC Brunswick (Jemena) 22 kV |  |  | FALSE | #N/A | #N/A | #N/A | #N/A | #N/A | #N/A | #N/A | #N/A | #N/A | #N/A
TRUE | VIC | BTS22J | Brunswick (Jemena) 22 kV | Jemena | Shoulder | Coincident_unreconciled | 2033 | POE50 | -7.6129 | NA | VIC Brunswick (Jemena) 22 kV |  |  | FALSE | #N/A | #N/A | #N/A | #N/A | #N/A | #N/A | #N/A | #N/A | #N/A | #N/A
TRUE | VIC | BTS22J | Brunswick (Jemena) 22 kV | Jemena | Shoulder | Coincident_unreconciled | 2033 | POE90 | -8.4966 | NA | VIC Brunswick (Jemena) 22 kV |  |  | FALSE | #N/A | #N/A | #N/A | #N/A | #N/A | #N/A | #N/A | #N/A | #N/A | #N/A
TRUE | VIC | BTS22J | Brunswick (Jemena) 22 kV | Jemena | Shoulder | Non-coincident | 2033 | POE50 | -7.8487 | NA | VIC Brunswick (Jemena) 22 kV |  |  | FALSE | #N/A | #N/A | #N/A | #N/A | #N/A | #N/A | #N/A | #N/A | #N/A | #N/A
TRUE | VIC | BTS22J | Brunswick (Jemena) 22 kV | Jemena | Shoulder | Non-coincident | 2033 | POE90 | -8.7598 | NA | VIC Brunswick (Jemena) 22 kV |  |  | FALSE | #N/A | #N/A | #N/A | #N/A | #N/A | #N/A | #N/A | #N/A | #N/A | #N/A
TRUE | VIC | BTS22J | Brunswick (Jemena) 22 kV | Jemena | Shoulder | Coincident_unreconciled | 2034 | POE50 | -8.5742 | NA | VIC Brunswick (Jemena) 22 kV |  |  | FALSE | #N/A | #N/A | #N/A | #N/A | #N/A | #N/A | #N/A | #N/A | #N/A | #N/A
TRUE | VIC | BTS22J | Brunswick (Jemena) 22 kV | Jemena | Shoulder | Coincident_unreconciled | 2034 | POE90 | -9.4623 | NA | VIC Brunswick (Jemena) 22 kV |  |  | FALSE | #N/A | #N/A | #N/A | #N/A | #N/A | #N/A | #N/A | #N/A | #N/A | #N/A
TRUE | VIC | BTS22J | Brunswick (Jemena) 22 kV | Jemena | Shoulder | Non-coincident | 2034 | POE50 | -8.8398 | NA | VIC Brunswick (Jemena) 22 kV |  |  | FALSE | #N/A | #N/A | #N/A | #N/A | #N/A | #N/A | #N/A | #N/A | #N/A | #N/A
TRUE | VIC | BTS22J | Brunswick (Jemena) 22 kV | Jemena | Shoulder | Non-coincident | 2034 | POE90 | -9.7554 | NA | VIC Brunswick (Jemena) 22 kV |  |  | FALSE | #N/A | #N/A | #N/A | #N/A | #N/A | #N/A | #N/A | #N/A | #N/A | #N/A
TRUE | VIC | BTS22J | Brunswick (Jemena) 22 kV | Jemena | Shoulder | Coincident_unreconciled | 2035 | POE50 | -9.6151 | NA | VIC Brunswick (Jemena) 22 kV |  |  | FALSE | #N/A | #N/A | #N/A | #N/A | #N/A | #N/A | #N/A | #N/A | #N/A | #N/A
TRUE | VIC | BTS22J | Brunswick (Jemena) 22 kV | Jemena | Shoulder | Coincident_unreconciled | 2035 | POE90 | -10.5075 | NA | VIC Brunswick (Jemena) 22 kV |  |  | FALSE | #N/A | #N/A | #N/A | #N/A | #N/A | #N/A | #N/A | #N/A | #N/A | #N/A
TRUE | VIC | BTS22J | Brunswick (Jemena) 22 kV | Jemena | Shoulder | Non-coincident | 2035 | POE50 | -9.9129 | NA | VIC Brunswick (Jemena) 22 kV |  |  | FALSE | #N/A | #N/A | #N/A | #N/A | #N/A | #N/A | #N/A | #N/A | #N/A | #N/A
TRUE | VIC | BTS22J | Brunswick (Jemena) 22 kV | Jemena | Shoulder | Non-coincident | 2035 | POE90 | -10.833 | NA | VIC Brunswick (Jemena) 22 kV |  |  | FALSE | #N/A | #N/A | #N/A | #N/A | #N/A | #N/A | #N/A | #N/A | #N/A | #N/A
TRUE | VIC | BTS22J | Brunswick (Jemena) 22 kV | Jemena | Summer | Coincident | 2019 | ACTUAL_OPG | 10.3602 | 41.935 | VIC Brunswick (Jemena) 22 kV |  |  | FALSE | #N/A | #N/A | #N/A | #N/A | #N/A | #N/A | #N/A | #N/A | #N/A | #N/A
TRUE | VIC | BTS22J | Brunswick (Jemena) 22 kV | Jemena | Summer | Coincident | 2019 | ACTUAL_RAW | 10.3602 | 41.935 | VIC Brunswick (Jemena) 22 kV |  |  | FALSE | #N/A | #N/A | #N/A | #N/A | #N/A | #N/A | #N/A | #N/A | #N/A | #N/A
TRUE | VIC | BTS22J | Brunswick (Jemena) 22 kV | Jemena | Summer | Non-coincident | 2019 | ACTUAL_RAW | 9.5936 | 48.3721 | VIC Brunswick (Jemena) 22 kV |  |  | FALSE | #N/A | #N/A | #N/A | #N/A | #N/A | #N/A | #N/A | #N/A | #N/A | #N/A
TRUE | VIC | BTS22J | Brunswick (Jemena) 22 kV | Jemena | Summer | Non-coincident | 2019 | ACTUAL_OPG | 9.5936 | 48.3721 | VIC Brunswick (Jemena) 22 kV |  |  | FALSE | #N/A | #N/A | #N/A | #N/A | #N/A | #N/A | #N/A | #N/A | #N/A | #N/A
TRUE | VIC | BTS22J | Brunswick (Jemena) 22 kV | Jemena | Summer | Non-coincident | 2019 | ACTUAL_ADJUSTEDOPG | 9.5936 | 48.3721 | VIC Brunswick (Jemena) 22 kV |  |  | FALSE | #N/A | #N/A | #N/A | #N/A | #N/A | #N/A | #N/A | #N/A | #N/A | #N/A
TRUE | VIC | BTS22J | Brunswick (Jemena) 22 kV | Jemena | Summer | Coincident | 2020 | ACTUAL_OPG | 10.9811 | 51.6476 | VIC Brunswick (Jemena) 22 kV |  |  | FALSE | #N/A | #N/A | #N/A | #N/A | #N/A | #N/A | #N/A | #N/A | #N/A | #N/A
TRUE | VIC | BTS22J | Brunswick (Jemena) 22 kV | Jemena | Summer | Coincident | 2020 | ACTUAL_RAW | 10.9811 | 51.6476 | VIC Brunswick (Jemena) 22 kV |  |  | FALSE | #N/A | #N/A | #N/A | #N/A | #N/A | #N/A | #N/A | #N/A | #N/A | #N/A
TRUE | VIC | BTS22J | Brunswick (Jemena) 22 kV | Jemena | Summer | Non-coincident | 2020 | ACTUAL_RAW | 9.9531 | 51.6476 | VIC Brunswick (Jemena) 22 kV |  |  | FALSE | #N/A | #N/A | #N/A | #N/A | #N/A | #N/A | #N/A | #N/A | #N/A | #N/A
TRUE | VIC | BTS22J | Brunswick (Jemena) 22 kV | Jemena | Summer | Non-coincident | 2020 | ACTUAL_OPG | 9.9531 | 51.6476 | VIC Brunswick (Jemena) 22 kV |  |  | FALSE | #N/A | #N/A | #N/A | #N/A | #N/A | #N/A | #N/A | #N/A | #N/A | #N/A
TRUE | VIC | BTS22J | Brunswick (Jemena) 22 kV | Jemena | Summer | Non-coincident | 2020 | ACTUAL_ADJUSTEDOPG | 9.9531 | 51.6476 | VIC Brunswick (Jemena) 22 kV |  |  | FALSE | #N/A | #N/A | #N/A | #N/A | #N/A | #N/A | #N/A | #N/A | #N/A | #N/A
TRUE | VIC | BTS22J | Brunswick (Jemena) 22 kV | Jemena | Summer | Coincident | 2021 | ACTUAL_OPG | 8.6926 | 38.4854 | VIC Brunswick (Jemena) 22 kV |  |  | FALSE | #N/A | #N/A | #N/A | #N/A | #N/A | #N/A | #N/A | #N/A | #N/A | #N/A
TRUE | VIC | BTS22J | Brunswick (Jemena) 22 kV | Jemena | Summer | Coincident | 2021 | ACTUAL_RAW | 8.6926 | 38.4854 | VIC Brunswick (Jemena) 22 kV |  |  | FALSE | #N/A | #N/A | #N/A | #N/A | #N/A | #N/A | #N/A | #N/A | #N/A | #N/A
TRUE | VIC | BTS22J | Brunswick (Jemena) 22 kV | Jemena | Summer | Non-coincident | 2021 | ACTUAL_RAW | 8.4537 | 41.9986 | VIC Brunswick (Jemena) 22 kV |  |  | FALSE | #N/A | #N/A | #N/A | #N/A | #N/A | #N/A | #N/A | #N/A | #N/A | #N/A
TRUE | VIC | BTS22J | Brunswick (Jemena) 22 kV | Jemena | Summer | Non-coincident | 2021 | ACTUAL_OPG | 8.4537 | 41.9986 | VIC Brunswick (Jemena) 22 kV |  |  | FALSE | #N/A | #N/A | #N/A | #N/A | #N/A | #N/A | #N/A | #N/A | #N/A | #N/A
TRUE | VIC | BTS22J | Brunswick (Jemena) 22 kV | Jemena | Summer | Non-coincident | 2021 | ACTUAL_ADJUSTEDOPG | 8.4537 | 41.9986 | VIC Brunswick (Jemena) 22 kV |  |  | FALSE | #N/A | #N/A | #N/A | #N/A | #N/A | #N/A | #N/A | #N/A | #N/A | #N/A
TRUE | VIC | BTS22J | Brunswick (Jemena) 22 kV | Jemena | Summer | Coincident | 2022 | ACTUAL_OPG | 11.0793 | 43.4109 | VIC Brunswick (Jemena) 22 kV |  |  | FALSE | #N/A | #N/A | #N/A | #N/A | #N/A | #N/A | #N/A | #N/A | #N/A | #N/A
TRUE | VIC | BTS22J | Brunswick (Jemena) 22 kV | Jemena | Summer | Coincident | 2022 | ACTUAL_RAW | 11.0793 | 43.4109 | VIC Brunswick (Jemena) 22 kV |  |  | FALSE | #N/A | #N/A | #N/A | #N/A | #N/A | #N/A | #N/A | #N/A | #N/A | #N/A
TRUE | VIC | BTS22J | Brunswick (Jemena) 22 kV | Jemena | Summer | Non-coincident | 2022 | ACTUAL_RAW | 8.0795 | 44.442 | VIC Brunswick (Jemena) 22 kV |  |  | FALSE | #N/A | #N/A | #N/A | #N/A | #N/A | #N/A | #N/A | #N/A | #N/A | #N/A
TRUE | VIC | BTS22J | Brunswick (Jemena) 22 kV | Jemena | Summer | Non-coincident | 2022 | ACTUAL_OPG | 8.0795 | 44.442 | VIC Brunswick (Jemena) 22 kV |  |  | FALSE | #N/A | #N/A | #N/A | #N/A | #N/A | #N/A | #N/A | #N/A | #N/A | #N/A
TRUE | VIC | BTS22J | Brunswick (Jemena) 22 kV | Jemena | Summer | Non-coincident | 2022 | ACTUAL_ADJUSTEDOPG | 8.0795 | 44.442 | VIC Brunswick (Jemena) 22 kV |  |  | FALSE | #N/A | #N/A | #N/A | #N/A | #N/A | #N/A | #N/A | #N/A | #N/A | #N/A
TRUE | VIC | BTS22J | Brunswick (Jemena) 22 kV | Jemena | Summer | Coincident | 2023 | ACTUAL_OPG | 9.6492 | 47.8739 | VIC Brunswick (Jemena) 22 kV |  |  | FALSE | #N/A | #N/A | #N/A | #N/A | #N/A | #N/A | #N/A | #N/A | #N/A | #N/A
TRUE | VIC | BTS22J | Brunswick (Jemena) 22 kV | Jemena | Summer | Coincident | 2023 | ACTUAL_RAW | 9.6492 | 47.8739 | VIC Brunswick (Jemena) 22 kV |  |  | FALSE | #N/A | #N/A | #N/A | #N/A | #N/A | #N/A | #N/A | #N/A | #N/A | #N/A
TRUE | VIC | BTS22J | Brunswick (Jemena) 22 kV | Jemena | Summer | Non-coincident | 2023 | ACTUAL_RAW | 9.5703 | 48.0317 | VIC Brunswick (Jemena) 22 kV |  |  | FALSE | #N/A | #N/A | #N/A | #N/A | #N/A | #N/A | #N/A | #N/A | #N/A | #N/A
TRUE | VIC | BTS22J | Brunswick (Jemena) 22 kV | Jemena | Summer | Non-coincident | 2023 | ACTUAL_OPG | 9.5703 | 48.0317 | VIC Brunswick (Jemena) 22 kV |  |  | FALSE | #N/A | #N/A | #N/A | #N/A | #N/A | #N/A | #N/A | #N/A | #N/A | #N/A
TRUE | VIC | BTS22J | Brunswick (Jemena) 22 kV | Jemena | Summer | Non-coincident | 2023 | ACTUAL_ADJUSTEDOPG | 9.5703 | 48.0317 | VIC Brunswick (Jemena) 22 kV |  |  | FALSE | #N/A | #N/A | #N/A | #N/A | #N/A | #N/A | #N/A | #N/A | #N/A | #N/A
TRUE | VIC | BTS22J | Brunswick (Jemena) 22 kV | Jemena | Summer | Coincident | 2024 | ACTUAL_OPG | 6.5344 | 52.083 | VIC Brunswick (Jemena) 22 kV |  |  | FALSE | #N/A | #N/A | #N/A | #N/A | #N/A | #N/A | #N/A | #N/A | #N/A | #N/A
TRUE | VIC | BTS22J | Brunswick (Jemena) 22 kV | Jemena | Summer | Coincident | 2024 | ACTUAL_RAW | 6.5344 | 52.083 | VIC Brunswick (Jemena) 22 kV |  |  | FALSE | #N/A | #N/A | #N/A | #N/A | #N/A | #N/A | #N/A | #N/A | #N/A | #N/A
TRUE | VIC | BTS22J | Brunswick (Jemena) 22 kV | Jemena | Summer | Non-coincident | 2024 | ACTUAL_RAW | 6.5034 | 52.083 | VIC Brunswick (Jemena) 22 kV |  |  | FALSE | #N/A | #N/A | #N/A | #N/A | #N/A | #N/A | #N/A | #N/A | #N/A | #N/A
TRUE | VIC | BTS22J | Brunswick (Jemena) 22 kV | Jemena | Summer | Non-coincident | 2024 | ACTUAL_OPG | 6.5034 | 52.083 | VIC Brunswick (Jemena) 22 kV |  |  | FALSE | #N/A | #N/A | #N/A | #N/A | #N/A | #N/A | #N/A | #N/A | #N/A | #N/A
TRUE | VIC | BTS22J | Brunswick (Jemena) 22 kV | Jemena | Summer | Non-coincident | 2024 | ACTUAL_ADJUSTEDOPG | 6.5034 | 52.083 | VIC Brunswick (Jemena) 22 kV |  |  | FALSE | #N/A | #N/A | #N/A | #N/A | #N/A | #N/A | #N/A | #N/A | #N/A | #N/A
TRUE | VIC | BTS22J | Brunswick (Jemena) 22 kV | Jemena | Summer | Coincident | 2025 | ACTUAL_OPG | 6.1479 | 52.2783 | VIC Brunswick (Jemena) 22 kV |  |  | FALSE | #N/A | #N/A | #N/A | #N/A | #N/A | #N/A | #N/A | #N/A | #N/A | #N/A
TRUE | VIC | BTS22J | Brunswick (Jemena) 22 kV | Jemena | Summer | Coincident | 2025 | ACTUAL_RAW | 6.1479 | 52.2783 | VIC Brunswick (Jemena) 22 kV |  |  | FALSE | #N/A | #N/A | #N/A | #N/A | #N/A | #N/A | #N/A | #N/A | #N/A | #N/A
TRUE | VIC | BTS22J | Brunswick (Jemena) 22 kV | Jemena | Summer | Non-coincident | 2025 | ACTUAL_RAW | 5.9729 | 54.9741 | VIC Brunswick (Jemena) 22 kV |  |  | FALSE | #N/A | #N/A | #N/A | #N/A | #N/A | #N/A | #N/A | #N/A | #N/A | #N/A
TRUE | VIC | BTS22J | Brunswick (Jemena) 22 kV | Jemena | Summer | Non-coincident | 2025 | ACTUAL_OPG | 5.9729 | 54.9741 | VIC Brunswick (Jemena) 22 kV |  |  | FALSE | #N/A | #N/A | #N/A | #N/A | #N/A | #N/A | #N/A | #N/A | #N/A | #N/A
TRUE | VIC | BTS22J | Brunswick (Jemena) 22 kV | Jemena | Summer | Non-coincident | 2025 | ACTUAL_ADJUSTEDOPG | 5.9729 | 54.9741 | VIC Brunswick (Jemena) 22 kV |  |  | FALSE | #N/A | #N/A | #N/A | #N/A | #N/A | #N/A | #N/A | #N/A | #N/A | #N/A
TRUE | VIC | BTS22J | Brunswick (Jemena) 22 kV | Jemena | Summer | Non-coincident | 2025 | BASEYEARPOE90 | 3.0073 | NA | VIC Brunswick (Jemena) 22 kV |  |  | FALSE | #N/A | #N/A | #N/A | #N/A | #N/A | #N/A | #N/A | #N/A | #N/A | #N/A
TRUE | VIC | BTS22J | Brunswick (Jemena) 22 kV | Jemena | Summer | Non-coincident | 2025 | BASEYEARPOE50 | 3.8035 | 51.9054 | VIC Brunswick (Jemena) 22 kV |  |  | FALSE | #N/A | #N/A | #N/A | #N/A | #N/A | #N/A | #N/A | #N/A | #N/A | #N/A
TRUE | VIC | BTS22J | Brunswick (Jemena) 22 kV | Jemena | Summer | Coincident_unreconciled | 2026 | POE50 | 2.3056 | NA | VIC Brunswick (Jemena) 22 kV |  |  | FALSE | #N/A | #N/A | #N/A | #N/A | #N/A | #N/A | #N/A | #N/A | #N/A | #N/A
TRUE | VIC | BTS22J | Brunswick (Jemena) 22 kV | Jemena | Summer | Coincident_unreconciled | 2026 | POE90 | 1.1611 | NA | VIC Brunswick (Jemena) 22 kV |  |  | FALSE | #N/A | #N/A | #N/A | #N/A | #N/A | #N/A | #N/A | #N/A | #N/A | #N/A
TRUE | VIC | BTS22J | Brunswick (Jemena) 22 kV | Jemena | Summer | Non-coincident | 2026 | POE50 | 2.267 | 54.3064 | VIC Brunswick (Jemena) 22 kV |  |  | FALSE | #N/A | #N/A | #N/A | #N/A | #N/A | #N/A | #N/A | #N/A | #N/A | #N/A
TRUE | VIC | BTS22J | Brunswick (Jemena) 22 kV | Jemena | Summer | Non-coincident | 2026 | POE90 | 1.1417 | NA | VIC Brunswick (Jemena) 22 kV |  |  | FALSE | #N/A | #N/A | #N/A | #N/A | #N/A | #N/A | #N/A | #N/A | #N/A | #N/A
TRUE | VIC | BTS22J | Brunswick (Jemena) 22 kV | Jemena | Summer | Coincident_unreconciled | 2027 | POE50 | 0.20651 | NA | VIC Brunswick (Jemena) 22 kV |  |  | FALSE | #N/A | #N/A | #N/A | #N/A | #N/A | #N/A | #N/A | #N/A | #N/A | #N/A
TRUE | VIC | BTS22J | Brunswick (Jemena) 22 kV | Jemena | Summer | Coincident_unreconciled | 2027 | POE90 | -0.91212 | NA | VIC Brunswick (Jemena) 22 kV |  |  | FALSE | #N/A | #N/A | #N/A | #N/A | #N/A | #N/A | #N/A | #N/A | #N/A | #N/A
TRUE | VIC | BTS22J | Brunswick (Jemena) 22 kV | Jemena | Summer | Non-coincident | 2027 | POE50 | 0.20305 | 57.5233 | VIC Brunswick (Jemena) 22 kV |  |  | FALSE | #N/A | #N/A | #N/A | #N/A | #N/A | #N/A | #N/A | #N/A | #N/A | #N/A
TRUE | VIC | BTS22J | Brunswick (Jemena) 22 kV | Jemena | Summer | Non-coincident | 2027 | POE90 | -0.92792 | NA | VIC Brunswick (Jemena) 22 kV |  |  | FALSE | #N/A | #N/A | #N/A | #N/A | #N/A | #N/A | #N/A | #N/A | #N/A | #N/A
TRUE | VIC | BTS22J | Brunswick (Jemena) 22 kV | Jemena | Summer | Coincident_unreconciled | 2028 | POE50 | -1.8294 | NA | VIC Brunswick (Jemena) 22 kV |  |  | FALSE | #N/A | #N/A | #N/A | #N/A | #N/A | #N/A | #N/A | #N/A | #N/A | #N/A
TRUE | VIC | BTS22J | Brunswick (Jemena) 22 kV | Jemena | Summer | Coincident_unreconciled | 2028 | POE90 | -2.9469 | NA | VIC Brunswick (Jemena) 22 kV |  |  | FALSE | #N/A | #N/A | #N/A | #N/A | #N/A | #N/A | #N/A | #N/A | #N/A | #N/A
TRUE | VIC | BTS22J | Brunswick (Jemena) 22 kV | Jemena | Summer | Non-coincident | 2028 | POE50 | -1.8611 | 59.1234 | VIC Brunswick (Jemena) 22 kV |  |  | FALSE | #N/A | #N/A | #N/A | #N/A | #N/A | #N/A | #N/A | #N/A | #N/A | #N/A
TRUE | VIC | BTS22J | Brunswick (Jemena) 22 kV | Jemena | Summer | Non-coincident | 2028 | POE90 | -2.9979 | NA | VIC Brunswick (Jemena) 22 kV |  |  | FALSE | #N/A | #N/A | #N/A | #N/A | #N/A | #N/A | #N/A | #N/A | #N/A | #N/A
TRUE | VIC | BTS22J | Brunswick (Jemena) 22 kV | Jemena | Summer | Coincident_unreconciled | 2029 | POE50 | -3.7138 | NA | VIC Brunswick (Jemena) 22 kV |  |  | FALSE | #N/A | #N/A | #N/A | #N/A | #N/A | #N/A | #N/A | #N/A | #N/A | #N/A
TRUE | VIC | BTS22J | Brunswick (Jemena) 22 kV | Jemena | Summer | Coincident_unreconciled | 2029 | POE90 | -4.837 | NA | VIC Brunswick (Jemena) 22 kV |  |  | FALSE | #N/A | #N/A | #N/A | #N/A | #N/A | #N/A | #N/A | #N/A | #N/A | #N/A
TRUE | VIC | BTS22J | Brunswick (Jemena) 22 kV | Jemena | Summer | Non-coincident | 2029 | POE50 | -3.7781 | 61.0411 | VIC Brunswick (Jemena) 22 kV |  |  | FALSE | #N/A | #N/A | #N/A | #N/A | #N/A | #N/A | #N/A | #N/A | #N/A | #N/A
TRUE | VIC | BTS22J | Brunswick (Jemena) 22 kV | Jemena | Summer | Non-coincident | 2029 | POE90 | -4.9208 | NA | VIC Brunswick (Jemena) 22 kV |  |  | FALSE | #N/A | #N/A | #N/A | #N/A | #N/A | #N/A | #N/A | #N/A | #N/A | #N/A
TRUE | VIC | BTS22J | Brunswick (Jemena) 22 kV | Jemena | Summer | Coincident_unreconciled | 2030 | POE50 | -5.5464 | NA | VIC Brunswick (Jemena) 22 kV |  |  | FALSE | #N/A | #N/A | #N/A | #N/A | #N/A | #N/A | #N/A | #N/A | #N/A | #N/A
TRUE | VIC | BTS22J | Brunswick (Jemena) 22 kV | Jemena | Summer | Coincident_unreconciled | 2030 | POE90 | -6.6753 | NA | VIC Brunswick (Jemena) 22 kV |  |  | FALSE | #N/A | #N/A | #N/A | #N/A | #N/A | #N/A | #N/A | #N/A | #N/A | #N/A
TRUE | VIC | BTS22J | Brunswick (Jemena) 22 kV | Jemena | Summer | Non-coincident | 2030 | POE50 | -5.6424 | 62.4481 | VIC Brunswick (Jemena) 22 kV |  |  | FALSE | #N/A | #N/A | #N/A | #N/A | #N/A | #N/A | #N/A | #N/A | #N/A | #N/A
TRUE | VIC | BTS22J | Brunswick (Jemena) 22 kV | Jemena | Summer | Non-coincident | 2030 | POE90 | -6.7909 | NA | VIC Brunswick (Jemena) 22 kV |  |  | FALSE | #N/A | #N/A | #N/A | #N/A | #N/A | #N/A | #N/A | #N/A | #N/A | #N/A
TRUE | VIC | BTS22J | Brunswick (Jemena) 22 kV | Jemena | Summer | Coincident_unreconciled | 2031 | POE50 | -7.3894 | NA | VIC Brunswick (Jemena) 22 kV |  |  | FALSE | #N/A | #N/A | #N/A | #N/A | #N/A | #N/A | #N/A | #N/A | #N/A | #N/A
TRUE | VIC | BTS22J | Brunswick (Jemena) 22 kV | Jemena | Summer | Coincident_unreconciled | 2031 | POE90 | -8.5241 | NA | VIC Brunswick (Jemena) 22 kV |  |  | FALSE | #N/A | #N/A | #N/A | #N/A | #N/A | #N/A | #N/A | #N/A | #N/A | #N/A
TRUE | VIC | BTS22J | Brunswick (Jemena) 22 kV | Jemena | Summer | Non-coincident | 2031 | POE50 | -7.5174 | 62.8782 | VIC Brunswick (Jemena) 22 kV |  |  | FALSE | #N/A | #N/A | #N/A | #N/A | #N/A | #N/A | #N/A | #N/A | #N/A | #N/A
TRUE | VIC | BTS22J | Brunswick (Jemena) 22 kV | Jemena | Summer | Non-coincident | 2031 | POE90 | -8.6717 | NA | VIC Brunswick (Jemena) 22 kV |  |  | FALSE | #N/A | #N/A | #N/A | #N/A | #N/A | #N/A | #N/A | #N/A | #N/A | #N/A
TRUE | VIC | BTS22J | Brunswick (Jemena) 22 kV | Jemena | Summer | Coincident_unreconciled | 2032 | POE50 | -8.8518 | NA | VIC Brunswick (Jemena) 22 kV |  |  | FALSE | #N/A | #N/A | #N/A | #N/A | #N/A | #N/A | #N/A | #N/A | #N/A | #N/A
TRUE | VIC | BTS22J | Brunswick (Jemena) 22 kV | Jemena | Summer | Coincident_unreconciled | 2032 | POE90 | -9.9921 | NA | VIC Brunswick (Jemena) 22 kV |  |  | FALSE | #N/A | #N/A | #N/A | #N/A | #N/A | #N/A | #N/A | #N/A | #N/A | #N/A
TRUE | VIC | BTS22J | Brunswick (Jemena) 22 kV | Jemena | Summer | Non-coincident | 2032 | POE50 | -9.0052 | 63.2757 | VIC Brunswick (Jemena) 22 kV |  |  | FALSE | #N/A | #N/A | #N/A | #N/A | #N/A | #N/A | #N/A | #N/A | #N/A | #N/A
TRUE | VIC | BTS22J | Brunswick (Jemena) 22 kV | Jemena | Summer | Non-coincident | 2032 | POE90 | -10.1652 | NA | VIC Brunswick (Jemena) 22 kV |  |  | FALSE | #N/A | #N/A | #N/A | #N/A | #N/A | #N/A | #N/A | #N/A | #N/A | #N/A
TRUE | VIC | BTS22J | Brunswick (Jemena) 22 kV | Jemena | Summer | Coincident_unreconciled | 2033 | POE50 | -10.0051 | NA | VIC Brunswick (Jemena) 22 kV |  |  | FALSE | #N/A | #N/A | #N/A | #N/A | #N/A | #N/A | #N/A | #N/A | #N/A | #N/A
TRUE | VIC | BTS22J | Brunswick (Jemena) 22 kV | Jemena | Summer | Coincident_unreconciled | 2033 | POE90 | -11.1511 | NA | VIC Brunswick (Jemena) 22 kV |  |  | FALSE | #N/A | #N/A | #N/A | #N/A | #N/A | #N/A | #N/A | #N/A | #N/A | #N/A
TRUE | VIC | BTS22J | Brunswick (Jemena) 22 kV | Jemena | Summer | Non-coincident | 2033 | POE50 | -10.1784 | 63.5714 | VIC Brunswick (Jemena) 22 kV |  |  | FALSE | #N/A | #N/A | #N/A | #N/A | #N/A | #N/A | #N/A | #N/A | #N/A | #N/A
TRUE | VIC | BTS22J | Brunswick (Jemena) 22 kV | Jemena | Summer | Non-coincident | 2033 | POE90 | -11.3443 | NA | VIC Brunswick (Jemena) 22 kV |  |  | FALSE | #N/A | #N/A | #N/A | #N/A | #N/A | #N/A | #N/A | #N/A | #N/A | #N/A
TRUE | VIC | BTS22J | Brunswick (Jemena) 22 kV | Jemena | Summer | Coincident_unreconciled | 2034 | POE50 | -11.1207 | NA | VIC Brunswick (Jemena) 22 kV |  |  | FALSE | #N/A | #N/A | #N/A | #N/A | #N/A | #N/A | #N/A | #N/A | #N/A | #N/A
TRUE | VIC | BTS22J | Brunswick (Jemena) 22 kV | Jemena | Summer | Coincident_unreconciled | 2034 | POE90 | -12.2724 | NA | VIC Brunswick (Jemena) 22 kV |  |  | FALSE | #N/A | #N/A | #N/A | #N/A | #N/A | #N/A | #N/A | #N/A | #N/A | #N/A
TRUE | VIC | BTS22J | Brunswick (Jemena) 22 kV | Jemena | Summer | Non-coincident | 2034 | POE50 | -11.3134 | 63.8745 | VIC Brunswick (Jemena) 22 kV |  |  | FALSE | #N/A | #N/A | #N/A | #N/A | #N/A | #N/A | #N/A | #N/A | #N/A | #N/A
TRUE | VIC | BTS22J | Brunswick (Jemena) 22 kV | Jemena | Summer | Non-coincident | 2034 | POE90 | -12.485 | NA | VIC Brunswick (Jemena) 22 kV |  |  | FALSE | #N/A | #N/A | #N/A | #N/A | #N/A | #N/A | #N/A | #N/A | #N/A | #N/A
TRUE | VIC | BTS22J | Brunswick (Jemena) 22 kV | Jemena | Summer | Coincident_unreconciled | 2035 | POE50 | -12.3193 | NA | VIC Brunswick (Jemena) 22 kV |  |  | FALSE | #N/A | #N/A | #N/A | #N/A | #N/A | #N/A | #N/A | #N/A | #N/A | #N/A
TRUE | VIC | BTS22J | Brunswick (Jemena) 22 kV | Jemena | Summer | Coincident_unreconciled | 2035 | POE90 | -13.4765 | NA | VIC Brunswick (Jemena) 22 kV |  |  | FALSE | #N/A | #N/A | #N/A | #N/A | #N/A | #N/A | #N/A | #N/A | #N/A | #N/A
TRUE | VIC | BTS22J | Brunswick (Jemena) 22 kV | Jemena | Summer | Non-coincident | 2035 | POE50 | -12.5327 | 64.1683 | VIC Brunswick (Jemena) 22 kV |  |  | FALSE | #N/A | #N/A | #N/A | #N/A | #N/A | #N/A | #N/A | #N/A | #N/A | #N/A
TRUE | VIC | BTS22J | Brunswick (Jemena) 22 kV | Jemena | Summer | Non-coincident | 2035 | POE90 | -13.71 | NA | VIC Brunswick (Jemena) 22 kV |  |  | FALSE | #N/A | #N/A | #N/A | #N/A | #N/A | #N/A | #N/A | #N/A | #N/A | #N/A
TRUE | VIC | BTS22J | Brunswick (Jemena) 22 kV | Jemena | Summer | Non-coincident | 2025 | BASEYEARPOE10 | NA | 59.4739 | VIC Brunswick (Jemena) 22 kV |  |  | FALSE | #N/A | #N/A | #N/A | #N/A | #N/A | #N/A | #N/A | #N/A | #N/A | #N/A
TRUE | VIC | BTS22J | Brunswick (Jemena) 22 kV | Jemena | Summer | Coincident | 2026 | POE10 | NA | 55.5261 | VIC Brunswick (Jemena) 22 kV |  |  | FALSE | #N/A | #N/A | #N/A | #N/A | #N/A | #N/A | #N/A | #N/A | #N/A | #N/A
TRUE | VIC | BTS22J | Brunswick (Jemena) 22 kV | Jemena | Summer | Coincident | 2026 | POE50 | NA | 50.6225 | VIC Brunswick (Jemena) 22 kV |  |  | FALSE | #N/A | #N/A | #N/A | #N/A | #N/A | #N/A | #N/A | #N/A | #N/A | #N/A
TRUE | VIC | BTS22J | Brunswick (Jemena) 22 kV | Jemena | Summer | Non-coincident | 2026 | POE10 | NA | 61.3988 | VIC Brunswick (Jemena) 22 kV |  |  | FALSE | #N/A | #N/A | #N/A | #N/A | #N/A | #N/A | #N/A | #N/A | #N/A | #N/A
TRUE | VIC | BTS22J | Brunswick (Jemena) 22 kV | Jemena | Summer | Coincident | 2027 | POE10 | NA | 56.9282 | VIC Brunswick (Jemena) 22 kV |  |  | FALSE | #N/A | #N/A | #N/A | #N/A | #N/A | #N/A | #N/A | #N/A | #N/A | #N/A
TRUE | VIC | BTS22J | Brunswick (Jemena) 22 kV | Jemena | Summer | Coincident | 2027 | POE50 | NA | 51.856 | VIC Brunswick (Jemena) 22 kV |  |  | FALSE | #N/A | #N/A | #N/A | #N/A | #N/A | #N/A | #N/A | #N/A | #N/A | #N/A
TRUE | VIC | BTS22J | Brunswick (Jemena) 22 kV | Jemena | Summer | Non-coincident | 2027 | POE10 | NA | 64.6516 | VIC Brunswick (Jemena) 22 kV |  |  | FALSE | #N/A | #N/A | #N/A | #N/A | #N/A | #N/A | #N/A | #N/A | #N/A | #N/A
TRUE | VIC | BTS22J | Brunswick (Jemena) 22 kV | Jemena | Summer | Coincident | 2028 | POE10 | NA | 56.9685 | VIC Brunswick (Jemena) 22 kV |  |  | FALSE | #N/A | #N/A | #N/A | #N/A | #N/A | #N/A | #N/A | #N/A | #N/A | #N/A
TRUE | VIC | BTS22J | Brunswick (Jemena) 22 kV | Jemena | Summer | Coincident | 2028 | POE50 | NA | 51.6302 | VIC Brunswick (Jemena) 22 kV |  |  | FALSE | #N/A | #N/A | #N/A | #N/A | #N/A | #N/A | #N/A | #N/A | #N/A | #N/A
TRUE | VIC | BTS22J | Brunswick (Jemena) 22 kV | Jemena | Summer | Non-coincident | 2028 | POE10 | NA | 66.2885 | VIC Brunswick (Jemena) 22 kV |  |  | FALSE | #N/A | #N/A | #N/A | #N/A | #N/A | #N/A | #N/A | #N/A | #N/A | #N/A
TRUE | VIC | BTS22J | Brunswick (Jemena) 22 kV | Jemena | Summer | Coincident | 2029 | POE10 | NA | 57.6017 | VIC Brunswick (Jemena) 22 kV |  |  | FALSE | #N/A | #N/A | #N/A | #N/A | #N/A | #N/A | #N/A | #N/A | #N/A | #N/A
TRUE | VIC | BTS22J | Brunswick (Jemena) 22 kV | Jemena | Summer | Coincident | 2029 | POE50 | NA | 52.3866 | VIC Brunswick (Jemena) 22 kV |  |  | FALSE | #N/A | #N/A | #N/A | #N/A | #N/A | #N/A | #N/A | #N/A | #N/A | #N/A
TRUE | VIC | BTS22J | Brunswick (Jemena) 22 kV | Jemena | Summer | Non-coincident | 2029 | POE10 | NA | 68.243 | VIC Brunswick (Jemena) 22 kV |  |  | FALSE | #N/A | #N/A | #N/A | #N/A | #N/A | #N/A | #N/A | #N/A | #N/A | #N/A
TRUE | VIC | BTS22J | Brunswick (Jemena) 22 kV | Jemena | Summer | Coincident | 2030 | POE10 | NA | 57.9551 | VIC Brunswick (Jemena) 22 kV |  |  | FALSE | #N/A | #N/A | #N/A | #N/A | #N/A | #N/A | #N/A | #N/A | #N/A | #N/A
TRUE | VIC | BTS22J | Brunswick (Jemena) 22 kV | Jemena | Summer | Coincident | 2030 | POE50 | NA | 52.6414 | VIC Brunswick (Jemena) 22 kV |  |  | FALSE | #N/A | #N/A | #N/A | #N/A | #N/A | #N/A | #N/A | #N/A | #N/A | #N/A
TRUE | VIC | BTS22J | Brunswick (Jemena) 22 kV | Jemena | Summer | Non-coincident | 2030 | POE10 | NA | 69.6867 | VIC Brunswick (Jemena) 22 kV |  |  | FALSE | #N/A | #N/A | #N/A | #N/A | #N/A | #N/A | #N/A | #N/A | #N/A | #N/A
TRUE | VIC | BTS22J | Brunswick (Jemena) 22 kV | Jemena | Summer | Coincident | 2031 | POE10 | NA | 56.8634 | VIC Brunswick (Jemena) 22 kV |  |  | FALSE | #N/A | #N/A | #N/A | #N/A | #N/A | #N/A | #N/A | #N/A | #N/A | #N/A
TRUE | VIC | BTS22J | Brunswick (Jemena) 22 kV | Jemena | Summer | Coincident | 2031 | POE50 | NA | 51.9098 | VIC Brunswick (Jemena) 22 kV |  |  | FALSE | #N/A | #N/A | #N/A | #N/A | #N/A | #N/A | #N/A | #N/A | #N/A | #N/A
TRUE | VIC | BTS22J | Brunswick (Jemena) 22 kV | Jemena | Summer | Non-coincident | 2031 | POE10 | NA | 70.1536 | VIC Brunswick (Jemena) 22 kV |  |  | FALSE | #N/A | #N/A | #N/A | #N/A | #N/A | #N/A | #N/A | #N/A | #N/A | #N/A
TRUE | VIC | BTS22J | Brunswick (Jemena) 22 kV | Jemena | Summer | Coincident | 2032 | POE10 | NA | 55.5062 | VIC Brunswick (Jemena) 22 kV |  |  | FALSE | #N/A | #N/A | #N/A | #N/A | #N/A | #N/A | #N/A | #N/A | #N/A | #N/A
TRUE | VIC | BTS22J | Brunswick (Jemena) 22 kV | Jemena | Summer | Coincident | 2032 | POE50 | NA | 50.5745 | VIC Brunswick (Jemena) 22 kV |  |  | FALSE | #N/A | #N/A | #N/A | #N/A | #N/A | #N/A | #N/A | #N/A | #N/A | #N/A
TRUE | VIC | BTS22J | Brunswick (Jemena) 22 kV | Jemena | Summer | Non-coincident | 2032 | POE10 | NA | 70.5874 | VIC Brunswick (Jemena) 22 kV |  |  | FALSE | #N/A | #N/A | #N/A | #N/A | #N/A | #N/A | #N/A | #N/A | #N/A | #N/A
TRUE | VIC | BTS22J | Brunswick (Jemena) 22 kV | Jemena | Summer | Coincident | 2033 | POE10 | NA | 54.4611 | VIC Brunswick (Jemena) 22 kV |  |  | FALSE | #N/A | #N/A | #N/A | #N/A | #N/A | #N/A | #N/A | #N/A | #N/A | #N/A
TRUE | VIC | BTS22J | Brunswick (Jemena) 22 kV | Jemena | Summer | Coincident | 2033 | POE50 | NA | 49.1566 | VIC Brunswick (Jemena) 22 kV |  |  | FALSE | #N/A | #N/A | #N/A | #N/A | #N/A | #N/A | #N/A | #N/A | #N/A | #N/A
TRUE | VIC | BTS22J | Brunswick (Jemena) 22 kV | Jemena | Summer | Non-coincident | 2033 | POE10 | NA | 70.9194 | VIC Brunswick (Jemena) 22 kV |  |  | FALSE | #N/A | #N/A | #N/A | #N/A | #N/A | #N/A | #N/A | #N/A | #N/A | #N/A
TRUE | VIC | BTS22J | Brunswick (Jemena) 22 kV | Jemena | Summer | Coincident | 2034 | POE10 | NA | 54.1537 | VIC Brunswick (Jemena) 22 kV |  |  | FALSE | #N/A | #N/A | #N/A | #N/A | #N/A | #N/A | #N/A | #N/A | #N/A | #N/A
TRUE | VIC | BTS22J | Brunswick (Jemena) 22 kV | Jemena | Summer | Coincident | 2034 | POE50 | NA | 48.926 | VIC Brunswick (Jemena) 22 kV |  |  | FALSE | #N/A | #N/A | #N/A | #N/A | #N/A | #N/A | #N/A | #N/A | #N/A | #N/A
TRUE | VIC | BTS22J | Brunswick (Jemena) 22 kV | Jemena | Summer | Non-coincident | 2034 | POE10 | NA | 71.2588 | VIC Brunswick (Jemena) 22 kV |  |  | FALSE | #N/A | #N/A | #N/A | #N/A | #N/A | #N/A | #N/A | #N/A | #N/A | #N/A
TRUE | VIC | BTS22J | Brunswick (Jemena) 22 kV | Jemena | Summer | Coincident | 2035 | POE10 | NA | 54.0697 | VIC Brunswick (Jemena) 22 kV |  |  | FALSE | #N/A | #N/A | #N/A | #N/A | #N/A | #N/A | #N/A | #N/A | #N/A | #N/A
TRUE | VIC | BTS22J | Brunswick (Jemena) 22 kV | Jemena | Summer | Coincident | 2035 | POE50 | NA | 48.8532 | VIC Brunswick (Jemena) 22 kV |  |  | FALSE | #N/A | #N/A | #N/A | #N/A | #N/A | #N/A | #N/A | #N/A | #N/A | #N/A
TRUE | VIC | BTS22J | Brunswick (Jemena) 22 kV | Jemena | Summer | Non-coincident | 2035 | POE10 | NA | 71.5888 | VIC Brunswick (Jemena) 22 kV |  |  | FALSE | #N/A | #N/A | #N/A | #N/A | #N/A | #N/A | #N/A | #N/A | #N/A | #N/A
TRUE | VIC | BTS22J | Brunswick (Jemena) 22 kV | Jemena | Winter | Coincident | 2018 | ACTUAL_OPG | NA | 29.8184 | VIC Brunswick (Jemena) 22 kV |  |  | FALSE | #N/A | #N/A | #N/A | #N/A | #N/A | #N/A | #N/A | #N/A | #N/A | #N/A
TRUE | VIC | BTS22J | Brunswick (Jemena) 22 kV | Jemena | Winter | Coincident | 2018 | ACTUAL_RAW | NA | 29.8184 | VIC Brunswick (Jemena) 22 kV |  |  | FALSE | #N/A | #N/A | #N/A | #N/A | #N/A | #N/A | #N/A | #N/A | #N/A | #N/A
TRUE | VIC | BTS22J | Brunswick (Jemena) 22 kV | Jemena | Winter | Non-coincident | 2018 | ACTUAL_RAW | NA | 32.0015 | VIC Brunswick (Jemena) 22 kV |  |  | FALSE | #N/A | #N/A | #N/A | #N/A | #N/A | #N/A | #N/A | #N/A | #N/A | #N/A
TRUE | VIC | BTS22J | Brunswick (Jemena) 22 kV | Jemena | Winter | Non-coincident | 2018 | ACTUAL_OPG | NA | 32.0015 | VIC Brunswick (Jemena) 22 kV |  |  | FALSE | #N/A | #N/A | #N/A | #N/A | #N/A | #N/A | #N/A | #N/A | #N/A | #N/A
TRUE | VIC | BTS22J | Brunswick (Jemena) 22 kV | Jemena | Winter | Non-coincident | 2018 | ACTUAL_ADJUSTEDOPG | NA | 32.0015 | VIC Brunswick (Jemena) 22 kV |  |  | FALSE | #N/A | #N/A | #N/A | #N/A | #N/A | #N/A | #N/A | #N/A | #N/A | #N/A
TRUE | VIC | BTS22J | Brunswick (Jemena) 22 kV | Jemena | Winter | Coincident | 2019 | ACTUAL_OPG | NA | 33.245 | VIC Brunswick (Jemena) 22 kV |  |  | FALSE | #N/A | #N/A | #N/A | #N/A | #N/A | #N/A | #N/A | #N/A | #N/A | #N/A
TRUE | VIC | BTS22J | Brunswick (Jemena) 22 kV | Jemena | Winter | Coincident | 2019 | ACTUAL_RAW | NA | 33.245 | VIC Brunswick (Jemena) 22 kV |  |  | FALSE | #N/A | #N/A | #N/A | #N/A | #N/A | #N/A | #N/A | #N/A | #N/A | #N/A
TRUE | VIC | BTS22J | Brunswick (Jemena) 22 kV | Jemena | Winter | Non-coincident | 2019 | ACTUAL_RAW | NA | 34.0726 | VIC Brunswick (Jemena) 22 kV |  |  | FALSE | #N/A | #N/A | #N/A | #N/A | #N/A | #N/A | #N/A | #N/A | #N/A | #N/A
TRUE | VIC | BTS22J | Brunswick (Jemena) 22 kV | Jemena | Winter | Non-coincident | 2019 | ACTUAL_OPG | NA | 34.0726 | VIC Brunswick (Jemena) 22 kV |  |  | FALSE | #N/A | #N/A | #N/A | #N/A | #N/A | #N/A | #N/A | #N/A | #N/A | #N/A
TRUE | VIC | BTS22J | Brunswick (Jemena) 22 kV | Jemena | Winter | Non-coincident | 2019 | ACTUAL_ADJUSTEDOPG | NA | 34.0726 | VIC Brunswick (Jemena) 22 kV |  |  | FALSE | #N/A | #N/A | #N/A | #N/A | #N/A | #N/A | #N/A | #N/A | #N/A | #N/A
TRUE | VIC | BTS22J | Brunswick (Jemena) 22 kV | Jemena | Winter | Coincident | 2020 | ACTUAL_OPG | NA | 36.2831 | VIC Brunswick (Jemena) 22 kV |  |  | FALSE | #N/A | #N/A | #N/A | #N/A | #N/A | #N/A | #N/A | #N/A | #N/A | #N/A
TRUE | VIC | BTS22J | Brunswick (Jemena) 22 kV | Jemena | Winter | Coincident | 2020 | ACTUAL_RAW | NA | 36.2831 | VIC Brunswick (Jemena) 22 kV |  |  | FALSE | #N/A | #N/A | #N/A | #N/A | #N/A | #N/A | #N/A | #N/A | #N/A | #N/A
TRUE | VIC | BTS22J | Brunswick (Jemena) 22 kV | Jemena | Winter | Non-coincident | 2020 | ACTUAL_RAW | NA | 36.3066 | VIC Brunswick (Jemena) 22 kV |  |  | FALSE | #N/A | #N/A | #N/A | #N/A | #N/A | #N/A | #N/A | #N/A | #N/A | #N/A
TRUE | VIC | BTS22J | Brunswick (Jemena) 22 kV | Jemena | Winter | Non-coincident | 2020 | ACTUAL_OPG | NA | 36.3066 | VIC Brunswick (Jemena) 22 kV |  |  | FALSE | #N/A | #N/A | #N/A | #N/A | #N/A | #N/A | #N/A | #N/A | #N/A | #N/A
TRUE | VIC | BTS22J | Brunswick (Jemena) 22 kV | Jemena | Winter | Non-coincident | 2020 | ACTUAL_ADJUSTEDOPG | NA | 36.3066 | VIC Brunswick (Jemena) 22 kV |  |  | FALSE | #N/A | #N/A | #N/A | #N/A | #N/A | #N/A | #N/A | #N/A | #N/A | #N/A
TRUE | VIC | BTS22J | Brunswick (Jemena) 22 kV | Jemena | Winter | Coincident | 2021 | ACTUAL_OPG | NA | 36.476 | VIC Brunswick (Jemena) 22 kV |  |  | FALSE | #N/A | #N/A | #N/A | #N/A | #N/A | #N/A | #N/A | #N/A | #N/A | #N/A
TRUE | VIC | BTS22J | Brunswick (Jemena) 22 kV | Jemena | Winter | Coincident | 2021 | ACTUAL_RAW | NA | 36.476 | VIC Brunswick (Jemena) 22 kV |  |  | FALSE | #N/A | #N/A | #N/A | #N/A | #N/A | #N/A | #N/A | #N/A | #N/A | #N/A
TRUE | VIC | BTS22J | Brunswick (Jemena) 22 kV | Jemena | Winter | Non-coincident | 2021 | ACTUAL_RAW | NA | 37.1184 | VIC Brunswick (Jemena) 22 kV |  |  | FALSE | #N/A | #N/A | #N/A | #N/A | #N/A | #N/A | #N/A | #N/A | #N/A | #N/A
TRUE | VIC | BTS22J | Brunswick (Jemena) 22 kV | Jemena | Winter | Non-coincident | 2021 | ACTUAL_OPG | NA | 37.1184 | VIC Brunswick (Jemena) 22 kV |  |  | FALSE | #N/A | #N/A | #N/A | #N/A | #N/A | #N/A | #N/A | #N/A | #N/A | #N/A
TRUE | VIC | BTS22J | Brunswick (Jemena) 22 kV | Jemena | Winter | Non-coincident | 2021 | ACTUAL_ADJUSTEDOPG | NA | 37.1184 | VIC Brunswick (Jemena) 22 kV |  |  | FALSE | #N/A | #N/A | #N/A | #N/A | #N/A | #N/A | #N/A | #N/A | #N/A | #N/A
TRUE | VIC | BTS22J | Brunswick (Jemena) 22 kV | Jemena | Winter | Coincident | 2022 | ACTUAL_OPG | NA | 38.6391 | VIC Brunswick (Jemena) 22 kV |  |  | FALSE | #N/A | #N/A | #N/A | #N/A | #N/A | #N/A | #N/A | #N/A | #N/A | #N/A
TRUE | VIC | BTS22J | Brunswick (Jemena) 22 kV | Jemena | Winter | Coincident | 2022 | ACTUAL_RAW | NA | 38.6391 | VIC Brunswick (Jemena) 22 kV |  |  | FALSE | #N/A | #N/A | #N/A | #N/A | #N/A | #N/A | #N/A | #N/A | #N/A | #N/A
TRUE | VIC | BTS22J | Brunswick (Jemena) 22 kV | Jemena | Winter | Non-coincident | 2022 | ACTUAL_RAW | NA | 39.1785 | VIC Brunswick (Jemena) 22 kV |  |  | FALSE | #N/A | #N/A | #N/A | #N/A | #N/A | #N/A | #N/A | #N/A | #N/A | #N/A
TRUE | VIC | BTS22J | Brunswick (Jemena) 22 kV | Jemena | Winter | Non-coincident | 2022 | ACTUAL_OPG | NA | 39.1785 | VIC Brunswick (Jemena) 22 kV |  |  | FALSE | #N/A | #N/A | #N/A | #N/A | #N/A | #N/A | #N/A | #N/A | #N/A | #N/A
TRUE | VIC | BTS22J | Brunswick (Jemena) 22 kV | Jemena | Winter | Non-coincident | 2022 | ACTUAL_ADJUSTEDOPG | NA | 39.1785 | VIC Brunswick (Jemena) 22 kV |  |  | FALSE | #N/A | #N/A | #N/A | #N/A | #N/A | #N/A | #N/A | #N/A | #N/A | #N/A
TRUE | VIC | BTS22J | Brunswick (Jemena) 22 kV | Jemena | Winter | Coincident | 2023 | ACTUAL_OPG | NA | 38.0609 | VIC Brunswick (Jemena) 22 kV |  |  | FALSE | #N/A | #N/A | #N/A | #N/A | #N/A | #N/A | #N/A | #N/A | #N/A | #N/A
TRUE | VIC | BTS22J | Brunswick (Jemena) 22 kV | Jemena | Winter | Coincident | 2023 | ACTUAL_RAW | NA | 38.0609 | VIC Brunswick (Jemena) 22 kV |  |  | FALSE | #N/A | #N/A | #N/A | #N/A | #N/A | #N/A | #N/A | #N/A | #N/A | #N/A
TRUE | VIC | BTS22J | Brunswick (Jemena) 22 kV | Jemena | Winter | Non-coincident | 2023 | ACTUAL_RAW | NA | 40.1226 | VIC Brunswick (Jemena) 22 kV |  |  | FALSE | #N/A | #N/A | #N/A | #N/A | #N/A | #N/A | #N/A | #N/A | #N/A | #N/A
TRUE | VIC | BTS22J | Brunswick (Jemena) 22 kV | Jemena | Winter | Non-coincident | 2023 | ACTUAL_OPG | NA | 40.1226 | VIC Brunswick (Jemena) 22 kV |  |  | FALSE | #N/A | #N/A | #N/A | #N/A | #N/A | #N/A | #N/A | #N/A | #N/A | #N/A
TRUE | VIC | BTS22J | Brunswick (Jemena) 22 kV | Jemena | Winter | Non-coincident | 2023 | ACTUAL_ADJUSTEDOPG | NA | 40.1226 | VIC Brunswick (Jemena) 22 kV |  |  | FALSE | #N/A | #N/A | #N/A | #N/A | #N/A | #N/A | #N/A | #N/A | #N/A | #N/A
TRUE | VIC | BTS22J | Brunswick (Jemena) 22 kV | Jemena | Winter | Coincident | 2024 | ACTUAL_OPG | NA | 41.4108 | VIC Brunswick (Jemena) 22 kV |  |  | FALSE | #N/A | #N/A | #N/A | #N/A | #N/A | #N/A | #N/A | #N/A | #N/A | #N/A
TRUE | VIC | BTS22J | Brunswick (Jemena) 22 kV | Jemena | Winter | Coincident | 2024 | ACTUAL_RAW | NA | 41.4108 | VIC Brunswick (Jemena) 22 kV |  |  | FALSE | #N/A | #N/A | #N/A | #N/A | #N/A | #N/A | #N/A | #N/A | #N/A | #N/A
TRUE | VIC | BTS22J | Brunswick (Jemena) 22 kV | Jemena | Winter | Non-coincident | 2024 | ACTUAL_RAW | NA | 41.6918 | VIC Brunswick (Jemena) 22 kV |  |  | FALSE | #N/A | #N/A | #N/A | #N/A | #N/A | #N/A | #N/A | #N/A | #N/A | #N/A
TRUE | VIC | BTS22J | Brunswick (Jemena) 22 kV | Jemena | Winter | Non-coincident | 2024 | ACTUAL_OPG | NA | 41.6918 | VIC Brunswick (Jemena) 22 kV |  |  | FALSE | #N/A | #N/A | #N/A | #N/A | #N/A | #N/A | #N/A | #N/A | #N/A | #N/A
TRUE | VIC | BTS22J | Brunswick (Jemena) 22 kV | Jemena | Winter | Non-coincident | 2024 | ACTUAL_ADJUSTEDOPG | NA | 41.6918 | VIC Brunswick (Jemena) 22 kV |  |  | FALSE | #N/A | #N/A | #N/A | #N/A | #N/A | #N/A | #N/A | #N/A | #N/A | #N/A
TRUE | VIC | BTS22J | Brunswick (Jemena) 22 kV | Jemena | Winter | Coincident | 2025 | POE10 | NA | 34.8261 | VIC Brunswick (Jemena) 22 kV |  |  | FALSE | #N/A | #N/A | #N/A | #N/A | #N/A | #N/A | #N/A | #N/A | #N/A | #N/A
TRUE | VIC | BTS22J | Brunswick (Jemena) 22 kV | Jemena | Winter | Coincident | 2025 | POE50 | NA | 34.2268 | VIC Brunswick (Jemena) 22 kV |  |  | FALSE | #N/A | #N/A | #N/A | #N/A | #N/A | #N/A | #N/A | #N/A | #N/A | #N/A
TRUE | VIC | BTS22J | Brunswick (Jemena) 22 kV | Jemena | Winter | Non-coincident | 2025 | ACTUAL_RAW | NA | 43.8062 | VIC Brunswick (Jemena) 22 kV |  |  | FALSE | #N/A | #N/A | #N/A | #N/A | #N/A | #N/A | #N/A | #N/A | #N/A | #N/A
TRUE | VIC | BTS22J | Brunswick (Jemena) 22 kV | Jemena | Winter | Non-coincident | 2025 | ACTUAL_ADJUSTEDOPG | NA | 43.8062 | VIC Brunswick (Jemena) 22 kV |  |  | FALSE | #N/A | #N/A | #N/A | #N/A | #N/A | #N/A | #N/A | #N/A | #N/A | #N/A
TRUE | VIC | BTS22J | Brunswick (Jemena) 22 kV | Jemena | Winter | Non-coincident | 2025 | BASEYEARPOE50 | NA | 36.309 | VIC Brunswick (Jemena) 22 kV |  |  | FALSE | #N/A | #N/A | #N/A | #N/A | #N/A | #N/A | #N/A | #N/A | #N/A | #N/A
TRUE | VIC | BTS22J | Brunswick (Jemena) 22 kV | Jemena | Winter | Non-coincident | 2025 | BASEYEARPOE10 | NA | 37.2606 | VIC Brunswick (Jemena) 22 kV |  |  | FALSE | #N/A | #N/A | #N/A | #N/A | #N/A | #N/A | #N/A | #N/A | #N/A | #N/A
TRUE | VIC | BTS22J | Brunswick (Jemena) 22 kV | Jemena | Winter | Non-coincident | 2025 | POE10 | NA | 37.3384 | VIC Brunswick (Jemena) 22 kV |  |  | FALSE | #N/A | #N/A | #N/A | #N/A | #N/A | #N/A | #N/A | #N/A | #N/A | #N/A
TRUE | VIC | BTS22J | Brunswick (Jemena) 22 kV | Jemena | Winter | Non-coincident | 2025 | POE50 | NA | 36.3834 | VIC Brunswick (Jemena) 22 kV |  |  | FALSE | #N/A | #N/A | #N/A | #N/A | #N/A | #N/A | #N/A | #N/A | #N/A | #N/A
TRUE | VIC | BTS22J | Brunswick (Jemena) 22 kV | Jemena | Winter | Coincident | 2026 | POE10 | NA | 35.1127 | VIC Brunswick (Jemena) 22 kV |  |  | FALSE | #N/A | #N/A | #N/A | #N/A | #N/A | #N/A | #N/A | #N/A | #N/A | #N/A
TRUE | VIC | BTS22J | Brunswick (Jemena) 22 kV | Jemena | Winter | Coincident | 2026 | POE50 | NA | 34.4799 | VIC Brunswick (Jemena) 22 kV |  |  | FALSE | #N/A | #N/A | #N/A | #N/A | #N/A | #N/A | #N/A | #N/A | #N/A | #N/A
TRUE | VIC | BTS22J | Brunswick (Jemena) 22 kV | Jemena | Winter | Non-coincident | 2026 | POE10 | NA | 39.0735 | VIC Brunswick (Jemena) 22 kV |  |  | FALSE | #N/A | #N/A | #N/A | #N/A | #N/A | #N/A | #N/A | #N/A | #N/A | #N/A
TRUE | VIC | BTS22J | Brunswick (Jemena) 22 kV | Jemena | Winter | Non-coincident | 2026 | POE50 | NA | 38.1138 | VIC Brunswick (Jemena) 22 kV |  |  | FALSE | #N/A | #N/A | #N/A | #N/A | #N/A | #N/A | #N/A | #N/A | #N/A | #N/A
TRUE | VIC | BTS22J | Brunswick (Jemena) 22 kV | Jemena | Winter | Coincident | 2027 | POE10 | NA | 36.7931 | VIC Brunswick (Jemena) 22 kV |  |  | FALSE | #N/A | #N/A | #N/A | #N/A | #N/A | #N/A | #N/A | #N/A | #N/A | #N/A
TRUE | VIC | BTS22J | Brunswick (Jemena) 22 kV | Jemena | Winter | Coincident | 2027 | POE50 | NA | 36.1063 | VIC Brunswick (Jemena) 22 kV |  |  | FALSE | #N/A | #N/A | #N/A | #N/A | #N/A | #N/A | #N/A | #N/A | #N/A | #N/A
TRUE | VIC | BTS22J | Brunswick (Jemena) 22 kV | Jemena | Winter | Non-coincident | 2027 | POE10 | NA | 42.4943 | VIC Brunswick (Jemena) 22 kV |  |  | FALSE | #N/A | #N/A | #N/A | #N/A | #N/A | #N/A | #N/A | #N/A | #N/A | #N/A
TRUE | VIC | BTS22J | Brunswick (Jemena) 22 kV | Jemena | Winter | Non-coincident | 2027 | POE50 | NA | 41.5296 | VIC Brunswick (Jemena) 22 kV |  |  | FALSE | #N/A | #N/A | #N/A | #N/A | #N/A | #N/A | #N/A | #N/A | #N/A | #N/A
TRUE | VIC | BTS22J | Brunswick (Jemena) 22 kV | Jemena | Winter | Coincident | 2028 | POE10 | NA | 37.6139 | VIC Brunswick (Jemena) 22 kV |  |  | FALSE | #N/A | #N/A | #N/A | #N/A | #N/A | #N/A | #N/A | #N/A | #N/A | #N/A
TRUE | VIC | BTS22J | Brunswick (Jemena) 22 kV | Jemena | Winter | Coincident | 2028 | POE50 | NA | 36.9717 | VIC Brunswick (Jemena) 22 kV |  |  | FALSE | #N/A | #N/A | #N/A | #N/A | #N/A | #N/A | #N/A | #N/A | #N/A | #N/A
TRUE | VIC | BTS22J | Brunswick (Jemena) 22 kV | Jemena | Winter | Non-coincident | 2028 | POE10 | NA | 44.2953 | VIC Brunswick (Jemena) 22 kV |  |  | FALSE | #N/A | #N/A | #N/A | #N/A | #N/A | #N/A | #N/A | #N/A | #N/A | #N/A
TRUE | VIC | BTS22J | Brunswick (Jemena) 22 kV | Jemena | Winter | Non-coincident | 2028 | POE50 | NA | 43.3256 | VIC Brunswick (Jemena) 22 kV |  |  | FALSE | #N/A | #N/A | #N/A | #N/A | #N/A | #N/A | #N/A | #N/A | #N/A | #N/A
TRUE | VIC | BTS22J | Brunswick (Jemena) 22 kV | Jemena | Winter | Coincident | 2029 | POE10 | NA | 38.9248 | VIC Brunswick (Jemena) 22 kV |  |  | FALSE | #N/A | #N/A | #N/A | #N/A | #N/A | #N/A | #N/A | #N/A | #N/A | #N/A
TRUE | VIC | BTS22J | Brunswick (Jemena) 22 kV | Jemena | Winter | Coincident | 2029 | POE50 | NA | 38.3081 | VIC Brunswick (Jemena) 22 kV |  |  | FALSE | #N/A | #N/A | #N/A | #N/A | #N/A | #N/A | #N/A | #N/A | #N/A | #N/A
TRUE | VIC | BTS22J | Brunswick (Jemena) 22 kV | Jemena | Winter | Non-coincident | 2029 | POE10 | NA | 46.4053 | VIC Brunswick (Jemena) 22 kV |  |  | FALSE | #N/A | #N/A | #N/A | #N/A | #N/A | #N/A | #N/A | #N/A | #N/A | #N/A
TRUE | VIC | BTS22J | Brunswick (Jemena) 22 kV | Jemena | Winter | Non-coincident | 2029 | POE50 | NA | 45.4307 | VIC Brunswick (Jemena) 22 kV |  |  | FALSE | #N/A | #N/A | #N/A | #N/A | #N/A | #N/A | #N/A | #N/A | #N/A | #N/A
TRUE | VIC | BTS22J | Brunswick (Jemena) 22 kV | Jemena | Winter | Coincident | 2030 | POE10 | NA | 39.6873 | VIC Brunswick (Jemena) 22 kV |  |  | FALSE | #N/A | #N/A | #N/A | #N/A | #N/A | #N/A | #N/A | #N/A | #N/A | #N/A
TRUE | VIC | BTS22J | Brunswick (Jemena) 22 kV | Jemena | Winter | Coincident | 2030 | POE50 | NA | 39.0732 | VIC Brunswick (Jemena) 22 kV |  |  | FALSE | #N/A | #N/A | #N/A | #N/A | #N/A | #N/A | #N/A | #N/A | #N/A | #N/A
TRUE | VIC | BTS22J | Brunswick (Jemena) 22 kV | Jemena | Winter | Non-coincident | 2030 | POE10 | NA | 47.978 | VIC Brunswick (Jemena) 22 kV |  |  | FALSE | #N/A | #N/A | #N/A | #N/A | #N/A | #N/A | #N/A | #N/A | #N/A | #N/A
TRUE | VIC | BTS22J | Brunswick (Jemena) 22 kV | Jemena | Winter | Non-coincident | 2030 | POE50 | NA | 46.9984 | VIC Brunswick (Jemena) 22 kV |  |  | FALSE | #N/A | #N/A | #N/A | #N/A | #N/A | #N/A | #N/A | #N/A | #N/A | #N/A
TRUE | VIC | BTS22J | Brunswick (Jemena) 22 kV | Jemena | Winter | Coincident | 2031 | POE10 | NA | 39.6894 | VIC Brunswick (Jemena) 22 kV |  |  | FALSE | #N/A | #N/A | #N/A | #N/A | #N/A | #N/A | #N/A | #N/A | #N/A | #N/A
TRUE | VIC | BTS22J | Brunswick (Jemena) 22 kV | Jemena | Winter | Coincident | 2031 | POE50 | NA | 39.0826 | VIC Brunswick (Jemena) 22 kV |  |  | FALSE | #N/A | #N/A | #N/A | #N/A | #N/A | #N/A | #N/A | #N/A | #N/A | #N/A
TRUE | VIC | BTS22J | Brunswick (Jemena) 22 kV | Jemena | Winter | Non-coincident | 2031 | POE10 | NA | 48.5775 | VIC Brunswick (Jemena) 22 kV |  |  | FALSE | #N/A | #N/A | #N/A | #N/A | #N/A | #N/A | #N/A | #N/A | #N/A | #N/A
TRUE | VIC | BTS22J | Brunswick (Jemena) 22 kV | Jemena | Winter | Non-coincident | 2031 | POE50 | NA | 47.5929 | VIC Brunswick (Jemena) 22 kV |  |  | FALSE | #N/A | #N/A | #N/A | #N/A | #N/A | #N/A | #N/A | #N/A | #N/A | #N/A
TRUE | VIC | BTS22J | Brunswick (Jemena) 22 kV | Jemena | Winter | Coincident | 2032 | POE10 | NA | 39.283 | VIC Brunswick (Jemena) 22 kV |  |  | FALSE | #N/A | #N/A | #N/A | #N/A | #N/A | #N/A | #N/A | #N/A | #N/A | #N/A
TRUE | VIC | BTS22J | Brunswick (Jemena) 22 kV | Jemena | Winter | Coincident | 2032 | POE50 | NA | 38.6135 | VIC Brunswick (Jemena) 22 kV |  |  | FALSE | #N/A | #N/A | #N/A | #N/A | #N/A | #N/A | #N/A | #N/A | #N/A | #N/A
TRUE | VIC | BTS22J | Brunswick (Jemena) 22 kV | Jemena | Winter | Non-coincident | 2032 | POE10 | NA | 49.0862 | VIC Brunswick (Jemena) 22 kV |  |  | FALSE | #N/A | #N/A | #N/A | #N/A | #N/A | #N/A | #N/A | #N/A | #N/A | #N/A
TRUE | VIC | BTS22J | Brunswick (Jemena) 22 kV | Jemena | Winter | Non-coincident | 2032 | POE50 | NA | 48.0968 | VIC Brunswick (Jemena) 22 kV |  |  | FALSE | #N/A | #N/A | #N/A | #N/A | #N/A | #N/A | #N/A | #N/A | #N/A | #N/A
TRUE | VIC | BTS22J | Brunswick (Jemena) 22 kV | Jemena | Winter | Coincident | 2033 | POE10 | NA | 38.5849 | VIC Brunswick (Jemena) 22 kV |  |  | FALSE | #N/A | #N/A | #N/A | #N/A | #N/A | #N/A | #N/A | #N/A | #N/A | #N/A
TRUE | VIC | BTS22J | Brunswick (Jemena) 22 kV | Jemena | Winter | Coincident | 2033 | POE50 | NA | 37.9335 | VIC Brunswick (Jemena) 22 kV |  |  | FALSE | #N/A | #N/A | #N/A | #N/A | #N/A | #N/A | #N/A | #N/A | #N/A | #N/A
TRUE | VIC | BTS22J | Brunswick (Jemena) 22 kV | Jemena | Winter | Non-coincident | 2033 | POE10 | NA | 49.4453 | VIC Brunswick (Jemena) 22 kV |  |  | FALSE | #N/A | #N/A | #N/A | #N/A | #N/A | #N/A | #N/A | #N/A | #N/A | #N/A
TRUE | VIC | BTS22J | Brunswick (Jemena) 22 kV | Jemena | Winter | Non-coincident | 2033 | POE50 | NA | 48.4509 | VIC Brunswick (Jemena) 22 kV |  |  | FALSE | #N/A | #N/A | #N/A | #N/A | #N/A | #N/A | #N/A | #N/A | #N/A | #N/A
TRUE | VIC | BTS22J | Brunswick (Jemena) 22 kV | Jemena | Winter | Coincident | 2034 | POE10 | NA | 38.574 | VIC Brunswick (Jemena) 22 kV |  |  | FALSE | #N/A | #N/A | #N/A | #N/A | #N/A | #N/A | #N/A | #N/A | #N/A | #N/A
TRUE | VIC | BTS22J | Brunswick (Jemena) 22 kV | Jemena | Winter | Coincident | 2034 | POE50 | NA | 37.9449 | VIC Brunswick (Jemena) 22 kV |  |  | FALSE | #N/A | #N/A | #N/A | #N/A | #N/A | #N/A | #N/A | #N/A | #N/A | #N/A
TRUE | VIC | BTS22J | Brunswick (Jemena) 22 kV | Jemena | Winter | Non-coincident | 2034 | POE10 | NA | 49.8007 | VIC Brunswick (Jemena) 22 kV |  |  | FALSE | #N/A | #N/A | #N/A | #N/A | #N/A | #N/A | #N/A | #N/A | #N/A | #N/A
TRUE | VIC | BTS22J | Brunswick (Jemena) 22 kV | Jemena | Winter | Non-coincident | 2034 | POE50 | NA | 48.8014 | VIC Brunswick (Jemena) 22 kV |  |  | FALSE | #N/A | #N/A | #N/A | #N/A | #N/A | #N/A | #N/A | #N/A | #N/A | #N/A
TRUE | VIC | BTS66C | Brunswick (CitiPower) 66 kV | Citipower | Shoulder | Coincident | 2019 | ACTUAL_OPG | 59.8728 | NA | VIC Brunswick (CitiPower) 66 kV |  |  | FALSE | #N/A | #N/A | #N/A | #N/A | #N/A | #N/A | #N/A | #N/A | #N/A | #N/A
TRUE | VIC | BTS66C | Brunswick (CitiPower) 66 kV | Citipower | Shoulder | Coincident | 2019 | ACTUAL_RAW | 59.8728 | NA | VIC Brunswick (CitiPower) 66 kV |  |  | FALSE | #N/A | #N/A | #N/A | #N/A | #N/A | #N/A | #N/A | #N/A | #N/A | #N/A
TRUE | VIC | BTS66C | Brunswick (CitiPower) 66 kV | Citipower | Shoulder | Non-coincident | 2019 | ACTUAL_RAW | 47.9394 | NA | VIC Brunswick (CitiPower) 66 kV |  |  | FALSE | #N/A | #N/A | #N/A | #N/A | #N/A | #N/A | #N/A | #N/A | #N/A | #N/A
TRUE | VIC | BTS66C | Brunswick (CitiPower) 66 kV | Citipower | Shoulder | Non-coincident | 2019 | ACTUAL_OPG | 47.9394 | NA | VIC Brunswick (CitiPower) 66 kV |  |  | FALSE | #N/A | #N/A | #N/A | #N/A | #N/A | #N/A | #N/A | #N/A | #N/A | #N/A
TRUE | VIC | BTS66C | Brunswick (CitiPower) 66 kV | Citipower | Shoulder | Non-coincident | 2019 | ACTUAL_ADJUSTEDOPG | 47.9394 | NA | VIC Brunswick (CitiPower) 66 kV |  |  | FALSE | #N/A | #N/A | #N/A | #N/A | #N/A | #N/A | #N/A | #N/A | #N/A | #N/A
TRUE | VIC | BTS66C | Brunswick (CitiPower) 66 kV | Citipower | Shoulder | Coincident | 2020 | ACTUAL_OPG | 71.0848 | NA | VIC Brunswick (CitiPower) 66 kV |  |  | FALSE | #N/A | #N/A | #N/A | #N/A | #N/A | #N/A | #N/A | #N/A | #N/A | #N/A
TRUE | VIC | BTS66C | Brunswick (CitiPower) 66 kV | Citipower | Shoulder | Coincident | 2020 | ACTUAL_RAW | 71.0848 | NA | VIC Brunswick (CitiPower) 66 kV |  |  | FALSE | #N/A | #N/A | #N/A | #N/A | #N/A | #N/A | #N/A | #N/A | #N/A | #N/A
TRUE | VIC | BTS66C | Brunswick (CitiPower) 66 kV | Citipower | Shoulder | Non-coincident | 2020 | ACTUAL_RAW | 54.3091 | NA | VIC Brunswick (CitiPower) 66 kV |  |  | FALSE | #N/A | #N/A | #N/A | #N/A | #N/A | #N/A | #N/A | #N/A | #N/A | #N/A
TRUE | VIC | BTS66C | Brunswick (CitiPower) 66 kV | Citipower | Shoulder | Non-coincident | 2020 | ACTUAL_OPG | 54.3091 | NA | VIC Brunswick (CitiPower) 66 kV |  |  | FALSE | #N/A | #N/A | #N/A | #N/A | #N/A | #N/A | #N/A | #N/A | #N/A | #N/A
TRUE | VIC | BTS66C | Brunswick (CitiPower) 66 kV | Citipower | Shoulder | Non-coincident | 2020 | ACTUAL_ADJUSTEDOPG | 54.3091 | NA | VIC Brunswick (CitiPower) 66 kV |  |  | FALSE | #N/A | #N/A | #N/A | #N/A | #N/A | #N/A | #N/A | #N/A | #N/A | #N/A
TRUE | VIC | BTS66C | Brunswick (CitiPower) 66 kV | Citipower | Shoulder | Coincident | 2021 | ACTUAL_OPG | 93.0027 | NA | VIC Brunswick (CitiPower) 66 kV |  |  | FALSE | #N/A | #N/A | #N/A | #N/A | #N/A | #N/A | #N/A | #N/A | #N/A | #N/A
TRUE | VIC | BTS66C | Brunswick (CitiPower) 66 kV | Citipower | Shoulder | Coincident | 2021 | ACTUAL_RAW | 93.0027 | NA | VIC Brunswick (CitiPower) 66 kV |  |  | FALSE | #N/A | #N/A | #N/A | #N/A | #N/A | #N/A | #N/A | #N/A | #N/A | #N/A
TRUE | VIC | BTS66C | Brunswick (CitiPower) 66 kV | Citipower | Shoulder | Non-coincident | 2021 | ACTUAL_RAW | 56.5762 | NA | VIC Brunswick (CitiPower) 66 kV |  |  | FALSE | #N/A | #N/A | #N/A | #N/A | #N/A | #N/A | #N/A | #N/A | #N/A | #N/A
TRUE | VIC | BTS66C | Brunswick (CitiPower) 66 kV | Citipower | Shoulder | Non-coincident | 2021 | ACTUAL_OPG | 56.5762 | NA | VIC Brunswick (CitiPower) 66 kV |  |  | FALSE | #N/A | #N/A | #N/A | #N/A | #N/A | #N/A | #N/A | #N/A | #N/A | #N/A
TRUE | VIC | BTS66C | Brunswick (CitiPower) 66 kV | Citipower | Shoulder | Non-coincident | 2021 | ACTUAL_ADJUSTEDOPG | 56.5762 | NA | VIC Brunswick (CitiPower) 66 kV |  |  | FALSE | #N/A | #N/A | #N/A | #N/A | #N/A | #N/A | #N/A | #N/A | #N/A | #N/A
TRUE | VIC | BTS66C | Brunswick (CitiPower) 66 kV | Citipower | Shoulder | Coincident | 2022 | ACTUAL_OPG | 91.499 | NA | VIC Brunswick (CitiPower) 66 kV |  |  | FALSE | #N/A | #N/A | #N/A | #N/A | #N/A | #N/A | #N/A | #N/A | #N/A | #N/A
TRUE | VIC | BTS66C | Brunswick (CitiPower) 66 kV | Citipower | Shoulder | Coincident | 2022 | ACTUAL_RAW | 91.499 | NA | VIC Brunswick (CitiPower) 66 kV |  |  | FALSE | #N/A | #N/A | #N/A | #N/A | #N/A | #N/A | #N/A | #N/A | #N/A | #N/A
TRUE | VIC | BTS66C | Brunswick (CitiPower) 66 kV | Citipower | Shoulder | Non-coincident | 2022 | ACTUAL_RAW | 72.4341 | NA | VIC Brunswick (CitiPower) 66 kV |  |  | FALSE | #N/A | #N/A | #N/A | #N/A | #N/A | #N/A | #N/A | #N/A | #N/A | #N/A
TRUE | VIC | BTS66C | Brunswick (CitiPower) 66 kV | Citipower | Shoulder | Non-coincident | 2022 | ACTUAL_OPG | 72.4341 | NA | VIC Brunswick (CitiPower) 66 kV |  |  | FALSE | #N/A | #N/A | #N/A | #N/A | #N/A | #N/A | #N/A | #N/A | #N/A | #N/A
TRUE | VIC | BTS66C | Brunswick (CitiPower) 66 kV | Citipower | Shoulder | Non-coincident | 2022 | ACTUAL_ADJUSTEDOPG | 72.4341 | NA | VIC Brunswick (CitiPower) 66 kV |  |  | FALSE | #N/A | #N/A | #N/A | #N/A | #N/A | #N/A | #N/A | #N/A | #N/A | #N/A
TRUE | VIC | BTS66C | Brunswick (CitiPower) 66 kV | Citipower | Shoulder | Coincident | 2023 | ACTUAL_OPG | 121.2489 | NA | VIC Brunswick (CitiPower) 66 kV |  |  | FALSE | #N/A | #N/A | #N/A | #N/A | #N/A | #N/A | #N/A | #N/A | #N/A | #N/A
TRUE | VIC | BTS66C | Brunswick (CitiPower) 66 kV | Citipower | Shoulder | Coincident | 2023 | ACTUAL_RAW | 121.2489 | NA | VIC Brunswick (CitiPower) 66 kV |  |  | FALSE | #N/A | #N/A | #N/A | #N/A | #N/A | #N/A | #N/A | #N/A | #N/A | #N/A
TRUE | VIC | BTS66C | Brunswick (CitiPower) 66 kV | Citipower | Shoulder | Non-coincident | 2023 | ACTUAL_RAW | 82.6652 | NA | VIC Brunswick (CitiPower) 66 kV |  |  | FALSE | #N/A | #N/A | #N/A | #N/A | #N/A | #N/A | #N/A | #N/A | #N/A | #N/A
TRUE | VIC | BTS66C | Brunswick (CitiPower) 66 kV | Citipower | Shoulder | Non-coincident | 2023 | ACTUAL_OPG | 82.6652 | NA | VIC Brunswick (CitiPower) 66 kV |  |  | FALSE | #N/A | #N/A | #N/A | #N/A | #N/A | #N/A | #N/A | #N/A | #N/A | #N/A
TRUE | VIC | BTS66C | Brunswick (CitiPower) 66 kV | Citipower | Shoulder | Non-coincident | 2023 | ACTUAL_ADJUSTEDOPG | 82.6652 | NA | VIC Brunswick (CitiPower) 66 kV |  |  | FALSE | #N/A | #N/A | #N/A | #N/A | #N/A | #N/A | #N/A | #N/A | #N/A | #N/A
TRUE | VIC | BTS66C | Brunswick (CitiPower) 66 kV | Citipower | Shoulder | Coincident | 2024 | ACTUAL_OPG | 133.5093 | NA | VIC Brunswick (CitiPower) 66 kV |  |  | FALSE | #N/A | #N/A | #N/A | #N/A | #N/A | #N/A | #N/A | #N/A | #N/A | #N/A
TRUE | VIC | BTS66C | Brunswick (CitiPower) 66 kV | Citipower | Shoulder | Coincident | 2024 | ACTUAL_RAW | 133.5093 | NA | VIC Brunswick (CitiPower) 66 kV |  |  | FALSE | #N/A | #N/A | #N/A | #N/A | #N/A | #N/A | #N/A | #N/A | #N/A | #N/A
TRUE | VIC | BTS66C | Brunswick (CitiPower) 66 kV | Citipower | Shoulder | Non-coincident | 2024 | ACTUAL_RAW | 97.0663 | NA | VIC Brunswick (CitiPower) 66 kV |  |  | FALSE | #N/A | #N/A | #N/A | #N/A | #N/A | #N/A | #N/A | #N/A | #N/A | #N/A
TRUE | VIC | BTS66C | Brunswick (CitiPower) 66 kV | Citipower | Shoulder | Non-coincident | 2024 | ACTUAL_OPG | 97.0663 | NA | VIC Brunswick (CitiPower) 66 kV |  |  | FALSE | #N/A | #N/A | #N/A | #N/A | #N/A | #N/A | #N/A | #N/A | #N/A | #N/A
TRUE | VIC | BTS66C | Brunswick (CitiPower) 66 kV | Citipower | Shoulder | Non-coincident | 2024 | ACTUAL_ADJUSTEDOPG | 97.0663 | NA | VIC Brunswick (CitiPower) 66 kV |  |  | FALSE | #N/A | #N/A | #N/A | #N/A | #N/A | #N/A | #N/A | #N/A | #N/A | #N/A
TRUE | VIC | BTS66C | Brunswick (CitiPower) 66 kV | Citipower | Shoulder | Coincident | 2025 | ACTUAL_OPG | 144.8153 | NA | VIC Brunswick (CitiPower) 66 kV |  |  | FALSE | #N/A | #N/A | #N/A | #N/A | #N/A | #N/A | #N/A | #N/A | #N/A | #N/A
TRUE | VIC | BTS66C | Brunswick (CitiPower) 66 kV | Citipower | Shoulder | Coincident | 2025 | ACTUAL_RAW | 144.8153 | NA | VIC Brunswick (CitiPower) 66 kV |  |  | FALSE | #N/A | #N/A | #N/A | #N/A | #N/A | #N/A | #N/A | #N/A | #N/A | #N/A
TRUE | VIC | BTS66C | Brunswick (CitiPower) 66 kV | Citipower | Shoulder | Non-coincident | 2025 | ACTUAL_RAW | 114.4069 | NA | VIC Brunswick (CitiPower) 66 kV |  |  | FALSE | #N/A | #N/A | #N/A | #N/A | #N/A | #N/A | #N/A | #N/A | #N/A | #N/A
TRUE | VIC | BTS66C | Brunswick (CitiPower) 66 kV | Citipower | Shoulder | Non-coincident | 2025 | ACTUAL_OPG | 114.4069 | NA | VIC Brunswick (CitiPower) 66 kV |  |  | FALSE | #N/A | #N/A | #N/A | #N/A | #N/A | #N/A | #N/A | #N/A | #N/A | #N/A
TRUE | VIC | BTS66C | Brunswick (CitiPower) 66 kV | Citipower | Shoulder | Non-coincident | 2025 | ACTUAL_ADJUSTEDOPG | 114.4069 | NA | VIC Brunswick (CitiPower) 66 kV |  |  | FALSE | #N/A | #N/A | #N/A | #N/A | #N/A | #N/A | #N/A | #N/A | #N/A | #N/A
TRUE | VIC | BTS66C | Brunswick (CitiPower) 66 kV | Citipower | Shoulder | Non-coincident | 2025 | BASEYEARPOE90 | 51.199 | NA | VIC Brunswick (CitiPower) 66 kV |  |  | FALSE | #N/A | #N/A | #N/A | #N/A | #N/A | #N/A | #N/A | #N/A | #N/A | #N/A
TRUE | VIC | BTS66C | Brunswick (CitiPower) 66 kV | Citipower | Shoulder | Non-coincident | 2025 | BASEYEARPOE50 | 55.7078 | NA | VIC Brunswick (CitiPower) 66 kV |  |  | FALSE | #N/A | #N/A | #N/A | #N/A | #N/A | #N/A | #N/A | #N/A | #N/A | #N/A
TRUE | VIC | BTS66C | Brunswick (CitiPower) 66 kV | Citipower | Shoulder | Coincident_unreconciled | 2026 | POE50 | 145 | NA | VIC Brunswick (CitiPower) 66 kV |  |  | FALSE | #N/A | #N/A | #N/A | #N/A | #N/A | #N/A | #N/A | #N/A | #N/A | #N/A
TRUE | VIC | BTS66C | Brunswick (CitiPower) 66 kV | Citipower | Shoulder | Coincident_unreconciled | 2026 | POE90 | 142.189 | NA | VIC Brunswick (CitiPower) 66 kV |  |  | FALSE | #N/A | #N/A | #N/A | #N/A | #N/A | #N/A | #N/A | #N/A | #N/A | #N/A
TRUE | VIC | BTS66C | Brunswick (CitiPower) 66 kV | Citipower | Shoulder | Non-coincident | 2026 | POE50 | 50.3202 | NA | VIC Brunswick (CitiPower) 66 kV |  |  | FALSE | #N/A | #N/A | #N/A | #N/A | #N/A | #N/A | #N/A | #N/A | #N/A | #N/A
TRUE | VIC | BTS66C | Brunswick (CitiPower) 66 kV | Citipower | Shoulder | Non-coincident | 2026 | POE90 | 45.2096 | NA | VIC Brunswick (CitiPower) 66 kV |  |  | FALSE | #N/A | #N/A | #N/A | #N/A | #N/A | #N/A | #N/A | #N/A | #N/A | #N/A
TRUE | VIC | BTS66C | Brunswick (CitiPower) 66 kV | Citipower | Shoulder | Coincident_unreconciled | 2027 | POE50 | 134.3328 | NA | VIC Brunswick (CitiPower) 66 kV |  |  | FALSE | #N/A | #N/A | #N/A | #N/A | #N/A | #N/A | #N/A | #N/A | #N/A | #N/A
TRUE | VIC | BTS66C | Brunswick (CitiPower) 66 kV | Citipower | Shoulder | Coincident_unreconciled | 2027 | POE90 | 131.4962 | NA | VIC Brunswick (CitiPower) 66 kV |  |  | FALSE | #N/A | #N/A | #N/A | #N/A | #N/A | #N/A | #N/A | #N/A | #N/A | #N/A
TRUE | VIC | BTS66C | Brunswick (CitiPower) 66 kV | Citipower | Shoulder | Non-coincident | 2027 | POE50 | 43.8343 | NA | VIC Brunswick (CitiPower) 66 kV |  |  | FALSE | #N/A | #N/A | #N/A | #N/A | #N/A | #N/A | #N/A | #N/A | #N/A | #N/A
TRUE | VIC | BTS66C | Brunswick (CitiPower) 66 kV | Citipower | Shoulder | Non-coincident | 2027 | POE90 | 38.6771 | NA | VIC Brunswick (CitiPower) 66 kV |  |  | FALSE | #N/A | #N/A | #N/A | #N/A | #N/A | #N/A | #N/A | #N/A | #N/A | #N/A
TRUE | VIC | BTS66C | Brunswick (CitiPower) 66 kV | Citipower | Shoulder | Coincident_unreconciled | 2028 | POE50 | 124.2608 | NA | VIC Brunswick (CitiPower) 66 kV |  |  | FALSE | #N/A | #N/A | #N/A | #N/A | #N/A | #N/A | #N/A | #N/A | #N/A | #N/A
TRUE | VIC | BTS66C | Brunswick (CitiPower) 66 kV | Citipower | Shoulder | Coincident_unreconciled | 2028 | POE90 | 121.4025 | NA | VIC Brunswick (CitiPower) 66 kV |  |  | FALSE | #N/A | #N/A | #N/A | #N/A | #N/A | #N/A | #N/A | #N/A | #N/A | #N/A
TRUE | VIC | BTS66C | Brunswick (CitiPower) 66 kV | Citipower | Shoulder | Non-coincident | 2028 | POE50 | 35.9866 | NA | VIC Brunswick (CitiPower) 66 kV |  |  | FALSE | #N/A | #N/A | #N/A | #N/A | #N/A | #N/A | #N/A | #N/A | #N/A | #N/A
TRUE | VIC | BTS66C | Brunswick (CitiPower) 66 kV | Citipower | Shoulder | Non-coincident | 2028 | POE90 | 32.5921 | NA | VIC Brunswick (CitiPower) 66 kV |  |  | FALSE | #N/A | #N/A | #N/A | #N/A | #N/A | #N/A | #N/A | #N/A | #N/A | #N/A
TRUE | VIC | BTS66C | Brunswick (CitiPower) 66 kV | Citipower | Shoulder | Coincident_unreconciled | 2029 | POE50 | 115.0263 | NA | VIC Brunswick (CitiPower) 66 kV |  |  | FALSE | #N/A | #N/A | #N/A | #N/A | #N/A | #N/A | #N/A | #N/A | #N/A | #N/A
TRUE | VIC | BTS66C | Brunswick (CitiPower) 66 kV | Citipower | Shoulder | Coincident_unreconciled | 2029 | POE90 | 112.1464 | NA | VIC Brunswick (CitiPower) 66 kV |  |  | FALSE | #N/A | #N/A | #N/A | #N/A | #N/A | #N/A | #N/A | #N/A | #N/A | #N/A
TRUE | VIC | BTS66C | Brunswick (CitiPower) 66 kV | Citipower | Shoulder | Non-coincident | 2029 | POE50 | 27.144 | NA | VIC Brunswick (CitiPower) 66 kV |  |  | FALSE | #N/A | #N/A | #N/A | #N/A | #N/A | #N/A | #N/A | #N/A | #N/A | #N/A
TRUE | VIC | BTS66C | Brunswick (CitiPower) 66 kV | Citipower | Shoulder | Non-coincident | 2029 | POE90 | 24.3862 | NA | VIC Brunswick (CitiPower) 66 kV |  |  | FALSE | #N/A | #N/A | #N/A | #N/A | #N/A | #N/A | #N/A | #N/A | #N/A | #N/A
TRUE | VIC | BTS66C | Brunswick (CitiPower) 66 kV | Citipower | Shoulder | Coincident_unreconciled | 2030 | POE50 | 106.2439 | NA | VIC Brunswick (CitiPower) 66 kV |  |  | FALSE | #N/A | #N/A | #N/A | #N/A | #N/A | #N/A | #N/A | #N/A | #N/A | #N/A
TRUE | VIC | BTS66C | Brunswick (CitiPower) 66 kV | Citipower | Shoulder | Coincident_unreconciled | 2030 | POE90 | 103.3422 | NA | VIC Brunswick (CitiPower) 66 kV |  |  | FALSE | #N/A | #N/A | #N/A | #N/A | #N/A | #N/A | #N/A | #N/A | #N/A | #N/A
TRUE | VIC | BTS66C | Brunswick (CitiPower) 66 kV | Citipower | Shoulder | Non-coincident | 2030 | POE50 | 18.7341 | NA | VIC Brunswick (CitiPower) 66 kV |  |  | FALSE | #N/A | #N/A | #N/A | #N/A | #N/A | #N/A | #N/A | #N/A | #N/A | #N/A
TRUE | VIC | BTS66C | Brunswick (CitiPower) 66 kV | Citipower | Shoulder | Non-coincident | 2030 | POE90 | 15.9556 | NA | VIC Brunswick (CitiPower) 66 kV |  |  | FALSE | #N/A | #N/A | #N/A | #N/A | #N/A | #N/A | #N/A | #N/A | #N/A | #N/A
TRUE | VIC | BTS66C | Brunswick (CitiPower) 66 kV | Citipower | Shoulder | Coincident_unreconciled | 2031 | POE50 | 97.4398 | NA | VIC Brunswick (CitiPower) 66 kV |  |  | FALSE | #N/A | #N/A | #N/A | #N/A | #N/A | #N/A | #N/A | #N/A | #N/A | #N/A
TRUE | VIC | BTS66C | Brunswick (CitiPower) 66 kV | Citipower | Shoulder | Coincident_unreconciled | 2031 | POE90 | 94.5164 | NA | VIC Brunswick (CitiPower) 66 kV |  |  | FALSE | #N/A | #N/A | #N/A | #N/A | #N/A | #N/A | #N/A | #N/A | #N/A | #N/A
TRUE | VIC | BTS66C | Brunswick (CitiPower) 66 kV | Citipower | Shoulder | Non-coincident | 2031 | POE50 | 10.3035 | NA | VIC Brunswick (CitiPower) 66 kV |  |  | FALSE | #N/A | #N/A | #N/A | #N/A | #N/A | #N/A | #N/A | #N/A | #N/A | #N/A
TRUE | VIC | BTS66C | Brunswick (CitiPower) 66 kV | Citipower | Shoulder | Non-coincident | 2031 | POE90 | 7.5041 | NA | VIC Brunswick (CitiPower) 66 kV |  |  | FALSE | #N/A | #N/A | #N/A | #N/A | #N/A | #N/A | #N/A | #N/A | #N/A | #N/A
TRUE | VIC | BTS66C | Brunswick (CitiPower) 66 kV | Citipower | Shoulder | Coincident_unreconciled | 2032 | POE50 | 90.1618 | NA | VIC Brunswick (CitiPower) 66 kV |  |  | FALSE | #N/A | #N/A | #N/A | #N/A | #N/A | #N/A | #N/A | #N/A | #N/A | #N/A
TRUE | VIC | BTS66C | Brunswick (CitiPower) 66 kV | Citipower | Shoulder | Coincident_unreconciled | 2032 | POE90 | 87.2161 | NA | VIC Brunswick (CitiPower) 66 kV |  |  | FALSE | #N/A | #N/A | #N/A | #N/A | #N/A | #N/A | #N/A | #N/A | #N/A | #N/A
TRUE | VIC | BTS66C | Brunswick (CitiPower) 66 kV | Citipower | Shoulder | Non-coincident | 2032 | POE50 | 3.3343 | NA | VIC Brunswick (CitiPower) 66 kV |  |  | FALSE | #N/A | #N/A | #N/A | #N/A | #N/A | #N/A | #N/A | #N/A | #N/A | #N/A
TRUE | VIC | BTS66C | Brunswick (CitiPower) 66 kV | Citipower | Shoulder | Non-coincident | 2032 | POE90 | 0.51363 | NA | VIC Brunswick (CitiPower) 66 kV |  |  | FALSE | #N/A | #N/A | #N/A | #N/A | #N/A | #N/A | #N/A | #N/A | #N/A | #N/A
TRUE | VIC | BTS66C | Brunswick (CitiPower) 66 kV | Citipower | Shoulder | Coincident_unreconciled | 2033 | POE50 | 84.3554 | NA | VIC Brunswick (CitiPower) 66 kV |  |  | FALSE | #N/A | #N/A | #N/A | #N/A | #N/A | #N/A | #N/A | #N/A | #N/A | #N/A
TRUE | VIC | BTS66C | Brunswick (CitiPower) 66 kV | Citipower | Shoulder | Coincident_unreconciled | 2033 | POE90 | 81.6391 | NA | VIC Brunswick (CitiPower) 66 kV |  |  | FALSE | #N/A | #N/A | #N/A | #N/A | #N/A | #N/A | #N/A | #N/A | #N/A | #N/A
TRUE | VIC | BTS66C | Brunswick (CitiPower) 66 kV | Citipower | Shoulder | Non-coincident | 2033 | POE50 | -2.4321 | NA | VIC Brunswick (CitiPower) 66 kV |  |  | FALSE | #N/A | #N/A | #N/A | #N/A | #N/A | #N/A | #N/A | #N/A | #N/A | #N/A
TRUE | VIC | BTS66C | Brunswick (CitiPower) 66 kV | Citipower | Shoulder | Non-coincident | 2033 | POE90 | -5.2743 | NA | VIC Brunswick (CitiPower) 66 kV |  |  | FALSE | #N/A | #N/A | #N/A | #N/A | #N/A | #N/A | #N/A | #N/A | #N/A | #N/A
TRUE | VIC | BTS66C | Brunswick (CitiPower) 66 kV | Citipower | Shoulder | Coincident_unreconciled | 2034 | POE50 | 79.0135 | NA | VIC Brunswick (CitiPower) 66 kV |  |  | FALSE | #N/A | #N/A | #N/A | #N/A | #N/A | #N/A | #N/A | #N/A | #N/A | #N/A
TRUE | VIC | BTS66C | Brunswick (CitiPower) 66 kV | Citipower | Shoulder | Coincident_unreconciled | 2034 | POE90 | 76.2765 | NA | VIC Brunswick (CitiPower) 66 kV |  |  | FALSE | #N/A | #N/A | #N/A | #N/A | #N/A | #N/A | #N/A | #N/A | #N/A | #N/A
TRUE | VIC | BTS66C | Brunswick (CitiPower) 66 kV | Citipower | Shoulder | Non-coincident | 2034 | POE50 | -8.0217 | NA | VIC Brunswick (CitiPower) 66 kV |  |  | FALSE | #N/A | #N/A | #N/A | #N/A | #N/A | #N/A | #N/A | #N/A | #N/A | #N/A
TRUE | VIC | BTS66C | Brunswick (CitiPower) 66 kV | Citipower | Shoulder | Non-coincident | 2034 | POE90 | -10.8855 | NA | VIC Brunswick (CitiPower) 66 kV |  |  | FALSE | #N/A | #N/A | #N/A | #N/A | #N/A | #N/A | #N/A | #N/A | #N/A | #N/A
TRUE | VIC | BTS66C | Brunswick (CitiPower) 66 kV | Citipower | Shoulder | Coincident_unreconciled | 2035 | POE50 | 73.3628 | NA | VIC Brunswick (CitiPower) 66 kV |  |  | FALSE | #N/A | #N/A | #N/A | #N/A | #N/A | #N/A | #N/A | #N/A | #N/A | #N/A
TRUE | VIC | BTS66C | Brunswick (CitiPower) 66 kV | Citipower | Shoulder | Coincident_unreconciled | 2035 | POE90 | 70.6052 | NA | VIC Brunswick (CitiPower) 66 kV |  |  | FALSE | #N/A | #N/A | #N/A | #N/A | #N/A | #N/A | #N/A | #N/A | #N/A | #N/A
TRUE | VIC | BTS66C | Brunswick (CitiPower) 66 kV | Citipower | Shoulder | Non-coincident | 2035 | POE50 | -13.9343 | NA | VIC Brunswick (CitiPower) 66 kV |  |  | FALSE | #N/A | #N/A | #N/A | #N/A | #N/A | #N/A | #N/A | #N/A | #N/A | #N/A
TRUE | VIC | BTS66C | Brunswick (CitiPower) 66 kV | Citipower | Shoulder | Non-coincident | 2035 | POE90 | -16.8198 | NA | VIC Brunswick (CitiPower) 66 kV |  |  | FALSE | #N/A | #N/A | #N/A | #N/A | #N/A | #N/A | #N/A | #N/A | #N/A | #N/A
TRUE | VIC | BTS66C | Brunswick (CitiPower) 66 kV | Citipower | Summer | Coincident | 2019 | ACTUAL_OPG | 56.7167 | 163.5219 | VIC Brunswick (CitiPower) 66 kV |  |  | FALSE | #N/A | #N/A | #N/A | #N/A | #N/A | #N/A | #N/A | #N/A | #N/A | #N/A
TRUE | VIC | BTS66C | Brunswick (CitiPower) 66 kV | Citipower | Summer | Coincident | 2019 | ACTUAL_RAW | 56.7167 | 163.5219 | VIC Brunswick (CitiPower) 66 kV |  |  | FALSE | #N/A | #N/A | #N/A | #N/A | #N/A | #N/A | #N/A | #N/A | #N/A | #N/A
TRUE | VIC | BTS66C | Brunswick (CitiPower) 66 kV | Citipower | Summer | Non-coincident | 2019 | ACTUAL_RAW | 46.0448 | 163.5219 | VIC Brunswick (CitiPower) 66 kV |  |  | FALSE | #N/A | #N/A | #N/A | #N/A | #N/A | #N/A | #N/A | #N/A | #N/A | #N/A
TRUE | VIC | BTS66C | Brunswick (CitiPower) 66 kV | Citipower | Summer | Non-coincident | 2019 | ACTUAL_OPG | 46.0448 | 163.5219 | VIC Brunswick (CitiPower) 66 kV |  |  | FALSE | #N/A | #N/A | #N/A | #N/A | #N/A | #N/A | #N/A | #N/A | #N/A | #N/A
TRUE | VIC | BTS66C | Brunswick (CitiPower) 66 kV | Citipower | Summer | Non-coincident | 2019 | ACTUAL_ADJUSTEDOPG | 46.0448 | 163.5219 | VIC Brunswick (CitiPower) 66 kV |  |  | FALSE | #N/A | #N/A | #N/A | #N/A | #N/A | #N/A | #N/A | #N/A | #N/A | #N/A
TRUE | VIC | BTS66C | Brunswick (CitiPower) 66 kV | Citipower | Summer | Coincident | 2020 | ACTUAL_OPG | 76.531 | 160.4349 | VIC Brunswick (CitiPower) 66 kV |  |  | FALSE | #N/A | #N/A | #N/A | #N/A | #N/A | #N/A | #N/A | #N/A | #N/A | #N/A
TRUE | VIC | BTS66C | Brunswick (CitiPower) 66 kV | Citipower | Summer | Coincident | 2020 | ACTUAL_RAW | 76.531 | 160.4349 | VIC Brunswick (CitiPower) 66 kV |  |  | FALSE | #N/A | #N/A | #N/A | #N/A | #N/A | #N/A | #N/A | #N/A | #N/A | #N/A
TRUE | VIC | BTS66C | Brunswick (CitiPower) 66 kV | Citipower | Summer | Non-coincident | 2020 | ACTUAL_RAW | 54.1468 | 169.5213 | VIC Brunswick (CitiPower) 66 kV |  |  | FALSE | #N/A | #N/A | #N/A | #N/A | #N/A | #N/A | #N/A | #N/A | #N/A | #N/A
TRUE | VIC | BTS66C | Brunswick (CitiPower) 66 kV | Citipower | Summer | Non-coincident | 2020 | ACTUAL_OPG | 54.1468 | 169.5213 | VIC Brunswick (CitiPower) 66 kV |  |  | FALSE | #N/A | #N/A | #N/A | #N/A | #N/A | #N/A | #N/A | #N/A | #N/A | #N/A
TRUE | VIC | BTS66C | Brunswick (CitiPower) 66 kV | Citipower | Summer | Non-coincident | 2020 | ACTUAL_ADJUSTEDOPG | 54.1468 | 169.5213 | VIC Brunswick (CitiPower) 66 kV |  |  | FALSE | #N/A | #N/A | #N/A | #N/A | #N/A | #N/A | #N/A | #N/A | #N/A | #N/A
TRUE | VIC | BTS66C | Brunswick (CitiPower) 66 kV | Citipower | Summer | Coincident | 2021 | ACTUAL_OPG | 96.3844 | 179.2681 | VIC Brunswick (CitiPower) 66 kV |  |  | FALSE | #N/A | #N/A | #N/A | #N/A | #N/A | #N/A | #N/A | #N/A | #N/A | #N/A
TRUE | VIC | BTS66C | Brunswick (CitiPower) 66 kV | Citipower | Summer | Coincident | 2021 | ACTUAL_RAW | 96.3844 | 179.2681 | VIC Brunswick (CitiPower) 66 kV |  |  | FALSE | #N/A | #N/A | #N/A | #N/A | #N/A | #N/A | #N/A | #N/A | #N/A | #N/A
TRUE | VIC | BTS66C | Brunswick (CitiPower) 66 kV | Citipower | Summer | Non-coincident | 2021 | ACTUAL_RAW | 78.7524 | 208.5072 | VIC Brunswick (CitiPower) 66 kV |  |  | FALSE | #N/A | #N/A | #N/A | #N/A | #N/A | #N/A | #N/A | #N/A | #N/A | #N/A
TRUE | VIC | BTS66C | Brunswick (CitiPower) 66 kV | Citipower | Summer | Non-coincident | 2021 | ACTUAL_OPG | 78.7524 | 208.5072 | VIC Brunswick (CitiPower) 66 kV |  |  | FALSE | #N/A | #N/A | #N/A | #N/A | #N/A | #N/A | #N/A | #N/A | #N/A | #N/A
TRUE | VIC | BTS66C | Brunswick (CitiPower) 66 kV | Citipower | Summer | Non-coincident | 2021 | ACTUAL_ADJUSTEDOPG | 78.7524 | 208.5072 | VIC Brunswick (CitiPower) 66 kV |  |  | FALSE | #N/A | #N/A | #N/A | #N/A | #N/A | #N/A | #N/A | #N/A | #N/A | #N/A
TRUE | VIC | BTS66C | Brunswick (CitiPower) 66 kV | Citipower | Summer | Coincident | 2022 | ACTUAL_OPG | 100.8276 | 177.1156 | VIC Brunswick (CitiPower) 66 kV |  |  | FALSE | #N/A | #N/A | #N/A | #N/A | #N/A | #N/A | #N/A | #N/A | #N/A | #N/A
TRUE | VIC | BTS66C | Brunswick (CitiPower) 66 kV | Citipower | Summer | Coincident | 2022 | ACTUAL_RAW | 100.8276 | 177.1156 | VIC Brunswick (CitiPower) 66 kV |  |  | FALSE | #N/A | #N/A | #N/A | #N/A | #N/A | #N/A | #N/A | #N/A | #N/A | #N/A
TRUE | VIC | BTS66C | Brunswick (CitiPower) 66 kV | Citipower | Summer | Non-coincident | 2022 | ACTUAL_RAW | 73.4157 | 212.0921 | VIC Brunswick (CitiPower) 66 kV |  |  | FALSE | #N/A | #N/A | #N/A | #N/A | #N/A | #N/A | #N/A | #N/A | #N/A | #N/A
TRUE | VIC | BTS66C | Brunswick (CitiPower) 66 kV | Citipower | Summer | Non-coincident | 2022 | ACTUAL_OPG | 73.4157 | 212.0921 | VIC Brunswick (CitiPower) 66 kV |  |  | FALSE | #N/A | #N/A | #N/A | #N/A | #N/A | #N/A | #N/A | #N/A | #N/A | #N/A
TRUE | VIC | BTS66C | Brunswick (CitiPower) 66 kV | Citipower | Summer | Non-coincident | 2022 | ACTUAL_ADJUSTEDOPG | 73.4157 | 212.0921 | VIC Brunswick (CitiPower) 66 kV |  |  | FALSE | #N/A | #N/A | #N/A | #N/A | #N/A | #N/A | #N/A | #N/A | #N/A | #N/A
TRUE | VIC | BTS66C | Brunswick (CitiPower) 66 kV | Citipower | Summer | Coincident | 2023 | ACTUAL_OPG | 127.8293 | 214.6291 | VIC Brunswick (CitiPower) 66 kV |  |  | FALSE | #N/A | #N/A | #N/A | #N/A | #N/A | #N/A | #N/A | #N/A | #N/A | #N/A
TRUE | VIC | BTS66C | Brunswick (CitiPower) 66 kV | Citipower | Summer | Coincident | 2023 | ACTUAL_RAW | 127.8293 | 214.6291 | VIC Brunswick (CitiPower) 66 kV |  |  | FALSE | #N/A | #N/A | #N/A | #N/A | #N/A | #N/A | #N/A | #N/A | #N/A | #N/A
TRUE | VIC | BTS66C | Brunswick (CitiPower) 66 kV | Citipower | Summer | Non-coincident | 2023 | ACTUAL_RAW | 88.1369 | 268.5585 | VIC Brunswick (CitiPower) 66 kV |  |  | FALSE | #N/A | #N/A | #N/A | #N/A | #N/A | #N/A | #N/A | #N/A | #N/A | #N/A
TRUE | VIC | BTS66C | Brunswick (CitiPower) 66 kV | Citipower | Summer | Non-coincident | 2023 | ACTUAL_OPG | 88.1369 | 268.5585 | VIC Brunswick (CitiPower) 66 kV |  |  | FALSE | #N/A | #N/A | #N/A | #N/A | #N/A | #N/A | #N/A | #N/A | #N/A | #N/A
TRUE | VIC | BTS66C | Brunswick (CitiPower) 66 kV | Citipower | Summer | Non-coincident | 2023 | ACTUAL_ADJUSTEDOPG | 88.1369 | 268.5585 | VIC Brunswick (CitiPower) 66 kV |  |  | FALSE | #N/A | #N/A | #N/A | #N/A | #N/A | #N/A | #N/A | #N/A | #N/A | #N/A
TRUE | VIC | BTS66C | Brunswick (CitiPower) 66 kV | Citipower | Summer | Coincident | 2024 | ACTUAL_OPG | 119.2387 | 269.1881 | VIC Brunswick (CitiPower) 66 kV |  |  | FALSE | #N/A | #N/A | #N/A | #N/A | #N/A | #N/A | #N/A | #N/A | #N/A | #N/A
TRUE | VIC | BTS66C | Brunswick (CitiPower) 66 kV | Citipower | Summer | Coincident | 2024 | ACTUAL_RAW | 119.2387 | 269.1881 | VIC Brunswick (CitiPower) 66 kV |  |  | FALSE | #N/A | #N/A | #N/A | #N/A | #N/A | #N/A | #N/A | #N/A | #N/A | #N/A
TRUE | VIC | BTS66C | Brunswick (CitiPower) 66 kV | Citipower | Summer | Non-coincident | 2024 | ACTUAL_RAW | 96.1756 | 271.3101 | VIC Brunswick (CitiPower) 66 kV |  |  | FALSE | #N/A | #N/A | #N/A | #N/A | #N/A | #N/A | #N/A | #N/A | #N/A | #N/A
TRUE | VIC | BTS66C | Brunswick (CitiPower) 66 kV | Citipower | Summer | Non-coincident | 2024 | ACTUAL_OPG | 96.1756 | 271.3101 | VIC Brunswick (CitiPower) 66 kV |  |  | FALSE | #N/A | #N/A | #N/A | #N/A | #N/A | #N/A | #N/A | #N/A | #N/A | #N/A
TRUE | VIC | BTS66C | Brunswick (CitiPower) 66 kV | Citipower | Summer | Non-coincident | 2024 | ACTUAL_ADJUSTEDOPG | 96.1756 | 271.3101 | VIC Brunswick (CitiPower) 66 kV |  |  | FALSE | #N/A | #N/A | #N/A | #N/A | #N/A | #N/A | #N/A | #N/A | #N/A | #N/A
TRUE | VIC | BTS66C | Brunswick (CitiPower) 66 kV | Citipower | Summer | Coincident | 2025 | ACTUAL_OPG | 133.662 | 335.1253 | VIC Brunswick (CitiPower) 66 kV |  |  | FALSE | #N/A | #N/A | #N/A | #N/A | #N/A | #N/A | #N/A | #N/A | #N/A | #N/A
TRUE | VIC | BTS66C | Brunswick (CitiPower) 66 kV | Citipower | Summer | Coincident | 2025 | ACTUAL_RAW | 133.662 | 335.1253 | VIC Brunswick (CitiPower) 66 kV |  |  | FALSE | #N/A | #N/A | #N/A | #N/A | #N/A | #N/A | #N/A | #N/A | #N/A | #N/A
TRUE | VIC | BTS66C | Brunswick (CitiPower) 66 kV | Citipower | Summer | Non-coincident | 2025 | ACTUAL_RAW | 111.5007 | 338.6921 | VIC Brunswick (CitiPower) 66 kV |  |  | FALSE | #N/A | #N/A | #N/A | #N/A | #N/A | #N/A | #N/A | #N/A | #N/A | #N/A
TRUE | VIC | BTS66C | Brunswick (CitiPower) 66 kV | Citipower | Summer | Non-coincident | 2025 | ACTUAL_OPG | 111.5007 | 338.6921 | VIC Brunswick (CitiPower) 66 kV |  |  | FALSE | #N/A | #N/A | #N/A | #N/A | #N/A | #N/A | #N/A | #N/A | #N/A | #N/A
TRUE | VIC | BTS66C | Brunswick (CitiPower) 66 kV | Citipower | Summer | Non-coincident | 2025 | ACTUAL_ADJUSTEDOPG | 111.5007 | 338.6921 | VIC Brunswick (CitiPower) 66 kV |  |  | FALSE | #N/A | #N/A | #N/A | #N/A | #N/A | #N/A | #N/A | #N/A | #N/A | #N/A
TRUE | VIC | BTS66C | Brunswick (CitiPower) 66 kV | Citipower | Summer | Non-coincident | 2025 | BASEYEARPOE90 | 63.6016 | NA | VIC Brunswick (CitiPower) 66 kV |  |  | FALSE | #N/A | #N/A | #N/A | #N/A | #N/A | #N/A | #N/A | #N/A | #N/A | #N/A
TRUE | VIC | BTS66C | Brunswick (CitiPower) 66 kV | Citipower | Summer | Non-coincident | 2025 | BASEYEARPOE50 | 68.0216 | 269.5403 | VIC Brunswick (CitiPower) 66 kV |  |  | FALSE | #N/A | #N/A | #N/A | #N/A | #N/A | #N/A | #N/A | #N/A | #N/A | #N/A
TRUE | VIC | BTS66C | Brunswick (CitiPower) 66 kV | Citipower | Summer | Coincident_unreconciled | 2026 | POE50 | 140 | NA | VIC Brunswick (CitiPower) 66 kV |  |  | FALSE | #N/A | #N/A | #N/A | #N/A | #N/A | #N/A | #N/A | #N/A | #N/A | #N/A
TRUE | VIC | BTS66C | Brunswick (CitiPower) 66 kV | Citipower | Summer | Coincident_unreconciled | 2026 | POE90 | 137.0718 | NA | VIC Brunswick (CitiPower) 66 kV |  |  | FALSE | #N/A | #N/A | #N/A | #N/A | #N/A | #N/A | #N/A | #N/A | #N/A | #N/A
TRUE | VIC | BTS66C | Brunswick (CitiPower) 66 kV | Citipower | Summer | Non-coincident | 2026 | POE50 | 100 | 282.5607 | VIC Brunswick (CitiPower) 66 kV |  |  | FALSE | #N/A | #N/A | #N/A | #N/A | #N/A | #N/A | #N/A | #N/A | #N/A | #N/A
TRUE | VIC | BTS66C | Brunswick (CitiPower) 66 kV | Citipower | Summer | Non-coincident | 2026 | POE90 | 95.3763 | NA | VIC Brunswick (CitiPower) 66 kV |  |  | FALSE | #N/A | #N/A | #N/A | #N/A | #N/A | #N/A | #N/A | #N/A | #N/A | #N/A
TRUE | VIC | BTS66C | Brunswick (CitiPower) 66 kV | Citipower | Summer | Coincident_unreconciled | 2027 | POE50 | 129.1245 | NA | VIC Brunswick (CitiPower) 66 kV |  |  | FALSE | #N/A | #N/A | #N/A | #N/A | #N/A | #N/A | #N/A | #N/A | #N/A | #N/A
TRUE | VIC | BTS66C | Brunswick (CitiPower) 66 kV | Citipower | Summer | Coincident_unreconciled | 2027 | POE90 | 126.1696 | NA | VIC Brunswick (CitiPower) 66 kV |  |  | FALSE | #N/A | #N/A | #N/A | #N/A | #N/A | #N/A | #N/A | #N/A | #N/A | #N/A
TRUE | VIC | BTS66C | Brunswick (CitiPower) 66 kV | Citipower | Summer | Non-coincident | 2027 | POE50 | 92.9438 | 281.4825 | VIC Brunswick (CitiPower) 66 kV |  |  | FALSE | #N/A | #N/A | #N/A | #N/A | #N/A | #N/A | #N/A | #N/A | #N/A | #N/A
TRUE | VIC | BTS66C | Brunswick (CitiPower) 66 kV | Citipower | Summer | Non-coincident | 2027 | POE90 | 88.278 | NA | VIC Brunswick (CitiPower) 66 kV |  |  | FALSE | #N/A | #N/A | #N/A | #N/A | #N/A | #N/A | #N/A | #N/A | #N/A | #N/A
TRUE | VIC | BTS66C | Brunswick (CitiPower) 66 kV | Citipower | Summer | Coincident_unreconciled | 2028 | POE50 | 118.893 | NA | VIC Brunswick (CitiPower) 66 kV |  |  | FALSE | #N/A | #N/A | #N/A | #N/A | #N/A | #N/A | #N/A | #N/A | #N/A | #N/A
TRUE | VIC | BTS66C | Brunswick (CitiPower) 66 kV | Citipower | Summer | Coincident_unreconciled | 2028 | POE90 | 115.9155 | NA | VIC Brunswick (CitiPower) 66 kV |  |  | FALSE | #N/A | #N/A | #N/A | #N/A | #N/A | #N/A | #N/A | #N/A | #N/A | #N/A
TRUE | VIC | BTS66C | Brunswick (CitiPower) 66 kV | Citipower | Summer | Non-coincident | 2028 | POE50 | 83.2323 | 279.7076 | VIC Brunswick (CitiPower) 66 kV |  |  | FALSE | #N/A | #N/A | #N/A | #N/A | #N/A | #N/A | #N/A | #N/A | #N/A | #N/A
TRUE | VIC | BTS66C | Brunswick (CitiPower) 66 kV | Citipower | Summer | Non-coincident | 2028 | POE90 | 80.2794 | NA | VIC Brunswick (CitiPower) 66 kV |  |  | FALSE | #N/A | #N/A | #N/A | #N/A | #N/A | #N/A | #N/A | #N/A | #N/A | #N/A
TRUE | VIC | BTS66C | Brunswick (CitiPower) 66 kV | Citipower | Summer | Coincident_unreconciled | 2029 | POE50 | 109.5413 | NA | VIC Brunswick (CitiPower) 66 kV |  |  | FALSE | #N/A | #N/A | #N/A | #N/A | #N/A | #N/A | #N/A | #N/A | #N/A | #N/A
TRUE | VIC | BTS66C | Brunswick (CitiPower) 66 kV | Citipower | Summer | Coincident_unreconciled | 2029 | POE90 | 106.5411 | NA | VIC Brunswick (CitiPower) 66 kV |  |  | FALSE | #N/A | #N/A | #N/A | #N/A | #N/A | #N/A | #N/A | #N/A | #N/A | #N/A
TRUE | VIC | BTS66C | Brunswick (CitiPower) 66 kV | Citipower | Summer | Non-coincident | 2029 | POE50 | 73.9581 | 278.3461 | VIC Brunswick (CitiPower) 66 kV |  |  | FALSE | #N/A | #N/A | #N/A | #N/A | #N/A | #N/A | #N/A | #N/A | #N/A | #N/A
TRUE | VIC | BTS66C | Brunswick (CitiPower) 66 kV | Citipower | Summer | Non-coincident | 2029 | POE90 | 70.9827 | NA | VIC Brunswick (CitiPower) 66 kV |  |  | FALSE | #N/A | #N/A | #N/A | #N/A | #N/A | #N/A | #N/A | #N/A | #N/A | #N/A
TRUE | VIC | BTS66C | Brunswick (CitiPower) 66 kV | Citipower | Summer | Coincident_unreconciled | 2030 | POE50 | 100.6306 | NA | VIC Brunswick (CitiPower) 66 kV |  |  | FALSE | #N/A | #N/A | #N/A | #N/A | #N/A | #N/A | #N/A | #N/A | #N/A | #N/A
TRUE | VIC | BTS66C | Brunswick (CitiPower) 66 kV | Citipower | Summer | Coincident_unreconciled | 2030 | POE90 | 97.6078 | NA | VIC Brunswick (CitiPower) 66 kV |  |  | FALSE | #N/A | #N/A | #N/A | #N/A | #N/A | #N/A | #N/A | #N/A | #N/A | #N/A
TRUE | VIC | BTS66C | Brunswick (CitiPower) 66 kV | Citipower | Summer | Non-coincident | 2030 | POE50 | 65.1212 | 277.2833 | VIC Brunswick (CitiPower) 66 kV |  |  | FALSE | #N/A | #N/A | #N/A | #N/A | #N/A | #N/A | #N/A | #N/A | #N/A | #N/A
TRUE | VIC | BTS66C | Brunswick (CitiPower) 66 kV | Citipower | Summer | Non-coincident | 2030 | POE90 | 62.1234 | NA | VIC Brunswick (CitiPower) 66 kV |  |  | FALSE | #N/A | #N/A | #N/A | #N/A | #N/A | #N/A | #N/A | #N/A | #N/A | #N/A
TRUE | VIC | BTS66C | Brunswick (CitiPower) 66 kV | Citipower | Summer | Coincident_unreconciled | 2031 | POE50 | 91.7123 | NA | VIC Brunswick (CitiPower) 66 kV |  |  | FALSE | #N/A | #N/A | #N/A | #N/A | #N/A | #N/A | #N/A | #N/A | #N/A | #N/A
TRUE | VIC | BTS66C | Brunswick (CitiPower) 66 kV | Citipower | Summer | Coincident_unreconciled | 2031 | POE90 | 88.6668 | NA | VIC Brunswick (CitiPower) 66 kV |  |  | FALSE | #N/A | #N/A | #N/A | #N/A | #N/A | #N/A | #N/A | #N/A | #N/A | #N/A
TRUE | VIC | BTS66C | Brunswick (CitiPower) 66 kV | Citipower | Summer | Non-coincident | 2031 | POE50 | 56.2767 | 276.304 | VIC Brunswick (CitiPower) 66 kV |  |  | FALSE | #N/A | #N/A | #N/A | #N/A | #N/A | #N/A | #N/A | #N/A | #N/A | #N/A
TRUE | VIC | BTS66C | Brunswick (CitiPower) 66 kV | Citipower | Summer | Non-coincident | 2031 | POE90 | 53.2565 | NA | VIC Brunswick (CitiPower) 66 kV |  |  | FALSE | #N/A | #N/A | #N/A | #N/A | #N/A | #N/A | #N/A | #N/A | #N/A | #N/A
TRUE | VIC | BTS66C | Brunswick (CitiPower) 66 kV | Citipower | Summer | Coincident_unreconciled | 2032 | POE50 | 84.4428 | NA | VIC Brunswick (CitiPower) 66 kV |  |  | FALSE | #N/A | #N/A | #N/A | #N/A | #N/A | #N/A | #N/A | #N/A | #N/A | #N/A
TRUE | VIC | BTS66C | Brunswick (CitiPower) 66 kV | Citipower | Summer | Coincident_unreconciled | 2032 | POE90 | 81.3742 | NA | VIC Brunswick (CitiPower) 66 kV |  |  | FALSE | #N/A | #N/A | #N/A | #N/A | #N/A | #N/A | #N/A | #N/A | #N/A | #N/A
TRUE | VIC | BTS66C | Brunswick (CitiPower) 66 kV | Citipower | Summer | Non-coincident | 2032 | POE50 | 49.0674 | 276.0459 | VIC Brunswick (CitiPower) 66 kV |  |  | FALSE | #N/A | #N/A | #N/A | #N/A | #N/A | #N/A | #N/A | #N/A | #N/A | #N/A
TRUE | VIC | BTS66C | Brunswick (CitiPower) 66 kV | Citipower | Summer | Non-coincident | 2032 | POE90 | 46.0242 | NA | VIC Brunswick (CitiPower) 66 kV |  |  | FALSE | #N/A | #N/A | #N/A | #N/A | #N/A | #N/A | #N/A | #N/A | #N/A | #N/A
TRUE | VIC | BTS66C | Brunswick (CitiPower) 66 kV | Citipower | Summer | Coincident_unreconciled | 2033 | POE50 | 78.4931 | NA | VIC Brunswick (CitiPower) 66 kV |  |  | FALSE | #N/A | #N/A | #N/A | #N/A | #N/A | #N/A | #N/A | #N/A | #N/A | #N/A
TRUE | VIC | BTS66C | Brunswick (CitiPower) 66 kV | Citipower | Summer | Coincident_unreconciled | 2033 | POE90 | 75.401 | NA | VIC Brunswick (CitiPower) 66 kV |  |  | FALSE | #N/A | #N/A | #N/A | #N/A | #N/A | #N/A | #N/A | #N/A | #N/A | #N/A
TRUE | VIC | BTS66C | Brunswick (CitiPower) 66 kV | Citipower | Summer | Non-coincident | 2033 | POE50 | 43.167 | 276.3611 | VIC Brunswick (CitiPower) 66 kV |  |  | FALSE | #N/A | #N/A | #N/A | #N/A | #N/A | #N/A | #N/A | #N/A | #N/A | #N/A
TRUE | VIC | BTS66C | Brunswick (CitiPower) 66 kV | Citipower | Summer | Non-coincident | 2033 | POE90 | 40.1005 | NA | VIC Brunswick (CitiPower) 66 kV |  |  | FALSE | #N/A | #N/A | #N/A | #N/A | #N/A | #N/A | #N/A | #N/A | #N/A | #N/A
TRUE | VIC | BTS66C | Brunswick (CitiPower) 66 kV | Citipower | Summer | Coincident_unreconciled | 2034 | POE50 | 72.7307 | NA | VIC Brunswick (CitiPower) 66 kV |  |  | FALSE | #N/A | #N/A | #N/A | #N/A | #N/A | #N/A | #N/A | #N/A | #N/A | #N/A
TRUE | VIC | BTS66C | Brunswick (CitiPower) 66 kV | Citipower | Summer | Coincident_unreconciled | 2034 | POE90 | 69.6577 | NA | VIC Brunswick (CitiPower) 66 kV |  |  | FALSE | #N/A | #N/A | #N/A | #N/A | #N/A | #N/A | #N/A | #N/A | #N/A | #N/A
TRUE | VIC | BTS66C | Brunswick (CitiPower) 66 kV | Citipower | Summer | Non-coincident | 2034 | POE50 | 37.4523 | 276.7692 | VIC Brunswick (CitiPower) 66 kV |  |  | FALSE | #N/A | #N/A | #N/A | #N/A | #N/A | #N/A | #N/A | #N/A | #N/A | #N/A
TRUE | VIC | BTS66C | Brunswick (CitiPower) 66 kV | Citipower | Summer | Non-coincident | 2034 | POE90 | 34.3626 | NA | VIC Brunswick (CitiPower) 66 kV |  |  | FALSE | #N/A | #N/A | #N/A | #N/A | #N/A | #N/A | #N/A | #N/A | #N/A | #N/A
TRUE | VIC | BTS66C | Brunswick (CitiPower) 66 kV | Citipower | Summer | Coincident_unreconciled | 2035 | POE50 | 66.7234 | NA | VIC Brunswick (CitiPower) 66 kV |  |  | FALSE | #N/A | #N/A | #N/A | #N/A | #N/A | #N/A | #N/A | #N/A | #N/A | #N/A
TRUE | VIC | BTS66C | Brunswick (CitiPower) 66 kV | Citipower | Summer | Coincident_unreconciled | 2035 | POE90 | 63.6363 | NA | VIC Brunswick (CitiPower) 66 kV |  |  | FALSE | #N/A | #N/A | #N/A | #N/A | #N/A | #N/A | #N/A | #N/A | #N/A | #N/A
TRUE | VIC | BTS66C | Brunswick (CitiPower) 66 kV | Citipower | Summer | Non-coincident | 2035 | POE50 | 31.4036 | 277.0732 | VIC Brunswick (CitiPower) 66 kV |  |  | FALSE | #N/A | #N/A | #N/A | #N/A | #N/A | #N/A | #N/A | #N/A | #N/A | #N/A
TRUE | VIC | BTS66C | Brunswick (CitiPower) 66 kV | Citipower | Summer | Non-coincident | 2035 | POE90 | 28.2906 | NA | VIC Brunswick (CitiPower) 66 kV |  |  | FALSE | #N/A | #N/A | #N/A | #N/A | #N/A | #N/A | #N/A | #N/A | #N/A | #N/A
TRUE | VIC | BTS66C | Brunswick (CitiPower) 66 kV | Citipower | Summer | Non-coincident | 2025 | BASEYEARPOE10 | NA | 289.2194 | VIC Brunswick (CitiPower) 66 kV |  |  | FALSE | #N/A | #N/A | #N/A | #N/A | #N/A | #N/A | #N/A | #N/A | #N/A | #N/A
TRUE | VIC | BTS66C | Brunswick (CitiPower) 66 kV | Citipower | Summer | Coincident | 2026 | POE10 | NA | 244.2838 | VIC Brunswick (CitiPower) 66 kV |  |  | FALSE | #N/A | #N/A | #N/A | #N/A | #N/A | #N/A | #N/A | #N/A | #N/A | #N/A
TRUE | VIC | BTS66C | Brunswick (CitiPower) 66 kV | Citipower | Summer | Coincident | 2026 | POE50 | NA | 233.5182 | VIC Brunswick (CitiPower) 66 kV |  |  | FALSE | #N/A | #N/A | #N/A | #N/A | #N/A | #N/A | #N/A | #N/A | #N/A | #N/A
TRUE | VIC | BTS66C | Brunswick (CitiPower) 66 kV | Citipower | Summer | Non-coincident | 2026 | POE10 | NA | 301.2164 | VIC Brunswick (CitiPower) 66 kV |  |  | FALSE | #N/A | #N/A | #N/A | #N/A | #N/A | #N/A | #N/A | #N/A | #N/A | #N/A
TRUE | VIC | BTS66C | Brunswick (CitiPower) 66 kV | Citipower | Summer | Coincident | 2027 | POE10 | NA | 237.557 | VIC Brunswick (CitiPower) 66 kV |  |  | FALSE | #N/A | #N/A | #N/A | #N/A | #N/A | #N/A | #N/A | #N/A | #N/A | #N/A
TRUE | VIC | BTS66C | Brunswick (CitiPower) 66 kV | Citipower | Summer | Coincident | 2027 | POE50 | NA | 225.3688 | VIC Brunswick (CitiPower) 66 kV |  |  | FALSE | #N/A | #N/A | #N/A | #N/A | #N/A | #N/A | #N/A | #N/A | #N/A | #N/A
TRUE | VIC | BTS66C | Brunswick (CitiPower) 66 kV | Citipower | Summer | Non-coincident | 2027 | POE10 | NA | 300.3081 | VIC Brunswick (CitiPower) 66 kV |  |  | FALSE | #N/A | #N/A | #N/A | #N/A | #N/A | #N/A | #N/A | #N/A | #N/A | #N/A
TRUE | VIC | BTS66C | Brunswick (CitiPower) 66 kV | Citipower | Summer | Coincident | 2028 | POE10 | NA | 230.9627 | VIC Brunswick (CitiPower) 66 kV |  |  | FALSE | #N/A | #N/A | #N/A | #N/A | #N/A | #N/A | #N/A | #N/A | #N/A | #N/A
TRUE | VIC | BTS66C | Brunswick (CitiPower) 66 kV | Citipower | Summer | Coincident | 2028 | POE50 | NA | 217.2756 | VIC Brunswick (CitiPower) 66 kV |  |  | FALSE | #N/A | #N/A | #N/A | #N/A | #N/A | #N/A | #N/A | #N/A | #N/A | #N/A
TRUE | VIC | BTS66C | Brunswick (CitiPower) 66 kV | Citipower | Summer | Non-coincident | 2028 | POE10 | NA | 298.6774 | VIC Brunswick (CitiPower) 66 kV |  |  | FALSE | #N/A | #N/A | #N/A | #N/A | #N/A | #N/A | #N/A | #N/A | #N/A | #N/A
TRUE | VIC | BTS66C | Brunswick (CitiPower) 66 kV | Citipower | Summer | Coincident | 2029 | POE10 | NA | 226.254 | VIC Brunswick (CitiPower) 66 kV |  |  | FALSE | #N/A | #N/A | #N/A | #N/A | #N/A | #N/A | #N/A | #N/A | #N/A | #N/A
TRUE | VIC | BTS66C | Brunswick (CitiPower) 66 kV | Citipower | Summer | Coincident | 2029 | POE50 | NA | 212.8051 | VIC Brunswick (CitiPower) 66 kV |  |  | FALSE | #N/A | #N/A | #N/A | #N/A | #N/A | #N/A | #N/A | #N/A | #N/A | #N/A
TRUE | VIC | BTS66C | Brunswick (CitiPower) 66 kV | Citipower | Summer | Non-coincident | 2029 | POE10 | NA | 297.4601 | VIC Brunswick (CitiPower) 66 kV |  |  | FALSE | #N/A | #N/A | #N/A | #N/A | #N/A | #N/A | #N/A | #N/A | #N/A | #N/A
TRUE | VIC | BTS66C | Brunswick (CitiPower) 66 kV | Citipower | Summer | Coincident | 2030 | POE10 | NA | 222.5556 | VIC Brunswick (CitiPower) 66 kV |  |  | FALSE | #N/A | #N/A | #N/A | #N/A | #N/A | #N/A | #N/A | #N/A | #N/A | #N/A
TRUE | VIC | BTS66C | Brunswick (CitiPower) 66 kV | Citipower | Summer | Coincident | 2030 | POE50 | NA | 208.5191 | VIC Brunswick (CitiPower) 66 kV |  |  | FALSE | #N/A | #N/A | #N/A | #N/A | #N/A | #N/A | #N/A | #N/A | #N/A | #N/A
TRUE | VIC | BTS66C | Brunswick (CitiPower) 66 kV | Citipower | Summer | Non-coincident | 2030 | POE10 | NA | 296.5417 | VIC Brunswick (CitiPower) 66 kV |  |  | FALSE | #N/A | #N/A | #N/A | #N/A | #N/A | #N/A | #N/A | #N/A | #N/A | #N/A
TRUE | VIC | BTS66C | Brunswick (CitiPower) 66 kV | Citipower | Summer | Coincident | 2031 | POE10 | NA | 216.6019 | VIC Brunswick (CitiPower) 66 kV |  |  | FALSE | #N/A | #N/A | #N/A | #N/A | #N/A | #N/A | #N/A | #N/A | #N/A | #N/A
TRUE | VIC | BTS66C | Brunswick (CitiPower) 66 kV | Citipower | Summer | Coincident | 2031 | POE50 | NA | 203.775 | VIC Brunswick (CitiPower) 66 kV |  |  | FALSE | #N/A | #N/A | #N/A | #N/A | #N/A | #N/A | #N/A | #N/A | #N/A | #N/A
TRUE | VIC | BTS66C | Brunswick (CitiPower) 66 kV | Citipower | Summer | Non-coincident | 2031 | POE10 | NA | 295.7067 | VIC Brunswick (CitiPower) 66 kV |  |  | FALSE | #N/A | #N/A | #N/A | #N/A | #N/A | #N/A | #N/A | #N/A | #N/A | #N/A
TRUE | VIC | BTS66C | Brunswick (CitiPower) 66 kV | Citipower | Summer | Coincident | 2032 | POE10 | NA | 210.2998 | VIC Brunswick (CitiPower) 66 kV |  |  | FALSE | #N/A | #N/A | #N/A | #N/A | #N/A | #N/A | #N/A | #N/A | #N/A | #N/A
TRUE | VIC | BTS66C | Brunswick (CitiPower) 66 kV | Citipower | Summer | Coincident | 2032 | POE50 | NA | 197.3328 | VIC Brunswick (CitiPower) 66 kV |  |  | FALSE | #N/A | #N/A | #N/A | #N/A | #N/A | #N/A | #N/A | #N/A | #N/A | #N/A
TRUE | VIC | BTS66C | Brunswick (CitiPower) 66 kV | Citipower | Summer | Non-coincident | 2032 | POE10 | NA | 295.596 | VIC Brunswick (CitiPower) 66 kV |  |  | FALSE | #N/A | #N/A | #N/A | #N/A | #N/A | #N/A | #N/A | #N/A | #N/A | #N/A
TRUE | VIC | BTS66C | Brunswick (CitiPower) 66 kV | Citipower | Summer | Coincident | 2033 | POE10 | NA | 205.8987 | VIC Brunswick (CitiPower) 66 kV |  |  | FALSE | #N/A | #N/A | #N/A | #N/A | #N/A | #N/A | #N/A | #N/A | #N/A | #N/A
TRUE | VIC | BTS66C | Brunswick (CitiPower) 66 kV | Citipower | Summer | Coincident | 2033 | POE50 | NA | 191.3142 | VIC Brunswick (CitiPower) 66 kV |  |  | FALSE | #N/A | #N/A | #N/A | #N/A | #N/A | #N/A | #N/A | #N/A | #N/A | #N/A
TRUE | VIC | BTS66C | Brunswick (CitiPower) 66 kV | Citipower | Summer | Non-coincident | 2033 | POE10 | NA | 296.061 | VIC Brunswick (CitiPower) 66 kV |  |  | FALSE | #N/A | #N/A | #N/A | #N/A | #N/A | #N/A | #N/A | #N/A | #N/A | #N/A
TRUE | VIC | BTS66C | Brunswick (CitiPower) 66 kV | Citipower | Summer | Coincident | 2034 | POE10 | NA | 204.3405 | VIC Brunswick (CitiPower) 66 kV |  |  | FALSE | #N/A | #N/A | #N/A | #N/A | #N/A | #N/A | #N/A | #N/A | #N/A | #N/A
TRUE | VIC | BTS66C | Brunswick (CitiPower) 66 kV | Citipower | Summer | Coincident | 2034 | POE50 | NA | 189.9764 | VIC Brunswick (CitiPower) 66 kV |  |  | FALSE | #N/A | #N/A | #N/A | #N/A | #N/A | #N/A | #N/A | #N/A | #N/A | #N/A
TRUE | VIC | BTS66C | Brunswick (CitiPower) 66 kV | Citipower | Summer | Non-coincident | 2034 | POE10 | NA | 296.6188 | VIC Brunswick (CitiPower) 66 kV |  |  | FALSE | #N/A | #N/A | #N/A | #N/A | #N/A | #N/A | #N/A | #N/A | #N/A | #N/A
TRUE | VIC | BTS66C | Brunswick (CitiPower) 66 kV | Citipower | Summer | Coincident | 2035 | POE10 | NA | 203.6011 | VIC Brunswick (CitiPower) 66 kV |  |  | FALSE | #N/A | #N/A | #N/A | #N/A | #N/A | #N/A | #N/A | #N/A | #N/A | #N/A
TRUE | VIC | BTS66C | Brunswick (CitiPower) 66 kV | Citipower | Summer | Coincident | 2035 | POE50 | NA | 189.2275 | VIC Brunswick (CitiPower) 66 kV |  |  | FALSE | #N/A | #N/A | #N/A | #N/A | #N/A | #N/A | #N/A | #N/A | #N/A | #N/A
TRUE | VIC | BTS66C | Brunswick (CitiPower) 66 kV | Citipower | Summer | Non-coincident | 2035 | POE10 | NA | 297.0725 | VIC Brunswick (CitiPower) 66 kV |  |  | FALSE | #N/A | #N/A | #N/A | #N/A | #N/A | #N/A | #N/A | #N/A | #N/A | #N/A
TRUE | VIC | BTS66C | Brunswick (CitiPower) 66 kV | Citipower | Winter | Coincident | 2018 | ACTUAL_OPG | NA | 107.4021 | VIC Brunswick (CitiPower) 66 kV |  |  | FALSE | #N/A | #N/A | #N/A | #N/A | #N/A | #N/A | #N/A | #N/A | #N/A | #N/A
TRUE | VIC | BTS66C | Brunswick (CitiPower) 66 kV | Citipower | Winter | Coincident | 2018 | ACTUAL_RAW | NA | 107.4021 | VIC Brunswick (CitiPower) 66 kV |  |  | FALSE | #N/A | #N/A | #N/A | #N/A | #N/A | #N/A | #N/A | #N/A | #N/A | #N/A
TRUE | VIC | BTS66C | Brunswick (CitiPower) 66 kV | Citipower | Winter | Non-coincident | 2018 | ACTUAL_RAW | NA | 120.3204 | VIC Brunswick (CitiPower) 66 kV |  |  | FALSE | #N/A | #N/A | #N/A | #N/A | #N/A | #N/A | #N/A | #N/A | #N/A | #N/A
TRUE | VIC | BTS66C | Brunswick (CitiPower) 66 kV | Citipower | Winter | Non-coincident | 2018 | ACTUAL_OPG | NA | 120.3204 | VIC Brunswick (CitiPower) 66 kV |  |  | FALSE | #N/A | #N/A | #N/A | #N/A | #N/A | #N/A | #N/A | #N/A | #N/A | #N/A
TRUE | VIC | BTS66C | Brunswick (CitiPower) 66 kV | Citipower | Winter | Non-coincident | 2018 | ACTUAL_ADJUSTEDOPG | NA | 120.3204 | VIC Brunswick (CitiPower) 66 kV |  |  | FALSE | #N/A | #N/A | #N/A | #N/A | #N/A | #N/A | #N/A | #N/A | #N/A | #N/A
TRUE | VIC | BTS66C | Brunswick (CitiPower) 66 kV | Citipower | Winter | Coincident | 2019 | ACTUAL_OPG | NA | 113.2945 | VIC Brunswick (CitiPower) 66 kV |  |  | FALSE | #N/A | #N/A | #N/A | #N/A | #N/A | #N/A | #N/A | #N/A | #N/A | #N/A
TRUE | VIC | BTS66C | Brunswick (CitiPower) 66 kV | Citipower | Winter | Coincident | 2019 | ACTUAL_RAW | NA | 113.2945 | VIC Brunswick (CitiPower) 66 kV |  |  | FALSE | #N/A | #N/A | #N/A | #N/A | #N/A | #N/A | #N/A | #N/A | #N/A | #N/A
TRUE | VIC | BTS66C | Brunswick (CitiPower) 66 kV | Citipower | Winter | Non-coincident | 2019 | ACTUAL_RAW | NA | 125.1448 | VIC Brunswick (CitiPower) 66 kV |  |  | FALSE | #N/A | #N/A | #N/A | #N/A | #N/A | #N/A | #N/A | #N/A | #N/A | #N/A
TRUE | VIC | BTS66C | Brunswick (CitiPower) 66 kV | Citipower | Winter | Non-coincident | 2019 | ACTUAL_OPG | NA | 125.1448 | VIC Brunswick (CitiPower) 66 kV |  |  | FALSE | #N/A | #N/A | #N/A | #N/A | #N/A | #N/A | #N/A | #N/A | #N/A | #N/A
TRUE | VIC | BTS66C | Brunswick (CitiPower) 66 kV | Citipower | Winter | Non-coincident | 2019 | ACTUAL_ADJUSTEDOPG | NA | 125.1448 | VIC Brunswick (CitiPower) 66 kV |  |  | FALSE | #N/A | #N/A | #N/A | #N/A | #N/A | #N/A | #N/A | #N/A | #N/A | #N/A
TRUE | VIC | BTS66C | Brunswick (CitiPower) 66 kV | Citipower | Winter | Coincident | 2020 | ACTUAL_OPG | NA | 95.792 | VIC Brunswick (CitiPower) 66 kV |  |  | FALSE | #N/A | #N/A | #N/A | #N/A | #N/A | #N/A | #N/A | #N/A | #N/A | #N/A
TRUE | VIC | BTS66C | Brunswick (CitiPower) 66 kV | Citipower | Winter | Coincident | 2020 | ACTUAL_RAW | NA | 95.792 | VIC Brunswick (CitiPower) 66 kV |  |  | FALSE | #N/A | #N/A | #N/A | #N/A | #N/A | #N/A | #N/A | #N/A | #N/A | #N/A
TRUE | VIC | BTS66C | Brunswick (CitiPower) 66 kV | Citipower | Winter | Non-coincident | 2020 | ACTUAL_RAW | NA | 104.0243 | VIC Brunswick (CitiPower) 66 kV |  |  | FALSE | #N/A | #N/A | #N/A | #N/A | #N/A | #N/A | #N/A | #N/A | #N/A | #N/A
TRUE | VIC | BTS66C | Brunswick (CitiPower) 66 kV | Citipower | Winter | Non-coincident | 2020 | ACTUAL_OPG | NA | 104.0243 | VIC Brunswick (CitiPower) 66 kV |  |  | FALSE | #N/A | #N/A | #N/A | #N/A | #N/A | #N/A | #N/A | #N/A | #N/A | #N/A
TRUE | VIC | BTS66C | Brunswick (CitiPower) 66 kV | Citipower | Winter | Non-coincident | 2020 | ACTUAL_ADJUSTEDOPG | NA | 104.0243 | VIC Brunswick (CitiPower) 66 kV |  |  | FALSE | #N/A | #N/A | #N/A | #N/A | #N/A | #N/A | #N/A | #N/A | #N/A | #N/A
TRUE | VIC | BTS66C | Brunswick (CitiPower) 66 kV | Citipower | Winter | Coincident | 2021 | ACTUAL_OPG | NA | 142.8374 | VIC Brunswick (CitiPower) 66 kV |  |  | FALSE | #N/A | #N/A | #N/A | #N/A | #N/A | #N/A | #N/A | #N/A | #N/A | #N/A
TRUE | VIC | BTS66C | Brunswick (CitiPower) 66 kV | Citipower | Winter | Coincident | 2021 | ACTUAL_RAW | NA | 142.8374 | VIC Brunswick (CitiPower) 66 kV |  |  | FALSE | #N/A | #N/A | #N/A | #N/A | #N/A | #N/A | #N/A | #N/A | #N/A | #N/A
TRUE | VIC | BTS66C | Brunswick (CitiPower) 66 kV | Citipower | Winter | Non-coincident | 2021 | ACTUAL_RAW | NA | 151.4167 | VIC Brunswick (CitiPower) 66 kV |  |  | FALSE | #N/A | #N/A | #N/A | #N/A | #N/A | #N/A | #N/A | #N/A | #N/A | #N/A
TRUE | VIC | BTS66C | Brunswick (CitiPower) 66 kV | Citipower | Winter | Non-coincident | 2021 | ACTUAL_OPG | NA | 151.4167 | VIC Brunswick (CitiPower) 66 kV |  |  | FALSE | #N/A | #N/A | #N/A | #N/A | #N/A | #N/A | #N/A | #N/A | #N/A | #N/A
TRUE | VIC | BTS66C | Brunswick (CitiPower) 66 kV | Citipower | Winter | Non-coincident | 2021 | ACTUAL_ADJUSTEDOPG | NA | 151.4167 | VIC Brunswick (CitiPower) 66 kV |  |  | FALSE | #N/A | #N/A | #N/A | #N/A | #N/A | #N/A | #N/A | #N/A | #N/A | #N/A
TRUE | VIC | BTS66C | Brunswick (CitiPower) 66 kV | Citipower | Winter | Coincident | 2022 | ACTUAL_OPG | NA | 179.4827 | VIC Brunswick (CitiPower) 66 kV |  |  | FALSE | #N/A | #N/A | #N/A | #N/A | #N/A | #N/A | #N/A | #N/A | #N/A | #N/A
TRUE | VIC | BTS66C | Brunswick (CitiPower) 66 kV | Citipower | Winter | Coincident | 2022 | ACTUAL_RAW | NA | 179.4827 | VIC Brunswick (CitiPower) 66 kV |  |  | FALSE | #N/A | #N/A | #N/A | #N/A | #N/A | #N/A | #N/A | #N/A | #N/A | #N/A
TRUE | VIC | BTS66C | Brunswick (CitiPower) 66 kV | Citipower | Winter | Non-coincident | 2022 | ACTUAL_RAW | NA | 271.359 | VIC Brunswick (CitiPower) 66 kV |  |  | FALSE | #N/A | #N/A | #N/A | #N/A | #N/A | #N/A | #N/A | #N/A | #N/A | #N/A
TRUE | VIC | BTS66C | Brunswick (CitiPower) 66 kV | Citipower | Winter | Non-coincident | 2022 | ACTUAL_OPG | NA | 271.359 | VIC Brunswick (CitiPower) 66 kV |  |  | FALSE | #N/A | #N/A | #N/A | #N/A | #N/A | #N/A | #N/A | #N/A | #N/A | #N/A
TRUE | VIC | BTS66C | Brunswick (CitiPower) 66 kV | Citipower | Winter | Non-coincident | 2022 | ACTUAL_ADJUSTEDOPG | NA | 271.359 | VIC Brunswick (CitiPower) 66 kV |  |  | FALSE | #N/A | #N/A | #N/A | #N/A | #N/A | #N/A | #N/A | #N/A | #N/A | #N/A
TRUE | VIC | BTS66C | Brunswick (CitiPower) 66 kV | Citipower | Winter | Coincident | 2023 | ACTUAL_OPG | NA | 187.232 | VIC Brunswick (CitiPower) 66 kV |  |  | FALSE | #N/A | #N/A | #N/A | #N/A | #N/A | #N/A | #N/A | #N/A | #N/A | #N/A
TRUE | VIC | BTS66C | Brunswick (CitiPower) 66 kV | Citipower | Winter | Coincident | 2023 | ACTUAL_RAW | NA | 187.232 | VIC Brunswick (CitiPower) 66 kV |  |  | FALSE | #N/A | #N/A | #N/A | #N/A | #N/A | #N/A | #N/A | #N/A | #N/A | #N/A
TRUE | VIC | BTS66C | Brunswick (CitiPower) 66 kV | Citipower | Winter | Non-coincident | 2023 | ACTUAL_RAW | NA | 203.9251 | VIC Brunswick (CitiPower) 66 kV |  |  | FALSE | #N/A | #N/A | #N/A | #N/A | #N/A | #N/A | #N/A | #N/A | #N/A | #N/A
TRUE | VIC | BTS66C | Brunswick (CitiPower) 66 kV | Citipower | Winter | Non-coincident | 2023 | ACTUAL_OPG | NA | 203.9251 | VIC Brunswick (CitiPower) 66 kV |  |  | FALSE | #N/A | #N/A | #N/A | #N/A | #N/A | #N/A | #N/A | #N/A | #N/A | #N/A
TRUE | VIC | BTS66C | Brunswick (CitiPower) 66 kV | Citipower | Winter | Non-coincident | 2023 | ACTUAL_ADJUSTEDOPG | NA | 203.9251 | VIC Brunswick (CitiPower) 66 kV |  |  | FALSE | #N/A | #N/A | #N/A | #N/A | #N/A | #N/A | #N/A | #N/A | #N/A | #N/A
TRUE | VIC | BTS66C | Brunswick (CitiPower) 66 kV | Citipower | Winter | Coincident | 2024 | ACTUAL_OPG | NA | 307.3529 | VIC Brunswick (CitiPower) 66 kV |  |  | FALSE | #N/A | #N/A | #N/A | #N/A | #N/A | #N/A | #N/A | #N/A | #N/A | #N/A
TRUE | VIC | BTS66C | Brunswick (CitiPower) 66 kV | Citipower | Winter | Coincident | 2024 | ACTUAL_RAW | NA | 307.3529 | VIC Brunswick (CitiPower) 66 kV |  |  | FALSE | #N/A | #N/A | #N/A | #N/A | #N/A | #N/A | #N/A | #N/A | #N/A | #N/A
TRUE | VIC | BTS66C | Brunswick (CitiPower) 66 kV | Citipower | Winter | Non-coincident | 2024 | ACTUAL_RAW | NA | 368.6219 | VIC Brunswick (CitiPower) 66 kV |  |  | FALSE | #N/A | #N/A | #N/A | #N/A | #N/A | #N/A | #N/A | #N/A | #N/A | #N/A
TRUE | VIC | BTS66C | Brunswick (CitiPower) 66 kV | Citipower | Winter | Non-coincident | 2024 | ACTUAL_OPG | NA | 368.6219 | VIC Brunswick (CitiPower) 66 kV |  |  | FALSE | #N/A | #N/A | #N/A | #N/A | #N/A | #N/A | #N/A | #N/A | #N/A | #N/A
TRUE | VIC | BTS66C | Brunswick (CitiPower) 66 kV | Citipower | Winter | Non-coincident | 2024 | ACTUAL_ADJUSTEDOPG | NA | 368.6219 | VIC Brunswick (CitiPower) 66 kV |  |  | FALSE | #N/A | #N/A | #N/A | #N/A | #N/A | #N/A | #N/A | #N/A | #N/A | #N/A
TRUE | VIC | BTS66C | Brunswick (CitiPower) 66 kV | Citipower | Winter | Coincident | 2025 | POE10 | NA | 227.2433 | VIC Brunswick (CitiPower) 66 kV |  |  | FALSE | #N/A | #N/A | #N/A | #N/A | #N/A | #N/A | #N/A | #N/A | #N/A | #N/A
TRUE | VIC | BTS66C | Brunswick (CitiPower) 66 kV | Citipower | Winter | Coincident | 2025 | POE50 | NA | 216.0122 | VIC Brunswick (CitiPower) 66 kV |  |  | FALSE | #N/A | #N/A | #N/A | #N/A | #N/A | #N/A | #N/A | #N/A | #N/A | #N/A
TRUE | VIC | BTS66C | Brunswick (CitiPower) 66 kV | Citipower | Winter | Non-coincident | 2025 | ACTUAL_RAW | NA | 267.8354 | VIC Brunswick (CitiPower) 66 kV |  |  | FALSE | #N/A | #N/A | #N/A | #N/A | #N/A | #N/A | #N/A | #N/A | #N/A | #N/A
TRUE | VIC | BTS66C | Brunswick (CitiPower) 66 kV | Citipower | Winter | Non-coincident | 2025 | ACTUAL_ADJUSTEDOPG | NA | 267.8354 | VIC Brunswick (CitiPower) 66 kV |  |  | FALSE | #N/A | #N/A | #N/A | #N/A | #N/A | #N/A | #N/A | #N/A | #N/A | #N/A
TRUE | VIC | BTS66C | Brunswick (CitiPower) 66 kV | Citipower | Winter | Non-coincident | 2025 | BASEYEARPOE50 | NA | 259.0379 | VIC Brunswick (CitiPower) 66 kV |  |  | FALSE | #N/A | #N/A | #N/A | #N/A | #N/A | #N/A | #N/A | #N/A | #N/A | #N/A
TRUE | VIC | BTS66C | Brunswick (CitiPower) 66 kV | Citipower | Winter | Non-coincident | 2025 | BASEYEARPOE10 | NA | 274.9061 | VIC Brunswick (CitiPower) 66 kV |  |  | FALSE | #N/A | #N/A | #N/A | #N/A | #N/A | #N/A | #N/A | #N/A | #N/A | #N/A
TRUE | VIC | BTS66C | Brunswick (CitiPower) 66 kV | Citipower | Winter | Non-coincident | 2025 | POE10 | NA | 280.0586 | VIC Brunswick (CitiPower) 66 kV |  |  | FALSE | #N/A | #N/A | #N/A | #N/A | #N/A | #N/A | #N/A | #N/A | #N/A | #N/A
TRUE | VIC | BTS66C | Brunswick (CitiPower) 66 kV | Citipower | Winter | Non-coincident | 2025 | POE50 | NA | 263.9503 | VIC Brunswick (CitiPower) 66 kV |  |  | FALSE | #N/A | #N/A | #N/A | #N/A | #N/A | #N/A | #N/A | #N/A | #N/A | #N/A
TRUE | VIC | BTS66C | Brunswick (CitiPower) 66 kV | Citipower | Winter | Coincident | 2026 | POE10 | NA | 227.9743 | VIC Brunswick (CitiPower) 66 kV |  |  | FALSE | #N/A | #N/A | #N/A | #N/A | #N/A | #N/A | #N/A | #N/A | #N/A | #N/A
TRUE | VIC | BTS66C | Brunswick (CitiPower) 66 kV | Citipower | Winter | Coincident | 2026 | POE50 | NA | 216.6875 | VIC Brunswick (CitiPower) 66 kV |  |  | FALSE | #N/A | #N/A | #N/A | #N/A | #N/A | #N/A | #N/A | #N/A | #N/A | #N/A
TRUE | VIC | BTS66C | Brunswick (CitiPower) 66 kV | Citipower | Winter | Non-coincident | 2026 | POE10 | NA | 291.6149 | VIC Brunswick (CitiPower) 66 kV |  |  | FALSE | #N/A | #N/A | #N/A | #N/A | #N/A | #N/A | #N/A | #N/A | #N/A | #N/A
TRUE | VIC | BTS66C | Brunswick (CitiPower) 66 kV | Citipower | Winter | Non-coincident | 2026 | POE50 | NA | 275.3319 | VIC Brunswick (CitiPower) 66 kV |  |  | FALSE | #N/A | #N/A | #N/A | #N/A | #N/A | #N/A | #N/A | #N/A | #N/A | #N/A
TRUE | VIC | BTS66C | Brunswick (CitiPower) 66 kV | Citipower | Winter | Coincident | 2027 | POE10 | NA | 222.2239 | VIC Brunswick (CitiPower) 66 kV |  |  | FALSE | #N/A | #N/A | #N/A | #N/A | #N/A | #N/A | #N/A | #N/A | #N/A | #N/A
TRUE | VIC | BTS66C | Brunswick (CitiPower) 66 kV | Citipower | Winter | Coincident | 2027 | POE50 | NA | 210.7307 | VIC Brunswick (CitiPower) 66 kV |  |  | FALSE | #N/A | #N/A | #N/A | #N/A | #N/A | #N/A | #N/A | #N/A | #N/A | #N/A
TRUE | VIC | BTS66C | Brunswick (CitiPower) 66 kV | Citipower | Winter | Non-coincident | 2027 | POE10 | NA | 295.0267 | VIC Brunswick (CitiPower) 66 kV |  |  | FALSE | #N/A | #N/A | #N/A | #N/A | #N/A | #N/A | #N/A | #N/A | #N/A | #N/A
TRUE | VIC | BTS66C | Brunswick (CitiPower) 66 kV | Citipower | Winter | Non-coincident | 2027 | POE50 | NA | 278.6178 | VIC Brunswick (CitiPower) 66 kV |  |  | FALSE | #N/A | #N/A | #N/A | #N/A | #N/A | #N/A | #N/A | #N/A | #N/A | #N/A
TRUE | VIC | BTS66C | Brunswick (CitiPower) 66 kV | Citipower | Winter | Coincident | 2028 | POE10 | NA | 220.0937 | VIC Brunswick (CitiPower) 66 kV |  |  | FALSE | #N/A | #N/A | #N/A | #N/A | #N/A | #N/A | #N/A | #N/A | #N/A | #N/A
TRUE | VIC | BTS66C | Brunswick (CitiPower) 66 kV | Citipower | Winter | Coincident | 2028 | POE50 | NA | 208.9028 | VIC Brunswick (CitiPower) 66 kV |  |  | FALSE | #N/A | #N/A | #N/A | #N/A | #N/A | #N/A | #N/A | #N/A | #N/A | #N/A
TRUE | VIC | BTS66C | Brunswick (CitiPower) 66 kV | Citipower | Winter | Non-coincident | 2028 | POE10 | NA | 297.9361 | VIC Brunswick (CitiPower) 66 kV |  |  | FALSE | #N/A | #N/A | #N/A | #N/A | #N/A | #N/A | #N/A | #N/A | #N/A | #N/A
TRUE | VIC | BTS66C | Brunswick (CitiPower) 66 kV | Citipower | Winter | Non-coincident | 2028 | POE50 | NA | 281.4016 | VIC Brunswick (CitiPower) 66 kV |  |  | FALSE | #N/A | #N/A | #N/A | #N/A | #N/A | #N/A | #N/A | #N/A | #N/A | #N/A
TRUE | VIC | BTS66C | Brunswick (CitiPower) 66 kV | Citipower | Winter | Coincident | 2029 | POE10 | NA | 219.6613 | VIC Brunswick (CitiPower) 66 kV |  |  | FALSE | #N/A | #N/A | #N/A | #N/A | #N/A | #N/A | #N/A | #N/A | #N/A | #N/A
TRUE | VIC | BTS66C | Brunswick (CitiPower) 66 kV | Citipower | Winter | Coincident | 2029 | POE50 | NA | 208.5975 | VIC Brunswick (CitiPower) 66 kV |  |  | FALSE | #N/A | #N/A | #N/A | #N/A | #N/A | #N/A | #N/A | #N/A | #N/A | #N/A
TRUE | VIC | BTS66C | Brunswick (CitiPower) 66 kV | Citipower | Winter | Non-coincident | 2029 | POE10 | NA | 301.0242 | VIC Brunswick (CitiPower) 66 kV |  |  | FALSE | #N/A | #N/A | #N/A | #N/A | #N/A | #N/A | #N/A | #N/A | #N/A | #N/A
TRUE | VIC | BTS66C | Brunswick (CitiPower) 66 kV | Citipower | Winter | Non-coincident | 2029 | POE50 | NA | 284.3639 | VIC Brunswick (CitiPower) 66 kV |  |  | FALSE | #N/A | #N/A | #N/A | #N/A | #N/A | #N/A | #N/A | #N/A | #N/A | #N/A
TRUE | VIC | BTS66C | Brunswick (CitiPower) 66 kV | Citipower | Winter | Coincident | 2030 | POE10 | NA | 218.9335 | VIC Brunswick (CitiPower) 66 kV |  |  | FALSE | #N/A | #N/A | #N/A | #N/A | #N/A | #N/A | #N/A | #N/A | #N/A | #N/A
TRUE | VIC | BTS66C | Brunswick (CitiPower) 66 kV | Citipower | Winter | Coincident | 2030 | POE50 | NA | 207.898 | VIC Brunswick (CitiPower) 66 kV |  |  | FALSE | #N/A | #N/A | #N/A | #N/A | #N/A | #N/A | #N/A | #N/A | #N/A | #N/A
TRUE | VIC | BTS66C | Brunswick (CitiPower) 66 kV | Citipower | Winter | Non-coincident | 2030 | POE10 | NA | 304.2356 | VIC Brunswick (CitiPower) 66 kV |  |  | FALSE | #N/A | #N/A | #N/A | #N/A | #N/A | #N/A | #N/A | #N/A | #N/A | #N/A
TRUE | VIC | BTS66C | Brunswick (CitiPower) 66 kV | Citipower | Winter | Non-coincident | 2030 | POE50 | NA | 287.4494 | VIC Brunswick (CitiPower) 66 kV |  |  | FALSE | #N/A | #N/A | #N/A | #N/A | #N/A | #N/A | #N/A | #N/A | #N/A | #N/A
TRUE | VIC | BTS66C | Brunswick (CitiPower) 66 kV | Citipower | Winter | Coincident | 2031 | POE10 | NA | 218.5464 | VIC Brunswick (CitiPower) 66 kV |  |  | FALSE | #N/A | #N/A | #N/A | #N/A | #N/A | #N/A | #N/A | #N/A | #N/A | #N/A
TRUE | VIC | BTS66C | Brunswick (CitiPower) 66 kV | Citipower | Winter | Coincident | 2031 | POE50 | NA | 207.5751 | VIC Brunswick (CitiPower) 66 kV |  |  | FALSE | #N/A | #N/A | #N/A | #N/A | #N/A | #N/A | #N/A | #N/A | #N/A | #N/A
TRUE | VIC | BTS66C | Brunswick (CitiPower) 66 kV | Citipower | Winter | Non-coincident | 2031 | POE10 | NA | 307.4757 | VIC Brunswick (CitiPower) 66 kV |  |  | FALSE | #N/A | #N/A | #N/A | #N/A | #N/A | #N/A | #N/A | #N/A | #N/A | #N/A
TRUE | VIC | BTS66C | Brunswick (CitiPower) 66 kV | Citipower | Winter | Non-coincident | 2031 | POE50 | NA | 290.5633 | VIC Brunswick (CitiPower) 66 kV |  |  | FALSE | #N/A | #N/A | #N/A | #N/A | #N/A | #N/A | #N/A | #N/A | #N/A | #N/A
TRUE | VIC | BTS66C | Brunswick (CitiPower) 66 kV | Citipower | Winter | Coincident | 2032 | POE10 | NA | 216.3885 | VIC Brunswick (CitiPower) 66 kV |  |  | FALSE | #N/A | #N/A | #N/A | #N/A | #N/A | #N/A | #N/A | #N/A | #N/A | #N/A
TRUE | VIC | BTS66C | Brunswick (CitiPower) 66 kV | Citipower | Winter | Coincident | 2032 | POE50 | NA | 205.1733 | VIC Brunswick (CitiPower) 66 kV |  |  | FALSE | #N/A | #N/A | #N/A | #N/A | #N/A | #N/A | #N/A | #N/A | #N/A | #N/A
TRUE | VIC | BTS66C | Brunswick (CitiPower) 66 kV | Citipower | Winter | Non-coincident | 2032 | POE10 | NA | 310.8108 | VIC Brunswick (CitiPower) 66 kV |  |  | FALSE | #N/A | #N/A | #N/A | #N/A | #N/A | #N/A | #N/A | #N/A | #N/A | #N/A
TRUE | VIC | BTS66C | Brunswick (CitiPower) 66 kV | Citipower | Winter | Non-coincident | 2032 | POE50 | NA | 293.7679 | VIC Brunswick (CitiPower) 66 kV |  |  | FALSE | #N/A | #N/A | #N/A | #N/A | #N/A | #N/A | #N/A | #N/A | #N/A | #N/A
TRUE | VIC | BTS66C | Brunswick (CitiPower) 66 kV | Citipower | Winter | Coincident | 2033 | POE10 | NA | 213.259 | VIC Brunswick (CitiPower) 66 kV |  |  | FALSE | #N/A | #N/A | #N/A | #N/A | #N/A | #N/A | #N/A | #N/A | #N/A | #N/A
TRUE | VIC | BTS66C | Brunswick (CitiPower) 66 kV | Citipower | Winter | Coincident | 2033 | POE50 | NA | 202.2646 | VIC Brunswick (CitiPower) 66 kV |  |  | FALSE | #N/A | #N/A | #N/A | #N/A | #N/A | #N/A | #N/A | #N/A | #N/A | #N/A
TRUE | VIC | BTS66C | Brunswick (CitiPower) 66 kV | Citipower | Winter | Non-coincident | 2033 | POE10 | NA | 314.1385 | VIC Brunswick (CitiPower) 66 kV |  |  | FALSE | #N/A | #N/A | #N/A | #N/A | #N/A | #N/A | #N/A | #N/A | #N/A | #N/A
TRUE | VIC | BTS66C | Brunswick (CitiPower) 66 kV | Citipower | Winter | Non-coincident | 2033 | POE50 | NA | 296.9651 | VIC Brunswick (CitiPower) 66 kV |  |  | FALSE | #N/A | #N/A | #N/A | #N/A | #N/A | #N/A | #N/A | #N/A | #N/A | #N/A
TRUE | VIC | BTS66C | Brunswick (CitiPower) 66 kV | Citipower | Winter | Coincident | 2034 | POE10 | NA | 213.9109 | VIC Brunswick (CitiPower) 66 kV |  |  | FALSE | #N/A | #N/A | #N/A | #N/A | #N/A | #N/A | #N/A | #N/A | #N/A | #N/A
TRUE | VIC | BTS66C | Brunswick (CitiPower) 66 kV | Citipower | Winter | Coincident | 2034 | POE50 | NA | 203.0264 | VIC Brunswick (CitiPower) 66 kV |  |  | FALSE | #N/A | #N/A | #N/A | #N/A | #N/A | #N/A | #N/A | #N/A | #N/A | #N/A
TRUE | VIC | BTS66C | Brunswick (CitiPower) 66 kV | Citipower | Winter | Non-coincident | 2034 | POE10 | NA | 317.4536 | VIC Brunswick (CitiPower) 66 kV |  |  | FALSE | #N/A | #N/A | #N/A | #N/A | #N/A | #N/A | #N/A | #N/A | #N/A | #N/A
TRUE | VIC | BTS66C | Brunswick (CitiPower) 66 kV | Citipower | Winter | Non-coincident | 2034 | POE50 | NA | 300.1497 | VIC Brunswick (CitiPower) 66 kV |  |  | FALSE | #N/A | #N/A | #N/A | #N/A | #N/A | #N/A | #N/A | #N/A | #N/A | #N/A
TRUE | VIC | CBTS66A | Cranbourne (AusNet) 66 kV | AusNet | Shoulder | Coincident | 2019 | ACTUAL_OPG | 67.0919 | NA | VIC Cranbourne (AusNet) 66 kV |  |  | FALSE | #N/A | #N/A | #N/A | #N/A | #N/A | #N/A | #N/A | #N/A | #N/A | #N/A
TRUE | VIC | CBTS66A | Cranbourne (AusNet) 66 kV | AusNet | Shoulder | Coincident | 2019 | ACTUAL_RAW | 67.0919 | NA | VIC Cranbourne (AusNet) 66 kV |  |  | FALSE | #N/A | #N/A | #N/A | #N/A | #N/A | #N/A | #N/A | #N/A | #N/A | #N/A
TRUE | VIC | CBTS66A | Cranbourne (AusNet) 66 kV | AusNet | Shoulder | Non-coincident | 2019 | ACTUAL_RAW | 46.4188 | NA | VIC Cranbourne (AusNet) 66 kV |  |  | FALSE | #N/A | #N/A | #N/A | #N/A | #N/A | #N/A | #N/A | #N/A | #N/A | #N/A
TRUE | VIC | CBTS66A | Cranbourne (AusNet) 66 kV | AusNet | Shoulder | Non-coincident | 2019 | ACTUAL_OPG | 46.4188 | NA | VIC Cranbourne (AusNet) 66 kV |  |  | FALSE | #N/A | #N/A | #N/A | #N/A | #N/A | #N/A | #N/A | #N/A | #N/A | #N/A
TRUE | VIC | CBTS66A | Cranbourne (AusNet) 66 kV | AusNet | Shoulder | Non-coincident | 2019 | ACTUAL_ADJUSTEDOPG | 46.4188 | NA | VIC Cranbourne (AusNet) 66 kV |  |  | FALSE | #N/A | #N/A | #N/A | #N/A | #N/A | #N/A | #N/A | #N/A | #N/A | #N/A
TRUE | VIC | CBTS66A | Cranbourne (AusNet) 66 kV | AusNet | Shoulder | Coincident | 2020 | ACTUAL_OPG | 53.551 | NA | VIC Cranbourne (AusNet) 66 kV |  |  | FALSE | #N/A | #N/A | #N/A | #N/A | #N/A | #N/A | #N/A | #N/A | #N/A | #N/A
TRUE | VIC | CBTS66A | Cranbourne (AusNet) 66 kV | AusNet | Shoulder | Coincident | 2020 | ACTUAL_RAW | 53.551 | NA | VIC Cranbourne (AusNet) 66 kV |  |  | FALSE | #N/A | #N/A | #N/A | #N/A | #N/A | #N/A | #N/A | #N/A | #N/A | #N/A
TRUE | VIC | CBTS66A | Cranbourne (AusNet) 66 kV | AusNet | Shoulder | Non-coincident | 2020 | ACTUAL_RAW | 32.0481 | NA | VIC Cranbourne (AusNet) 66 kV |  |  | FALSE | #N/A | #N/A | #N/A | #N/A | #N/A | #N/A | #N/A | #N/A | #N/A | #N/A
TRUE | VIC | CBTS66A | Cranbourne (AusNet) 66 kV | AusNet | Shoulder | Non-coincident | 2020 | ACTUAL_OPG | 32.0481 | NA | VIC Cranbourne (AusNet) 66 kV |  |  | FALSE | #N/A | #N/A | #N/A | #N/A | #N/A | #N/A | #N/A | #N/A | #N/A | #N/A
TRUE | VIC | CBTS66A | Cranbourne (AusNet) 66 kV | AusNet | Shoulder | Non-coincident | 2020 | ACTUAL_ADJUSTEDOPG | 32.0481 | NA | VIC Cranbourne (AusNet) 66 kV |  |  | FALSE | #N/A | #N/A | #N/A | #N/A | #N/A | #N/A | #N/A | #N/A | #N/A | #N/A
TRUE | VIC | CBTS66A | Cranbourne (AusNet) 66 kV | AusNet | Shoulder | Coincident | 2021 | ACTUAL_OPG | 43.7714 | NA | VIC Cranbourne (AusNet) 66 kV |  |  | FALSE | #N/A | #N/A | #N/A | #N/A | #N/A | #N/A | #N/A | #N/A | #N/A | #N/A
TRUE | VIC | CBTS66A | Cranbourne (AusNet) 66 kV | AusNet | Shoulder | Coincident | 2021 | ACTUAL_RAW | 43.7714 | NA | VIC Cranbourne (AusNet) 66 kV |  |  | FALSE | #N/A | #N/A | #N/A | #N/A | #N/A | #N/A | #N/A | #N/A | #N/A | #N/A
TRUE | VIC | CBTS66A | Cranbourne (AusNet) 66 kV | AusNet | Shoulder | Non-coincident | 2021 | ACTUAL_RAW | 13.4243 | NA | VIC Cranbourne (AusNet) 66 kV |  |  | FALSE | #N/A | #N/A | #N/A | #N/A | #N/A | #N/A | #N/A | #N/A | #N/A | #N/A
TRUE | VIC | CBTS66A | Cranbourne (AusNet) 66 kV | AusNet | Shoulder | Non-coincident | 2021 | ACTUAL_OPG | 13.4243 | NA | VIC Cranbourne (AusNet) 66 kV |  |  | FALSE | #N/A | #N/A | #N/A | #N/A | #N/A | #N/A | #N/A | #N/A | #N/A | #N/A
TRUE | VIC | CBTS66A | Cranbourne (AusNet) 66 kV | AusNet | Shoulder | Non-coincident | 2021 | ACTUAL_ADJUSTEDOPG | 13.4243 | NA | VIC Cranbourne (AusNet) 66 kV |  |  | FALSE | #N/A | #N/A | #N/A | #N/A | #N/A | #N/A | #N/A | #N/A | #N/A | #N/A
TRUE | VIC | CBTS66A | Cranbourne (AusNet) 66 kV | AusNet | Shoulder | Coincident | 2022 | ACTUAL_OPG | -28.0301 | NA | VIC Cranbourne (AusNet) 66 kV |  |  | FALSE | #N/A | #N/A | #N/A | #N/A | #N/A | #N/A | #N/A | #N/A | #N/A | #N/A
TRUE | VIC | CBTS66A | Cranbourne (AusNet) 66 kV | AusNet | Shoulder | Coincident | 2022 | ACTUAL_RAW | -28.0301 | NA | VIC Cranbourne (AusNet) 66 kV |  |  | FALSE | #N/A | #N/A | #N/A | #N/A | #N/A | #N/A | #N/A | #N/A | #N/A | #N/A
TRUE | VIC | CBTS66A | Cranbourne (AusNet) 66 kV | AusNet | Shoulder | Non-coincident | 2022 | ACTUAL_RAW | -29.033 | NA | VIC Cranbourne (AusNet) 66 kV |  |  | FALSE | #N/A | #N/A | #N/A | #N/A | #N/A | #N/A | #N/A | #N/A | #N/A | #N/A
TRUE | VIC | CBTS66A | Cranbourne (AusNet) 66 kV | AusNet | Shoulder | Non-coincident | 2022 | ACTUAL_OPG | -29.033 | NA | VIC Cranbourne (AusNet) 66 kV |  |  | FALSE | #N/A | #N/A | #N/A | #N/A | #N/A | #N/A | #N/A | #N/A | #N/A | #N/A
TRUE | VIC | CBTS66A | Cranbourne (AusNet) 66 kV | AusNet | Shoulder | Non-coincident | 2022 | ACTUAL_ADJUSTEDOPG | -29.033 | NA | VIC Cranbourne (AusNet) 66 kV |  |  | FALSE | #N/A | #N/A | #N/A | #N/A | #N/A | #N/A | #N/A | #N/A | #N/A | #N/A
TRUE | VIC | CBTS66A | Cranbourne (AusNet) 66 kV | AusNet | Shoulder | Coincident | 2023 | ACTUAL_OPG | -28.6149 | NA | VIC Cranbourne (AusNet) 66 kV |  |  | FALSE | #N/A | #N/A | #N/A | #N/A | #N/A | #N/A | #N/A | #N/A | #N/A | #N/A
TRUE | VIC | CBTS66A | Cranbourne (AusNet) 66 kV | AusNet | Shoulder | Coincident | 2023 | ACTUAL_RAW | -28.6149 | NA | VIC Cranbourne (AusNet) 66 kV |  |  | FALSE | #N/A | #N/A | #N/A | #N/A | #N/A | #N/A | #N/A | #N/A | #N/A | #N/A
TRUE | VIC | CBTS66A | Cranbourne (AusNet) 66 kV | AusNet | Shoulder | Non-coincident | 2023 | ACTUAL_RAW | -31.6933 | NA | VIC Cranbourne (AusNet) 66 kV |  |  | FALSE | #N/A | #N/A | #N/A | #N/A | #N/A | #N/A | #N/A | #N/A | #N/A | #N/A
TRUE | VIC | CBTS66A | Cranbourne (AusNet) 66 kV | AusNet | Shoulder | Non-coincident | 2023 | ACTUAL_OPG | -31.6933 | NA | VIC Cranbourne (AusNet) 66 kV |  |  | FALSE | #N/A | #N/A | #N/A | #N/A | #N/A | #N/A | #N/A | #N/A | #N/A | #N/A
TRUE | VIC | CBTS66A | Cranbourne (AusNet) 66 kV | AusNet | Shoulder | Non-coincident | 2023 | ACTUAL_ADJUSTEDOPG | -31.6933 | NA | VIC Cranbourne (AusNet) 66 kV |  |  | FALSE | #N/A | #N/A | #N/A | #N/A | #N/A | #N/A | #N/A | #N/A | #N/A | #N/A
TRUE | VIC | CBTS66A | Cranbourne (AusNet) 66 kV | AusNet | Shoulder | Coincident | 2024 | ACTUAL_OPG | -60.3114 | NA | VIC Cranbourne (AusNet) 66 kV |  |  | FALSE | #N/A | #N/A | #N/A | #N/A | #N/A | #N/A | #N/A | #N/A | #N/A | #N/A
TRUE | VIC | CBTS66A | Cranbourne (AusNet) 66 kV | AusNet | Shoulder | Coincident | 2024 | ACTUAL_RAW | -60.3114 | NA | VIC Cranbourne (AusNet) 66 kV |  |  | FALSE | #N/A | #N/A | #N/A | #N/A | #N/A | #N/A | #N/A | #N/A | #N/A | #N/A
TRUE | VIC | CBTS66A | Cranbourne (AusNet) 66 kV | AusNet | Shoulder | Non-coincident | 2024 | ACTUAL_RAW | -60.7707 | NA | VIC Cranbourne (AusNet) 66 kV |  |  | FALSE | #N/A | #N/A | #N/A | #N/A | #N/A | #N/A | #N/A | #N/A | #N/A | #N/A
TRUE | VIC | CBTS66A | Cranbourne (AusNet) 66 kV | AusNet | Shoulder | Non-coincident | 2024 | ACTUAL_OPG | -60.7707 | NA | VIC Cranbourne (AusNet) 66 kV |  |  | FALSE | #N/A | #N/A | #N/A | #N/A | #N/A | #N/A | #N/A | #N/A | #N/A | #N/A
TRUE | VIC | CBTS66A | Cranbourne (AusNet) 66 kV | AusNet | Shoulder | Non-coincident | 2024 | ACTUAL_ADJUSTEDOPG | -60.7707 | NA | VIC Cranbourne (AusNet) 66 kV |  |  | FALSE | #N/A | #N/A | #N/A | #N/A | #N/A | #N/A | #N/A | #N/A | #N/A | #N/A
TRUE | VIC | CBTS66A | Cranbourne (AusNet) 66 kV | AusNet | Shoulder | Coincident | 2025 | ACTUAL_OPG | -84.7467 | NA | VIC Cranbourne (AusNet) 66 kV |  |  | FALSE | #N/A | #N/A | #N/A | #N/A | #N/A | #N/A | #N/A | #N/A | #N/A | #N/A
TRUE | VIC | CBTS66A | Cranbourne (AusNet) 66 kV | AusNet | Shoulder | Coincident | 2025 | ACTUAL_RAW | -84.7467 | NA | VIC Cranbourne (AusNet) 66 kV |  |  | FALSE | #N/A | #N/A | #N/A | #N/A | #N/A | #N/A | #N/A | #N/A | #N/A | #N/A
TRUE | VIC | CBTS66A | Cranbourne (AusNet) 66 kV | AusNet | Shoulder | Non-coincident | 2025 | ACTUAL_RAW | -84.7467 | NA | VIC Cranbourne (AusNet) 66 kV |  |  | FALSE | #N/A | #N/A | #N/A | #N/A | #N/A | #N/A | #N/A | #N/A | #N/A | #N/A
TRUE | VIC | CBTS66A | Cranbourne (AusNet) 66 kV | AusNet | Shoulder | Non-coincident | 2025 | ACTUAL_OPG | -84.7467 | NA | VIC Cranbourne (AusNet) 66 kV |  |  | FALSE | #N/A | #N/A | #N/A | #N/A | #N/A | #N/A | #N/A | #N/A | #N/A | #N/A
TRUE | VIC | CBTS66A | Cranbourne (AusNet) 66 kV | AusNet | Shoulder | Non-coincident | 2025 | ACTUAL_ADJUSTEDOPG | -84.7467 | NA | VIC Cranbourne (AusNet) 66 kV |  |  | FALSE | #N/A | #N/A | #N/A | #N/A | #N/A | #N/A | #N/A | #N/A | #N/A | #N/A
TRUE | VIC | CBTS66A | Cranbourne (AusNet) 66 kV | AusNet | Shoulder | Non-coincident | 2025 | BASEYEARPOE90 | -131.7109 | NA | VIC Cranbourne (AusNet) 66 kV |  |  | FALSE | #N/A | #N/A | #N/A | #N/A | #N/A | #N/A | #N/A | #N/A | #N/A | #N/A
TRUE | VIC | CBTS66A | Cranbourne (AusNet) 66 kV | AusNet | Shoulder | Non-coincident | 2025 | BASEYEARPOE50 | -122.4346 | NA | VIC Cranbourne (AusNet) 66 kV |  |  | FALSE | #N/A | #N/A | #N/A | #N/A | #N/A | #N/A | #N/A | #N/A | #N/A | #N/A
TRUE | VIC | CBTS66A | Cranbourne (AusNet) 66 kV | AusNet | Shoulder | Coincident_unreconciled | 2026 | POE50 | -80 | NA | VIC Cranbourne (AusNet) 66 kV |  |  | FALSE | #N/A | #N/A | #N/A | #N/A | #N/A | #N/A | #N/A | #N/A | #N/A | #N/A
TRUE | VIC | CBTS66A | Cranbourne (AusNet) 66 kV | AusNet | Shoulder | Coincident_unreconciled | 2026 | POE90 | -84.9931 | NA | VIC Cranbourne (AusNet) 66 kV |  |  | FALSE | #N/A | #N/A | #N/A | #N/A | #N/A | #N/A | #N/A | #N/A | #N/A | #N/A
TRUE | VIC | CBTS66A | Cranbourne (AusNet) 66 kV | AusNet | Shoulder | Non-coincident | 2026 | POE50 | -150.7308 | NA | VIC Cranbourne (AusNet) 66 kV |  |  | FALSE | #N/A | #N/A | #N/A | #N/A | #N/A | #N/A | #N/A | #N/A | #N/A | #N/A
TRUE | VIC | CBTS66A | Cranbourne (AusNet) 66 kV | AusNet | Shoulder | Non-coincident | 2026 | POE90 | -155.7429 | NA | VIC Cranbourne (AusNet) 66 kV |  |  | FALSE | #N/A | #N/A | #N/A | #N/A | #N/A | #N/A | #N/A | #N/A | #N/A | #N/A
TRUE | VIC | CBTS66A | Cranbourne (AusNet) 66 kV | AusNet | Shoulder | Coincident_unreconciled | 2027 | POE50 | -106.5292 | NA | VIC Cranbourne (AusNet) 66 kV |  |  | FALSE | #N/A | #N/A | #N/A | #N/A | #N/A | #N/A | #N/A | #N/A | #N/A | #N/A
TRUE | VIC | CBTS66A | Cranbourne (AusNet) 66 kV | AusNet | Shoulder | Coincident_unreconciled | 2027 | POE90 | -111.5681 | NA | VIC Cranbourne (AusNet) 66 kV |  |  | FALSE | #N/A | #N/A | #N/A | #N/A | #N/A | #N/A | #N/A | #N/A | #N/A | #N/A
TRUE | VIC | CBTS66A | Cranbourne (AusNet) 66 kV | AusNet | Shoulder | Non-coincident | 2027 | POE50 | -177.3606 | NA | VIC Cranbourne (AusNet) 66 kV |  |  | FALSE | #N/A | #N/A | #N/A | #N/A | #N/A | #N/A | #N/A | #N/A | #N/A | #N/A
TRUE | VIC | CBTS66A | Cranbourne (AusNet) 66 kV | AusNet | Shoulder | Non-coincident | 2027 | POE90 | -182.4187 | NA | VIC Cranbourne (AusNet) 66 kV |  |  | FALSE | #N/A | #N/A | #N/A | #N/A | #N/A | #N/A | #N/A | #N/A | #N/A | #N/A
TRUE | VIC | CBTS66A | Cranbourne (AusNet) 66 kV | AusNet | Shoulder | Coincident_unreconciled | 2028 | POE50 | -132.8788 | NA | VIC Cranbourne (AusNet) 66 kV |  |  | FALSE | #N/A | #N/A | #N/A | #N/A | #N/A | #N/A | #N/A | #N/A | #N/A | #N/A
TRUE | VIC | CBTS66A | Cranbourne (AusNet) 66 kV | AusNet | Shoulder | Coincident_unreconciled | 2028 | POE90 | -137.963 | NA | VIC Cranbourne (AusNet) 66 kV |  |  | FALSE | #N/A | #N/A | #N/A | #N/A | #N/A | #N/A | #N/A | #N/A | #N/A | #N/A
TRUE | VIC | CBTS66A | Cranbourne (AusNet) 66 kV | AusNet | Shoulder | Non-coincident | 2028 | POE50 | -203.8102 | NA | VIC Cranbourne (AusNet) 66 kV |  |  | FALSE | #N/A | #N/A | #N/A | #N/A | #N/A | #N/A | #N/A | #N/A | #N/A | #N/A
TRUE | VIC | CBTS66A | Cranbourne (AusNet) 66 kV | AusNet | Shoulder | Non-coincident | 2028 | POE90 | -208.9136 | NA | VIC Cranbourne (AusNet) 66 kV |  |  | FALSE | #N/A | #N/A | #N/A | #N/A | #N/A | #N/A | #N/A | #N/A | #N/A | #N/A
TRUE | VIC | CBTS66A | Cranbourne (AusNet) 66 kV | AusNet | Shoulder | Coincident_unreconciled | 2029 | POE50 | -158.4176 | NA | VIC Cranbourne (AusNet) 66 kV |  |  | FALSE | #N/A | #N/A | #N/A | #N/A | #N/A | #N/A | #N/A | #N/A | #N/A | #N/A
TRUE | VIC | CBTS66A | Cranbourne (AusNet) 66 kV | AusNet | Shoulder | Coincident_unreconciled | 2029 | POE90 | -163.547 | NA | VIC Cranbourne (AusNet) 66 kV |  |  | FALSE | #N/A | #N/A | #N/A | #N/A | #N/A | #N/A | #N/A | #N/A | #N/A | #N/A
TRUE | VIC | CBTS66A | Cranbourne (AusNet) 66 kV | AusNet | Shoulder | Non-coincident | 2029 | POE50 | -229.4458 | NA | VIC Cranbourne (AusNet) 66 kV |  |  | FALSE | #N/A | #N/A | #N/A | #N/A | #N/A | #N/A | #N/A | #N/A | #N/A | #N/A
TRUE | VIC | CBTS66A | Cranbourne (AusNet) 66 kV | AusNet | Shoulder | Non-coincident | 2029 | POE90 | -234.5946 | NA | VIC Cranbourne (AusNet) 66 kV |  |  | FALSE | #N/A | #N/A | #N/A | #N/A | #N/A | #N/A | #N/A | #N/A | #N/A | #N/A
TRUE | VIC | CBTS66A | Cranbourne (AusNet) 66 kV | AusNet | Shoulder | Coincident_unreconciled | 2030 | POE50 | -183.2438 | NA | VIC Cranbourne (AusNet) 66 kV |  |  | FALSE | #N/A | #N/A | #N/A | #N/A | #N/A | #N/A | #N/A | #N/A | #N/A | #N/A
TRUE | VIC | CBTS66A | Cranbourne (AusNet) 66 kV | AusNet | Shoulder | Coincident_unreconciled | 2030 | POE90 | -188.4184 | NA | VIC Cranbourne (AusNet) 66 kV |  |  | FALSE | #N/A | #N/A | #N/A | #N/A | #N/A | #N/A | #N/A | #N/A | #N/A | #N/A
TRUE | VIC | CBTS66A | Cranbourne (AusNet) 66 kV | AusNet | Shoulder | Non-coincident | 2030 | POE50 | -254.3662 | NA | VIC Cranbourne (AusNet) 66 kV |  |  | FALSE | #N/A | #N/A | #N/A | #N/A | #N/A | #N/A | #N/A | #N/A | #N/A | #N/A
TRUE | VIC | CBTS66A | Cranbourne (AusNet) 66 kV | AusNet | Shoulder | Non-coincident | 2030 | POE90 | -259.5604 | NA | VIC Cranbourne (AusNet) 66 kV |  |  | FALSE | #N/A | #N/A | #N/A | #N/A | #N/A | #N/A | #N/A | #N/A | #N/A | #N/A
TRUE | VIC | CBTS66A | Cranbourne (AusNet) 66 kV | AusNet | Shoulder | Coincident_unreconciled | 2031 | POE50 | -207.5147 | NA | VIC Cranbourne (AusNet) 66 kV |  |  | FALSE | #N/A | #N/A | #N/A | #N/A | #N/A | #N/A | #N/A | #N/A | #N/A | #N/A
TRUE | VIC | CBTS66A | Cranbourne (AusNet) 66 kV | AusNet | Shoulder | Coincident_unreconciled | 2031 | POE90 | -212.7345 | NA | VIC Cranbourne (AusNet) 66 kV |  |  | FALSE | #N/A | #N/A | #N/A | #N/A | #N/A | #N/A | #N/A | #N/A | #N/A | #N/A
TRUE | VIC | CBTS66A | Cranbourne (AusNet) 66 kV | AusNet | Shoulder | Non-coincident | 2031 | POE50 | -278.7292 | NA | VIC Cranbourne (AusNet) 66 kV |  |  | FALSE | #N/A | #N/A | #N/A | #N/A | #N/A | #N/A | #N/A | #N/A | #N/A | #N/A
TRUE | VIC | CBTS66A | Cranbourne (AusNet) 66 kV | AusNet | Shoulder | Non-coincident | 2031 | POE90 | -283.9688 | NA | VIC Cranbourne (AusNet) 66 kV |  |  | FALSE | #N/A | #N/A | #N/A | #N/A | #N/A | #N/A | #N/A | #N/A | #N/A | #N/A
TRUE | VIC | CBTS66A | Cranbourne (AusNet) 66 kV | AusNet | Shoulder | Coincident_unreconciled | 2032 | POE50 | -226.6009 | NA | VIC Cranbourne (AusNet) 66 kV |  |  | FALSE | #N/A | #N/A | #N/A | #N/A | #N/A | #N/A | #N/A | #N/A | #N/A | #N/A
TRUE | VIC | CBTS66A | Cranbourne (AusNet) 66 kV | AusNet | Shoulder | Coincident_unreconciled | 2032 | POE90 | -231.8619 | NA | VIC Cranbourne (AusNet) 66 kV |  |  | FALSE | #N/A | #N/A | #N/A | #N/A | #N/A | #N/A | #N/A | #N/A | #N/A | #N/A
TRUE | VIC | CBTS66A | Cranbourne (AusNet) 66 kV | AusNet | Shoulder | Non-coincident | 2032 | POE50 | -297.8877 | NA | VIC Cranbourne (AusNet) 66 kV |  |  | FALSE | #N/A | #N/A | #N/A | #N/A | #N/A | #N/A | #N/A | #N/A | #N/A | #N/A
TRUE | VIC | CBTS66A | Cranbourne (AusNet) 66 kV | AusNet | Shoulder | Non-coincident | 2032 | POE90 | -303.1686 | NA | VIC Cranbourne (AusNet) 66 kV |  |  | FALSE | #N/A | #N/A | #N/A | #N/A | #N/A | #N/A | #N/A | #N/A | #N/A | #N/A
TRUE | VIC | CBTS66A | Cranbourne (AusNet) 66 kV | AusNet | Shoulder | Coincident_unreconciled | 2033 | POE50 | -241.4761 | NA | VIC Cranbourne (AusNet) 66 kV |  |  | FALSE | #N/A | #N/A | #N/A | #N/A | #N/A | #N/A | #N/A | #N/A | #N/A | #N/A
TRUE | VIC | CBTS66A | Cranbourne (AusNet) 66 kV | AusNet | Shoulder | Coincident_unreconciled | 2033 | POE90 | -246.7754 | NA | VIC Cranbourne (AusNet) 66 kV |  |  | FALSE | #N/A | #N/A | #N/A | #N/A | #N/A | #N/A | #N/A | #N/A | #N/A | #N/A
TRUE | VIC | CBTS66A | Cranbourne (AusNet) 66 kV | AusNet | Shoulder | Non-coincident | 2033 | POE50 | -312.8193 | NA | VIC Cranbourne (AusNet) 66 kV |  |  | FALSE | #N/A | #N/A | #N/A | #N/A | #N/A | #N/A | #N/A | #N/A | #N/A | #N/A
TRUE | VIC | CBTS66A | Cranbourne (AusNet) 66 kV | AusNet | Shoulder | Non-coincident | 2033 | POE90 | -318.1388 | NA | VIC Cranbourne (AusNet) 66 kV |  |  | FALSE | #N/A | #N/A | #N/A | #N/A | #N/A | #N/A | #N/A | #N/A | #N/A | #N/A
TRUE | VIC | CBTS66A | Cranbourne (AusNet) 66 kV | AusNet | Shoulder | Coincident_unreconciled | 2034 | POE50 | -255.2211 | NA | VIC Cranbourne (AusNet) 66 kV |  |  | FALSE | #N/A | #N/A | #N/A | #N/A | #N/A | #N/A | #N/A | #N/A | #N/A | #N/A
TRUE | VIC | CBTS66A | Cranbourne (AusNet) 66 kV | AusNet | Shoulder | Coincident_unreconciled | 2034 | POE90 | -260.5587 | NA | VIC Cranbourne (AusNet) 66 kV |  |  | FALSE | #N/A | #N/A | #N/A | #N/A | #N/A | #N/A | #N/A | #N/A | #N/A | #N/A
TRUE | VIC | CBTS66A | Cranbourne (AusNet) 66 kV | AusNet | Shoulder | Non-coincident | 2034 | POE50 | -326.6164 | NA | VIC Cranbourne (AusNet) 66 kV |  |  | FALSE | #N/A | #N/A | #N/A | #N/A | #N/A | #N/A | #N/A | #N/A | #N/A | #N/A
TRUE | VIC | CBTS66A | Cranbourne (AusNet) 66 kV | AusNet | Shoulder | Non-coincident | 2034 | POE90 | -331.9743 | NA | VIC Cranbourne (AusNet) 66 kV |  |  | FALSE | #N/A | #N/A | #N/A | #N/A | #N/A | #N/A | #N/A | #N/A | #N/A | #N/A
TRUE | VIC | CBTS66A | Cranbourne (AusNet) 66 kV | AusNet | Shoulder | Coincident_unreconciled | 2035 | POE50 | -269.8468 | NA | VIC Cranbourne (AusNet) 66 kV |  |  | FALSE | #N/A | #N/A | #N/A | #N/A | #N/A | #N/A | #N/A | #N/A | #N/A | #N/A
TRUE | VIC | CBTS66A | Cranbourne (AusNet) 66 kV | AusNet | Shoulder | Coincident_unreconciled | 2035 | POE90 | -275.2228 | NA | VIC Cranbourne (AusNet) 66 kV |  |  | FALSE | #N/A | #N/A | #N/A | #N/A | #N/A | #N/A | #N/A | #N/A | #N/A | #N/A
TRUE | VIC | CBTS66A | Cranbourne (AusNet) 66 kV | AusNet | Shoulder | Non-coincident | 2035 | POE50 | -341.2976 | NA | VIC Cranbourne (AusNet) 66 kV |  |  | FALSE | #N/A | #N/A | #N/A | #N/A | #N/A | #N/A | #N/A | #N/A | #N/A | #N/A
TRUE | VIC | CBTS66A | Cranbourne (AusNet) 66 kV | AusNet | Shoulder | Non-coincident | 2035 | POE90 | -346.694 | NA | VIC Cranbourne (AusNet) 66 kV |  |  | FALSE | #N/A | #N/A | #N/A | #N/A | #N/A | #N/A | #N/A | #N/A | #N/A | #N/A
TRUE | VIC | CBTS66A | Cranbourne (AusNet) 66 kV | AusNet | Summer | Coincident | 2019 | ACTUAL_OPG | 66.3728 | 257.4366 | VIC Cranbourne (AusNet) 66 kV |  |  | FALSE | #N/A | #N/A | #N/A | #N/A | #N/A | #N/A | #N/A | #N/A | #N/A | #N/A
TRUE | VIC | CBTS66A | Cranbourne (AusNet) 66 kV | AusNet | Summer | Coincident | 2019 | ACTUAL_RAW | 66.3728 | 257.4366 | VIC Cranbourne (AusNet) 66 kV |  |  | FALSE | #N/A | #N/A | #N/A | #N/A | #N/A | #N/A | #N/A | #N/A | #N/A | #N/A
TRUE | VIC | CBTS66A | Cranbourne (AusNet) 66 kV | AusNet | Summer | Non-coincident | 2019 | ACTUAL_RAW | 46.3159 | 282.7894 | VIC Cranbourne (AusNet) 66 kV |  |  | FALSE | #N/A | #N/A | #N/A | #N/A | #N/A | #N/A | #N/A | #N/A | #N/A | #N/A
TRUE | VIC | CBTS66A | Cranbourne (AusNet) 66 kV | AusNet | Summer | Non-coincident | 2019 | ACTUAL_OPG | 46.3159 | 282.7894 | VIC Cranbourne (AusNet) 66 kV |  |  | FALSE | #N/A | #N/A | #N/A | #N/A | #N/A | #N/A | #N/A | #N/A | #N/A | #N/A
TRUE | VIC | CBTS66A | Cranbourne (AusNet) 66 kV | AusNet | Summer | Non-coincident | 2019 | ACTUAL_ADJUSTEDOPG | 46.3159 | 282.7894 | VIC Cranbourne (AusNet) 66 kV |  |  | FALSE | #N/A | #N/A | #N/A | #N/A | #N/A | #N/A | #N/A | #N/A | #N/A | #N/A
TRUE | VIC | CBTS66A | Cranbourne (AusNet) 66 kV | AusNet | Summer | Coincident | 2020 | ACTUAL_OPG | 23.2054 | 288.8358 | VIC Cranbourne (AusNet) 66 kV |  |  | FALSE | #N/A | #N/A | #N/A | #N/A | #N/A | #N/A | #N/A | #N/A | #N/A | #N/A
TRUE | VIC | CBTS66A | Cranbourne (AusNet) 66 kV | AusNet | Summer | Coincident | 2020 | ACTUAL_RAW | 23.2054 | 288.8358 | VIC Cranbourne (AusNet) 66 kV |  |  | FALSE | #N/A | #N/A | #N/A | #N/A | #N/A | #N/A | #N/A | #N/A | #N/A | #N/A
TRUE | VIC | CBTS66A | Cranbourne (AusNet) 66 kV | AusNet | Summer | Non-coincident | 2020 | ACTUAL_RAW | 20.7578 | 305.7336 | VIC Cranbourne (AusNet) 66 kV |  |  | FALSE | #N/A | #N/A | #N/A | #N/A | #N/A | #N/A | #N/A | #N/A | #N/A | #N/A
TRUE | VIC | CBTS66A | Cranbourne (AusNet) 66 kV | AusNet | Summer | Non-coincident | 2020 | ACTUAL_OPG | 20.7578 | 305.7336 | VIC Cranbourne (AusNet) 66 kV |  |  | FALSE | #N/A | #N/A | #N/A | #N/A | #N/A | #N/A | #N/A | #N/A | #N/A | #N/A
TRUE | VIC | CBTS66A | Cranbourne (AusNet) 66 kV | AusNet | Summer | Non-coincident | 2020 | ACTUAL_ADJUSTEDOPG | 20.7578 | 305.7336 | VIC Cranbourne (AusNet) 66 kV |  |  | FALSE | #N/A | #N/A | #N/A | #N/A | #N/A | #N/A | #N/A | #N/A | #N/A | #N/A
TRUE | VIC | CBTS66A | Cranbourne (AusNet) 66 kV | AusNet | Summer | Coincident | 2021 | ACTUAL_OPG | -12.5021 | 240.1509 | VIC Cranbourne (AusNet) 66 kV |  |  | FALSE | #N/A | #N/A | #N/A | #N/A | #N/A | #N/A | #N/A | #N/A | #N/A | #N/A
TRUE | VIC | CBTS66A | Cranbourne (AusNet) 66 kV | AusNet | Summer | Coincident | 2021 | ACTUAL_RAW | -12.5021 | 240.1509 | VIC Cranbourne (AusNet) 66 kV |  |  | FALSE | #N/A | #N/A | #N/A | #N/A | #N/A | #N/A | #N/A | #N/A | #N/A | #N/A
TRUE | VIC | CBTS66A | Cranbourne (AusNet) 66 kV | AusNet | Summer | Non-coincident | 2021 | ACTUAL_RAW | -12.671 | 265.5985 | VIC Cranbourne (AusNet) 66 kV |  |  | FALSE | #N/A | #N/A | #N/A | #N/A | #N/A | #N/A | #N/A | #N/A | #N/A | #N/A
TRUE | VIC | CBTS66A | Cranbourne (AusNet) 66 kV | AusNet | Summer | Non-coincident | 2021 | ACTUAL_OPG | -12.671 | 265.5985 | VIC Cranbourne (AusNet) 66 kV |  |  | FALSE | #N/A | #N/A | #N/A | #N/A | #N/A | #N/A | #N/A | #N/A | #N/A | #N/A
TRUE | VIC | CBTS66A | Cranbourne (AusNet) 66 kV | AusNet | Summer | Non-coincident | 2021 | ACTUAL_ADJUSTEDOPG | -12.671 | 265.5985 | VIC Cranbourne (AusNet) 66 kV |  |  | FALSE | #N/A | #N/A | #N/A | #N/A | #N/A | #N/A | #N/A | #N/A | #N/A | #N/A
TRUE | VIC | CBTS66A | Cranbourne (AusNet) 66 kV | AusNet | Summer | Coincident | 2022 | ACTUAL_OPG | -31.7894 | 255.2534 | VIC Cranbourne (AusNet) 66 kV |  |  | FALSE | #N/A | #N/A | #N/A | #N/A | #N/A | #N/A | #N/A | #N/A | #N/A | #N/A
TRUE | VIC | CBTS66A | Cranbourne (AusNet) 66 kV | AusNet | Summer | Coincident | 2022 | ACTUAL_RAW | -31.7894 | 255.2534 | VIC Cranbourne (AusNet) 66 kV |  |  | FALSE | #N/A | #N/A | #N/A | #N/A | #N/A | #N/A | #N/A | #N/A | #N/A | #N/A
TRUE | VIC | CBTS66A | Cranbourne (AusNet) 66 kV | AusNet | Summer | Non-coincident | 2022 | ACTUAL_RAW | -31.7894 | 277.7293 | VIC Cranbourne (AusNet) 66 kV |  |  | FALSE | #N/A | #N/A | #N/A | #N/A | #N/A | #N/A | #N/A | #N/A | #N/A | #N/A
TRUE | VIC | CBTS66A | Cranbourne (AusNet) 66 kV | AusNet | Summer | Non-coincident | 2022 | ACTUAL_OPG | -31.7894 | 277.7293 | VIC Cranbourne (AusNet) 66 kV |  |  | FALSE | #N/A | #N/A | #N/A | #N/A | #N/A | #N/A | #N/A | #N/A | #N/A | #N/A
TRUE | VIC | CBTS66A | Cranbourne (AusNet) 66 kV | AusNet | Summer | Non-coincident | 2022 | ACTUAL_ADJUSTEDOPG | -31.7894 | 277.7293 | VIC Cranbourne (AusNet) 66 kV |  |  | FALSE | #N/A | #N/A | #N/A | #N/A | #N/A | #N/A | #N/A | #N/A | #N/A | #N/A
TRUE | VIC | CBTS66A | Cranbourne (AusNet) 66 kV | AusNet | Summer | Coincident | 2023 | ACTUAL_OPG | -48.444 | 259.5277 | VIC Cranbourne (AusNet) 66 kV |  |  | FALSE | #N/A | #N/A | #N/A | #N/A | #N/A | #N/A | #N/A | #N/A | #N/A | #N/A
TRUE | VIC | CBTS66A | Cranbourne (AusNet) 66 kV | AusNet | Summer | Coincident | 2023 | ACTUAL_RAW | -48.444 | 259.5277 | VIC Cranbourne (AusNet) 66 kV |  |  | FALSE | #N/A | #N/A | #N/A | #N/A | #N/A | #N/A | #N/A | #N/A | #N/A | #N/A
TRUE | VIC | CBTS66A | Cranbourne (AusNet) 66 kV | AusNet | Summer | Non-coincident | 2023 | ACTUAL_RAW | -97.4003 | 288.1871 | VIC Cranbourne (AusNet) 66 kV |  |  | FALSE | #N/A | #N/A | #N/A | #N/A | #N/A | #N/A | #N/A | #N/A | #N/A | #N/A
TRUE | VIC | CBTS66A | Cranbourne (AusNet) 66 kV | AusNet | Summer | Non-coincident | 2023 | ACTUAL_OPG | -97.4003 | 288.1871 | VIC Cranbourne (AusNet) 66 kV |  |  | FALSE | #N/A | #N/A | #N/A | #N/A | #N/A | #N/A | #N/A | #N/A | #N/A | #N/A
TRUE | VIC | CBTS66A | Cranbourne (AusNet) 66 kV | AusNet | Summer | Non-coincident | 2023 | ACTUAL_ADJUSTEDOPG | -56.2336 | 288.1871 | VIC Cranbourne (AusNet) 66 kV |  |  | FALSE | #N/A | #N/A | #N/A | #N/A | #N/A | #N/A | #N/A | #N/A | #N/A | #N/A
TRUE | VIC | CBTS66A | Cranbourne (AusNet) 66 kV | AusNet | Summer | Coincident | 2024 | ACTUAL_OPG | -62.5744 | 292.1857 | VIC Cranbourne (AusNet) 66 kV |  |  | FALSE | #N/A | #N/A | #N/A | #N/A | #N/A | #N/A | #N/A | #N/A | #N/A | #N/A
TRUE | VIC | CBTS66A | Cranbourne (AusNet) 66 kV | AusNet | Summer | Coincident | 2024 | ACTUAL_RAW | -62.5744 | 292.1857 | VIC Cranbourne (AusNet) 66 kV |  |  | FALSE | #N/A | #N/A | #N/A | #N/A | #N/A | #N/A | #N/A | #N/A | #N/A | #N/A
TRUE | VIC | CBTS66A | Cranbourne (AusNet) 66 kV | AusNet | Summer | Non-coincident | 2024 | ACTUAL_RAW | -64.2575 | 347.0214 | VIC Cranbourne (AusNet) 66 kV |  |  | FALSE | #N/A | #N/A | #N/A | #N/A | #N/A | #N/A | #N/A | #N/A | #N/A | #N/A
TRUE | VIC | CBTS66A | Cranbourne (AusNet) 66 kV | AusNet | Summer | Non-coincident | 2024 | ACTUAL_OPG | -64.2575 | 347.0214 | VIC Cranbourne (AusNet) 66 kV |  |  | FALSE | #N/A | #N/A | #N/A | #N/A | #N/A | #N/A | #N/A | #N/A | #N/A | #N/A
TRUE | VIC | CBTS66A | Cranbourne (AusNet) 66 kV | AusNet | Summer | Non-coincident | 2024 | ACTUAL_ADJUSTEDOPG | -64.2575 | 347.0214 | VIC Cranbourne (AusNet) 66 kV |  |  | FALSE | #N/A | #N/A | #N/A | #N/A | #N/A | #N/A | #N/A | #N/A | #N/A | #N/A
TRUE | VIC | CBTS66A | Cranbourne (AusNet) 66 kV | AusNet | Summer | Coincident | 2025 | ACTUAL_OPG | -83.802 | 293.6206 | VIC Cranbourne (AusNet) 66 kV |  |  | FALSE | #N/A | #N/A | #N/A | #N/A | #N/A | #N/A | #N/A | #N/A | #N/A | #N/A
TRUE | VIC | CBTS66A | Cranbourne (AusNet) 66 kV | AusNet | Summer | Coincident | 2025 | ACTUAL_RAW | -83.802 | 293.6206 | VIC Cranbourne (AusNet) 66 kV |  |  | FALSE | #N/A | #N/A | #N/A | #N/A | #N/A | #N/A | #N/A | #N/A | #N/A | #N/A
TRUE | VIC | CBTS66A | Cranbourne (AusNet) 66 kV | AusNet | Summer | Non-coincident | 2025 | ACTUAL_RAW | -93.4426 | 360.9959 | VIC Cranbourne (AusNet) 66 kV |  |  | FALSE | #N/A | #N/A | #N/A | #N/A | #N/A | #N/A | #N/A | #N/A | #N/A | #N/A
TRUE | VIC | CBTS66A | Cranbourne (AusNet) 66 kV | AusNet | Summer | Non-coincident | 2025 | ACTUAL_OPG | -93.4426 | 360.9959 | VIC Cranbourne (AusNet) 66 kV |  |  | FALSE | #N/A | #N/A | #N/A | #N/A | #N/A | #N/A | #N/A | #N/A | #N/A | #N/A
TRUE | VIC | CBTS66A | Cranbourne (AusNet) 66 kV | AusNet | Summer | Non-coincident | 2025 | ACTUAL_ADJUSTEDOPG | -93.4426 | 360.9959 | VIC Cranbourne (AusNet) 66 kV |  |  | FALSE | #N/A | #N/A | #N/A | #N/A | #N/A | #N/A | #N/A | #N/A | #N/A | #N/A
TRUE | VIC | CBTS66A | Cranbourne (AusNet) 66 kV | AusNet | Summer | Non-coincident | 2025 | BASEYEARPOE90 | -143.0734 | NA | VIC Cranbourne (AusNet) 66 kV |  |  | FALSE | #N/A | #N/A | #N/A | #N/A | #N/A | #N/A | #N/A | #N/A | #N/A | #N/A
TRUE | VIC | CBTS66A | Cranbourne (AusNet) 66 kV | AusNet | Summer | Non-coincident | 2025 | BASEYEARPOE50 | -135.3748 | 333.2455 | VIC Cranbourne (AusNet) 66 kV |  |  | FALSE | #N/A | #N/A | #N/A | #N/A | #N/A | #N/A | #N/A | #N/A | #N/A | #N/A
TRUE | VIC | CBTS66A | Cranbourne (AusNet) 66 kV | AusNet | Summer | Coincident_unreconciled | 2026 | POE50 | -90 | NA | VIC Cranbourne (AusNet) 66 kV |  |  | FALSE | #N/A | #N/A | #N/A | #N/A | #N/A | #N/A | #N/A | #N/A | #N/A | #N/A
TRUE | VIC | CBTS66A | Cranbourne (AusNet) 66 kV | AusNet | Summer | Coincident_unreconciled | 2026 | POE90 | -94.8447 | NA | VIC Cranbourne (AusNet) 66 kV |  |  | FALSE | #N/A | #N/A | #N/A | #N/A | #N/A | #N/A | #N/A | #N/A | #N/A | #N/A
TRUE | VIC | CBTS66A | Cranbourne (AusNet) 66 kV | AusNet | Summer | Non-coincident | 2026 | POE50 | -159.6951 | 400 | VIC Cranbourne (AusNet) 66 kV |  |  | FALSE | #N/A | #N/A | #N/A | #N/A | #N/A | #N/A | #N/A | #N/A | #N/A | #N/A
TRUE | VIC | CBTS66A | Cranbourne (AusNet) 66 kV | AusNet | Summer | Non-coincident | 2026 | POE90 | -164.8749 | NA | VIC Cranbourne (AusNet) 66 kV |  |  | FALSE | #N/A | #N/A | #N/A | #N/A | #N/A | #N/A | #N/A | #N/A | #N/A | #N/A
TRUE | VIC | CBTS66A | Cranbourne (AusNet) 66 kV | AusNet | Summer | Coincident_unreconciled | 2027 | POE50 | -115.7634 | NA | VIC Cranbourne (AusNet) 66 kV |  |  | FALSE | #N/A | #N/A | #N/A | #N/A | #N/A | #N/A | #N/A | #N/A | #N/A | #N/A
TRUE | VIC | CBTS66A | Cranbourne (AusNet) 66 kV | AusNet | Summer | Coincident_unreconciled | 2027 | POE90 | -120.6525 | NA | VIC Cranbourne (AusNet) 66 kV |  |  | FALSE | #N/A | #N/A | #N/A | #N/A | #N/A | #N/A | #N/A | #N/A | #N/A | #N/A
TRUE | VIC | CBTS66A | Cranbourne (AusNet) 66 kV | AusNet | Summer | Non-coincident | 2027 | POE50 | -187.2403 | 411.6 | VIC Cranbourne (AusNet) 66 kV |  |  | FALSE | #N/A | #N/A | #N/A | #N/A | #N/A | #N/A | #N/A | #N/A | #N/A | #N/A
TRUE | VIC | CBTS66A | Cranbourne (AusNet) 66 kV | AusNet | Summer | Non-coincident | 2027 | POE90 | -192.4675 | NA | VIC Cranbourne (AusNet) 66 kV |  |  | FALSE | #N/A | #N/A | #N/A | #N/A | #N/A | #N/A | #N/A | #N/A | #N/A | #N/A
TRUE | VIC | CBTS66A | Cranbourne (AusNet) 66 kV | AusNet | Summer | Coincident_unreconciled | 2028 | POE50 | -141.3271 | NA | VIC Cranbourne (AusNet) 66 kV |  |  | FALSE | #N/A | #N/A | #N/A | #N/A | #N/A | #N/A | #N/A | #N/A | #N/A | #N/A
TRUE | VIC | CBTS66A | Cranbourne (AusNet) 66 kV | AusNet | Summer | Coincident_unreconciled | 2028 | POE90 | -146.2601 | NA | VIC Cranbourne (AusNet) 66 kV |  |  | FALSE | #N/A | #N/A | #N/A | #N/A | #N/A | #N/A | #N/A | #N/A | #N/A | #N/A
TRUE | VIC | CBTS66A | Cranbourne (AusNet) 66 kV | AusNet | Summer | Non-coincident | 2028 | POE50 | -214.5718 | 423.5364 | VIC Cranbourne (AusNet) 66 kV |  |  | FALSE | #N/A | #N/A | #N/A | #N/A | #N/A | #N/A | #N/A | #N/A | #N/A | #N/A
TRUE | VIC | CBTS66A | Cranbourne (AusNet) 66 kV | AusNet | Summer | Non-coincident | 2028 | POE90 | -219.8459 | NA | VIC Cranbourne (AusNet) 66 kV |  |  | FALSE | #N/A | #N/A | #N/A | #N/A | #N/A | #N/A | #N/A | #N/A | #N/A | #N/A
TRUE | VIC | CBTS66A | Cranbourne (AusNet) 66 kV | AusNet | Summer | Coincident_unreconciled | 2029 | POE50 | -166.1184 | NA | VIC Cranbourne (AusNet) 66 kV |  |  | FALSE | #N/A | #N/A | #N/A | #N/A | #N/A | #N/A | #N/A | #N/A | #N/A | #N/A
TRUE | VIC | CBTS66A | Cranbourne (AusNet) 66 kV | AusNet | Summer | Coincident_unreconciled | 2029 | POE90 | -171.0952 | NA | VIC Cranbourne (AusNet) 66 kV |  |  | FALSE | #N/A | #N/A | #N/A | #N/A | #N/A | #N/A | #N/A | #N/A | #N/A | #N/A
TRUE | VIC | CBTS66A | Cranbourne (AusNet) 66 kV | AusNet | Summer | Non-coincident | 2029 | POE50 | -241.0776 | 435.819 | VIC Cranbourne (AusNet) 66 kV |  |  | FALSE | #N/A | #N/A | #N/A | #N/A | #N/A | #N/A | #N/A | #N/A | #N/A | #N/A
TRUE | VIC | CBTS66A | Cranbourne (AusNet) 66 kV | AusNet | Summer | Non-coincident | 2029 | POE90 | -246.3986 | NA | VIC Cranbourne (AusNet) 66 kV |  |  | FALSE | #N/A | #N/A | #N/A | #N/A | #N/A | #N/A | #N/A | #N/A | #N/A | #N/A
TRUE | VIC | CBTS66A | Cranbourne (AusNet) 66 kV | AusNet | Summer | Coincident_unreconciled | 2030 | POE50 | -190.364 | NA | VIC Cranbourne (AusNet) 66 kV |  |  | FALSE | #N/A | #N/A | #N/A | #N/A | #N/A | #N/A | #N/A | #N/A | #N/A | #N/A
TRUE | VIC | CBTS66A | Cranbourne (AusNet) 66 kV | AusNet | Summer | Coincident_unreconciled | 2030 | POE90 | -195.3847 | NA | VIC Cranbourne (AusNet) 66 kV |  |  | FALSE | #N/A | #N/A | #N/A | #N/A | #N/A | #N/A | #N/A | #N/A | #N/A | #N/A
TRUE | VIC | CBTS66A | Cranbourne (AusNet) 66 kV | AusNet | Summer | Non-coincident | 2030 | POE50 | -266.9999 | 448.4577 | VIC Cranbourne (AusNet) 66 kV |  |  | FALSE | #N/A | #N/A | #N/A | #N/A | #N/A | #N/A | #N/A | #N/A | #N/A | #N/A
TRUE | VIC | CBTS66A | Cranbourne (AusNet) 66 kV | AusNet | Summer | Non-coincident | 2030 | POE90 | -272.3678 | NA | VIC Cranbourne (AusNet) 66 kV |  |  | FALSE | #N/A | #N/A | #N/A | #N/A | #N/A | #N/A | #N/A | #N/A | #N/A | #N/A
TRUE | VIC | CBTS66A | Cranbourne (AusNet) 66 kV | AusNet | Summer | Coincident_unreconciled | 2031 | POE50 | -214.1617 | NA | VIC Cranbourne (AusNet) 66 kV |  |  | FALSE | #N/A | #N/A | #N/A | #N/A | #N/A | #N/A | #N/A | #N/A | #N/A | #N/A
TRUE | VIC | CBTS66A | Cranbourne (AusNet) 66 kV | AusNet | Summer | Coincident_unreconciled | 2031 | POE90 | -219.2263 | NA | VIC Cranbourne (AusNet) 66 kV |  |  | FALSE | #N/A | #N/A | #N/A | #N/A | #N/A | #N/A | #N/A | #N/A | #N/A | #N/A
TRUE | VIC | CBTS66A | Cranbourne (AusNet) 66 kV | AusNet | Summer | Non-coincident | 2031 | POE50 | -292.4433 | 461.463 | VIC Cranbourne (AusNet) 66 kV |  |  | FALSE | #N/A | #N/A | #N/A | #N/A | #N/A | #N/A | #N/A | #N/A | #N/A | #N/A
TRUE | VIC | CBTS66A | Cranbourne (AusNet) 66 kV | AusNet | Summer | Non-coincident | 2031 | POE90 | -297.8582 | NA | VIC Cranbourne (AusNet) 66 kV |  |  | FALSE | #N/A | #N/A | #N/A | #N/A | #N/A | #N/A | #N/A | #N/A | #N/A | #N/A
TRUE | VIC | CBTS66A | Cranbourne (AusNet) 66 kV | AusNet | Summer | Coincident_unreconciled | 2032 | POE50 | -232.7661 | NA | VIC Cranbourne (AusNet) 66 kV |  |  | FALSE | #N/A | #N/A | #N/A | #N/A | #N/A | #N/A | #N/A | #N/A | #N/A | #N/A
TRUE | VIC | CBTS66A | Cranbourne (AusNet) 66 kV | AusNet | Summer | Coincident_unreconciled | 2032 | POE90 | -237.8707 | NA | VIC Cranbourne (AusNet) 66 kV |  |  | FALSE | #N/A | #N/A | #N/A | #N/A | #N/A | #N/A | #N/A | #N/A | #N/A | #N/A
TRUE | VIC | CBTS66A | Cranbourne (AusNet) 66 kV | AusNet | Summer | Non-coincident | 2032 | POE50 | -312.3344 | 474.8454 | VIC Cranbourne (AusNet) 66 kV |  |  | FALSE | #N/A | #N/A | #N/A | #N/A | #N/A | #N/A | #N/A | #N/A | #N/A | #N/A
TRUE | VIC | CBTS66A | Cranbourne (AusNet) 66 kV | AusNet | Summer | Non-coincident | 2032 | POE90 | -317.792 | NA | VIC Cranbourne (AusNet) 66 kV |  |  | FALSE | #N/A | #N/A | #N/A | #N/A | #N/A | #N/A | #N/A | #N/A | #N/A | #N/A
TRUE | VIC | CBTS66A | Cranbourne (AusNet) 66 kV | AusNet | Summer | Coincident_unreconciled | 2033 | POE50 | -247.3528 | NA | VIC Cranbourne (AusNet) 66 kV |  |  | FALSE | #N/A | #N/A | #N/A | #N/A | #N/A | #N/A | #N/A | #N/A | #N/A | #N/A
TRUE | VIC | CBTS66A | Cranbourne (AusNet) 66 kV | AusNet | Summer | Coincident_unreconciled | 2033 | POE90 | -252.4945 | NA | VIC Cranbourne (AusNet) 66 kV |  |  | FALSE | #N/A | #N/A | #N/A | #N/A | #N/A | #N/A | #N/A | #N/A | #N/A | #N/A
TRUE | VIC | CBTS66A | Cranbourne (AusNet) 66 kV | AusNet | Summer | Non-coincident | 2033 | POE50 | -327.9298 | 488.6159 | VIC Cranbourne (AusNet) 66 kV |  |  | FALSE | #N/A | #N/A | #N/A | #N/A | #N/A | #N/A | #N/A | #N/A | #N/A | #N/A
TRUE | VIC | CBTS66A | Cranbourne (AusNet) 66 kV | AusNet | Summer | Non-coincident | 2033 | POE90 | -333.4271 | NA | VIC Cranbourne (AusNet) 66 kV |  |  | FALSE | #N/A | #N/A | #N/A | #N/A | #N/A | #N/A | #N/A | #N/A | #N/A | #N/A
TRUE | VIC | CBTS66A | Cranbourne (AusNet) 66 kV | AusNet | Summer | Coincident_unreconciled | 2034 | POE50 | -260.9045 | NA | VIC Cranbourne (AusNet) 66 kV |  |  | FALSE | #N/A | #N/A | #N/A | #N/A | #N/A | #N/A | #N/A | #N/A | #N/A | #N/A
TRUE | VIC | CBTS66A | Cranbourne (AusNet) 66 kV | AusNet | Summer | Coincident_unreconciled | 2034 | POE90 | -266.0835 | NA | VIC Cranbourne (AusNet) 66 kV |  |  | FALSE | #N/A | #N/A | #N/A | #N/A | #N/A | #N/A | #N/A | #N/A | #N/A | #N/A
TRUE | VIC | CBTS66A | Cranbourne (AusNet) 66 kV | AusNet | Summer | Non-coincident | 2034 | POE50 | -342.4187 | 502.7858 | VIC Cranbourne (AusNet) 66 kV |  |  | FALSE | #N/A | #N/A | #N/A | #N/A | #N/A | #N/A | #N/A | #N/A | #N/A | #N/A
TRUE | VIC | CBTS66A | Cranbourne (AusNet) 66 kV | AusNet | Summer | Non-coincident | 2034 | POE90 | -347.9558 | NA | VIC Cranbourne (AusNet) 66 kV |  |  | FALSE | #N/A | #N/A | #N/A | #N/A | #N/A | #N/A | #N/A | #N/A | #N/A | #N/A
TRUE | VIC | CBTS66A | Cranbourne (AusNet) 66 kV | AusNet | Summer | Coincident_unreconciled | 2035 | POE50 | -275.3363 | NA | VIC Cranbourne (AusNet) 66 kV |  |  | FALSE | #N/A | #N/A | #N/A | #N/A | #N/A | #N/A | #N/A | #N/A | #N/A | #N/A
TRUE | VIC | CBTS66A | Cranbourne (AusNet) 66 kV | AusNet | Summer | Coincident_unreconciled | 2035 | POE90 | -280.5525 | NA | VIC Cranbourne (AusNet) 66 kV |  |  | FALSE | #N/A | #N/A | #N/A | #N/A | #N/A | #N/A | #N/A | #N/A | #N/A | #N/A
TRUE | VIC | CBTS66A | Cranbourne (AusNet) 66 kV | AusNet | Summer | Non-coincident | 2035 | POE50 | -357.8486 | 517.3666 | VIC Cranbourne (AusNet) 66 kV |  |  | FALSE | #N/A | #N/A | #N/A | #N/A | #N/A | #N/A | #N/A | #N/A | #N/A | #N/A
TRUE | VIC | CBTS66A | Cranbourne (AusNet) 66 kV | AusNet | Summer | Non-coincident | 2035 | POE90 | -363.4254 | NA | VIC Cranbourne (AusNet) 66 kV |  |  | FALSE | #N/A | #N/A | #N/A | #N/A | #N/A | #N/A | #N/A | #N/A | #N/A | #N/A
TRUE | VIC | CBTS66A | Cranbourne (AusNet) 66 kV | AusNet | Summer | Non-coincident | 2025 | BASEYEARPOE10 | NA | 363.9291 | VIC Cranbourne (AusNet) 66 kV |  |  | FALSE | #N/A | #N/A | #N/A | #N/A | #N/A | #N/A | #N/A | #N/A | #N/A | #N/A
TRUE | VIC | CBTS66A | Cranbourne (AusNet) 66 kV | AusNet | Summer | Coincident | 2026 | POE50 | NA | 379.7234 | VIC Cranbourne (AusNet) 66 kV |  |  | FALSE | #N/A | #N/A | #N/A | #N/A | #N/A | #N/A | #N/A | #N/A | #N/A | #N/A
TRUE | VIC | CBTS66A | Cranbourne (AusNet) 66 kV | AusNet | Summer | Coincident | 2026 | POE10 | NA | 368.3935 | VIC Cranbourne (AusNet) 66 kV |  |  | FALSE | #N/A | #N/A | #N/A | #N/A | #N/A | #N/A | #N/A | #N/A | #N/A | #N/A
TRUE | VIC | CBTS66A | Cranbourne (AusNet) 66 kV | AusNet | Summer | Non-coincident | 2026 | POE10 | NA | 400 | VIC Cranbourne (AusNet) 66 kV |  |  | FALSE | #N/A | #N/A | #N/A | #N/A | #N/A | #N/A | #N/A | #N/A | #N/A | #N/A
TRUE | VIC | CBTS66A | Cranbourne (AusNet) 66 kV | AusNet | Summer | Coincident | 2027 | POE50 | NA | 377.8727 | VIC Cranbourne (AusNet) 66 kV |  |  | FALSE | #N/A | #N/A | #N/A | #N/A | #N/A | #N/A | #N/A | #N/A | #N/A | #N/A
TRUE | VIC | CBTS66A | Cranbourne (AusNet) 66 kV | AusNet | Summer | Coincident | 2027 | POE10 | NA | 369.095 | VIC Cranbourne (AusNet) 66 kV |  |  | FALSE | #N/A | #N/A | #N/A | #N/A | #N/A | #N/A | #N/A | #N/A | #N/A | #N/A
TRUE | VIC | CBTS66A | Cranbourne (AusNet) 66 kV | AusNet | Summer | Non-coincident | 2027 | POE10 | NA | 411.6 | VIC Cranbourne (AusNet) 66 kV |  |  | FALSE | #N/A | #N/A | #N/A | #N/A | #N/A | #N/A | #N/A | #N/A | #N/A | #N/A
TRUE | VIC | CBTS66A | Cranbourne (AusNet) 66 kV | AusNet | Summer | Coincident | 2028 | POE50 | NA | 376.6603 | VIC Cranbourne (AusNet) 66 kV |  |  | FALSE | #N/A | #N/A | #N/A | #N/A | #N/A | #N/A | #N/A | #N/A | #N/A | #N/A
TRUE | VIC | CBTS66A | Cranbourne (AusNet) 66 kV | AusNet | Summer | Coincident | 2028 | POE10 | NA | 370.6823 | VIC Cranbourne (AusNet) 66 kV |  |  | FALSE | #N/A | #N/A | #N/A | #N/A | #N/A | #N/A | #N/A | #N/A | #N/A | #N/A
TRUE | VIC | CBTS66A | Cranbourne (AusNet) 66 kV | AusNet | Summer | Non-coincident | 2028 | POE10 | NA | 423.5364 | VIC Cranbourne (AusNet) 66 kV |  |  | FALSE | #N/A | #N/A | #N/A | #N/A | #N/A | #N/A | #N/A | #N/A | #N/A | #N/A
TRUE | VIC | CBTS66A | Cranbourne (AusNet) 66 kV | AusNet | Summer | Coincident | 2029 | POE50 | NA | 380.9069 | VIC Cranbourne (AusNet) 66 kV |  |  | FALSE | #N/A | #N/A | #N/A | #N/A | #N/A | #N/A | #N/A | #N/A | #N/A | #N/A
TRUE | VIC | CBTS66A | Cranbourne (AusNet) 66 kV | AusNet | Summer | Coincident | 2029 | POE10 | NA | 374.6263 | VIC Cranbourne (AusNet) 66 kV |  |  | FALSE | #N/A | #N/A | #N/A | #N/A | #N/A | #N/A | #N/A | #N/A | #N/A | #N/A
TRUE | VIC | CBTS66A | Cranbourne (AusNet) 66 kV | AusNet | Summer | Non-coincident | 2029 | POE10 | NA | 435.819 | VIC Cranbourne (AusNet) 66 kV |  |  | FALSE | #N/A | #N/A | #N/A | #N/A | #N/A | #N/A | #N/A | #N/A | #N/A | #N/A
TRUE | VIC | CBTS66A | Cranbourne (AusNet) 66 kV | AusNet | Summer | Coincident | 2030 | POE50 | NA | 384.9863 | VIC Cranbourne (AusNet) 66 kV |  |  | FALSE | #N/A | #N/A | #N/A | #N/A | #N/A | #N/A | #N/A | #N/A | #N/A | #N/A
TRUE | VIC | CBTS66A | Cranbourne (AusNet) 66 kV | AusNet | Summer | Coincident | 2030 | POE10 | NA | 379.8207 | VIC Cranbourne (AusNet) 66 kV |  |  | FALSE | #N/A | #N/A | #N/A | #N/A | #N/A | #N/A | #N/A | #N/A | #N/A | #N/A
TRUE | VIC | CBTS66A | Cranbourne (AusNet) 66 kV | AusNet | Summer | Non-coincident | 2030 | POE10 | NA | 448.4577 | VIC Cranbourne (AusNet) 66 kV |  |  | FALSE | #N/A | #N/A | #N/A | #N/A | #N/A | #N/A | #N/A | #N/A | #N/A | #N/A
TRUE | VIC | CBTS66A | Cranbourne (AusNet) 66 kV | AusNet | Summer | Coincident | 2031 | POE50 | NA | 387.9723 | VIC Cranbourne (AusNet) 66 kV |  |  | FALSE | #N/A | #N/A | #N/A | #N/A | #N/A | #N/A | #N/A | #N/A | #N/A | #N/A
TRUE | VIC | CBTS66A | Cranbourne (AusNet) 66 kV | AusNet | Summer | Coincident | 2031 | POE10 | NA | 380.9211 | VIC Cranbourne (AusNet) 66 kV |  |  | FALSE | #N/A | #N/A | #N/A | #N/A | #N/A | #N/A | #N/A | #N/A | #N/A | #N/A
TRUE | VIC | CBTS66A | Cranbourne (AusNet) 66 kV | AusNet | Summer | Non-coincident | 2031 | POE10 | NA | 461.463 | VIC Cranbourne (AusNet) 66 kV |  |  | FALSE | #N/A | #N/A | #N/A | #N/A | #N/A | #N/A | #N/A | #N/A | #N/A | #N/A
TRUE | VIC | CBTS66A | Cranbourne (AusNet) 66 kV | AusNet | Summer | Coincident | 2032 | POE50 | NA | 386.5114 | VIC Cranbourne (AusNet) 66 kV |  |  | FALSE | #N/A | #N/A | #N/A | #N/A | #N/A | #N/A | #N/A | #N/A | #N/A | #N/A
TRUE | VIC | CBTS66A | Cranbourne (AusNet) 66 kV | AusNet | Summer | Coincident | 2032 | POE10 | NA | 380.2604 | VIC Cranbourne (AusNet) 66 kV |  |  | FALSE | #N/A | #N/A | #N/A | #N/A | #N/A | #N/A | #N/A | #N/A | #N/A | #N/A
TRUE | VIC | CBTS66A | Cranbourne (AusNet) 66 kV | AusNet | Summer | Non-coincident | 2032 | POE10 | NA | 474.8454 | VIC Cranbourne (AusNet) 66 kV |  |  | FALSE | #N/A | #N/A | #N/A | #N/A | #N/A | #N/A | #N/A | #N/A | #N/A | #N/A
TRUE | VIC | CBTS66A | Cranbourne (AusNet) 66 kV | AusNet | Summer | Coincident | 2033 | POE50 | NA | 384.7713 | VIC Cranbourne (AusNet) 66 kV |  |  | FALSE | #N/A | #N/A | #N/A | #N/A | #N/A | #N/A | #N/A | #N/A | #N/A | #N/A
TRUE | VIC | CBTS66A | Cranbourne (AusNet) 66 kV | AusNet | Summer | Coincident | 2033 | POE10 | NA | 382.1239 | VIC Cranbourne (AusNet) 66 kV |  |  | FALSE | #N/A | #N/A | #N/A | #N/A | #N/A | #N/A | #N/A | #N/A | #N/A | #N/A
TRUE | VIC | CBTS66A | Cranbourne (AusNet) 66 kV | AusNet | Summer | Non-coincident | 2033 | POE10 | NA | 488.6159 | VIC Cranbourne (AusNet) 66 kV |  |  | FALSE | #N/A | #N/A | #N/A | #N/A | #N/A | #N/A | #N/A | #N/A | #N/A | #N/A
TRUE | VIC | CBTS66A | Cranbourne (AusNet) 66 kV | AusNet | Summer | Coincident | 2034 | POE50 | NA | 392.2022 | VIC Cranbourne (AusNet) 66 kV |  |  | FALSE | #N/A | #N/A | #N/A | #N/A | #N/A | #N/A | #N/A | #N/A | #N/A | #N/A
TRUE | VIC | CBTS66A | Cranbourne (AusNet) 66 kV | AusNet | Summer | Coincident | 2034 | POE10 | NA | 389.1236 | VIC Cranbourne (AusNet) 66 kV |  |  | FALSE | #N/A | #N/A | #N/A | #N/A | #N/A | #N/A | #N/A | #N/A | #N/A | #N/A
TRUE | VIC | CBTS66A | Cranbourne (AusNet) 66 kV | AusNet | Summer | Non-coincident | 2034 | POE10 | NA | 502.7858 | VIC Cranbourne (AusNet) 66 kV |  |  | FALSE | #N/A | #N/A | #N/A | #N/A | #N/A | #N/A | #N/A | #N/A | #N/A | #N/A
TRUE | VIC | CBTS66A | Cranbourne (AusNet) 66 kV | AusNet | Summer | Coincident | 2035 | POE50 | NA | 401.1307 | VIC Cranbourne (AusNet) 66 kV |  |  | FALSE | #N/A | #N/A | #N/A | #N/A | #N/A | #N/A | #N/A | #N/A | #N/A | #N/A
TRUE | VIC | CBTS66A | Cranbourne (AusNet) 66 kV | AusNet | Summer | Coincident | 2035 | POE10 | NA | 397.9444 | VIC Cranbourne (AusNet) 66 kV |  |  | FALSE | #N/A | #N/A | #N/A | #N/A | #N/A | #N/A | #N/A | #N/A | #N/A | #N/A
TRUE | VIC | CBTS66A | Cranbourne (AusNet) 66 kV | AusNet | Summer | Non-coincident | 2035 | POE10 | NA | 517.3666 | VIC Cranbourne (AusNet) 66 kV |  |  | FALSE | #N/A | #N/A | #N/A | #N/A | #N/A | #N/A | #N/A | #N/A | #N/A | #N/A
TRUE | VIC | CBTS66A | Cranbourne (AusNet) 66 kV | AusNet | Winter | Coincident | 2018 | ACTUAL_OPG | NA | 197.3233 | VIC Cranbourne (AusNet) 66 kV |  |  | FALSE | #N/A | #N/A | #N/A | #N/A | #N/A | #N/A | #N/A | #N/A | #N/A | #N/A
TRUE | VIC | CBTS66A | Cranbourne (AusNet) 66 kV | AusNet | Winter | Coincident | 2018 | ACTUAL_RAW | NA | 197.3233 | VIC Cranbourne (AusNet) 66 kV |  |  | FALSE | #N/A | #N/A | #N/A | #N/A | #N/A | #N/A | #N/A | #N/A | #N/A | #N/A
TRUE | VIC | CBTS66A | Cranbourne (AusNet) 66 kV | AusNet | Winter | Non-coincident | 2018 | ACTUAL_RAW | NA | 198.2398 | VIC Cranbourne (AusNet) 66 kV |  |  | FALSE | #N/A | #N/A | #N/A | #N/A | #N/A | #N/A | #N/A | #N/A | #N/A | #N/A
TRUE | VIC | CBTS66A | Cranbourne (AusNet) 66 kV | AusNet | Winter | Non-coincident | 2018 | ACTUAL_OPG | NA | 198.2398 | VIC Cranbourne (AusNet) 66 kV |  |  | FALSE | #N/A | #N/A | #N/A | #N/A | #N/A | #N/A | #N/A | #N/A | #N/A | #N/A
TRUE | VIC | CBTS66A | Cranbourne (AusNet) 66 kV | AusNet | Winter | Non-coincident | 2018 | ACTUAL_ADJUSTEDOPG | NA | 198.2398 | VIC Cranbourne (AusNet) 66 kV |  |  | FALSE | #N/A | #N/A | #N/A | #N/A | #N/A | #N/A | #N/A | #N/A | #N/A | #N/A
TRUE | VIC | CBTS66A | Cranbourne (AusNet) 66 kV | AusNet | Winter | Coincident | 2019 | ACTUAL_OPG | NA | 207.5807 | VIC Cranbourne (AusNet) 66 kV |  |  | FALSE | #N/A | #N/A | #N/A | #N/A | #N/A | #N/A | #N/A | #N/A | #N/A | #N/A
TRUE | VIC | CBTS66A | Cranbourne (AusNet) 66 kV | AusNet | Winter | Coincident | 2019 | ACTUAL_RAW | NA | 207.5807 | VIC Cranbourne (AusNet) 66 kV |  |  | FALSE | #N/A | #N/A | #N/A | #N/A | #N/A | #N/A | #N/A | #N/A | #N/A | #N/A
TRUE | VIC | CBTS66A | Cranbourne (AusNet) 66 kV | AusNet | Winter | Non-coincident | 2019 | ACTUAL_RAW | NA | 212.7435 | VIC Cranbourne (AusNet) 66 kV |  |  | FALSE | #N/A | #N/A | #N/A | #N/A | #N/A | #N/A | #N/A | #N/A | #N/A | #N/A
TRUE | VIC | CBTS66A | Cranbourne (AusNet) 66 kV | AusNet | Winter | Non-coincident | 2019 | ACTUAL_OPG | NA | 212.7435 | VIC Cranbourne (AusNet) 66 kV |  |  | FALSE | #N/A | #N/A | #N/A | #N/A | #N/A | #N/A | #N/A | #N/A | #N/A | #N/A
TRUE | VIC | CBTS66A | Cranbourne (AusNet) 66 kV | AusNet | Winter | Non-coincident | 2019 | ACTUAL_ADJUSTEDOPG | NA | 212.7435 | VIC Cranbourne (AusNet) 66 kV |  |  | FALSE | #N/A | #N/A | #N/A | #N/A | #N/A | #N/A | #N/A | #N/A | #N/A | #N/A
TRUE | VIC | CBTS66A | Cranbourne (AusNet) 66 kV | AusNet | Winter | Coincident | 2020 | ACTUAL_OPG | NA | 233.0267 | VIC Cranbourne (AusNet) 66 kV |  |  | FALSE | #N/A | #N/A | #N/A | #N/A | #N/A | #N/A | #N/A | #N/A | #N/A | #N/A
TRUE | VIC | CBTS66A | Cranbourne (AusNet) 66 kV | AusNet | Winter | Coincident | 2020 | ACTUAL_RAW | NA | 233.0267 | VIC Cranbourne (AusNet) 66 kV |  |  | FALSE | #N/A | #N/A | #N/A | #N/A | #N/A | #N/A | #N/A | #N/A | #N/A | #N/A
TRUE | VIC | CBTS66A | Cranbourne (AusNet) 66 kV | AusNet | Winter | Non-coincident | 2020 | ACTUAL_RAW | NA | 233.0267 | VIC Cranbourne (AusNet) 66 kV |  |  | FALSE | #N/A | #N/A | #N/A | #N/A | #N/A | #N/A | #N/A | #N/A | #N/A | #N/A
TRUE | VIC | CBTS66A | Cranbourne (AusNet) 66 kV | AusNet | Winter | Non-coincident | 2020 | ACTUAL_OPG | NA | 233.0267 | VIC Cranbourne (AusNet) 66 kV |  |  | FALSE | #N/A | #N/A | #N/A | #N/A | #N/A | #N/A | #N/A | #N/A | #N/A | #N/A
TRUE | VIC | CBTS66A | Cranbourne (AusNet) 66 kV | AusNet | Winter | Non-coincident | 2020 | ACTUAL_ADJUSTEDOPG | NA | 233.0267 | VIC Cranbourne (AusNet) 66 kV |  |  | FALSE | #N/A | #N/A | #N/A | #N/A | #N/A | #N/A | #N/A | #N/A | #N/A | #N/A
TRUE | VIC | CBTS66A | Cranbourne (AusNet) 66 kV | AusNet | Winter | Coincident | 2021 | ACTUAL_OPG | NA | 232.3836 | VIC Cranbourne (AusNet) 66 kV |  |  | FALSE | #N/A | #N/A | #N/A | #N/A | #N/A | #N/A | #N/A | #N/A | #N/A | #N/A
TRUE | VIC | CBTS66A | Cranbourne (AusNet) 66 kV | AusNet | Winter | Coincident | 2021 | ACTUAL_RAW | NA | 232.3836 | VIC Cranbourne (AusNet) 66 kV |  |  | FALSE | #N/A | #N/A | #N/A | #N/A | #N/A | #N/A | #N/A | #N/A | #N/A | #N/A
TRUE | VIC | CBTS66A | Cranbourne (AusNet) 66 kV | AusNet | Winter | Non-coincident | 2021 | ACTUAL_RAW | NA | 232.7892 | VIC Cranbourne (AusNet) 66 kV |  |  | FALSE | #N/A | #N/A | #N/A | #N/A | #N/A | #N/A | #N/A | #N/A | #N/A | #N/A
TRUE | VIC | CBTS66A | Cranbourne (AusNet) 66 kV | AusNet | Winter | Non-coincident | 2021 | ACTUAL_OPG | NA | 232.7892 | VIC Cranbourne (AusNet) 66 kV |  |  | FALSE | #N/A | #N/A | #N/A | #N/A | #N/A | #N/A | #N/A | #N/A | #N/A | #N/A
TRUE | VIC | CBTS66A | Cranbourne (AusNet) 66 kV | AusNet | Winter | Non-coincident | 2021 | ACTUAL_ADJUSTEDOPG | NA | 232.7892 | VIC Cranbourne (AusNet) 66 kV |  |  | FALSE | #N/A | #N/A | #N/A | #N/A | #N/A | #N/A | #N/A | #N/A | #N/A | #N/A
TRUE | VIC | CBTS66A | Cranbourne (AusNet) 66 kV | AusNet | Winter | Coincident | 2022 | ACTUAL_OPG | NA | 249.2361 | VIC Cranbourne (AusNet) 66 kV |  |  | FALSE | #N/A | #N/A | #N/A | #N/A | #N/A | #N/A | #N/A | #N/A | #N/A | #N/A
TRUE | VIC | CBTS66A | Cranbourne (AusNet) 66 kV | AusNet | Winter | Coincident | 2022 | ACTUAL_RAW | NA | 249.2361 | VIC Cranbourne (AusNet) 66 kV |  |  | FALSE | #N/A | #N/A | #N/A | #N/A | #N/A | #N/A | #N/A | #N/A | #N/A | #N/A
TRUE | VIC | CBTS66A | Cranbourne (AusNet) 66 kV | AusNet | Winter | Non-coincident | 2022 | ACTUAL_RAW | NA | 249.2361 | VIC Cranbourne (AusNet) 66 kV |  |  | FALSE | #N/A | #N/A | #N/A | #N/A | #N/A | #N/A | #N/A | #N/A | #N/A | #N/A
TRUE | VIC | CBTS66A | Cranbourne (AusNet) 66 kV | AusNet | Winter | Non-coincident | 2022 | ACTUAL_OPG | NA | 249.2361 | VIC Cranbourne (AusNet) 66 kV |  |  | FALSE | #N/A | #N/A | #N/A | #N/A | #N/A | #N/A | #N/A | #N/A | #N/A | #N/A
TRUE | VIC | CBTS66A | Cranbourne (AusNet) 66 kV | AusNet | Winter | Non-coincident | 2022 | ACTUAL_ADJUSTEDOPG | NA | 249.2361 | VIC Cranbourne (AusNet) 66 kV |  |  | FALSE | #N/A | #N/A | #N/A | #N/A | #N/A | #N/A | #N/A | #N/A | #N/A | #N/A
TRUE | VIC | CBTS66A | Cranbourne (AusNet) 66 kV | AusNet | Winter | Coincident | 2023 | ACTUAL_OPG | NA | 250.5934 | VIC Cranbourne (AusNet) 66 kV |  |  | FALSE | #N/A | #N/A | #N/A | #N/A | #N/A | #N/A | #N/A | #N/A | #N/A | #N/A
TRUE | VIC | CBTS66A | Cranbourne (AusNet) 66 kV | AusNet | Winter | Coincident | 2023 | ACTUAL_RAW | NA | 250.5934 | VIC Cranbourne (AusNet) 66 kV |  |  | FALSE | #N/A | #N/A | #N/A | #N/A | #N/A | #N/A | #N/A | #N/A | #N/A | #N/A
TRUE | VIC | CBTS66A | Cranbourne (AusNet) 66 kV | AusNet | Winter | Non-coincident | 2023 | ACTUAL_RAW | NA | 250.5934 | VIC Cranbourne (AusNet) 66 kV |  |  | FALSE | #N/A | #N/A | #N/A | #N/A | #N/A | #N/A | #N/A | #N/A | #N/A | #N/A
TRUE | VIC | CBTS66A | Cranbourne (AusNet) 66 kV | AusNet | Winter | Non-coincident | 2023 | ACTUAL_OPG | NA | 250.5934 | VIC Cranbourne (AusNet) 66 kV |  |  | FALSE | #N/A | #N/A | #N/A | #N/A | #N/A | #N/A | #N/A | #N/A | #N/A | #N/A
TRUE | VIC | CBTS66A | Cranbourne (AusNet) 66 kV | AusNet | Winter | Non-coincident | 2023 | ACTUAL_ADJUSTEDOPG | NA | 250.5934 | VIC Cranbourne (AusNet) 66 kV |  |  | FALSE | #N/A | #N/A | #N/A | #N/A | #N/A | #N/A | #N/A | #N/A | #N/A | #N/A
TRUE | VIC | CBTS66A | Cranbourne (AusNet) 66 kV | AusNet | Winter | Coincident | 2024 | ACTUAL_OPG | NA | 280.8205 | VIC Cranbourne (AusNet) 66 kV |  |  | FALSE | #N/A | #N/A | #N/A | #N/A | #N/A | #N/A | #N/A | #N/A | #N/A | #N/A
TRUE | VIC | CBTS66A | Cranbourne (AusNet) 66 kV | AusNet | Winter | Coincident | 2024 | ACTUAL_RAW | NA | 280.8205 | VIC Cranbourne (AusNet) 66 kV |  |  | FALSE | #N/A | #N/A | #N/A | #N/A | #N/A | #N/A | #N/A | #N/A | #N/A | #N/A
TRUE | VIC | CBTS66A | Cranbourne (AusNet) 66 kV | AusNet | Winter | Non-coincident | 2024 | ACTUAL_RAW | NA | 336.2218 | VIC Cranbourne (AusNet) 66 kV |  |  | FALSE | #N/A | #N/A | #N/A | #N/A | #N/A | #N/A | #N/A | #N/A | #N/A | #N/A
TRUE | VIC | CBTS66A | Cranbourne (AusNet) 66 kV | AusNet | Winter | Non-coincident | 2024 | ACTUAL_OPG | NA | 336.2218 | VIC Cranbourne (AusNet) 66 kV |  |  | FALSE | #N/A | #N/A | #N/A | #N/A | #N/A | #N/A | #N/A | #N/A | #N/A | #N/A
TRUE | VIC | CBTS66A | Cranbourne (AusNet) 66 kV | AusNet | Winter | Non-coincident | 2024 | ACTUAL_ADJUSTEDOPG | NA | 336.2218 | VIC Cranbourne (AusNet) 66 kV |  |  | FALSE | #N/A | #N/A | #N/A | #N/A | #N/A | #N/A | #N/A | #N/A | #N/A | #N/A
TRUE | VIC | CBTS66A | Cranbourne (AusNet) 66 kV | AusNet | Winter | Coincident | 2025 | POE50 | NA | 288.6545 | VIC Cranbourne (AusNet) 66 kV |  |  | FALSE | #N/A | #N/A | #N/A | #N/A | #N/A | #N/A | #N/A | #N/A | #N/A | #N/A
TRUE | VIC | CBTS66A | Cranbourne (AusNet) 66 kV | AusNet | Winter | Coincident | 2025 | POE10 | NA | 286.1965 | VIC Cranbourne (AusNet) 66 kV |  |  | FALSE | #N/A | #N/A | #N/A | #N/A | #N/A | #N/A | #N/A | #N/A | #N/A | #N/A
TRUE | VIC | CBTS66A | Cranbourne (AusNet) 66 kV | AusNet | Winter | Non-coincident | 2025 | ACTUAL_RAW | NA | 300.6274 | VIC Cranbourne (AusNet) 66 kV |  |  | FALSE | #N/A | #N/A | #N/A | #N/A | #N/A | #N/A | #N/A | #N/A | #N/A | #N/A
TRUE | VIC | CBTS66A | Cranbourne (AusNet) 66 kV | AusNet | Winter | Non-coincident | 2025 | ACTUAL_ADJUSTEDOPG | NA | 300.6274 | VIC Cranbourne (AusNet) 66 kV |  |  | FALSE | #N/A | #N/A | #N/A | #N/A | #N/A | #N/A | #N/A | #N/A | #N/A | #N/A
TRUE | VIC | CBTS66A | Cranbourne (AusNet) 66 kV | AusNet | Winter | Non-coincident | 2025 | BASEYEARPOE50 | NA | 249.1625 | VIC Cranbourne (AusNet) 66 kV |  |  | FALSE | #N/A | #N/A | #N/A | #N/A | #N/A | #N/A | #N/A | #N/A | #N/A | #N/A
TRUE | VIC | CBTS66A | Cranbourne (AusNet) 66 kV | AusNet | Winter | Non-coincident | 2025 | BASEYEARPOE10 | NA | 270.407 | VIC Cranbourne (AusNet) 66 kV |  |  | FALSE | #N/A | #N/A | #N/A | #N/A | #N/A | #N/A | #N/A | #N/A | #N/A | #N/A
TRUE | VIC | CBTS66A | Cranbourne (AusNet) 66 kV | AusNet | Winter | Non-coincident | 2025 | POE50 | NA | 300 | VIC Cranbourne (AusNet) 66 kV |  |  | FALSE | #N/A | #N/A | #N/A | #N/A | #N/A | #N/A | #N/A | #N/A | #N/A | #N/A
TRUE | VIC | CBTS66A | Cranbourne (AusNet) 66 kV | AusNet | Winter | Non-coincident | 2025 | POE10 | NA | 300 | VIC Cranbourne (AusNet) 66 kV |  |  | FALSE | #N/A | #N/A | #N/A | #N/A | #N/A | #N/A | #N/A | #N/A | #N/A | #N/A
TRUE | VIC | CBTS66A | Cranbourne (AusNet) 66 kV | AusNet | Winter | Coincident | 2026 | POE50 | NA | 289.2459 | VIC Cranbourne (AusNet) 66 kV |  |  | FALSE | #N/A | #N/A | #N/A | #N/A | #N/A | #N/A | #N/A | #N/A | #N/A | #N/A
TRUE | VIC | CBTS66A | Cranbourne (AusNet) 66 kV | AusNet | Winter | Coincident | 2026 | POE10 | NA | 287.3201 | VIC Cranbourne (AusNet) 66 kV |  |  | FALSE | #N/A | #N/A | #N/A | #N/A | #N/A | #N/A | #N/A | #N/A | #N/A | #N/A
TRUE | VIC | CBTS66A | Cranbourne (AusNet) 66 kV | AusNet | Winter | Non-coincident | 2026 | POE50 | NA | 312.6 | VIC Cranbourne (AusNet) 66 kV |  |  | FALSE | #N/A | #N/A | #N/A | #N/A | #N/A | #N/A | #N/A | #N/A | #N/A | #N/A
TRUE | VIC | CBTS66A | Cranbourne (AusNet) 66 kV | AusNet | Winter | Non-coincident | 2026 | POE10 | NA | 312.6 | VIC Cranbourne (AusNet) 66 kV |  |  | FALSE | #N/A | #N/A | #N/A | #N/A | #N/A | #N/A | #N/A | #N/A | #N/A | #N/A
TRUE | VIC | CBTS66A | Cranbourne (AusNet) 66 kV | AusNet | Winter | Coincident | 2027 | POE50 | NA | 289.652 | VIC Cranbourne (AusNet) 66 kV |  |  | FALSE | #N/A | #N/A | #N/A | #N/A | #N/A | #N/A | #N/A | #N/A | #N/A | #N/A
TRUE | VIC | CBTS66A | Cranbourne (AusNet) 66 kV | AusNet | Winter | Coincident | 2027 | POE10 | NA | 288.461 | VIC Cranbourne (AusNet) 66 kV |  |  | FALSE | #N/A | #N/A | #N/A | #N/A | #N/A | #N/A | #N/A | #N/A | #N/A | #N/A
TRUE | VIC | CBTS66A | Cranbourne (AusNet) 66 kV | AusNet | Winter | Non-coincident | 2027 | POE50 | NA | 325.7292 | VIC Cranbourne (AusNet) 66 kV |  |  | FALSE | #N/A | #N/A | #N/A | #N/A | #N/A | #N/A | #N/A | #N/A | #N/A | #N/A
TRUE | VIC | CBTS66A | Cranbourne (AusNet) 66 kV | AusNet | Winter | Non-coincident | 2027 | POE10 | NA | 325.7292 | VIC Cranbourne (AusNet) 66 kV |  |  | FALSE | #N/A | #N/A | #N/A | #N/A | #N/A | #N/A | #N/A | #N/A | #N/A | #N/A
TRUE | VIC | CBTS66A | Cranbourne (AusNet) 66 kV | AusNet | Winter | Coincident | 2028 | POE50 | NA | 296.2396 | VIC Cranbourne (AusNet) 66 kV |  |  | FALSE | #N/A | #N/A | #N/A | #N/A | #N/A | #N/A | #N/A | #N/A | #N/A | #N/A
TRUE | VIC | CBTS66A | Cranbourne (AusNet) 66 kV | AusNet | Winter | Coincident | 2028 | POE10 | NA | 294.788 | VIC Cranbourne (AusNet) 66 kV |  |  | FALSE | #N/A | #N/A | #N/A | #N/A | #N/A | #N/A | #N/A | #N/A | #N/A | #N/A
TRUE | VIC | CBTS66A | Cranbourne (AusNet) 66 kV | AusNet | Winter | Non-coincident | 2028 | POE50 | NA | 339.4098 | VIC Cranbourne (AusNet) 66 kV |  |  | FALSE | #N/A | #N/A | #N/A | #N/A | #N/A | #N/A | #N/A | #N/A | #N/A | #N/A
TRUE | VIC | CBTS66A | Cranbourne (AusNet) 66 kV | AusNet | Winter | Non-coincident | 2028 | POE10 | NA | 339.4098 | VIC Cranbourne (AusNet) 66 kV |  |  | FALSE | #N/A | #N/A | #N/A | #N/A | #N/A | #N/A | #N/A | #N/A | #N/A | #N/A
TRUE | VIC | CBTS66A | Cranbourne (AusNet) 66 kV | AusNet | Winter | Coincident | 2029 | POE50 | NA | 305.0195 | VIC Cranbourne (AusNet) 66 kV |  |  | FALSE | #N/A | #N/A | #N/A | #N/A | #N/A | #N/A | #N/A | #N/A | #N/A | #N/A
TRUE | VIC | CBTS66A | Cranbourne (AusNet) 66 kV | AusNet | Winter | Coincident | 2029 | POE10 | NA | 303.4207 | VIC Cranbourne (AusNet) 66 kV |  |  | FALSE | #N/A | #N/A | #N/A | #N/A | #N/A | #N/A | #N/A | #N/A | #N/A | #N/A
TRUE | VIC | CBTS66A | Cranbourne (AusNet) 66 kV | AusNet | Winter | Non-coincident | 2029 | POE50 | NA | 353.665 | VIC Cranbourne (AusNet) 66 kV |  |  | FALSE | #N/A | #N/A | #N/A | #N/A | #N/A | #N/A | #N/A | #N/A | #N/A | #N/A
TRUE | VIC | CBTS66A | Cranbourne (AusNet) 66 kV | AusNet | Winter | Non-coincident | 2029 | POE10 | NA | 353.665 | VIC Cranbourne (AusNet) 66 kV |  |  | FALSE | #N/A | #N/A | #N/A | #N/A | #N/A | #N/A | #N/A | #N/A | #N/A | #N/A
TRUE | VIC | CBTS66A | Cranbourne (AusNet) 66 kV | AusNet | Winter | Coincident | 2030 | POE50 | NA | 313.3644 | VIC Cranbourne (AusNet) 66 kV |  |  | FALSE | #N/A | #N/A | #N/A | #N/A | #N/A | #N/A | #N/A | #N/A | #N/A | #N/A
TRUE | VIC | CBTS66A | Cranbourne (AusNet) 66 kV | AusNet | Winter | Coincident | 2030 | POE10 | NA | 311.7907 | VIC Cranbourne (AusNet) 66 kV |  |  | FALSE | #N/A | #N/A | #N/A | #N/A | #N/A | #N/A | #N/A | #N/A | #N/A | #N/A
TRUE | VIC | CBTS66A | Cranbourne (AusNet) 66 kV | AusNet | Winter | Non-coincident | 2030 | POE50 | NA | 368.519 | VIC Cranbourne (AusNet) 66 kV |  |  | FALSE | #N/A | #N/A | #N/A | #N/A | #N/A | #N/A | #N/A | #N/A | #N/A | #N/A
TRUE | VIC | CBTS66A | Cranbourne (AusNet) 66 kV | AusNet | Winter | Non-coincident | 2030 | POE10 | NA | 368.519 | VIC Cranbourne (AusNet) 66 kV |  |  | FALSE | #N/A | #N/A | #N/A | #N/A | #N/A | #N/A | #N/A | #N/A | #N/A | #N/A
TRUE | VIC | CBTS66A | Cranbourne (AusNet) 66 kV | AusNet | Winter | Coincident | 2031 | POE50 | NA | 322.5247 | VIC Cranbourne (AusNet) 66 kV |  |  | FALSE | #N/A | #N/A | #N/A | #N/A | #N/A | #N/A | #N/A | #N/A | #N/A | #N/A
TRUE | VIC | CBTS66A | Cranbourne (AusNet) 66 kV | AusNet | Winter | Coincident | 2031 | POE10 | NA | 320.8938 | VIC Cranbourne (AusNet) 66 kV |  |  | FALSE | #N/A | #N/A | #N/A | #N/A | #N/A | #N/A | #N/A | #N/A | #N/A | #N/A
TRUE | VIC | CBTS66A | Cranbourne (AusNet) 66 kV | AusNet | Winter | Non-coincident | 2031 | POE50 | NA | 383.9968 | VIC Cranbourne (AusNet) 66 kV |  |  | FALSE | #N/A | #N/A | #N/A | #N/A | #N/A | #N/A | #N/A | #N/A | #N/A | #N/A
TRUE | VIC | CBTS66A | Cranbourne (AusNet) 66 kV | AusNet | Winter | Non-coincident | 2031 | POE10 | NA | 383.9968 | VIC Cranbourne (AusNet) 66 kV |  |  | FALSE | #N/A | #N/A | #N/A | #N/A | #N/A | #N/A | #N/A | #N/A | #N/A | #N/A
TRUE | VIC | CBTS66A | Cranbourne (AusNet) 66 kV | AusNet | Winter | Coincident | 2032 | POE50 | NA | 328.5585 | VIC Cranbourne (AusNet) 66 kV |  |  | FALSE | #N/A | #N/A | #N/A | #N/A | #N/A | #N/A | #N/A | #N/A | #N/A | #N/A
TRUE | VIC | CBTS66A | Cranbourne (AusNet) 66 kV | AusNet | Winter | Coincident | 2032 | POE10 | NA | 327.5174 | VIC Cranbourne (AusNet) 66 kV |  |  | FALSE | #N/A | #N/A | #N/A | #N/A | #N/A | #N/A | #N/A | #N/A | #N/A | #N/A
TRUE | VIC | CBTS66A | Cranbourne (AusNet) 66 kV | AusNet | Winter | Non-coincident | 2032 | POE50 | NA | 400.1246 | VIC Cranbourne (AusNet) 66 kV |  |  | FALSE | #N/A | #N/A | #N/A | #N/A | #N/A | #N/A | #N/A | #N/A | #N/A | #N/A
TRUE | VIC | CBTS66A | Cranbourne (AusNet) 66 kV | AusNet | Winter | Non-coincident | 2032 | POE10 | NA | 400.1246 | VIC Cranbourne (AusNet) 66 kV |  |  | FALSE | #N/A | #N/A | #N/A | #N/A | #N/A | #N/A | #N/A | #N/A | #N/A | #N/A
TRUE | VIC | CBTS66A | Cranbourne (AusNet) 66 kV | AusNet | Winter | Coincident | 2033 | POE50 | NA | 333.8708 | VIC Cranbourne (AusNet) 66 kV |  |  | FALSE | #N/A | #N/A | #N/A | #N/A | #N/A | #N/A | #N/A | #N/A | #N/A | #N/A
TRUE | VIC | CBTS66A | Cranbourne (AusNet) 66 kV | AusNet | Winter | Coincident | 2033 | POE10 | NA | 332.7746 | VIC Cranbourne (AusNet) 66 kV |  |  | FALSE | #N/A | #N/A | #N/A | #N/A | #N/A | #N/A | #N/A | #N/A | #N/A | #N/A
TRUE | VIC | CBTS66A | Cranbourne (AusNet) 66 kV | AusNet | Winter | Non-coincident | 2033 | POE50 | NA | 416.9299 | VIC Cranbourne (AusNet) 66 kV |  |  | FALSE | #N/A | #N/A | #N/A | #N/A | #N/A | #N/A | #N/A | #N/A | #N/A | #N/A
TRUE | VIC | CBTS66A | Cranbourne (AusNet) 66 kV | AusNet | Winter | Non-coincident | 2033 | POE10 | NA | 416.9299 | VIC Cranbourne (AusNet) 66 kV |  |  | FALSE | #N/A | #N/A | #N/A | #N/A | #N/A | #N/A | #N/A | #N/A | #N/A | #N/A
TRUE | VIC | CBTS66A | Cranbourne (AusNet) 66 kV | AusNet | Winter | Coincident | 2034 | POE50 | NA | 345.4985 | VIC Cranbourne (AusNet) 66 kV |  |  | FALSE | #N/A | #N/A | #N/A | #N/A | #N/A | #N/A | #N/A | #N/A | #N/A | #N/A
TRUE | VIC | CBTS66A | Cranbourne (AusNet) 66 kV | AusNet | Winter | Coincident | 2034 | POE10 | NA | 344.1791 | VIC Cranbourne (AusNet) 66 kV |  |  | FALSE | #N/A | #N/A | #N/A | #N/A | #N/A | #N/A | #N/A | #N/A | #N/A | #N/A
TRUE | VIC | CBTS66A | Cranbourne (AusNet) 66 kV | AusNet | Winter | Non-coincident | 2034 | POE50 | NA | 434.4409 | VIC Cranbourne (AusNet) 66 kV |  |  | FALSE | #N/A | #N/A | #N/A | #N/A | #N/A | #N/A | #N/A | #N/A | #N/A | #N/A
TRUE | VIC | CBTS66A | Cranbourne (AusNet) 66 kV | AusNet | Winter | Non-coincident | 2034 | POE10 | NA | 434.4409 | VIC Cranbourne (AusNet) 66 kV |  |  | FALSE | #N/A | #N/A | #N/A | #N/A | #N/A | #N/A | #N/A | #N/A | #N/A | #N/A
TRUE | VIC | CBTS66U | Cranbourne (United Energy) 66 kV | United Energy | Shoulder | Coincident | 2019 | ACTUAL_OPG | 39.9859 | NA | VIC Cranbourne (United Energy) 66 kV |  |  | TRUE | VIC | CBTS66U | Cranbourne (United Energy) 66 kV | United Energy | Shoulder | Coincident | 2019 | ACTUAL_OPG | #N/A | 39.9859
TRUE | VIC | CBTS66U | Cranbourne (United Energy) 66 kV | United Energy | Shoulder | Coincident | 2019 | ACTUAL_RAW | 39.9859 | NA | VIC Cranbourne (United Energy) 66 kV |  |  | TRUE | VIC | CBTS66U | Cranbourne (United Energy) 66 kV | United Energy | Shoulder | Coincident | 2019 | ACTUAL_RAW | #N/A | 39.9859
TRUE | VIC | CBTS66U | Cranbourne (United Energy) 66 kV | United Energy | Shoulder | Non-coincident | 2019 | ACTUAL_RAW | 39.8903 | NA | VIC Cranbourne (United Energy) 66 kV |  |  | TRUE | VIC | CBTS66U | Cranbourne (United Energy) 66 kV | United Energy | Shoulder | Non-coincident | 2019 | ACTUAL_RAW | #N/A | 39.8903
TRUE | VIC | CBTS66U | Cranbourne (United Energy) 66 kV | United Energy | Shoulder | Non-coincident | 2019 | ACTUAL_OPG | 39.8903 | NA | VIC Cranbourne (United Energy) 66 kV |  |  | TRUE | VIC | CBTS66U | Cranbourne (United Energy) 66 kV | United Energy | Shoulder | Non-coincident | 2019 | ACTUAL_OPG | #N/A | 39.8903
TRUE | VIC | CBTS66U | Cranbourne (United Energy) 66 kV | United Energy | Shoulder | Non-coincident | 2019 | ACTUAL_ADJUSTEDOPG | 39.8903 | NA | VIC Cranbourne (United Energy) 66 kV |  |  | TRUE | VIC | CBTS66U | Cranbourne (United Energy) 66 kV | United Energy | Shoulder | Non-coincident | 2019 | ACTUAL_ADJUSTEDOPG | #N/A | 39.8903
TRUE | VIC | CBTS66U | Cranbourne (United Energy) 66 kV | United Energy | Shoulder | Coincident | 2020 | ACTUAL_OPG | 47.3282 | NA | VIC Cranbourne (United Energy) 66 kV |  |  | TRUE | VIC | CBTS66U | Cranbourne (United Energy) 66 kV | United Energy | Shoulder | Coincident | 2020 | ACTUAL_OPG | #N/A | 47.3282
TRUE | VIC | CBTS66U | Cranbourne (United Energy) 66 kV | United Energy | Shoulder | Coincident | 2020 | ACTUAL_RAW | 47.3282 | NA | VIC Cranbourne (United Energy) 66 kV |  |  | TRUE | VIC | CBTS66U | Cranbourne (United Energy) 66 kV | United Energy | Shoulder | Coincident | 2020 | ACTUAL_RAW | #N/A | 47.3282
TRUE | VIC | CBTS66U | Cranbourne (United Energy) 66 kV | United Energy | Shoulder | Non-coincident | 2020 | ACTUAL_RAW | 40.5546 | NA | VIC Cranbourne (United Energy) 66 kV |  |  | TRUE | VIC | CBTS66U | Cranbourne (United Energy) 66 kV | United Energy | Shoulder | Non-coincident | 2020 | ACTUAL_RAW | #N/A | 40.5546
TRUE | VIC | CBTS66U | Cranbourne (United Energy) 66 kV | United Energy | Shoulder | Non-coincident | 2020 | ACTUAL_OPG | 40.5546 | NA | VIC Cranbourne (United Energy) 66 kV |  |  | TRUE | VIC | CBTS66U | Cranbourne (United Energy) 66 kV | United Energy | Shoulder | Non-coincident | 2020 | ACTUAL_OPG | #N/A | 40.5546
TRUE | VIC | CBTS66U | Cranbourne (United Energy) 66 kV | United Energy | Shoulder | Non-coincident | 2020 | ACTUAL_ADJUSTEDOPG | 40.5546 | NA | VIC Cranbourne (United Energy) 66 kV |  |  | TRUE | VIC | CBTS66U | Cranbourne (United Energy) 66 kV | United Energy | Shoulder | Non-coincident | 2020 | ACTUAL_ADJUSTEDOPG | #N/A | 40.5546
TRUE | VIC | CBTS66U | Cranbourne (United Energy) 66 kV | United Energy | Shoulder | Coincident | 2021 | ACTUAL_OPG | 49.3338 | NA | VIC Cranbourne (United Energy) 66 kV |  |  | TRUE | VIC | CBTS66U | Cranbourne (United Energy) 66 kV | United Energy | Shoulder | Coincident | 2021 | ACTUAL_OPG | #N/A | 49.3338
TRUE | VIC | CBTS66U | Cranbourne (United Energy) 66 kV | United Energy | Shoulder | Coincident | 2021 | ACTUAL_RAW | 49.3338 | NA | VIC Cranbourne (United Energy) 66 kV |  |  | TRUE | VIC | CBTS66U | Cranbourne (United Energy) 66 kV | United Energy | Shoulder | Coincident | 2021 | ACTUAL_RAW | #N/A | 49.3338
TRUE | VIC | CBTS66U | Cranbourne (United Energy) 66 kV | United Energy | Shoulder | Non-coincident | 2021 | ACTUAL_RAW | 33.115 | NA | VIC Cranbourne (United Energy) 66 kV |  |  | TRUE | VIC | CBTS66U | Cranbourne (United Energy) 66 kV | United Energy | Shoulder | Non-coincident | 2021 | ACTUAL_RAW | #N/A | 33.115
TRUE | VIC | CBTS66U | Cranbourne (United Energy) 66 kV | United Energy | Shoulder | Non-coincident | 2021 | ACTUAL_OPG | 33.115 | NA | VIC Cranbourne (United Energy) 66 kV |  |  | TRUE | VIC | CBTS66U | Cranbourne (United Energy) 66 kV | United Energy | Shoulder | Non-coincident | 2021 | ACTUAL_OPG | #N/A | 33.115
TRUE | VIC | CBTS66U | Cranbourne (United Energy) 66 kV | United Energy | Shoulder | Non-coincident | 2021 | ACTUAL_ADJUSTEDOPG | 33.115 | NA | VIC Cranbourne (United Energy) 66 kV |  |  | TRUE | VIC | CBTS66U | Cranbourne (United Energy) 66 kV | United Energy | Shoulder | Non-coincident | 2021 | ACTUAL_ADJUSTEDOPG | #N/A | 33.115
TRUE | VIC | CBTS66U | Cranbourne (United Energy) 66 kV | United Energy | Shoulder | Coincident | 2022 | ACTUAL_OPG | 35.5525 | NA | VIC Cranbourne (United Energy) 66 kV |  |  | TRUE | VIC | CBTS66U | Cranbourne (United Energy) 66 kV | United Energy | Shoulder | Coincident | 2022 | ACTUAL_OPG | #N/A | 35.5525
TRUE | VIC | CBTS66U | Cranbourne (United Energy) 66 kV | United Energy | Shoulder | Coincident | 2022 | ACTUAL_RAW | 35.5525 | NA | VIC Cranbourne (United Energy) 66 kV |  |  | TRUE | VIC | CBTS66U | Cranbourne (United Energy) 66 kV | United Energy | Shoulder | Coincident | 2022 | ACTUAL_RAW | #N/A | 35.5525
TRUE | VIC | CBTS66U | Cranbourne (United Energy) 66 kV | United Energy | Shoulder | Non-coincident | 2022 | ACTUAL_RAW | 27.0474 | NA | VIC Cranbourne (United Energy) 66 kV |  |  | TRUE | VIC | CBTS66U | Cranbourne (United Energy) 66 kV | United Energy | Shoulder | Non-coincident | 2022 | ACTUAL_RAW | #N/A | 27.0474
TRUE | VIC | CBTS66U | Cranbourne (United Energy) 66 kV | United Energy | Shoulder | Non-coincident | 2022 | ACTUAL_OPG | 27.0474 | NA | VIC Cranbourne (United Energy) 66 kV |  |  | TRUE | VIC | CBTS66U | Cranbourne (United Energy) 66 kV | United Energy | Shoulder | Non-coincident | 2022 | ACTUAL_OPG | #N/A | 27.0474
TRUE | VIC | CBTS66U | Cranbourne (United Energy) 66 kV | United Energy | Shoulder | Non-coincident | 2022 | ACTUAL_ADJUSTEDOPG | 27.0474 | NA | VIC Cranbourne (United Energy) 66 kV |  |  | TRUE | VIC | CBTS66U | Cranbourne (United Energy) 66 kV | United Energy | Shoulder | Non-coincident | 2022 | ACTUAL_ADJUSTEDOPG | #N/A | 27.0474
TRUE | VIC | CBTS66U | Cranbourne (United Energy) 66 kV | United Energy | Shoulder | Coincident | 2023 | ACTUAL_OPG | 30.9492 | NA | VIC Cranbourne (United Energy) 66 kV |  |  | TRUE | VIC | CBTS66U | Cranbourne (United Energy) 66 kV | United Energy | Shoulder | Coincident | 2023 | ACTUAL_OPG | #N/A | 30.9492
TRUE | VIC | CBTS66U | Cranbourne (United Energy) 66 kV | United Energy | Shoulder | Coincident | 2023 | ACTUAL_RAW | 30.9492 | NA | VIC Cranbourne (United Energy) 66 kV |  |  | TRUE | VIC | CBTS66U | Cranbourne (United Energy) 66 kV | United Energy | Shoulder | Coincident | 2023 | ACTUAL_RAW | #N/A | 30.9492
TRUE | VIC | CBTS66U | Cranbourne (United Energy) 66 kV | United Energy | Shoulder | Non-coincident | 2023 | ACTUAL_RAW | 18.4224 | NA | VIC Cranbourne (United Energy) 66 kV |  |  | TRUE | VIC | CBTS66U | Cranbourne (United Energy) 66 kV | United Energy | Shoulder | Non-coincident | 2023 | ACTUAL_RAW | #N/A | 18.4224
TRUE | VIC | CBTS66U | Cranbourne (United Energy) 66 kV | United Energy | Shoulder | Non-coincident | 2023 | ACTUAL_OPG | 18.4224 | NA | VIC Cranbourne (United Energy) 66 kV |  |  | TRUE | VIC | CBTS66U | Cranbourne (United Energy) 66 kV | United Energy | Shoulder | Non-coincident | 2023 | ACTUAL_OPG | #N/A | 18.4224
TRUE | VIC | CBTS66U | Cranbourne (United Energy) 66 kV | United Energy | Shoulder | Non-coincident | 2023 | ACTUAL_ADJUSTEDOPG | 18.4224 | NA | VIC Cranbourne (United Energy) 66 kV |  |  | TRUE | VIC | CBTS66U | Cranbourne (United Energy) 66 kV | United Energy | Shoulder | Non-coincident | 2023 | ACTUAL_ADJUSTEDOPG | #N/A | 18.4224
TRUE | VIC | CBTS66U | Cranbourne (United Energy) 66 kV | United Energy | Shoulder | Coincident | 2024 | ACTUAL_OPG | 0.62327 | NA | VIC Cranbourne (United Energy) 66 kV |  |  | TRUE | VIC | CBTS66U | Cranbourne (United Energy) 66 kV | United Energy | Shoulder | Coincident | 2024 | ACTUAL_OPG | #N/A | 0.62327
TRUE | VIC | CBTS66U | Cranbourne (United Energy) 66 kV | United Energy | Shoulder | Coincident | 2024 | ACTUAL_RAW | 0.62327 | NA | VIC Cranbourne (United Energy) 66 kV |  |  | TRUE | VIC | CBTS66U | Cranbourne (United Energy) 66 kV | United Energy | Shoulder | Coincident | 2024 | ACTUAL_RAW | #N/A | 0.62327
TRUE | VIC | CBTS66U | Cranbourne (United Energy) 66 kV | United Energy | Shoulder | Non-coincident | 2024 | ACTUAL_RAW | -1.7001 | NA | VIC Cranbourne (United Energy) 66 kV |  |  | TRUE | VIC | CBTS66U | Cranbourne (United Energy) 66 kV | United Energy | Shoulder | Non-coincident | 2024 | ACTUAL_RAW | #N/A | -1.7001
TRUE | VIC | CBTS66U | Cranbourne (United Energy) 66 kV | United Energy | Shoulder | Non-coincident | 2024 | ACTUAL_OPG | -1.7001 | NA | VIC Cranbourne (United Energy) 66 kV |  |  | TRUE | VIC | CBTS66U | Cranbourne (United Energy) 66 kV | United Energy | Shoulder | Non-coincident | 2024 | ACTUAL_OPG | #N/A | -1.7001
TRUE | VIC | CBTS66U | Cranbourne (United Energy) 66 kV | United Energy | Shoulder | Non-coincident | 2024 | ACTUAL_ADJUSTEDOPG | -1.7001 | NA | VIC Cranbourne (United Energy) 66 kV |  |  | TRUE | VIC | CBTS66U | Cranbourne (United Energy) 66 kV | United Energy | Shoulder | Non-coincident | 2024 | ACTUAL_ADJUSTEDOPG | #N/A | -1.7001
TRUE | VIC | CBTS66U | Cranbourne (United Energy) 66 kV | United Energy | Shoulder | Coincident | 2025 | ACTUAL_OPG | -11.1027 | NA | VIC Cranbourne (United Energy) 66 kV |  |  | TRUE | VIC | CBTS66U | Cranbourne (United Energy) 66 kV | United Energy | Shoulder | Coincident | 2025 | ACTUAL_OPG | #N/A | -11.1027
TRUE | VIC | CBTS66U | Cranbourne (United Energy) 66 kV | United Energy | Shoulder | Coincident | 2025 | ACTUAL_RAW | -11.1027 | NA | VIC Cranbourne (United Energy) 66 kV |  |  | TRUE | VIC | CBTS66U | Cranbourne (United Energy) 66 kV | United Energy | Shoulder | Coincident | 2025 | ACTUAL_RAW | #N/A | -11.1027
TRUE | VIC | CBTS66U | Cranbourne (United Energy) 66 kV | United Energy | Shoulder | Non-coincident | 2025 | ACTUAL_RAW | -12.1972 | NA | VIC Cranbourne (United Energy) 66 kV |  |  | TRUE | VIC | CBTS66U | Cranbourne (United Energy) 66 kV | United Energy | Shoulder | Non-coincident | 2025 | ACTUAL_RAW | #N/A | -12.1972
TRUE | VIC | CBTS66U | Cranbourne (United Energy) 66 kV | United Energy | Shoulder | Non-coincident | 2025 | ACTUAL_OPG | -12.1972 | NA | VIC Cranbourne (United Energy) 66 kV |  |  | TRUE | VIC | CBTS66U | Cranbourne (United Energy) 66 kV | United Energy | Shoulder | Non-coincident | 2025 | ACTUAL_OPG | #N/A | -12.1972
TRUE | VIC | CBTS66U | Cranbourne (United Energy) 66 kV | United Energy | Shoulder | Non-coincident | 2025 | ACTUAL_ADJUSTEDOPG | -12.1972 | NA | VIC Cranbourne (United Energy) 66 kV |  |  | TRUE | VIC | CBTS66U | Cranbourne (United Energy) 66 kV | United Energy | Shoulder | Non-coincident | 2025 | ACTUAL_ADJUSTEDOPG | #N/A | -12.1972
TRUE | VIC | CBTS66U | Cranbourne (United Energy) 66 kV | United Energy | Shoulder | Non-coincident | 2025 | BASEYEARPOE90 | -11.9201 | NA | VIC Cranbourne (United Energy) 66 kV |  |  | TRUE | VIC | CBTS66U | Cranbourne (United Energy) 66 kV | United Energy | Shoulder | Non-coincident | 2025 | BASEYEARPOE90 | #N/A | -11.9201
TRUE | VIC | CBTS66U | Cranbourne (United Energy) 66 kV | United Energy | Shoulder | Non-coincident | 2025 | BASEYEARPOE50 | -6.6001 | NA | VIC Cranbourne (United Energy) 66 kV |  |  | TRUE | VIC | CBTS66U | Cranbourne (United Energy) 66 kV | United Energy | Shoulder | Non-coincident | 2025 | BASEYEARPOE50 | #N/A | -6.6001
TRUE | VIC | CBTS66U | Cranbourne (United Energy) 66 kV | United Energy | Shoulder | Coincident_unreconciled | 2026 | POE50 | -3.1229 | NA | VIC Cranbourne (United Energy) 66 kV |  |  | TRUE | VIC | CBTS66U | Cranbourne (United Energy) 66 kV | United Energy | Shoulder | Coincident_unreconciled | 2026 | POE50 | #N/A | -3.1229
TRUE | VIC | CBTS66U | Cranbourne (United Energy) 66 kV | United Energy | Shoulder | Coincident_unreconciled | 2026 | POE90 | -4.408 | NA | VIC Cranbourne (United Energy) 66 kV |  |  | TRUE | VIC | CBTS66U | Cranbourne (United Energy) 66 kV | United Energy | Shoulder | Coincident_unreconciled | 2026 | POE90 | #N/A | -4.408
TRUE | VIC | CBTS66U | Cranbourne (United Energy) 66 kV | United Energy | Shoulder | Non-coincident | 2026 | POE50 | -11.4887 | NA | VIC Cranbourne (United Energy) 66 kV |  |  | TRUE | VIC | CBTS66U | Cranbourne (United Energy) 66 kV | United Energy | Shoulder | Non-coincident | 2026 | POE50 | #N/A | -11.4887
TRUE | VIC | CBTS66U | Cranbourne (United Energy) 66 kV | United Energy | Shoulder | Non-coincident | 2026 | POE90 | -16.2166 | NA | VIC Cranbourne (United Energy) 66 kV |  |  | TRUE | VIC | CBTS66U | Cranbourne (United Energy) 66 kV | United Energy | Shoulder | Non-coincident | 2026 | POE90 | #N/A | -16.2166
TRUE | VIC | CBTS66U | Cranbourne (United Energy) 66 kV | United Energy | Shoulder | Coincident_unreconciled | 2027 | POE50 | -5.1751 | NA | VIC Cranbourne (United Energy) 66 kV |  |  | TRUE | VIC | CBTS66U | Cranbourne (United Energy) 66 kV | United Energy | Shoulder | Coincident_unreconciled | 2027 | POE50 | #N/A | -5.1751
TRUE | VIC | CBTS66U | Cranbourne (United Energy) 66 kV | United Energy | Shoulder | Coincident_unreconciled | 2027 | POE90 | -6.464 | NA | VIC Cranbourne (United Energy) 66 kV |  |  | TRUE | VIC | CBTS66U | Cranbourne (United Energy) 66 kV | United Energy | Shoulder | Coincident_unreconciled | 2027 | POE90 | #N/A | -6.464
TRUE | VIC | CBTS66U | Cranbourne (United Energy) 66 kV | United Energy | Shoulder | Non-coincident | 2027 | POE50 | -19.0386 | NA | VIC Cranbourne (United Energy) 66 kV |  |  | TRUE | VIC | CBTS66U | Cranbourne (United Energy) 66 kV | United Energy | Shoulder | Non-coincident | 2027 | POE50 | #N/A | -19.0386
TRUE | VIC | CBTS66U | Cranbourne (United Energy) 66 kV | United Energy | Shoulder | Non-coincident | 2027 | POE90 | -23.7801 | NA | VIC Cranbourne (United Energy) 66 kV |  |  | TRUE | VIC | CBTS66U | Cranbourne (United Energy) 66 kV | United Energy | Shoulder | Non-coincident | 2027 | POE90 | #N/A | -23.7801
TRUE | VIC | CBTS66U | Cranbourne (United Energy) 66 kV | United Energy | Shoulder | Coincident_unreconciled | 2028 | POE50 | -7.788 | NA | VIC Cranbourne (United Energy) 66 kV |  |  | TRUE | VIC | CBTS66U | Cranbourne (United Energy) 66 kV | United Energy | Shoulder | Coincident_unreconciled | 2028 | POE50 | #N/A | -7.788
TRUE | VIC | CBTS66U | Cranbourne (United Energy) 66 kV | United Energy | Shoulder | Coincident_unreconciled | 2028 | POE90 | -9.0806 | NA | VIC Cranbourne (United Energy) 66 kV |  |  | TRUE | VIC | CBTS66U | Cranbourne (United Energy) 66 kV | United Energy | Shoulder | Coincident_unreconciled | 2028 | POE90 | #N/A | -9.0806
TRUE | VIC | CBTS66U | Cranbourne (United Energy) 66 kV | United Energy | Shoulder | Non-coincident | 2028 | POE50 | -28.651 | NA | VIC Cranbourne (United Energy) 66 kV |  |  | TRUE | VIC | CBTS66U | Cranbourne (United Energy) 66 kV | United Energy | Shoulder | Non-coincident | 2028 | POE50 | #N/A | -28.651
TRUE | VIC | CBTS66U | Cranbourne (United Energy) 66 kV | United Energy | Shoulder | Non-coincident | 2028 | POE90 | -33.4062 | NA | VIC Cranbourne (United Energy) 66 kV |  |  | TRUE | VIC | CBTS66U | Cranbourne (United Energy) 66 kV | United Energy | Shoulder | Non-coincident | 2028 | POE90 | #N/A | -33.4062
TRUE | VIC | CBTS66U | Cranbourne (United Energy) 66 kV | United Energy | Shoulder | Coincident_unreconciled | 2029 | POE50 | -10.1637 | NA | VIC Cranbourne (United Energy) 66 kV |  |  | TRUE | VIC | CBTS66U | Cranbourne (United Energy) 66 kV | United Energy | Shoulder | Coincident_unreconciled | 2029 | POE50 | #N/A | -10.1637
TRUE | VIC | CBTS66U | Cranbourne (United Energy) 66 kV | United Energy | Shoulder | Coincident_unreconciled | 2029 | POE90 | -11.4601 | NA | VIC Cranbourne (United Energy) 66 kV |  |  | TRUE | VIC | CBTS66U | Cranbourne (United Energy) 66 kV | United Energy | Shoulder | Coincident_unreconciled | 2029 | POE90 | #N/A | -11.4601
TRUE | VIC | CBTS66U | Cranbourne (United Energy) 66 kV | United Energy | Shoulder | Non-coincident | 2029 | POE50 | -37.3911 | NA | VIC Cranbourne (United Energy) 66 kV |  |  | TRUE | VIC | CBTS66U | Cranbourne (United Energy) 66 kV | United Energy | Shoulder | Non-coincident | 2029 | POE50 | #N/A | -37.3911
TRUE | VIC | CBTS66U | Cranbourne (United Energy) 66 kV | United Energy | Shoulder | Non-coincident | 2029 | POE90 | -42.16 | NA | VIC Cranbourne (United Energy) 66 kV |  |  | TRUE | VIC | CBTS66U | Cranbourne (United Energy) 66 kV | United Energy | Shoulder | Non-coincident | 2029 | POE90 | #N/A | -42.16
TRUE | VIC | CBTS66U | Cranbourne (United Energy) 66 kV | United Energy | Shoulder | Coincident_unreconciled | 2030 | POE50 | -12.4761 | NA | VIC Cranbourne (United Energy) 66 kV |  |  | TRUE | VIC | CBTS66U | Cranbourne (United Energy) 66 kV | United Energy | Shoulder | Coincident_unreconciled | 2030 | POE50 | #N/A | -12.4761
TRUE | VIC | CBTS66U | Cranbourne (United Energy) 66 kV | United Energy | Shoulder | Coincident_unreconciled | 2030 | POE90 | -13.7761 | NA | VIC Cranbourne (United Energy) 66 kV |  |  | TRUE | VIC | CBTS66U | Cranbourne (United Energy) 66 kV | United Energy | Shoulder | Coincident_unreconciled | 2030 | POE90 | #N/A | -13.7761
TRUE | VIC | CBTS66U | Cranbourne (United Energy) 66 kV | United Energy | Shoulder | Non-coincident | 2030 | POE50 | -45.8978 | NA | VIC Cranbourne (United Energy) 66 kV |  |  | TRUE | VIC | CBTS66U | Cranbourne (United Energy) 66 kV | United Energy | Shoulder | Non-coincident | 2030 | POE50 | #N/A | -45.8978
TRUE | VIC | CBTS66U | Cranbourne (United Energy) 66 kV | United Energy | Shoulder | Non-coincident | 2030 | POE90 | -50.6805 | NA | VIC Cranbourne (United Energy) 66 kV |  |  | TRUE | VIC | CBTS66U | Cranbourne (United Energy) 66 kV | United Energy | Shoulder | Non-coincident | 2030 | POE90 | #N/A | -50.6805
TRUE | VIC | CBTS66U | Cranbourne (United Energy) 66 kV | United Energy | Shoulder | Coincident_unreconciled | 2031 | POE50 | -14.724 | NA | VIC Cranbourne (United Energy) 66 kV |  |  | TRUE | VIC | CBTS66U | Cranbourne (United Energy) 66 kV | United Energy | Shoulder | Coincident_unreconciled | 2031 | POE50 | #N/A | -14.724
TRUE | VIC | CBTS66U | Cranbourne (United Energy) 66 kV | United Energy | Shoulder | Coincident_unreconciled | 2031 | POE90 | -16.0278 | NA | VIC Cranbourne (United Energy) 66 kV |  |  | TRUE | VIC | CBTS66U | Cranbourne (United Energy) 66 kV | United Energy | Shoulder | Coincident_unreconciled | 2031 | POE90 | #N/A | -16.0278
TRUE | VIC | CBTS66U | Cranbourne (United Energy) 66 kV | United Energy | Shoulder | Non-coincident | 2031 | POE50 | -54.1677 | NA | VIC Cranbourne (United Energy) 66 kV |  |  | TRUE | VIC | CBTS66U | Cranbourne (United Energy) 66 kV | United Energy | Shoulder | Non-coincident | 2031 | POE50 | #N/A | -54.1677
TRUE | VIC | CBTS66U | Cranbourne (United Energy) 66 kV | United Energy | Shoulder | Non-coincident | 2031 | POE90 | -58.9641 | NA | VIC Cranbourne (United Energy) 66 kV |  |  | TRUE | VIC | CBTS66U | Cranbourne (United Energy) 66 kV | United Energy | Shoulder | Non-coincident | 2031 | POE90 | #N/A | -58.9641
TRUE | VIC | CBTS66U | Cranbourne (United Energy) 66 kV | United Energy | Shoulder | Coincident_unreconciled | 2032 | POE50 | -16.5223 | NA | VIC Cranbourne (United Energy) 66 kV |  |  | TRUE | VIC | CBTS66U | Cranbourne (United Energy) 66 kV | United Energy | Shoulder | Coincident_unreconciled | 2032 | POE50 | #N/A | -16.5223
TRUE | VIC | CBTS66U | Cranbourne (United Energy) 66 kV | United Energy | Shoulder | Coincident_unreconciled | 2032 | POE90 | -17.8298 | NA | VIC Cranbourne (United Energy) 66 kV |  |  | TRUE | VIC | CBTS66U | Cranbourne (United Energy) 66 kV | United Energy | Shoulder | Coincident_unreconciled | 2032 | POE90 | #N/A | -17.8298
TRUE | VIC | CBTS66U | Cranbourne (United Energy) 66 kV | United Energy | Shoulder | Non-coincident | 2032 | POE50 | -60.7833 | NA | VIC Cranbourne (United Energy) 66 kV |  |  | TRUE | VIC | CBTS66U | Cranbourne (United Energy) 66 kV | United Energy | Shoulder | Non-coincident | 2032 | POE50 | #N/A | -60.7833
TRUE | VIC | CBTS66U | Cranbourne (United Energy) 66 kV | United Energy | Shoulder | Non-coincident | 2032 | POE90 | -65.5936 | NA | VIC Cranbourne (United Energy) 66 kV |  |  | TRUE | VIC | CBTS66U | Cranbourne (United Energy) 66 kV | United Energy | Shoulder | Non-coincident | 2032 | POE90 | #N/A | -65.5936
TRUE | VIC | CBTS66U | Cranbourne (United Energy) 66 kV | United Energy | Shoulder | Coincident_unreconciled | 2033 | POE50 | -17.9462 | NA | VIC Cranbourne (United Energy) 66 kV |  |  | TRUE | VIC | CBTS66U | Cranbourne (United Energy) 66 kV | United Energy | Shoulder | Coincident_unreconciled | 2033 | POE50 | #N/A | -17.9462
TRUE | VIC | CBTS66U | Cranbourne (United Energy) 66 kV | United Energy | Shoulder | Coincident_unreconciled | 2033 | POE90 | -19.2576 | NA | VIC Cranbourne (United Energy) 66 kV |  |  | TRUE | VIC | CBTS66U | Cranbourne (United Energy) 66 kV | United Energy | Shoulder | Coincident_unreconciled | 2033 | POE90 | #N/A | -19.2576
TRUE | VIC | CBTS66U | Cranbourne (United Energy) 66 kV | United Energy | Shoulder | Non-coincident | 2033 | POE50 | -66.0218 | NA | VIC Cranbourne (United Energy) 66 kV |  |  | TRUE | VIC | CBTS66U | Cranbourne (United Energy) 66 kV | United Energy | Shoulder | Non-coincident | 2033 | POE50 | #N/A | -66.0218
TRUE | VIC | CBTS66U | Cranbourne (United Energy) 66 kV | United Energy | Shoulder | Non-coincident | 2033 | POE90 | -70.846 | NA | VIC Cranbourne (United Energy) 66 kV |  |  | TRUE | VIC | CBTS66U | Cranbourne (United Energy) 66 kV | United Energy | Shoulder | Non-coincident | 2033 | POE90 | #N/A | -70.846
TRUE | VIC | CBTS66U | Cranbourne (United Energy) 66 kV | United Energy | Shoulder | Coincident_unreconciled | 2034 | POE50 | -19.2781 | NA | VIC Cranbourne (United Energy) 66 kV |  |  | TRUE | VIC | CBTS66U | Cranbourne (United Energy) 66 kV | United Energy | Shoulder | Coincident_unreconciled | 2034 | POE50 | #N/A | -19.2781
TRUE | VIC | CBTS66U | Cranbourne (United Energy) 66 kV | United Energy | Shoulder | Coincident_unreconciled | 2034 | POE90 | -20.5932 | NA | VIC Cranbourne (United Energy) 66 kV |  |  | TRUE | VIC | CBTS66U | Cranbourne (United Energy) 66 kV | United Energy | Shoulder | Coincident_unreconciled | 2034 | POE90 | #N/A | -20.5932
TRUE | VIC | CBTS66U | Cranbourne (United Energy) 66 kV | United Energy | Shoulder | Non-coincident | 2034 | POE50 | -70.9215 | NA | VIC Cranbourne (United Energy) 66 kV |  |  | TRUE | VIC | CBTS66U | Cranbourne (United Energy) 66 kV | United Energy | Shoulder | Non-coincident | 2034 | POE50 | #N/A | -70.9215
TRUE | VIC | CBTS66U | Cranbourne (United Energy) 66 kV | United Energy | Shoulder | Non-coincident | 2034 | POE90 | -75.7598 | NA | VIC Cranbourne (United Energy) 66 kV |  |  | TRUE | VIC | CBTS66U | Cranbourne (United Energy) 66 kV | United Energy | Shoulder | Non-coincident | 2034 | POE90 | #N/A | -75.7598
TRUE | VIC | CBTS66U | Cranbourne (United Energy) 66 kV | United Energy | Shoulder | Coincident_unreconciled | 2035 | POE50 | -20.691 | NA | VIC Cranbourne (United Energy) 66 kV |  |  | TRUE | VIC | CBTS66U | Cranbourne (United Energy) 66 kV | United Energy | Shoulder | Coincident_unreconciled | 2035 | POE50 | #N/A | -20.691
TRUE | VIC | CBTS66U | Cranbourne (United Energy) 66 kV | United Energy | Shoulder | Coincident_unreconciled | 2035 | POE90 | -22.0099 | NA | VIC Cranbourne (United Energy) 66 kV |  |  | TRUE | VIC | CBTS66U | Cranbourne (United Energy) 66 kV | United Energy | Shoulder | Coincident_unreconciled | 2035 | POE90 | #N/A | -22.0099
TRUE | VIC | CBTS66U | Cranbourne (United Energy) 66 kV | United Energy | Shoulder | Non-coincident | 2035 | POE50 | -76.1193 | NA | VIC Cranbourne (United Energy) 66 kV |  |  | TRUE | VIC | CBTS66U | Cranbourne (United Energy) 66 kV | United Energy | Shoulder | Non-coincident | 2035 | POE50 | #N/A | -76.1193
TRUE | VIC | CBTS66U | Cranbourne (United Energy) 66 kV | United Energy | Shoulder | Non-coincident | 2035 | POE90 | -80.9716 | NA | VIC Cranbourne (United Energy) 66 kV |  |  | TRUE | VIC | CBTS66U | Cranbourne (United Energy) 66 kV | United Energy | Shoulder | Non-coincident | 2035 | POE90 | #N/A | -80.9716
TRUE | VIC | CBTS66U | Cranbourne (United Energy) 66 kV | United Energy | Summer | Coincident | 2019 | ACTUAL_OPG | 48.7142 | 159.4584 | VIC Cranbourne (United Energy) 66 kV |  |  | TRUE | VIC | CBTS66U | Cranbourne (United Energy) 66 kV | United Energy | Summer | Coincident | 2019 | ACTUAL_OPG | 159.4584 | 48.7142
TRUE | VIC | CBTS66U | Cranbourne (United Energy) 66 kV | United Energy | Summer | Coincident | 2019 | ACTUAL_RAW | 48.7142 | 159.4584 | VIC Cranbourne (United Energy) 66 kV |  |  | TRUE | VIC | CBTS66U | Cranbourne (United Energy) 66 kV | United Energy | Summer | Coincident | 2019 | ACTUAL_RAW | 159.4584 | 48.7142
TRUE | VIC | CBTS66U | Cranbourne (United Energy) 66 kV | United Energy | Summer | Non-coincident | 2019 | ACTUAL_RAW | 35.4424 | 164.4845 | VIC Cranbourne (United Energy) 66 kV |  |  | TRUE | VIC | CBTS66U | Cranbourne (United Energy) 66 kV | United Energy | Summer | Non-coincident | 2019 | ACTUAL_RAW | 164.4845 | 35.4424
TRUE | VIC | CBTS66U | Cranbourne (United Energy) 66 kV | United Energy | Summer | Non-coincident | 2019 | ACTUAL_OPG | 35.4424 | 164.4845 | VIC Cranbourne (United Energy) 66 kV |  |  | TRUE | VIC | CBTS66U | Cranbourne (United Energy) 66 kV | United Energy | Summer | Non-coincident | 2019 | ACTUAL_OPG | 164.4845 | 35.4424
TRUE | VIC | CBTS66U | Cranbourne (United Energy) 66 kV | United Energy | Summer | Non-coincident | 2019 | ACTUAL_ADJUSTEDOPG | 35.4424 | 164.4845 | VIC Cranbourne (United Energy) 66 kV |  |  | TRUE | VIC | CBTS66U | Cranbourne (United Energy) 66 kV | United Energy | Summer | Non-coincident | 2019 | ACTUAL_ADJUSTEDOPG | 164.4845 | 35.4424
TRUE | VIC | CBTS66U | Cranbourne (United Energy) 66 kV | United Energy | Summer | Coincident | 2020 | ACTUAL_OPG | 35.8914 | 158.1789 | VIC Cranbourne (United Energy) 66 kV |  |  | TRUE | VIC | CBTS66U | Cranbourne (United Energy) 66 kV | United Energy | Summer | Coincident | 2020 | ACTUAL_OPG | 158.1789 | 35.8914
TRUE | VIC | CBTS66U | Cranbourne (United Energy) 66 kV | United Energy | Summer | Coincident | 2020 | ACTUAL_RAW | 35.8914 | 158.1789 | VIC Cranbourne (United Energy) 66 kV |  |  | TRUE | VIC | CBTS66U | Cranbourne (United Energy) 66 kV | United Energy | Summer | Coincident | 2020 | ACTUAL_RAW | 158.1789 | 35.8914
TRUE | VIC | CBTS66U | Cranbourne (United Energy) 66 kV | United Energy | Summer | Non-coincident | 2020 | ACTUAL_RAW | 32.3885 | 170.8798 | VIC Cranbourne (United Energy) 66 kV |  |  | TRUE | VIC | CBTS66U | Cranbourne (United Energy) 66 kV | United Energy | Summer | Non-coincident | 2020 | ACTUAL_RAW | 170.8798 | 32.3885
TRUE | VIC | CBTS66U | Cranbourne (United Energy) 66 kV | United Energy | Summer | Non-coincident | 2020 | ACTUAL_OPG | 32.3885 | 170.8798 | VIC Cranbourne (United Energy) 66 kV |  |  | TRUE | VIC | CBTS66U | Cranbourne (United Energy) 66 kV | United Energy | Summer | Non-coincident | 2020 | ACTUAL_OPG | 170.8798 | 32.3885
TRUE | VIC | CBTS66U | Cranbourne (United Energy) 66 kV | United Energy | Summer | Non-coincident | 2020 | ACTUAL_ADJUSTEDOPG | 32.3885 | 170.5111 | VIC Cranbourne (United Energy) 66 kV |  |  | TRUE | VIC | CBTS66U | Cranbourne (United Energy) 66 kV | United Energy | Summer | Non-coincident | 2020 | ACTUAL_ADJUSTEDOPG | 170.5111 | 32.3885
TRUE | VIC | CBTS66U | Cranbourne (United Energy) 66 kV | United Energy | Summer | Coincident | 2021 | ACTUAL_OPG | 22.9312 | 141.2621 | VIC Cranbourne (United Energy) 66 kV |  |  | TRUE | VIC | CBTS66U | Cranbourne (United Energy) 66 kV | United Energy | Summer | Coincident | 2021 | ACTUAL_OPG | 141.2621 | 22.9312
TRUE | VIC | CBTS66U | Cranbourne (United Energy) 66 kV | United Energy | Summer | Coincident | 2021 | ACTUAL_RAW | 22.9312 | 141.2621 | VIC Cranbourne (United Energy) 66 kV |  |  | TRUE | VIC | CBTS66U | Cranbourne (United Energy) 66 kV | United Energy | Summer | Coincident | 2021 | ACTUAL_RAW | 141.2621 | 22.9312
TRUE | VIC | CBTS66U | Cranbourne (United Energy) 66 kV | United Energy | Summer | Non-coincident | 2021 | ACTUAL_RAW | 22.7728 | 147.9479 | VIC Cranbourne (United Energy) 66 kV |  |  | TRUE | VIC | CBTS66U | Cranbourne (United Energy) 66 kV | United Energy | Summer | Non-coincident | 2021 | ACTUAL_RAW | 147.9479 | 22.7728
TRUE | VIC | CBTS66U | Cranbourne (United Energy) 66 kV | United Energy | Summer | Non-coincident | 2021 | ACTUAL_OPG | 22.7728 | 147.9479 | VIC Cranbourne (United Energy) 66 kV |  |  | TRUE | VIC | CBTS66U | Cranbourne (United Energy) 66 kV | United Energy | Summer | Non-coincident | 2021 | ACTUAL_OPG | 147.9479 | 22.7728
TRUE | VIC | CBTS66U | Cranbourne (United Energy) 66 kV | United Energy | Summer | Non-coincident | 2021 | ACTUAL_ADJUSTEDOPG | 22.7728 | 147.9479 | VIC Cranbourne (United Energy) 66 kV |  |  | TRUE | VIC | CBTS66U | Cranbourne (United Energy) 66 kV | United Energy | Summer | Non-coincident | 2021 | ACTUAL_ADJUSTEDOPG | 147.9479 | 22.7728
TRUE | VIC | CBTS66U | Cranbourne (United Energy) 66 kV | United Energy | Summer | Coincident | 2022 | ACTUAL_OPG | 26.4671 | 149.5655 | VIC Cranbourne (United Energy) 66 kV |  |  | TRUE | VIC | CBTS66U | Cranbourne (United Energy) 66 kV | United Energy | Summer | Coincident | 2022 | ACTUAL_OPG | 149.5655 | 26.4671
TRUE | VIC | CBTS66U | Cranbourne (United Energy) 66 kV | United Energy | Summer | Coincident | 2022 | ACTUAL_RAW | 26.4671 | 149.5655 | VIC Cranbourne (United Energy) 66 kV |  |  | TRUE | VIC | CBTS66U | Cranbourne (United Energy) 66 kV | United Energy | Summer | Coincident | 2022 | ACTUAL_RAW | 149.5655 | 26.4671
TRUE | VIC | CBTS66U | Cranbourne (United Energy) 66 kV | United Energy | Summer | Non-coincident | 2022 | ACTUAL_RAW | 24.0424 | 156.6885 | VIC Cranbourne (United Energy) 66 kV |  |  | TRUE | VIC | CBTS66U | Cranbourne (United Energy) 66 kV | United Energy | Summer | Non-coincident | 2022 | ACTUAL_RAW | 156.6885 | 24.0424
TRUE | VIC | CBTS66U | Cranbourne (United Energy) 66 kV | United Energy | Summer | Non-coincident | 2022 | ACTUAL_OPG | 24.0424 | 156.6885 | VIC Cranbourne (United Energy) 66 kV |  |  | TRUE | VIC | CBTS66U | Cranbourne (United Energy) 66 kV | United Energy | Summer | Non-coincident | 2022 | ACTUAL_OPG | 156.6885 | 24.0424
TRUE | VIC | CBTS66U | Cranbourne (United Energy) 66 kV | United Energy | Summer | Non-coincident | 2022 | ACTUAL_ADJUSTEDOPG | 24.0424 | 156.6885 | VIC Cranbourne (United Energy) 66 kV |  |  | TRUE | VIC | CBTS66U | Cranbourne (United Energy) 66 kV | United Energy | Summer | Non-coincident | 2022 | ACTUAL_ADJUSTEDOPG | 156.6885 | 24.0424
TRUE | VIC | CBTS66U | Cranbourne (United Energy) 66 kV | United Energy | Summer | Coincident | 2023 | ACTUAL_OPG | 30.4675 | 157.6007 | VIC Cranbourne (United Energy) 66 kV |  |  | TRUE | VIC | CBTS66U | Cranbourne (United Energy) 66 kV | United Energy | Summer | Coincident | 2023 | ACTUAL_OPG | 157.6007 | 30.4675
TRUE | VIC | CBTS66U | Cranbourne (United Energy) 66 kV | United Energy | Summer | Coincident | 2023 | ACTUAL_RAW | 30.4675 | 157.6007 | VIC Cranbourne (United Energy) 66 kV |  |  | TRUE | VIC | CBTS66U | Cranbourne (United Energy) 66 kV | United Energy | Summer | Coincident | 2023 | ACTUAL_RAW | 157.6007 | 30.4675
TRUE | VIC | CBTS66U | Cranbourne (United Energy) 66 kV | United Energy | Summer | Non-coincident | 2023 | ACTUAL_RAW | 25.6153 | 162.731 | VIC Cranbourne (United Energy) 66 kV |  |  | TRUE | VIC | CBTS66U | Cranbourne (United Energy) 66 kV | United Energy | Summer | Non-coincident | 2023 | ACTUAL_RAW | 162.731 | 25.6153
TRUE | VIC | CBTS66U | Cranbourne (United Energy) 66 kV | United Energy | Summer | Non-coincident | 2023 | ACTUAL_OPG | 25.6153 | 162.731 | VIC Cranbourne (United Energy) 66 kV |  |  | TRUE | VIC | CBTS66U | Cranbourne (United Energy) 66 kV | United Energy | Summer | Non-coincident | 2023 | ACTUAL_OPG | 162.731 | 25.6153
TRUE | VIC | CBTS66U | Cranbourne (United Energy) 66 kV | United Energy | Summer | Non-coincident | 2023 | ACTUAL_ADJUSTEDOPG | 25.6153 | 162.731 | VIC Cranbourne (United Energy) 66 kV |  |  | TRUE | VIC | CBTS66U | Cranbourne (United Energy) 66 kV | United Energy | Summer | Non-coincident | 2023 | ACTUAL_ADJUSTEDOPG | 162.731 | 25.6153
TRUE | VIC | CBTS66U | Cranbourne (United Energy) 66 kV | United Energy | Summer | Coincident | 2024 | ACTUAL_OPG | -17.536 | 166.8186 | VIC Cranbourne (United Energy) 66 kV |  |  | TRUE | VIC | CBTS66U | Cranbourne (United Energy) 66 kV | United Energy | Summer | Coincident | 2024 | ACTUAL_OPG | 166.8186 | -17.536
TRUE | VIC | CBTS66U | Cranbourne (United Energy) 66 kV | United Energy | Summer | Coincident | 2024 | ACTUAL_RAW | -17.536 | 166.8186 | VIC Cranbourne (United Energy) 66 kV |  |  | TRUE | VIC | CBTS66U | Cranbourne (United Energy) 66 kV | United Energy | Summer | Coincident | 2024 | ACTUAL_RAW | 166.8186 | -17.536
TRUE | VIC | CBTS66U | Cranbourne (United Energy) 66 kV | United Energy | Summer | Non-coincident | 2024 | ACTUAL_RAW | -18.2948 | 183.2017 | VIC Cranbourne (United Energy) 66 kV |  |  | TRUE | VIC | CBTS66U | Cranbourne (United Energy) 66 kV | United Energy | Summer | Non-coincident | 2024 | ACTUAL_RAW | 183.2017 | -18.2948
TRUE | VIC | CBTS66U | Cranbourne (United Energy) 66 kV | United Energy | Summer | Non-coincident | 2024 | ACTUAL_OPG | -18.2948 | 183.2017 | VIC Cranbourne (United Energy) 66 kV |  |  | TRUE | VIC | CBTS66U | Cranbourne (United Energy) 66 kV | United Energy | Summer | Non-coincident | 2024 | ACTUAL_OPG | 183.2017 | -18.2948
TRUE | VIC | CBTS66U | Cranbourne (United Energy) 66 kV | United Energy | Summer | Non-coincident | 2024 | ACTUAL_ADJUSTEDOPG | -18.2948 | 183.2017 | VIC Cranbourne (United Energy) 66 kV |  |  | TRUE | VIC | CBTS66U | Cranbourne (United Energy) 66 kV | United Energy | Summer | Non-coincident | 2024 | ACTUAL_ADJUSTEDOPG | 183.2017 | -18.2948
TRUE | VIC | CBTS66U | Cranbourne (United Energy) 66 kV | United Energy | Summer | Coincident | 2025 | ACTUAL_OPG | -21.6884 | 167.8635 | VIC Cranbourne (United Energy) 66 kV |  |  | TRUE | VIC | CBTS66U | Cranbourne (United Energy) 66 kV | United Energy | Summer | Coincident | 2025 | ACTUAL_OPG | 167.8635 | -21.6884
TRUE | VIC | CBTS66U | Cranbourne (United Energy) 66 kV | United Energy | Summer | Coincident | 2025 | ACTUAL_RAW | -21.6884 | 167.8635 | VIC Cranbourne (United Energy) 66 kV |  |  | TRUE | VIC | CBTS66U | Cranbourne (United Energy) 66 kV | United Energy | Summer | Coincident | 2025 | ACTUAL_RAW | 167.8635 | -21.6884
TRUE | VIC | CBTS66U | Cranbourne (United Energy) 66 kV | United Energy | Summer | Non-coincident | 2025 | ACTUAL_RAW | -21.8523 | 177.0998 | VIC Cranbourne (United Energy) 66 kV |  |  | TRUE | VIC | CBTS66U | Cranbourne (United Energy) 66 kV | United Energy | Summer | Non-coincident | 2025 | ACTUAL_RAW | 177.0998 | -21.8523
TRUE | VIC | CBTS66U | Cranbourne (United Energy) 66 kV | United Energy | Summer | Non-coincident | 2025 | ACTUAL_OPG | -21.8523 | 177.0998 | VIC Cranbourne (United Energy) 66 kV |  |  | TRUE | VIC | CBTS66U | Cranbourne (United Energy) 66 kV | United Energy | Summer | Non-coincident | 2025 | ACTUAL_OPG | 177.0998 | -21.8523
TRUE | VIC | CBTS66U | Cranbourne (United Energy) 66 kV | United Energy | Summer | Non-coincident | 2025 | ACTUAL_ADJUSTEDOPG | -21.8523 | 177.0998 | VIC Cranbourne (United Energy) 66 kV |  |  | TRUE | VIC | CBTS66U | Cranbourne (United Energy) 66 kV | United Energy | Summer | Non-coincident | 2025 | ACTUAL_ADJUSTEDOPG | 177.0998 | -21.8523
TRUE | VIC | CBTS66U | Cranbourne (United Energy) 66 kV | United Energy | Summer | Non-coincident | 2025 | BASEYEARPOE90 | -17.1673 | NA | VIC Cranbourne (United Energy) 66 kV |  |  | TRUE | VIC | CBTS66U | Cranbourne (United Energy) 66 kV | United Energy | Summer | Non-coincident | 2025 | BASEYEARPOE90 | #N/A | -17.1673
TRUE | VIC | CBTS66U | Cranbourne (United Energy) 66 kV | United Energy | Summer | Non-coincident | 2025 | BASEYEARPOE50 | -13.9701 | 171.3889 | VIC Cranbourne (United Energy) 66 kV |  |  | TRUE | VIC | CBTS66U | Cranbourne (United Energy) 66 kV | United Energy | Summer | Non-coincident | 2025 | BASEYEARPOE50 | 171.3889 | -13.9701
TRUE | VIC | CBTS66U | Cranbourne (United Energy) 66 kV | United Energy | Summer | Coincident_unreconciled | 2026 | POE50 | -17.2611 | NA | VIC Cranbourne (United Energy) 66 kV |  |  | TRUE | VIC | CBTS66U | Cranbourne (United Energy) 66 kV | United Energy | Summer | Coincident_unreconciled | 2026 | POE50 | #N/A | -17.2611
TRUE | VIC | CBTS66U | Cranbourne (United Energy) 66 kV | United Energy | Summer | Coincident_unreconciled | 2026 | POE90 | -19.147 | NA | VIC Cranbourne (United Energy) 66 kV |  |  | TRUE | VIC | CBTS66U | Cranbourne (United Energy) 66 kV | United Energy | Summer | Coincident_unreconciled | 2026 | POE90 | #N/A | -19.147
TRUE | VIC | CBTS66U | Cranbourne (United Energy) 66 kV | United Energy | Summer | Non-coincident | 2026 | POE50 | -17.6943 | 174.13 | VIC Cranbourne (United Energy) 66 kV |  |  | TRUE | VIC | CBTS66U | Cranbourne (United Energy) 66 kV | United Energy | Summer | Non-coincident | 2026 | POE50 | 174.13 | -17.6943
TRUE | VIC | CBTS66U | Cranbourne (United Energy) 66 kV | United Energy | Summer | Non-coincident | 2026 | POE90 | -19.6276 | NA | VIC Cranbourne (United Energy) 66 kV |  |  | TRUE | VIC | CBTS66U | Cranbourne (United Energy) 66 kV | United Energy | Summer | Non-coincident | 2026 | POE90 | #N/A | -19.6276
TRUE | VIC | CBTS66U | Cranbourne (United Energy) 66 kV | United Energy | Summer | Coincident_unreconciled | 2027 | POE50 | -24.8931 | NA | VIC Cranbourne (United Energy) 66 kV |  |  | TRUE | VIC | CBTS66U | Cranbourne (United Energy) 66 kV | United Energy | Summer | Coincident_unreconciled | 2027 | POE50 | #N/A | -24.8931
TRUE | VIC | CBTS66U | Cranbourne (United Energy) 66 kV | United Energy | Summer | Coincident_unreconciled | 2027 | POE90 | -26.7846 | NA | VIC Cranbourne (United Energy) 66 kV |  |  | TRUE | VIC | CBTS66U | Cranbourne (United Energy) 66 kV | United Energy | Summer | Coincident_unreconciled | 2027 | POE90 | #N/A | -26.7846
TRUE | VIC | CBTS66U | Cranbourne (United Energy) 66 kV | United Energy | Summer | Non-coincident | 2027 | POE50 | -25.5179 | 174.7121 | VIC Cranbourne (United Energy) 66 kV |  |  | TRUE | VIC | CBTS66U | Cranbourne (United Energy) 66 kV | United Energy | Summer | Non-coincident | 2027 | POE50 | 174.7121 | -25.5179
TRUE | VIC | CBTS66U | Cranbourne (United Energy) 66 kV | United Energy | Summer | Non-coincident | 2027 | POE90 | -27.4569 | NA | VIC Cranbourne (United Energy) 66 kV |  |  | TRUE | VIC | CBTS66U | Cranbourne (United Energy) 66 kV | United Energy | Summer | Non-coincident | 2027 | POE90 | #N/A | -27.4569
TRUE | VIC | CBTS66U | Cranbourne (United Energy) 66 kV | United Energy | Summer | Coincident_unreconciled | 2028 | POE50 | -34.614 | NA | VIC Cranbourne (United Energy) 66 kV |  |  | TRUE | VIC | CBTS66U | Cranbourne (United Energy) 66 kV | United Energy | Summer | Coincident_unreconciled | 2028 | POE50 | #N/A | -34.614
TRUE | VIC | CBTS66U | Cranbourne (United Energy) 66 kV | United Energy | Summer | Coincident_unreconciled | 2028 | POE90 | -36.5111 | NA | VIC Cranbourne (United Energy) 66 kV |  |  | TRUE | VIC | CBTS66U | Cranbourne (United Energy) 66 kV | United Energy | Summer | Coincident_unreconciled | 2028 | POE90 | #N/A | -36.5111
TRUE | VIC | CBTS66U | Cranbourne (United Energy) 66 kV | United Energy | Summer | Non-coincident | 2028 | POE50 | -35.4828 | 174.1755 | VIC Cranbourne (United Energy) 66 kV |  |  | TRUE | VIC | CBTS66U | Cranbourne (United Energy) 66 kV | United Energy | Summer | Non-coincident | 2028 | POE50 | 174.1755 | -35.4828
TRUE | VIC | CBTS66U | Cranbourne (United Energy) 66 kV | United Energy | Summer | Non-coincident | 2028 | POE90 | -37.4275 | NA | VIC Cranbourne (United Energy) 66 kV |  |  | TRUE | VIC | CBTS66U | Cranbourne (United Energy) 66 kV | United Energy | Summer | Non-coincident | 2028 | POE90 | #N/A | -37.4275
TRUE | VIC | CBTS66U | Cranbourne (United Energy) 66 kV | United Energy | Summer | Coincident_unreconciled | 2029 | POE50 | -43.3485 | NA | VIC Cranbourne (United Energy) 66 kV |  |  | TRUE | VIC | CBTS66U | Cranbourne (United Energy) 66 kV | United Energy | Summer | Coincident_unreconciled | 2029 | POE50 | #N/A | -43.3485
TRUE | VIC | CBTS66U | Cranbourne (United Energy) 66 kV | United Energy | Summer | Coincident_unreconciled | 2029 | POE90 | -45.2512 | NA | VIC Cranbourne (United Energy) 66 kV |  |  | TRUE | VIC | CBTS66U | Cranbourne (United Energy) 66 kV | United Energy | Summer | Coincident_unreconciled | 2029 | POE90 | #N/A | -45.2512
TRUE | VIC | CBTS66U | Cranbourne (United Energy) 66 kV | United Energy | Summer | Non-coincident | 2029 | POE50 | -44.4366 | 173.8675 | VIC Cranbourne (United Energy) 66 kV |  |  | TRUE | VIC | CBTS66U | Cranbourne (United Energy) 66 kV | United Energy | Summer | Non-coincident | 2029 | POE50 | 173.8675 | -44.4366
TRUE | VIC | CBTS66U | Cranbourne (United Energy) 66 kV | United Energy | Summer | Non-coincident | 2029 | POE90 | -46.387 | NA | VIC Cranbourne (United Energy) 66 kV |  |  | TRUE | VIC | CBTS66U | Cranbourne (United Energy) 66 kV | United Energy | Summer | Non-coincident | 2029 | POE90 | #N/A | -46.387
TRUE | VIC | CBTS66U | Cranbourne (United Energy) 66 kV | United Energy | Summer | Coincident_unreconciled | 2030 | POE50 | -51.9295 | NA | VIC Cranbourne (United Energy) 66 kV |  |  | TRUE | VIC | CBTS66U | Cranbourne (United Energy) 66 kV | United Energy | Summer | Coincident_unreconciled | 2030 | POE50 | #N/A | -51.9295
TRUE | VIC | CBTS66U | Cranbourne (United Energy) 66 kV | United Energy | Summer | Coincident_unreconciled | 2030 | POE90 | -53.8377 | NA | VIC Cranbourne (United Energy) 66 kV |  |  | TRUE | VIC | CBTS66U | Cranbourne (United Energy) 66 kV | United Energy | Summer | Coincident_unreconciled | 2030 | POE90 | #N/A | -53.8377
TRUE | VIC | CBTS66U | Cranbourne (United Energy) 66 kV | United Energy | Summer | Non-coincident | 2030 | POE50 | -53.2329 | 173.6835 | VIC Cranbourne (United Energy) 66 kV |  |  | TRUE | VIC | CBTS66U | Cranbourne (United Energy) 66 kV | United Energy | Summer | Non-coincident | 2030 | POE50 | 173.6835 | -53.2329
TRUE | VIC | CBTS66U | Cranbourne (United Energy) 66 kV | United Energy | Summer | Non-coincident | 2030 | POE90 | -55.1891 | NA | VIC Cranbourne (United Energy) 66 kV |  |  | TRUE | VIC | CBTS66U | Cranbourne (United Energy) 66 kV | United Energy | Summer | Non-coincident | 2030 | POE90 | #N/A | -55.1891
TRUE | VIC | CBTS66U | Cranbourne (United Energy) 66 kV | United Energy | Summer | Coincident_unreconciled | 2031 | POE50 | -60.2894 | NA | VIC Cranbourne (United Energy) 66 kV |  |  | TRUE | VIC | CBTS66U | Cranbourne (United Energy) 66 kV | United Energy | Summer | Coincident_unreconciled | 2031 | POE50 | #N/A | -60.2894
TRUE | VIC | CBTS66U | Cranbourne (United Energy) 66 kV | United Energy | Summer | Coincident_unreconciled | 2031 | POE90 | -62.2033 | NA | VIC Cranbourne (United Energy) 66 kV |  |  | TRUE | VIC | CBTS66U | Cranbourne (United Energy) 66 kV | United Energy | Summer | Coincident_unreconciled | 2031 | POE90 | #N/A | -62.2033
TRUE | VIC | CBTS66U | Cranbourne (United Energy) 66 kV | United Energy | Summer | Non-coincident | 2031 | POE50 | -61.8027 | 173.5305 | VIC Cranbourne (United Energy) 66 kV |  |  | TRUE | VIC | CBTS66U | Cranbourne (United Energy) 66 kV | United Energy | Summer | Non-coincident | 2031 | POE50 | 173.5305 | -61.8027
TRUE | VIC | CBTS66U | Cranbourne (United Energy) 66 kV | United Energy | Summer | Non-coincident | 2031 | POE90 | -63.7646 | NA | VIC Cranbourne (United Energy) 66 kV |  |  | TRUE | VIC | CBTS66U | Cranbourne (United Energy) 66 kV | United Energy | Summer | Non-coincident | 2031 | POE90 | #N/A | -63.7646
TRUE | VIC | CBTS66U | Cranbourne (United Energy) 66 kV | United Energy | Summer | Coincident_unreconciled | 2032 | POE50 | -66.9395 | NA | VIC Cranbourne (United Energy) 66 kV |  |  | TRUE | VIC | CBTS66U | Cranbourne (United Energy) 66 kV | United Energy | Summer | Coincident_unreconciled | 2032 | POE50 | #N/A | -66.9395
TRUE | VIC | CBTS66U | Cranbourne (United Energy) 66 kV | United Energy | Summer | Coincident_unreconciled | 2032 | POE90 | -68.859 | NA | VIC Cranbourne (United Energy) 66 kV |  |  | TRUE | VIC | CBTS66U | Cranbourne (United Energy) 66 kV | United Energy | Summer | Coincident_unreconciled | 2032 | POE90 | #N/A | -68.859
TRUE | VIC | CBTS66U | Cranbourne (United Energy) 66 kV | United Energy | Summer | Non-coincident | 2032 | POE50 | -68.6197 | 173.6801 | VIC Cranbourne (United Energy) 66 kV |  |  | TRUE | VIC | CBTS66U | Cranbourne (United Energy) 66 kV | United Energy | Summer | Non-coincident | 2032 | POE50 | 173.6801 | -68.6197
TRUE | VIC | CBTS66U | Cranbourne (United Energy) 66 kV | United Energy | Summer | Non-coincident | 2032 | POE90 | -70.5874 | NA | VIC Cranbourne (United Energy) 66 kV |  |  | TRUE | VIC | CBTS66U | Cranbourne (United Energy) 66 kV | United Energy | Summer | Non-coincident | 2032 | POE90 | #N/A | -70.5874
TRUE | VIC | CBTS66U | Cranbourne (United Energy) 66 kV | United Energy | Summer | Coincident_unreconciled | 2033 | POE50 | -72.2264 | NA | VIC Cranbourne (United Energy) 66 kV |  |  | TRUE | VIC | CBTS66U | Cranbourne (United Energy) 66 kV | United Energy | Summer | Coincident_unreconciled | 2033 | POE50 | #N/A | -72.2264
TRUE | VIC | CBTS66U | Cranbourne (United Energy) 66 kV | United Energy | Summer | Coincident_unreconciled | 2033 | POE90 | -74.1516 | NA | VIC Cranbourne (United Energy) 66 kV |  |  | TRUE | VIC | CBTS66U | Cranbourne (United Energy) 66 kV | United Energy | Summer | Coincident_unreconciled | 2033 | POE90 | #N/A | -74.1516
TRUE | VIC | CBTS66U | Cranbourne (United Energy) 66 kV | United Energy | Summer | Non-coincident | 2033 | POE50 | -74.0393 | 174.0424 | VIC Cranbourne (United Energy) 66 kV |  |  | TRUE | VIC | CBTS66U | Cranbourne (United Energy) 66 kV | United Energy | Summer | Non-coincident | 2033 | POE50 | 174.0424 | -74.0393
TRUE | VIC | CBTS66U | Cranbourne (United Energy) 66 kV | United Energy | Summer | Non-coincident | 2033 | POE90 | -76.0128 | NA | VIC Cranbourne (United Energy) 66 kV |  |  | TRUE | VIC | CBTS66U | Cranbourne (United Energy) 66 kV | United Energy | Summer | Non-coincident | 2033 | POE90 | #N/A | -76.0128
TRUE | VIC | CBTS66U | Cranbourne (United Energy) 66 kV | United Energy | Summer | Coincident_unreconciled | 2034 | POE50 | -77.192 | NA | VIC Cranbourne (United Energy) 66 kV |  |  | TRUE | VIC | CBTS66U | Cranbourne (United Energy) 66 kV | United Energy | Summer | Coincident_unreconciled | 2034 | POE50 | #N/A | -77.192
TRUE | VIC | CBTS66U | Cranbourne (United Energy) 66 kV | United Energy | Summer | Coincident_unreconciled | 2034 | POE90 | -79.1228 | NA | VIC Cranbourne (United Energy) 66 kV |  |  | TRUE | VIC | CBTS66U | Cranbourne (United Energy) 66 kV | United Energy | Summer | Coincident_unreconciled | 2034 | POE90 | #N/A | -79.1228
TRUE | VIC | CBTS66U | Cranbourne (United Energy) 66 kV | United Energy | Summer | Non-coincident | 2034 | POE50 | -79.1295 | 174.4553 | VIC Cranbourne (United Energy) 66 kV |  |  | TRUE | VIC | CBTS66U | Cranbourne (United Energy) 66 kV | United Energy | Summer | Non-coincident | 2034 | POE50 | 174.4553 | -79.1295
TRUE | VIC | CBTS66U | Cranbourne (United Energy) 66 kV | United Energy | Summer | Non-coincident | 2034 | POE90 | -81.1089 | NA | VIC Cranbourne (United Energy) 66 kV |  |  | TRUE | VIC | CBTS66U | Cranbourne (United Energy) 66 kV | United Energy | Summer | Non-coincident | 2034 | POE90 | #N/A | -81.1089
TRUE | VIC | CBTS66U | Cranbourne (United Energy) 66 kV | United Energy | Summer | Coincident_unreconciled | 2035 | POE50 | -82.4614 | NA | VIC Cranbourne (United Energy) 66 kV |  |  | TRUE | VIC | CBTS66U | Cranbourne (United Energy) 66 kV | United Energy | Summer | Coincident_unreconciled | 2035 | POE50 | #N/A | -82.4614
TRUE | VIC | CBTS66U | Cranbourne (United Energy) 66 kV | United Energy | Summer | Coincident_unreconciled | 2035 | POE90 | -84.3979 | NA | VIC Cranbourne (United Energy) 66 kV |  |  | TRUE | VIC | CBTS66U | Cranbourne (United Energy) 66 kV | United Energy | Summer | Coincident_unreconciled | 2035 | POE90 | #N/A | -84.3979
TRUE | VIC | CBTS66U | Cranbourne (United Energy) 66 kV | United Energy | Summer | Non-coincident | 2035 | POE50 | -84.5312 | 174.8312 | VIC Cranbourne (United Energy) 66 kV |  |  | TRUE | VIC | CBTS66U | Cranbourne (United Energy) 66 kV | United Energy | Summer | Non-coincident | 2035 | POE50 | 174.8312 | -84.5312
TRUE | VIC | CBTS66U | Cranbourne (United Energy) 66 kV | United Energy | Summer | Non-coincident | 2035 | POE90 | -86.5164 | NA | VIC Cranbourne (United Energy) 66 kV |  |  | TRUE | VIC | CBTS66U | Cranbourne (United Energy) 66 kV | United Energy | Summer | Non-coincident | 2035 | POE90 | #N/A | -86.5164
TRUE | VIC | CBTS66U | Cranbourne (United Energy) 66 kV | United Energy | Summer | Non-coincident | 2025 | BASEYEARPOE10 | NA | 192.7582 | VIC Cranbourne (United Energy) 66 kV |  |  | TRUE | VIC | CBTS66U | Cranbourne (United Energy) 66 kV | United Energy | Summer | Non-coincident | 2025 | BASEYEARPOE10 | 192.7582 | #N/A
TRUE | VIC | CBTS66U | Cranbourne (United Energy) 66 kV | United Energy | Summer | Coincident | 2026 | POE10 | NA | 179.6454 | VIC Cranbourne (United Energy) 66 kV |  |  | TRUE | VIC | CBTS66U | Cranbourne (United Energy) 66 kV | United Energy | Summer | Coincident | 2026 | POE10 | 179.6454 | #N/A
TRUE | VIC | CBTS66U | Cranbourne (United Energy) 66 kV | United Energy | Summer | Coincident | 2026 | POE50 | NA | 159.9663 | VIC Cranbourne (United Energy) 66 kV |  |  | TRUE | VIC | CBTS66U | Cranbourne (United Energy) 66 kV | United Energy | Summer | Coincident | 2026 | POE50 | 159.9663 | #N/A
TRUE | VIC | CBTS66U | Cranbourne (United Energy) 66 kV | United Energy | Summer | Non-coincident | 2026 | POE10 | NA | 201.5656 | VIC Cranbourne (United Energy) 66 kV |  |  | TRUE | VIC | CBTS66U | Cranbourne (United Energy) 66 kV | United Energy | Summer | Non-coincident | 2026 | POE10 | 201.5656 | #N/A
TRUE | VIC | CBTS66U | Cranbourne (United Energy) 66 kV | United Energy | Summer | Coincident | 2027 | POE10 | NA | 175.488 | VIC Cranbourne (United Energy) 66 kV |  |  | TRUE | VIC | CBTS66U | Cranbourne (United Energy) 66 kV | United Energy | Summer | Coincident | 2027 | POE10 | 175.488 | #N/A
TRUE | VIC | CBTS66U | Cranbourne (United Energy) 66 kV | United Energy | Summer | Coincident | 2027 | POE50 | NA | 155.2175 | VIC Cranbourne (United Energy) 66 kV |  |  | TRUE | VIC | CBTS66U | Cranbourne (United Energy) 66 kV | United Energy | Summer | Coincident | 2027 | POE50 | 155.2175 | #N/A
TRUE | VIC | CBTS66U | Cranbourne (United Energy) 66 kV | United Energy | Summer | Non-coincident | 2027 | POE10 | NA | 202.226 | VIC Cranbourne (United Energy) 66 kV |  |  | TRUE | VIC | CBTS66U | Cranbourne (United Energy) 66 kV | United Energy | Summer | Non-coincident | 2027 | POE10 | 202.226 | #N/A
TRUE | VIC | CBTS66U | Cranbourne (United Energy) 66 kV | United Energy | Summer | Coincident | 2028 | POE10 | NA | 170.8882 | VIC Cranbourne (United Energy) 66 kV |  |  | TRUE | VIC | CBTS66U | Cranbourne (United Energy) 66 kV | United Energy | Summer | Coincident | 2028 | POE10 | 170.8882 | #N/A
TRUE | VIC | CBTS66U | Cranbourne (United Energy) 66 kV | United Energy | Summer | Coincident | 2028 | POE50 | NA | 149.8973 | VIC Cranbourne (United Energy) 66 kV |  |  | TRUE | VIC | CBTS66U | Cranbourne (United Energy) 66 kV | United Energy | Summer | Coincident | 2028 | POE50 | 149.8973 | #N/A
TRUE | VIC | CBTS66U | Cranbourne (United Energy) 66 kV | United Energy | Summer | Non-coincident | 2028 | POE10 | NA | 201.7685 | VIC Cranbourne (United Energy) 66 kV |  |  | TRUE | VIC | CBTS66U | Cranbourne (United Energy) 66 kV | United Energy | Summer | Non-coincident | 2028 | POE10 | 201.7685 | #N/A
TRUE | VIC | CBTS66U | Cranbourne (United Energy) 66 kV | United Energy | Summer | Coincident | 2029 | POE10 | NA | 167.6487 | VIC Cranbourne (United Energy) 66 kV |  |  | TRUE | VIC | CBTS66U | Cranbourne (United Energy) 66 kV | United Energy | Summer | Coincident | 2029 | POE10 | 167.6487 | #N/A
TRUE | VIC | CBTS66U | Cranbourne (United Energy) 66 kV | United Energy | Summer | Coincident | 2029 | POE50 | NA | 147.0546 | VIC Cranbourne (United Energy) 66 kV |  |  | TRUE | VIC | CBTS66U | Cranbourne (United Energy) 66 kV | United Energy | Summer | Coincident | 2029 | POE50 | 147.0546 | #N/A
TRUE | VIC | CBTS66U | Cranbourne (United Energy) 66 kV | United Energy | Summer | Non-coincident | 2029 | POE10 | NA | 201.5396 | VIC Cranbourne (United Energy) 66 kV |  |  | TRUE | VIC | CBTS66U | Cranbourne (United Energy) 66 kV | United Energy | Summer | Non-coincident | 2029 | POE10 | 201.5396 | #N/A
TRUE | VIC | CBTS66U | Cranbourne (United Energy) 66 kV | United Energy | Summer | Coincident | 2030 | POE10 | NA | 165.0969 | VIC Cranbourne (United Energy) 66 kV |  |  | TRUE | VIC | CBTS66U | Cranbourne (United Energy) 66 kV | United Energy | Summer | Coincident | 2030 | POE10 | 165.0969 | #N/A
TRUE | VIC | CBTS66U | Cranbourne (United Energy) 66 kV | United Energy | Summer | Coincident | 2030 | POE50 | NA | 144.2879 | VIC Cranbourne (United Energy) 66 kV |  |  | TRUE | VIC | CBTS66U | Cranbourne (United Energy) 66 kV | United Energy | Summer | Coincident | 2030 | POE50 | 144.2879 | #N/A
TRUE | VIC | CBTS66U | Cranbourne (United Energy) 66 kV | United Energy | Summer | Non-coincident | 2030 | POE10 | NA | 201.4347 | VIC Cranbourne (United Energy) 66 kV |  |  | TRUE | VIC | CBTS66U | Cranbourne (United Energy) 66 kV | United Energy | Summer | Non-coincident | 2030 | POE10 | 201.4347 | #N/A
TRUE | VIC | CBTS66U | Cranbourne (United Energy) 66 kV | United Energy | Summer | Coincident | 2031 | POE10 | NA | 160.8498 | VIC Cranbourne (United Energy) 66 kV |  |  | TRUE | VIC | CBTS66U | Cranbourne (United Energy) 66 kV | United Energy | Summer | Coincident | 2031 | POE10 | 160.8498 | #N/A
TRUE | VIC | CBTS66U | Cranbourne (United Energy) 66 kV | United Energy | Summer | Coincident | 2031 | POE50 | NA | 141.1845 | VIC Cranbourne (United Energy) 66 kV |  |  | TRUE | VIC | CBTS66U | Cranbourne (United Energy) 66 kV | United Energy | Summer | Coincident | 2031 | POE50 | 141.1845 | #N/A
TRUE | VIC | CBTS66U | Cranbourne (United Energy) 66 kV | United Energy | Summer | Non-coincident | 2031 | POE10 | NA | 201.3608 | VIC Cranbourne (United Energy) 66 kV |  |  | TRUE | VIC | CBTS66U | Cranbourne (United Energy) 66 kV | United Energy | Summer | Non-coincident | 2031 | POE10 | 201.3608 | #N/A
TRUE | VIC | CBTS66U | Cranbourne (United Energy) 66 kV | United Energy | Summer | Coincident | 2032 | POE10 | NA | 156.2234 | VIC Cranbourne (United Energy) 66 kV |  |  | TRUE | VIC | CBTS66U | Cranbourne (United Energy) 66 kV | United Energy | Summer | Coincident | 2032 | POE10 | 156.2234 | #N/A
TRUE | VIC | CBTS66U | Cranbourne (United Energy) 66 kV | United Energy | Summer | Coincident | 2032 | POE50 | NA | 136.8068 | VIC Cranbourne (United Energy) 66 kV |  |  | TRUE | VIC | CBTS66U | Cranbourne (United Energy) 66 kV | United Energy | Summer | Coincident | 2032 | POE50 | 136.8068 | #N/A
TRUE | VIC | CBTS66U | Cranbourne (United Energy) 66 kV | United Energy | Summer | Non-coincident | 2032 | POE10 | NA | 201.5904 | VIC Cranbourne (United Energy) 66 kV |  |  | TRUE | VIC | CBTS66U | Cranbourne (United Energy) 66 kV | United Energy | Summer | Non-coincident | 2032 | POE10 | 201.5904 | #N/A
TRUE | VIC | CBTS66U | Cranbourne (United Energy) 66 kV | United Energy | Summer | Coincident | 2033 | POE10 | NA | 152.8999 | VIC Cranbourne (United Energy) 66 kV |  |  | TRUE | VIC | CBTS66U | Cranbourne (United Energy) 66 kV | United Energy | Summer | Coincident | 2033 | POE10 | 152.8999 | #N/A
TRUE | VIC | CBTS66U | Cranbourne (United Energy) 66 kV | United Energy | Summer | Coincident | 2033 | POE50 | NA | 132.6287 | VIC Cranbourne (United Energy) 66 kV |  |  | TRUE | VIC | CBTS66U | Cranbourne (United Energy) 66 kV | United Energy | Summer | Coincident | 2033 | POE50 | 132.6287 | #N/A
TRUE | VIC | CBTS66U | Cranbourne (United Energy) 66 kV | United Energy | Summer | Non-coincident | 2033 | POE10 | NA | 202.0334 | VIC Cranbourne (United Energy) 66 kV |  |  | TRUE | VIC | CBTS66U | Cranbourne (United Energy) 66 kV | United Energy | Summer | Non-coincident | 2033 | POE10 | 202.0334 | #N/A
TRUE | VIC | CBTS66U | Cranbourne (United Energy) 66 kV | United Energy | Summer | Coincident | 2034 | POE10 | NA | 151.6824 | VIC Cranbourne (United Energy) 66 kV |  |  | TRUE | VIC | CBTS66U | Cranbourne (United Energy) 66 kV | United Energy | Summer | Coincident | 2034 | POE10 | 151.6824 | #N/A
TRUE | VIC | CBTS66U | Cranbourne (United Energy) 66 kV | United Energy | Summer | Coincident | 2034 | POE50 | NA | 131.6918 | VIC Cranbourne (United Energy) 66 kV |  |  | TRUE | VIC | CBTS66U | Cranbourne (United Energy) 66 kV | United Energy | Summer | Coincident | 2034 | POE50 | 131.6918 | #N/A
TRUE | VIC | CBTS66U | Cranbourne (United Energy) 66 kV | United Energy | Summer | Non-coincident | 2034 | POE10 | NA | 202.527 | VIC Cranbourne (United Energy) 66 kV |  |  | TRUE | VIC | CBTS66U | Cranbourne (United Energy) 66 kV | United Energy | Summer | Non-coincident | 2034 | POE10 | 202.527 | #N/A
TRUE | VIC | CBTS66U | Cranbourne (United Energy) 66 kV | United Energy | Summer | Coincident | 2035 | POE10 | NA | 151.0889 | VIC Cranbourne (United Energy) 66 kV |  |  | TRUE | VIC | CBTS66U | Cranbourne (United Energy) 66 kV | United Energy | Summer | Coincident | 2035 | POE10 | 151.0889 | #N/A
TRUE | VIC | CBTS66U | Cranbourne (United Energy) 66 kV | United Energy | Summer | Coincident | 2035 | POE50 | NA | 131.1759 | VIC Cranbourne (United Energy) 66 kV |  |  | TRUE | VIC | CBTS66U | Cranbourne (United Energy) 66 kV | United Energy | Summer | Coincident | 2035 | POE50 | 131.1759 | #N/A
TRUE | VIC | CBTS66U | Cranbourne (United Energy) 66 kV | United Energy | Summer | Non-coincident | 2035 | POE10 | NA | 202.9836 | VIC Cranbourne (United Energy) 66 kV |  |  | TRUE | VIC | CBTS66U | Cranbourne (United Energy) 66 kV | United Energy | Summer | Non-coincident | 2035 | POE10 | 202.9836 | #N/A
TRUE | VIC | CBTS66U | Cranbourne (United Energy) 66 kV | United Energy | Winter | Coincident | 2018 | ACTUAL_OPG | NA | 123.1225 | VIC Cranbourne (United Energy) 66 kV |  |  | TRUE | VIC | CBTS66U | Cranbourne (United Energy) 66 kV | United Energy | Winter | Coincident | 2018 | ACTUAL_OPG | 123.1225 | #N/A
TRUE | VIC | CBTS66U | Cranbourne (United Energy) 66 kV | United Energy | Winter | Coincident | 2018 | ACTUAL_RAW | NA | 123.1225 | VIC Cranbourne (United Energy) 66 kV |  |  | TRUE | VIC | CBTS66U | Cranbourne (United Energy) 66 kV | United Energy | Winter | Coincident | 2018 | ACTUAL_RAW | 123.1225 | #N/A
TRUE | VIC | CBTS66U | Cranbourne (United Energy) 66 kV | United Energy | Winter | Non-coincident | 2018 | ACTUAL_RAW | NA | 124.7176 | VIC Cranbourne (United Energy) 66 kV |  |  | TRUE | VIC | CBTS66U | Cranbourne (United Energy) 66 kV | United Energy | Winter | Non-coincident | 2018 | ACTUAL_RAW | 124.7176 | #N/A
TRUE | VIC | CBTS66U | Cranbourne (United Energy) 66 kV | United Energy | Winter | Non-coincident | 2018 | ACTUAL_OPG | NA | 124.7176 | VIC Cranbourne (United Energy) 66 kV |  |  | TRUE | VIC | CBTS66U | Cranbourne (United Energy) 66 kV | United Energy | Winter | Non-coincident | 2018 | ACTUAL_OPG | 124.7176 | #N/A
TRUE | VIC | CBTS66U | Cranbourne (United Energy) 66 kV | United Energy | Winter | Non-coincident | 2018 | ACTUAL_ADJUSTEDOPG | NA | 124.7176 | VIC Cranbourne (United Energy) 66 kV |  |  | TRUE | VIC | CBTS66U | Cranbourne (United Energy) 66 kV | United Energy | Winter | Non-coincident | 2018 | ACTUAL_ADJUSTEDOPG | 124.7176 | #N/A
TRUE | VIC | CBTS66U | Cranbourne (United Energy) 66 kV | United Energy | Winter | Coincident | 2019 | ACTUAL_OPG | NA | 127.7363 | VIC Cranbourne (United Energy) 66 kV |  |  | TRUE | VIC | CBTS66U | Cranbourne (United Energy) 66 kV | United Energy | Winter | Coincident | 2019 | ACTUAL_OPG | 127.7363 | #N/A
TRUE | VIC | CBTS66U | Cranbourne (United Energy) 66 kV | United Energy | Winter | Coincident | 2019 | ACTUAL_RAW | NA | 127.7363 | VIC Cranbourne (United Energy) 66 kV |  |  | TRUE | VIC | CBTS66U | Cranbourne (United Energy) 66 kV | United Energy | Winter | Coincident | 2019 | ACTUAL_RAW | 127.7363 | #N/A
TRUE | VIC | CBTS66U | Cranbourne (United Energy) 66 kV | United Energy | Winter | Non-coincident | 2019 | ACTUAL_RAW | NA | 129.0183 | VIC Cranbourne (United Energy) 66 kV |  |  | TRUE | VIC | CBTS66U | Cranbourne (United Energy) 66 kV | United Energy | Winter | Non-coincident | 2019 | ACTUAL_RAW | 129.0183 | #N/A
TRUE | VIC | CBTS66U | Cranbourne (United Energy) 66 kV | United Energy | Winter | Non-coincident | 2019 | ACTUAL_OPG | NA | 129.0183 | VIC Cranbourne (United Energy) 66 kV |  |  | TRUE | VIC | CBTS66U | Cranbourne (United Energy) 66 kV | United Energy | Winter | Non-coincident | 2019 | ACTUAL_OPG | 129.0183 | #N/A
TRUE | VIC | CBTS66U | Cranbourne (United Energy) 66 kV | United Energy | Winter | Non-coincident | 2019 | ACTUAL_ADJUSTEDOPG | NA | 129.0183 | VIC Cranbourne (United Energy) 66 kV |  |  | TRUE | VIC | CBTS66U | Cranbourne (United Energy) 66 kV | United Energy | Winter | Non-coincident | 2019 | ACTUAL_ADJUSTEDOPG | 129.0183 | #N/A
TRUE | VIC | CBTS66U | Cranbourne (United Energy) 66 kV | United Energy | Winter | Coincident | 2020 | ACTUAL_OPG | NA | 137.1083 | VIC Cranbourne (United Energy) 66 kV |  |  | TRUE | VIC | CBTS66U | Cranbourne (United Energy) 66 kV | United Energy | Winter | Coincident | 2020 | ACTUAL_OPG | 137.1083 | #N/A
TRUE | VIC | CBTS66U | Cranbourne (United Energy) 66 kV | United Energy | Winter | Coincident | 2020 | ACTUAL_RAW | NA | 137.1083 | VIC Cranbourne (United Energy) 66 kV |  |  | TRUE | VIC | CBTS66U | Cranbourne (United Energy) 66 kV | United Energy | Winter | Coincident | 2020 | ACTUAL_RAW | 137.1083 | #N/A
TRUE | VIC | CBTS66U | Cranbourne (United Energy) 66 kV | United Energy | Winter | Non-coincident | 2020 | ACTUAL_RAW | NA | 137.1083 | VIC Cranbourne (United Energy) 66 kV |  |  | TRUE | VIC | CBTS66U | Cranbourne (United Energy) 66 kV | United Energy | Winter | Non-coincident | 2020 | ACTUAL_RAW | 137.1083 | #N/A
TRUE | VIC | CBTS66U | Cranbourne (United Energy) 66 kV | United Energy | Winter | Non-coincident | 2020 | ACTUAL_OPG | NA | 137.1083 | VIC Cranbourne (United Energy) 66 kV |  |  | TRUE | VIC | CBTS66U | Cranbourne (United Energy) 66 kV | United Energy | Winter | Non-coincident | 2020 | ACTUAL_OPG | 137.1083 | #N/A
TRUE | VIC | CBTS66U | Cranbourne (United Energy) 66 kV | United Energy | Winter | Non-coincident | 2020 | ACTUAL_ADJUSTEDOPG | NA | 137.1083 | VIC Cranbourne (United Energy) 66 kV |  |  | TRUE | VIC | CBTS66U | Cranbourne (United Energy) 66 kV | United Energy | Winter | Non-coincident | 2020 | ACTUAL_ADJUSTEDOPG | 137.1083 | #N/A
TRUE | VIC | CBTS66U | Cranbourne (United Energy) 66 kV | United Energy | Winter | Coincident | 2021 | ACTUAL_OPG | NA | 136.4226 | VIC Cranbourne (United Energy) 66 kV |  |  | TRUE | VIC | CBTS66U | Cranbourne (United Energy) 66 kV | United Energy | Winter | Coincident | 2021 | ACTUAL_OPG | 136.4226 | #N/A
TRUE | VIC | CBTS66U | Cranbourne (United Energy) 66 kV | United Energy | Winter | Coincident | 2021 | ACTUAL_RAW | NA | 136.4226 | VIC Cranbourne (United Energy) 66 kV |  |  | TRUE | VIC | CBTS66U | Cranbourne (United Energy) 66 kV | United Energy | Winter | Coincident | 2021 | ACTUAL_RAW | 136.4226 | #N/A
TRUE | VIC | CBTS66U | Cranbourne (United Energy) 66 kV | United Energy | Winter | Non-coincident | 2021 | ACTUAL_RAW | NA | 140.1724 | VIC Cranbourne (United Energy) 66 kV |  |  | TRUE | VIC | CBTS66U | Cranbourne (United Energy) 66 kV | United Energy | Winter | Non-coincident | 2021 | ACTUAL_RAW | 140.1724 | #N/A
TRUE | VIC | CBTS66U | Cranbourne (United Energy) 66 kV | United Energy | Winter | Non-coincident | 2021 | ACTUAL_OPG | NA | 140.1724 | VIC Cranbourne (United Energy) 66 kV |  |  | TRUE | VIC | CBTS66U | Cranbourne (United Energy) 66 kV | United Energy | Winter | Non-coincident | 2021 | ACTUAL_OPG | 140.1724 | #N/A
TRUE | VIC | CBTS66U | Cranbourne (United Energy) 66 kV | United Energy | Winter | Non-coincident | 2021 | ACTUAL_ADJUSTEDOPG | NA | 140.1724 | VIC Cranbourne (United Energy) 66 kV |  |  | TRUE | VIC | CBTS66U | Cranbourne (United Energy) 66 kV | United Energy | Winter | Non-coincident | 2021 | ACTUAL_ADJUSTEDOPG | 140.1724 | #N/A
TRUE | VIC | CBTS66U | Cranbourne (United Energy) 66 kV | United Energy | Winter | Coincident | 2022 | ACTUAL_OPG | NA | 146.3535 | VIC Cranbourne (United Energy) 66 kV |  |  | TRUE | VIC | CBTS66U | Cranbourne (United Energy) 66 kV | United Energy | Winter | Coincident | 2022 | ACTUAL_OPG | 146.3535 | #N/A
TRUE | VIC | CBTS66U | Cranbourne (United Energy) 66 kV | United Energy | Winter | Coincident | 2022 | ACTUAL_RAW | NA | 146.3535 | VIC Cranbourne (United Energy) 66 kV |  |  | TRUE | VIC | CBTS66U | Cranbourne (United Energy) 66 kV | United Energy | Winter | Coincident | 2022 | ACTUAL_RAW | 146.3535 | #N/A
TRUE | VIC | CBTS66U | Cranbourne (United Energy) 66 kV | United Energy | Winter | Non-coincident | 2022 | ACTUAL_RAW | NA | 146.3535 | VIC Cranbourne (United Energy) 66 kV |  |  | TRUE | VIC | CBTS66U | Cranbourne (United Energy) 66 kV | United Energy | Winter | Non-coincident | 2022 | ACTUAL_RAW | 146.3535 | #N/A
TRUE | VIC | CBTS66U | Cranbourne (United Energy) 66 kV | United Energy | Winter | Non-coincident | 2022 | ACTUAL_OPG | NA | 146.3535 | VIC Cranbourne (United Energy) 66 kV |  |  | TRUE | VIC | CBTS66U | Cranbourne (United Energy) 66 kV | United Energy | Winter | Non-coincident | 2022 | ACTUAL_OPG | 146.3535 | #N/A
TRUE | VIC | CBTS66U | Cranbourne (United Energy) 66 kV | United Energy | Winter | Non-coincident | 2022 | ACTUAL_ADJUSTEDOPG | NA | 146.3535 | VIC Cranbourne (United Energy) 66 kV |  |  | TRUE | VIC | CBTS66U | Cranbourne (United Energy) 66 kV | United Energy | Winter | Non-coincident | 2022 | ACTUAL_ADJUSTEDOPG | 146.3535 | #N/A
TRUE | VIC | CBTS66U | Cranbourne (United Energy) 66 kV | United Energy | Winter | Coincident | 2023 | ACTUAL_OPG | NA | 144.203 | VIC Cranbourne (United Energy) 66 kV |  |  | TRUE | VIC | CBTS66U | Cranbourne (United Energy) 66 kV | United Energy | Winter | Coincident | 2023 | ACTUAL_OPG | 144.203 | #N/A
TRUE | VIC | CBTS66U | Cranbourne (United Energy) 66 kV | United Energy | Winter | Coincident | 2023 | ACTUAL_RAW | NA | 144.203 | VIC Cranbourne (United Energy) 66 kV |  |  | TRUE | VIC | CBTS66U | Cranbourne (United Energy) 66 kV | United Energy | Winter | Coincident | 2023 | ACTUAL_RAW | 144.203 | #N/A
TRUE | VIC | CBTS66U | Cranbourne (United Energy) 66 kV | United Energy | Winter | Non-coincident | 2023 | ACTUAL_RAW | NA | 144.203 | VIC Cranbourne (United Energy) 66 kV |  |  | TRUE | VIC | CBTS66U | Cranbourne (United Energy) 66 kV | United Energy | Winter | Non-coincident | 2023 | ACTUAL_RAW | 144.203 | #N/A
TRUE | VIC | CBTS66U | Cranbourne (United Energy) 66 kV | United Energy | Winter | Non-coincident | 2023 | ACTUAL_OPG | NA | 144.203 | VIC Cranbourne (United Energy) 66 kV |  |  | TRUE | VIC | CBTS66U | Cranbourne (United Energy) 66 kV | United Energy | Winter | Non-coincident | 2023 | ACTUAL_OPG | 144.203 | #N/A
TRUE | VIC | CBTS66U | Cranbourne (United Energy) 66 kV | United Energy | Winter | Non-coincident | 2023 | ACTUAL_ADJUSTEDOPG | NA | 144.203 | VIC Cranbourne (United Energy) 66 kV |  |  | TRUE | VIC | CBTS66U | Cranbourne (United Energy) 66 kV | United Energy | Winter | Non-coincident | 2023 | ACTUAL_ADJUSTEDOPG | 144.203 | #N/A
TRUE | VIC | CBTS66U | Cranbourne (United Energy) 66 kV | United Energy | Winter | Coincident | 2024 | ACTUAL_OPG | NA | 155.8876 | VIC Cranbourne (United Energy) 66 kV |  |  | TRUE | VIC | CBTS66U | Cranbourne (United Energy) 66 kV | United Energy | Winter | Coincident | 2024 | ACTUAL_OPG | 155.8876 | #N/A
TRUE | VIC | CBTS66U | Cranbourne (United Energy) 66 kV | United Energy | Winter | Coincident | 2024 | ACTUAL_RAW | NA | 155.8876 | VIC Cranbourne (United Energy) 66 kV |  |  | TRUE | VIC | CBTS66U | Cranbourne (United Energy) 66 kV | United Energy | Winter | Coincident | 2024 | ACTUAL_RAW | 155.8876 | #N/A
TRUE | VIC | CBTS66U | Cranbourne (United Energy) 66 kV | United Energy | Winter | Non-coincident | 2024 | ACTUAL_RAW | NA | 157.1381 | VIC Cranbourne (United Energy) 66 kV |  |  | TRUE | VIC | CBTS66U | Cranbourne (United Energy) 66 kV | United Energy | Winter | Non-coincident | 2024 | ACTUAL_RAW | 157.1381 | #N/A
TRUE | VIC | CBTS66U | Cranbourne (United Energy) 66 kV | United Energy | Winter | Non-coincident | 2024 | ACTUAL_OPG | NA | 157.1381 | VIC Cranbourne (United Energy) 66 kV |  |  | TRUE | VIC | CBTS66U | Cranbourne (United Energy) 66 kV | United Energy | Winter | Non-coincident | 2024 | ACTUAL_OPG | 157.1381 | #N/A
TRUE | VIC | CBTS66U | Cranbourne (United Energy) 66 kV | United Energy | Winter | Non-coincident | 2024 | ACTUAL_ADJUSTEDOPG | NA | 157.1381 | VIC Cranbourne (United Energy) 66 kV |  |  | TRUE | VIC | CBTS66U | Cranbourne (United Energy) 66 kV | United Energy | Winter | Non-coincident | 2024 | ACTUAL_ADJUSTEDOPG | 157.1381 | #N/A
TRUE | VIC | CBTS66U | Cranbourne (United Energy) 66 kV | United Energy | Winter | Coincident | 2025 | POE10 | NA | 161.0742 | VIC Cranbourne (United Energy) 66 kV |  |  | TRUE | VIC | CBTS66U | Cranbourne (United Energy) 66 kV | United Energy | Winter | Coincident | 2025 | POE10 | 161.0742 | #N/A
TRUE | VIC | CBTS66U | Cranbourne (United Energy) 66 kV | United Energy | Winter | Coincident | 2025 | POE50 | NA | 158.76 | VIC Cranbourne (United Energy) 66 kV |  |  | TRUE | VIC | CBTS66U | Cranbourne (United Energy) 66 kV | United Energy | Winter | Coincident | 2025 | POE50 | 158.76 | #N/A
TRUE | VIC | CBTS66U | Cranbourne (United Energy) 66 kV | United Energy | Winter | Non-coincident | 2025 | ACTUAL_RAW | NA | 159.6944 | VIC Cranbourne (United Energy) 66 kV |  |  | TRUE | VIC | CBTS66U | Cranbourne (United Energy) 66 kV | United Energy | Winter | Non-coincident | 2025 | ACTUAL_RAW | 159.6944 | #N/A
TRUE | VIC | CBTS66U | Cranbourne (United Energy) 66 kV | United Energy | Winter | Non-coincident | 2025 | ACTUAL_ADJUSTEDOPG | NA | 159.6944 | VIC Cranbourne (United Energy) 66 kV |  |  | TRUE | VIC | CBTS66U | Cranbourne (United Energy) 66 kV | United Energy | Winter | Non-coincident | 2025 | ACTUAL_ADJUSTEDOPG | 159.6944 | #N/A
TRUE | VIC | CBTS66U | Cranbourne (United Energy) 66 kV | United Energy | Winter | Non-coincident | 2025 | BASEYEARPOE50 | NA | 130.3286 | VIC Cranbourne (United Energy) 66 kV |  |  | TRUE | VIC | CBTS66U | Cranbourne (United Energy) 66 kV | United Energy | Winter | Non-coincident | 2025 | BASEYEARPOE50 | 130.3286 | #N/A
TRUE | VIC | CBTS66U | Cranbourne (United Energy) 66 kV | United Energy | Winter | Non-coincident | 2025 | BASEYEARPOE10 | NA | 134.2542 | VIC Cranbourne (United Energy) 66 kV |  |  | TRUE | VIC | CBTS66U | Cranbourne (United Energy) 66 kV | United Energy | Winter | Non-coincident | 2025 | BASEYEARPOE10 | 134.2542 | #N/A
TRUE | VIC | CBTS66U | Cranbourne (United Energy) 66 kV | United Energy | Winter | Non-coincident | 2025 | POE10 | NA | 168.8766 | VIC Cranbourne (United Energy) 66 kV |  |  | TRUE | VIC | CBTS66U | Cranbourne (United Energy) 66 kV | United Energy | Winter | Non-coincident | 2025 | POE10 | 168.8766 | #N/A
TRUE | VIC | CBTS66U | Cranbourne (United Energy) 66 kV | United Energy | Winter | Non-coincident | 2025 | POE50 | NA | 165 | VIC Cranbourne (United Energy) 66 kV |  |  | TRUE | VIC | CBTS66U | Cranbourne (United Energy) 66 kV | United Energy | Winter | Non-coincident | 2025 | POE50 | 165 | #N/A
TRUE | VIC | CBTS66U | Cranbourne (United Energy) 66 kV | United Energy | Winter | Coincident | 2026 | POE10 | NA | 157.9374 | VIC Cranbourne (United Energy) 66 kV |  |  | TRUE | VIC | CBTS66U | Cranbourne (United Energy) 66 kV | United Energy | Winter | Coincident | 2026 | POE10 | 157.9374 | #N/A
TRUE | VIC | CBTS66U | Cranbourne (United Energy) 66 kV | United Energy | Winter | Coincident | 2026 | POE50 | NA | 155.43 | VIC Cranbourne (United Energy) 66 kV |  |  | TRUE | VIC | CBTS66U | Cranbourne (United Energy) 66 kV | United Energy | Winter | Coincident | 2026 | POE50 | 155.43 | #N/A
TRUE | VIC | CBTS66U | Cranbourne (United Energy) 66 kV | United Energy | Winter | Non-coincident | 2026 | POE10 | NA | 171.8934 | VIC Cranbourne (United Energy) 66 kV |  |  | TRUE | VIC | CBTS66U | Cranbourne (United Energy) 66 kV | United Energy | Winter | Non-coincident | 2026 | POE10 | 171.8934 | #N/A
TRUE | VIC | CBTS66U | Cranbourne (United Energy) 66 kV | United Energy | Winter | Non-coincident | 2026 | POE50 | NA | 168.0058 | VIC Cranbourne (United Energy) 66 kV |  |  | TRUE | VIC | CBTS66U | Cranbourne (United Energy) 66 kV | United Energy | Winter | Non-coincident | 2026 | POE50 | 168.0058 | #N/A
TRUE | VIC | CBTS66U | Cranbourne (United Energy) 66 kV | United Energy | Winter | Coincident | 2027 | POE10 | NA | 153.4437 | VIC Cranbourne (United Energy) 66 kV |  |  | TRUE | VIC | CBTS66U | Cranbourne (United Energy) 66 kV | United Energy | Winter | Coincident | 2027 | POE10 | 153.4437 | #N/A
TRUE | VIC | CBTS66U | Cranbourne (United Energy) 66 kV | United Energy | Winter | Coincident | 2027 | POE50 | NA | 150.6403 | VIC Cranbourne (United Energy) 66 kV |  |  | TRUE | VIC | CBTS66U | Cranbourne (United Energy) 66 kV | United Energy | Winter | Coincident | 2027 | POE50 | 150.6403 | #N/A
TRUE | VIC | CBTS66U | Cranbourne (United Energy) 66 kV | United Energy | Winter | Non-coincident | 2027 | POE10 | NA | 173.3405 | VIC Cranbourne (United Energy) 66 kV |  |  | TRUE | VIC | CBTS66U | Cranbourne (United Energy) 66 kV | United Energy | Winter | Non-coincident | 2027 | POE10 | 173.3405 | #N/A
TRUE | VIC | CBTS66U | Cranbourne (United Energy) 66 kV | United Energy | Winter | Non-coincident | 2027 | POE50 | NA | 169.4416 | VIC Cranbourne (United Energy) 66 kV |  |  | TRUE | VIC | CBTS66U | Cranbourne (United Energy) 66 kV | United Energy | Winter | Non-coincident | 2027 | POE50 | 169.4416 | #N/A
TRUE | VIC | CBTS66U | Cranbourne (United Energy) 66 kV | United Energy | Winter | Coincident | 2028 | POE10 | NA | 151.0126 | VIC Cranbourne (United Energy) 66 kV |  |  | TRUE | VIC | CBTS66U | Cranbourne (United Energy) 66 kV | United Energy | Winter | Coincident | 2028 | POE10 | 151.0126 | #N/A
TRUE | VIC | CBTS66U | Cranbourne (United Energy) 66 kV | United Energy | Winter | Coincident | 2028 | POE50 | NA | 148.373 | VIC Cranbourne (United Energy) 66 kV |  |  | TRUE | VIC | CBTS66U | Cranbourne (United Energy) 66 kV | United Energy | Winter | Coincident | 2028 | POE50 | 148.373 | #N/A
TRUE | VIC | CBTS66U | Cranbourne (United Energy) 66 kV | United Energy | Winter | Non-coincident | 2028 | POE10 | NA | 173.949 | VIC Cranbourne (United Energy) 66 kV |  |  | TRUE | VIC | CBTS66U | Cranbourne (United Energy) 66 kV | United Energy | Winter | Non-coincident | 2028 | POE10 | 173.949 | #N/A
TRUE | VIC | CBTS66U | Cranbourne (United Energy) 66 kV | United Energy | Winter | Non-coincident | 2028 | POE50 | NA | 170.0387 | VIC Cranbourne (United Energy) 66 kV |  |  | TRUE | VIC | CBTS66U | Cranbourne (United Energy) 66 kV | United Energy | Winter | Non-coincident | 2028 | POE50 | 170.0387 | #N/A
TRUE | VIC | CBTS66U | Cranbourne (United Energy) 66 kV | United Energy | Winter | Coincident | 2029 | POE10 | NA | 149.8123 | VIC Cranbourne (United Energy) 66 kV |  |  | TRUE | VIC | CBTS66U | Cranbourne (United Energy) 66 kV | United Energy | Winter | Coincident | 2029 | POE10 | 149.8123 | #N/A
TRUE | VIC | CBTS66U | Cranbourne (United Energy) 66 kV | United Energy | Winter | Coincident | 2029 | POE50 | NA | 147.249 | VIC Cranbourne (United Energy) 66 kV |  |  | TRUE | VIC | CBTS66U | Cranbourne (United Energy) 66 kV | United Energy | Winter | Coincident | 2029 | POE50 | 147.249 | #N/A
TRUE | VIC | CBTS66U | Cranbourne (United Energy) 66 kV | United Energy | Winter | Non-coincident | 2029 | POE10 | NA | 174.7044 | VIC Cranbourne (United Energy) 66 kV |  |  | TRUE | VIC | CBTS66U | Cranbourne (United Energy) 66 kV | United Energy | Winter | Non-coincident | 2029 | POE10 | 174.7044 | #N/A
TRUE | VIC | CBTS66U | Cranbourne (United Energy) 66 kV | United Energy | Winter | Non-coincident | 2029 | POE50 | NA | 170.7829 | VIC Cranbourne (United Energy) 66 kV |  |  | TRUE | VIC | CBTS66U | Cranbourne (United Energy) 66 kV | United Energy | Winter | Non-coincident | 2029 | POE50 | 170.7829 | #N/A
TRUE | VIC | CBTS66U | Cranbourne (United Energy) 66 kV | United Energy | Winter | Coincident | 2030 | POE10 | NA | 148.3817 | VIC Cranbourne (United Energy) 66 kV |  |  | TRUE | VIC | CBTS66U | Cranbourne (United Energy) 66 kV | United Energy | Winter | Coincident | 2030 | POE10 | 148.3817 | #N/A
TRUE | VIC | CBTS66U | Cranbourne (United Energy) 66 kV | United Energy | Winter | Coincident | 2030 | POE50 | NA | 145.8154 | VIC Cranbourne (United Energy) 66 kV |  |  | TRUE | VIC | CBTS66U | Cranbourne (United Energy) 66 kV | United Energy | Winter | Coincident | 2030 | POE50 | 145.8154 | #N/A
TRUE | VIC | CBTS66U | Cranbourne (United Energy) 66 kV | United Energy | Winter | Non-coincident | 2030 | POE10 | NA | 175.4696 | VIC Cranbourne (United Energy) 66 kV |  |  | TRUE | VIC | CBTS66U | Cranbourne (United Energy) 66 kV | United Energy | Winter | Non-coincident | 2030 | POE10 | 175.4696 | #N/A
TRUE | VIC | CBTS66U | Cranbourne (United Energy) 66 kV | United Energy | Winter | Non-coincident | 2030 | POE50 | NA | 171.5367 | VIC Cranbourne (United Energy) 66 kV |  |  | TRUE | VIC | CBTS66U | Cranbourne (United Energy) 66 kV | United Energy | Winter | Non-coincident | 2030 | POE50 | 171.5367 | #N/A
TRUE | VIC | CBTS66U | Cranbourne (United Energy) 66 kV | United Energy | Winter | Coincident | 2031 | POE10 | NA | 147.2177 | VIC Cranbourne (United Energy) 66 kV |  |  | TRUE | VIC | CBTS66U | Cranbourne (United Energy) 66 kV | United Energy | Winter | Coincident | 2031 | POE10 | 147.2177 | #N/A
TRUE | VIC | CBTS66U | Cranbourne (United Energy) 66 kV | United Energy | Winter | Coincident | 2031 | POE50 | NA | 144.6818 | VIC Cranbourne (United Energy) 66 kV |  |  | TRUE | VIC | CBTS66U | Cranbourne (United Energy) 66 kV | United Energy | Winter | Coincident | 2031 | POE50 | 144.6818 | #N/A
TRUE | VIC | CBTS66U | Cranbourne (United Energy) 66 kV | United Energy | Winter | Non-coincident | 2031 | POE10 | NA | 176.2654 | VIC Cranbourne (United Energy) 66 kV |  |  | TRUE | VIC | CBTS66U | Cranbourne (United Energy) 66 kV | United Energy | Winter | Non-coincident | 2031 | POE10 | 176.2654 | #N/A
TRUE | VIC | CBTS66U | Cranbourne (United Energy) 66 kV | United Energy | Winter | Non-coincident | 2031 | POE50 | NA | 172.3212 | VIC Cranbourne (United Energy) 66 kV |  |  | TRUE | VIC | CBTS66U | Cranbourne (United Energy) 66 kV | United Energy | Winter | Non-coincident | 2031 | POE50 | 172.3212 | #N/A
TRUE | VIC | CBTS66U | Cranbourne (United Energy) 66 kV | United Energy | Winter | Coincident | 2032 | POE10 | NA | 144.8924 | VIC Cranbourne (United Energy) 66 kV |  |  | TRUE | VIC | CBTS66U | Cranbourne (United Energy) 66 kV | United Energy | Winter | Coincident | 2032 | POE10 | 144.8924 | #N/A
TRUE | VIC | CBTS66U | Cranbourne (United Energy) 66 kV | United Energy | Winter | Coincident | 2032 | POE50 | NA | 142.1329 | VIC Cranbourne (United Energy) 66 kV |  |  | TRUE | VIC | CBTS66U | Cranbourne (United Energy) 66 kV | United Energy | Winter | Coincident | 2032 | POE50 | 142.1329 | #N/A
TRUE | VIC | CBTS66U | Cranbourne (United Energy) 66 kV | United Energy | Winter | Non-coincident | 2032 | POE10 | NA | 177.1187 | VIC Cranbourne (United Energy) 66 kV |  |  | TRUE | VIC | CBTS66U | Cranbourne (United Energy) 66 kV | United Energy | Winter | Non-coincident | 2032 | POE10 | 177.1187 | #N/A
TRUE | VIC | CBTS66U | Cranbourne (United Energy) 66 kV | United Energy | Winter | Non-coincident | 2032 | POE50 | NA | 173.1629 | VIC Cranbourne (United Energy) 66 kV |  |  | TRUE | VIC | CBTS66U | Cranbourne (United Energy) 66 kV | United Energy | Winter | Non-coincident | 2032 | POE50 | 173.1629 | #N/A
TRUE | VIC | CBTS66U | Cranbourne (United Energy) 66 kV | United Energy | Winter | Coincident | 2033 | POE10 | NA | 141.96 | VIC Cranbourne (United Energy) 66 kV |  |  | TRUE | VIC | CBTS66U | Cranbourne (United Energy) 66 kV | United Energy | Winter | Coincident | 2033 | POE10 | 141.96 | #N/A
TRUE | VIC | CBTS66U | Cranbourne (United Energy) 66 kV | United Energy | Winter | Coincident | 2033 | POE50 | NA | 139.2783 | VIC Cranbourne (United Energy) 66 kV |  |  | TRUE | VIC | CBTS66U | Cranbourne (United Energy) 66 kV | United Energy | Winter | Coincident | 2033 | POE50 | 139.2783 | #N/A
TRUE | VIC | CBTS66U | Cranbourne (United Energy) 66 kV | United Energy | Winter | Non-coincident | 2033 | POE10 | NA | 177.9728 | VIC Cranbourne (United Energy) 66 kV |  |  | TRUE | VIC | CBTS66U | Cranbourne (United Energy) 66 kV | United Energy | Winter | Non-coincident | 2033 | POE10 | 177.9728 | #N/A
TRUE | VIC | CBTS66U | Cranbourne (United Energy) 66 kV | United Energy | Winter | Non-coincident | 2033 | POE50 | NA | 174.0055 | VIC Cranbourne (United Energy) 66 kV |  |  | TRUE | VIC | CBTS66U | Cranbourne (United Energy) 66 kV | United Energy | Winter | Non-coincident | 2033 | POE50 | 174.0055 | #N/A
TRUE | VIC | CBTS66U | Cranbourne (United Energy) 66 kV | United Energy | Winter | Coincident | 2034 | POE10 | NA | 141.5648 | VIC Cranbourne (United Energy) 66 kV |  |  | TRUE | VIC | CBTS66U | Cranbourne (United Energy) 66 kV | United Energy | Winter | Coincident | 2034 | POE10 | 141.5648 | #N/A
TRUE | VIC | CBTS66U | Cranbourne (United Energy) 66 kV | United Energy | Winter | Coincident | 2034 | POE50 | NA | 138.9707 | VIC Cranbourne (United Energy) 66 kV |  |  | TRUE | VIC | CBTS66U | Cranbourne (United Energy) 66 kV | United Energy | Winter | Coincident | 2034 | POE50 | 138.9707 | #N/A
TRUE | VIC | CBTS66U | Cranbourne (United Energy) 66 kV | United Energy | Winter | Non-coincident | 2034 | POE10 | NA | 178.8103 | VIC Cranbourne (United Energy) 66 kV |  |  | TRUE | VIC | CBTS66U | Cranbourne (United Energy) 66 kV | United Energy | Winter | Non-coincident | 2034 | POE10 | 178.8103 | #N/A
TRUE | VIC | CBTS66U | Cranbourne (United Energy) 66 kV | United Energy | Winter | Non-coincident | 2034 | POE50 | NA | 174.8315 | VIC Cranbourne (United Energy) 66 kV |  |  | TRUE | VIC | CBTS66U | Cranbourne (United Energy) 66 kV | United Energy | Winter | Non-coincident | 2034 | POE50 | 174.8315 | #N/A
TRUE | VIC | DPTS | Deer Park (Powercor) 66 kV | Powercor | Shoulder | Coincident | 2019 | ACTUAL_OPG | 59.3965 | NA | VIC Deer Park (Powercor) 66 kV |  |  | FALSE | #N/A | #N/A | #N/A | #N/A | #N/A | #N/A | #N/A | #N/A | #N/A | #N/A
TRUE | VIC | DPTS | Deer Park (Powercor) 66 kV | Powercor | Shoulder | Coincident | 2019 | ACTUAL_RAW | 59.3965 | NA | VIC Deer Park (Powercor) 66 kV |  |  | FALSE | #N/A | #N/A | #N/A | #N/A | #N/A | #N/A | #N/A | #N/A | #N/A | #N/A
TRUE | VIC | DPTS | Deer Park (Powercor) 66 kV | Powercor | Shoulder | Non-coincident | 2019 | ACTUAL_RAW | 39.4448 | NA | VIC Deer Park (Powercor) 66 kV |  |  | FALSE | #N/A | #N/A | #N/A | #N/A | #N/A | #N/A | #N/A | #N/A | #N/A | #N/A
TRUE | VIC | DPTS | Deer Park (Powercor) 66 kV | Powercor | Shoulder | Non-coincident | 2019 | ACTUAL_OPG | 39.4448 | NA | VIC Deer Park (Powercor) 66 kV |  |  | FALSE | #N/A | #N/A | #N/A | #N/A | #N/A | #N/A | #N/A | #N/A | #N/A | #N/A
TRUE | VIC | DPTS | Deer Park (Powercor) 66 kV | Powercor | Shoulder | Non-coincident | 2019 | ACTUAL_ADJUSTEDOPG | 39.4448 | NA | VIC Deer Park (Powercor) 66 kV |  |  | FALSE | #N/A | #N/A | #N/A | #N/A | #N/A | #N/A | #N/A | #N/A | #N/A | #N/A
TRUE | VIC | DPTS | Deer Park (Powercor) 66 kV | Powercor | Shoulder | Coincident | 2020 | ACTUAL_OPG | 33.1056 | NA | VIC Deer Park (Powercor) 66 kV |  |  | FALSE | #N/A | #N/A | #N/A | #N/A | #N/A | #N/A | #N/A | #N/A | #N/A | #N/A
TRUE | VIC | DPTS | Deer Park (Powercor) 66 kV | Powercor | Shoulder | Coincident | 2020 | ACTUAL_RAW | 33.1056 | NA | VIC Deer Park (Powercor) 66 kV |  |  | FALSE | #N/A | #N/A | #N/A | #N/A | #N/A | #N/A | #N/A | #N/A | #N/A | #N/A
TRUE | VIC | DPTS | Deer Park (Powercor) 66 kV | Powercor | Shoulder | Non-coincident | 2020 | ACTUAL_RAW | 31.8096 | NA | VIC Deer Park (Powercor) 66 kV |  |  | FALSE | #N/A | #N/A | #N/A | #N/A | #N/A | #N/A | #N/A | #N/A | #N/A | #N/A
TRUE | VIC | DPTS | Deer Park (Powercor) 66 kV | Powercor | Shoulder | Non-coincident | 2020 | ACTUAL_OPG | 31.8096 | NA | VIC Deer Park (Powercor) 66 kV |  |  | FALSE | #N/A | #N/A | #N/A | #N/A | #N/A | #N/A | #N/A | #N/A | #N/A | #N/A
TRUE | VIC | DPTS | Deer Park (Powercor) 66 kV | Powercor | Shoulder | Non-coincident | 2020 | ACTUAL_ADJUSTEDOPG | 31.8096 | NA | VIC Deer Park (Powercor) 66 kV |  |  | FALSE | #N/A | #N/A | #N/A | #N/A | #N/A | #N/A | #N/A | #N/A | #N/A | #N/A
TRUE | VIC | DPTS | Deer Park (Powercor) 66 kV | Powercor | Shoulder | Coincident | 2021 | ACTUAL_OPG | 31.5603 | NA | VIC Deer Park (Powercor) 66 kV |  |  | FALSE | #N/A | #N/A | #N/A | #N/A | #N/A | #N/A | #N/A | #N/A | #N/A | #N/A
TRUE | VIC | DPTS | Deer Park (Powercor) 66 kV | Powercor | Shoulder | Coincident | 2021 | ACTUAL_RAW | 31.5603 | NA | VIC Deer Park (Powercor) 66 kV |  |  | FALSE | #N/A | #N/A | #N/A | #N/A | #N/A | #N/A | #N/A | #N/A | #N/A | #N/A
TRUE | VIC | DPTS | Deer Park (Powercor) 66 kV | Powercor | Shoulder | Non-coincident | 2021 | ACTUAL_RAW | 29.1167 | NA | VIC Deer Park (Powercor) 66 kV |  |  | FALSE | #N/A | #N/A | #N/A | #N/A | #N/A | #N/A | #N/A | #N/A | #N/A | #N/A
TRUE | VIC | DPTS | Deer Park (Powercor) 66 kV | Powercor | Shoulder | Non-coincident | 2021 | ACTUAL_OPG | 29.1167 | NA | VIC Deer Park (Powercor) 66 kV |  |  | FALSE | #N/A | #N/A | #N/A | #N/A | #N/A | #N/A | #N/A | #N/A | #N/A | #N/A
TRUE | VIC | DPTS | Deer Park (Powercor) 66 kV | Powercor | Shoulder | Non-coincident | 2021 | ACTUAL_ADJUSTEDOPG | 29.1167 | NA | VIC Deer Park (Powercor) 66 kV |  |  | FALSE | #N/A | #N/A | #N/A | #N/A | #N/A | #N/A | #N/A | #N/A | #N/A | #N/A
TRUE | VIC | DPTS | Deer Park (Powercor) 66 kV | Powercor | Shoulder | Coincident | 2022 | ACTUAL_OPG | -2.7441 | NA | VIC Deer Park (Powercor) 66 kV |  |  | FALSE | #N/A | #N/A | #N/A | #N/A | #N/A | #N/A | #N/A | #N/A | #N/A | #N/A
TRUE | VIC | DPTS | Deer Park (Powercor) 66 kV | Powercor | Shoulder | Coincident | 2022 | ACTUAL_RAW | -2.7441 | NA | VIC Deer Park (Powercor) 66 kV |  |  | FALSE | #N/A | #N/A | #N/A | #N/A | #N/A | #N/A | #N/A | #N/A | #N/A | #N/A
TRUE | VIC | DPTS | Deer Park (Powercor) 66 kV | Powercor | Shoulder | Non-coincident | 2022 | ACTUAL_RAW | -2.7441 | NA | VIC Deer Park (Powercor) 66 kV |  |  | FALSE | #N/A | #N/A | #N/A | #N/A | #N/A | #N/A | #N/A | #N/A | #N/A | #N/A
TRUE | VIC | DPTS | Deer Park (Powercor) 66 kV | Powercor | Shoulder | Non-coincident | 2022 | ACTUAL_OPG | -2.7441 | NA | VIC Deer Park (Powercor) 66 kV |  |  | FALSE | #N/A | #N/A | #N/A | #N/A | #N/A | #N/A | #N/A | #N/A | #N/A | #N/A
TRUE | VIC | DPTS | Deer Park (Powercor) 66 kV | Powercor | Shoulder | Non-coincident | 2022 | ACTUAL_ADJUSTEDOPG | -2.7441 | NA | VIC Deer Park (Powercor) 66 kV |  |  | FALSE | #N/A | #N/A | #N/A | #N/A | #N/A | #N/A | #N/A | #N/A | #N/A | #N/A
TRUE | VIC | DPTS | Deer Park (Powercor) 66 kV | Powercor | Shoulder | Coincident | 2023 | ACTUAL_OPG | -8.6798 | NA | VIC Deer Park (Powercor) 66 kV |  |  | FALSE | #N/A | #N/A | #N/A | #N/A | #N/A | #N/A | #N/A | #N/A | #N/A | #N/A
TRUE | VIC | DPTS | Deer Park (Powercor) 66 kV | Powercor | Shoulder | Coincident | 2023 | ACTUAL_RAW | -8.6798 | NA | VIC Deer Park (Powercor) 66 kV |  |  | FALSE | #N/A | #N/A | #N/A | #N/A | #N/A | #N/A | #N/A | #N/A | #N/A | #N/A
TRUE | VIC | DPTS | Deer Park (Powercor) 66 kV | Powercor | Shoulder | Non-coincident | 2023 | ACTUAL_RAW | -12.4366 | NA | VIC Deer Park (Powercor) 66 kV |  |  | FALSE | #N/A | #N/A | #N/A | #N/A | #N/A | #N/A | #N/A | #N/A | #N/A | #N/A
TRUE | VIC | DPTS | Deer Park (Powercor) 66 kV | Powercor | Shoulder | Non-coincident | 2023 | ACTUAL_OPG | -12.4366 | NA | VIC Deer Park (Powercor) 66 kV |  |  | FALSE | #N/A | #N/A | #N/A | #N/A | #N/A | #N/A | #N/A | #N/A | #N/A | #N/A
TRUE | VIC | DPTS | Deer Park (Powercor) 66 kV | Powercor | Shoulder | Non-coincident | 2023 | ACTUAL_ADJUSTEDOPG | -12.4366 | NA | VIC Deer Park (Powercor) 66 kV |  |  | FALSE | #N/A | #N/A | #N/A | #N/A | #N/A | #N/A | #N/A | #N/A | #N/A | #N/A
TRUE | VIC | DPTS | Deer Park (Powercor) 66 kV | Powercor | Shoulder | Coincident | 2024 | ACTUAL_OPG | -35.4503 | NA | VIC Deer Park (Powercor) 66 kV |  |  | FALSE | #N/A | #N/A | #N/A | #N/A | #N/A | #N/A | #N/A | #N/A | #N/A | #N/A
TRUE | VIC | DPTS | Deer Park (Powercor) 66 kV | Powercor | Shoulder | Coincident | 2024 | ACTUAL_RAW | -35.4503 | NA | VIC Deer Park (Powercor) 66 kV |  |  | FALSE | #N/A | #N/A | #N/A | #N/A | #N/A | #N/A | #N/A | #N/A | #N/A | #N/A
TRUE | VIC | DPTS | Deer Park (Powercor) 66 kV | Powercor | Shoulder | Non-coincident | 2024 | ACTUAL_RAW | -37.7242 | NA | VIC Deer Park (Powercor) 66 kV |  |  | FALSE | #N/A | #N/A | #N/A | #N/A | #N/A | #N/A | #N/A | #N/A | #N/A | #N/A
TRUE | VIC | DPTS | Deer Park (Powercor) 66 kV | Powercor | Shoulder | Non-coincident | 2024 | ACTUAL_OPG | -37.7242 | NA | VIC Deer Park (Powercor) 66 kV |  |  | FALSE | #N/A | #N/A | #N/A | #N/A | #N/A | #N/A | #N/A | #N/A | #N/A | #N/A
TRUE | VIC | DPTS | Deer Park (Powercor) 66 kV | Powercor | Shoulder | Non-coincident | 2024 | ACTUAL_ADJUSTEDOPG | -37.7242 | NA | VIC Deer Park (Powercor) 66 kV |  |  | FALSE | #N/A | #N/A | #N/A | #N/A | #N/A | #N/A | #N/A | #N/A | #N/A | #N/A
TRUE | VIC | DPTS | Deer Park (Powercor) 66 kV | Powercor | Shoulder | Coincident | 2025 | ACTUAL_OPG | -58.5398 | NA | VIC Deer Park (Powercor) 66 kV |  |  | FALSE | #N/A | #N/A | #N/A | #N/A | #N/A | #N/A | #N/A | #N/A | #N/A | #N/A
TRUE | VIC | DPTS | Deer Park (Powercor) 66 kV | Powercor | Shoulder | Coincident | 2025 | ACTUAL_RAW | -58.5398 | NA | VIC Deer Park (Powercor) 66 kV |  |  | FALSE | #N/A | #N/A | #N/A | #N/A | #N/A | #N/A | #N/A | #N/A | #N/A | #N/A
TRUE | VIC | DPTS | Deer Park (Powercor) 66 kV | Powercor | Shoulder | Non-coincident | 2025 | ACTUAL_RAW | -60.7217 | NA | VIC Deer Park (Powercor) 66 kV |  |  | FALSE | #N/A | #N/A | #N/A | #N/A | #N/A | #N/A | #N/A | #N/A | #N/A | #N/A
TRUE | VIC | DPTS | Deer Park (Powercor) 66 kV | Powercor | Shoulder | Non-coincident | 2025 | ACTUAL_OPG | -60.7217 | NA | VIC Deer Park (Powercor) 66 kV |  |  | FALSE | #N/A | #N/A | #N/A | #N/A | #N/A | #N/A | #N/A | #N/A | #N/A | #N/A
TRUE | VIC | DPTS | Deer Park (Powercor) 66 kV | Powercor | Shoulder | Non-coincident | 2025 | ACTUAL_ADJUSTEDOPG | -60.7217 | NA | VIC Deer Park (Powercor) 66 kV |  |  | FALSE | #N/A | #N/A | #N/A | #N/A | #N/A | #N/A | #N/A | #N/A | #N/A | #N/A
TRUE | VIC | DPTS | Deer Park (Powercor) 66 kV | Powercor | Shoulder | Non-coincident | 2025 | BASEYEARPOE90 | -98.5677 | NA | VIC Deer Park (Powercor) 66 kV |  |  | FALSE | #N/A | #N/A | #N/A | #N/A | #N/A | #N/A | #N/A | #N/A | #N/A | #N/A
TRUE | VIC | DPTS | Deer Park (Powercor) 66 kV | Powercor | Shoulder | Non-coincident | 2025 | BASEYEARPOE50 | -89.9262 | NA | VIC Deer Park (Powercor) 66 kV |  |  | FALSE | #N/A | #N/A | #N/A | #N/A | #N/A | #N/A | #N/A | #N/A | #N/A | #N/A
TRUE | VIC | DPTS | Deer Park (Powercor) 66 kV | Powercor | Shoulder | Coincident_unreconciled | 2026 | POE50 | -65 | NA | VIC Deer Park (Powercor) 66 kV |  |  | FALSE | #N/A | #N/A | #N/A | #N/A | #N/A | #N/A | #N/A | #N/A | #N/A | #N/A
TRUE | VIC | DPTS | Deer Park (Powercor) 66 kV | Powercor | Shoulder | Coincident_unreconciled | 2026 | POE90 | -71.8314 | NA | VIC Deer Park (Powercor) 66 kV |  |  | FALSE | #N/A | #N/A | #N/A | #N/A | #N/A | #N/A | #N/A | #N/A | #N/A | #N/A
TRUE | VIC | DPTS | Deer Park (Powercor) 66 kV | Powercor | Shoulder | Non-coincident | 2026 | POE50 | -116.8566 | NA | VIC Deer Park (Powercor) 66 kV |  |  | FALSE | #N/A | #N/A | #N/A | #N/A | #N/A | #N/A | #N/A | #N/A | #N/A | #N/A
TRUE | VIC | DPTS | Deer Park (Powercor) 66 kV | Powercor | Shoulder | Non-coincident | 2026 | POE90 | -124.0332 | NA | VIC Deer Park (Powercor) 66 kV |  |  | FALSE | #N/A | #N/A | #N/A | #N/A | #N/A | #N/A | #N/A | #N/A | #N/A | #N/A
TRUE | VIC | DPTS | Deer Park (Powercor) 66 kV | Powercor | Shoulder | Coincident_unreconciled | 2027 | POE50 | -88.1293 | NA | VIC Deer Park (Powercor) 66 kV |  |  | FALSE | #N/A | #N/A | #N/A | #N/A | #N/A | #N/A | #N/A | #N/A | #N/A | #N/A
TRUE | VIC | DPTS | Deer Park (Powercor) 66 kV | Powercor | Shoulder | Coincident_unreconciled | 2027 | POE90 | -95.0376 | NA | VIC Deer Park (Powercor) 66 kV |  |  | FALSE | #N/A | #N/A | #N/A | #N/A | #N/A | #N/A | #N/A | #N/A | #N/A | #N/A
TRUE | VIC | DPTS | Deer Park (Powercor) 66 kV | Powercor | Shoulder | Non-coincident | 2027 | POE50 | -141.1548 | NA | VIC Deer Park (Powercor) 66 kV |  |  | FALSE | #N/A | #N/A | #N/A | #N/A | #N/A | #N/A | #N/A | #N/A | #N/A | #N/A
TRUE | VIC | DPTS | Deer Park (Powercor) 66 kV | Powercor | Shoulder | Non-coincident | 2027 | POE90 | -148.4122 | NA | VIC Deer Park (Powercor) 66 kV |  |  | FALSE | #N/A | #N/A | #N/A | #N/A | #N/A | #N/A | #N/A | #N/A | #N/A | #N/A
TRUE | VIC | DPTS | Deer Park (Powercor) 66 kV | Powercor | Shoulder | Coincident_unreconciled | 2028 | POE50 | -108.9363 | NA | VIC Deer Park (Powercor) 66 kV |  |  | FALSE | #N/A | #N/A | #N/A | #N/A | #N/A | #N/A | #N/A | #N/A | #N/A | #N/A
TRUE | VIC | DPTS | Deer Park (Powercor) 66 kV | Powercor | Shoulder | Coincident_unreconciled | 2028 | POE90 | -115.918 | NA | VIC Deer Park (Powercor) 66 kV |  |  | FALSE | #N/A | #N/A | #N/A | #N/A | #N/A | #N/A | #N/A | #N/A | #N/A | #N/A
TRUE | VIC | DPTS | Deer Park (Powercor) 66 kV | Powercor | Shoulder | Non-coincident | 2028 | POE50 | -163.0133 | NA | VIC Deer Park (Powercor) 66 kV |  |  | FALSE | #N/A | #N/A | #N/A | #N/A | #N/A | #N/A | #N/A | #N/A | #N/A | #N/A
TRUE | VIC | DPTS | Deer Park (Powercor) 66 kV | Powercor | Shoulder | Non-coincident | 2028 | POE90 | -170.3478 | NA | VIC Deer Park (Powercor) 66 kV |  |  | FALSE | #N/A | #N/A | #N/A | #N/A | #N/A | #N/A | #N/A | #N/A | #N/A | #N/A
TRUE | VIC | DPTS | Deer Park (Powercor) 66 kV | Powercor | Shoulder | Coincident_unreconciled | 2029 | POE50 | -129.3765 | NA | VIC Deer Park (Powercor) 66 kV |  |  | FALSE | #N/A | #N/A | #N/A | #N/A | #N/A | #N/A | #N/A | #N/A | #N/A | #N/A
TRUE | VIC | DPTS | Deer Park (Powercor) 66 kV | Powercor | Shoulder | Coincident_unreconciled | 2029 | POE90 | -136.4315 | NA | VIC Deer Park (Powercor) 66 kV |  |  | FALSE | #N/A | #N/A | #N/A | #N/A | #N/A | #N/A | #N/A | #N/A | #N/A | #N/A
TRUE | VIC | DPTS | Deer Park (Powercor) 66 kV | Powercor | Shoulder | Non-coincident | 2029 | POE50 | -184.4864 | NA | VIC Deer Park (Powercor) 66 kV |  |  | FALSE | #N/A | #N/A | #N/A | #N/A | #N/A | #N/A | #N/A | #N/A | #N/A | #N/A
TRUE | VIC | DPTS | Deer Park (Powercor) 66 kV | Powercor | Shoulder | Non-coincident | 2029 | POE90 | -191.898 | NA | VIC Deer Park (Powercor) 66 kV |  |  | FALSE | #N/A | #N/A | #N/A | #N/A | #N/A | #N/A | #N/A | #N/A | #N/A | #N/A
TRUE | VIC | DPTS | Deer Park (Powercor) 66 kV | Powercor | Shoulder | Coincident_unreconciled | 2030 | POE50 | -149.0556 | NA | VIC Deer Park (Powercor) 66 kV |  |  | FALSE | #N/A | #N/A | #N/A | #N/A | #N/A | #N/A | #N/A | #N/A | #N/A | #N/A
TRUE | VIC | DPTS | Deer Park (Powercor) 66 kV | Powercor | Shoulder | Coincident_unreconciled | 2030 | POE90 | -156.1839 | NA | VIC Deer Park (Powercor) 66 kV |  |  | FALSE | #N/A | #N/A | #N/A | #N/A | #N/A | #N/A | #N/A | #N/A | #N/A | #N/A
TRUE | VIC | DPTS | Deer Park (Powercor) 66 kV | Powercor | Shoulder | Non-coincident | 2030 | POE50 | -205.16 | NA | VIC Deer Park (Powercor) 66 kV |  |  | FALSE | #N/A | #N/A | #N/A | #N/A | #N/A | #N/A | #N/A | #N/A | #N/A | #N/A
TRUE | VIC | DPTS | Deer Park (Powercor) 66 kV | Powercor | Shoulder | Non-coincident | 2030 | POE90 | -212.6486 | NA | VIC Deer Park (Powercor) 66 kV |  |  | FALSE | #N/A | #N/A | #N/A | #N/A | #N/A | #N/A | #N/A | #N/A | #N/A | #N/A
TRUE | VIC | DPTS | Deer Park (Powercor) 66 kV | Powercor | Shoulder | Coincident_unreconciled | 2031 | POE50 | -168.1001 | NA | VIC Deer Park (Powercor) 66 kV |  |  | FALSE | #N/A | #N/A | #N/A | #N/A | #N/A | #N/A | #N/A | #N/A | #N/A | #N/A
TRUE | VIC | DPTS | Deer Park (Powercor) 66 kV | Powercor | Shoulder | Coincident_unreconciled | 2031 | POE90 | -175.3017 | NA | VIC Deer Park (Powercor) 66 kV |  |  | FALSE | #N/A | #N/A | #N/A | #N/A | #N/A | #N/A | #N/A | #N/A | #N/A | #N/A
TRUE | VIC | DPTS | Deer Park (Powercor) 66 kV | Powercor | Shoulder | Non-coincident | 2031 | POE50 | -225.1669 | NA | VIC Deer Park (Powercor) 66 kV |  |  | FALSE | #N/A | #N/A | #N/A | #N/A | #N/A | #N/A | #N/A | #N/A | #N/A | #N/A
TRUE | VIC | DPTS | Deer Park (Powercor) 66 kV | Powercor | Shoulder | Non-coincident | 2031 | POE90 | -232.7325 | NA | VIC Deer Park (Powercor) 66 kV |  |  | FALSE | #N/A | #N/A | #N/A | #N/A | #N/A | #N/A | #N/A | #N/A | #N/A | #N/A
TRUE | VIC | DPTS | Deer Park (Powercor) 66 kV | Powercor | Shoulder | Coincident_unreconciled | 2032 | POE50 | -183.291 | NA | VIC Deer Park (Powercor) 66 kV |  |  | FALSE | #N/A | #N/A | #N/A | #N/A | #N/A | #N/A | #N/A | #N/A | #N/A | #N/A
TRUE | VIC | DPTS | Deer Park (Powercor) 66 kV | Powercor | Shoulder | Coincident_unreconciled | 2032 | POE90 | -190.5663 | NA | VIC Deer Park (Powercor) 66 kV |  |  | FALSE | #N/A | #N/A | #N/A | #N/A | #N/A | #N/A | #N/A | #N/A | #N/A | #N/A
TRUE | VIC | DPTS | Deer Park (Powercor) 66 kV | Powercor | Shoulder | Non-coincident | 2032 | POE50 | -241.1256 | NA | VIC Deer Park (Powercor) 66 kV |  |  | FALSE | #N/A | #N/A | #N/A | #N/A | #N/A | #N/A | #N/A | #N/A | #N/A | #N/A
TRUE | VIC | DPTS | Deer Park (Powercor) 66 kV | Powercor | Shoulder | Non-coincident | 2032 | POE90 | -248.7686 | NA | VIC Deer Park (Powercor) 66 kV |  |  | FALSE | #N/A | #N/A | #N/A | #N/A | #N/A | #N/A | #N/A | #N/A | #N/A | #N/A
TRUE | VIC | DPTS | Deer Park (Powercor) 66 kV | Powercor | Shoulder | Coincident_unreconciled | 2033 | POE50 | -195.4804 | NA | VIC Deer Park (Powercor) 66 kV |  |  | FALSE | #N/A | #N/A | #N/A | #N/A | #N/A | #N/A | #N/A | #N/A | #N/A | #N/A
TRUE | VIC | DPTS | Deer Park (Powercor) 66 kV | Powercor | Shoulder | Coincident_unreconciled | 2033 | POE90 | -202.8296 | NA | VIC Deer Park (Powercor) 66 kV |  |  | FALSE | #N/A | #N/A | #N/A | #N/A | #N/A | #N/A | #N/A | #N/A | #N/A | #N/A
TRUE | VIC | DPTS | Deer Park (Powercor) 66 kV | Powercor | Shoulder | Non-coincident | 2033 | POE50 | -253.9309 | NA | VIC Deer Park (Powercor) 66 kV |  |  | FALSE | #N/A | #N/A | #N/A | #N/A | #N/A | #N/A | #N/A | #N/A | #N/A | #N/A
TRUE | VIC | DPTS | Deer Park (Powercor) 66 kV | Powercor | Shoulder | Non-coincident | 2033 | POE90 | -261.6516 | NA | VIC Deer Park (Powercor) 66 kV |  |  | FALSE | #N/A | #N/A | #N/A | #N/A | #N/A | #N/A | #N/A | #N/A | #N/A | #N/A
TRUE | VIC | DPTS | Deer Park (Powercor) 66 kV | Powercor | Shoulder | Coincident_unreconciled | 2034 | POE50 | -206.6554 | NA | VIC Deer Park (Powercor) 66 kV |  |  | FALSE | #N/A | #N/A | #N/A | #N/A | #N/A | #N/A | #N/A | #N/A | #N/A | #N/A
TRUE | VIC | DPTS | Deer Park (Powercor) 66 kV | Powercor | Shoulder | Coincident_unreconciled | 2034 | POE90 | -214.0786 | NA | VIC Deer Park (Powercor) 66 kV |  |  | FALSE | #N/A | #N/A | #N/A | #N/A | #N/A | #N/A | #N/A | #N/A | #N/A | #N/A
TRUE | VIC | DPTS | Deer Park (Powercor) 66 kV | Powercor | Shoulder | Non-coincident | 2034 | POE50 | -265.6708 | NA | VIC Deer Park (Powercor) 66 kV |  |  | FALSE | #N/A | #N/A | #N/A | #N/A | #N/A | #N/A | #N/A | #N/A | #N/A | #N/A
TRUE | VIC | DPTS | Deer Park (Powercor) 66 kV | Powercor | Shoulder | Non-coincident | 2034 | POE90 | -273.4691 | NA | VIC Deer Park (Powercor) 66 kV |  |  | FALSE | #N/A | #N/A | #N/A | #N/A | #N/A | #N/A | #N/A | #N/A | #N/A | #N/A
TRUE | VIC | DPTS | Deer Park (Powercor) 66 kV | Powercor | Shoulder | Coincident_unreconciled | 2035 | POE50 | -218.3722 | NA | VIC Deer Park (Powercor) 66 kV |  |  | FALSE | #N/A | #N/A | #N/A | #N/A | #N/A | #N/A | #N/A | #N/A | #N/A | #N/A
TRUE | VIC | DPTS | Deer Park (Powercor) 66 kV | Powercor | Shoulder | Coincident_unreconciled | 2035 | POE90 | -225.8693 | NA | VIC Deer Park (Powercor) 66 kV |  |  | FALSE | #N/A | #N/A | #N/A | #N/A | #N/A | #N/A | #N/A | #N/A | #N/A | #N/A
TRUE | VIC | DPTS | Deer Park (Powercor) 66 kV | Powercor | Shoulder | Non-coincident | 2035 | POE50 | -277.9796 | NA | VIC Deer Park (Powercor) 66 kV |  |  | FALSE | #N/A | #N/A | #N/A | #N/A | #N/A | #N/A | #N/A | #N/A | #N/A | #N/A
TRUE | VIC | DPTS | Deer Park (Powercor) 66 kV | Powercor | Shoulder | Non-coincident | 2035 | POE90 | -285.8557 | NA | VIC Deer Park (Powercor) 66 kV |  |  | FALSE | #N/A | #N/A | #N/A | #N/A | #N/A | #N/A | #N/A | #N/A | #N/A | #N/A
TRUE | VIC | DPTS | Deer Park (Powercor) 66 kV | Powercor | Summer | Coincident | 2019 | ACTUAL_OPG | 57.3914 | 188.7871 | VIC Deer Park (Powercor) 66 kV |  |  | FALSE | #N/A | #N/A | #N/A | #N/A | #N/A | #N/A | #N/A | #N/A | #N/A | #N/A
TRUE | VIC | DPTS | Deer Park (Powercor) 66 kV | Powercor | Summer | Coincident | 2019 | ACTUAL_RAW | 57.3914 | 188.7871 | VIC Deer Park (Powercor) 66 kV |  |  | FALSE | #N/A | #N/A | #N/A | #N/A | #N/A | #N/A | #N/A | #N/A | #N/A | #N/A
TRUE | VIC | DPTS | Deer Park (Powercor) 66 kV | Powercor | Summer | Non-coincident | 2019 | ACTUAL_RAW | 39.4861 | 199.5561 | VIC Deer Park (Powercor) 66 kV |  |  | FALSE | #N/A | #N/A | #N/A | #N/A | #N/A | #N/A | #N/A | #N/A | #N/A | #N/A
TRUE | VIC | DPTS | Deer Park (Powercor) 66 kV | Powercor | Summer | Non-coincident | 2019 | ACTUAL_OPG | 39.4861 | 199.5561 | VIC Deer Park (Powercor) 66 kV |  |  | FALSE | #N/A | #N/A | #N/A | #N/A | #N/A | #N/A | #N/A | #N/A | #N/A | #N/A
TRUE | VIC | DPTS | Deer Park (Powercor) 66 kV | Powercor | Summer | Non-coincident | 2019 | ACTUAL_ADJUSTEDOPG | 39.4861 | 199.5561 | VIC Deer Park (Powercor) 66 kV |  |  | FALSE | #N/A | #N/A | #N/A | #N/A | #N/A | #N/A | #N/A | #N/A | #N/A | #N/A
TRUE | VIC | DPTS | Deer Park (Powercor) 66 kV | Powercor | Summer | Coincident | 2020 | ACTUAL_OPG | 24.8638 | 212.5286 | VIC Deer Park (Powercor) 66 kV |  |  | FALSE | #N/A | #N/A | #N/A | #N/A | #N/A | #N/A | #N/A | #N/A | #N/A | #N/A
TRUE | VIC | DPTS | Deer Park (Powercor) 66 kV | Powercor | Summer | Coincident | 2020 | ACTUAL_RAW | 24.8638 | 212.5286 | VIC Deer Park (Powercor) 66 kV |  |  | FALSE | #N/A | #N/A | #N/A | #N/A | #N/A | #N/A | #N/A | #N/A | #N/A | #N/A
TRUE | VIC | DPTS | Deer Park (Powercor) 66 kV | Powercor | Summer | Non-coincident | 2020 | ACTUAL_RAW | 23.9449 | 216.8566 | VIC Deer Park (Powercor) 66 kV |  |  | FALSE | #N/A | #N/A | #N/A | #N/A | #N/A | #N/A | #N/A | #N/A | #N/A | #N/A
TRUE | VIC | DPTS | Deer Park (Powercor) 66 kV | Powercor | Summer | Non-coincident | 2020 | ACTUAL_OPG | 23.9449 | 216.8566 | VIC Deer Park (Powercor) 66 kV |  |  | FALSE | #N/A | #N/A | #N/A | #N/A | #N/A | #N/A | #N/A | #N/A | #N/A | #N/A
TRUE | VIC | DPTS | Deer Park (Powercor) 66 kV | Powercor | Summer | Non-coincident | 2020 | ACTUAL_ADJUSTEDOPG | 23.9449 | 216.8566 | VIC Deer Park (Powercor) 66 kV |  |  | FALSE | #N/A | #N/A | #N/A | #N/A | #N/A | #N/A | #N/A | #N/A | #N/A | #N/A
TRUE | VIC | DPTS | Deer Park (Powercor) 66 kV | Powercor | Summer | Coincident | 2021 | ACTUAL_OPG | 10.2982 | 194.6689 | VIC Deer Park (Powercor) 66 kV |  |  | FALSE | #N/A | #N/A | #N/A | #N/A | #N/A | #N/A | #N/A | #N/A | #N/A | #N/A
TRUE | VIC | DPTS | Deer Park (Powercor) 66 kV | Powercor | Summer | Coincident | 2021 | ACTUAL_RAW | 10.2982 | 194.6689 | VIC Deer Park (Powercor) 66 kV |  |  | FALSE | #N/A | #N/A | #N/A | #N/A | #N/A | #N/A | #N/A | #N/A | #N/A | #N/A
TRUE | VIC | DPTS | Deer Park (Powercor) 66 kV | Powercor | Summer | Non-coincident | 2021 | ACTUAL_RAW | 10.2982 | 207.982 | VIC Deer Park (Powercor) 66 kV |  |  | FALSE | #N/A | #N/A | #N/A | #N/A | #N/A | #N/A | #N/A | #N/A | #N/A | #N/A
TRUE | VIC | DPTS | Deer Park (Powercor) 66 kV | Powercor | Summer | Non-coincident | 2021 | ACTUAL_OPG | 10.2982 | 207.982 | VIC Deer Park (Powercor) 66 kV |  |  | FALSE | #N/A | #N/A | #N/A | #N/A | #N/A | #N/A | #N/A | #N/A | #N/A | #N/A
TRUE | VIC | DPTS | Deer Park (Powercor) 66 kV | Powercor | Summer | Non-coincident | 2021 | ACTUAL_ADJUSTEDOPG | 10.2982 | 207.982 | VIC Deer Park (Powercor) 66 kV |  |  | FALSE | #N/A | #N/A | #N/A | #N/A | #N/A | #N/A | #N/A | #N/A | #N/A | #N/A
TRUE | VIC | DPTS | Deer Park (Powercor) 66 kV | Powercor | Summer | Coincident | 2022 | ACTUAL_OPG | -3.8503 | 232.0443 | VIC Deer Park (Powercor) 66 kV |  |  | FALSE | #N/A | #N/A | #N/A | #N/A | #N/A | #N/A | #N/A | #N/A | #N/A | #N/A
TRUE | VIC | DPTS | Deer Park (Powercor) 66 kV | Powercor | Summer | Coincident | 2022 | ACTUAL_RAW | -3.8503 | 232.0443 | VIC Deer Park (Powercor) 66 kV |  |  | FALSE | #N/A | #N/A | #N/A | #N/A | #N/A | #N/A | #N/A | #N/A | #N/A | #N/A
TRUE | VIC | DPTS | Deer Park (Powercor) 66 kV | Powercor | Summer | Non-coincident | 2022 | ACTUAL_RAW | -12.6322 | 232.0443 | VIC Deer Park (Powercor) 66 kV |  |  | FALSE | #N/A | #N/A | #N/A | #N/A | #N/A | #N/A | #N/A | #N/A | #N/A | #N/A
TRUE | VIC | DPTS | Deer Park (Powercor) 66 kV | Powercor | Summer | Non-coincident | 2022 | ACTUAL_OPG | -12.6322 | 232.0443 | VIC Deer Park (Powercor) 66 kV |  |  | FALSE | #N/A | #N/A | #N/A | #N/A | #N/A | #N/A | #N/A | #N/A | #N/A | #N/A
TRUE | VIC | DPTS | Deer Park (Powercor) 66 kV | Powercor | Summer | Non-coincident | 2022 | ACTUAL_ADJUSTEDOPG | -12.6322 | 232.0443 | VIC Deer Park (Powercor) 66 kV |  |  | FALSE | #N/A | #N/A | #N/A | #N/A | #N/A | #N/A | #N/A | #N/A | #N/A | #N/A
TRUE | VIC | DPTS | Deer Park (Powercor) 66 kV | Powercor | Summer | Coincident | 2023 | ACTUAL_OPG | -26.6973 | 256.46 | VIC Deer Park (Powercor) 66 kV |  |  | FALSE | #N/A | #N/A | #N/A | #N/A | #N/A | #N/A | #N/A | #N/A | #N/A | #N/A
TRUE | VIC | DPTS | Deer Park (Powercor) 66 kV | Powercor | Summer | Coincident | 2023 | ACTUAL_RAW | -26.6973 | 256.46 | VIC Deer Park (Powercor) 66 kV |  |  | FALSE | #N/A | #N/A | #N/A | #N/A | #N/A | #N/A | #N/A | #N/A | #N/A | #N/A
TRUE | VIC | DPTS | Deer Park (Powercor) 66 kV | Powercor | Summer | Non-coincident | 2023 | ACTUAL_RAW | -49.7636 | 256.46 | VIC Deer Park (Powercor) 66 kV |  |  | FALSE | #N/A | #N/A | #N/A | #N/A | #N/A | #N/A | #N/A | #N/A | #N/A | #N/A
TRUE | VIC | DPTS | Deer Park (Powercor) 66 kV | Powercor | Summer | Non-coincident | 2023 | ACTUAL_OPG | -49.7636 | 256.46 | VIC Deer Park (Powercor) 66 kV |  |  | FALSE | #N/A | #N/A | #N/A | #N/A | #N/A | #N/A | #N/A | #N/A | #N/A | #N/A
TRUE | VIC | DPTS | Deer Park (Powercor) 66 kV | Powercor | Summer | Non-coincident | 2023 | ACTUAL_ADJUSTEDOPG | -26.6973 | 226.6651 | VIC Deer Park (Powercor) 66 kV |  |  | FALSE | #N/A | #N/A | #N/A | #N/A | #N/A | #N/A | #N/A | #N/A | #N/A | #N/A
TRUE | VIC | DPTS | Deer Park (Powercor) 66 kV | Powercor | Summer | Coincident | 2024 | ACTUAL_OPG | -57.2915 | 259.1842 | VIC Deer Park (Powercor) 66 kV |  |  | FALSE | #N/A | #N/A | #N/A | #N/A | #N/A | #N/A | #N/A | #N/A | #N/A | #N/A
TRUE | VIC | DPTS | Deer Park (Powercor) 66 kV | Powercor | Summer | Coincident | 2024 | ACTUAL_RAW | -57.2915 | 259.1842 | VIC Deer Park (Powercor) 66 kV |  |  | FALSE | #N/A | #N/A | #N/A | #N/A | #N/A | #N/A | #N/A | #N/A | #N/A | #N/A
TRUE | VIC | DPTS | Deer Park (Powercor) 66 kV | Powercor | Summer | Non-coincident | 2024 | ACTUAL_RAW | -58.2597 | 283.9524 | VIC Deer Park (Powercor) 66 kV |  |  | FALSE | #N/A | #N/A | #N/A | #N/A | #N/A | #N/A | #N/A | #N/A | #N/A | #N/A
TRUE | VIC | DPTS | Deer Park (Powercor) 66 kV | Powercor | Summer | Non-coincident | 2024 | ACTUAL_OPG | -58.2597 | 283.9524 | VIC Deer Park (Powercor) 66 kV |  |  | FALSE | #N/A | #N/A | #N/A | #N/A | #N/A | #N/A | #N/A | #N/A | #N/A | #N/A
TRUE | VIC | DPTS | Deer Park (Powercor) 66 kV | Powercor | Summer | Non-coincident | 2024 | ACTUAL_ADJUSTEDOPG | -58.2597 | 283.9524 | VIC Deer Park (Powercor) 66 kV |  |  | FALSE | #N/A | #N/A | #N/A | #N/A | #N/A | #N/A | #N/A | #N/A | #N/A | #N/A
TRUE | VIC | DPTS | Deer Park (Powercor) 66 kV | Powercor | Summer | Coincident | 2025 | ACTUAL_OPG | -75.8532 | 303.7414 | VIC Deer Park (Powercor) 66 kV |  |  | FALSE | #N/A | #N/A | #N/A | #N/A | #N/A | #N/A | #N/A | #N/A | #N/A | #N/A
TRUE | VIC | DPTS | Deer Park (Powercor) 66 kV | Powercor | Summer | Coincident | 2025 | ACTUAL_RAW | -75.8532 | 303.7414 | VIC Deer Park (Powercor) 66 kV |  |  | FALSE | #N/A | #N/A | #N/A | #N/A | #N/A | #N/A | #N/A | #N/A | #N/A | #N/A
TRUE | VIC | DPTS | Deer Park (Powercor) 66 kV | Powercor | Summer | Non-coincident | 2025 | ACTUAL_RAW | -75.8532 | 303.7414 | VIC Deer Park (Powercor) 66 kV |  |  | FALSE | #N/A | #N/A | #N/A | #N/A | #N/A | #N/A | #N/A | #N/A | #N/A | #N/A
TRUE | VIC | DPTS | Deer Park (Powercor) 66 kV | Powercor | Summer | Non-coincident | 2025 | ACTUAL_OPG | -75.8532 | 303.7414 | VIC Deer Park (Powercor) 66 kV |  |  | FALSE | #N/A | #N/A | #N/A | #N/A | #N/A | #N/A | #N/A | #N/A | #N/A | #N/A
TRUE | VIC | DPTS | Deer Park (Powercor) 66 kV | Powercor | Summer | Non-coincident | 2025 | ACTUAL_ADJUSTEDOPG | -75.8532 | 303.7414 | VIC Deer Park (Powercor) 66 kV |  |  | FALSE | #N/A | #N/A | #N/A | #N/A | #N/A | #N/A | #N/A | #N/A | #N/A | #N/A
TRUE | VIC | DPTS | Deer Park (Powercor) 66 kV | Powercor | Summer | Non-coincident | 2025 | BASEYEARPOE90 | -105.2213 | NA | VIC Deer Park (Powercor) 66 kV |  |  | FALSE | #N/A | #N/A | #N/A | #N/A | #N/A | #N/A | #N/A | #N/A | #N/A | #N/A
TRUE | VIC | DPTS | Deer Park (Powercor) 66 kV | Powercor | Summer | Non-coincident | 2025 | BASEYEARPOE50 | -98.0866 | 255.2033 | VIC Deer Park (Powercor) 66 kV |  |  | FALSE | #N/A | #N/A | #N/A | #N/A | #N/A | #N/A | #N/A | #N/A | #N/A | #N/A
TRUE | VIC | DPTS | Deer Park (Powercor) 66 kV | Powercor | Summer | Coincident_unreconciled | 2026 | POE50 | -80 | NA | VIC Deer Park (Powercor) 66 kV |  |  | FALSE | #N/A | #N/A | #N/A | #N/A | #N/A | #N/A | #N/A | #N/A | #N/A | #N/A
TRUE | VIC | DPTS | Deer Park (Powercor) 66 kV | Powercor | Summer | Coincident_unreconciled | 2026 | POE90 | -89.6381 | NA | VIC Deer Park (Powercor) 66 kV |  |  | FALSE | #N/A | #N/A | #N/A | #N/A | #N/A | #N/A | #N/A | #N/A | #N/A | #N/A
TRUE | VIC | DPTS | Deer Park (Powercor) 66 kV | Powercor | Summer | Non-coincident | 2026 | POE50 | -120.658 | 370 | VIC Deer Park (Powercor) 66 kV |  |  | FALSE | #N/A | #N/A | #N/A | #N/A | #N/A | #N/A | #N/A | #N/A | #N/A | #N/A
TRUE | VIC | DPTS | Deer Park (Powercor) 66 kV | Powercor | Summer | Non-coincident | 2026 | POE90 | -130.3769 | NA | VIC Deer Park (Powercor) 66 kV |  |  | FALSE | #N/A | #N/A | #N/A | #N/A | #N/A | #N/A | #N/A | #N/A | #N/A | #N/A
TRUE | VIC | DPTS | Deer Park (Powercor) 66 kV | Powercor | Summer | Coincident_unreconciled | 2027 | POE50 | -104.7848 | NA | VIC Deer Park (Powercor) 66 kV |  |  | FALSE | #N/A | #N/A | #N/A | #N/A | #N/A | #N/A | #N/A | #N/A | #N/A | #N/A
TRUE | VIC | DPTS | Deer Park (Powercor) 66 kV | Powercor | Summer | Coincident_unreconciled | 2027 | POE90 | -114.5324 | NA | VIC Deer Park (Powercor) 66 kV |  |  | FALSE | #N/A | #N/A | #N/A | #N/A | #N/A | #N/A | #N/A | #N/A | #N/A | #N/A
TRUE | VIC | DPTS | Deer Park (Powercor) 66 kV | Powercor | Summer | Non-coincident | 2027 | POE50 | -145.6505 | 438.8773 | VIC Deer Park (Powercor) 66 kV |  |  | FALSE | #N/A | #N/A | #N/A | #N/A | #N/A | #N/A | #N/A | #N/A | #N/A | #N/A
TRUE | VIC | DPTS | Deer Park (Powercor) 66 kV | Powercor | Summer | Non-coincident | 2027 | POE90 | -155.4798 | NA | VIC Deer Park (Powercor) 66 kV |  |  | FALSE | #N/A | #N/A | #N/A | #N/A | #N/A | #N/A | #N/A | #N/A | #N/A | #N/A
TRUE | VIC | DPTS | Deer Park (Powercor) 66 kV | Powercor | Summer | Coincident_unreconciled | 2028 | POE50 | -127.0752 | NA | VIC Deer Park (Powercor) 66 kV |  |  | FALSE | #N/A | #N/A | #N/A | #N/A | #N/A | #N/A | #N/A | #N/A | #N/A | #N/A
TRUE | VIC | DPTS | Deer Park (Powercor) 66 kV | Powercor | Summer | Coincident_unreconciled | 2028 | POE90 | -136.9272 | NA | VIC Deer Park (Powercor) 66 kV |  |  | FALSE | #N/A | #N/A | #N/A | #N/A | #N/A | #N/A | #N/A | #N/A | #N/A | #N/A
TRUE | VIC | DPTS | Deer Park (Powercor) 66 kV | Powercor | Summer | Non-coincident | 2028 | POE50 | -168.1277 | 522.1506 | VIC Deer Park (Powercor) 66 kV |  |  | FALSE | #N/A | #N/A | #N/A | #N/A | #N/A | #N/A | #N/A | #N/A | #N/A | #N/A
TRUE | VIC | DPTS | Deer Park (Powercor) 66 kV | Powercor | Summer | Non-coincident | 2028 | POE90 | -178.0622 | NA | VIC Deer Park (Powercor) 66 kV |  |  | FALSE | #N/A | #N/A | #N/A | #N/A | #N/A | #N/A | #N/A | #N/A | #N/A | #N/A
TRUE | VIC | DPTS | Deer Park (Powercor) 66 kV | Powercor | Summer | Coincident_unreconciled | 2029 | POE50 | -149.1185 | NA | VIC Deer Park (Powercor) 66 kV |  |  | FALSE | #N/A | #N/A | #N/A | #N/A | #N/A | #N/A | #N/A | #N/A | #N/A | #N/A
TRUE | VIC | DPTS | Deer Park (Powercor) 66 kV | Powercor | Summer | Coincident_unreconciled | 2029 | POE90 | -159.0748 | NA | VIC Deer Park (Powercor) 66 kV |  |  | FALSE | #N/A | #N/A | #N/A | #N/A | #N/A | #N/A | #N/A | #N/A | #N/A | #N/A
TRUE | VIC | DPTS | Deer Park (Powercor) 66 kV | Powercor | Summer | Non-coincident | 2029 | POE50 | -190.3557 | 567.6807 | VIC Deer Park (Powercor) 66 kV |  |  | FALSE | #N/A | #N/A | #N/A | #N/A | #N/A | #N/A | #N/A | #N/A | #N/A | #N/A
TRUE | VIC | DPTS | Deer Park (Powercor) 66 kV | Powercor | Summer | Non-coincident | 2029 | POE90 | -200.3954 | NA | VIC Deer Park (Powercor) 66 kV |  |  | FALSE | #N/A | #N/A | #N/A | #N/A | #N/A | #N/A | #N/A | #N/A | #N/A | #N/A
TRUE | VIC | DPTS | Deer Park (Powercor) 66 kV | Powercor | Summer | Coincident_unreconciled | 2030 | POE50 | -170.4358 | NA | VIC Deer Park (Powercor) 66 kV |  |  | FALSE | #N/A | #N/A | #N/A | #N/A | #N/A | #N/A | #N/A | #N/A | #N/A | #N/A
TRUE | VIC | DPTS | Deer Park (Powercor) 66 kV | Powercor | Summer | Coincident_unreconciled | 2030 | POE90 | -180.4964 | NA | VIC Deer Park (Powercor) 66 kV |  |  | FALSE | #N/A | #N/A | #N/A | #N/A | #N/A | #N/A | #N/A | #N/A | #N/A | #N/A
TRUE | VIC | DPTS | Deer Park (Powercor) 66 kV | Powercor | Summer | Non-coincident | 2030 | POE50 | -211.8516 | 571.4709 | VIC Deer Park (Powercor) 66 kV |  |  | FALSE | #N/A | #N/A | #N/A | #N/A | #N/A | #N/A | #N/A | #N/A | #N/A | #N/A
TRUE | VIC | DPTS | Deer Park (Powercor) 66 kV | Powercor | Summer | Non-coincident | 2030 | POE90 | -221.9965 | NA | VIC Deer Park (Powercor) 66 kV |  |  | FALSE | #N/A | #N/A | #N/A | #N/A | #N/A | #N/A | #N/A | #N/A | #N/A | #N/A
TRUE | VIC | DPTS | Deer Park (Powercor) 66 kV | Powercor | Summer | Coincident_unreconciled | 2031 | POE50 | -191.0673 | NA | VIC Deer Park (Powercor) 66 kV |  |  | FALSE | #N/A | #N/A | #N/A | #N/A | #N/A | #N/A | #N/A | #N/A | #N/A | #N/A
TRUE | VIC | DPTS | Deer Park (Powercor) 66 kV | Powercor | Summer | Coincident_unreconciled | 2031 | POE90 | -201.2322 | NA | VIC Deer Park (Powercor) 66 kV |  |  | FALSE | #N/A | #N/A | #N/A | #N/A | #N/A | #N/A | #N/A | #N/A | #N/A | #N/A
TRUE | VIC | DPTS | Deer Park (Powercor) 66 kV | Powercor | Summer | Non-coincident | 2031 | POE50 | -232.6559 | 575.287 | VIC Deer Park (Powercor) 66 kV |  |  | FALSE | #N/A | #N/A | #N/A | #N/A | #N/A | #N/A | #N/A | #N/A | #N/A | #N/A
TRUE | VIC | DPTS | Deer Park (Powercor) 66 kV | Powercor | Summer | Non-coincident | 2031 | POE90 | -242.906 | NA | VIC Deer Park (Powercor) 66 kV |  |  | FALSE | #N/A | #N/A | #N/A | #N/A | #N/A | #N/A | #N/A | #N/A | #N/A | #N/A
TRUE | VIC | DPTS | Deer Park (Powercor) 66 kV | Powercor | Summer | Coincident_unreconciled | 2032 | POE50 | -207.4522 | NA | VIC Deer Park (Powercor) 66 kV |  |  | FALSE | #N/A | #N/A | #N/A | #N/A | #N/A | #N/A | #N/A | #N/A | #N/A | #N/A
TRUE | VIC | DPTS | Deer Park (Powercor) 66 kV | Powercor | Summer | Coincident_unreconciled | 2032 | POE90 | -217.722 | NA | VIC Deer Park (Powercor) 66 kV |  |  | FALSE | #N/A | #N/A | #N/A | #N/A | #N/A | #N/A | #N/A | #N/A | #N/A | #N/A
TRUE | VIC | DPTS | Deer Park (Powercor) 66 kV | Powercor | Summer | Non-coincident | 2032 | POE50 | -249.1781 | 579.2855 | VIC Deer Park (Powercor) 66 kV |  |  | FALSE | #N/A | #N/A | #N/A | #N/A | #N/A | #N/A | #N/A | #N/A | #N/A | #N/A
TRUE | VIC | DPTS | Deer Park (Powercor) 66 kV | Powercor | Summer | Non-coincident | 2032 | POE90 | -259.534 | NA | VIC Deer Park (Powercor) 66 kV |  |  | FALSE | #N/A | #N/A | #N/A | #N/A | #N/A | #N/A | #N/A | #N/A | #N/A | #N/A
TRUE | VIC | DPTS | Deer Park (Powercor) 66 kV | Powercor | Summer | Coincident_unreconciled | 2033 | POE50 | -220.6616 | NA | VIC Deer Park (Powercor) 66 kV |  |  | FALSE | #N/A | #N/A | #N/A | #N/A | #N/A | #N/A | #N/A | #N/A | #N/A | #N/A
TRUE | VIC | DPTS | Deer Park (Powercor) 66 kV | Powercor | Summer | Coincident_unreconciled | 2033 | POE90 | -231.0366 | NA | VIC Deer Park (Powercor) 66 kV |  |  | FALSE | #N/A | #N/A | #N/A | #N/A | #N/A | #N/A | #N/A | #N/A | #N/A | #N/A
TRUE | VIC | DPTS | Deer Park (Powercor) 66 kV | Powercor | Summer | Non-coincident | 2033 | POE50 | -262.4982 | 583.3697 | VIC Deer Park (Powercor) 66 kV |  |  | FALSE | #N/A | #N/A | #N/A | #N/A | #N/A | #N/A | #N/A | #N/A | #N/A | #N/A
TRUE | VIC | DPTS | Deer Park (Powercor) 66 kV | Powercor | Summer | Non-coincident | 2033 | POE90 | -272.9601 | NA | VIC Deer Park (Powercor) 66 kV |  |  | FALSE | #N/A | #N/A | #N/A | #N/A | #N/A | #N/A | #N/A | #N/A | #N/A | #N/A
TRUE | VIC | DPTS | Deer Park (Powercor) 66 kV | Powercor | Summer | Coincident_unreconciled | 2034 | POE50 | -232.8034 | NA | VIC Deer Park (Powercor) 66 kV |  |  | FALSE | #N/A | #N/A | #N/A | #N/A | #N/A | #N/A | #N/A | #N/A | #N/A | #N/A
TRUE | VIC | DPTS | Deer Park (Powercor) 66 kV | Powercor | Summer | Coincident_unreconciled | 2034 | POE90 | -243.2837 | NA | VIC Deer Park (Powercor) 66 kV |  |  | FALSE | #N/A | #N/A | #N/A | #N/A | #N/A | #N/A | #N/A | #N/A | #N/A | #N/A
TRUE | VIC | DPTS | Deer Park (Powercor) 66 kV | Powercor | Summer | Non-coincident | 2034 | POE50 | -274.7418 | 587.4606 | VIC Deer Park (Powercor) 66 kV |  |  | FALSE | #N/A | #N/A | #N/A | #N/A | #N/A | #N/A | #N/A | #N/A | #N/A | #N/A
TRUE | VIC | DPTS | Deer Park (Powercor) 66 kV | Powercor | Summer | Non-coincident | 2034 | POE90 | -285.3098 | NA | VIC Deer Park (Powercor) 66 kV |  |  | FALSE | #N/A | #N/A | #N/A | #N/A | #N/A | #N/A | #N/A | #N/A | #N/A | #N/A
TRUE | VIC | DPTS | Deer Park (Powercor) 66 kV | Powercor | Summer | Coincident_unreconciled | 2035 | POE50 | -245.5478 | NA | VIC Deer Park (Powercor) 66 kV |  |  | FALSE | #N/A | #N/A | #N/A | #N/A | #N/A | #N/A | #N/A | #N/A | #N/A | #N/A
TRUE | VIC | DPTS | Deer Park (Powercor) 66 kV | Powercor | Summer | Coincident_unreconciled | 2035 | POE90 | -256.1333 | NA | VIC Deer Park (Powercor) 66 kV |  |  | FALSE | #N/A | #N/A | #N/A | #N/A | #N/A | #N/A | #N/A | #N/A | #N/A | #N/A
TRUE | VIC | DPTS | Deer Park (Powercor) 66 kV | Powercor | Summer | Non-coincident | 2035 | POE50 | -287.5929 | 591.533 | VIC Deer Park (Powercor) 66 kV |  |  | FALSE | #N/A | #N/A | #N/A | #N/A | #N/A | #N/A | #N/A | #N/A | #N/A | #N/A
TRUE | VIC | DPTS | Deer Park (Powercor) 66 kV | Powercor | Summer | Non-coincident | 2035 | POE90 | -298.2671 | NA | VIC Deer Park (Powercor) 66 kV |  |  | FALSE | #N/A | #N/A | #N/A | #N/A | #N/A | #N/A | #N/A | #N/A | #N/A | #N/A
TRUE | VIC | DPTS | Deer Park (Powercor) 66 kV | Powercor | Summer | Non-coincident | 2025 | BASEYEARPOE10 | NA | 270.2033 | VIC Deer Park (Powercor) 66 kV |  |  | FALSE | #N/A | #N/A | #N/A | #N/A | #N/A | #N/A | #N/A | #N/A | #N/A | #N/A
TRUE | VIC | DPTS | Deer Park (Powercor) 66 kV | Powercor | Summer | Coincident | 2026 | POE10 | NA | 363.736 | VIC Deer Park (Powercor) 66 kV |  |  | FALSE | #N/A | #N/A | #N/A | #N/A | #N/A | #N/A | #N/A | #N/A | #N/A | #N/A
TRUE | VIC | DPTS | Deer Park (Powercor) 66 kV | Powercor | Summer | Coincident | 2026 | POE50 | NA | 351.2441 | VIC Deer Park (Powercor) 66 kV |  |  | FALSE | #N/A | #N/A | #N/A | #N/A | #N/A | #N/A | #N/A | #N/A | #N/A | #N/A
TRUE | VIC | DPTS | Deer Park (Powercor) 66 kV | Powercor | Summer | Non-coincident | 2026 | POE10 | NA | 394.9429 | VIC Deer Park (Powercor) 66 kV |  |  | FALSE | #N/A | #N/A | #N/A | #N/A | #N/A | #N/A | #N/A | #N/A | #N/A | #N/A
TRUE | VIC | DPTS | Deer Park (Powercor) 66 kV | Powercor | Summer | Coincident | 2027 | POE10 | NA | 416.1747 | VIC Deer Park (Powercor) 66 kV |  |  | FALSE | #N/A | #N/A | #N/A | #N/A | #N/A | #N/A | #N/A | #N/A | #N/A | #N/A
TRUE | VIC | DPTS | Deer Park (Powercor) 66 kV | Powercor | Summer | Coincident | 2027 | POE50 | NA | 402.9149 | VIC Deer Park (Powercor) 66 kV |  |  | FALSE | #N/A | #N/A | #N/A | #N/A | #N/A | #N/A | #N/A | #N/A | #N/A | #N/A
TRUE | VIC | DPTS | Deer Park (Powercor) 66 kV | Powercor | Summer | Non-coincident | 2027 | POE10 | NA | 464.1014 | VIC Deer Park (Powercor) 66 kV |  |  | FALSE | #N/A | #N/A | #N/A | #N/A | #N/A | #N/A | #N/A | #N/A | #N/A | #N/A
TRUE | VIC | DPTS | Deer Park (Powercor) 66 kV | Powercor | Summer | Coincident | 2028 | POE10 | NA | 479.301 | VIC Deer Park (Powercor) 66 kV |  |  | FALSE | #N/A | #N/A | #N/A | #N/A | #N/A | #N/A | #N/A | #N/A | #N/A | #N/A
TRUE | VIC | DPTS | Deer Park (Powercor) 66 kV | Powercor | Summer | Coincident | 2028 | POE50 | NA | 464.3601 | VIC Deer Park (Powercor) 66 kV |  |  | FALSE | #N/A | #N/A | #N/A | #N/A | #N/A | #N/A | #N/A | #N/A | #N/A | #N/A
TRUE | VIC | DPTS | Deer Park (Powercor) 66 kV | Powercor | Summer | Non-coincident | 2028 | POE10 | NA | 547.6425 | VIC Deer Park (Powercor) 66 kV |  |  | FALSE | #N/A | #N/A | #N/A | #N/A | #N/A | #N/A | #N/A | #N/A | #N/A | #N/A
TRUE | VIC | DPTS | Deer Park (Powercor) 66 kV | Powercor | Summer | Coincident | 2029 | POE10 | NA | 510.1166 | VIC Deer Park (Powercor) 66 kV |  |  | FALSE | #N/A | #N/A | #N/A | #N/A | #N/A | #N/A | #N/A | #N/A | #N/A | #N/A
TRUE | VIC | DPTS | Deer Park (Powercor) 66 kV | Powercor | Summer | Coincident | 2029 | POE50 | NA | 496.1544 | VIC Deer Park (Powercor) 66 kV |  |  | FALSE | #N/A | #N/A | #N/A | #N/A | #N/A | #N/A | #N/A | #N/A | #N/A | #N/A
TRUE | VIC | DPTS | Deer Park (Powercor) 66 kV | Powercor | Summer | Non-coincident | 2029 | POE10 | NA | 593.4406 | VIC Deer Park (Powercor) 66 kV |  |  | FALSE | #N/A | #N/A | #N/A | #N/A | #N/A | #N/A | #N/A | #N/A | #N/A | #N/A
TRUE | VIC | DPTS | Deer Park (Powercor) 66 kV | Powercor | Summer | Coincident | 2030 | POE10 | NA | 506.0507 | VIC Deer Park (Powercor) 66 kV |  |  | FALSE | #N/A | #N/A | #N/A | #N/A | #N/A | #N/A | #N/A | #N/A | #N/A | #N/A
TRUE | VIC | DPTS | Deer Park (Powercor) 66 kV | Powercor | Summer | Coincident | 2030 | POE50 | NA | 490.5891 | VIC Deer Park (Powercor) 66 kV |  |  | FALSE | #N/A | #N/A | #N/A | #N/A | #N/A | #N/A | #N/A | #N/A | #N/A | #N/A
TRUE | VIC | DPTS | Deer Park (Powercor) 66 kV | Powercor | Summer | Non-coincident | 2030 | POE10 | NA | 597.4986 | VIC Deer Park (Powercor) 66 kV |  |  | FALSE | #N/A | #N/A | #N/A | #N/A | #N/A | #N/A | #N/A | #N/A | #N/A | #N/A
TRUE | VIC | DPTS | Deer Park (Powercor) 66 kV | Powercor | Summer | Coincident | 2031 | POE10 | NA | 496.5848 | VIC Deer Park (Powercor) 66 kV |  |  | FALSE | #N/A | #N/A | #N/A | #N/A | #N/A | #N/A | #N/A | #N/A | #N/A | #N/A
TRUE | VIC | DPTS | Deer Park (Powercor) 66 kV | Powercor | Summer | Coincident | 2031 | POE50 | NA | 483.6691 | VIC Deer Park (Powercor) 66 kV |  |  | FALSE | #N/A | #N/A | #N/A | #N/A | #N/A | #N/A | #N/A | #N/A | #N/A | #N/A
TRUE | VIC | DPTS | Deer Park (Powercor) 66 kV | Powercor | Summer | Non-coincident | 2031 | POE10 | NA | 601.5826 | VIC Deer Park (Powercor) 66 kV |  |  | FALSE | #N/A | #N/A | #N/A | #N/A | #N/A | #N/A | #N/A | #N/A | #N/A | #N/A
TRUE | VIC | DPTS | Deer Park (Powercor) 66 kV | Powercor | Summer | Coincident | 2032 | POE10 | NA | 485.1703 | VIC Deer Park (Powercor) 66 kV |  |  | FALSE | #N/A | #N/A | #N/A | #N/A | #N/A | #N/A | #N/A | #N/A | #N/A | #N/A
TRUE | VIC | DPTS | Deer Park (Powercor) 66 kV | Powercor | Summer | Coincident | 2032 | POE50 | NA | 471.5229 | VIC Deer Park (Powercor) 66 kV |  |  | FALSE | #N/A | #N/A | #N/A | #N/A | #N/A | #N/A | #N/A | #N/A | #N/A | #N/A
TRUE | VIC | DPTS | Deer Park (Powercor) 66 kV | Powercor | Summer | Non-coincident | 2032 | POE10 | NA | 605.8504 | VIC Deer Park (Powercor) 66 kV |  |  | FALSE | #N/A | #N/A | #N/A | #N/A | #N/A | #N/A | #N/A | #N/A | #N/A | #N/A
TRUE | VIC | DPTS | Deer Park (Powercor) 66 kV | Powercor | Summer | Coincident | 2033 | POE10 | NA | 477.2128 | VIC Deer Park (Powercor) 66 kV |  |  | FALSE | #N/A | #N/A | #N/A | #N/A | #N/A | #N/A | #N/A | #N/A | #N/A | #N/A
TRUE | VIC | DPTS | Deer Park (Powercor) 66 kV | Powercor | Summer | Coincident | 2033 | POE50 | NA | 459.3872 | VIC Deer Park (Powercor) 66 kV |  |  | FALSE | #N/A | #N/A | #N/A | #N/A | #N/A | #N/A | #N/A | #N/A | #N/A | #N/A
TRUE | VIC | DPTS | Deer Park (Powercor) 66 kV | Powercor | Summer | Non-coincident | 2033 | POE10 | NA | 610.2047 | VIC Deer Park (Powercor) 66 kV |  |  | FALSE | #N/A | #N/A | #N/A | #N/A | #N/A | #N/A | #N/A | #N/A | #N/A | #N/A
TRUE | VIC | DPTS | Deer Park (Powercor) 66 kV | Powercor | Summer | Coincident | 2034 | POE10 | NA | 475.6342 | VIC Deer Park (Powercor) 66 kV |  |  | FALSE | #N/A | #N/A | #N/A | #N/A | #N/A | #N/A | #N/A | #N/A | #N/A | #N/A
TRUE | VIC | DPTS | Deer Park (Powercor) 66 kV | Powercor | Summer | Coincident | 2034 | POE50 | NA | 458.2535 | VIC Deer Park (Powercor) 66 kV |  |  | FALSE | #N/A | #N/A | #N/A | #N/A | #N/A | #N/A | #N/A | #N/A | #N/A | #N/A
TRUE | VIC | DPTS | Deer Park (Powercor) 66 kV | Powercor | Summer | Non-coincident | 2034 | POE10 | NA | 614.5659 | VIC Deer Park (Powercor) 66 kV |  |  | FALSE | #N/A | #N/A | #N/A | #N/A | #N/A | #N/A | #N/A | #N/A | #N/A | #N/A
TRUE | VIC | DPTS | Deer Park (Powercor) 66 kV | Powercor | Summer | Coincident | 2035 | POE10 | NA | 476.0477 | VIC Deer Park (Powercor) 66 kV |  |  | FALSE | #N/A | #N/A | #N/A | #N/A | #N/A | #N/A | #N/A | #N/A | #N/A | #N/A
TRUE | VIC | DPTS | Deer Park (Powercor) 66 kV | Powercor | Summer | Coincident | 2035 | POE50 | NA | 458.6343 | VIC Deer Park (Powercor) 66 kV |  |  | FALSE | #N/A | #N/A | #N/A | #N/A | #N/A | #N/A | #N/A | #N/A | #N/A | #N/A
TRUE | VIC | DPTS | Deer Park (Powercor) 66 kV | Powercor | Summer | Non-coincident | 2035 | POE10 | NA | 618.9085 | VIC Deer Park (Powercor) 66 kV |  |  | FALSE | #N/A | #N/A | #N/A | #N/A | #N/A | #N/A | #N/A | #N/A | #N/A | #N/A
TRUE | VIC | DPTS | Deer Park (Powercor) 66 kV | Powercor | Winter | Coincident | 2018 | ACTUAL_OPG | NA | 150.6399 | VIC Deer Park (Powercor) 66 kV |  |  | FALSE | #N/A | #N/A | #N/A | #N/A | #N/A | #N/A | #N/A | #N/A | #N/A | #N/A
TRUE | VIC | DPTS | Deer Park (Powercor) 66 kV | Powercor | Winter | Coincident | 2018 | ACTUAL_RAW | NA | 150.6399 | VIC Deer Park (Powercor) 66 kV |  |  | FALSE | #N/A | #N/A | #N/A | #N/A | #N/A | #N/A | #N/A | #N/A | #N/A | #N/A
TRUE | VIC | DPTS | Deer Park (Powercor) 66 kV | Powercor | Winter | Non-coincident | 2018 | ACTUAL_RAW | NA | 151.6167 | VIC Deer Park (Powercor) 66 kV |  |  | FALSE | #N/A | #N/A | #N/A | #N/A | #N/A | #N/A | #N/A | #N/A | #N/A | #N/A
TRUE | VIC | DPTS | Deer Park (Powercor) 66 kV | Powercor | Winter | Non-coincident | 2018 | ACTUAL_OPG | NA | 151.6167 | VIC Deer Park (Powercor) 66 kV |  |  | FALSE | #N/A | #N/A | #N/A | #N/A | #N/A | #N/A | #N/A | #N/A | #N/A | #N/A
TRUE | VIC | DPTS | Deer Park (Powercor) 66 kV | Powercor | Winter | Non-coincident | 2018 | ACTUAL_ADJUSTEDOPG | NA | 151.6167 | VIC Deer Park (Powercor) 66 kV |  |  | FALSE | #N/A | #N/A | #N/A | #N/A | #N/A | #N/A | #N/A | #N/A | #N/A | #N/A
TRUE | VIC | DPTS | Deer Park (Powercor) 66 kV | Powercor | Winter | Coincident | 2019 | ACTUAL_OPG | NA | 152.3622 | VIC Deer Park (Powercor) 66 kV |  |  | FALSE | #N/A | #N/A | #N/A | #N/A | #N/A | #N/A | #N/A | #N/A | #N/A | #N/A
TRUE | VIC | DPTS | Deer Park (Powercor) 66 kV | Powercor | Winter | Coincident | 2019 | ACTUAL_RAW | NA | 152.3622 | VIC Deer Park (Powercor) 66 kV |  |  | FALSE | #N/A | #N/A | #N/A | #N/A | #N/A | #N/A | #N/A | #N/A | #N/A | #N/A
TRUE | VIC | DPTS | Deer Park (Powercor) 66 kV | Powercor | Winter | Non-coincident | 2019 | ACTUAL_RAW | NA | 152.9338 | VIC Deer Park (Powercor) 66 kV |  |  | FALSE | #N/A | #N/A | #N/A | #N/A | #N/A | #N/A | #N/A | #N/A | #N/A | #N/A
TRUE | VIC | DPTS | Deer Park (Powercor) 66 kV | Powercor | Winter | Non-coincident | 2019 | ACTUAL_OPG | NA | 152.9338 | VIC Deer Park (Powercor) 66 kV |  |  | FALSE | #N/A | #N/A | #N/A | #N/A | #N/A | #N/A | #N/A | #N/A | #N/A | #N/A
TRUE | VIC | DPTS | Deer Park (Powercor) 66 kV | Powercor | Winter | Non-coincident | 2019 | ACTUAL_ADJUSTEDOPG | NA | 152.9338 | VIC Deer Park (Powercor) 66 kV |  |  | FALSE | #N/A | #N/A | #N/A | #N/A | #N/A | #N/A | #N/A | #N/A | #N/A | #N/A
TRUE | VIC | DPTS | Deer Park (Powercor) 66 kV | Powercor | Winter | Coincident | 2020 | ACTUAL_OPG | NA | 171.639 | VIC Deer Park (Powercor) 66 kV |  |  | FALSE | #N/A | #N/A | #N/A | #N/A | #N/A | #N/A | #N/A | #N/A | #N/A | #N/A
TRUE | VIC | DPTS | Deer Park (Powercor) 66 kV | Powercor | Winter | Coincident | 2020 | ACTUAL_RAW | NA | 171.639 | VIC Deer Park (Powercor) 66 kV |  |  | FALSE | #N/A | #N/A | #N/A | #N/A | #N/A | #N/A | #N/A | #N/A | #N/A | #N/A
TRUE | VIC | DPTS | Deer Park (Powercor) 66 kV | Powercor | Winter | Non-coincident | 2020 | ACTUAL_RAW | NA | 172.0873 | VIC Deer Park (Powercor) 66 kV |  |  | FALSE | #N/A | #N/A | #N/A | #N/A | #N/A | #N/A | #N/A | #N/A | #N/A | #N/A
TRUE | VIC | DPTS | Deer Park (Powercor) 66 kV | Powercor | Winter | Non-coincident | 2020 | ACTUAL_OPG | NA | 172.0873 | VIC Deer Park (Powercor) 66 kV |  |  | FALSE | #N/A | #N/A | #N/A | #N/A | #N/A | #N/A | #N/A | #N/A | #N/A | #N/A
TRUE | VIC | DPTS | Deer Park (Powercor) 66 kV | Powercor | Winter | Non-coincident | 2020 | ACTUAL_ADJUSTEDOPG | NA | 172.0873 | VIC Deer Park (Powercor) 66 kV |  |  | FALSE | #N/A | #N/A | #N/A | #N/A | #N/A | #N/A | #N/A | #N/A | #N/A | #N/A
TRUE | VIC | DPTS | Deer Park (Powercor) 66 kV | Powercor | Winter | Coincident | 2021 | ACTUAL_OPG | NA | 196.9251 | VIC Deer Park (Powercor) 66 kV |  |  | FALSE | #N/A | #N/A | #N/A | #N/A | #N/A | #N/A | #N/A | #N/A | #N/A | #N/A
TRUE | VIC | DPTS | Deer Park (Powercor) 66 kV | Powercor | Winter | Coincident | 2021 | ACTUAL_RAW | NA | 196.9251 | VIC Deer Park (Powercor) 66 kV |  |  | FALSE | #N/A | #N/A | #N/A | #N/A | #N/A | #N/A | #N/A | #N/A | #N/A | #N/A
TRUE | VIC | DPTS | Deer Park (Powercor) 66 kV | Powercor | Winter | Non-coincident | 2021 | ACTUAL_RAW | NA | 198.1617 | VIC Deer Park (Powercor) 66 kV |  |  | FALSE | #N/A | #N/A | #N/A | #N/A | #N/A | #N/A | #N/A | #N/A | #N/A | #N/A
TRUE | VIC | DPTS | Deer Park (Powercor) 66 kV | Powercor | Winter | Non-coincident | 2021 | ACTUAL_OPG | NA | 198.1617 | VIC Deer Park (Powercor) 66 kV |  |  | FALSE | #N/A | #N/A | #N/A | #N/A | #N/A | #N/A | #N/A | #N/A | #N/A | #N/A
TRUE | VIC | DPTS | Deer Park (Powercor) 66 kV | Powercor | Winter | Non-coincident | 2021 | ACTUAL_ADJUSTEDOPG | NA | 198.1617 | VIC Deer Park (Powercor) 66 kV |  |  | FALSE | #N/A | #N/A | #N/A | #N/A | #N/A | #N/A | #N/A | #N/A | #N/A | #N/A
TRUE | VIC | DPTS | Deer Park (Powercor) 66 kV | Powercor | Winter | Coincident | 2022 | ACTUAL_OPG | NA | 198.6378 | VIC Deer Park (Powercor) 66 kV |  |  | FALSE | #N/A | #N/A | #N/A | #N/A | #N/A | #N/A | #N/A | #N/A | #N/A | #N/A
TRUE | VIC | DPTS | Deer Park (Powercor) 66 kV | Powercor | Winter | Coincident | 2022 | ACTUAL_RAW | NA | 198.6378 | VIC Deer Park (Powercor) 66 kV |  |  | FALSE | #N/A | #N/A | #N/A | #N/A | #N/A | #N/A | #N/A | #N/A | #N/A | #N/A
TRUE | VIC | DPTS | Deer Park (Powercor) 66 kV | Powercor | Winter | Non-coincident | 2022 | ACTUAL_RAW | NA | 206.6445 | VIC Deer Park (Powercor) 66 kV |  |  | FALSE | #N/A | #N/A | #N/A | #N/A | #N/A | #N/A | #N/A | #N/A | #N/A | #N/A
TRUE | VIC | DPTS | Deer Park (Powercor) 66 kV | Powercor | Winter | Non-coincident | 2022 | ACTUAL_OPG | NA | 206.6445 | VIC Deer Park (Powercor) 66 kV |  |  | FALSE | #N/A | #N/A | #N/A | #N/A | #N/A | #N/A | #N/A | #N/A | #N/A | #N/A
TRUE | VIC | DPTS | Deer Park (Powercor) 66 kV | Powercor | Winter | Non-coincident | 2022 | ACTUAL_ADJUSTEDOPG | NA | 206.6445 | VIC Deer Park (Powercor) 66 kV |  |  | FALSE | #N/A | #N/A | #N/A | #N/A | #N/A | #N/A | #N/A | #N/A | #N/A | #N/A
TRUE | VIC | DPTS | Deer Park (Powercor) 66 kV | Powercor | Winter | Coincident | 2023 | ACTUAL_OPG | NA | 206.3526 | VIC Deer Park (Powercor) 66 kV |  |  | FALSE | #N/A | #N/A | #N/A | #N/A | #N/A | #N/A | #N/A | #N/A | #N/A | #N/A
TRUE | VIC | DPTS | Deer Park (Powercor) 66 kV | Powercor | Winter | Coincident | 2023 | ACTUAL_RAW | NA | 206.3526 | VIC Deer Park (Powercor) 66 kV |  |  | FALSE | #N/A | #N/A | #N/A | #N/A | #N/A | #N/A | #N/A | #N/A | #N/A | #N/A
TRUE | VIC | DPTS | Deer Park (Powercor) 66 kV | Powercor | Winter | Non-coincident | 2023 | ACTUAL_RAW | NA | 209.8507 | VIC Deer Park (Powercor) 66 kV |  |  | FALSE | #N/A | #N/A | #N/A | #N/A | #N/A | #N/A | #N/A | #N/A | #N/A | #N/A
TRUE | VIC | DPTS | Deer Park (Powercor) 66 kV | Powercor | Winter | Non-coincident | 2023 | ACTUAL_OPG | NA | 209.8507 | VIC Deer Park (Powercor) 66 kV |  |  | FALSE | #N/A | #N/A | #N/A | #N/A | #N/A | #N/A | #N/A | #N/A | #N/A | #N/A
TRUE | VIC | DPTS | Deer Park (Powercor) 66 kV | Powercor | Winter | Non-coincident | 2023 | ACTUAL_ADJUSTEDOPG | NA | 209.8507 | VIC Deer Park (Powercor) 66 kV |  |  | FALSE | #N/A | #N/A | #N/A | #N/A | #N/A | #N/A | #N/A | #N/A | #N/A | #N/A
TRUE | VIC | DPTS | Deer Park (Powercor) 66 kV | Powercor | Winter | Coincident | 2024 | ACTUAL_OPG | NA | 239.8712 | VIC Deer Park (Powercor) 66 kV |  |  | FALSE | #N/A | #N/A | #N/A | #N/A | #N/A | #N/A | #N/A | #N/A | #N/A | #N/A
TRUE | VIC | DPTS | Deer Park (Powercor) 66 kV | Powercor | Winter | Coincident | 2024 | ACTUAL_RAW | NA | 239.8712 | VIC Deer Park (Powercor) 66 kV |  |  | FALSE | #N/A | #N/A | #N/A | #N/A | #N/A | #N/A | #N/A | #N/A | #N/A | #N/A
TRUE | VIC | DPTS | Deer Park (Powercor) 66 kV | Powercor | Winter | Non-coincident | 2024 | ACTUAL_RAW | NA | 239.8712 | VIC Deer Park (Powercor) 66 kV |  |  | FALSE | #N/A | #N/A | #N/A | #N/A | #N/A | #N/A | #N/A | #N/A | #N/A | #N/A
TRUE | VIC | DPTS | Deer Park (Powercor) 66 kV | Powercor | Winter | Non-coincident | 2024 | ACTUAL_OPG | NA | 239.8712 | VIC Deer Park (Powercor) 66 kV |  |  | FALSE | #N/A | #N/A | #N/A | #N/A | #N/A | #N/A | #N/A | #N/A | #N/A | #N/A
TRUE | VIC | DPTS | Deer Park (Powercor) 66 kV | Powercor | Winter | Non-coincident | 2024 | ACTUAL_ADJUSTEDOPG | NA | 239.8712 | VIC Deer Park (Powercor) 66 kV |  |  | FALSE | #N/A | #N/A | #N/A | #N/A | #N/A | #N/A | #N/A | #N/A | #N/A | #N/A
TRUE | VIC | DPTS | Deer Park (Powercor) 66 kV | Powercor | Winter | Coincident | 2025 | POE10 | NA | 322.3776 | VIC Deer Park (Powercor) 66 kV |  |  | FALSE | #N/A | #N/A | #N/A | #N/A | #N/A | #N/A | #N/A | #N/A | #N/A | #N/A
TRUE | VIC | DPTS | Deer Park (Powercor) 66 kV | Powercor | Winter | Coincident | 2025 | POE50 | NA | 317.5199 | VIC Deer Park (Powercor) 66 kV |  |  | FALSE | #N/A | #N/A | #N/A | #N/A | #N/A | #N/A | #N/A | #N/A | #N/A | #N/A
TRUE | VIC | DPTS | Deer Park (Powercor) 66 kV | Powercor | Winter | Non-coincident | 2025 | ACTUAL_RAW | NA | 265.6711 | VIC Deer Park (Powercor) 66 kV |  |  | FALSE | #N/A | #N/A | #N/A | #N/A | #N/A | #N/A | #N/A | #N/A | #N/A | #N/A
TRUE | VIC | DPTS | Deer Park (Powercor) 66 kV | Powercor | Winter | Non-coincident | 2025 | ACTUAL_ADJUSTEDOPG | NA | 265.6711 | VIC Deer Park (Powercor) 66 kV |  |  | FALSE | #N/A | #N/A | #N/A | #N/A | #N/A | #N/A | #N/A | #N/A | #N/A | #N/A
TRUE | VIC | DPTS | Deer Park (Powercor) 66 kV | Powercor | Winter | Non-coincident | 2025 | BASEYEARPOE50 | NA | 178.2826 | VIC Deer Park (Powercor) 66 kV |  |  | FALSE | #N/A | #N/A | #N/A | #N/A | #N/A | #N/A | #N/A | #N/A | #N/A | #N/A
TRUE | VIC | DPTS | Deer Park (Powercor) 66 kV | Powercor | Winter | Non-coincident | 2025 | BASEYEARPOE10 | NA | 186.1941 | VIC Deer Park (Powercor) 66 kV |  |  | FALSE | #N/A | #N/A | #N/A | #N/A | #N/A | #N/A | #N/A | #N/A | #N/A | #N/A
TRUE | VIC | DPTS | Deer Park (Powercor) 66 kV | Powercor | Winter | Non-coincident | 2025 | POE10 | NA | 337.985 | VIC Deer Park (Powercor) 66 kV |  |  | FALSE | #N/A | #N/A | #N/A | #N/A | #N/A | #N/A | #N/A | #N/A | #N/A | #N/A
TRUE | VIC | DPTS | Deer Park (Powercor) 66 kV | Powercor | Winter | Non-coincident | 2025 | POE50 | NA | 330 | VIC Deer Park (Powercor) 66 kV |  |  | FALSE | #N/A | #N/A | #N/A | #N/A | #N/A | #N/A | #N/A | #N/A | #N/A | #N/A
TRUE | VIC | DPTS | Deer Park (Powercor) 66 kV | Powercor | Winter | Coincident | 2026 | POE10 | NA | 438.3187 | VIC Deer Park (Powercor) 66 kV |  |  | FALSE | #N/A | #N/A | #N/A | #N/A | #N/A | #N/A | #N/A | #N/A | #N/A | #N/A
TRUE | VIC | DPTS | Deer Park (Powercor) 66 kV | Powercor | Winter | Coincident | 2026 | POE50 | NA | 433.3782 | VIC Deer Park (Powercor) 66 kV |  |  | FALSE | #N/A | #N/A | #N/A | #N/A | #N/A | #N/A | #N/A | #N/A | #N/A | #N/A
TRUE | VIC | DPTS | Deer Park (Powercor) 66 kV | Powercor | Winter | Non-coincident | 2026 | POE10 | NA | 474.1474 | VIC Deer Park (Powercor) 66 kV |  |  | FALSE | #N/A | #N/A | #N/A | #N/A | #N/A | #N/A | #N/A | #N/A | #N/A | #N/A
TRUE | VIC | DPTS | Deer Park (Powercor) 66 kV | Powercor | Winter | Non-coincident | 2026 | POE50 | NA | 466.0662 | VIC Deer Park (Powercor) 66 kV |  |  | FALSE | #N/A | #N/A | #N/A | #N/A | #N/A | #N/A | #N/A | #N/A | #N/A | #N/A
TRUE | VIC | DPTS | Deer Park (Powercor) 66 kV | Powercor | Winter | Coincident | 2027 | POE10 | NA | 487.2729 | VIC Deer Park (Powercor) 66 kV |  |  | FALSE | #N/A | #N/A | #N/A | #N/A | #N/A | #N/A | #N/A | #N/A | #N/A | #N/A
TRUE | VIC | DPTS | Deer Park (Powercor) 66 kV | Powercor | Winter | Coincident | 2027 | POE50 | NA | 481.6475 | VIC Deer Park (Powercor) 66 kV |  |  | FALSE | #N/A | #N/A | #N/A | #N/A | #N/A | #N/A | #N/A | #N/A | #N/A | #N/A
TRUE | VIC | DPTS | Deer Park (Powercor) 66 kV | Powercor | Winter | Non-coincident | 2027 | POE10 | NA | 546.2074 | VIC Deer Park (Powercor) 66 kV |  |  | FALSE | #N/A | #N/A | #N/A | #N/A | #N/A | #N/A | #N/A | #N/A | #N/A | #N/A
TRUE | VIC | DPTS | Deer Park (Powercor) 66 kV | Powercor | Winter | Non-coincident | 2027 | POE50 | NA | 538.0395 | VIC Deer Park (Powercor) 66 kV |  |  | FALSE | #N/A | #N/A | #N/A | #N/A | #N/A | #N/A | #N/A | #N/A | #N/A | #N/A
TRUE | VIC | DPTS | Deer Park (Powercor) 66 kV | Powercor | Winter | Coincident | 2028 | POE10 | NA | 541.2952 | VIC Deer Park (Powercor) 66 kV |  |  | FALSE | #N/A | #N/A | #N/A | #N/A | #N/A | #N/A | #N/A | #N/A | #N/A | #N/A
TRUE | VIC | DPTS | Deer Park (Powercor) 66 kV | Powercor | Winter | Coincident | 2028 | POE50 | NA | 536.3073 | VIC Deer Park (Powercor) 66 kV |  |  | FALSE | #N/A | #N/A | #N/A | #N/A | #N/A | #N/A | #N/A | #N/A | #N/A | #N/A
TRUE | VIC | DPTS | Deer Park (Powercor) 66 kV | Powercor | Winter | Non-coincident | 2028 | POE10 | NA | 618.7391 | VIC Deer Park (Powercor) 66 kV |  |  | FALSE | #N/A | #N/A | #N/A | #N/A | #N/A | #N/A | #N/A | #N/A | #N/A | #N/A
TRUE | VIC | DPTS | Deer Park (Powercor) 66 kV | Powercor | Winter | Non-coincident | 2028 | POE50 | NA | 610.4845 | VIC Deer Park (Powercor) 66 kV |  |  | FALSE | #N/A | #N/A | #N/A | #N/A | #N/A | #N/A | #N/A | #N/A | #N/A | #N/A
TRUE | VIC | DPTS | Deer Park (Powercor) 66 kV | Powercor | Winter | Coincident | 2029 | POE10 | NA | 547.885 | VIC Deer Park (Powercor) 66 kV |  |  | FALSE | #N/A | #N/A | #N/A | #N/A | #N/A | #N/A | #N/A | #N/A | #N/A | #N/A
TRUE | VIC | DPTS | Deer Park (Powercor) 66 kV | Powercor | Winter | Coincident | 2029 | POE50 | NA | 543.0875 | VIC Deer Park (Powercor) 66 kV |  |  | FALSE | #N/A | #N/A | #N/A | #N/A | #N/A | #N/A | #N/A | #N/A | #N/A | #N/A
TRUE | VIC | DPTS | Deer Park (Powercor) 66 kV | Powercor | Winter | Non-coincident | 2029 | POE10 | NA | 633.5534 | VIC Deer Park (Powercor) 66 kV |  |  | FALSE | #N/A | #N/A | #N/A | #N/A | #N/A | #N/A | #N/A | #N/A | #N/A | #N/A
TRUE | VIC | DPTS | Deer Park (Powercor) 66 kV | Powercor | Winter | Non-coincident | 2029 | POE50 | NA | 625.2121 | VIC Deer Park (Powercor) 66 kV |  |  | FALSE | #N/A | #N/A | #N/A | #N/A | #N/A | #N/A | #N/A | #N/A | #N/A | #N/A
TRUE | VIC | DPTS | Deer Park (Powercor) 66 kV | Powercor | Winter | Coincident | 2030 | POE10 | NA | 536.5139 | VIC Deer Park (Powercor) 66 kV |  |  | FALSE | #N/A | #N/A | #N/A | #N/A | #N/A | #N/A | #N/A | #N/A | #N/A | #N/A
TRUE | VIC | DPTS | Deer Park (Powercor) 66 kV | Powercor | Winter | Coincident | 2030 | POE50 | NA | 538.4176 | VIC Deer Park (Powercor) 66 kV |  |  | FALSE | #N/A | #N/A | #N/A | #N/A | #N/A | #N/A | #N/A | #N/A | #N/A | #N/A
TRUE | VIC | DPTS | Deer Park (Powercor) 66 kV | Powercor | Winter | Non-coincident | 2030 | POE10 | NA | 636.3909 | VIC Deer Park (Powercor) 66 kV |  |  | FALSE | #N/A | #N/A | #N/A | #N/A | #N/A | #N/A | #N/A | #N/A | #N/A | #N/A
TRUE | VIC | DPTS | Deer Park (Powercor) 66 kV | Powercor | Winter | Non-coincident | 2030 | POE50 | NA | 627.9629 | VIC Deer Park (Powercor) 66 kV |  |  | FALSE | #N/A | #N/A | #N/A | #N/A | #N/A | #N/A | #N/A | #N/A | #N/A | #N/A
TRUE | VIC | DPTS | Deer Park (Powercor) 66 kV | Powercor | Winter | Coincident | 2031 | POE10 | NA | 532.3215 | VIC Deer Park (Powercor) 66 kV |  |  | FALSE | #N/A | #N/A | #N/A | #N/A | #N/A | #N/A | #N/A | #N/A | #N/A | #N/A
TRUE | VIC | DPTS | Deer Park (Powercor) 66 kV | Powercor | Winter | Coincident | 2031 | POE50 | NA | 527.928 | VIC Deer Park (Powercor) 66 kV |  |  | FALSE | #N/A | #N/A | #N/A | #N/A | #N/A | #N/A | #N/A | #N/A | #N/A | #N/A
TRUE | VIC | DPTS | Deer Park (Powercor) 66 kV | Powercor | Winter | Non-coincident | 2031 | POE10 | NA | 639.2843 | VIC Deer Park (Powercor) 66 kV |  |  | FALSE | #N/A | #N/A | #N/A | #N/A | #N/A | #N/A | #N/A | #N/A | #N/A | #N/A
TRUE | VIC | DPTS | Deer Park (Powercor) 66 kV | Powercor | Winter | Non-coincident | 2031 | POE50 | NA | 630.7695 | VIC Deer Park (Powercor) 66 kV |  |  | FALSE | #N/A | #N/A | #N/A | #N/A | #N/A | #N/A | #N/A | #N/A | #N/A | #N/A
TRUE | VIC | DPTS | Deer Park (Powercor) 66 kV | Powercor | Winter | Coincident | 2032 | POE10 | NA | 523.8396 | VIC Deer Park (Powercor) 66 kV |  |  | FALSE | #N/A | #N/A | #N/A | #N/A | #N/A | #N/A | #N/A | #N/A | #N/A | #N/A
TRUE | VIC | DPTS | Deer Park (Powercor) 66 kV | Powercor | Winter | Coincident | 2032 | POE50 | NA | 518.4931 | VIC Deer Park (Powercor) 66 kV |  |  | FALSE | #N/A | #N/A | #N/A | #N/A | #N/A | #N/A | #N/A | #N/A | #N/A | #N/A
TRUE | VIC | DPTS | Deer Park (Powercor) 66 kV | Powercor | Winter | Non-coincident | 2032 | POE10 | NA | 642.2745 | VIC Deer Park (Powercor) 66 kV |  |  | FALSE | #N/A | #N/A | #N/A | #N/A | #N/A | #N/A | #N/A | #N/A | #N/A | #N/A
TRUE | VIC | DPTS | Deer Park (Powercor) 66 kV | Powercor | Winter | Non-coincident | 2032 | POE50 | NA | 633.6722 | VIC Deer Park (Powercor) 66 kV |  |  | FALSE | #N/A | #N/A | #N/A | #N/A | #N/A | #N/A | #N/A | #N/A | #N/A | #N/A
TRUE | VIC | DPTS | Deer Park (Powercor) 66 kV | Powercor | Winter | Coincident | 2033 | POE10 | NA | 513.1618 | VIC Deer Park (Powercor) 66 kV |  |  | FALSE | #N/A | #N/A | #N/A | #N/A | #N/A | #N/A | #N/A | #N/A | #N/A | #N/A
TRUE | VIC | DPTS | Deer Park (Powercor) 66 kV | Powercor | Winter | Coincident | 2033 | POE50 | NA | 507.945 | VIC Deer Park (Powercor) 66 kV |  |  | FALSE | #N/A | #N/A | #N/A | #N/A | #N/A | #N/A | #N/A | #N/A | #N/A | #N/A
TRUE | VIC | DPTS | Deer Park (Powercor) 66 kV | Powercor | Winter | Non-coincident | 2033 | POE10 | NA | 645.2624 | VIC Deer Park (Powercor) 66 kV |  |  | FALSE | #N/A | #N/A | #N/A | #N/A | #N/A | #N/A | #N/A | #N/A | #N/A | #N/A
TRUE | VIC | DPTS | Deer Park (Powercor) 66 kV | Powercor | Winter | Non-coincident | 2033 | POE50 | NA | 636.5727 | VIC Deer Park (Powercor) 66 kV |  |  | FALSE | #N/A | #N/A | #N/A | #N/A | #N/A | #N/A | #N/A | #N/A | #N/A | #N/A
TRUE | VIC | DPTS | Deer Park (Powercor) 66 kV | Powercor | Winter | Coincident | 2034 | POE10 | NA | 511.6819 | VIC Deer Park (Powercor) 66 kV |  |  | FALSE | #N/A | #N/A | #N/A | #N/A | #N/A | #N/A | #N/A | #N/A | #N/A | #N/A
TRUE | VIC | DPTS | Deer Park (Powercor) 66 kV | Powercor | Winter | Coincident | 2034 | POE50 | NA | 506.7148 | VIC Deer Park (Powercor) 66 kV |  |  | FALSE | #N/A | #N/A | #N/A | #N/A | #N/A | #N/A | #N/A | #N/A | #N/A | #N/A
TRUE | VIC | DPTS | Deer Park (Powercor) 66 kV | Powercor | Winter | Non-coincident | 2034 | POE10 | NA | 648.221 | VIC Deer Park (Powercor) 66 kV |  |  | FALSE | #N/A | #N/A | #N/A | #N/A | #N/A | #N/A | #N/A | #N/A | #N/A | #N/A
TRUE | VIC | DPTS | Deer Park (Powercor) 66 kV | Powercor | Winter | Non-coincident | 2034 | POE50 | NA | 639.4438 | VIC Deer Park (Powercor) 66 kV |  |  | FALSE | #N/A | #N/A | #N/A | #N/A | #N/A | #N/A | #N/A | #N/A | #N/A | #N/A
TRUE | VIC | ERTS1266A | East Rowville 12 (AusNet) 66 kV | AusNet | Shoulder | Coincident | 2019 | ACTUAL_OPG | 20.9686 | NA | VIC East Rowville 12 (AusNet) 66 kV |  |  | FALSE | #N/A | #N/A | #N/A | #N/A | #N/A | #N/A | #N/A | #N/A | #N/A | #N/A
TRUE | VIC | ERTS1266A | East Rowville 12 (AusNet) 66 kV | AusNet | Shoulder | Coincident | 2019 | ACTUAL_RAW | 20.9686 | NA | VIC East Rowville 12 (AusNet) 66 kV |  |  | FALSE | #N/A | #N/A | #N/A | #N/A | #N/A | #N/A | #N/A | #N/A | #N/A | #N/A
TRUE | VIC | ERTS1266A | East Rowville 12 (AusNet) 66 kV | AusNet | Shoulder | Non-coincident | 2019 | ACTUAL_RAW | 18.93 | NA | VIC East Rowville 12 (AusNet) 66 kV |  |  | FALSE | #N/A | #N/A | #N/A | #N/A | #N/A | #N/A | #N/A | #N/A | #N/A | #N/A
TRUE | VIC | ERTS1266A | East Rowville 12 (AusNet) 66 kV | AusNet | Shoulder | Non-coincident | 2019 | ACTUAL_OPG | 18.93 | NA | VIC East Rowville 12 (AusNet) 66 kV |  |  | FALSE | #N/A | #N/A | #N/A | #N/A | #N/A | #N/A | #N/A | #N/A | #N/A | #N/A
TRUE | VIC | ERTS1266A | East Rowville 12 (AusNet) 66 kV | AusNet | Shoulder | Non-coincident | 2019 | ACTUAL_ADJUSTEDOPG | 18.93 | NA | VIC East Rowville 12 (AusNet) 66 kV |  |  | FALSE | #N/A | #N/A | #N/A | #N/A | #N/A | #N/A | #N/A | #N/A | #N/A | #N/A
TRUE | VIC | ERTS1266A | East Rowville 12 (AusNet) 66 kV | AusNet | Shoulder | Coincident | 2020 | ACTUAL_OPG | 25.8205 | NA | VIC East Rowville 12 (AusNet) 66 kV |  |  | FALSE | #N/A | #N/A | #N/A | #N/A | #N/A | #N/A | #N/A | #N/A | #N/A | #N/A
TRUE | VIC | ERTS1266A | East Rowville 12 (AusNet) 66 kV | AusNet | Shoulder | Coincident | 2020 | ACTUAL_RAW | 25.8205 | NA | VIC East Rowville 12 (AusNet) 66 kV |  |  | FALSE | #N/A | #N/A | #N/A | #N/A | #N/A | #N/A | #N/A | #N/A | #N/A | #N/A
TRUE | VIC | ERTS1266A | East Rowville 12 (AusNet) 66 kV | AusNet | Shoulder | Non-coincident | 2020 | ACTUAL_RAW | 14.4687 | NA | VIC East Rowville 12 (AusNet) 66 kV |  |  | FALSE | #N/A | #N/A | #N/A | #N/A | #N/A | #N/A | #N/A | #N/A | #N/A | #N/A
TRUE | VIC | ERTS1266A | East Rowville 12 (AusNet) 66 kV | AusNet | Shoulder | Non-coincident | 2020 | ACTUAL_OPG | 14.4687 | NA | VIC East Rowville 12 (AusNet) 66 kV |  |  | FALSE | #N/A | #N/A | #N/A | #N/A | #N/A | #N/A | #N/A | #N/A | #N/A | #N/A
TRUE | VIC | ERTS1266A | East Rowville 12 (AusNet) 66 kV | AusNet | Shoulder | Non-coincident | 2020 | ACTUAL_ADJUSTEDOPG | 14.4687 | NA | VIC East Rowville 12 (AusNet) 66 kV |  |  | FALSE | #N/A | #N/A | #N/A | #N/A | #N/A | #N/A | #N/A | #N/A | #N/A | #N/A
TRUE | VIC | ERTS1266A | East Rowville 12 (AusNet) 66 kV | AusNet | Shoulder | Coincident | 2021 | ACTUAL_OPG | 19.7041 | NA | VIC East Rowville 12 (AusNet) 66 kV |  |  | FALSE | #N/A | #N/A | #N/A | #N/A | #N/A | #N/A | #N/A | #N/A | #N/A | #N/A
TRUE | VIC | ERTS1266A | East Rowville 12 (AusNet) 66 kV | AusNet | Shoulder | Coincident | 2021 | ACTUAL_RAW | 19.7041 | NA | VIC East Rowville 12 (AusNet) 66 kV |  |  | FALSE | #N/A | #N/A | #N/A | #N/A | #N/A | #N/A | #N/A | #N/A | #N/A | #N/A
TRUE | VIC | ERTS1266A | East Rowville 12 (AusNet) 66 kV | AusNet | Shoulder | Non-coincident | 2021 | ACTUAL_RAW | 12.796 | NA | VIC East Rowville 12 (AusNet) 66 kV |  |  | FALSE | #N/A | #N/A | #N/A | #N/A | #N/A | #N/A | #N/A | #N/A | #N/A | #N/A
TRUE | VIC | ERTS1266A | East Rowville 12 (AusNet) 66 kV | AusNet | Shoulder | Non-coincident | 2021 | ACTUAL_OPG | 12.796 | NA | VIC East Rowville 12 (AusNet) 66 kV |  |  | FALSE | #N/A | #N/A | #N/A | #N/A | #N/A | #N/A | #N/A | #N/A | #N/A | #N/A
TRUE | VIC | ERTS1266A | East Rowville 12 (AusNet) 66 kV | AusNet | Shoulder | Non-coincident | 2021 | ACTUAL_ADJUSTEDOPG | 12.796 | NA | VIC East Rowville 12 (AusNet) 66 kV |  |  | FALSE | #N/A | #N/A | #N/A | #N/A | #N/A | #N/A | #N/A | #N/A | #N/A | #N/A
TRUE | VIC | ERTS1266A | East Rowville 12 (AusNet) 66 kV | AusNet | Shoulder | Coincident | 2022 | ACTUAL_OPG | 1.5156 | NA | VIC East Rowville 12 (AusNet) 66 kV |  |  | FALSE | #N/A | #N/A | #N/A | #N/A | #N/A | #N/A | #N/A | #N/A | #N/A | #N/A
TRUE | VIC | ERTS1266A | East Rowville 12 (AusNet) 66 kV | AusNet | Shoulder | Coincident | 2022 | ACTUAL_RAW | 1.5156 | NA | VIC East Rowville 12 (AusNet) 66 kV |  |  | FALSE | #N/A | #N/A | #N/A | #N/A | #N/A | #N/A | #N/A | #N/A | #N/A | #N/A
TRUE | VIC | ERTS1266A | East Rowville 12 (AusNet) 66 kV | AusNet | Shoulder | Non-coincident | 2022 | ACTUAL_RAW | 1.3041 | NA | VIC East Rowville 12 (AusNet) 66 kV |  |  | FALSE | #N/A | #N/A | #N/A | #N/A | #N/A | #N/A | #N/A | #N/A | #N/A | #N/A
TRUE | VIC | ERTS1266A | East Rowville 12 (AusNet) 66 kV | AusNet | Shoulder | Non-coincident | 2022 | ACTUAL_OPG | 1.3041 | NA | VIC East Rowville 12 (AusNet) 66 kV |  |  | FALSE | #N/A | #N/A | #N/A | #N/A | #N/A | #N/A | #N/A | #N/A | #N/A | #N/A
TRUE | VIC | ERTS1266A | East Rowville 12 (AusNet) 66 kV | AusNet | Shoulder | Non-coincident | 2022 | ACTUAL_ADJUSTEDOPG | 1.3041 | NA | VIC East Rowville 12 (AusNet) 66 kV |  |  | FALSE | #N/A | #N/A | #N/A | #N/A | #N/A | #N/A | #N/A | #N/A | #N/A | #N/A
TRUE | VIC | ERTS1266A | East Rowville 12 (AusNet) 66 kV | AusNet | Shoulder | Coincident | 2023 | ACTUAL_OPG | 2.056 | NA | VIC East Rowville 12 (AusNet) 66 kV |  |  | FALSE | #N/A | #N/A | #N/A | #N/A | #N/A | #N/A | #N/A | #N/A | #N/A | #N/A
TRUE | VIC | ERTS1266A | East Rowville 12 (AusNet) 66 kV | AusNet | Shoulder | Coincident | 2023 | ACTUAL_RAW | 2.056 | NA | VIC East Rowville 12 (AusNet) 66 kV |  |  | FALSE | #N/A | #N/A | #N/A | #N/A | #N/A | #N/A | #N/A | #N/A | #N/A | #N/A
TRUE | VIC | ERTS1266A | East Rowville 12 (AusNet) 66 kV | AusNet | Shoulder | Non-coincident | 2023 | ACTUAL_RAW | 2.056 | NA | VIC East Rowville 12 (AusNet) 66 kV |  |  | FALSE | #N/A | #N/A | #N/A | #N/A | #N/A | #N/A | #N/A | #N/A | #N/A | #N/A
TRUE | VIC | ERTS1266A | East Rowville 12 (AusNet) 66 kV | AusNet | Shoulder | Non-coincident | 2023 | ACTUAL_OPG | 2.056 | NA | VIC East Rowville 12 (AusNet) 66 kV |  |  | FALSE | #N/A | #N/A | #N/A | #N/A | #N/A | #N/A | #N/A | #N/A | #N/A | #N/A
TRUE | VIC | ERTS1266A | East Rowville 12 (AusNet) 66 kV | AusNet | Shoulder | Non-coincident | 2023 | ACTUAL_ADJUSTEDOPG | 2.056 | NA | VIC East Rowville 12 (AusNet) 66 kV |  |  | FALSE | #N/A | #N/A | #N/A | #N/A | #N/A | #N/A | #N/A | #N/A | #N/A | #N/A
TRUE | VIC | ERTS1266A | East Rowville 12 (AusNet) 66 kV | AusNet | Shoulder | Coincident | 2024 | ACTUAL_OPG | -2.2322 | NA | VIC East Rowville 12 (AusNet) 66 kV |  |  | FALSE | #N/A | #N/A | #N/A | #N/A | #N/A | #N/A | #N/A | #N/A | #N/A | #N/A
TRUE | VIC | ERTS1266A | East Rowville 12 (AusNet) 66 kV | AusNet | Shoulder | Coincident | 2024 | ACTUAL_RAW | -2.2322 | NA | VIC East Rowville 12 (AusNet) 66 kV |  |  | FALSE | #N/A | #N/A | #N/A | #N/A | #N/A | #N/A | #N/A | #N/A | #N/A | #N/A
TRUE | VIC | ERTS1266A | East Rowville 12 (AusNet) 66 kV | AusNet | Shoulder | Non-coincident | 2024 | ACTUAL_RAW | -2.2985 | NA | VIC East Rowville 12 (AusNet) 66 kV |  |  | FALSE | #N/A | #N/A | #N/A | #N/A | #N/A | #N/A | #N/A | #N/A | #N/A | #N/A
TRUE | VIC | ERTS1266A | East Rowville 12 (AusNet) 66 kV | AusNet | Shoulder | Non-coincident | 2024 | ACTUAL_OPG | -2.2985 | NA | VIC East Rowville 12 (AusNet) 66 kV |  |  | FALSE | #N/A | #N/A | #N/A | #N/A | #N/A | #N/A | #N/A | #N/A | #N/A | #N/A
TRUE | VIC | ERTS1266A | East Rowville 12 (AusNet) 66 kV | AusNet | Shoulder | Non-coincident | 2024 | ACTUAL_ADJUSTEDOPG | -2.2985 | NA | VIC East Rowville 12 (AusNet) 66 kV |  |  | FALSE | #N/A | #N/A | #N/A | #N/A | #N/A | #N/A | #N/A | #N/A | #N/A | #N/A
TRUE | VIC | ERTS1266A | East Rowville 12 (AusNet) 66 kV | AusNet | Shoulder | Coincident | 2025 | ACTUAL_OPG | -4.7385 | NA | VIC East Rowville 12 (AusNet) 66 kV |  |  | FALSE | #N/A | #N/A | #N/A | #N/A | #N/A | #N/A | #N/A | #N/A | #N/A | #N/A
TRUE | VIC | ERTS1266A | East Rowville 12 (AusNet) 66 kV | AusNet | Shoulder | Coincident | 2025 | ACTUAL_RAW | -4.7385 | NA | VIC East Rowville 12 (AusNet) 66 kV |  |  | FALSE | #N/A | #N/A | #N/A | #N/A | #N/A | #N/A | #N/A | #N/A | #N/A | #N/A
TRUE | VIC | ERTS1266A | East Rowville 12 (AusNet) 66 kV | AusNet | Shoulder | Non-coincident | 2025 | ACTUAL_RAW | -4.7865 | NA | VIC East Rowville 12 (AusNet) 66 kV |  |  | FALSE | #N/A | #N/A | #N/A | #N/A | #N/A | #N/A | #N/A | #N/A | #N/A | #N/A
TRUE | VIC | ERTS1266A | East Rowville 12 (AusNet) 66 kV | AusNet | Shoulder | Non-coincident | 2025 | ACTUAL_OPG | -4.7865 | NA | VIC East Rowville 12 (AusNet) 66 kV |  |  | FALSE | #N/A | #N/A | #N/A | #N/A | #N/A | #N/A | #N/A | #N/A | #N/A | #N/A
TRUE | VIC | ERTS1266A | East Rowville 12 (AusNet) 66 kV | AusNet | Shoulder | Non-coincident | 2025 | ACTUAL_ADJUSTEDOPG | -4.7865 | NA | VIC East Rowville 12 (AusNet) 66 kV |  |  | FALSE | #N/A | #N/A | #N/A | #N/A | #N/A | #N/A | #N/A | #N/A | #N/A | #N/A
TRUE | VIC | ERTS1266A | East Rowville 12 (AusNet) 66 kV | AusNet | Shoulder | Non-coincident | 2025 | BASEYEARPOE90 | -15.8769 | NA | VIC East Rowville 12 (AusNet) 66 kV |  |  | FALSE | #N/A | #N/A | #N/A | #N/A | #N/A | #N/A | #N/A | #N/A | #N/A | #N/A
TRUE | VIC | ERTS1266A | East Rowville 12 (AusNet) 66 kV | AusNet | Shoulder | Non-coincident | 2025 | BASEYEARPOE50 | -13.3011 | NA | VIC East Rowville 12 (AusNet) 66 kV |  |  | FALSE | #N/A | #N/A | #N/A | #N/A | #N/A | #N/A | #N/A | #N/A | #N/A | #N/A
TRUE | VIC | ERTS1266A | East Rowville 12 (AusNet) 66 kV | AusNet | Shoulder | Coincident_unreconciled | 2026 | POE50 | -17.8272 | NA | VIC East Rowville 12 (AusNet) 66 kV |  |  | FALSE | #N/A | #N/A | #N/A | #N/A | #N/A | #N/A | #N/A | #N/A | #N/A | #N/A
TRUE | VIC | ERTS1266A | East Rowville 12 (AusNet) 66 kV | AusNet | Shoulder | Coincident_unreconciled | 2026 | POE90 | -19.9392 | NA | VIC East Rowville 12 (AusNet) 66 kV |  |  | FALSE | #N/A | #N/A | #N/A | #N/A | #N/A | #N/A | #N/A | #N/A | #N/A | #N/A
TRUE | VIC | ERTS1266A | East Rowville 12 (AusNet) 66 kV | AusNet | Shoulder | Non-coincident | 2026 | POE50 | -18.1807 | NA | VIC East Rowville 12 (AusNet) 66 kV |  |  | FALSE | #N/A | #N/A | #N/A | #N/A | #N/A | #N/A | #N/A | #N/A | #N/A | #N/A
TRUE | VIC | ERTS1266A | East Rowville 12 (AusNet) 66 kV | AusNet | Shoulder | Non-coincident | 2026 | POE90 | -20.3346 | NA | VIC East Rowville 12 (AusNet) 66 kV |  |  | FALSE | #N/A | #N/A | #N/A | #N/A | #N/A | #N/A | #N/A | #N/A | #N/A | #N/A
TRUE | VIC | ERTS1266A | East Rowville 12 (AusNet) 66 kV | AusNet | Shoulder | Coincident_unreconciled | 2027 | POE50 | -22.3657 | NA | VIC East Rowville 12 (AusNet) 66 kV |  |  | FALSE | #N/A | #N/A | #N/A | #N/A | #N/A | #N/A | #N/A | #N/A | #N/A | #N/A
TRUE | VIC | ERTS1266A | East Rowville 12 (AusNet) 66 kV | AusNet | Shoulder | Coincident_unreconciled | 2027 | POE90 | -24.4847 | NA | VIC East Rowville 12 (AusNet) 66 kV |  |  | FALSE | #N/A | #N/A | #N/A | #N/A | #N/A | #N/A | #N/A | #N/A | #N/A | #N/A
TRUE | VIC | ERTS1266A | East Rowville 12 (AusNet) 66 kV | AusNet | Shoulder | Non-coincident | 2027 | POE50 | -22.8091 | NA | VIC East Rowville 12 (AusNet) 66 kV |  |  | FALSE | #N/A | #N/A | #N/A | #N/A | #N/A | #N/A | #N/A | #N/A | #N/A | #N/A
TRUE | VIC | ERTS1266A | East Rowville 12 (AusNet) 66 kV | AusNet | Shoulder | Non-coincident | 2027 | POE90 | -24.9702 | NA | VIC East Rowville 12 (AusNet) 66 kV |  |  | FALSE | #N/A | #N/A | #N/A | #N/A | #N/A | #N/A | #N/A | #N/A | #N/A | #N/A
TRUE | VIC | ERTS1266A | East Rowville 12 (AusNet) 66 kV | AusNet | Shoulder | Coincident_unreconciled | 2028 | POE50 | -26.4733 | NA | VIC East Rowville 12 (AusNet) 66 kV |  |  | FALSE | #N/A | #N/A | #N/A | #N/A | #N/A | #N/A | #N/A | #N/A | #N/A | #N/A
TRUE | VIC | ERTS1266A | East Rowville 12 (AusNet) 66 kV | AusNet | Shoulder | Coincident_unreconciled | 2028 | POE90 | -28.5997 | NA | VIC East Rowville 12 (AusNet) 66 kV |  |  | FALSE | #N/A | #N/A | #N/A | #N/A | #N/A | #N/A | #N/A | #N/A | #N/A | #N/A
TRUE | VIC | ERTS1266A | East Rowville 12 (AusNet) 66 kV | AusNet | Shoulder | Non-coincident | 2028 | POE50 | -26.9982 | NA | VIC East Rowville 12 (AusNet) 66 kV |  |  | FALSE | #N/A | #N/A | #N/A | #N/A | #N/A | #N/A | #N/A | #N/A | #N/A | #N/A
TRUE | VIC | ERTS1266A | East Rowville 12 (AusNet) 66 kV | AusNet | Shoulder | Non-coincident | 2028 | POE90 | -29.1667 | NA | VIC East Rowville 12 (AusNet) 66 kV |  |  | FALSE | #N/A | #N/A | #N/A | #N/A | #N/A | #N/A | #N/A | #N/A | #N/A | #N/A
TRUE | VIC | ERTS1266A | East Rowville 12 (AusNet) 66 kV | AusNet | Shoulder | Coincident_unreconciled | 2029 | POE50 | -30.4069 | NA | VIC East Rowville 12 (AusNet) 66 kV |  |  | FALSE | #N/A | #N/A | #N/A | #N/A | #N/A | #N/A | #N/A | #N/A | #N/A | #N/A
TRUE | VIC | ERTS1266A | East Rowville 12 (AusNet) 66 kV | AusNet | Shoulder | Coincident_unreconciled | 2029 | POE90 | -32.5406 | NA | VIC East Rowville 12 (AusNet) 66 kV |  |  | FALSE | #N/A | #N/A | #N/A | #N/A | #N/A | #N/A | #N/A | #N/A | #N/A | #N/A
TRUE | VIC | ERTS1266A | East Rowville 12 (AusNet) 66 kV | AusNet | Shoulder | Non-coincident | 2029 | POE50 | -31.0098 | NA | VIC East Rowville 12 (AusNet) 66 kV |  |  | FALSE | #N/A | #N/A | #N/A | #N/A | #N/A | #N/A | #N/A | #N/A | #N/A | #N/A
TRUE | VIC | ERTS1266A | East Rowville 12 (AusNet) 66 kV | AusNet | Shoulder | Non-coincident | 2029 | POE90 | -33.1858 | NA | VIC East Rowville 12 (AusNet) 66 kV |  |  | FALSE | #N/A | #N/A | #N/A | #N/A | #N/A | #N/A | #N/A | #N/A | #N/A | #N/A
TRUE | VIC | ERTS1266A | East Rowville 12 (AusNet) 66 kV | AusNet | Shoulder | Coincident_unreconciled | 2030 | POE50 | -34.3971 | NA | VIC East Rowville 12 (AusNet) 66 kV |  |  | FALSE | #N/A | #N/A | #N/A | #N/A | #N/A | #N/A | #N/A | #N/A | #N/A | #N/A
TRUE | VIC | ERTS1266A | East Rowville 12 (AusNet) 66 kV | AusNet | Shoulder | Coincident_unreconciled | 2030 | POE90 | -36.5381 | NA | VIC East Rowville 12 (AusNet) 66 kV |  |  | FALSE | #N/A | #N/A | #N/A | #N/A | #N/A | #N/A | #N/A | #N/A | #N/A | #N/A
TRUE | VIC | ERTS1266A | East Rowville 12 (AusNet) 66 kV | AusNet | Shoulder | Non-coincident | 2030 | POE50 | -35.0791 | NA | VIC East Rowville 12 (AusNet) 66 kV |  |  | FALSE | #N/A | #N/A | #N/A | #N/A | #N/A | #N/A | #N/A | #N/A | #N/A | #N/A
TRUE | VIC | ERTS1266A | East Rowville 12 (AusNet) 66 kV | AusNet | Shoulder | Non-coincident | 2030 | POE90 | -37.2626 | NA | VIC East Rowville 12 (AusNet) 66 kV |  |  | FALSE | #N/A | #N/A | #N/A | #N/A | #N/A | #N/A | #N/A | #N/A | #N/A | #N/A
TRUE | VIC | ERTS1266A | East Rowville 12 (AusNet) 66 kV | AusNet | Shoulder | Coincident_unreconciled | 2031 | POE50 | -38.8177 | NA | VIC East Rowville 12 (AusNet) 66 kV |  |  | FALSE | #N/A | #N/A | #N/A | #N/A | #N/A | #N/A | #N/A | #N/A | #N/A | #N/A
TRUE | VIC | ERTS1266A | East Rowville 12 (AusNet) 66 kV | AusNet | Shoulder | Coincident_unreconciled | 2031 | POE90 | -40.9661 | NA | VIC East Rowville 12 (AusNet) 66 kV |  |  | FALSE | #N/A | #N/A | #N/A | #N/A | #N/A | #N/A | #N/A | #N/A | #N/A | #N/A
TRUE | VIC | ERTS1266A | East Rowville 12 (AusNet) 66 kV | AusNet | Shoulder | Non-coincident | 2031 | POE50 | -39.5874 | NA | VIC East Rowville 12 (AusNet) 66 kV |  |  | FALSE | #N/A | #N/A | #N/A | #N/A | #N/A | #N/A | #N/A | #N/A | #N/A | #N/A
TRUE | VIC | ERTS1266A | East Rowville 12 (AusNet) 66 kV | AusNet | Shoulder | Non-coincident | 2031 | POE90 | -41.7783 | NA | VIC East Rowville 12 (AusNet) 66 kV |  |  | FALSE | #N/A | #N/A | #N/A | #N/A | #N/A | #N/A | #N/A | #N/A | #N/A | #N/A
TRUE | VIC | ERTS1266A | East Rowville 12 (AusNet) 66 kV | AusNet | Shoulder | Coincident_unreconciled | 2032 | POE50 | -42.081 | NA | VIC East Rowville 12 (AusNet) 66 kV |  |  | FALSE | #N/A | #N/A | #N/A | #N/A | #N/A | #N/A | #N/A | #N/A | #N/A | #N/A
TRUE | VIC | ERTS1266A | East Rowville 12 (AusNet) 66 kV | AusNet | Shoulder | Coincident_unreconciled | 2032 | POE90 | -44.2365 | NA | VIC East Rowville 12 (AusNet) 66 kV |  |  | FALSE | #N/A | #N/A | #N/A | #N/A | #N/A | #N/A | #N/A | #N/A | #N/A | #N/A
TRUE | VIC | ERTS1266A | East Rowville 12 (AusNet) 66 kV | AusNet | Shoulder | Non-coincident | 2032 | POE50 | -42.9153 | NA | VIC East Rowville 12 (AusNet) 66 kV |  |  | FALSE | #N/A | #N/A | #N/A | #N/A | #N/A | #N/A | #N/A | #N/A | #N/A | #N/A
TRUE | VIC | ERTS1266A | East Rowville 12 (AusNet) 66 kV | AusNet | Shoulder | Non-coincident | 2032 | POE90 | -45.1135 | NA | VIC East Rowville 12 (AusNet) 66 kV |  |  | FALSE | #N/A | #N/A | #N/A | #N/A | #N/A | #N/A | #N/A | #N/A | #N/A | #N/A
TRUE | VIC | ERTS1266A | East Rowville 12 (AusNet) 66 kV | AusNet | Shoulder | Coincident_unreconciled | 2033 | POE50 | -44.3553 | NA | VIC East Rowville 12 (AusNet) 66 kV |  |  | FALSE | #N/A | #N/A | #N/A | #N/A | #N/A | #N/A | #N/A | #N/A | #N/A | #N/A
TRUE | VIC | ERTS1266A | East Rowville 12 (AusNet) 66 kV | AusNet | Shoulder | Coincident_unreconciled | 2033 | POE90 | -46.5179 | NA | VIC East Rowville 12 (AusNet) 66 kV |  |  | FALSE | #N/A | #N/A | #N/A | #N/A | #N/A | #N/A | #N/A | #N/A | #N/A | #N/A
TRUE | VIC | ERTS1266A | East Rowville 12 (AusNet) 66 kV | AusNet | Shoulder | Non-coincident | 2033 | POE50 | -45.2347 | NA | VIC East Rowville 12 (AusNet) 66 kV |  |  | FALSE | #N/A | #N/A | #N/A | #N/A | #N/A | #N/A | #N/A | #N/A | #N/A | #N/A
TRUE | VIC | ERTS1266A | East Rowville 12 (AusNet) 66 kV | AusNet | Shoulder | Non-coincident | 2033 | POE90 | -47.4402 | NA | VIC East Rowville 12 (AusNet) 66 kV |  |  | FALSE | #N/A | #N/A | #N/A | #N/A | #N/A | #N/A | #N/A | #N/A | #N/A | #N/A
TRUE | VIC | ERTS1266A | East Rowville 12 (AusNet) 66 kV | AusNet | Shoulder | Coincident_unreconciled | 2034 | POE50 | -46.7252 | NA | VIC East Rowville 12 (AusNet) 66 kV |  |  | FALSE | #N/A | #N/A | #N/A | #N/A | #N/A | #N/A | #N/A | #N/A | #N/A | #N/A
TRUE | VIC | ERTS1266A | East Rowville 12 (AusNet) 66 kV | AusNet | Shoulder | Coincident_unreconciled | 2034 | POE90 | -48.8948 | NA | VIC East Rowville 12 (AusNet) 66 kV |  |  | FALSE | #N/A | #N/A | #N/A | #N/A | #N/A | #N/A | #N/A | #N/A | #N/A | #N/A
TRUE | VIC | ERTS1266A | East Rowville 12 (AusNet) 66 kV | AusNet | Shoulder | Non-coincident | 2034 | POE50 | -47.6517 | NA | VIC East Rowville 12 (AusNet) 66 kV |  |  | FALSE | #N/A | #N/A | #N/A | #N/A | #N/A | #N/A | #N/A | #N/A | #N/A | #N/A
TRUE | VIC | ERTS1266A | East Rowville 12 (AusNet) 66 kV | AusNet | Shoulder | Non-coincident | 2034 | POE90 | -49.8643 | NA | VIC East Rowville 12 (AusNet) 66 kV |  |  | FALSE | #N/A | #N/A | #N/A | #N/A | #N/A | #N/A | #N/A | #N/A | #N/A | #N/A
TRUE | VIC | ERTS1266A | East Rowville 12 (AusNet) 66 kV | AusNet | Shoulder | Coincident_unreconciled | 2035 | POE50 | -49.486 | NA | VIC East Rowville 12 (AusNet) 66 kV |  |  | FALSE | #N/A | #N/A | #N/A | #N/A | #N/A | #N/A | #N/A | #N/A | #N/A | #N/A
TRUE | VIC | ERTS1266A | East Rowville 12 (AusNet) 66 kV | AusNet | Shoulder | Coincident_unreconciled | 2035 | POE90 | -51.6627 | NA | VIC East Rowville 12 (AusNet) 66 kV |  |  | FALSE | #N/A | #N/A | #N/A | #N/A | #N/A | #N/A | #N/A | #N/A | #N/A | #N/A
TRUE | VIC | ERTS1266A | East Rowville 12 (AusNet) 66 kV | AusNet | Shoulder | Non-coincident | 2035 | POE50 | -50.4672 | NA | VIC East Rowville 12 (AusNet) 66 kV |  |  | FALSE | #N/A | #N/A | #N/A | #N/A | #N/A | #N/A | #N/A | #N/A | #N/A | #N/A
TRUE | VIC | ERTS1266A | East Rowville 12 (AusNet) 66 kV | AusNet | Shoulder | Non-coincident | 2035 | POE90 | -52.687 | NA | VIC East Rowville 12 (AusNet) 66 kV |  |  | FALSE | #N/A | #N/A | #N/A | #N/A | #N/A | #N/A | #N/A | #N/A | #N/A | #N/A
TRUE | VIC | ERTS1266A | East Rowville 12 (AusNet) 66 kV | AusNet | Summer | Coincident | 2019 | ACTUAL_OPG | 19.5059 | 84.6534 | VIC East Rowville 12 (AusNet) 66 kV |  |  | FALSE | #N/A | #N/A | #N/A | #N/A | #N/A | #N/A | #N/A | #N/A | #N/A | #N/A
TRUE | VIC | ERTS1266A | East Rowville 12 (AusNet) 66 kV | AusNet | Summer | Coincident | 2019 | ACTUAL_RAW | 19.5059 | 84.6534 | VIC East Rowville 12 (AusNet) 66 kV |  |  | FALSE | #N/A | #N/A | #N/A | #N/A | #N/A | #N/A | #N/A | #N/A | #N/A | #N/A
TRUE | VIC | ERTS1266A | East Rowville 12 (AusNet) 66 kV | AusNet | Summer | Non-coincident | 2019 | ACTUAL_RAW | 15.2717 | 97.3149 | VIC East Rowville 12 (AusNet) 66 kV |  |  | FALSE | #N/A | #N/A | #N/A | #N/A | #N/A | #N/A | #N/A | #N/A | #N/A | #N/A
TRUE | VIC | ERTS1266A | East Rowville 12 (AusNet) 66 kV | AusNet | Summer | Non-coincident | 2019 | ACTUAL_OPG | 15.2717 | 97.3149 | VIC East Rowville 12 (AusNet) 66 kV |  |  | FALSE | #N/A | #N/A | #N/A | #N/A | #N/A | #N/A | #N/A | #N/A | #N/A | #N/A
TRUE | VIC | ERTS1266A | East Rowville 12 (AusNet) 66 kV | AusNet | Summer | Non-coincident | 2019 | ACTUAL_ADJUSTEDOPG | 15.2717 | 97.3149 | VIC East Rowville 12 (AusNet) 66 kV |  |  | FALSE | #N/A | #N/A | #N/A | #N/A | #N/A | #N/A | #N/A | #N/A | #N/A | #N/A
TRUE | VIC | ERTS1266A | East Rowville 12 (AusNet) 66 kV | AusNet | Summer | Coincident | 2020 | ACTUAL_OPG | 13.5981 | 103.4087 | VIC East Rowville 12 (AusNet) 66 kV |  |  | FALSE | #N/A | #N/A | #N/A | #N/A | #N/A | #N/A | #N/A | #N/A | #N/A | #N/A
TRUE | VIC | ERTS1266A | East Rowville 12 (AusNet) 66 kV | AusNet | Summer | Coincident | 2020 | ACTUAL_RAW | 13.5981 | 103.4087 | VIC East Rowville 12 (AusNet) 66 kV |  |  | FALSE | #N/A | #N/A | #N/A | #N/A | #N/A | #N/A | #N/A | #N/A | #N/A | #N/A
TRUE | VIC | ERTS1266A | East Rowville 12 (AusNet) 66 kV | AusNet | Summer | Non-coincident | 2020 | ACTUAL_RAW | 13.0088 | 103.4087 | VIC East Rowville 12 (AusNet) 66 kV |  |  | FALSE | #N/A | #N/A | #N/A | #N/A | #N/A | #N/A | #N/A | #N/A | #N/A | #N/A
TRUE | VIC | ERTS1266A | East Rowville 12 (AusNet) 66 kV | AusNet | Summer | Non-coincident | 2020 | ACTUAL_OPG | 13.0088 | 103.4087 | VIC East Rowville 12 (AusNet) 66 kV |  |  | FALSE | #N/A | #N/A | #N/A | #N/A | #N/A | #N/A | #N/A | #N/A | #N/A | #N/A
TRUE | VIC | ERTS1266A | East Rowville 12 (AusNet) 66 kV | AusNet | Summer | Non-coincident | 2020 | ACTUAL_ADJUSTEDOPG | 13.0088 | 103.4087 | VIC East Rowville 12 (AusNet) 66 kV |  |  | FALSE | #N/A | #N/A | #N/A | #N/A | #N/A | #N/A | #N/A | #N/A | #N/A | #N/A
TRUE | VIC | ERTS1266A | East Rowville 12 (AusNet) 66 kV | AusNet | Summer | Coincident | 2021 | ACTUAL_OPG | 13.5135 | 77.5493 | VIC East Rowville 12 (AusNet) 66 kV |  |  | FALSE | #N/A | #N/A | #N/A | #N/A | #N/A | #N/A | #N/A | #N/A | #N/A | #N/A
TRUE | VIC | ERTS1266A | East Rowville 12 (AusNet) 66 kV | AusNet | Summer | Coincident | 2021 | ACTUAL_RAW | 13.5135 | 77.5493 | VIC East Rowville 12 (AusNet) 66 kV |  |  | FALSE | #N/A | #N/A | #N/A | #N/A | #N/A | #N/A | #N/A | #N/A | #N/A | #N/A
TRUE | VIC | ERTS1266A | East Rowville 12 (AusNet) 66 kV | AusNet | Summer | Non-coincident | 2021 | ACTUAL_RAW | 10.4002 | 81.8475 | VIC East Rowville 12 (AusNet) 66 kV |  |  | FALSE | #N/A | #N/A | #N/A | #N/A | #N/A | #N/A | #N/A | #N/A | #N/A | #N/A
TRUE | VIC | ERTS1266A | East Rowville 12 (AusNet) 66 kV | AusNet | Summer | Non-coincident | 2021 | ACTUAL_OPG | 10.4002 | 81.8475 | VIC East Rowville 12 (AusNet) 66 kV |  |  | FALSE | #N/A | #N/A | #N/A | #N/A | #N/A | #N/A | #N/A | #N/A | #N/A | #N/A
TRUE | VIC | ERTS1266A | East Rowville 12 (AusNet) 66 kV | AusNet | Summer | Non-coincident | 2021 | ACTUAL_ADJUSTEDOPG | 10.4002 | 81.8475 | VIC East Rowville 12 (AusNet) 66 kV |  |  | FALSE | #N/A | #N/A | #N/A | #N/A | #N/A | #N/A | #N/A | #N/A | #N/A | #N/A
TRUE | VIC | ERTS1266A | East Rowville 12 (AusNet) 66 kV | AusNet | Summer | Coincident | 2022 | ACTUAL_OPG | 6.257 | 84.5361 | VIC East Rowville 12 (AusNet) 66 kV |  |  | FALSE | #N/A | #N/A | #N/A | #N/A | #N/A | #N/A | #N/A | #N/A | #N/A | #N/A
TRUE | VIC | ERTS1266A | East Rowville 12 (AusNet) 66 kV | AusNet | Summer | Coincident | 2022 | ACTUAL_RAW | 6.257 | 84.5361 | VIC East Rowville 12 (AusNet) 66 kV |  |  | FALSE | #N/A | #N/A | #N/A | #N/A | #N/A | #N/A | #N/A | #N/A | #N/A | #N/A
TRUE | VIC | ERTS1266A | East Rowville 12 (AusNet) 66 kV | AusNet | Summer | Non-coincident | 2022 | ACTUAL_RAW | 3.2319 | 85.6153 | VIC East Rowville 12 (AusNet) 66 kV |  |  | FALSE | #N/A | #N/A | #N/A | #N/A | #N/A | #N/A | #N/A | #N/A | #N/A | #N/A
TRUE | VIC | ERTS1266A | East Rowville 12 (AusNet) 66 kV | AusNet | Summer | Non-coincident | 2022 | ACTUAL_OPG | 3.2319 | 85.6153 | VIC East Rowville 12 (AusNet) 66 kV |  |  | FALSE | #N/A | #N/A | #N/A | #N/A | #N/A | #N/A | #N/A | #N/A | #N/A | #N/A
TRUE | VIC | ERTS1266A | East Rowville 12 (AusNet) 66 kV | AusNet | Summer | Non-coincident | 2022 | ACTUAL_ADJUSTEDOPG | 3.2319 | 85.6153 | VIC East Rowville 12 (AusNet) 66 kV |  |  | FALSE | #N/A | #N/A | #N/A | #N/A | #N/A | #N/A | #N/A | #N/A | #N/A | #N/A
TRUE | VIC | ERTS1266A | East Rowville 12 (AusNet) 66 kV | AusNet | Summer | Coincident | 2023 | ACTUAL_OPG | 1.962 | 59.9379 | VIC East Rowville 12 (AusNet) 66 kV |  |  | FALSE | #N/A | #N/A | #N/A | #N/A | #N/A | #N/A | #N/A | #N/A | #N/A | #N/A
TRUE | VIC | ERTS1266A | East Rowville 12 (AusNet) 66 kV | AusNet | Summer | Coincident | 2023 | ACTUAL_RAW | 1.962 | 59.9379 | VIC East Rowville 12 (AusNet) 66 kV |  |  | FALSE | #N/A | #N/A | #N/A | #N/A | #N/A | #N/A | #N/A | #N/A | #N/A | #N/A
TRUE | VIC | ERTS1266A | East Rowville 12 (AusNet) 66 kV | AusNet | Summer | Non-coincident | 2023 | ACTUAL_RAW | 0.38067 | 60.2545 | VIC East Rowville 12 (AusNet) 66 kV |  |  | FALSE | #N/A | #N/A | #N/A | #N/A | #N/A | #N/A | #N/A | #N/A | #N/A | #N/A
TRUE | VIC | ERTS1266A | East Rowville 12 (AusNet) 66 kV | AusNet | Summer | Non-coincident | 2023 | ACTUAL_OPG | 0.38067 | 60.2545 | VIC East Rowville 12 (AusNet) 66 kV |  |  | FALSE | #N/A | #N/A | #N/A | #N/A | #N/A | #N/A | #N/A | #N/A | #N/A | #N/A
TRUE | VIC | ERTS1266A | East Rowville 12 (AusNet) 66 kV | AusNet | Summer | Non-coincident | 2023 | ACTUAL_ADJUSTEDOPG | 0.38067 | 60.2545 | VIC East Rowville 12 (AusNet) 66 kV |  |  | FALSE | #N/A | #N/A | #N/A | #N/A | #N/A | #N/A | #N/A | #N/A | #N/A | #N/A
TRUE | VIC | ERTS1266A | East Rowville 12 (AusNet) 66 kV | AusNet | Summer | Coincident | 2024 | ACTUAL_OPG | -5.2149 | 58.6275 | VIC East Rowville 12 (AusNet) 66 kV |  |  | FALSE | #N/A | #N/A | #N/A | #N/A | #N/A | #N/A | #N/A | #N/A | #N/A | #N/A
TRUE | VIC | ERTS1266A | East Rowville 12 (AusNet) 66 kV | AusNet | Summer | Coincident | 2024 | ACTUAL_RAW | -5.2149 | 58.6275 | VIC East Rowville 12 (AusNet) 66 kV |  |  | FALSE | #N/A | #N/A | #N/A | #N/A | #N/A | #N/A | #N/A | #N/A | #N/A | #N/A
TRUE | VIC | ERTS1266A | East Rowville 12 (AusNet) 66 kV | AusNet | Summer | Non-coincident | 2024 | ACTUAL_RAW | -6.2192 | 60.2336 | VIC East Rowville 12 (AusNet) 66 kV |  |  | FALSE | #N/A | #N/A | #N/A | #N/A | #N/A | #N/A | #N/A | #N/A | #N/A | #N/A
TRUE | VIC | ERTS1266A | East Rowville 12 (AusNet) 66 kV | AusNet | Summer | Non-coincident | 2024 | ACTUAL_OPG | -6.2192 | 60.2336 | VIC East Rowville 12 (AusNet) 66 kV |  |  | FALSE | #N/A | #N/A | #N/A | #N/A | #N/A | #N/A | #N/A | #N/A | #N/A | #N/A
TRUE | VIC | ERTS1266A | East Rowville 12 (AusNet) 66 kV | AusNet | Summer | Non-coincident | 2024 | ACTUAL_ADJUSTEDOPG | -6.2192 | 60.2336 | VIC East Rowville 12 (AusNet) 66 kV |  |  | FALSE | #N/A | #N/A | #N/A | #N/A | #N/A | #N/A | #N/A | #N/A | #N/A | #N/A
TRUE | VIC | ERTS1266A | East Rowville 12 (AusNet) 66 kV | AusNet | Summer | Coincident | 2025 | ACTUAL_OPG | -8.8745 | 63.9144 | VIC East Rowville 12 (AusNet) 66 kV |  |  | FALSE | #N/A | #N/A | #N/A | #N/A | #N/A | #N/A | #N/A | #N/A | #N/A | #N/A
TRUE | VIC | ERTS1266A | East Rowville 12 (AusNet) 66 kV | AusNet | Summer | Coincident | 2025 | ACTUAL_RAW | -8.8745 | 63.9144 | VIC East Rowville 12 (AusNet) 66 kV |  |  | FALSE | #N/A | #N/A | #N/A | #N/A | #N/A | #N/A | #N/A | #N/A | #N/A | #N/A
TRUE | VIC | ERTS1266A | East Rowville 12 (AusNet) 66 kV | AusNet | Summer | Non-coincident | 2025 | ACTUAL_RAW | -9.1488 | 77.0446 | VIC East Rowville 12 (AusNet) 66 kV |  |  | FALSE | #N/A | #N/A | #N/A | #N/A | #N/A | #N/A | #N/A | #N/A | #N/A | #N/A
TRUE | VIC | ERTS1266A | East Rowville 12 (AusNet) 66 kV | AusNet | Summer | Non-coincident | 2025 | ACTUAL_OPG | -9.1488 | 77.0446 | VIC East Rowville 12 (AusNet) 66 kV |  |  | FALSE | #N/A | #N/A | #N/A | #N/A | #N/A | #N/A | #N/A | #N/A | #N/A | #N/A
TRUE | VIC | ERTS1266A | East Rowville 12 (AusNet) 66 kV | AusNet | Summer | Non-coincident | 2025 | ACTUAL_ADJUSTEDOPG | -9.1488 | 77.0446 | VIC East Rowville 12 (AusNet) 66 kV |  |  | FALSE | #N/A | #N/A | #N/A | #N/A | #N/A | #N/A | #N/A | #N/A | #N/A | #N/A
TRUE | VIC | ERTS1266A | East Rowville 12 (AusNet) 66 kV | AusNet | Summer | Non-coincident | 2025 | BASEYEARPOE90 | -19.2713 | NA | VIC East Rowville 12 (AusNet) 66 kV |  |  | FALSE | #N/A | #N/A | #N/A | #N/A | #N/A | #N/A | #N/A | #N/A | #N/A | #N/A
TRUE | VIC | ERTS1266A | East Rowville 12 (AusNet) 66 kV | AusNet | Summer | Non-coincident | 2025 | BASEYEARPOE50 | -16.8573 | 89.5201 | VIC East Rowville 12 (AusNet) 66 kV |  |  | FALSE | #N/A | #N/A | #N/A | #N/A | #N/A | #N/A | #N/A | #N/A | #N/A | #N/A
TRUE | VIC | ERTS1266A | East Rowville 12 (AusNet) 66 kV | AusNet | Summer | Coincident_unreconciled | 2026 | POE50 | -18.9518 | NA | VIC East Rowville 12 (AusNet) 66 kV |  |  | FALSE | #N/A | #N/A | #N/A | #N/A | #N/A | #N/A | #N/A | #N/A | #N/A | #N/A
TRUE | VIC | ERTS1266A | East Rowville 12 (AusNet) 66 kV | AusNet | Summer | Coincident_unreconciled | 2026 | POE90 | -20.6442 | NA | VIC East Rowville 12 (AusNet) 66 kV |  |  | FALSE | #N/A | #N/A | #N/A | #N/A | #N/A | #N/A | #N/A | #N/A | #N/A | #N/A
TRUE | VIC | ERTS1266A | East Rowville 12 (AusNet) 66 kV | AusNet | Summer | Non-coincident | 2026 | POE50 | -20.9583 | 88.6598 | VIC East Rowville 12 (AusNet) 66 kV |  |  | FALSE | #N/A | #N/A | #N/A | #N/A | #N/A | #N/A | #N/A | #N/A | #N/A | #N/A
TRUE | VIC | ERTS1266A | East Rowville 12 (AusNet) 66 kV | AusNet | Summer | Non-coincident | 2026 | POE90 | -22.8298 | NA | VIC East Rowville 12 (AusNet) 66 kV |  |  | FALSE | #N/A | #N/A | #N/A | #N/A | #N/A | #N/A | #N/A | #N/A | #N/A | #N/A
TRUE | VIC | ERTS1266A | East Rowville 12 (AusNet) 66 kV | AusNet | Summer | Coincident_unreconciled | 2027 | POE50 | -23.3541 | NA | VIC East Rowville 12 (AusNet) 66 kV |  |  | FALSE | #N/A | #N/A | #N/A | #N/A | #N/A | #N/A | #N/A | #N/A | #N/A | #N/A
TRUE | VIC | ERTS1266A | East Rowville 12 (AusNet) 66 kV | AusNet | Summer | Coincident_unreconciled | 2027 | POE90 | -25.0521 | NA | VIC East Rowville 12 (AusNet) 66 kV |  |  | FALSE | #N/A | #N/A | #N/A | #N/A | #N/A | #N/A | #N/A | #N/A | #N/A | #N/A
TRUE | VIC | ERTS1266A | East Rowville 12 (AusNet) 66 kV | AusNet | Summer | Non-coincident | 2027 | POE50 | -25.8266 | 86.0011 | VIC East Rowville 12 (AusNet) 66 kV |  |  | FALSE | #N/A | #N/A | #N/A | #N/A | #N/A | #N/A | #N/A | #N/A | #N/A | #N/A
TRUE | VIC | ERTS1266A | East Rowville 12 (AusNet) 66 kV | AusNet | Summer | Non-coincident | 2027 | POE90 | -27.7044 | NA | VIC East Rowville 12 (AusNet) 66 kV |  |  | FALSE | #N/A | #N/A | #N/A | #N/A | #N/A | #N/A | #N/A | #N/A | #N/A | #N/A
TRUE | VIC | ERTS1266A | East Rowville 12 (AusNet) 66 kV | AusNet | Summer | Coincident_unreconciled | 2028 | POE50 | -27.3103 | NA | VIC East Rowville 12 (AusNet) 66 kV |  |  | FALSE | #N/A | #N/A | #N/A | #N/A | #N/A | #N/A | #N/A | #N/A | #N/A | #N/A
TRUE | VIC | ERTS1266A | East Rowville 12 (AusNet) 66 kV | AusNet | Summer | Coincident_unreconciled | 2028 | POE90 | -29.0142 | NA | VIC East Rowville 12 (AusNet) 66 kV |  |  | FALSE | #N/A | #N/A | #N/A | #N/A | #N/A | #N/A | #N/A | #N/A | #N/A | #N/A
TRUE | VIC | ERTS1266A | East Rowville 12 (AusNet) 66 kV | AusNet | Summer | Non-coincident | 2028 | POE50 | -30.2016 | 85.985 | VIC East Rowville 12 (AusNet) 66 kV |  |  | FALSE | #N/A | #N/A | #N/A | #N/A | #N/A | #N/A | #N/A | #N/A | #N/A | #N/A
TRUE | VIC | ERTS1266A | East Rowville 12 (AusNet) 66 kV | AusNet | Summer | Non-coincident | 2028 | POE90 | -32.0859 | NA | VIC East Rowville 12 (AusNet) 66 kV |  |  | FALSE | #N/A | #N/A | #N/A | #N/A | #N/A | #N/A | #N/A | #N/A | #N/A | #N/A
TRUE | VIC | ERTS1266A | East Rowville 12 (AusNet) 66 kV | AusNet | Summer | Coincident_unreconciled | 2029 | POE50 | -31.1279 | NA | VIC East Rowville 12 (AusNet) 66 kV |  |  | FALSE | #N/A | #N/A | #N/A | #N/A | #N/A | #N/A | #N/A | #N/A | #N/A | #N/A
TRUE | VIC | ERTS1266A | East Rowville 12 (AusNet) 66 kV | AusNet | Summer | Coincident_unreconciled | 2029 | POE90 | -32.8377 | NA | VIC East Rowville 12 (AusNet) 66 kV |  |  | FALSE | #N/A | #N/A | #N/A | #N/A | #N/A | #N/A | #N/A | #N/A | #N/A | #N/A
TRUE | VIC | ERTS1266A | East Rowville 12 (AusNet) 66 kV | AusNet | Summer | Non-coincident | 2029 | POE50 | -34.4235 | 86.0406 | VIC East Rowville 12 (AusNet) 66 kV |  |  | FALSE | #N/A | #N/A | #N/A | #N/A | #N/A | #N/A | #N/A | #N/A | #N/A | #N/A
TRUE | VIC | ERTS1266A | East Rowville 12 (AusNet) 66 kV | AusNet | Summer | Non-coincident | 2029 | POE90 | -36.3142 | NA | VIC East Rowville 12 (AusNet) 66 kV |  |  | FALSE | #N/A | #N/A | #N/A | #N/A | #N/A | #N/A | #N/A | #N/A | #N/A | #N/A
TRUE | VIC | ERTS1266A | East Rowville 12 (AusNet) 66 kV | AusNet | Summer | Coincident_unreconciled | 2030 | POE50 | -35.0193 | NA | VIC East Rowville 12 (AusNet) 66 kV |  |  | FALSE | #N/A | #N/A | #N/A | #N/A | #N/A | #N/A | #N/A | #N/A | #N/A | #N/A
TRUE | VIC | ERTS1266A | East Rowville 12 (AusNet) 66 kV | AusNet | Summer | Coincident_unreconciled | 2030 | POE90 | -36.7349 | NA | VIC East Rowville 12 (AusNet) 66 kV |  |  | FALSE | #N/A | #N/A | #N/A | #N/A | #N/A | #N/A | #N/A | #N/A | #N/A | #N/A
TRUE | VIC | ERTS1266A | East Rowville 12 (AusNet) 66 kV | AusNet | Summer | Non-coincident | 2030 | POE50 | -38.7268 | 86.1513 | VIC East Rowville 12 (AusNet) 66 kV |  |  | FALSE | #N/A | #N/A | #N/A | #N/A | #N/A | #N/A | #N/A | #N/A | #N/A | #N/A
TRUE | VIC | ERTS1266A | East Rowville 12 (AusNet) 66 kV | AusNet | Summer | Non-coincident | 2030 | POE90 | -40.624 | NA | VIC East Rowville 12 (AusNet) 66 kV |  |  | FALSE | #N/A | #N/A | #N/A | #N/A | #N/A | #N/A | #N/A | #N/A | #N/A | #N/A
TRUE | VIC | ERTS1266A | East Rowville 12 (AusNet) 66 kV | AusNet | Summer | Coincident_unreconciled | 2031 | POE50 | -39.3554 | NA | VIC East Rowville 12 (AusNet) 66 kV |  |  | FALSE | #N/A | #N/A | #N/A | #N/A | #N/A | #N/A | #N/A | #N/A | #N/A | #N/A
TRUE | VIC | ERTS1266A | East Rowville 12 (AusNet) 66 kV | AusNet | Summer | Coincident_unreconciled | 2031 | POE90 | -41.0769 | NA | VIC East Rowville 12 (AusNet) 66 kV |  |  | FALSE | #N/A | #N/A | #N/A | #N/A | #N/A | #N/A | #N/A | #N/A | #N/A | #N/A
TRUE | VIC | ERTS1266A | East Rowville 12 (AusNet) 66 kV | AusNet | Summer | Non-coincident | 2031 | POE50 | -43.5219 | 86.2168 | VIC East Rowville 12 (AusNet) 66 kV |  |  | FALSE | #N/A | #N/A | #N/A | #N/A | #N/A | #N/A | #N/A | #N/A | #N/A | #N/A
TRUE | VIC | ERTS1266A | East Rowville 12 (AusNet) 66 kV | AusNet | Summer | Non-coincident | 2031 | POE90 | -45.4257 | NA | VIC East Rowville 12 (AusNet) 66 kV |  |  | FALSE | #N/A | #N/A | #N/A | #N/A | #N/A | #N/A | #N/A | #N/A | #N/A | #N/A
TRUE | VIC | ERTS1266A | East Rowville 12 (AusNet) 66 kV | AusNet | Summer | Coincident_unreconciled | 2032 | POE50 | -42.5299 | NA | VIC East Rowville 12 (AusNet) 66 kV |  |  | FALSE | #N/A | #N/A | #N/A | #N/A | #N/A | #N/A | #N/A | #N/A | #N/A | #N/A
TRUE | VIC | ERTS1266A | East Rowville 12 (AusNet) 66 kV | AusNet | Summer | Coincident_unreconciled | 2032 | POE90 | -44.2571 | NA | VIC East Rowville 12 (AusNet) 66 kV |  |  | FALSE | #N/A | #N/A | #N/A | #N/A | #N/A | #N/A | #N/A | #N/A | #N/A | #N/A
TRUE | VIC | ERTS1266A | East Rowville 12 (AusNet) 66 kV | AusNet | Summer | Non-coincident | 2032 | POE50 | -47.0325 | 86.4611 | VIC East Rowville 12 (AusNet) 66 kV |  |  | FALSE | #N/A | #N/A | #N/A | #N/A | #N/A | #N/A | #N/A | #N/A | #N/A | #N/A
TRUE | VIC | ERTS1266A | East Rowville 12 (AusNet) 66 kV | AusNet | Summer | Non-coincident | 2032 | POE90 | -48.9426 | NA | VIC East Rowville 12 (AusNet) 66 kV |  |  | FALSE | #N/A | #N/A | #N/A | #N/A | #N/A | #N/A | #N/A | #N/A | #N/A | #N/A
TRUE | VIC | ERTS1266A | East Rowville 12 (AusNet) 66 kV | AusNet | Summer | Coincident_unreconciled | 2033 | POE50 | -44.7468 | NA | VIC East Rowville 12 (AusNet) 66 kV |  |  | FALSE | #N/A | #N/A | #N/A | #N/A | #N/A | #N/A | #N/A | #N/A | #N/A | #N/A
TRUE | VIC | ERTS1266A | East Rowville 12 (AusNet) 66 kV | AusNet | Summer | Coincident_unreconciled | 2033 | POE90 | -46.4797 | NA | VIC East Rowville 12 (AusNet) 66 kV |  |  | FALSE | #N/A | #N/A | #N/A | #N/A | #N/A | #N/A | #N/A | #N/A | #N/A | #N/A
TRUE | VIC | ERTS1266A | East Rowville 12 (AusNet) 66 kV | AusNet | Summer | Non-coincident | 2033 | POE50 | -49.4842 | 86.8418 | VIC East Rowville 12 (AusNet) 66 kV |  |  | FALSE | #N/A | #N/A | #N/A | #N/A | #N/A | #N/A | #N/A | #N/A | #N/A | #N/A
TRUE | VIC | ERTS1266A | East Rowville 12 (AusNet) 66 kV | AusNet | Summer | Non-coincident | 2033 | POE90 | -51.4006 | NA | VIC East Rowville 12 (AusNet) 66 kV |  |  | FALSE | #N/A | #N/A | #N/A | #N/A | #N/A | #N/A | #N/A | #N/A | #N/A | #N/A
TRUE | VIC | ERTS1266A | East Rowville 12 (AusNet) 66 kV | AusNet | Summer | Coincident_unreconciled | 2034 | POE50 | -47.0835 | NA | VIC East Rowville 12 (AusNet) 66 kV |  |  | FALSE | #N/A | #N/A | #N/A | #N/A | #N/A | #N/A | #N/A | #N/A | #N/A | #N/A
TRUE | VIC | ERTS1266A | East Rowville 12 (AusNet) 66 kV | AusNet | Summer | Coincident_unreconciled | 2034 | POE90 | -48.822 | NA | VIC East Rowville 12 (AusNet) 66 kV |  |  | FALSE | #N/A | #N/A | #N/A | #N/A | #N/A | #N/A | #N/A | #N/A | #N/A | #N/A
TRUE | VIC | ERTS1266A | East Rowville 12 (AusNet) 66 kV | AusNet | Summer | Non-coincident | 2034 | POE50 | -52.0682 | 87.2112 | VIC East Rowville 12 (AusNet) 66 kV |  |  | FALSE | #N/A | #N/A | #N/A | #N/A | #N/A | #N/A | #N/A | #N/A | #N/A | #N/A
TRUE | VIC | ERTS1266A | East Rowville 12 (AusNet) 66 kV | AusNet | Summer | Non-coincident | 2034 | POE90 | -53.9908 | NA | VIC East Rowville 12 (AusNet) 66 kV |  |  | FALSE | #N/A | #N/A | #N/A | #N/A | #N/A | #N/A | #N/A | #N/A | #N/A | #N/A
TRUE | VIC | ERTS1266A | East Rowville 12 (AusNet) 66 kV | AusNet | Summer | Coincident_unreconciled | 2035 | POE50 | -49.8063 | NA | VIC East Rowville 12 (AusNet) 66 kV |  |  | FALSE | #N/A | #N/A | #N/A | #N/A | #N/A | #N/A | #N/A | #N/A | #N/A | #N/A
TRUE | VIC | ERTS1266A | East Rowville 12 (AusNet) 66 kV | AusNet | Summer | Coincident_unreconciled | 2035 | POE90 | -51.5505 | NA | VIC East Rowville 12 (AusNet) 66 kV |  |  | FALSE | #N/A | #N/A | #N/A | #N/A | #N/A | #N/A | #N/A | #N/A | #N/A | #N/A
TRUE | VIC | ERTS1266A | East Rowville 12 (AusNet) 66 kV | AusNet | Summer | Non-coincident | 2035 | POE50 | -55.0793 | 87.5322 | VIC East Rowville 12 (AusNet) 66 kV |  |  | FALSE | #N/A | #N/A | #N/A | #N/A | #N/A | #N/A | #N/A | #N/A | #N/A | #N/A
TRUE | VIC | ERTS1266A | East Rowville 12 (AusNet) 66 kV | AusNet | Summer | Non-coincident | 2035 | POE90 | -57.0082 | NA | VIC East Rowville 12 (AusNet) 66 kV |  |  | FALSE | #N/A | #N/A | #N/A | #N/A | #N/A | #N/A | #N/A | #N/A | #N/A | #N/A
TRUE | VIC | ERTS1266A | East Rowville 12 (AusNet) 66 kV | AusNet | Summer | Non-coincident | 2025 | BASEYEARPOE10 | NA | 101.6349 | VIC East Rowville 12 (AusNet) 66 kV |  |  | FALSE | #N/A | #N/A | #N/A | #N/A | #N/A | #N/A | #N/A | #N/A | #N/A | #N/A
TRUE | VIC | ERTS1266A | East Rowville 12 (AusNet) 66 kV | AusNet | Summer | Coincident | 2026 | POE10 | NA | 90.3097 | VIC East Rowville 12 (AusNet) 66 kV |  |  | FALSE | #N/A | #N/A | #N/A | #N/A | #N/A | #N/A | #N/A | #N/A | #N/A | #N/A
TRUE | VIC | ERTS1266A | East Rowville 12 (AusNet) 66 kV | AusNet | Summer | Coincident | 2026 | POE50 | NA | 79.9418 | VIC East Rowville 12 (AusNet) 66 kV |  |  | FALSE | #N/A | #N/A | #N/A | #N/A | #N/A | #N/A | #N/A | #N/A | #N/A | #N/A
TRUE | VIC | ERTS1266A | East Rowville 12 (AusNet) 66 kV | AusNet | Summer | Non-coincident | 2026 | POE10 | NA | 103.2387 | VIC East Rowville 12 (AusNet) 66 kV |  |  | FALSE | #N/A | #N/A | #N/A | #N/A | #N/A | #N/A | #N/A | #N/A | #N/A | #N/A
TRUE | VIC | ERTS1266A | East Rowville 12 (AusNet) 66 kV | AusNet | Summer | Coincident | 2027 | POE10 | NA | 85.7088 | VIC East Rowville 12 (AusNet) 66 kV |  |  | FALSE | #N/A | #N/A | #N/A | #N/A | #N/A | #N/A | #N/A | #N/A | #N/A | #N/A
TRUE | VIC | ERTS1266A | East Rowville 12 (AusNet) 66 kV | AusNet | Summer | Coincident | 2027 | POE50 | NA | 74.9918 | VIC East Rowville 12 (AusNet) 66 kV |  |  | FALSE | #N/A | #N/A | #N/A | #N/A | #N/A | #N/A | #N/A | #N/A | #N/A | #N/A
TRUE | VIC | ERTS1266A | East Rowville 12 (AusNet) 66 kV | AusNet | Summer | Non-coincident | 2027 | POE10 | NA | 100.6289 | VIC East Rowville 12 (AusNet) 66 kV |  |  | FALSE | #N/A | #N/A | #N/A | #N/A | #N/A | #N/A | #N/A | #N/A | #N/A | #N/A
TRUE | VIC | ERTS1266A | East Rowville 12 (AusNet) 66 kV | AusNet | Summer | Coincident | 2028 | POE10 | NA | 83.6802 | VIC East Rowville 12 (AusNet) 66 kV |  |  | FALSE | #N/A | #N/A | #N/A | #N/A | #N/A | #N/A | #N/A | #N/A | #N/A | #N/A
TRUE | VIC | ERTS1266A | East Rowville 12 (AusNet) 66 kV | AusNet | Summer | Coincident | 2028 | POE50 | NA | 72.631 | VIC East Rowville 12 (AusNet) 66 kV |  |  | FALSE | #N/A | #N/A | #N/A | #N/A | #N/A | #N/A | #N/A | #N/A | #N/A | #N/A
TRUE | VIC | ERTS1266A | East Rowville 12 (AusNet) 66 kV | AusNet | Summer | Non-coincident | 2028 | POE10 | NA | 100.6634 | VIC East Rowville 12 (AusNet) 66 kV |  |  | FALSE | #N/A | #N/A | #N/A | #N/A | #N/A | #N/A | #N/A | #N/A | #N/A | #N/A
TRUE | VIC | ERTS1266A | East Rowville 12 (AusNet) 66 kV | AusNet | Summer | Coincident | 2029 | POE10 | NA | 82.2738 | VIC East Rowville 12 (AusNet) 66 kV |  |  | FALSE | #N/A | #N/A | #N/A | #N/A | #N/A | #N/A | #N/A | #N/A | #N/A | #N/A
TRUE | VIC | ERTS1266A | East Rowville 12 (AusNet) 66 kV | AusNet | Summer | Coincident | 2029 | POE50 | NA | 71.426 | VIC East Rowville 12 (AusNet) 66 kV |  |  | FALSE | #N/A | #N/A | #N/A | #N/A | #N/A | #N/A | #N/A | #N/A | #N/A | #N/A
TRUE | VIC | ERTS1266A | East Rowville 12 (AusNet) 66 kV | AusNet | Summer | Non-coincident | 2029 | POE10 | NA | 100.7695 | VIC East Rowville 12 (AusNet) 66 kV |  |  | FALSE | #N/A | #N/A | #N/A | #N/A | #N/A | #N/A | #N/A | #N/A | #N/A | #N/A
TRUE | VIC | ERTS1266A | East Rowville 12 (AusNet) 66 kV | AusNet | Summer | Coincident | 2030 | POE10 | NA | 81.1933 | VIC East Rowville 12 (AusNet) 66 kV |  |  | FALSE | #N/A | #N/A | #N/A | #N/A | #N/A | #N/A | #N/A | #N/A | #N/A | #N/A
TRUE | VIC | ERTS1266A | East Rowville 12 (AusNet) 66 kV | AusNet | Summer | Coincident | 2030 | POE50 | NA | 70.2466 | VIC East Rowville 12 (AusNet) 66 kV |  |  | FALSE | #N/A | #N/A | #N/A | #N/A | #N/A | #N/A | #N/A | #N/A | #N/A | #N/A
TRUE | VIC | ERTS1266A | East Rowville 12 (AusNet) 66 kV | AusNet | Summer | Non-coincident | 2030 | POE10 | NA | 100.9307 | VIC East Rowville 12 (AusNet) 66 kV |  |  | FALSE | #N/A | #N/A | #N/A | #N/A | #N/A | #N/A | #N/A | #N/A | #N/A | #N/A
TRUE | VIC | ERTS1266A | East Rowville 12 (AusNet) 66 kV | AusNet | Summer | Coincident | 2031 | POE10 | NA | 79.2247 | VIC East Rowville 12 (AusNet) 66 kV |  |  | FALSE | #N/A | #N/A | #N/A | #N/A | #N/A | #N/A | #N/A | #N/A | #N/A | #N/A
TRUE | VIC | ERTS1266A | East Rowville 12 (AusNet) 66 kV | AusNet | Summer | Coincident | 2031 | POE50 | NA | 68.8487 | VIC East Rowville 12 (AusNet) 66 kV |  |  | FALSE | #N/A | #N/A | #N/A | #N/A | #N/A | #N/A | #N/A | #N/A | #N/A | #N/A
TRUE | VIC | ERTS1266A | East Rowville 12 (AusNet) 66 kV | AusNet | Summer | Non-coincident | 2031 | POE10 | NA | 101.0468 | VIC East Rowville 12 (AusNet) 66 kV |  |  | FALSE | #N/A | #N/A | #N/A | #N/A | #N/A | #N/A | #N/A | #N/A | #N/A | #N/A
TRUE | VIC | ERTS1266A | East Rowville 12 (AusNet) 66 kV | AusNet | Summer | Coincident | 2032 | POE10 | NA | 77.0818 | VIC East Rowville 12 (AusNet) 66 kV |  |  | FALSE | #N/A | #N/A | #N/A | #N/A | #N/A | #N/A | #N/A | #N/A | #N/A | #N/A
TRUE | VIC | ERTS1266A | East Rowville 12 (AusNet) 66 kV | AusNet | Summer | Coincident | 2032 | POE50 | NA | 66.8453 | VIC East Rowville 12 (AusNet) 66 kV |  |  | FALSE | #N/A | #N/A | #N/A | #N/A | #N/A | #N/A | #N/A | #N/A | #N/A | #N/A
TRUE | VIC | ERTS1266A | East Rowville 12 (AusNet) 66 kV | AusNet | Summer | Non-coincident | 2032 | POE10 | NA | 101.3405 | VIC East Rowville 12 (AusNet) 66 kV |  |  | FALSE | #N/A | #N/A | #N/A | #N/A | #N/A | #N/A | #N/A | #N/A | #N/A | #N/A
TRUE | VIC | ERTS1266A | East Rowville 12 (AusNet) 66 kV | AusNet | Summer | Coincident | 2033 | POE10 | NA | 75.5954 | VIC East Rowville 12 (AusNet) 66 kV |  |  | FALSE | #N/A | #N/A | #N/A | #N/A | #N/A | #N/A | #N/A | #N/A | #N/A | #N/A
TRUE | VIC | ERTS1266A | East Rowville 12 (AusNet) 66 kV | AusNet | Summer | Coincident | 2033 | POE50 | NA | 64.9537 | VIC East Rowville 12 (AusNet) 66 kV |  |  | FALSE | #N/A | #N/A | #N/A | #N/A | #N/A | #N/A | #N/A | #N/A | #N/A | #N/A
TRUE | VIC | ERTS1266A | East Rowville 12 (AusNet) 66 kV | AusNet | Summer | Non-coincident | 2033 | POE10 | NA | 101.7698 | VIC East Rowville 12 (AusNet) 66 kV |  |  | FALSE | #N/A | #N/A | #N/A | #N/A | #N/A | #N/A | #N/A | #N/A | #N/A | #N/A
TRUE | VIC | ERTS1266A | East Rowville 12 (AusNet) 66 kV | AusNet | Summer | Coincident | 2034 | POE10 | NA | 75.118 | VIC East Rowville 12 (AusNet) 66 kV |  |  | FALSE | #N/A | #N/A | #N/A | #N/A | #N/A | #N/A | #N/A | #N/A | #N/A | #N/A
TRUE | VIC | ERTS1266A | East Rowville 12 (AusNet) 66 kV | AusNet | Summer | Coincident | 2034 | POE50 | NA | 64.6159 | VIC East Rowville 12 (AusNet) 66 kV |  |  | FALSE | #N/A | #N/A | #N/A | #N/A | #N/A | #N/A | #N/A | #N/A | #N/A | #N/A
TRUE | VIC | ERTS1266A | East Rowville 12 (AusNet) 66 kV | AusNet | Summer | Non-coincident | 2034 | POE10 | NA | 102.1879 | VIC East Rowville 12 (AusNet) 66 kV |  |  | FALSE | #N/A | #N/A | #N/A | #N/A | #N/A | #N/A | #N/A | #N/A | #N/A | #N/A
TRUE | VIC | ERTS1266A | East Rowville 12 (AusNet) 66 kV | AusNet | Summer | Coincident | 2035 | POE10 | NA | 74.9258 | VIC East Rowville 12 (AusNet) 66 kV |  |  | FALSE | #N/A | #N/A | #N/A | #N/A | #N/A | #N/A | #N/A | #N/A | #N/A | #N/A
TRUE | VIC | ERTS1266A | East Rowville 12 (AusNet) 66 kV | AusNet | Summer | Coincident | 2035 | POE50 | NA | 64.4608 | VIC East Rowville 12 (AusNet) 66 kV |  |  | FALSE | #N/A | #N/A | #N/A | #N/A | #N/A | #N/A | #N/A | #N/A | #N/A | #N/A
TRUE | VIC | ERTS1266A | East Rowville 12 (AusNet) 66 kV | AusNet | Summer | Non-coincident | 2035 | POE10 | NA | 102.5576 | VIC East Rowville 12 (AusNet) 66 kV |  |  | FALSE | #N/A | #N/A | #N/A | #N/A | #N/A | #N/A | #N/A | #N/A | #N/A | #N/A
TRUE | VIC | ERTS1266A | East Rowville 12 (AusNet) 66 kV | AusNet | Winter | Coincident | 2018 | ACTUAL_OPG | NA | 66.6619 | VIC East Rowville 12 (AusNet) 66 kV |  |  | FALSE | #N/A | #N/A | #N/A | #N/A | #N/A | #N/A | #N/A | #N/A | #N/A | #N/A
TRUE | VIC | ERTS1266A | East Rowville 12 (AusNet) 66 kV | AusNet | Winter | Coincident | 2018 | ACTUAL_RAW | NA | 66.6619 | VIC East Rowville 12 (AusNet) 66 kV |  |  | FALSE | #N/A | #N/A | #N/A | #N/A | #N/A | #N/A | #N/A | #N/A | #N/A | #N/A
TRUE | VIC | ERTS1266A | East Rowville 12 (AusNet) 66 kV | AusNet | Winter | Non-coincident | 2018 | ACTUAL_RAW | NA | 69.2666 | VIC East Rowville 12 (AusNet) 66 kV |  |  | FALSE | #N/A | #N/A | #N/A | #N/A | #N/A | #N/A | #N/A | #N/A | #N/A | #N/A
TRUE | VIC | ERTS1266A | East Rowville 12 (AusNet) 66 kV | AusNet | Winter | Non-coincident | 2018 | ACTUAL_OPG | NA | 69.2666 | VIC East Rowville 12 (AusNet) 66 kV |  |  | FALSE | #N/A | #N/A | #N/A | #N/A | #N/A | #N/A | #N/A | #N/A | #N/A | #N/A
TRUE | VIC | ERTS1266A | East Rowville 12 (AusNet) 66 kV | AusNet | Winter | Non-coincident | 2018 | ACTUAL_ADJUSTEDOPG | NA | 69.2666 | VIC East Rowville 12 (AusNet) 66 kV |  |  | FALSE | #N/A | #N/A | #N/A | #N/A | #N/A | #N/A | #N/A | #N/A | #N/A | #N/A
TRUE | VIC | ERTS1266A | East Rowville 12 (AusNet) 66 kV | AusNet | Winter | Coincident | 2019 | ACTUAL_OPG | NA | 70.2593 | VIC East Rowville 12 (AusNet) 66 kV |  |  | FALSE | #N/A | #N/A | #N/A | #N/A | #N/A | #N/A | #N/A | #N/A | #N/A | #N/A
TRUE | VIC | ERTS1266A | East Rowville 12 (AusNet) 66 kV | AusNet | Winter | Coincident | 2019 | ACTUAL_RAW | NA | 70.2593 | VIC East Rowville 12 (AusNet) 66 kV |  |  | FALSE | #N/A | #N/A | #N/A | #N/A | #N/A | #N/A | #N/A | #N/A | #N/A | #N/A
TRUE | VIC | ERTS1266A | East Rowville 12 (AusNet) 66 kV | AusNet | Winter | Non-coincident | 2019 | ACTUAL_RAW | NA | 70.7385 | VIC East Rowville 12 (AusNet) 66 kV |  |  | FALSE | #N/A | #N/A | #N/A | #N/A | #N/A | #N/A | #N/A | #N/A | #N/A | #N/A
TRUE | VIC | ERTS1266A | East Rowville 12 (AusNet) 66 kV | AusNet | Winter | Non-coincident | 2019 | ACTUAL_OPG | NA | 70.7385 | VIC East Rowville 12 (AusNet) 66 kV |  |  | FALSE | #N/A | #N/A | #N/A | #N/A | #N/A | #N/A | #N/A | #N/A | #N/A | #N/A
TRUE | VIC | ERTS1266A | East Rowville 12 (AusNet) 66 kV | AusNet | Winter | Non-coincident | 2019 | ACTUAL_ADJUSTEDOPG | NA | 70.7385 | VIC East Rowville 12 (AusNet) 66 kV |  |  | FALSE | #N/A | #N/A | #N/A | #N/A | #N/A | #N/A | #N/A | #N/A | #N/A | #N/A
TRUE | VIC | ERTS1266A | East Rowville 12 (AusNet) 66 kV | AusNet | Winter | Coincident | 2020 | ACTUAL_OPG | NA | 77.6451 | VIC East Rowville 12 (AusNet) 66 kV |  |  | FALSE | #N/A | #N/A | #N/A | #N/A | #N/A | #N/A | #N/A | #N/A | #N/A | #N/A
TRUE | VIC | ERTS1266A | East Rowville 12 (AusNet) 66 kV | AusNet | Winter | Coincident | 2020 | ACTUAL_RAW | NA | 77.6451 | VIC East Rowville 12 (AusNet) 66 kV |  |  | FALSE | #N/A | #N/A | #N/A | #N/A | #N/A | #N/A | #N/A | #N/A | #N/A | #N/A
TRUE | VIC | ERTS1266A | East Rowville 12 (AusNet) 66 kV | AusNet | Winter | Non-coincident | 2020 | ACTUAL_RAW | NA | 77.6451 | VIC East Rowville 12 (AusNet) 66 kV |  |  | FALSE | #N/A | #N/A | #N/A | #N/A | #N/A | #N/A | #N/A | #N/A | #N/A | #N/A
TRUE | VIC | ERTS1266A | East Rowville 12 (AusNet) 66 kV | AusNet | Winter | Non-coincident | 2020 | ACTUAL_OPG | NA | 77.6451 | VIC East Rowville 12 (AusNet) 66 kV |  |  | FALSE | #N/A | #N/A | #N/A | #N/A | #N/A | #N/A | #N/A | #N/A | #N/A | #N/A
TRUE | VIC | ERTS1266A | East Rowville 12 (AusNet) 66 kV | AusNet | Winter | Non-coincident | 2020 | ACTUAL_ADJUSTEDOPG | NA | 77.6451 | VIC East Rowville 12 (AusNet) 66 kV |  |  | FALSE | #N/A | #N/A | #N/A | #N/A | #N/A | #N/A | #N/A | #N/A | #N/A | #N/A
TRUE | VIC | ERTS1266A | East Rowville 12 (AusNet) 66 kV | AusNet | Winter | Coincident | 2021 | ACTUAL_OPG | NA | 72.4687 | VIC East Rowville 12 (AusNet) 66 kV |  |  | FALSE | #N/A | #N/A | #N/A | #N/A | #N/A | #N/A | #N/A | #N/A | #N/A | #N/A
TRUE | VIC | ERTS1266A | East Rowville 12 (AusNet) 66 kV | AusNet | Winter | Coincident | 2021 | ACTUAL_RAW | NA | 72.4687 | VIC East Rowville 12 (AusNet) 66 kV |  |  | FALSE | #N/A | #N/A | #N/A | #N/A | #N/A | #N/A | #N/A | #N/A | #N/A | #N/A
TRUE | VIC | ERTS1266A | East Rowville 12 (AusNet) 66 kV | AusNet | Winter | Non-coincident | 2021 | ACTUAL_RAW | NA | 77.9715 | VIC East Rowville 12 (AusNet) 66 kV |  |  | FALSE | #N/A | #N/A | #N/A | #N/A | #N/A | #N/A | #N/A | #N/A | #N/A | #N/A
TRUE | VIC | ERTS1266A | East Rowville 12 (AusNet) 66 kV | AusNet | Winter | Non-coincident | 2021 | ACTUAL_OPG | NA | 77.9715 | VIC East Rowville 12 (AusNet) 66 kV |  |  | FALSE | #N/A | #N/A | #N/A | #N/A | #N/A | #N/A | #N/A | #N/A | #N/A | #N/A
TRUE | VIC | ERTS1266A | East Rowville 12 (AusNet) 66 kV | AusNet | Winter | Non-coincident | 2021 | ACTUAL_ADJUSTEDOPG | NA | 77.9715 | VIC East Rowville 12 (AusNet) 66 kV |  |  | FALSE | #N/A | #N/A | #N/A | #N/A | #N/A | #N/A | #N/A | #N/A | #N/A | #N/A
TRUE | VIC | ERTS1266A | East Rowville 12 (AusNet) 66 kV | AusNet | Winter | Coincident | 2022 | ACTUAL_OPG | NA | 53.5158 | VIC East Rowville 12 (AusNet) 66 kV |  |  | FALSE | #N/A | #N/A | #N/A | #N/A | #N/A | #N/A | #N/A | #N/A | #N/A | #N/A
TRUE | VIC | ERTS1266A | East Rowville 12 (AusNet) 66 kV | AusNet | Winter | Coincident | 2022 | ACTUAL_RAW | NA | 53.5158 | VIC East Rowville 12 (AusNet) 66 kV |  |  | FALSE | #N/A | #N/A | #N/A | #N/A | #N/A | #N/A | #N/A | #N/A | #N/A | #N/A
TRUE | VIC | ERTS1266A | East Rowville 12 (AusNet) 66 kV | AusNet | Winter | Non-coincident | 2022 | ACTUAL_RAW | NA | 56.0556 | VIC East Rowville 12 (AusNet) 66 kV |  |  | FALSE | #N/A | #N/A | #N/A | #N/A | #N/A | #N/A | #N/A | #N/A | #N/A | #N/A
TRUE | VIC | ERTS1266A | East Rowville 12 (AusNet) 66 kV | AusNet | Winter | Non-coincident | 2022 | ACTUAL_OPG | NA | 56.0556 | VIC East Rowville 12 (AusNet) 66 kV |  |  | FALSE | #N/A | #N/A | #N/A | #N/A | #N/A | #N/A | #N/A | #N/A | #N/A | #N/A
TRUE | VIC | ERTS1266A | East Rowville 12 (AusNet) 66 kV | AusNet | Winter | Non-coincident | 2022 | ACTUAL_ADJUSTEDOPG | NA | 56.0556 | VIC East Rowville 12 (AusNet) 66 kV |  |  | FALSE | #N/A | #N/A | #N/A | #N/A | #N/A | #N/A | #N/A | #N/A | #N/A | #N/A
TRUE | VIC | ERTS1266A | East Rowville 12 (AusNet) 66 kV | AusNet | Winter | Coincident | 2023 | ACTUAL_OPG | NA | 59.6569 | VIC East Rowville 12 (AusNet) 66 kV |  |  | FALSE | #N/A | #N/A | #N/A | #N/A | #N/A | #N/A | #N/A | #N/A | #N/A | #N/A
TRUE | VIC | ERTS1266A | East Rowville 12 (AusNet) 66 kV | AusNet | Winter | Coincident | 2023 | ACTUAL_RAW | NA | 59.6569 | VIC East Rowville 12 (AusNet) 66 kV |  |  | FALSE | #N/A | #N/A | #N/A | #N/A | #N/A | #N/A | #N/A | #N/A | #N/A | #N/A
TRUE | VIC | ERTS1266A | East Rowville 12 (AusNet) 66 kV | AusNet | Winter | Non-coincident | 2023 | ACTUAL_RAW | NA | 60.767 | VIC East Rowville 12 (AusNet) 66 kV |  |  | FALSE | #N/A | #N/A | #N/A | #N/A | #N/A | #N/A | #N/A | #N/A | #N/A | #N/A
TRUE | VIC | ERTS1266A | East Rowville 12 (AusNet) 66 kV | AusNet | Winter | Non-coincident | 2023 | ACTUAL_OPG | NA | 60.767 | VIC East Rowville 12 (AusNet) 66 kV |  |  | FALSE | #N/A | #N/A | #N/A | #N/A | #N/A | #N/A | #N/A | #N/A | #N/A | #N/A
TRUE | VIC | ERTS1266A | East Rowville 12 (AusNet) 66 kV | AusNet | Winter | Non-coincident | 2023 | ACTUAL_ADJUSTEDOPG | NA | 60.767 | VIC East Rowville 12 (AusNet) 66 kV |  |  | FALSE | #N/A | #N/A | #N/A | #N/A | #N/A | #N/A | #N/A | #N/A | #N/A | #N/A
TRUE | VIC | ERTS1266A | East Rowville 12 (AusNet) 66 kV | AusNet | Winter | Coincident | 2024 | ACTUAL_OPG | NA | 62.333 | VIC East Rowville 12 (AusNet) 66 kV |  |  | FALSE | #N/A | #N/A | #N/A | #N/A | #N/A | #N/A | #N/A | #N/A | #N/A | #N/A
TRUE | VIC | ERTS1266A | East Rowville 12 (AusNet) 66 kV | AusNet | Winter | Coincident | 2024 | ACTUAL_RAW | NA | 62.333 | VIC East Rowville 12 (AusNet) 66 kV |  |  | FALSE | #N/A | #N/A | #N/A | #N/A | #N/A | #N/A | #N/A | #N/A | #N/A | #N/A
TRUE | VIC | ERTS1266A | East Rowville 12 (AusNet) 66 kV | AusNet | Winter | Non-coincident | 2024 | ACTUAL_RAW | NA | 62.333 | VIC East Rowville 12 (AusNet) 66 kV |  |  | FALSE | #N/A | #N/A | #N/A | #N/A | #N/A | #N/A | #N/A | #N/A | #N/A | #N/A
TRUE | VIC | ERTS1266A | East Rowville 12 (AusNet) 66 kV | AusNet | Winter | Non-coincident | 2024 | ACTUAL_OPG | NA | 62.333 | VIC East Rowville 12 (AusNet) 66 kV |  |  | FALSE | #N/A | #N/A | #N/A | #N/A | #N/A | #N/A | #N/A | #N/A | #N/A | #N/A
TRUE | VIC | ERTS1266A | East Rowville 12 (AusNet) 66 kV | AusNet | Winter | Non-coincident | 2024 | ACTUAL_ADJUSTEDOPG | NA | 62.333 | VIC East Rowville 12 (AusNet) 66 kV |  |  | FALSE | #N/A | #N/A | #N/A | #N/A | #N/A | #N/A | #N/A | #N/A | #N/A | #N/A
TRUE | VIC | ERTS1266A | East Rowville 12 (AusNet) 66 kV | AusNet | Winter | Coincident | 2025 | POE10 | NA | 74.4984 | VIC East Rowville 12 (AusNet) 66 kV |  |  | FALSE | #N/A | #N/A | #N/A | #N/A | #N/A | #N/A | #N/A | #N/A | #N/A | #N/A
TRUE | VIC | ERTS1266A | East Rowville 12 (AusNet) 66 kV | AusNet | Winter | Coincident | 2025 | POE50 | NA | 73.3629 | VIC East Rowville 12 (AusNet) 66 kV |  |  | FALSE | #N/A | #N/A | #N/A | #N/A | #N/A | #N/A | #N/A | #N/A | #N/A | #N/A
TRUE | VIC | ERTS1266A | East Rowville 12 (AusNet) 66 kV | AusNet | Winter | Non-coincident | 2025 | ACTUAL_RAW | NA | 60.5868 | VIC East Rowville 12 (AusNet) 66 kV |  |  | FALSE | #N/A | #N/A | #N/A | #N/A | #N/A | #N/A | #N/A | #N/A | #N/A | #N/A
TRUE | VIC | ERTS1266A | East Rowville 12 (AusNet) 66 kV | AusNet | Winter | Non-coincident | 2025 | ACTUAL_ADJUSTEDOPG | NA | 60.5868 | VIC East Rowville 12 (AusNet) 66 kV |  |  | FALSE | #N/A | #N/A | #N/A | #N/A | #N/A | #N/A | #N/A | #N/A | #N/A | #N/A
TRUE | VIC | ERTS1266A | East Rowville 12 (AusNet) 66 kV | AusNet | Winter | Non-coincident | 2025 | BASEYEARPOE50 | NA | 78.8305 | VIC East Rowville 12 (AusNet) 66 kV |  |  | FALSE | #N/A | #N/A | #N/A | #N/A | #N/A | #N/A | #N/A | #N/A | #N/A | #N/A
TRUE | VIC | ERTS1266A | East Rowville 12 (AusNet) 66 kV | AusNet | Winter | Non-coincident | 2025 | BASEYEARPOE10 | NA | 80.7435 | VIC East Rowville 12 (AusNet) 66 kV |  |  | FALSE | #N/A | #N/A | #N/A | #N/A | #N/A | #N/A | #N/A | #N/A | #N/A | #N/A
TRUE | VIC | ERTS1266A | East Rowville 12 (AusNet) 66 kV | AusNet | Winter | Non-coincident | 2025 | POE10 | NA | 80.8015 | VIC East Rowville 12 (AusNet) 66 kV |  |  | FALSE | #N/A | #N/A | #N/A | #N/A | #N/A | #N/A | #N/A | #N/A | #N/A | #N/A
TRUE | VIC | ERTS1266A | East Rowville 12 (AusNet) 66 kV | AusNet | Winter | Non-coincident | 2025 | POE50 | NA | 78.8923 | VIC East Rowville 12 (AusNet) 66 kV |  |  | FALSE | #N/A | #N/A | #N/A | #N/A | #N/A | #N/A | #N/A | #N/A | #N/A | #N/A
TRUE | VIC | ERTS1266A | East Rowville 12 (AusNet) 66 kV | AusNet | Winter | Coincident | 2026 | POE10 | NA | 70.1965 | VIC East Rowville 12 (AusNet) 66 kV |  |  | FALSE | #N/A | #N/A | #N/A | #N/A | #N/A | #N/A | #N/A | #N/A | #N/A | #N/A
TRUE | VIC | ERTS1266A | East Rowville 12 (AusNet) 66 kV | AusNet | Winter | Coincident | 2026 | POE50 | NA | 68.9543 | VIC East Rowville 12 (AusNet) 66 kV |  |  | FALSE | #N/A | #N/A | #N/A | #N/A | #N/A | #N/A | #N/A | #N/A | #N/A | #N/A
TRUE | VIC | ERTS1266A | East Rowville 12 (AusNet) 66 kV | AusNet | Winter | Non-coincident | 2026 | POE10 | NA | 79.023 | VIC East Rowville 12 (AusNet) 66 kV |  |  | FALSE | #N/A | #N/A | #N/A | #N/A | #N/A | #N/A | #N/A | #N/A | #N/A | #N/A
TRUE | VIC | ERTS1266A | East Rowville 12 (AusNet) 66 kV | AusNet | Winter | Non-coincident | 2026 | POE50 | NA | 77.1077 | VIC East Rowville 12 (AusNet) 66 kV |  |  | FALSE | #N/A | #N/A | #N/A | #N/A | #N/A | #N/A | #N/A | #N/A | #N/A | #N/A
TRUE | VIC | ERTS1266A | East Rowville 12 (AusNet) 66 kV | AusNet | Winter | Coincident | 2027 | POE10 | NA | 65.8016 | VIC East Rowville 12 (AusNet) 66 kV |  |  | FALSE | #N/A | #N/A | #N/A | #N/A | #N/A | #N/A | #N/A | #N/A | #N/A | #N/A
TRUE | VIC | ERTS1266A | East Rowville 12 (AusNet) 66 kV | AusNet | Winter | Coincident | 2027 | POE50 | NA | 64.4216 | VIC East Rowville 12 (AusNet) 66 kV |  |  | FALSE | #N/A | #N/A | #N/A | #N/A | #N/A | #N/A | #N/A | #N/A | #N/A | #N/A
TRUE | VIC | ERTS1266A | East Rowville 12 (AusNet) 66 kV | AusNet | Winter | Non-coincident | 2027 | POE10 | NA | 76.8814 | VIC East Rowville 12 (AusNet) 66 kV |  |  | FALSE | #N/A | #N/A | #N/A | #N/A | #N/A | #N/A | #N/A | #N/A | #N/A | #N/A
TRUE | VIC | ERTS1266A | East Rowville 12 (AusNet) 66 kV | AusNet | Winter | Non-coincident | 2027 | POE50 | NA | 74.9595 | VIC East Rowville 12 (AusNet) 66 kV |  |  | FALSE | #N/A | #N/A | #N/A | #N/A | #N/A | #N/A | #N/A | #N/A | #N/A | #N/A
TRUE | VIC | ERTS1266A | East Rowville 12 (AusNet) 66 kV | AusNet | Winter | Coincident | 2028 | POE10 | NA | 64.8975 | VIC East Rowville 12 (AusNet) 66 kV |  |  | FALSE | #N/A | #N/A | #N/A | #N/A | #N/A | #N/A | #N/A | #N/A | #N/A | #N/A
TRUE | VIC | ERTS1266A | East Rowville 12 (AusNet) 66 kV | AusNet | Winter | Coincident | 2028 | POE50 | NA | 63.5903 | VIC East Rowville 12 (AusNet) 66 kV |  |  | FALSE | #N/A | #N/A | #N/A | #N/A | #N/A | #N/A | #N/A | #N/A | #N/A | #N/A
TRUE | VIC | ERTS1266A | East Rowville 12 (AusNet) 66 kV | AusNet | Winter | Non-coincident | 2028 | POE10 | NA | 77.3139 | VIC East Rowville 12 (AusNet) 66 kV |  |  | FALSE | #N/A | #N/A | #N/A | #N/A | #N/A | #N/A | #N/A | #N/A | #N/A | #N/A
TRUE | VIC | ERTS1266A | East Rowville 12 (AusNet) 66 kV | AusNet | Winter | Non-coincident | 2028 | POE50 | NA | 75.3854 | VIC East Rowville 12 (AusNet) 66 kV |  |  | FALSE | #N/A | #N/A | #N/A | #N/A | #N/A | #N/A | #N/A | #N/A | #N/A | #N/A
TRUE | VIC | ERTS1266A | East Rowville 12 (AusNet) 66 kV | AusNet | Winter | Coincident | 2029 | POE10 | NA | 64.5261 | VIC East Rowville 12 (AusNet) 66 kV |  |  | FALSE | #N/A | #N/A | #N/A | #N/A | #N/A | #N/A | #N/A | #N/A | #N/A | #N/A
TRUE | VIC | ERTS1266A | East Rowville 12 (AusNet) 66 kV | AusNet | Winter | Coincident | 2029 | POE50 | NA | 63.2531 | VIC East Rowville 12 (AusNet) 66 kV |  |  | FALSE | #N/A | #N/A | #N/A | #N/A | #N/A | #N/A | #N/A | #N/A | #N/A | #N/A
TRUE | VIC | ERTS1266A | East Rowville 12 (AusNet) 66 kV | AusNet | Winter | Non-coincident | 2029 | POE10 | NA | 77.8211 | VIC East Rowville 12 (AusNet) 66 kV |  |  | FALSE | #N/A | #N/A | #N/A | #N/A | #N/A | #N/A | #N/A | #N/A | #N/A | #N/A
TRUE | VIC | ERTS1266A | East Rowville 12 (AusNet) 66 kV | AusNet | Winter | Non-coincident | 2029 | POE50 | NA | 75.8859 | VIC East Rowville 12 (AusNet) 66 kV |  |  | FALSE | #N/A | #N/A | #N/A | #N/A | #N/A | #N/A | #N/A | #N/A | #N/A | #N/A
TRUE | VIC | ERTS1266A | East Rowville 12 (AusNet) 66 kV | AusNet | Winter | Coincident | 2030 | POE10 | NA | 64.0501 | VIC East Rowville 12 (AusNet) 66 kV |  |  | FALSE | #N/A | #N/A | #N/A | #N/A | #N/A | #N/A | #N/A | #N/A | #N/A | #N/A
TRUE | VIC | ERTS1266A | East Rowville 12 (AusNet) 66 kV | AusNet | Winter | Coincident | 2030 | POE50 | NA | 62.7776 | VIC East Rowville 12 (AusNet) 66 kV |  |  | FALSE | #N/A | #N/A | #N/A | #N/A | #N/A | #N/A | #N/A | #N/A | #N/A | #N/A
TRUE | VIC | ERTS1266A | East Rowville 12 (AusNet) 66 kV | AusNet | Winter | Non-coincident | 2030 | POE10 | NA | 78.3307 | VIC East Rowville 12 (AusNet) 66 kV |  |  | FALSE | #N/A | #N/A | #N/A | #N/A | #N/A | #N/A | #N/A | #N/A | #N/A | #N/A
TRUE | VIC | ERTS1266A | East Rowville 12 (AusNet) 66 kV | AusNet | Winter | Non-coincident | 2030 | POE50 | NA | 76.3889 | VIC East Rowville 12 (AusNet) 66 kV |  |  | FALSE | #N/A | #N/A | #N/A | #N/A | #N/A | #N/A | #N/A | #N/A | #N/A | #N/A
TRUE | VIC | ERTS1266A | East Rowville 12 (AusNet) 66 kV | AusNet | Winter | Coincident | 2031 | POE10 | NA | 63.6956 | VIC East Rowville 12 (AusNet) 66 kV |  |  | FALSE | #N/A | #N/A | #N/A | #N/A | #N/A | #N/A | #N/A | #N/A | #N/A | #N/A
TRUE | VIC | ERTS1266A | East Rowville 12 (AusNet) 66 kV | AusNet | Winter | Coincident | 2031 | POE50 | NA | 62.4377 | VIC East Rowville 12 (AusNet) 66 kV |  |  | FALSE | #N/A | #N/A | #N/A | #N/A | #N/A | #N/A | #N/A | #N/A | #N/A | #N/A
TRUE | VIC | ERTS1266A | East Rowville 12 (AusNet) 66 kV | AusNet | Winter | Non-coincident | 2031 | POE10 | NA | 78.8662 | VIC East Rowville 12 (AusNet) 66 kV |  |  | FALSE | #N/A | #N/A | #N/A | #N/A | #N/A | #N/A | #N/A | #N/A | #N/A | #N/A
TRUE | VIC | ERTS1266A | East Rowville 12 (AusNet) 66 kV | AusNet | Winter | Non-coincident | 2031 | POE50 | NA | 76.9177 | VIC East Rowville 12 (AusNet) 66 kV |  |  | FALSE | #N/A | #N/A | #N/A | #N/A | #N/A | #N/A | #N/A | #N/A | #N/A | #N/A
TRUE | VIC | ERTS1266A | East Rowville 12 (AusNet) 66 kV | AusNet | Winter | Coincident | 2032 | POE10 | NA | 62.8324 | VIC East Rowville 12 (AusNet) 66 kV |  |  | FALSE | #N/A | #N/A | #N/A | #N/A | #N/A | #N/A | #N/A | #N/A | #N/A | #N/A
TRUE | VIC | ERTS1266A | East Rowville 12 (AusNet) 66 kV | AusNet | Winter | Coincident | 2032 | POE50 | NA | 61.4808 | VIC East Rowville 12 (AusNet) 66 kV |  |  | FALSE | #N/A | #N/A | #N/A | #N/A | #N/A | #N/A | #N/A | #N/A | #N/A | #N/A
TRUE | VIC | ERTS1266A | East Rowville 12 (AusNet) 66 kV | AusNet | Winter | Non-coincident | 2032 | POE10 | NA | 79.4255 | VIC East Rowville 12 (AusNet) 66 kV |  |  | FALSE | #N/A | #N/A | #N/A | #N/A | #N/A | #N/A | #N/A | #N/A | #N/A | #N/A
TRUE | VIC | ERTS1266A | East Rowville 12 (AusNet) 66 kV | AusNet | Winter | Non-coincident | 2032 | POE50 | NA | 77.4707 | VIC East Rowville 12 (AusNet) 66 kV |  |  | FALSE | #N/A | #N/A | #N/A | #N/A | #N/A | #N/A | #N/A | #N/A | #N/A | #N/A
TRUE | VIC | ERTS1266A | East Rowville 12 (AusNet) 66 kV | AusNet | Winter | Coincident | 2033 | POE10 | NA | 61.7031 | VIC East Rowville 12 (AusNet) 66 kV |  |  | FALSE | #N/A | #N/A | #N/A | #N/A | #N/A | #N/A | #N/A | #N/A | #N/A | #N/A
TRUE | VIC | ERTS1266A | East Rowville 12 (AusNet) 66 kV | AusNet | Winter | Coincident | 2033 | POE50 | NA | 60.3885 | VIC East Rowville 12 (AusNet) 66 kV |  |  | FALSE | #N/A | #N/A | #N/A | #N/A | #N/A | #N/A | #N/A | #N/A | #N/A | #N/A
TRUE | VIC | ERTS1266A | East Rowville 12 (AusNet) 66 kV | AusNet | Winter | Non-coincident | 2033 | POE10 | NA | 79.9898 | VIC East Rowville 12 (AusNet) 66 kV |  |  | FALSE | #N/A | #N/A | #N/A | #N/A | #N/A | #N/A | #N/A | #N/A | #N/A | #N/A
TRUE | VIC | ERTS1266A | East Rowville 12 (AusNet) 66 kV | AusNet | Winter | Non-coincident | 2033 | POE50 | NA | 78.0286 | VIC East Rowville 12 (AusNet) 66 kV |  |  | FALSE | #N/A | #N/A | #N/A | #N/A | #N/A | #N/A | #N/A | #N/A | #N/A | #N/A
TRUE | VIC | ERTS1266A | East Rowville 12 (AusNet) 66 kV | AusNet | Winter | Coincident | 2034 | POE10 | NA | 61.6698 | VIC East Rowville 12 (AusNet) 66 kV |  |  | FALSE | #N/A | #N/A | #N/A | #N/A | #N/A | #N/A | #N/A | #N/A | #N/A | #N/A
TRUE | VIC | ERTS1266A | East Rowville 12 (AusNet) 66 kV | AusNet | Winter | Coincident | 2034 | POE50 | NA | 60.3939 | VIC East Rowville 12 (AusNet) 66 kV |  |  | FALSE | #N/A | #N/A | #N/A | #N/A | #N/A | #N/A | #N/A | #N/A | #N/A | #N/A
TRUE | VIC | ERTS1266A | East Rowville 12 (AusNet) 66 kV | AusNet | Winter | Non-coincident | 2034 | POE10 | NA | 80.5441 | VIC East Rowville 12 (AusNet) 66 kV |  |  | FALSE | #N/A | #N/A | #N/A | #N/A | #N/A | #N/A | #N/A | #N/A | #N/A | #N/A
TRUE | VIC | ERTS1266A | East Rowville 12 (AusNet) 66 kV | AusNet | Winter | Non-coincident | 2034 | POE50 | NA | 78.5766 | VIC East Rowville 12 (AusNet) 66 kV |  |  | FALSE | #N/A | #N/A | #N/A | #N/A | #N/A | #N/A | #N/A | #N/A | #N/A | #N/A
TRUE | VIC | ERTS1266U | East Rowville 12 (United Energy) 66 kV | United Energy | Shoulder | Coincident | 2019 | ACTUAL_OPG | 31.3515 | NA | VIC East Rowville 12 (United Energy) 66 kV |  |  | FALSE | #N/A | #N/A | #N/A | #N/A | #N/A | #N/A | #N/A | #N/A | #N/A | #N/A
TRUE | VIC | ERTS1266U | East Rowville 12 (United Energy) 66 kV | United Energy | Shoulder | Coincident | 2019 | ACTUAL_RAW | 31.3515 | NA | VIC East Rowville 12 (United Energy) 66 kV |  |  | FALSE | #N/A | #N/A | #N/A | #N/A | #N/A | #N/A | #N/A | #N/A | #N/A | #N/A
TRUE | VIC | ERTS1266U | East Rowville 12 (United Energy) 66 kV | United Energy | Shoulder | Non-coincident | 2019 | ACTUAL_RAW | 29.0902 | NA | VIC East Rowville 12 (United Energy) 66 kV |  |  | FALSE | #N/A | #N/A | #N/A | #N/A | #N/A | #N/A | #N/A | #N/A | #N/A | #N/A
TRUE | VIC | ERTS1266U | East Rowville 12 (United Energy) 66 kV | United Energy | Shoulder | Non-coincident | 2019 | ACTUAL_OPG | 29.0902 | NA | VIC East Rowville 12 (United Energy) 66 kV |  |  | FALSE | #N/A | #N/A | #N/A | #N/A | #N/A | #N/A | #N/A | #N/A | #N/A | #N/A
TRUE | VIC | ERTS1266U | East Rowville 12 (United Energy) 66 kV | United Energy | Shoulder | Non-coincident | 2019 | ACTUAL_ADJUSTEDOPG | 29.0902 | NA | VIC East Rowville 12 (United Energy) 66 kV |  |  | FALSE | #N/A | #N/A | #N/A | #N/A | #N/A | #N/A | #N/A | #N/A | #N/A | #N/A
TRUE | VIC | ERTS1266U | East Rowville 12 (United Energy) 66 kV | United Energy | Shoulder | Coincident | 2020 | ACTUAL_OPG | 30.9087 | NA | VIC East Rowville 12 (United Energy) 66 kV |  |  | FALSE | #N/A | #N/A | #N/A | #N/A | #N/A | #N/A | #N/A | #N/A | #N/A | #N/A
TRUE | VIC | ERTS1266U | East Rowville 12 (United Energy) 66 kV | United Energy | Shoulder | Coincident | 2020 | ACTUAL_RAW | 30.9087 | NA | VIC East Rowville 12 (United Energy) 66 kV |  |  | FALSE | #N/A | #N/A | #N/A | #N/A | #N/A | #N/A | #N/A | #N/A | #N/A | #N/A
TRUE | VIC | ERTS1266U | East Rowville 12 (United Energy) 66 kV | United Energy | Shoulder | Non-coincident | 2020 | ACTUAL_RAW | 27.0724 | NA | VIC East Rowville 12 (United Energy) 66 kV |  |  | FALSE | #N/A | #N/A | #N/A | #N/A | #N/A | #N/A | #N/A | #N/A | #N/A | #N/A
TRUE | VIC | ERTS1266U | East Rowville 12 (United Energy) 66 kV | United Energy | Shoulder | Non-coincident | 2020 | ACTUAL_OPG | 27.0724 | NA | VIC East Rowville 12 (United Energy) 66 kV |  |  | FALSE | #N/A | #N/A | #N/A | #N/A | #N/A | #N/A | #N/A | #N/A | #N/A | #N/A
TRUE | VIC | ERTS1266U | East Rowville 12 (United Energy) 66 kV | United Energy | Shoulder | Non-coincident | 2020 | ACTUAL_ADJUSTEDOPG | 27.0724 | NA | VIC East Rowville 12 (United Energy) 66 kV |  |  | FALSE | #N/A | #N/A | #N/A | #N/A | #N/A | #N/A | #N/A | #N/A | #N/A | #N/A
TRUE | VIC | ERTS1266U | East Rowville 12 (United Energy) 66 kV | United Energy | Shoulder | Coincident | 2021 | ACTUAL_OPG | 24.6277 | NA | VIC East Rowville 12 (United Energy) 66 kV |  |  | FALSE | #N/A | #N/A | #N/A | #N/A | #N/A | #N/A | #N/A | #N/A | #N/A | #N/A
TRUE | VIC | ERTS1266U | East Rowville 12 (United Energy) 66 kV | United Energy | Shoulder | Coincident | 2021 | ACTUAL_RAW | 24.6277 | NA | VIC East Rowville 12 (United Energy) 66 kV |  |  | FALSE | #N/A | #N/A | #N/A | #N/A | #N/A | #N/A | #N/A | #N/A | #N/A | #N/A
TRUE | VIC | ERTS1266U | East Rowville 12 (United Energy) 66 kV | United Energy | Shoulder | Non-coincident | 2021 | ACTUAL_RAW | 23.1565 | NA | VIC East Rowville 12 (United Energy) 66 kV |  |  | FALSE | #N/A | #N/A | #N/A | #N/A | #N/A | #N/A | #N/A | #N/A | #N/A | #N/A
TRUE | VIC | ERTS1266U | East Rowville 12 (United Energy) 66 kV | United Energy | Shoulder | Non-coincident | 2021 | ACTUAL_OPG | 23.1565 | NA | VIC East Rowville 12 (United Energy) 66 kV |  |  | FALSE | #N/A | #N/A | #N/A | #N/A | #N/A | #N/A | #N/A | #N/A | #N/A | #N/A
TRUE | VIC | ERTS1266U | East Rowville 12 (United Energy) 66 kV | United Energy | Shoulder | Non-coincident | 2021 | ACTUAL_ADJUSTEDOPG | 23.1565 | NA | VIC East Rowville 12 (United Energy) 66 kV |  |  | FALSE | #N/A | #N/A | #N/A | #N/A | #N/A | #N/A | #N/A | #N/A | #N/A | #N/A
TRUE | VIC | ERTS1266U | East Rowville 12 (United Energy) 66 kV | United Energy | Shoulder | Coincident | 2022 | ACTUAL_OPG | 11.5538 | NA | VIC East Rowville 12 (United Energy) 66 kV |  |  | FALSE | #N/A | #N/A | #N/A | #N/A | #N/A | #N/A | #N/A | #N/A | #N/A | #N/A
TRUE | VIC | ERTS1266U | East Rowville 12 (United Energy) 66 kV | United Energy | Shoulder | Coincident | 2022 | ACTUAL_RAW | 11.5538 | NA | VIC East Rowville 12 (United Energy) 66 kV |  |  | FALSE | #N/A | #N/A | #N/A | #N/A | #N/A | #N/A | #N/A | #N/A | #N/A | #N/A
TRUE | VIC | ERTS1266U | East Rowville 12 (United Energy) 66 kV | United Energy | Shoulder | Non-coincident | 2022 | ACTUAL_RAW | 4.4805 | NA | VIC East Rowville 12 (United Energy) 66 kV |  |  | FALSE | #N/A | #N/A | #N/A | #N/A | #N/A | #N/A | #N/A | #N/A | #N/A | #N/A
TRUE | VIC | ERTS1266U | East Rowville 12 (United Energy) 66 kV | United Energy | Shoulder | Non-coincident | 2022 | ACTUAL_OPG | 4.4805 | NA | VIC East Rowville 12 (United Energy) 66 kV |  |  | FALSE | #N/A | #N/A | #N/A | #N/A | #N/A | #N/A | #N/A | #N/A | #N/A | #N/A
TRUE | VIC | ERTS1266U | East Rowville 12 (United Energy) 66 kV | United Energy | Shoulder | Non-coincident | 2022 | ACTUAL_ADJUSTEDOPG | 11.5538 | NA | VIC East Rowville 12 (United Energy) 66 kV |  |  | FALSE | #N/A | #N/A | #N/A | #N/A | #N/A | #N/A | #N/A | #N/A | #N/A | #N/A
TRUE | VIC | ERTS1266U | East Rowville 12 (United Energy) 66 kV | United Energy | Shoulder | Coincident | 2023 | ACTUAL_OPG | 9.4967 | NA | VIC East Rowville 12 (United Energy) 66 kV |  |  | FALSE | #N/A | #N/A | #N/A | #N/A | #N/A | #N/A | #N/A | #N/A | #N/A | #N/A
TRUE | VIC | ERTS1266U | East Rowville 12 (United Energy) 66 kV | United Energy | Shoulder | Coincident | 2023 | ACTUAL_RAW | 9.4967 | NA | VIC East Rowville 12 (United Energy) 66 kV |  |  | FALSE | #N/A | #N/A | #N/A | #N/A | #N/A | #N/A | #N/A | #N/A | #N/A | #N/A
TRUE | VIC | ERTS1266U | East Rowville 12 (United Energy) 66 kV | United Energy | Shoulder | Non-coincident | 2023 | ACTUAL_RAW | 8.1757 | NA | VIC East Rowville 12 (United Energy) 66 kV |  |  | FALSE | #N/A | #N/A | #N/A | #N/A | #N/A | #N/A | #N/A | #N/A | #N/A | #N/A
TRUE | VIC | ERTS1266U | East Rowville 12 (United Energy) 66 kV | United Energy | Shoulder | Non-coincident | 2023 | ACTUAL_OPG | 8.1757 | NA | VIC East Rowville 12 (United Energy) 66 kV |  |  | FALSE | #N/A | #N/A | #N/A | #N/A | #N/A | #N/A | #N/A | #N/A | #N/A | #N/A
TRUE | VIC | ERTS1266U | East Rowville 12 (United Energy) 66 kV | United Energy | Shoulder | Non-coincident | 2023 | ACTUAL_ADJUSTEDOPG | 8.1757 | NA | VIC East Rowville 12 (United Energy) 66 kV |  |  | FALSE | #N/A | #N/A | #N/A | #N/A | #N/A | #N/A | #N/A | #N/A | #N/A | #N/A
TRUE | VIC | ERTS1266U | East Rowville 12 (United Energy) 66 kV | United Energy | Shoulder | Coincident | 2024 | ACTUAL_OPG | 3.5886 | NA | VIC East Rowville 12 (United Energy) 66 kV |  |  | FALSE | #N/A | #N/A | #N/A | #N/A | #N/A | #N/A | #N/A | #N/A | #N/A | #N/A
TRUE | VIC | ERTS1266U | East Rowville 12 (United Energy) 66 kV | United Energy | Shoulder | Coincident | 2024 | ACTUAL_RAW | 3.5886 | NA | VIC East Rowville 12 (United Energy) 66 kV |  |  | FALSE | #N/A | #N/A | #N/A | #N/A | #N/A | #N/A | #N/A | #N/A | #N/A | #N/A
TRUE | VIC | ERTS1266U | East Rowville 12 (United Energy) 66 kV | United Energy | Shoulder | Non-coincident | 2024 | ACTUAL_RAW | 3.1082 | NA | VIC East Rowville 12 (United Energy) 66 kV |  |  | FALSE | #N/A | #N/A | #N/A | #N/A | #N/A | #N/A | #N/A | #N/A | #N/A | #N/A
TRUE | VIC | ERTS1266U | East Rowville 12 (United Energy) 66 kV | United Energy | Shoulder | Non-coincident | 2024 | ACTUAL_OPG | 3.1082 | NA | VIC East Rowville 12 (United Energy) 66 kV |  |  | FALSE | #N/A | #N/A | #N/A | #N/A | #N/A | #N/A | #N/A | #N/A | #N/A | #N/A
TRUE | VIC | ERTS1266U | East Rowville 12 (United Energy) 66 kV | United Energy | Shoulder | Non-coincident | 2024 | ACTUAL_ADJUSTEDOPG | 3.1082 | NA | VIC East Rowville 12 (United Energy) 66 kV |  |  | FALSE | #N/A | #N/A | #N/A | #N/A | #N/A | #N/A | #N/A | #N/A | #N/A | #N/A
TRUE | VIC | ERTS1266U | East Rowville 12 (United Energy) 66 kV | United Energy | Shoulder | Coincident | 2025 | ACTUAL_OPG | 1.9353 | NA | VIC East Rowville 12 (United Energy) 66 kV |  |  | FALSE | #N/A | #N/A | #N/A | #N/A | #N/A | #N/A | #N/A | #N/A | #N/A | #N/A
TRUE | VIC | ERTS1266U | East Rowville 12 (United Energy) 66 kV | United Energy | Shoulder | Coincident | 2025 | ACTUAL_RAW | 1.9353 | NA | VIC East Rowville 12 (United Energy) 66 kV |  |  | FALSE | #N/A | #N/A | #N/A | #N/A | #N/A | #N/A | #N/A | #N/A | #N/A | #N/A
TRUE | VIC | ERTS1266U | East Rowville 12 (United Energy) 66 kV | United Energy | Shoulder | Non-coincident | 2025 | ACTUAL_RAW | 1.7224 | NA | VIC East Rowville 12 (United Energy) 66 kV |  |  | FALSE | #N/A | #N/A | #N/A | #N/A | #N/A | #N/A | #N/A | #N/A | #N/A | #N/A
TRUE | VIC | ERTS1266U | East Rowville 12 (United Energy) 66 kV | United Energy | Shoulder | Non-coincident | 2025 | ACTUAL_OPG | 1.7224 | NA | VIC East Rowville 12 (United Energy) 66 kV |  |  | FALSE | #N/A | #N/A | #N/A | #N/A | #N/A | #N/A | #N/A | #N/A | #N/A | #N/A
TRUE | VIC | ERTS1266U | East Rowville 12 (United Energy) 66 kV | United Energy | Shoulder | Non-coincident | 2025 | ACTUAL_ADJUSTEDOPG | 1.7224 | NA | VIC East Rowville 12 (United Energy) 66 kV |  |  | FALSE | #N/A | #N/A | #N/A | #N/A | #N/A | #N/A | #N/A | #N/A | #N/A | #N/A
TRUE | VIC | ERTS1266U | East Rowville 12 (United Energy) 66 kV | United Energy | Shoulder | Non-coincident | 2025 | BASEYEARPOE90 | -17.2428 | NA | VIC East Rowville 12 (United Energy) 66 kV |  |  | FALSE | #N/A | #N/A | #N/A | #N/A | #N/A | #N/A | #N/A | #N/A | #N/A | #N/A
TRUE | VIC | ERTS1266U | East Rowville 12 (United Energy) 66 kV | United Energy | Shoulder | Non-coincident | 2025 | BASEYEARPOE50 | -12.642 | NA | VIC East Rowville 12 (United Energy) 66 kV |  |  | FALSE | #N/A | #N/A | #N/A | #N/A | #N/A | #N/A | #N/A | #N/A | #N/A | #N/A
TRUE | VIC | ERTS1266U | East Rowville 12 (United Energy) 66 kV | United Energy | Shoulder | Coincident_unreconciled | 2026 | POE50 | -13.4731 | NA | VIC East Rowville 12 (United Energy) 66 kV |  |  | FALSE | #N/A | #N/A | #N/A | #N/A | #N/A | #N/A | #N/A | #N/A | #N/A | #N/A
TRUE | VIC | ERTS1266U | East Rowville 12 (United Energy) 66 kV | United Energy | Shoulder | Coincident_unreconciled | 2026 | POE90 | -17.7599 | NA | VIC East Rowville 12 (United Energy) 66 kV |  |  | FALSE | #N/A | #N/A | #N/A | #N/A | #N/A | #N/A | #N/A | #N/A | #N/A | #N/A
TRUE | VIC | ERTS1266U | East Rowville 12 (United Energy) 66 kV | United Energy | Shoulder | Non-coincident | 2026 | POE50 | -15.6494 | NA | VIC East Rowville 12 (United Energy) 66 kV |  |  | FALSE | #N/A | #N/A | #N/A | #N/A | #N/A | #N/A | #N/A | #N/A | #N/A | #N/A
TRUE | VIC | ERTS1266U | East Rowville 12 (United Energy) 66 kV | United Energy | Shoulder | Non-coincident | 2026 | POE90 | -20.6287 | NA | VIC East Rowville 12 (United Energy) 66 kV |  |  | FALSE | #N/A | #N/A | #N/A | #N/A | #N/A | #N/A | #N/A | #N/A | #N/A | #N/A
TRUE | VIC | ERTS1266U | East Rowville 12 (United Energy) 66 kV | United Energy | Shoulder | Coincident_unreconciled | 2027 | POE50 | -16.1729 | NA | VIC East Rowville 12 (United Energy) 66 kV |  |  | FALSE | #N/A | #N/A | #N/A | #N/A | #N/A | #N/A | #N/A | #N/A | #N/A | #N/A
TRUE | VIC | ERTS1266U | East Rowville 12 (United Energy) 66 kV | United Energy | Shoulder | Coincident_unreconciled | 2027 | POE90 | -20.4764 | NA | VIC East Rowville 12 (United Energy) 66 kV |  |  | FALSE | #N/A | #N/A | #N/A | #N/A | #N/A | #N/A | #N/A | #N/A | #N/A | #N/A
TRUE | VIC | ERTS1266U | East Rowville 12 (United Energy) 66 kV | United Energy | Shoulder | Non-coincident | 2027 | POE50 | -18.7854 | NA | VIC East Rowville 12 (United Energy) 66 kV |  |  | FALSE | #N/A | #N/A | #N/A | #N/A | #N/A | #N/A | #N/A | #N/A | #N/A | #N/A
TRUE | VIC | ERTS1266U | East Rowville 12 (United Energy) 66 kV | United Energy | Shoulder | Non-coincident | 2027 | POE90 | -23.784 | NA | VIC East Rowville 12 (United Energy) 66 kV |  |  | FALSE | #N/A | #N/A | #N/A | #N/A | #N/A | #N/A | #N/A | #N/A | #N/A | #N/A
TRUE | VIC | ERTS1266U | East Rowville 12 (United Energy) 66 kV | United Energy | Shoulder | Coincident_unreconciled | 2028 | POE50 | -19.1451 | NA | VIC East Rowville 12 (United Energy) 66 kV |  |  | FALSE | #N/A | #N/A | #N/A | #N/A | #N/A | #N/A | #N/A | #N/A | #N/A | #N/A
TRUE | VIC | ERTS1266U | East Rowville 12 (United Energy) 66 kV | United Energy | Shoulder | Coincident_unreconciled | 2028 | POE90 | -23.4661 | NA | VIC East Rowville 12 (United Energy) 66 kV |  |  | FALSE | #N/A | #N/A | #N/A | #N/A | #N/A | #N/A | #N/A | #N/A | #N/A | #N/A
TRUE | VIC | ERTS1266U | East Rowville 12 (United Energy) 66 kV | United Energy | Shoulder | Non-coincident | 2028 | POE50 | -22.2377 | NA | VIC East Rowville 12 (United Energy) 66 kV |  |  | FALSE | #N/A | #N/A | #N/A | #N/A | #N/A | #N/A | #N/A | #N/A | #N/A | #N/A
TRUE | VIC | ERTS1266U | East Rowville 12 (United Energy) 66 kV | United Energy | Shoulder | Non-coincident | 2028 | POE90 | -27.2567 | NA | VIC East Rowville 12 (United Energy) 66 kV |  |  | FALSE | #N/A | #N/A | #N/A | #N/A | #N/A | #N/A | #N/A | #N/A | #N/A | #N/A
TRUE | VIC | ERTS1266U | East Rowville 12 (United Energy) 66 kV | United Energy | Shoulder | Coincident_unreconciled | 2029 | POE50 | -22.0424 | NA | VIC East Rowville 12 (United Energy) 66 kV |  |  | FALSE | #N/A | #N/A | #N/A | #N/A | #N/A | #N/A | #N/A | #N/A | #N/A | #N/A
TRUE | VIC | ERTS1266U | East Rowville 12 (United Energy) 66 kV | United Energy | Shoulder | Coincident_unreconciled | 2029 | POE90 | -26.3809 | NA | VIC East Rowville 12 (United Energy) 66 kV |  |  | FALSE | #N/A | #N/A | #N/A | #N/A | #N/A | #N/A | #N/A | #N/A | #N/A | #N/A
TRUE | VIC | ERTS1266U | East Rowville 12 (United Energy) 66 kV | United Energy | Shoulder | Non-coincident | 2029 | POE50 | -25.603 | NA | VIC East Rowville 12 (United Energy) 66 kV |  |  | FALSE | #N/A | #N/A | #N/A | #N/A | #N/A | #N/A | #N/A | #N/A | #N/A | #N/A
TRUE | VIC | ERTS1266U | East Rowville 12 (United Energy) 66 kV | United Energy | Shoulder | Non-coincident | 2029 | POE90 | -30.6424 | NA | VIC East Rowville 12 (United Energy) 66 kV |  |  | FALSE | #N/A | #N/A | #N/A | #N/A | #N/A | #N/A | #N/A | #N/A | #N/A | #N/A
TRUE | VIC | ERTS1266U | East Rowville 12 (United Energy) 66 kV | United Energy | Shoulder | Coincident_unreconciled | 2030 | POE50 | -24.8976 | NA | VIC East Rowville 12 (United Energy) 66 kV |  |  | FALSE | #N/A | #N/A | #N/A | #N/A | #N/A | #N/A | #N/A | #N/A | #N/A | #N/A
TRUE | VIC | ERTS1266U | East Rowville 12 (United Energy) 66 kV | United Energy | Shoulder | Coincident_unreconciled | 2030 | POE90 | -29.2536 | NA | VIC East Rowville 12 (United Energy) 66 kV |  |  | FALSE | #N/A | #N/A | #N/A | #N/A | #N/A | #N/A | #N/A | #N/A | #N/A | #N/A
TRUE | VIC | ERTS1266U | East Rowville 12 (United Energy) 66 kV | United Energy | Shoulder | Non-coincident | 2030 | POE50 | -28.9194 | NA | VIC East Rowville 12 (United Energy) 66 kV |  |  | FALSE | #N/A | #N/A | #N/A | #N/A | #N/A | #N/A | #N/A | #N/A | #N/A | #N/A
TRUE | VIC | ERTS1266U | East Rowville 12 (United Energy) 66 kV | United Energy | Shoulder | Non-coincident | 2030 | POE90 | -33.9791 | NA | VIC East Rowville 12 (United Energy) 66 kV |  |  | FALSE | #N/A | #N/A | #N/A | #N/A | #N/A | #N/A | #N/A | #N/A | #N/A | #N/A
TRUE | VIC | ERTS1266U | East Rowville 12 (United Energy) 66 kV | United Energy | Shoulder | Coincident_unreconciled | 2031 | POE50 | -27.7033 | NA | VIC East Rowville 12 (United Energy) 66 kV |  |  | FALSE | #N/A | #N/A | #N/A | #N/A | #N/A | #N/A | #N/A | #N/A | #N/A | #N/A
TRUE | VIC | ERTS1266U | East Rowville 12 (United Energy) 66 kV | United Energy | Shoulder | Coincident_unreconciled | 2031 | POE90 | -32.0769 | NA | VIC East Rowville 12 (United Energy) 66 kV |  |  | FALSE | #N/A | #N/A | #N/A | #N/A | #N/A | #N/A | #N/A | #N/A | #N/A | #N/A
TRUE | VIC | ERTS1266U | East Rowville 12 (United Energy) 66 kV | United Energy | Shoulder | Non-coincident | 2031 | POE50 | -32.1783 | NA | VIC East Rowville 12 (United Energy) 66 kV |  |  | FALSE | #N/A | #N/A | #N/A | #N/A | #N/A | #N/A | #N/A | #N/A | #N/A | #N/A
TRUE | VIC | ERTS1266U | East Rowville 12 (United Energy) 66 kV | United Energy | Shoulder | Non-coincident | 2031 | POE90 | -37.2583 | NA | VIC East Rowville 12 (United Energy) 66 kV |  |  | FALSE | #N/A | #N/A | #N/A | #N/A | #N/A | #N/A | #N/A | #N/A | #N/A | #N/A
TRUE | VIC | ERTS1266U | East Rowville 12 (United Energy) 66 kV | United Energy | Shoulder | Coincident_unreconciled | 2032 | POE50 | -29.7642 | NA | VIC East Rowville 12 (United Energy) 66 kV |  |  | FALSE | #N/A | #N/A | #N/A | #N/A | #N/A | #N/A | #N/A | #N/A | #N/A | #N/A
TRUE | VIC | ERTS1266U | East Rowville 12 (United Energy) 66 kV | United Energy | Shoulder | Coincident_unreconciled | 2032 | POE90 | -34.1557 | NA | VIC East Rowville 12 (United Energy) 66 kV |  |  | FALSE | #N/A | #N/A | #N/A | #N/A | #N/A | #N/A | #N/A | #N/A | #N/A | #N/A
TRUE | VIC | ERTS1266U | East Rowville 12 (United Energy) 66 kV | United Energy | Shoulder | Non-coincident | 2032 | POE50 | -34.5721 | NA | VIC East Rowville 12 (United Energy) 66 kV |  |  | FALSE | #N/A | #N/A | #N/A | #N/A | #N/A | #N/A | #N/A | #N/A | #N/A | #N/A
TRUE | VIC | ERTS1266U | East Rowville 12 (United Energy) 66 kV | United Energy | Shoulder | Non-coincident | 2032 | POE90 | -39.6729 | NA | VIC East Rowville 12 (United Energy) 66 kV |  |  | FALSE | #N/A | #N/A | #N/A | #N/A | #N/A | #N/A | #N/A | #N/A | #N/A | #N/A
TRUE | VIC | ERTS1266U | East Rowville 12 (United Energy) 66 kV | United Energy | Shoulder | Coincident_unreconciled | 2033 | POE50 | -31.2724 | NA | VIC East Rowville 12 (United Energy) 66 kV |  |  | FALSE | #N/A | #N/A | #N/A | #N/A | #N/A | #N/A | #N/A | #N/A | #N/A | #N/A
TRUE | VIC | ERTS1266U | East Rowville 12 (United Energy) 66 kV | United Energy | Shoulder | Coincident_unreconciled | 2033 | POE90 | -35.6821 | NA | VIC East Rowville 12 (United Energy) 66 kV |  |  | FALSE | #N/A | #N/A | #N/A | #N/A | #N/A | #N/A | #N/A | #N/A | #N/A | #N/A
TRUE | VIC | ERTS1266U | East Rowville 12 (United Energy) 66 kV | United Energy | Shoulder | Non-coincident | 2033 | POE50 | -36.3239 | NA | VIC East Rowville 12 (United Energy) 66 kV |  |  | FALSE | #N/A | #N/A | #N/A | #N/A | #N/A | #N/A | #N/A | #N/A | #N/A | #N/A
TRUE | VIC | ERTS1266U | East Rowville 12 (United Energy) 66 kV | United Energy | Shoulder | Non-coincident | 2033 | POE90 | -41.4459 | NA | VIC East Rowville 12 (United Energy) 66 kV |  |  | FALSE | #N/A | #N/A | #N/A | #N/A | #N/A | #N/A | #N/A | #N/A | #N/A | #N/A
TRUE | VIC | ERTS1266U | East Rowville 12 (United Energy) 66 kV | United Energy | Shoulder | Coincident_unreconciled | 2034 | POE50 | -32.6326 | NA | VIC East Rowville 12 (United Energy) 66 kV |  |  | FALSE | #N/A | #N/A | #N/A | #N/A | #N/A | #N/A | #N/A | #N/A | #N/A | #N/A
TRUE | VIC | ERTS1266U | East Rowville 12 (United Energy) 66 kV | United Energy | Shoulder | Coincident_unreconciled | 2034 | POE90 | -37.0605 | NA | VIC East Rowville 12 (United Energy) 66 kV |  |  | FALSE | #N/A | #N/A | #N/A | #N/A | #N/A | #N/A | #N/A | #N/A | #N/A | #N/A
TRUE | VIC | ERTS1266U | East Rowville 12 (United Energy) 66 kV | United Energy | Shoulder | Non-coincident | 2034 | POE50 | -37.9039 | NA | VIC East Rowville 12 (United Energy) 66 kV |  |  | FALSE | #N/A | #N/A | #N/A | #N/A | #N/A | #N/A | #N/A | #N/A | #N/A | #N/A
TRUE | VIC | ERTS1266U | East Rowville 12 (United Energy) 66 kV | United Energy | Shoulder | Non-coincident | 2034 | POE90 | -43.047 | NA | VIC East Rowville 12 (United Energy) 66 kV |  |  | FALSE | #N/A | #N/A | #N/A | #N/A | #N/A | #N/A | #N/A | #N/A | #N/A | #N/A
TRUE | VIC | ERTS1266U | East Rowville 12 (United Energy) 66 kV | United Energy | Shoulder | Coincident_unreconciled | 2035 | POE50 | -34.1597 | NA | VIC East Rowville 12 (United Energy) 66 kV |  |  | FALSE | #N/A | #N/A | #N/A | #N/A | #N/A | #N/A | #N/A | #N/A | #N/A | #N/A
TRUE | VIC | ERTS1266U | East Rowville 12 (United Energy) 66 kV | United Energy | Shoulder | Coincident_unreconciled | 2035 | POE90 | -38.6059 | NA | VIC East Rowville 12 (United Energy) 66 kV |  |  | FALSE | #N/A | #N/A | #N/A | #N/A | #N/A | #N/A | #N/A | #N/A | #N/A | #N/A
TRUE | VIC | ERTS1266U | East Rowville 12 (United Energy) 66 kV | United Energy | Shoulder | Non-coincident | 2035 | POE50 | -39.6777 | NA | VIC East Rowville 12 (United Energy) 66 kV |  |  | FALSE | #N/A | #N/A | #N/A | #N/A | #N/A | #N/A | #N/A | #N/A | #N/A | #N/A
TRUE | VIC | ERTS1266U | East Rowville 12 (United Energy) 66 kV | United Energy | Shoulder | Non-coincident | 2035 | POE90 | -44.842 | NA | VIC East Rowville 12 (United Energy) 66 kV |  |  | FALSE | #N/A | #N/A | #N/A | #N/A | #N/A | #N/A | #N/A | #N/A | #N/A | #N/A
TRUE | VIC | ERTS1266U | East Rowville 12 (United Energy) 66 kV | United Energy | Summer | Coincident | 2019 | ACTUAL_OPG | 31.9284 | 125.1843 | VIC East Rowville 12 (United Energy) 66 kV |  |  | FALSE | #N/A | #N/A | #N/A | #N/A | #N/A | #N/A | #N/A | #N/A | #N/A | #N/A
TRUE | VIC | ERTS1266U | East Rowville 12 (United Energy) 66 kV | United Energy | Summer | Coincident | 2019 | ACTUAL_RAW | 31.9284 | 125.1843 | VIC East Rowville 12 (United Energy) 66 kV |  |  | FALSE | #N/A | #N/A | #N/A | #N/A | #N/A | #N/A | #N/A | #N/A | #N/A | #N/A
TRUE | VIC | ERTS1266U | East Rowville 12 (United Energy) 66 kV | United Energy | Summer | Non-coincident | 2019 | ACTUAL_RAW | 28.3284 | 125.1843 | VIC East Rowville 12 (United Energy) 66 kV |  |  | FALSE | #N/A | #N/A | #N/A | #N/A | #N/A | #N/A | #N/A | #N/A | #N/A | #N/A
TRUE | VIC | ERTS1266U | East Rowville 12 (United Energy) 66 kV | United Energy | Summer | Non-coincident | 2019 | ACTUAL_OPG | 28.3284 | 125.1843 | VIC East Rowville 12 (United Energy) 66 kV |  |  | FALSE | #N/A | #N/A | #N/A | #N/A | #N/A | #N/A | #N/A | #N/A | #N/A | #N/A
TRUE | VIC | ERTS1266U | East Rowville 12 (United Energy) 66 kV | United Energy | Summer | Non-coincident | 2019 | ACTUAL_ADJUSTEDOPG | 28.3284 | 125.1843 | VIC East Rowville 12 (United Energy) 66 kV |  |  | FALSE | #N/A | #N/A | #N/A | #N/A | #N/A | #N/A | #N/A | #N/A | #N/A | #N/A
TRUE | VIC | ERTS1266U | East Rowville 12 (United Energy) 66 kV | United Energy | Summer | Coincident | 2020 | ACTUAL_OPG | 25.4367 | 126.865 | VIC East Rowville 12 (United Energy) 66 kV |  |  | FALSE | #N/A | #N/A | #N/A | #N/A | #N/A | #N/A | #N/A | #N/A | #N/A | #N/A
TRUE | VIC | ERTS1266U | East Rowville 12 (United Energy) 66 kV | United Energy | Summer | Coincident | 2020 | ACTUAL_RAW | 25.4367 | 126.865 | VIC East Rowville 12 (United Energy) 66 kV |  |  | FALSE | #N/A | #N/A | #N/A | #N/A | #N/A | #N/A | #N/A | #N/A | #N/A | #N/A
TRUE | VIC | ERTS1266U | East Rowville 12 (United Energy) 66 kV | United Energy | Summer | Non-coincident | 2020 | ACTUAL_RAW | 23.7403 | 130.7765 | VIC East Rowville 12 (United Energy) 66 kV |  |  | FALSE | #N/A | #N/A | #N/A | #N/A | #N/A | #N/A | #N/A | #N/A | #N/A | #N/A
TRUE | VIC | ERTS1266U | East Rowville 12 (United Energy) 66 kV | United Energy | Summer | Non-coincident | 2020 | ACTUAL_OPG | 23.7403 | 130.7765 | VIC East Rowville 12 (United Energy) 66 kV |  |  | FALSE | #N/A | #N/A | #N/A | #N/A | #N/A | #N/A | #N/A | #N/A | #N/A | #N/A
TRUE | VIC | ERTS1266U | East Rowville 12 (United Energy) 66 kV | United Energy | Summer | Non-coincident | 2020 | ACTUAL_ADJUSTEDOPG | 23.7403 | 130.7765 | VIC East Rowville 12 (United Energy) 66 kV |  |  | FALSE | #N/A | #N/A | #N/A | #N/A | #N/A | #N/A | #N/A | #N/A | #N/A | #N/A
TRUE | VIC | ERTS1266U | East Rowville 12 (United Energy) 66 kV | United Energy | Summer | Coincident | 2021 | ACTUAL_OPG | 15.3917 | 101.6682 | VIC East Rowville 12 (United Energy) 66 kV |  |  | FALSE | #N/A | #N/A | #N/A | #N/A | #N/A | #N/A | #N/A | #N/A | #N/A | #N/A
TRUE | VIC | ERTS1266U | East Rowville 12 (United Energy) 66 kV | United Energy | Summer | Coincident | 2021 | ACTUAL_RAW | 15.3917 | 101.6682 | VIC East Rowville 12 (United Energy) 66 kV |  |  | FALSE | #N/A | #N/A | #N/A | #N/A | #N/A | #N/A | #N/A | #N/A | #N/A | #N/A
TRUE | VIC | ERTS1266U | East Rowville 12 (United Energy) 66 kV | United Energy | Summer | Non-coincident | 2021 | ACTUAL_RAW | 15.3917 | 104.671 | VIC East Rowville 12 (United Energy) 66 kV |  |  | FALSE | #N/A | #N/A | #N/A | #N/A | #N/A | #N/A | #N/A | #N/A | #N/A | #N/A
TRUE | VIC | ERTS1266U | East Rowville 12 (United Energy) 66 kV | United Energy | Summer | Non-coincident | 2021 | ACTUAL_OPG | 15.3917 | 104.671 | VIC East Rowville 12 (United Energy) 66 kV |  |  | FALSE | #N/A | #N/A | #N/A | #N/A | #N/A | #N/A | #N/A | #N/A | #N/A | #N/A
TRUE | VIC | ERTS1266U | East Rowville 12 (United Energy) 66 kV | United Energy | Summer | Non-coincident | 2021 | ACTUAL_ADJUSTEDOPG | 15.3917 | 104.671 | VIC East Rowville 12 (United Energy) 66 kV |  |  | FALSE | #N/A | #N/A | #N/A | #N/A | #N/A | #N/A | #N/A | #N/A | #N/A | #N/A
TRUE | VIC | ERTS1266U | East Rowville 12 (United Energy) 66 kV | United Energy | Summer | Coincident | 2022 | ACTUAL_OPG | 13.7299 | 101.7434 | VIC East Rowville 12 (United Energy) 66 kV |  |  | FALSE | #N/A | #N/A | #N/A | #N/A | #N/A | #N/A | #N/A | #N/A | #N/A | #N/A
TRUE | VIC | ERTS1266U | East Rowville 12 (United Energy) 66 kV | United Energy | Summer | Coincident | 2022 | ACTUAL_RAW | 13.7299 | 101.7434 | VIC East Rowville 12 (United Energy) 66 kV |  |  | FALSE | #N/A | #N/A | #N/A | #N/A | #N/A | #N/A | #N/A | #N/A | #N/A | #N/A
TRUE | VIC | ERTS1266U | East Rowville 12 (United Energy) 66 kV | United Energy | Summer | Non-coincident | 2022 | ACTUAL_RAW | 10.626 | 112.5186 | VIC East Rowville 12 (United Energy) 66 kV |  |  | FALSE | #N/A | #N/A | #N/A | #N/A | #N/A | #N/A | #N/A | #N/A | #N/A | #N/A
TRUE | VIC | ERTS1266U | East Rowville 12 (United Energy) 66 kV | United Energy | Summer | Non-coincident | 2022 | ACTUAL_OPG | 10.626 | 112.5186 | VIC East Rowville 12 (United Energy) 66 kV |  |  | FALSE | #N/A | #N/A | #N/A | #N/A | #N/A | #N/A | #N/A | #N/A | #N/A | #N/A
TRUE | VIC | ERTS1266U | East Rowville 12 (United Energy) 66 kV | United Energy | Summer | Non-coincident | 2022 | ACTUAL_ADJUSTEDOPG | 10.626 | 112.5186 | VIC East Rowville 12 (United Energy) 66 kV |  |  | FALSE | #N/A | #N/A | #N/A | #N/A | #N/A | #N/A | #N/A | #N/A | #N/A | #N/A
TRUE | VIC | ERTS1266U | East Rowville 12 (United Energy) 66 kV | United Energy | Summer | Coincident | 2023 | ACTUAL_OPG | 7.7462 | 108.6752 | VIC East Rowville 12 (United Energy) 66 kV |  |  | FALSE | #N/A | #N/A | #N/A | #N/A | #N/A | #N/A | #N/A | #N/A | #N/A | #N/A
TRUE | VIC | ERTS1266U | East Rowville 12 (United Energy) 66 kV | United Energy | Summer | Coincident | 2023 | ACTUAL_RAW | 7.7462 | 108.6752 | VIC East Rowville 12 (United Energy) 66 kV |  |  | FALSE | #N/A | #N/A | #N/A | #N/A | #N/A | #N/A | #N/A | #N/A | #N/A | #N/A
TRUE | VIC | ERTS1266U | East Rowville 12 (United Energy) 66 kV | United Energy | Summer | Non-coincident | 2023 | ACTUAL_RAW | 7.6903 | 111.1533 | VIC East Rowville 12 (United Energy) 66 kV |  |  | FALSE | #N/A | #N/A | #N/A | #N/A | #N/A | #N/A | #N/A | #N/A | #N/A | #N/A
TRUE | VIC | ERTS1266U | East Rowville 12 (United Energy) 66 kV | United Energy | Summer | Non-coincident | 2023 | ACTUAL_OPG | 7.6903 | 111.1533 | VIC East Rowville 12 (United Energy) 66 kV |  |  | FALSE | #N/A | #N/A | #N/A | #N/A | #N/A | #N/A | #N/A | #N/A | #N/A | #N/A
TRUE | VIC | ERTS1266U | East Rowville 12 (United Energy) 66 kV | United Energy | Summer | Non-coincident | 2023 | ACTUAL_ADJUSTEDOPG | 7.6903 | 111.1533 | VIC East Rowville 12 (United Energy) 66 kV |  |  | FALSE | #N/A | #N/A | #N/A | #N/A | #N/A | #N/A | #N/A | #N/A | #N/A | #N/A
TRUE | VIC | ERTS1266U | East Rowville 12 (United Energy) 66 kV | United Energy | Summer | Coincident | 2024 | ACTUAL_OPG | -1.3612 | 118.4032 | VIC East Rowville 12 (United Energy) 66 kV |  |  | FALSE | #N/A | #N/A | #N/A | #N/A | #N/A | #N/A | #N/A | #N/A | #N/A | #N/A
TRUE | VIC | ERTS1266U | East Rowville 12 (United Energy) 66 kV | United Energy | Summer | Coincident | 2024 | ACTUAL_RAW | -1.3612 | 118.4032 | VIC East Rowville 12 (United Energy) 66 kV |  |  | FALSE | #N/A | #N/A | #N/A | #N/A | #N/A | #N/A | #N/A | #N/A | #N/A | #N/A
TRUE | VIC | ERTS1266U | East Rowville 12 (United Energy) 66 kV | United Energy | Summer | Non-coincident | 2024 | ACTUAL_RAW | -1.5373 | 118.4032 | VIC East Rowville 12 (United Energy) 66 kV |  |  | FALSE | #N/A | #N/A | #N/A | #N/A | #N/A | #N/A | #N/A | #N/A | #N/A | #N/A
TRUE | VIC | ERTS1266U | East Rowville 12 (United Energy) 66 kV | United Energy | Summer | Non-coincident | 2024 | ACTUAL_OPG | -1.5373 | 118.4032 | VIC East Rowville 12 (United Energy) 66 kV |  |  | FALSE | #N/A | #N/A | #N/A | #N/A | #N/A | #N/A | #N/A | #N/A | #N/A | #N/A
TRUE | VIC | ERTS1266U | East Rowville 12 (United Energy) 66 kV | United Energy | Summer | Non-coincident | 2024 | ACTUAL_ADJUSTEDOPG | -1.5373 | 118.4032 | VIC East Rowville 12 (United Energy) 66 kV |  |  | FALSE | #N/A | #N/A | #N/A | #N/A | #N/A | #N/A | #N/A | #N/A | #N/A | #N/A
TRUE | VIC | ERTS1266U | East Rowville 12 (United Energy) 66 kV | United Energy | Summer | Coincident | 2025 | ACTUAL_OPG | -5.3329 | 119.3382 | VIC East Rowville 12 (United Energy) 66 kV |  |  | FALSE | #N/A | #N/A | #N/A | #N/A | #N/A | #N/A | #N/A | #N/A | #N/A | #N/A
TRUE | VIC | ERTS1266U | East Rowville 12 (United Energy) 66 kV | United Energy | Summer | Coincident | 2025 | ACTUAL_RAW | -5.3329 | 119.3382 | VIC East Rowville 12 (United Energy) 66 kV |  |  | FALSE | #N/A | #N/A | #N/A | #N/A | #N/A | #N/A | #N/A | #N/A | #N/A | #N/A
TRUE | VIC | ERTS1266U | East Rowville 12 (United Energy) 66 kV | United Energy | Summer | Non-coincident | 2025 | ACTUAL_RAW | -5.3329 | 120.3965 | VIC East Rowville 12 (United Energy) 66 kV |  |  | FALSE | #N/A | #N/A | #N/A | #N/A | #N/A | #N/A | #N/A | #N/A | #N/A | #N/A
TRUE | VIC | ERTS1266U | East Rowville 12 (United Energy) 66 kV | United Energy | Summer | Non-coincident | 2025 | ACTUAL_OPG | -5.3329 | 120.3965 | VIC East Rowville 12 (United Energy) 66 kV |  |  | FALSE | #N/A | #N/A | #N/A | #N/A | #N/A | #N/A | #N/A | #N/A | #N/A | #N/A
TRUE | VIC | ERTS1266U | East Rowville 12 (United Energy) 66 kV | United Energy | Summer | Non-coincident | 2025 | ACTUAL_ADJUSTEDOPG | -5.3329 | 120.3965 | VIC East Rowville 12 (United Energy) 66 kV |  |  | FALSE | #N/A | #N/A | #N/A | #N/A | #N/A | #N/A | #N/A | #N/A | #N/A | #N/A
TRUE | VIC | ERTS1266U | East Rowville 12 (United Energy) 66 kV | United Energy | Summer | Non-coincident | 2025 | BASEYEARPOE90 | -19.4328 | NA | VIC East Rowville 12 (United Energy) 66 kV |  |  | FALSE | #N/A | #N/A | #N/A | #N/A | #N/A | #N/A | #N/A | #N/A | #N/A | #N/A
TRUE | VIC | ERTS1266U | East Rowville 12 (United Energy) 66 kV | United Energy | Summer | Non-coincident | 2025 | BASEYEARPOE50 | -16.7856 | 115.0685 | VIC East Rowville 12 (United Energy) 66 kV |  |  | FALSE | #N/A | #N/A | #N/A | #N/A | #N/A | #N/A | #N/A | #N/A | #N/A | #N/A
TRUE | VIC | ERTS1266U | East Rowville 12 (United Energy) 66 kV | United Energy | Summer | Coincident_unreconciled | 2026 | POE50 | -17.6996 | NA | VIC East Rowville 12 (United Energy) 66 kV |  |  | FALSE | #N/A | #N/A | #N/A | #N/A | #N/A | #N/A | #N/A | #N/A | #N/A | #N/A
TRUE | VIC | ERTS1266U | East Rowville 12 (United Energy) 66 kV | United Energy | Summer | Coincident_unreconciled | 2026 | POE90 | -19.5772 | NA | VIC East Rowville 12 (United Energy) 66 kV |  |  | FALSE | #N/A | #N/A | #N/A | #N/A | #N/A | #N/A | #N/A | #N/A | #N/A | #N/A
TRUE | VIC | ERTS1266U | East Rowville 12 (United Energy) 66 kV | United Energy | Summer | Non-coincident | 2026 | POE50 | -18.775 | 118.4379 | VIC East Rowville 12 (United Energy) 66 kV |  |  | FALSE | #N/A | #N/A | #N/A | #N/A | #N/A | #N/A | #N/A | #N/A | #N/A | #N/A
TRUE | VIC | ERTS1266U | East Rowville 12 (United Energy) 66 kV | United Energy | Summer | Non-coincident | 2026 | POE90 | -20.7667 | NA | VIC East Rowville 12 (United Energy) 66 kV |  |  | FALSE | #N/A | #N/A | #N/A | #N/A | #N/A | #N/A | #N/A | #N/A | #N/A | #N/A
TRUE | VIC | ERTS1266U | East Rowville 12 (United Energy) 66 kV | United Energy | Summer | Coincident_unreconciled | 2027 | POE50 | -20.8088 | NA | VIC East Rowville 12 (United Energy) 66 kV |  |  | FALSE | #N/A | #N/A | #N/A | #N/A | #N/A | #N/A | #N/A | #N/A | #N/A | #N/A
TRUE | VIC | ERTS1266U | East Rowville 12 (United Energy) 66 kV | United Energy | Summer | Coincident_unreconciled | 2027 | POE90 | -22.6937 | NA | VIC East Rowville 12 (United Energy) 66 kV |  |  | FALSE | #N/A | #N/A | #N/A | #N/A | #N/A | #N/A | #N/A | #N/A | #N/A | #N/A
TRUE | VIC | ERTS1266U | East Rowville 12 (United Energy) 66 kV | United Energy | Summer | Non-coincident | 2027 | POE50 | -22.0731 | 120.6941 | VIC East Rowville 12 (United Energy) 66 kV |  |  | FALSE | #N/A | #N/A | #N/A | #N/A | #N/A | #N/A | #N/A | #N/A | #N/A | #N/A
TRUE | VIC | ERTS1266U | East Rowville 12 (United Energy) 66 kV | United Energy | Summer | Non-coincident | 2027 | POE90 | -24.0725 | NA | VIC East Rowville 12 (United Energy) 66 kV |  |  | FALSE | #N/A | #N/A | #N/A | #N/A | #N/A | #N/A | #N/A | #N/A | #N/A | #N/A
TRUE | VIC | ERTS1266U | East Rowville 12 (United Energy) 66 kV | United Energy | Summer | Coincident_unreconciled | 2028 | POE50 | -24.2144 | NA | VIC East Rowville 12 (United Energy) 66 kV |  |  | FALSE | #N/A | #N/A | #N/A | #N/A | #N/A | #N/A | #N/A | #N/A | #N/A | #N/A
TRUE | VIC | ERTS1266U | East Rowville 12 (United Energy) 66 kV | United Energy | Summer | Coincident_unreconciled | 2028 | POE90 | -26.107 | NA | VIC East Rowville 12 (United Energy) 66 kV |  |  | FALSE | #N/A | #N/A | #N/A | #N/A | #N/A | #N/A | #N/A | #N/A | #N/A | #N/A
TRUE | VIC | ERTS1266U | East Rowville 12 (United Energy) 66 kV | United Energy | Summer | Non-coincident | 2028 | POE50 | -25.6856 | 120.9814 | VIC East Rowville 12 (United Energy) 66 kV |  |  | FALSE | #N/A | #N/A | #N/A | #N/A | #N/A | #N/A | #N/A | #N/A | #N/A | #N/A
TRUE | VIC | ERTS1266U | East Rowville 12 (United Energy) 66 kV | United Energy | Summer | Non-coincident | 2028 | POE90 | -27.6932 | NA | VIC East Rowville 12 (United Energy) 66 kV |  |  | FALSE | #N/A | #N/A | #N/A | #N/A | #N/A | #N/A | #N/A | #N/A | #N/A | #N/A
TRUE | VIC | ERTS1266U | East Rowville 12 (United Energy) 66 kV | United Energy | Summer | Coincident_unreconciled | 2029 | POE50 | -27.5435 | NA | VIC East Rowville 12 (United Energy) 66 kV |  |  | FALSE | #N/A | #N/A | #N/A | #N/A | #N/A | #N/A | #N/A | #N/A | #N/A | #N/A
TRUE | VIC | ERTS1266U | East Rowville 12 (United Energy) 66 kV | United Energy | Summer | Coincident_unreconciled | 2029 | POE90 | -29.4438 | NA | VIC East Rowville 12 (United Energy) 66 kV |  |  | FALSE | #N/A | #N/A | #N/A | #N/A | #N/A | #N/A | #N/A | #N/A | #N/A | #N/A
TRUE | VIC | ERTS1266U | East Rowville 12 (United Energy) 66 kV | United Energy | Summer | Non-coincident | 2029 | POE50 | -29.217 | 121.3353 | VIC East Rowville 12 (United Energy) 66 kV |  |  | FALSE | #N/A | #N/A | #N/A | #N/A | #N/A | #N/A | #N/A | #N/A | #N/A | #N/A
TRUE | VIC | ERTS1266U | East Rowville 12 (United Energy) 66 kV | United Energy | Summer | Non-coincident | 2029 | POE90 | -31.2327 | NA | VIC East Rowville 12 (United Energy) 66 kV |  |  | FALSE | #N/A | #N/A | #N/A | #N/A | #N/A | #N/A | #N/A | #N/A | #N/A | #N/A
TRUE | VIC | ERTS1266U | East Rowville 12 (United Energy) 66 kV | United Energy | Summer | Coincident_unreconciled | 2030 | POE50 | -30.8571 | NA | VIC East Rowville 12 (United Energy) 66 kV |  |  | FALSE | #N/A | #N/A | #N/A | #N/A | #N/A | #N/A | #N/A | #N/A | #N/A | #N/A
TRUE | VIC | ERTS1266U | East Rowville 12 (United Energy) 66 kV | United Energy | Summer | Coincident_unreconciled | 2030 | POE90 | -32.765 | NA | VIC East Rowville 12 (United Energy) 66 kV |  |  | FALSE | #N/A | #N/A | #N/A | #N/A | #N/A | #N/A | #N/A | #N/A | #N/A | #N/A
TRUE | VIC | ERTS1266U | East Rowville 12 (United Energy) 66 kV | United Energy | Summer | Non-coincident | 2030 | POE50 | -32.7319 | 121.7717 | VIC East Rowville 12 (United Energy) 66 kV |  |  | FALSE | #N/A | #N/A | #N/A | #N/A | #N/A | #N/A | #N/A | #N/A | #N/A | #N/A
TRUE | VIC | ERTS1266U | East Rowville 12 (United Energy) 66 kV | United Energy | Summer | Non-coincident | 2030 | POE90 | -34.7557 | NA | VIC East Rowville 12 (United Energy) 66 kV |  |  | FALSE | #N/A | #N/A | #N/A | #N/A | #N/A | #N/A | #N/A | #N/A | #N/A | #N/A
TRUE | VIC | ERTS1266U | East Rowville 12 (United Energy) 66 kV | United Energy | Summer | Coincident_unreconciled | 2031 | POE50 | -34.0839 | NA | VIC East Rowville 12 (United Energy) 66 kV |  |  | FALSE | #N/A | #N/A | #N/A | #N/A | #N/A | #N/A | #N/A | #N/A | #N/A | #N/A
TRUE | VIC | ERTS1266U | East Rowville 12 (United Energy) 66 kV | United Energy | Summer | Coincident_unreconciled | 2031 | POE90 | -35.9995 | NA | VIC East Rowville 12 (United Energy) 66 kV |  |  | FALSE | #N/A | #N/A | #N/A | #N/A | #N/A | #N/A | #N/A | #N/A | #N/A | #N/A
TRUE | VIC | ERTS1266U | East Rowville 12 (United Energy) 66 kV | United Energy | Summer | Non-coincident | 2031 | POE50 | -36.1548 | 122.2536 | VIC East Rowville 12 (United Energy) 66 kV |  |  | FALSE | #N/A | #N/A | #N/A | #N/A | #N/A | #N/A | #N/A | #N/A | #N/A | #N/A
TRUE | VIC | ERTS1266U | East Rowville 12 (United Energy) 66 kV | United Energy | Summer | Non-coincident | 2031 | POE90 | -38.1868 | NA | VIC East Rowville 12 (United Energy) 66 kV |  |  | FALSE | #N/A | #N/A | #N/A | #N/A | #N/A | #N/A | #N/A | #N/A | #N/A | #N/A
TRUE | VIC | ERTS1266U | East Rowville 12 (United Energy) 66 kV | United Energy | Summer | Coincident_unreconciled | 2032 | POE50 | -36.459 | NA | VIC East Rowville 12 (United Energy) 66 kV |  |  | FALSE | #N/A | #N/A | #N/A | #N/A | #N/A | #N/A | #N/A | #N/A | #N/A | #N/A
TRUE | VIC | ERTS1266U | East Rowville 12 (United Energy) 66 kV | United Energy | Summer | Coincident_unreconciled | 2032 | POE90 | -38.3824 | NA | VIC East Rowville 12 (United Energy) 66 kV |  |  | FALSE | #N/A | #N/A | #N/A | #N/A | #N/A | #N/A | #N/A | #N/A | #N/A | #N/A
TRUE | VIC | ERTS1266U | East Rowville 12 (United Energy) 66 kV | United Energy | Summer | Non-coincident | 2032 | POE50 | -38.6741 | 122.8753 | VIC East Rowville 12 (United Energy) 66 kV |  |  | FALSE | #N/A | #N/A | #N/A | #N/A | #N/A | #N/A | #N/A | #N/A | #N/A | #N/A
TRUE | VIC | ERTS1266U | East Rowville 12 (United Energy) 66 kV | United Energy | Summer | Non-coincident | 2032 | POE90 | -40.7145 | NA | VIC East Rowville 12 (United Energy) 66 kV |  |  | FALSE | #N/A | #N/A | #N/A | #N/A | #N/A | #N/A | #N/A | #N/A | #N/A | #N/A
TRUE | VIC | ERTS1266U | East Rowville 12 (United Energy) 66 kV | United Energy | Summer | Coincident_unreconciled | 2033 | POE50 | -38.2158 | NA | VIC East Rowville 12 (United Energy) 66 kV |  |  | FALSE | #N/A | #N/A | #N/A | #N/A | #N/A | #N/A | #N/A | #N/A | #N/A | #N/A
TRUE | VIC | ERTS1266U | East Rowville 12 (United Energy) 66 kV | United Energy | Summer | Coincident_unreconciled | 2033 | POE90 | -40.1472 | NA | VIC East Rowville 12 (United Energy) 66 kV |  |  | FALSE | #N/A | #N/A | #N/A | #N/A | #N/A | #N/A | #N/A | #N/A | #N/A | #N/A
TRUE | VIC | ERTS1266U | East Rowville 12 (United Energy) 66 kV | United Energy | Summer | Non-coincident | 2033 | POE50 | -40.5377 | 123.5942 | VIC East Rowville 12 (United Energy) 66 kV |  |  | FALSE | #N/A | #N/A | #N/A | #N/A | #N/A | #N/A | #N/A | #N/A | #N/A | #N/A
TRUE | VIC | ERTS1266U | East Rowville 12 (United Energy) 66 kV | United Energy | Summer | Non-coincident | 2033 | POE90 | -42.5865 | NA | VIC East Rowville 12 (United Energy) 66 kV |  |  | FALSE | #N/A | #N/A | #N/A | #N/A | #N/A | #N/A | #N/A | #N/A | #N/A | #N/A
TRUE | VIC | ERTS1266U | East Rowville 12 (United Energy) 66 kV | United Energy | Summer | Coincident_unreconciled | 2034 | POE50 | -39.8082 | NA | VIC East Rowville 12 (United Energy) 66 kV |  |  | FALSE | #N/A | #N/A | #N/A | #N/A | #N/A | #N/A | #N/A | #N/A | #N/A | #N/A
TRUE | VIC | ERTS1266U | East Rowville 12 (United Energy) 66 kV | United Energy | Summer | Coincident_unreconciled | 2034 | POE90 | -41.7476 | NA | VIC East Rowville 12 (United Energy) 66 kV |  |  | FALSE | #N/A | #N/A | #N/A | #N/A | #N/A | #N/A | #N/A | #N/A | #N/A | #N/A
TRUE | VIC | ERTS1266U | East Rowville 12 (United Energy) 66 kV | United Energy | Summer | Non-coincident | 2034 | POE50 | -42.2269 | 124.3392 | VIC East Rowville 12 (United Energy) 66 kV |  |  | FALSE | #N/A | #N/A | #N/A | #N/A | #N/A | #N/A | #N/A | #N/A | #N/A | #N/A
TRUE | VIC | ERTS1266U | East Rowville 12 (United Energy) 66 kV | United Energy | Summer | Non-coincident | 2034 | POE90 | -44.2842 | NA | VIC East Rowville 12 (United Energy) 66 kV |  |  | FALSE | #N/A | #N/A | #N/A | #N/A | #N/A | #N/A | #N/A | #N/A | #N/A | #N/A
TRUE | VIC | ERTS1266U | East Rowville 12 (United Energy) 66 kV | United Energy | Summer | Coincident_unreconciled | 2035 | POE50 | -41.5951 | NA | VIC East Rowville 12 (United Energy) 66 kV |  |  | FALSE | #N/A | #N/A | #N/A | #N/A | #N/A | #N/A | #N/A | #N/A | #N/A | #N/A
TRUE | VIC | ERTS1266U | East Rowville 12 (United Energy) 66 kV | United Energy | Summer | Coincident_unreconciled | 2035 | POE90 | -43.5425 | NA | VIC East Rowville 12 (United Energy) 66 kV |  |  | FALSE | #N/A | #N/A | #N/A | #N/A | #N/A | #N/A | #N/A | #N/A | #N/A | #N/A
TRUE | VIC | ERTS1266U | East Rowville 12 (United Energy) 66 kV | United Energy | Summer | Non-coincident | 2035 | POE50 | -44.1224 | 125.0631 | VIC East Rowville 12 (United Energy) 66 kV |  |  | FALSE | #N/A | #N/A | #N/A | #N/A | #N/A | #N/A | #N/A | #N/A | #N/A | #N/A
TRUE | VIC | ERTS1266U | East Rowville 12 (United Energy) 66 kV | United Energy | Summer | Non-coincident | 2035 | POE90 | -46.1881 | NA | VIC East Rowville 12 (United Energy) 66 kV |  |  | FALSE | #N/A | #N/A | #N/A | #N/A | #N/A | #N/A | #N/A | #N/A | #N/A | #N/A
TRUE | VIC | ERTS1266U | East Rowville 12 (United Energy) 66 kV | United Energy | Summer | Non-coincident | 2025 | BASEYEARPOE10 | NA | 129.9982 | VIC East Rowville 12 (United Energy) 66 kV |  |  | FALSE | #N/A | #N/A | #N/A | #N/A | #N/A | #N/A | #N/A | #N/A | #N/A | #N/A
TRUE | VIC | ERTS1266U | East Rowville 12 (United Energy) 66 kV | United Energy | Summer | Coincident | 2026 | POE10 | NA | 124.8707 | VIC East Rowville 12 (United Energy) 66 kV |  |  | FALSE | #N/A | #N/A | #N/A | #N/A | #N/A | #N/A | #N/A | #N/A | #N/A | #N/A
TRUE | VIC | ERTS1266U | East Rowville 12 (United Energy) 66 kV | United Energy | Summer | Coincident | 2026 | POE50 | NA | 110.6529 | VIC East Rowville 12 (United Energy) 66 kV |  |  | FALSE | #N/A | #N/A | #N/A | #N/A | #N/A | #N/A | #N/A | #N/A | #N/A | #N/A
TRUE | VIC | ERTS1266U | East Rowville 12 (United Energy) 66 kV | United Energy | Summer | Non-coincident | 2026 | POE10 | NA | 137.7665 | VIC East Rowville 12 (United Energy) 66 kV |  |  | FALSE | #N/A | #N/A | #N/A | #N/A | #N/A | #N/A | #N/A | #N/A | #N/A | #N/A
TRUE | VIC | ERTS1266U | East Rowville 12 (United Energy) 66 kV | United Energy | Summer | Coincident | 2027 | POE10 | NA | 123.64 | VIC East Rowville 12 (United Energy) 66 kV |  |  | FALSE | #N/A | #N/A | #N/A | #N/A | #N/A | #N/A | #N/A | #N/A | #N/A | #N/A
TRUE | VIC | ERTS1266U | East Rowville 12 (United Energy) 66 kV | United Energy | Summer | Coincident | 2027 | POE50 | NA | 109.0489 | VIC East Rowville 12 (United Energy) 66 kV |  |  | FALSE | #N/A | #N/A | #N/A | #N/A | #N/A | #N/A | #N/A | #N/A | #N/A | #N/A
TRUE | VIC | ERTS1266U | East Rowville 12 (United Energy) 66 kV | United Energy | Summer | Non-coincident | 2027 | POE10 | NA | 140.0979 | VIC East Rowville 12 (United Energy) 66 kV |  |  | FALSE | #N/A | #N/A | #N/A | #N/A | #N/A | #N/A | #N/A | #N/A | #N/A | #N/A
TRUE | VIC | ERTS1266U | East Rowville 12 (United Energy) 66 kV | United Energy | Summer | Coincident | 2028 | POE10 | NA | 120.9877 | VIC East Rowville 12 (United Energy) 66 kV |  |  | FALSE | #N/A | #N/A | #N/A | #N/A | #N/A | #N/A | #N/A | #N/A | #N/A | #N/A
TRUE | VIC | ERTS1266U | East Rowville 12 (United Energy) 66 kV | United Energy | Summer | Coincident | 2028 | POE50 | NA | 105.887 | VIC East Rowville 12 (United Energy) 66 kV |  |  | FALSE | #N/A | #N/A | #N/A | #N/A | #N/A | #N/A | #N/A | #N/A | #N/A | #N/A
TRUE | VIC | ERTS1266U | East Rowville 12 (United Energy) 66 kV | United Energy | Summer | Non-coincident | 2028 | POE10 | NA | 140.4641 | VIC East Rowville 12 (United Energy) 66 kV |  |  | FALSE | #N/A | #N/A | #N/A | #N/A | #N/A | #N/A | #N/A | #N/A | #N/A | #N/A
TRUE | VIC | ERTS1266U | East Rowville 12 (United Energy) 66 kV | United Energy | Summer | Coincident | 2029 | POE10 | NA | 119.1951 | VIC East Rowville 12 (United Energy) 66 kV |  |  | FALSE | #N/A | #N/A | #N/A | #N/A | #N/A | #N/A | #N/A | #N/A | #N/A | #N/A
TRUE | VIC | ERTS1266U | East Rowville 12 (United Energy) 66 kV | United Energy | Summer | Coincident | 2029 | POE50 | NA | 104.3673 | VIC East Rowville 12 (United Energy) 66 kV |  |  | FALSE | #N/A | #N/A | #N/A | #N/A | #N/A | #N/A | #N/A | #N/A | #N/A | #N/A
TRUE | VIC | ERTS1266U | East Rowville 12 (United Energy) 66 kV | United Energy | Summer | Non-coincident | 2029 | POE10 | NA | 140.8969 | VIC East Rowville 12 (United Energy) 66 kV |  |  | FALSE | #N/A | #N/A | #N/A | #N/A | #N/A | #N/A | #N/A | #N/A | #N/A | #N/A
TRUE | VIC | ERTS1266U | East Rowville 12 (United Energy) 66 kV | United Energy | Summer | Coincident | 2030 | POE10 | NA | 117.8714 | VIC East Rowville 12 (United Energy) 66 kV |  |  | FALSE | #N/A | #N/A | #N/A | #N/A | #N/A | #N/A | #N/A | #N/A | #N/A | #N/A
TRUE | VIC | ERTS1266U | East Rowville 12 (United Energy) 66 kV | United Energy | Summer | Coincident | 2030 | POE50 | NA | 102.8809 | VIC East Rowville 12 (United Energy) 66 kV |  |  | FALSE | #N/A | #N/A | #N/A | #N/A | #N/A | #N/A | #N/A | #N/A | #N/A | #N/A
TRUE | VIC | ERTS1266U | East Rowville 12 (United Energy) 66 kV | United Energy | Summer | Non-coincident | 2030 | POE10 | NA | 141.4122 | VIC East Rowville 12 (United Energy) 66 kV |  |  | FALSE | #N/A | #N/A | #N/A | #N/A | #N/A | #N/A | #N/A | #N/A | #N/A | #N/A
TRUE | VIC | ERTS1266U | East Rowville 12 (United Energy) 66 kV | United Energy | Summer | Coincident | 2031 | POE10 | NA | 115.3371 | VIC East Rowville 12 (United Energy) 66 kV |  |  | FALSE | #N/A | #N/A | #N/A | #N/A | #N/A | #N/A | #N/A | #N/A | #N/A | #N/A
TRUE | VIC | ERTS1266U | East Rowville 12 (United Energy) 66 kV | United Energy | Summer | Coincident | 2031 | POE50 | NA | 101.1557 | VIC East Rowville 12 (United Energy) 66 kV |  |  | FALSE | #N/A | #N/A | #N/A | #N/A | #N/A | #N/A | #N/A | #N/A | #N/A | #N/A
TRUE | VIC | ERTS1266U | East Rowville 12 (United Energy) 66 kV | United Energy | Summer | Non-coincident | 2031 | POE10 | NA | 141.9731 | VIC East Rowville 12 (United Energy) 66 kV |  |  | FALSE | #N/A | #N/A | #N/A | #N/A | #N/A | #N/A | #N/A | #N/A | #N/A | #N/A
TRUE | VIC | ERTS1266U | East Rowville 12 (United Energy) 66 kV | United Energy | Summer | Coincident | 2032 | POE10 | NA | 112.4459 | VIC East Rowville 12 (United Energy) 66 kV |  |  | FALSE | #N/A | #N/A | #N/A | #N/A | #N/A | #N/A | #N/A | #N/A | #N/A | #N/A
TRUE | VIC | ERTS1266U | East Rowville 12 (United Energy) 66 kV | United Energy | Summer | Coincident | 2032 | POE50 | NA | 98.4327 | VIC East Rowville 12 (United Energy) 66 kV |  |  | FALSE | #N/A | #N/A | #N/A | #N/A | #N/A | #N/A | #N/A | #N/A | #N/A | #N/A
TRUE | VIC | ERTS1266U | East Rowville 12 (United Energy) 66 kV | United Energy | Summer | Non-coincident | 2032 | POE10 | NA | 142.6757 | VIC East Rowville 12 (United Energy) 66 kV |  |  | FALSE | #N/A | #N/A | #N/A | #N/A | #N/A | #N/A | #N/A | #N/A | #N/A | #N/A
TRUE | VIC | ERTS1266U | East Rowville 12 (United Energy) 66 kV | United Energy | Summer | Coincident | 2033 | POE10 | NA | 110.4289 | VIC East Rowville 12 (United Energy) 66 kV |  |  | FALSE | #N/A | #N/A | #N/A | #N/A | #N/A | #N/A | #N/A | #N/A | #N/A | #N/A
TRUE | VIC | ERTS1266U | East Rowville 12 (United Energy) 66 kV | United Energy | Summer | Coincident | 2033 | POE50 | NA | 95.7851 | VIC East Rowville 12 (United Energy) 66 kV |  |  | FALSE | #N/A | #N/A | #N/A | #N/A | #N/A | #N/A | #N/A | #N/A | #N/A | #N/A
TRUE | VIC | ERTS1266U | East Rowville 12 (United Energy) 66 kV | United Energy | Summer | Non-coincident | 2033 | POE10 | NA | 143.4767 | VIC East Rowville 12 (United Energy) 66 kV |  |  | FALSE | #N/A | #N/A | #N/A | #N/A | #N/A | #N/A | #N/A | #N/A | #N/A | #N/A
TRUE | VIC | ERTS1266U | East Rowville 12 (United Energy) 66 kV | United Energy | Summer | Coincident | 2034 | POE10 | NA | 109.9125 | VIC East Rowville 12 (United Energy) 66 kV |  |  | FALSE | #N/A | #N/A | #N/A | #N/A | #N/A | #N/A | #N/A | #N/A | #N/A | #N/A
TRUE | VIC | ERTS1266U | East Rowville 12 (United Energy) 66 kV | United Energy | Summer | Coincident | 2034 | POE50 | NA | 95.4553 | VIC East Rowville 12 (United Energy) 66 kV |  |  | FALSE | #N/A | #N/A | #N/A | #N/A | #N/A | #N/A | #N/A | #N/A | #N/A | #N/A
TRUE | VIC | ERTS1266U | East Rowville 12 (United Energy) 66 kV | United Energy | Summer | Non-coincident | 2034 | POE10 | NA | 144.3038 | VIC East Rowville 12 (United Energy) 66 kV |  |  | FALSE | #N/A | #N/A | #N/A | #N/A | #N/A | #N/A | #N/A | #N/A | #N/A | #N/A
TRUE | VIC | ERTS1266U | East Rowville 12 (United Energy) 66 kV | United Energy | Summer | Coincident | 2035 | POE10 | NA | 109.8463 | VIC East Rowville 12 (United Energy) 66 kV |  |  | FALSE | #N/A | #N/A | #N/A | #N/A | #N/A | #N/A | #N/A | #N/A | #N/A | #N/A
TRUE | VIC | ERTS1266U | East Rowville 12 (United Energy) 66 kV | United Energy | Summer | Coincident | 2035 | POE50 | NA | 95.4292 | VIC East Rowville 12 (United Energy) 66 kV |  |  | FALSE | #N/A | #N/A | #N/A | #N/A | #N/A | #N/A | #N/A | #N/A | #N/A | #N/A
TRUE | VIC | ERTS1266U | East Rowville 12 (United Energy) 66 kV | United Energy | Summer | Non-coincident | 2035 | POE10 | NA | 145.1098 | VIC East Rowville 12 (United Energy) 66 kV |  |  | FALSE | #N/A | #N/A | #N/A | #N/A | #N/A | #N/A | #N/A | #N/A | #N/A | #N/A
TRUE | VIC | ERTS1266U | East Rowville 12 (United Energy) 66 kV | United Energy | Winter | Coincident | 2018 | ACTUAL_OPG | NA | 81.9656 | VIC East Rowville 12 (United Energy) 66 kV |  |  | FALSE | #N/A | #N/A | #N/A | #N/A | #N/A | #N/A | #N/A | #N/A | #N/A | #N/A
TRUE | VIC | ERTS1266U | East Rowville 12 (United Energy) 66 kV | United Energy | Winter | Coincident | 2018 | ACTUAL_RAW | NA | 81.9656 | VIC East Rowville 12 (United Energy) 66 kV |  |  | FALSE | #N/A | #N/A | #N/A | #N/A | #N/A | #N/A | #N/A | #N/A | #N/A | #N/A
TRUE | VIC | ERTS1266U | East Rowville 12 (United Energy) 66 kV | United Energy | Winter | Non-coincident | 2018 | ACTUAL_RAW | NA | 83.7769 | VIC East Rowville 12 (United Energy) 66 kV |  |  | FALSE | #N/A | #N/A | #N/A | #N/A | #N/A | #N/A | #N/A | #N/A | #N/A | #N/A
TRUE | VIC | ERTS1266U | East Rowville 12 (United Energy) 66 kV | United Energy | Winter | Non-coincident | 2018 | ACTUAL_OPG | NA | 83.7769 | VIC East Rowville 12 (United Energy) 66 kV |  |  | FALSE | #N/A | #N/A | #N/A | #N/A | #N/A | #N/A | #N/A | #N/A | #N/A | #N/A
TRUE | VIC | ERTS1266U | East Rowville 12 (United Energy) 66 kV | United Energy | Winter | Non-coincident | 2018 | ACTUAL_ADJUSTEDOPG | NA | 83.7769 | VIC East Rowville 12 (United Energy) 66 kV |  |  | FALSE | #N/A | #N/A | #N/A | #N/A | #N/A | #N/A | #N/A | #N/A | #N/A | #N/A
TRUE | VIC | ERTS1266U | East Rowville 12 (United Energy) 66 kV | United Energy | Winter | Coincident | 2019 | ACTUAL_OPG | NA | 83.2893 | VIC East Rowville 12 (United Energy) 66 kV |  |  | FALSE | #N/A | #N/A | #N/A | #N/A | #N/A | #N/A | #N/A | #N/A | #N/A | #N/A
TRUE | VIC | ERTS1266U | East Rowville 12 (United Energy) 66 kV | United Energy | Winter | Coincident | 2019 | ACTUAL_RAW | NA | 83.2893 | VIC East Rowville 12 (United Energy) 66 kV |  |  | FALSE | #N/A | #N/A | #N/A | #N/A | #N/A | #N/A | #N/A | #N/A | #N/A | #N/A
TRUE | VIC | ERTS1266U | East Rowville 12 (United Energy) 66 kV | United Energy | Winter | Non-coincident | 2019 | ACTUAL_RAW | NA | 84.7419 | VIC East Rowville 12 (United Energy) 66 kV |  |  | FALSE | #N/A | #N/A | #N/A | #N/A | #N/A | #N/A | #N/A | #N/A | #N/A | #N/A
TRUE | VIC | ERTS1266U | East Rowville 12 (United Energy) 66 kV | United Energy | Winter | Non-coincident | 2019 | ACTUAL_OPG | NA | 84.7419 | VIC East Rowville 12 (United Energy) 66 kV |  |  | FALSE | #N/A | #N/A | #N/A | #N/A | #N/A | #N/A | #N/A | #N/A | #N/A | #N/A
TRUE | VIC | ERTS1266U | East Rowville 12 (United Energy) 66 kV | United Energy | Winter | Non-coincident | 2019 | ACTUAL_ADJUSTEDOPG | NA | 84.7419 | VIC East Rowville 12 (United Energy) 66 kV |  |  | FALSE | #N/A | #N/A | #N/A | #N/A | #N/A | #N/A | #N/A | #N/A | #N/A | #N/A
TRUE | VIC | ERTS1266U | East Rowville 12 (United Energy) 66 kV | United Energy | Winter | Coincident | 2020 | ACTUAL_OPG | NA | 89.2034 | VIC East Rowville 12 (United Energy) 66 kV |  |  | FALSE | #N/A | #N/A | #N/A | #N/A | #N/A | #N/A | #N/A | #N/A | #N/A | #N/A
TRUE | VIC | ERTS1266U | East Rowville 12 (United Energy) 66 kV | United Energy | Winter | Coincident | 2020 | ACTUAL_RAW | NA | 89.2034 | VIC East Rowville 12 (United Energy) 66 kV |  |  | FALSE | #N/A | #N/A | #N/A | #N/A | #N/A | #N/A | #N/A | #N/A | #N/A | #N/A
TRUE | VIC | ERTS1266U | East Rowville 12 (United Energy) 66 kV | United Energy | Winter | Non-coincident | 2020 | ACTUAL_RAW | NA | 90.6007 | VIC East Rowville 12 (United Energy) 66 kV |  |  | FALSE | #N/A | #N/A | #N/A | #N/A | #N/A | #N/A | #N/A | #N/A | #N/A | #N/A
TRUE | VIC | ERTS1266U | East Rowville 12 (United Energy) 66 kV | United Energy | Winter | Non-coincident | 2020 | ACTUAL_OPG | NA | 90.6007 | VIC East Rowville 12 (United Energy) 66 kV |  |  | FALSE | #N/A | #N/A | #N/A | #N/A | #N/A | #N/A | #N/A | #N/A | #N/A | #N/A
TRUE | VIC | ERTS1266U | East Rowville 12 (United Energy) 66 kV | United Energy | Winter | Non-coincident | 2020 | ACTUAL_ADJUSTEDOPG | NA | 90.6007 | VIC East Rowville 12 (United Energy) 66 kV |  |  | FALSE | #N/A | #N/A | #N/A | #N/A | #N/A | #N/A | #N/A | #N/A | #N/A | #N/A
TRUE | VIC | ERTS1266U | East Rowville 12 (United Energy) 66 kV | United Energy | Winter | Coincident | 2021 | ACTUAL_OPG | NA | 87.5256 | VIC East Rowville 12 (United Energy) 66 kV |  |  | FALSE | #N/A | #N/A | #N/A | #N/A | #N/A | #N/A | #N/A | #N/A | #N/A | #N/A
TRUE | VIC | ERTS1266U | East Rowville 12 (United Energy) 66 kV | United Energy | Winter | Coincident | 2021 | ACTUAL_RAW | NA | 87.5256 | VIC East Rowville 12 (United Energy) 66 kV |  |  | FALSE | #N/A | #N/A | #N/A | #N/A | #N/A | #N/A | #N/A | #N/A | #N/A | #N/A
TRUE | VIC | ERTS1266U | East Rowville 12 (United Energy) 66 kV | United Energy | Winter | Non-coincident | 2021 | ACTUAL_RAW | NA | 88.8019 | VIC East Rowville 12 (United Energy) 66 kV |  |  | FALSE | #N/A | #N/A | #N/A | #N/A | #N/A | #N/A | #N/A | #N/A | #N/A | #N/A
TRUE | VIC | ERTS1266U | East Rowville 12 (United Energy) 66 kV | United Energy | Winter | Non-coincident | 2021 | ACTUAL_OPG | NA | 88.8019 | VIC East Rowville 12 (United Energy) 66 kV |  |  | FALSE | #N/A | #N/A | #N/A | #N/A | #N/A | #N/A | #N/A | #N/A | #N/A | #N/A
TRUE | VIC | ERTS1266U | East Rowville 12 (United Energy) 66 kV | United Energy | Winter | Non-coincident | 2021 | ACTUAL_ADJUSTEDOPG | NA | 88.8019 | VIC East Rowville 12 (United Energy) 66 kV |  |  | FALSE | #N/A | #N/A | #N/A | #N/A | #N/A | #N/A | #N/A | #N/A | #N/A | #N/A
TRUE | VIC | ERTS1266U | East Rowville 12 (United Energy) 66 kV | United Energy | Winter | Coincident | 2022 | ACTUAL_OPG | NA | 92.9565 | VIC East Rowville 12 (United Energy) 66 kV |  |  | FALSE | #N/A | #N/A | #N/A | #N/A | #N/A | #N/A | #N/A | #N/A | #N/A | #N/A
TRUE | VIC | ERTS1266U | East Rowville 12 (United Energy) 66 kV | United Energy | Winter | Coincident | 2022 | ACTUAL_RAW | NA | 92.9565 | VIC East Rowville 12 (United Energy) 66 kV |  |  | FALSE | #N/A | #N/A | #N/A | #N/A | #N/A | #N/A | #N/A | #N/A | #N/A | #N/A
TRUE | VIC | ERTS1266U | East Rowville 12 (United Energy) 66 kV | United Energy | Winter | Non-coincident | 2022 | ACTUAL_RAW | NA | 95.4209 | VIC East Rowville 12 (United Energy) 66 kV |  |  | FALSE | #N/A | #N/A | #N/A | #N/A | #N/A | #N/A | #N/A | #N/A | #N/A | #N/A
TRUE | VIC | ERTS1266U | East Rowville 12 (United Energy) 66 kV | United Energy | Winter | Non-coincident | 2022 | ACTUAL_OPG | NA | 95.4209 | VIC East Rowville 12 (United Energy) 66 kV |  |  | FALSE | #N/A | #N/A | #N/A | #N/A | #N/A | #N/A | #N/A | #N/A | #N/A | #N/A
TRUE | VIC | ERTS1266U | East Rowville 12 (United Energy) 66 kV | United Energy | Winter | Non-coincident | 2022 | ACTUAL_ADJUSTEDOPG | NA | 95.4209 | VIC East Rowville 12 (United Energy) 66 kV |  |  | FALSE | #N/A | #N/A | #N/A | #N/A | #N/A | #N/A | #N/A | #N/A | #N/A | #N/A
TRUE | VIC | ERTS1266U | East Rowville 12 (United Energy) 66 kV | United Energy | Winter | Coincident | 2023 | ACTUAL_OPG | NA | 90.4255 | VIC East Rowville 12 (United Energy) 66 kV |  |  | FALSE | #N/A | #N/A | #N/A | #N/A | #N/A | #N/A | #N/A | #N/A | #N/A | #N/A
TRUE | VIC | ERTS1266U | East Rowville 12 (United Energy) 66 kV | United Energy | Winter | Coincident | 2023 | ACTUAL_RAW | NA | 90.4255 | VIC East Rowville 12 (United Energy) 66 kV |  |  | FALSE | #N/A | #N/A | #N/A | #N/A | #N/A | #N/A | #N/A | #N/A | #N/A | #N/A
TRUE | VIC | ERTS1266U | East Rowville 12 (United Energy) 66 kV | United Energy | Winter | Non-coincident | 2023 | ACTUAL_RAW | NA | 92.5554 | VIC East Rowville 12 (United Energy) 66 kV |  |  | FALSE | #N/A | #N/A | #N/A | #N/A | #N/A | #N/A | #N/A | #N/A | #N/A | #N/A
TRUE | VIC | ERTS1266U | East Rowville 12 (United Energy) 66 kV | United Energy | Winter | Non-coincident | 2023 | ACTUAL_OPG | NA | 92.5554 | VIC East Rowville 12 (United Energy) 66 kV |  |  | FALSE | #N/A | #N/A | #N/A | #N/A | #N/A | #N/A | #N/A | #N/A | #N/A | #N/A
TRUE | VIC | ERTS1266U | East Rowville 12 (United Energy) 66 kV | United Energy | Winter | Non-coincident | 2023 | ACTUAL_ADJUSTEDOPG | NA | 92.5554 | VIC East Rowville 12 (United Energy) 66 kV |  |  | FALSE | #N/A | #N/A | #N/A | #N/A | #N/A | #N/A | #N/A | #N/A | #N/A | #N/A
TRUE | VIC | ERTS1266U | East Rowville 12 (United Energy) 66 kV | United Energy | Winter | Coincident | 2024 | ACTUAL_OPG | NA | 100.0739 | VIC East Rowville 12 (United Energy) 66 kV |  |  | FALSE | #N/A | #N/A | #N/A | #N/A | #N/A | #N/A | #N/A | #N/A | #N/A | #N/A
TRUE | VIC | ERTS1266U | East Rowville 12 (United Energy) 66 kV | United Energy | Winter | Coincident | 2024 | ACTUAL_RAW | NA | 100.0739 | VIC East Rowville 12 (United Energy) 66 kV |  |  | FALSE | #N/A | #N/A | #N/A | #N/A | #N/A | #N/A | #N/A | #N/A | #N/A | #N/A
TRUE | VIC | ERTS1266U | East Rowville 12 (United Energy) 66 kV | United Energy | Winter | Non-coincident | 2024 | ACTUAL_RAW | NA | 100.0739 | VIC East Rowville 12 (United Energy) 66 kV |  |  | FALSE | #N/A | #N/A | #N/A | #N/A | #N/A | #N/A | #N/A | #N/A | #N/A | #N/A
TRUE | VIC | ERTS1266U | East Rowville 12 (United Energy) 66 kV | United Energy | Winter | Non-coincident | 2024 | ACTUAL_OPG | NA | 100.0739 | VIC East Rowville 12 (United Energy) 66 kV |  |  | FALSE | #N/A | #N/A | #N/A | #N/A | #N/A | #N/A | #N/A | #N/A | #N/A | #N/A
TRUE | VIC | ERTS1266U | East Rowville 12 (United Energy) 66 kV | United Energy | Winter | Non-coincident | 2024 | ACTUAL_ADJUSTEDOPG | NA | 100.0739 | VIC East Rowville 12 (United Energy) 66 kV |  |  | FALSE | #N/A | #N/A | #N/A | #N/A | #N/A | #N/A | #N/A | #N/A | #N/A | #N/A
TRUE | VIC | ERTS1266U | East Rowville 12 (United Energy) 66 kV | United Energy | Winter | Coincident | 2025 | POE10 | NA | 82.9839 | VIC East Rowville 12 (United Energy) 66 kV |  |  | FALSE | #N/A | #N/A | #N/A | #N/A | #N/A | #N/A | #N/A | #N/A | #N/A | #N/A
TRUE | VIC | ERTS1266U | East Rowville 12 (United Energy) 66 kV | United Energy | Winter | Coincident | 2025 | POE50 | NA | 81.5959 | VIC East Rowville 12 (United Energy) 66 kV |  |  | FALSE | #N/A | #N/A | #N/A | #N/A | #N/A | #N/A | #N/A | #N/A | #N/A | #N/A
TRUE | VIC | ERTS1266U | East Rowville 12 (United Energy) 66 kV | United Energy | Winter | Non-coincident | 2025 | ACTUAL_RAW | NA | 104.879 | VIC East Rowville 12 (United Energy) 66 kV |  |  | FALSE | #N/A | #N/A | #N/A | #N/A | #N/A | #N/A | #N/A | #N/A | #N/A | #N/A
TRUE | VIC | ERTS1266U | East Rowville 12 (United Energy) 66 kV | United Energy | Winter | Non-coincident | 2025 | ACTUAL_ADJUSTEDOPG | NA | 104.879 | VIC East Rowville 12 (United Energy) 66 kV |  |  | FALSE | #N/A | #N/A | #N/A | #N/A | #N/A | #N/A | #N/A | #N/A | #N/A | #N/A
TRUE | VIC | ERTS1266U | East Rowville 12 (United Energy) 66 kV | United Energy | Winter | Non-coincident | 2025 | BASEYEARPOE50 | NA | 85.7582 | VIC East Rowville 12 (United Energy) 66 kV |  |  | FALSE | #N/A | #N/A | #N/A | #N/A | #N/A | #N/A | #N/A | #N/A | #N/A | #N/A
TRUE | VIC | ERTS1266U | East Rowville 12 (United Energy) 66 kV | United Energy | Winter | Non-coincident | 2025 | BASEYEARPOE10 | NA | 89.1197 | VIC East Rowville 12 (United Energy) 66 kV |  |  | FALSE | #N/A | #N/A | #N/A | #N/A | #N/A | #N/A | #N/A | #N/A | #N/A | #N/A
TRUE | VIC | ERTS1266U | East Rowville 12 (United Energy) 66 kV | United Energy | Winter | Non-coincident | 2025 | POE10 | NA | 91.3 | VIC East Rowville 12 (United Energy) 66 kV |  |  | FALSE | #N/A | #N/A | #N/A | #N/A | #N/A | #N/A | #N/A | #N/A | #N/A | #N/A
TRUE | VIC | ERTS1266U | East Rowville 12 (United Energy) 66 kV | United Energy | Winter | Non-coincident | 2025 | POE50 | NA | 86.2055 | VIC East Rowville 12 (United Energy) 66 kV |  |  | FALSE | #N/A | #N/A | #N/A | #N/A | #N/A | #N/A | #N/A | #N/A | #N/A | #N/A
TRUE | VIC | ERTS1266U | East Rowville 12 (United Energy) 66 kV | United Energy | Winter | Coincident | 2026 | POE10 | NA | 83.4827 | VIC East Rowville 12 (United Energy) 66 kV |  |  | FALSE | #N/A | #N/A | #N/A | #N/A | #N/A | #N/A | #N/A | #N/A | #N/A | #N/A
TRUE | VIC | ERTS1266U | East Rowville 12 (United Energy) 66 kV | United Energy | Winter | Coincident | 2026 | POE50 | NA | 82.0147 | VIC East Rowville 12 (United Energy) 66 kV |  |  | FALSE | #N/A | #N/A | #N/A | #N/A | #N/A | #N/A | #N/A | #N/A | #N/A | #N/A
TRUE | VIC | ERTS1266U | East Rowville 12 (United Energy) 66 kV | United Energy | Winter | Non-coincident | 2026 | POE10 | NA | 95.0873 | VIC East Rowville 12 (United Energy) 66 kV |  |  | FALSE | #N/A | #N/A | #N/A | #N/A | #N/A | #N/A | #N/A | #N/A | #N/A | #N/A
TRUE | VIC | ERTS1266U | East Rowville 12 (United Energy) 66 kV | United Energy | Winter | Non-coincident | 2026 | POE50 | NA | 89.9742 | VIC East Rowville 12 (United Energy) 66 kV |  |  | FALSE | #N/A | #N/A | #N/A | #N/A | #N/A | #N/A | #N/A | #N/A | #N/A | #N/A
TRUE | VIC | ERTS1266U | East Rowville 12 (United Energy) 66 kV | United Energy | Winter | Coincident | 2027 | POE10 | NA | 82.6771 | VIC East Rowville 12 (United Energy) 66 kV |  |  | FALSE | #N/A | #N/A | #N/A | #N/A | #N/A | #N/A | #N/A | #N/A | #N/A | #N/A
TRUE | VIC | ERTS1266U | East Rowville 12 (United Energy) 66 kV | United Energy | Winter | Coincident | 2027 | POE50 | NA | 81.0619 | VIC East Rowville 12 (United Energy) 66 kV |  |  | FALSE | #N/A | #N/A | #N/A | #N/A | #N/A | #N/A | #N/A | #N/A | #N/A | #N/A
TRUE | VIC | ERTS1266U | East Rowville 12 (United Energy) 66 kV | United Energy | Winter | Non-coincident | 2027 | POE10 | NA | 97.4843 | VIC East Rowville 12 (United Energy) 66 kV |  |  | FALSE | #N/A | #N/A | #N/A | #N/A | #N/A | #N/A | #N/A | #N/A | #N/A | #N/A
TRUE | VIC | ERTS1266U | East Rowville 12 (United Energy) 66 kV | United Energy | Winter | Non-coincident | 2027 | POE50 | NA | 92.3504 | VIC East Rowville 12 (United Energy) 66 kV |  |  | FALSE | #N/A | #N/A | #N/A | #N/A | #N/A | #N/A | #N/A | #N/A | #N/A | #N/A
TRUE | VIC | ERTS1266U | East Rowville 12 (United Energy) 66 kV | United Energy | Winter | Coincident | 2028 | POE10 | NA | 81.6071 | VIC East Rowville 12 (United Energy) 66 kV |  |  | FALSE | #N/A | #N/A | #N/A | #N/A | #N/A | #N/A | #N/A | #N/A | #N/A | #N/A
TRUE | VIC | ERTS1266U | East Rowville 12 (United Energy) 66 kV | United Energy | Winter | Coincident | 2028 | POE50 | NA | 80.0808 | VIC East Rowville 12 (United Energy) 66 kV |  |  | FALSE | #N/A | #N/A | #N/A | #N/A | #N/A | #N/A | #N/A | #N/A | #N/A | #N/A
TRUE | VIC | ERTS1266U | East Rowville 12 (United Energy) 66 kV | United Energy | Winter | Non-coincident | 2028 | POE10 | NA | 97.9306 | VIC East Rowville 12 (United Energy) 66 kV |  |  | FALSE | #N/A | #N/A | #N/A | #N/A | #N/A | #N/A | #N/A | #N/A | #N/A | #N/A
TRUE | VIC | ERTS1266U | East Rowville 12 (United Energy) 66 kV | United Energy | Winter | Non-coincident | 2028 | POE50 | NA | 92.7759 | VIC East Rowville 12 (United Energy) 66 kV |  |  | FALSE | #N/A | #N/A | #N/A | #N/A | #N/A | #N/A | #N/A | #N/A | #N/A | #N/A
TRUE | VIC | ERTS1266U | East Rowville 12 (United Energy) 66 kV | United Energy | Winter | Coincident | 2029 | POE10 | NA | 81.193 | VIC East Rowville 12 (United Energy) 66 kV |  |  | FALSE | #N/A | #N/A | #N/A | #N/A | #N/A | #N/A | #N/A | #N/A | #N/A | #N/A
TRUE | VIC | ERTS1266U | East Rowville 12 (United Energy) 66 kV | United Energy | Winter | Coincident | 2029 | POE50 | NA | 79.7078 | VIC East Rowville 12 (United Energy) 66 kV |  |  | FALSE | #N/A | #N/A | #N/A | #N/A | #N/A | #N/A | #N/A | #N/A | #N/A | #N/A
TRUE | VIC | ERTS1266U | East Rowville 12 (United Energy) 66 kV | United Energy | Winter | Non-coincident | 2029 | POE10 | NA | 98.4493 | VIC East Rowville 12 (United Energy) 66 kV |  |  | FALSE | #N/A | #N/A | #N/A | #N/A | #N/A | #N/A | #N/A | #N/A | #N/A | #N/A
TRUE | VIC | ERTS1266U | East Rowville 12 (United Energy) 66 kV | United Energy | Winter | Non-coincident | 2029 | POE50 | NA | 93.2738 | VIC East Rowville 12 (United Energy) 66 kV |  |  | FALSE | #N/A | #N/A | #N/A | #N/A | #N/A | #N/A | #N/A | #N/A | #N/A | #N/A
TRUE | VIC | ERTS1266U | East Rowville 12 (United Energy) 66 kV | United Energy | Winter | Coincident | 2030 | POE10 | NA | 80.6695 | VIC East Rowville 12 (United Energy) 66 kV |  |  | FALSE | #N/A | #N/A | #N/A | #N/A | #N/A | #N/A | #N/A | #N/A | #N/A | #N/A
TRUE | VIC | ERTS1266U | East Rowville 12 (United Energy) 66 kV | United Energy | Winter | Coincident | 2030 | POE50 | NA | 79.1829 | VIC East Rowville 12 (United Energy) 66 kV |  |  | FALSE | #N/A | #N/A | #N/A | #N/A | #N/A | #N/A | #N/A | #N/A | #N/A | #N/A
TRUE | VIC | ERTS1266U | East Rowville 12 (United Energy) 66 kV | United Energy | Winter | Non-coincident | 2030 | POE10 | NA | 99.0707 | VIC East Rowville 12 (United Energy) 66 kV |  |  | FALSE | #N/A | #N/A | #N/A | #N/A | #N/A | #N/A | #N/A | #N/A | #N/A | #N/A
TRUE | VIC | ERTS1266U | East Rowville 12 (United Energy) 66 kV | United Energy | Winter | Non-coincident | 2030 | POE50 | NA | 93.8743 | VIC East Rowville 12 (United Energy) 66 kV |  |  | FALSE | #N/A | #N/A | #N/A | #N/A | #N/A | #N/A | #N/A | #N/A | #N/A | #N/A
TRUE | VIC | ERTS1266U | East Rowville 12 (United Energy) 66 kV | United Energy | Winter | Coincident | 2031 | POE10 | NA | 80.2799 | VIC East Rowville 12 (United Energy) 66 kV |  |  | FALSE | #N/A | #N/A | #N/A | #N/A | #N/A | #N/A | #N/A | #N/A | #N/A | #N/A
TRUE | VIC | ERTS1266U | East Rowville 12 (United Energy) 66 kV | United Energy | Winter | Coincident | 2031 | POE50 | NA | 78.8099 | VIC East Rowville 12 (United Energy) 66 kV |  |  | FALSE | #N/A | #N/A | #N/A | #N/A | #N/A | #N/A | #N/A | #N/A | #N/A | #N/A
TRUE | VIC | ERTS1266U | East Rowville 12 (United Energy) 66 kV | United Energy | Winter | Non-coincident | 2031 | POE10 | NA | 99.7333 | VIC East Rowville 12 (United Energy) 66 kV |  |  | FALSE | #N/A | #N/A | #N/A | #N/A | #N/A | #N/A | #N/A | #N/A | #N/A | #N/A
TRUE | VIC | ERTS1266U | East Rowville 12 (United Energy) 66 kV | United Energy | Winter | Non-coincident | 2031 | POE50 | NA | 94.516 | VIC East Rowville 12 (United Energy) 66 kV |  |  | FALSE | #N/A | #N/A | #N/A | #N/A | #N/A | #N/A | #N/A | #N/A | #N/A | #N/A
TRUE | VIC | ERTS1266U | East Rowville 12 (United Energy) 66 kV | United Energy | Winter | Coincident | 2032 | POE10 | NA | 79.246 | VIC East Rowville 12 (United Energy) 66 kV |  |  | FALSE | #N/A | #N/A | #N/A | #N/A | #N/A | #N/A | #N/A | #N/A | #N/A | #N/A
TRUE | VIC | ERTS1266U | East Rowville 12 (United Energy) 66 kV | United Energy | Winter | Coincident | 2032 | POE50 | NA | 77.6541 | VIC East Rowville 12 (United Energy) 66 kV |  |  | FALSE | #N/A | #N/A | #N/A | #N/A | #N/A | #N/A | #N/A | #N/A | #N/A | #N/A
TRUE | VIC | ERTS1266U | East Rowville 12 (United Energy) 66 kV | United Energy | Winter | Non-coincident | 2032 | POE10 | NA | 100.4811 | VIC East Rowville 12 (United Energy) 66 kV |  |  | FALSE | #N/A | #N/A | #N/A | #N/A | #N/A | #N/A | #N/A | #N/A | #N/A | #N/A
TRUE | VIC | ERTS1266U | East Rowville 12 (United Energy) 66 kV | United Energy | Winter | Non-coincident | 2032 | POE50 | NA | 95.2421 | VIC East Rowville 12 (United Energy) 66 kV |  |  | FALSE | #N/A | #N/A | #N/A | #N/A | #N/A | #N/A | #N/A | #N/A | #N/A | #N/A
TRUE | VIC | ERTS1266U | East Rowville 12 (United Energy) 66 kV | United Energy | Winter | Coincident | 2033 | POE10 | NA | 77.8633 | VIC East Rowville 12 (United Energy) 66 kV |  |  | FALSE | #N/A | #N/A | #N/A | #N/A | #N/A | #N/A | #N/A | #N/A | #N/A | #N/A
TRUE | VIC | ERTS1266U | East Rowville 12 (United Energy) 66 kV | United Energy | Winter | Coincident | 2033 | POE50 | NA | 76.3143 | VIC East Rowville 12 (United Energy) 66 kV |  |  | FALSE | #N/A | #N/A | #N/A | #N/A | #N/A | #N/A | #N/A | #N/A | #N/A | #N/A
TRUE | VIC | ERTS1266U | East Rowville 12 (United Energy) 66 kV | United Energy | Winter | Non-coincident | 2033 | POE10 | NA | 101.2343 | VIC East Rowville 12 (United Energy) 66 kV |  |  | FALSE | #N/A | #N/A | #N/A | #N/A | #N/A | #N/A | #N/A | #N/A | #N/A | #N/A
TRUE | VIC | ERTS1266U | East Rowville 12 (United Energy) 66 kV | United Energy | Winter | Non-coincident | 2033 | POE50 | NA | 95.9737 | VIC East Rowville 12 (United Energy) 66 kV |  |  | FALSE | #N/A | #N/A | #N/A | #N/A | #N/A | #N/A | #N/A | #N/A | #N/A | #N/A
TRUE | VIC | ERTS1266U | East Rowville 12 (United Energy) 66 kV | United Energy | Winter | Coincident | 2034 | POE10 | NA | 77.8637 | VIC East Rowville 12 (United Energy) 66 kV |  |  | FALSE | #N/A | #N/A | #N/A | #N/A | #N/A | #N/A | #N/A | #N/A | #N/A | #N/A
TRUE | VIC | ERTS1266U | East Rowville 12 (United Energy) 66 kV | United Energy | Winter | Coincident | 2034 | POE50 | NA | 76.3617 | VIC East Rowville 12 (United Energy) 66 kV |  |  | FALSE | #N/A | #N/A | #N/A | #N/A | #N/A | #N/A | #N/A | #N/A | #N/A | #N/A
TRUE | VIC | ERTS1266U | East Rowville 12 (United Energy) 66 kV | United Energy | Winter | Non-coincident | 2034 | POE10 | NA | 101.9687 | VIC East Rowville 12 (United Energy) 66 kV |  |  | FALSE | #N/A | #N/A | #N/A | #N/A | #N/A | #N/A | #N/A | #N/A | #N/A | #N/A
TRUE | VIC | ERTS1266U | East Rowville 12 (United Energy) 66 kV | United Energy | Winter | Non-coincident | 2034 | POE50 | NA | 96.6863 | VIC East Rowville 12 (United Energy) 66 kV |  |  | FALSE | #N/A | #N/A | #N/A | #N/A | #N/A | #N/A | #N/A | #N/A | #N/A | #N/A
TRUE | VIC | ERTS3466A | East Rowville 34 (AusNet) 66 kV | AusNet | Shoulder | Coincident | 2019 | ACTUAL_OPG | 6.2217 | NA | VIC East Rowville 34 (AusNet) 66 kV |  |  | FALSE | #N/A | #N/A | #N/A | #N/A | #N/A | #N/A | #N/A | #N/A | #N/A | #N/A
TRUE | VIC | ERTS3466A | East Rowville 34 (AusNet) 66 kV | AusNet | Shoulder | Coincident | 2019 | ACTUAL_RAW | 6.2217 | NA | VIC East Rowville 34 (AusNet) 66 kV |  |  | FALSE | #N/A | #N/A | #N/A | #N/A | #N/A | #N/A | #N/A | #N/A | #N/A | #N/A
TRUE | VIC | ERTS3466A | East Rowville 34 (AusNet) 66 kV | AusNet | Shoulder | Non-coincident | 2019 | ACTUAL_RAW | -0.71162 | NA | VIC East Rowville 34 (AusNet) 66 kV |  |  | FALSE | #N/A | #N/A | #N/A | #N/A | #N/A | #N/A | #N/A | #N/A | #N/A | #N/A
TRUE | VIC | ERTS3466A | East Rowville 34 (AusNet) 66 kV | AusNet | Shoulder | Non-coincident | 2019 | ACTUAL_OPG | -0.71162 | NA | VIC East Rowville 34 (AusNet) 66 kV |  |  | FALSE | #N/A | #N/A | #N/A | #N/A | #N/A | #N/A | #N/A | #N/A | #N/A | #N/A
TRUE | VIC | ERTS3466A | East Rowville 34 (AusNet) 66 kV | AusNet | Shoulder | Non-coincident | 2019 | ACTUAL_ADJUSTEDOPG | -0.71162 | NA | VIC East Rowville 34 (AusNet) 66 kV |  |  | FALSE | #N/A | #N/A | #N/A | #N/A | #N/A | #N/A | #N/A | #N/A | #N/A | #N/A
TRUE | VIC | ERTS3466A | East Rowville 34 (AusNet) 66 kV | AusNet | Shoulder | Coincident | 2020 | ACTUAL_OPG | -2.416 | NA | VIC East Rowville 34 (AusNet) 66 kV |  |  | FALSE | #N/A | #N/A | #N/A | #N/A | #N/A | #N/A | #N/A | #N/A | #N/A | #N/A
TRUE | VIC | ERTS3466A | East Rowville 34 (AusNet) 66 kV | AusNet | Shoulder | Coincident | 2020 | ACTUAL_RAW | -2.416 | NA | VIC East Rowville 34 (AusNet) 66 kV |  |  | FALSE | #N/A | #N/A | #N/A | #N/A | #N/A | #N/A | #N/A | #N/A | #N/A | #N/A
TRUE | VIC | ERTS3466A | East Rowville 34 (AusNet) 66 kV | AusNet | Shoulder | Non-coincident | 2020 | ACTUAL_RAW | -4.9335 | NA | VIC East Rowville 34 (AusNet) 66 kV |  |  | FALSE | #N/A | #N/A | #N/A | #N/A | #N/A | #N/A | #N/A | #N/A | #N/A | #N/A
TRUE | VIC | ERTS3466A | East Rowville 34 (AusNet) 66 kV | AusNet | Shoulder | Non-coincident | 2020 | ACTUAL_OPG | -4.9335 | NA | VIC East Rowville 34 (AusNet) 66 kV |  |  | FALSE | #N/A | #N/A | #N/A | #N/A | #N/A | #N/A | #N/A | #N/A | #N/A | #N/A
TRUE | VIC | ERTS3466A | East Rowville 34 (AusNet) 66 kV | AusNet | Shoulder | Non-coincident | 2020 | ACTUAL_ADJUSTEDOPG | -4.9335 | NA | VIC East Rowville 34 (AusNet) 66 kV |  |  | FALSE | #N/A | #N/A | #N/A | #N/A | #N/A | #N/A | #N/A | #N/A | #N/A | #N/A
TRUE | VIC | ERTS3466A | East Rowville 34 (AusNet) 66 kV | AusNet | Shoulder | Coincident | 2021 | ACTUAL_OPG | -2.4777 | NA | VIC East Rowville 34 (AusNet) 66 kV |  |  | FALSE | #N/A | #N/A | #N/A | #N/A | #N/A | #N/A | #N/A | #N/A | #N/A | #N/A
TRUE | VIC | ERTS3466A | East Rowville 34 (AusNet) 66 kV | AusNet | Shoulder | Coincident | 2021 | ACTUAL_RAW | -2.4777 | NA | VIC East Rowville 34 (AusNet) 66 kV |  |  | FALSE | #N/A | #N/A | #N/A | #N/A | #N/A | #N/A | #N/A | #N/A | #N/A | #N/A
TRUE | VIC | ERTS3466A | East Rowville 34 (AusNet) 66 kV | AusNet | Shoulder | Non-coincident | 2021 | ACTUAL_RAW | -7.7581 | NA | VIC East Rowville 34 (AusNet) 66 kV |  |  | FALSE | #N/A | #N/A | #N/A | #N/A | #N/A | #N/A | #N/A | #N/A | #N/A | #N/A
TRUE | VIC | ERTS3466A | East Rowville 34 (AusNet) 66 kV | AusNet | Shoulder | Non-coincident | 2021 | ACTUAL_OPG | -7.7581 | NA | VIC East Rowville 34 (AusNet) 66 kV |  |  | FALSE | #N/A | #N/A | #N/A | #N/A | #N/A | #N/A | #N/A | #N/A | #N/A | #N/A
TRUE | VIC | ERTS3466A | East Rowville 34 (AusNet) 66 kV | AusNet | Shoulder | Non-coincident | 2021 | ACTUAL_ADJUSTEDOPG | -7.7581 | NA | VIC East Rowville 34 (AusNet) 66 kV |  |  | FALSE | #N/A | #N/A | #N/A | #N/A | #N/A | #N/A | #N/A | #N/A | #N/A | #N/A
TRUE | VIC | ERTS3466A | East Rowville 34 (AusNet) 66 kV | AusNet | Shoulder | Coincident | 2022 | ACTUAL_OPG | -13.7187 | NA | VIC East Rowville 34 (AusNet) 66 kV |  |  | FALSE | #N/A | #N/A | #N/A | #N/A | #N/A | #N/A | #N/A | #N/A | #N/A | #N/A
TRUE | VIC | ERTS3466A | East Rowville 34 (AusNet) 66 kV | AusNet | Shoulder | Coincident | 2022 | ACTUAL_RAW | -13.7187 | NA | VIC East Rowville 34 (AusNet) 66 kV |  |  | FALSE | #N/A | #N/A | #N/A | #N/A | #N/A | #N/A | #N/A | #N/A | #N/A | #N/A
TRUE | VIC | ERTS3466A | East Rowville 34 (AusNet) 66 kV | AusNet | Shoulder | Non-coincident | 2022 | ACTUAL_RAW | -14.7263 | NA | VIC East Rowville 34 (AusNet) 66 kV |  |  | FALSE | #N/A | #N/A | #N/A | #N/A | #N/A | #N/A | #N/A | #N/A | #N/A | #N/A
TRUE | VIC | ERTS3466A | East Rowville 34 (AusNet) 66 kV | AusNet | Shoulder | Non-coincident | 2022 | ACTUAL_OPG | -14.7263 | NA | VIC East Rowville 34 (AusNet) 66 kV |  |  | FALSE | #N/A | #N/A | #N/A | #N/A | #N/A | #N/A | #N/A | #N/A | #N/A | #N/A
TRUE | VIC | ERTS3466A | East Rowville 34 (AusNet) 66 kV | AusNet | Shoulder | Non-coincident | 2022 | ACTUAL_ADJUSTEDOPG | -14.7263 | NA | VIC East Rowville 34 (AusNet) 66 kV |  |  | FALSE | #N/A | #N/A | #N/A | #N/A | #N/A | #N/A | #N/A | #N/A | #N/A | #N/A
TRUE | VIC | ERTS3466A | East Rowville 34 (AusNet) 66 kV | AusNet | Shoulder | Coincident | 2023 | ACTUAL_OPG | -21.4486 | NA | VIC East Rowville 34 (AusNet) 66 kV |  |  | FALSE | #N/A | #N/A | #N/A | #N/A | #N/A | #N/A | #N/A | #N/A | #N/A | #N/A
TRUE | VIC | ERTS3466A | East Rowville 34 (AusNet) 66 kV | AusNet | Shoulder | Coincident | 2023 | ACTUAL_RAW | -21.4486 | NA | VIC East Rowville 34 (AusNet) 66 kV |  |  | FALSE | #N/A | #N/A | #N/A | #N/A | #N/A | #N/A | #N/A | #N/A | #N/A | #N/A
TRUE | VIC | ERTS3466A | East Rowville 34 (AusNet) 66 kV | AusNet | Shoulder | Non-coincident | 2023 | ACTUAL_RAW | -27.891 | NA | VIC East Rowville 34 (AusNet) 66 kV |  |  | FALSE | #N/A | #N/A | #N/A | #N/A | #N/A | #N/A | #N/A | #N/A | #N/A | #N/A
TRUE | VIC | ERTS3466A | East Rowville 34 (AusNet) 66 kV | AusNet | Shoulder | Non-coincident | 2023 | ACTUAL_OPG | -27.891 | NA | VIC East Rowville 34 (AusNet) 66 kV |  |  | FALSE | #N/A | #N/A | #N/A | #N/A | #N/A | #N/A | #N/A | #N/A | #N/A | #N/A
TRUE | VIC | ERTS3466A | East Rowville 34 (AusNet) 66 kV | AusNet | Shoulder | Non-coincident | 2023 | ACTUAL_ADJUSTEDOPG | -27.891 | NA | VIC East Rowville 34 (AusNet) 66 kV |  |  | FALSE | #N/A | #N/A | #N/A | #N/A | #N/A | #N/A | #N/A | #N/A | #N/A | #N/A
TRUE | VIC | ERTS3466A | East Rowville 34 (AusNet) 66 kV | AusNet | Shoulder | Coincident | 2024 | ACTUAL_OPG | -25.7665 | NA | VIC East Rowville 34 (AusNet) 66 kV |  |  | FALSE | #N/A | #N/A | #N/A | #N/A | #N/A | #N/A | #N/A | #N/A | #N/A | #N/A
TRUE | VIC | ERTS3466A | East Rowville 34 (AusNet) 66 kV | AusNet | Shoulder | Coincident | 2024 | ACTUAL_RAW | -25.7665 | NA | VIC East Rowville 34 (AusNet) 66 kV |  |  | FALSE | #N/A | #N/A | #N/A | #N/A | #N/A | #N/A | #N/A | #N/A | #N/A | #N/A
TRUE | VIC | ERTS3466A | East Rowville 34 (AusNet) 66 kV | AusNet | Shoulder | Non-coincident | 2024 | ACTUAL_RAW | -31.3291 | NA | VIC East Rowville 34 (AusNet) 66 kV |  |  | FALSE | #N/A | #N/A | #N/A | #N/A | #N/A | #N/A | #N/A | #N/A | #N/A | #N/A
TRUE | VIC | ERTS3466A | East Rowville 34 (AusNet) 66 kV | AusNet | Shoulder | Non-coincident | 2024 | ACTUAL_OPG | -31.3291 | NA | VIC East Rowville 34 (AusNet) 66 kV |  |  | FALSE | #N/A | #N/A | #N/A | #N/A | #N/A | #N/A | #N/A | #N/A | #N/A | #N/A
TRUE | VIC | ERTS3466A | East Rowville 34 (AusNet) 66 kV | AusNet | Shoulder | Non-coincident | 2024 | ACTUAL_ADJUSTEDOPG | -31.3291 | NA | VIC East Rowville 34 (AusNet) 66 kV |  |  | FALSE | #N/A | #N/A | #N/A | #N/A | #N/A | #N/A | #N/A | #N/A | #N/A | #N/A
TRUE | VIC | ERTS3466A | East Rowville 34 (AusNet) 66 kV | AusNet | Shoulder | Coincident | 2025 | ACTUAL_OPG | -28.5165 | NA | VIC East Rowville 34 (AusNet) 66 kV |  |  | FALSE | #N/A | #N/A | #N/A | #N/A | #N/A | #N/A | #N/A | #N/A | #N/A | #N/A
TRUE | VIC | ERTS3466A | East Rowville 34 (AusNet) 66 kV | AusNet | Shoulder | Coincident | 2025 | ACTUAL_RAW | -28.5165 | NA | VIC East Rowville 34 (AusNet) 66 kV |  |  | FALSE | #N/A | #N/A | #N/A | #N/A | #N/A | #N/A | #N/A | #N/A | #N/A | #N/A
TRUE | VIC | ERTS3466A | East Rowville 34 (AusNet) 66 kV | AusNet | Shoulder | Non-coincident | 2025 | ACTUAL_RAW | -31.1027 | NA | VIC East Rowville 34 (AusNet) 66 kV |  |  | FALSE | #N/A | #N/A | #N/A | #N/A | #N/A | #N/A | #N/A | #N/A | #N/A | #N/A
TRUE | VIC | ERTS3466A | East Rowville 34 (AusNet) 66 kV | AusNet | Shoulder | Non-coincident | 2025 | ACTUAL_OPG | -31.1027 | NA | VIC East Rowville 34 (AusNet) 66 kV |  |  | FALSE | #N/A | #N/A | #N/A | #N/A | #N/A | #N/A | #N/A | #N/A | #N/A | #N/A
TRUE | VIC | ERTS3466A | East Rowville 34 (AusNet) 66 kV | AusNet | Shoulder | Non-coincident | 2025 | ACTUAL_ADJUSTEDOPG | -31.1027 | NA | VIC East Rowville 34 (AusNet) 66 kV |  |  | FALSE | #N/A | #N/A | #N/A | #N/A | #N/A | #N/A | #N/A | #N/A | #N/A | #N/A
TRUE | VIC | ERTS3466A | East Rowville 34 (AusNet) 66 kV | AusNet | Shoulder | Non-coincident | 2025 | BASEYEARPOE90 | -38.6147 | NA | VIC East Rowville 34 (AusNet) 66 kV |  |  | FALSE | #N/A | #N/A | #N/A | #N/A | #N/A | #N/A | #N/A | #N/A | #N/A | #N/A
TRUE | VIC | ERTS3466A | East Rowville 34 (AusNet) 66 kV | AusNet | Shoulder | Non-coincident | 2025 | BASEYEARPOE50 | -36.4992 | NA | VIC East Rowville 34 (AusNet) 66 kV |  |  | FALSE | #N/A | #N/A | #N/A | #N/A | #N/A | #N/A | #N/A | #N/A | #N/A | #N/A
TRUE | VIC | ERTS3466A | East Rowville 34 (AusNet) 66 kV | AusNet | Shoulder | Coincident_unreconciled | 2026 | POE50 | -32.866 | NA | VIC East Rowville 34 (AusNet) 66 kV |  |  | FALSE | #N/A | #N/A | #N/A | #N/A | #N/A | #N/A | #N/A | #N/A | #N/A | #N/A
TRUE | VIC | ERTS3466A | East Rowville 34 (AusNet) 66 kV | AusNet | Shoulder | Coincident_unreconciled | 2026 | POE90 | -34.4497 | NA | VIC East Rowville 34 (AusNet) 66 kV |  |  | FALSE | #N/A | #N/A | #N/A | #N/A | #N/A | #N/A | #N/A | #N/A | #N/A | #N/A
TRUE | VIC | ERTS3466A | East Rowville 34 (AusNet) 66 kV | AusNet | Shoulder | Non-coincident | 2026 | POE50 | -37.7923 | NA | VIC East Rowville 34 (AusNet) 66 kV |  |  | FALSE | #N/A | #N/A | #N/A | #N/A | #N/A | #N/A | #N/A | #N/A | #N/A | #N/A
TRUE | VIC | ERTS3466A | East Rowville 34 (AusNet) 66 kV | AusNet | Shoulder | Non-coincident | 2026 | POE90 | -39.6134 | NA | VIC East Rowville 34 (AusNet) 66 kV |  |  | FALSE | #N/A | #N/A | #N/A | #N/A | #N/A | #N/A | #N/A | #N/A | #N/A | #N/A
TRUE | VIC | ERTS3466A | East Rowville 34 (AusNet) 66 kV | AusNet | Shoulder | Coincident_unreconciled | 2027 | POE50 | -35.0389 | NA | VIC East Rowville 34 (AusNet) 66 kV |  |  | FALSE | #N/A | #N/A | #N/A | #N/A | #N/A | #N/A | #N/A | #N/A | #N/A | #N/A
TRUE | VIC | ERTS3466A | East Rowville 34 (AusNet) 66 kV | AusNet | Shoulder | Coincident_unreconciled | 2027 | POE90 | -36.6366 | NA | VIC East Rowville 34 (AusNet) 66 kV |  |  | FALSE | #N/A | #N/A | #N/A | #N/A | #N/A | #N/A | #N/A | #N/A | #N/A | #N/A
TRUE | VIC | ERTS3466A | East Rowville 34 (AusNet) 66 kV | AusNet | Shoulder | Non-coincident | 2027 | POE50 | -40.2909 | NA | VIC East Rowville 34 (AusNet) 66 kV |  |  | FALSE | #N/A | #N/A | #N/A | #N/A | #N/A | #N/A | #N/A | #N/A | #N/A | #N/A
TRUE | VIC | ERTS3466A | East Rowville 34 (AusNet) 66 kV | AusNet | Shoulder | Non-coincident | 2027 | POE90 | -42.128 | NA | VIC East Rowville 34 (AusNet) 66 kV |  |  | FALSE | #N/A | #N/A | #N/A | #N/A | #N/A | #N/A | #N/A | #N/A | #N/A | #N/A
TRUE | VIC | ERTS3466A | East Rowville 34 (AusNet) 66 kV | AusNet | Shoulder | Coincident_unreconciled | 2028 | POE50 | -38.9444 | NA | VIC East Rowville 34 (AusNet) 66 kV |  |  | FALSE | #N/A | #N/A | #N/A | #N/A | #N/A | #N/A | #N/A | #N/A | #N/A | #N/A
TRUE | VIC | ERTS3466A | East Rowville 34 (AusNet) 66 kV | AusNet | Shoulder | Coincident_unreconciled | 2028 | POE90 | -40.5557 | NA | VIC East Rowville 34 (AusNet) 66 kV |  |  | FALSE | #N/A | #N/A | #N/A | #N/A | #N/A | #N/A | #N/A | #N/A | #N/A | #N/A
TRUE | VIC | ERTS3466A | East Rowville 34 (AusNet) 66 kV | AusNet | Shoulder | Non-coincident | 2028 | POE50 | -44.7818 | NA | VIC East Rowville 34 (AusNet) 66 kV |  |  | FALSE | #N/A | #N/A | #N/A | #N/A | #N/A | #N/A | #N/A | #N/A | #N/A | #N/A
TRUE | VIC | ERTS3466A | East Rowville 34 (AusNet) 66 kV | AusNet | Shoulder | Non-coincident | 2028 | POE90 | -46.6345 | NA | VIC East Rowville 34 (AusNet) 66 kV |  |  | FALSE | #N/A | #N/A | #N/A | #N/A | #N/A | #N/A | #N/A | #N/A | #N/A | #N/A
TRUE | VIC | ERTS3466A | East Rowville 34 (AusNet) 66 kV | AusNet | Shoulder | Coincident_unreconciled | 2029 | POE50 | -42.4342 | NA | VIC East Rowville 34 (AusNet) 66 kV |  |  | FALSE | #N/A | #N/A | #N/A | #N/A | #N/A | #N/A | #N/A | #N/A | #N/A | #N/A
TRUE | VIC | ERTS3466A | East Rowville 34 (AusNet) 66 kV | AusNet | Shoulder | Coincident_unreconciled | 2029 | POE90 | -44.0591 | NA | VIC East Rowville 34 (AusNet) 66 kV |  |  | FALSE | #N/A | #N/A | #N/A | #N/A | #N/A | #N/A | #N/A | #N/A | #N/A | #N/A
TRUE | VIC | ERTS3466A | East Rowville 34 (AusNet) 66 kV | AusNet | Shoulder | Non-coincident | 2029 | POE50 | -48.7947 | NA | VIC East Rowville 34 (AusNet) 66 kV |  |  | FALSE | #N/A | #N/A | #N/A | #N/A | #N/A | #N/A | #N/A | #N/A | #N/A | #N/A
TRUE | VIC | ERTS3466A | East Rowville 34 (AusNet) 66 kV | AusNet | Shoulder | Non-coincident | 2029 | POE90 | -50.6631 | NA | VIC East Rowville 34 (AusNet) 66 kV |  |  | FALSE | #N/A | #N/A | #N/A | #N/A | #N/A | #N/A | #N/A | #N/A | #N/A | #N/A
TRUE | VIC | ERTS3466A | East Rowville 34 (AusNet) 66 kV | AusNet | Shoulder | Coincident_unreconciled | 2030 | POE50 | -45.8847 | NA | VIC East Rowville 34 (AusNet) 66 kV |  |  | FALSE | #N/A | #N/A | #N/A | #N/A | #N/A | #N/A | #N/A | #N/A | #N/A | #N/A
TRUE | VIC | ERTS3466A | East Rowville 34 (AusNet) 66 kV | AusNet | Shoulder | Coincident_unreconciled | 2030 | POE90 | -47.5232 | NA | VIC East Rowville 34 (AusNet) 66 kV |  |  | FALSE | #N/A | #N/A | #N/A | #N/A | #N/A | #N/A | #N/A | #N/A | #N/A | #N/A
TRUE | VIC | ERTS3466A | East Rowville 34 (AusNet) 66 kV | AusNet | Shoulder | Non-coincident | 2030 | POE50 | -52.7623 | NA | VIC East Rowville 34 (AusNet) 66 kV |  |  | FALSE | #N/A | #N/A | #N/A | #N/A | #N/A | #N/A | #N/A | #N/A | #N/A | #N/A
TRUE | VIC | ERTS3466A | East Rowville 34 (AusNet) 66 kV | AusNet | Shoulder | Non-coincident | 2030 | POE90 | -54.6464 | NA | VIC East Rowville 34 (AusNet) 66 kV |  |  | FALSE | #N/A | #N/A | #N/A | #N/A | #N/A | #N/A | #N/A | #N/A | #N/A | #N/A
TRUE | VIC | ERTS3466A | East Rowville 34 (AusNet) 66 kV | AusNet | Shoulder | Coincident_unreconciled | 2031 | POE50 | -49.1969 | NA | VIC East Rowville 34 (AusNet) 66 kV |  |  | FALSE | #N/A | #N/A | #N/A | #N/A | #N/A | #N/A | #N/A | #N/A | #N/A | #N/A
TRUE | VIC | ERTS3466A | East Rowville 34 (AusNet) 66 kV | AusNet | Shoulder | Coincident_unreconciled | 2031 | POE90 | -50.8489 | NA | VIC East Rowville 34 (AusNet) 66 kV |  |  | FALSE | #N/A | #N/A | #N/A | #N/A | #N/A | #N/A | #N/A | #N/A | #N/A | #N/A
TRUE | VIC | ERTS3466A | East Rowville 34 (AusNet) 66 kV | AusNet | Shoulder | Non-coincident | 2031 | POE50 | -56.571 | NA | VIC East Rowville 34 (AusNet) 66 kV |  |  | FALSE | #N/A | #N/A | #N/A | #N/A | #N/A | #N/A | #N/A | #N/A | #N/A | #N/A
TRUE | VIC | ERTS3466A | East Rowville 34 (AusNet) 66 kV | AusNet | Shoulder | Non-coincident | 2031 | POE90 | -58.4707 | NA | VIC East Rowville 34 (AusNet) 66 kV |  |  | FALSE | #N/A | #N/A | #N/A | #N/A | #N/A | #N/A | #N/A | #N/A | #N/A | #N/A
TRUE | VIC | ERTS3466A | East Rowville 34 (AusNet) 66 kV | AusNet | Shoulder | Coincident_unreconciled | 2032 | POE50 | -51.7511 | NA | VIC East Rowville 34 (AusNet) 66 kV |  |  | FALSE | #N/A | #N/A | #N/A | #N/A | #N/A | #N/A | #N/A | #N/A | #N/A | #N/A
TRUE | VIC | ERTS3466A | East Rowville 34 (AusNet) 66 kV | AusNet | Shoulder | Coincident_unreconciled | 2032 | POE90 | -53.4155 | NA | VIC East Rowville 34 (AusNet) 66 kV |  |  | FALSE | #N/A | #N/A | #N/A | #N/A | #N/A | #N/A | #N/A | #N/A | #N/A | #N/A
TRUE | VIC | ERTS3466A | East Rowville 34 (AusNet) 66 kV | AusNet | Shoulder | Non-coincident | 2032 | POE50 | -59.5081 | NA | VIC East Rowville 34 (AusNet) 66 kV |  |  | FALSE | #N/A | #N/A | #N/A | #N/A | #N/A | #N/A | #N/A | #N/A | #N/A | #N/A
TRUE | VIC | ERTS3466A | East Rowville 34 (AusNet) 66 kV | AusNet | Shoulder | Non-coincident | 2032 | POE90 | -61.422 | NA | VIC East Rowville 34 (AusNet) 66 kV |  |  | FALSE | #N/A | #N/A | #N/A | #N/A | #N/A | #N/A | #N/A | #N/A | #N/A | #N/A
TRUE | VIC | ERTS3466A | East Rowville 34 (AusNet) 66 kV | AusNet | Shoulder | Coincident_unreconciled | 2033 | POE50 | -53.685 | NA | VIC East Rowville 34 (AusNet) 66 kV |  |  | FALSE | #N/A | #N/A | #N/A | #N/A | #N/A | #N/A | #N/A | #N/A | #N/A | #N/A
TRUE | VIC | ERTS3466A | East Rowville 34 (AusNet) 66 kV | AusNet | Shoulder | Coincident_unreconciled | 2033 | POE90 | -55.3609 | NA | VIC East Rowville 34 (AusNet) 66 kV |  |  | FALSE | #N/A | #N/A | #N/A | #N/A | #N/A | #N/A | #N/A | #N/A | #N/A | #N/A
TRUE | VIC | ERTS3466A | East Rowville 34 (AusNet) 66 kV | AusNet | Shoulder | Non-coincident | 2033 | POE50 | -61.7319 | NA | VIC East Rowville 34 (AusNet) 66 kV |  |  | FALSE | #N/A | #N/A | #N/A | #N/A | #N/A | #N/A | #N/A | #N/A | #N/A | #N/A
TRUE | VIC | ERTS3466A | East Rowville 34 (AusNet) 66 kV | AusNet | Shoulder | Non-coincident | 2033 | POE90 | -63.659 | NA | VIC East Rowville 34 (AusNet) 66 kV |  |  | FALSE | #N/A | #N/A | #N/A | #N/A | #N/A | #N/A | #N/A | #N/A | #N/A | #N/A
TRUE | VIC | ERTS3466A | East Rowville 34 (AusNet) 66 kV | AusNet | Shoulder | Coincident_unreconciled | 2034 | POE50 | -55.438 | NA | VIC East Rowville 34 (AusNet) 66 kV |  |  | FALSE | #N/A | #N/A | #N/A | #N/A | #N/A | #N/A | #N/A | #N/A | #N/A | #N/A
TRUE | VIC | ERTS3466A | East Rowville 34 (AusNet) 66 kV | AusNet | Shoulder | Coincident_unreconciled | 2034 | POE90 | -57.1255 | NA | VIC East Rowville 34 (AusNet) 66 kV |  |  | FALSE | #N/A | #N/A | #N/A | #N/A | #N/A | #N/A | #N/A | #N/A | #N/A | #N/A
TRUE | VIC | ERTS3466A | East Rowville 34 (AusNet) 66 kV | AusNet | Shoulder | Non-coincident | 2034 | POE50 | -63.7477 | NA | VIC East Rowville 34 (AusNet) 66 kV |  |  | FALSE | #N/A | #N/A | #N/A | #N/A | #N/A | #N/A | #N/A | #N/A | #N/A | #N/A
TRUE | VIC | ERTS3466A | East Rowville 34 (AusNet) 66 kV | AusNet | Shoulder | Non-coincident | 2034 | POE90 | -65.688 | NA | VIC East Rowville 34 (AusNet) 66 kV |  |  | FALSE | #N/A | #N/A | #N/A | #N/A | #N/A | #N/A | #N/A | #N/A | #N/A | #N/A
TRUE | VIC | ERTS3466A | East Rowville 34 (AusNet) 66 kV | AusNet | Shoulder | Coincident_unreconciled | 2035 | POE50 | -57.3188 | NA | VIC East Rowville 34 (AusNet) 66 kV |  |  | FALSE | #N/A | #N/A | #N/A | #N/A | #N/A | #N/A | #N/A | #N/A | #N/A | #N/A
TRUE | VIC | ERTS3466A | East Rowville 34 (AusNet) 66 kV | AusNet | Shoulder | Coincident_unreconciled | 2035 | POE90 | -59.0177 | NA | VIC East Rowville 34 (AusNet) 66 kV |  |  | FALSE | #N/A | #N/A | #N/A | #N/A | #N/A | #N/A | #N/A | #N/A | #N/A | #N/A
TRUE | VIC | ERTS3466A | East Rowville 34 (AusNet) 66 kV | AusNet | Shoulder | Non-coincident | 2035 | POE50 | -65.9103 | NA | VIC East Rowville 34 (AusNet) 66 kV |  |  | FALSE | #N/A | #N/A | #N/A | #N/A | #N/A | #N/A | #N/A | #N/A | #N/A | #N/A
TRUE | VIC | ERTS3466A | East Rowville 34 (AusNet) 66 kV | AusNet | Shoulder | Non-coincident | 2035 | POE90 | -67.8638 | NA | VIC East Rowville 34 (AusNet) 66 kV |  |  | FALSE | #N/A | #N/A | #N/A | #N/A | #N/A | #N/A | #N/A | #N/A | #N/A | #N/A
TRUE | VIC | ERTS3466A | East Rowville 34 (AusNet) 66 kV | AusNet | Summer | Coincident | 2019 | ACTUAL_OPG | 5.7397 | 49.1419 | VIC East Rowville 34 (AusNet) 66 kV |  |  | FALSE | #N/A | #N/A | #N/A | #N/A | #N/A | #N/A | #N/A | #N/A | #N/A | #N/A
TRUE | VIC | ERTS3466A | East Rowville 34 (AusNet) 66 kV | AusNet | Summer | Coincident | 2019 | ACTUAL_RAW | 5.7397 | 49.1419 | VIC East Rowville 34 (AusNet) 66 kV |  |  | FALSE | #N/A | #N/A | #N/A | #N/A | #N/A | #N/A | #N/A | #N/A | #N/A | #N/A
TRUE | VIC | ERTS3466A | East Rowville 34 (AusNet) 66 kV | AusNet | Summer | Non-coincident | 2019 | ACTUAL_RAW | -1.9044 | 54.4492 | VIC East Rowville 34 (AusNet) 66 kV |  |  | FALSE | #N/A | #N/A | #N/A | #N/A | #N/A | #N/A | #N/A | #N/A | #N/A | #N/A
TRUE | VIC | ERTS3466A | East Rowville 34 (AusNet) 66 kV | AusNet | Summer | Non-coincident | 2019 | ACTUAL_OPG | -1.9044 | 54.4492 | VIC East Rowville 34 (AusNet) 66 kV |  |  | FALSE | #N/A | #N/A | #N/A | #N/A | #N/A | #N/A | #N/A | #N/A | #N/A | #N/A
TRUE | VIC | ERTS3466A | East Rowville 34 (AusNet) 66 kV | AusNet | Summer | Non-coincident | 2019 | ACTUAL_ADJUSTEDOPG | -1.9044 | 54.4492 | VIC East Rowville 34 (AusNet) 66 kV |  |  | FALSE | #N/A | #N/A | #N/A | #N/A | #N/A | #N/A | #N/A | #N/A | #N/A | #N/A
TRUE | VIC | ERTS3466A | East Rowville 34 (AusNet) 66 kV | AusNet | Summer | Coincident | 2020 | ACTUAL_OPG | -6.1096 | 47.6 | VIC East Rowville 34 (AusNet) 66 kV |  |  | FALSE | #N/A | #N/A | #N/A | #N/A | #N/A | #N/A | #N/A | #N/A | #N/A | #N/A
TRUE | VIC | ERTS3466A | East Rowville 34 (AusNet) 66 kV | AusNet | Summer | Coincident | 2020 | ACTUAL_RAW | -6.1096 | 47.6 | VIC East Rowville 34 (AusNet) 66 kV |  |  | FALSE | #N/A | #N/A | #N/A | #N/A | #N/A | #N/A | #N/A | #N/A | #N/A | #N/A
TRUE | VIC | ERTS3466A | East Rowville 34 (AusNet) 66 kV | AusNet | Summer | Non-coincident | 2020 | ACTUAL_RAW | -7.1105 | 54.0332 | VIC East Rowville 34 (AusNet) 66 kV |  |  | FALSE | #N/A | #N/A | #N/A | #N/A | #N/A | #N/A | #N/A | #N/A | #N/A | #N/A
TRUE | VIC | ERTS3466A | East Rowville 34 (AusNet) 66 kV | AusNet | Summer | Non-coincident | 2020 | ACTUAL_OPG | -7.1105 | 54.0332 | VIC East Rowville 34 (AusNet) 66 kV |  |  | FALSE | #N/A | #N/A | #N/A | #N/A | #N/A | #N/A | #N/A | #N/A | #N/A | #N/A
TRUE | VIC | ERTS3466A | East Rowville 34 (AusNet) 66 kV | AusNet | Summer | Non-coincident | 2020 | ACTUAL_ADJUSTEDOPG | -7.1105 | 54.0332 | VIC East Rowville 34 (AusNet) 66 kV |  |  | FALSE | #N/A | #N/A | #N/A | #N/A | #N/A | #N/A | #N/A | #N/A | #N/A | #N/A
TRUE | VIC | ERTS3466A | East Rowville 34 (AusNet) 66 kV | AusNet | Summer | Coincident | 2021 | ACTUAL_OPG | -13.238 | 37.8003 | VIC East Rowville 34 (AusNet) 66 kV |  |  | FALSE | #N/A | #N/A | #N/A | #N/A | #N/A | #N/A | #N/A | #N/A | #N/A | #N/A
TRUE | VIC | ERTS3466A | East Rowville 34 (AusNet) 66 kV | AusNet | Summer | Coincident | 2021 | ACTUAL_RAW | -13.238 | 37.8003 | VIC East Rowville 34 (AusNet) 66 kV |  |  | FALSE | #N/A | #N/A | #N/A | #N/A | #N/A | #N/A | #N/A | #N/A | #N/A | #N/A
TRUE | VIC | ERTS3466A | East Rowville 34 (AusNet) 66 kV | AusNet | Summer | Non-coincident | 2021 | ACTUAL_RAW | -13.6915 | 43.274 | VIC East Rowville 34 (AusNet) 66 kV |  |  | FALSE | #N/A | #N/A | #N/A | #N/A | #N/A | #N/A | #N/A | #N/A | #N/A | #N/A
TRUE | VIC | ERTS3466A | East Rowville 34 (AusNet) 66 kV | AusNet | Summer | Non-coincident | 2021 | ACTUAL_OPG | -13.6915 | 43.274 | VIC East Rowville 34 (AusNet) 66 kV |  |  | FALSE | #N/A | #N/A | #N/A | #N/A | #N/A | #N/A | #N/A | #N/A | #N/A | #N/A
TRUE | VIC | ERTS3466A | East Rowville 34 (AusNet) 66 kV | AusNet | Summer | Non-coincident | 2021 | ACTUAL_ADJUSTEDOPG | -13.6915 | 43.274 | VIC East Rowville 34 (AusNet) 66 kV |  |  | FALSE | #N/A | #N/A | #N/A | #N/A | #N/A | #N/A | #N/A | #N/A | #N/A | #N/A
TRUE | VIC | ERTS3466A | East Rowville 34 (AusNet) 66 kV | AusNet | Summer | Coincident | 2022 | ACTUAL_OPG | -16.6925 | 43.0248 | VIC East Rowville 34 (AusNet) 66 kV |  |  | FALSE | #N/A | #N/A | #N/A | #N/A | #N/A | #N/A | #N/A | #N/A | #N/A | #N/A
TRUE | VIC | ERTS3466A | East Rowville 34 (AusNet) 66 kV | AusNet | Summer | Coincident | 2022 | ACTUAL_RAW | -16.6925 | 43.0248 | VIC East Rowville 34 (AusNet) 66 kV |  |  | FALSE | #N/A | #N/A | #N/A | #N/A | #N/A | #N/A | #N/A | #N/A | #N/A | #N/A
TRUE | VIC | ERTS3466A | East Rowville 34 (AusNet) 66 kV | AusNet | Summer | Non-coincident | 2022 | ACTUAL_RAW | -18.5056 | 47.4026 | VIC East Rowville 34 (AusNet) 66 kV |  |  | FALSE | #N/A | #N/A | #N/A | #N/A | #N/A | #N/A | #N/A | #N/A | #N/A | #N/A
TRUE | VIC | ERTS3466A | East Rowville 34 (AusNet) 66 kV | AusNet | Summer | Non-coincident | 2022 | ACTUAL_OPG | -18.5056 | 47.4026 | VIC East Rowville 34 (AusNet) 66 kV |  |  | FALSE | #N/A | #N/A | #N/A | #N/A | #N/A | #N/A | #N/A | #N/A | #N/A | #N/A
TRUE | VIC | ERTS3466A | East Rowville 34 (AusNet) 66 kV | AusNet | Summer | Non-coincident | 2022 | ACTUAL_ADJUSTEDOPG | -17.2131 | 47.4026 | VIC East Rowville 34 (AusNet) 66 kV |  |  | FALSE | #N/A | #N/A | #N/A | #N/A | #N/A | #N/A | #N/A | #N/A | #N/A | #N/A
TRUE | VIC | ERTS3466A | East Rowville 34 (AusNet) 66 kV | AusNet | Summer | Coincident | 2023 | ACTUAL_OPG | -22.1186 | 30.4441 | VIC East Rowville 34 (AusNet) 66 kV |  |  | FALSE | #N/A | #N/A | #N/A | #N/A | #N/A | #N/A | #N/A | #N/A | #N/A | #N/A
TRUE | VIC | ERTS3466A | East Rowville 34 (AusNet) 66 kV | AusNet | Summer | Coincident | 2023 | ACTUAL_RAW | -22.1186 | 30.4441 | VIC East Rowville 34 (AusNet) 66 kV |  |  | FALSE | #N/A | #N/A | #N/A | #N/A | #N/A | #N/A | #N/A | #N/A | #N/A | #N/A
TRUE | VIC | ERTS3466A | East Rowville 34 (AusNet) 66 kV | AusNet | Summer | Non-coincident | 2023 | ACTUAL_RAW | -27.0286 | 37.9503 | VIC East Rowville 34 (AusNet) 66 kV |  |  | FALSE | #N/A | #N/A | #N/A | #N/A | #N/A | #N/A | #N/A | #N/A | #N/A | #N/A
TRUE | VIC | ERTS3466A | East Rowville 34 (AusNet) 66 kV | AusNet | Summer | Non-coincident | 2023 | ACTUAL_OPG | -27.0286 | 37.9503 | VIC East Rowville 34 (AusNet) 66 kV |  |  | FALSE | #N/A | #N/A | #N/A | #N/A | #N/A | #N/A | #N/A | #N/A | #N/A | #N/A
TRUE | VIC | ERTS3466A | East Rowville 34 (AusNet) 66 kV | AusNet | Summer | Non-coincident | 2023 | ACTUAL_ADJUSTEDOPG | -27.0286 | 37.9503 | VIC East Rowville 34 (AusNet) 66 kV |  |  | FALSE | #N/A | #N/A | #N/A | #N/A | #N/A | #N/A | #N/A | #N/A | #N/A | #N/A
TRUE | VIC | ERTS3466A | East Rowville 34 (AusNet) 66 kV | AusNet | Summer | Coincident | 2024 | ACTUAL_OPG | -27.1495 | 39.4658 | VIC East Rowville 34 (AusNet) 66 kV |  |  | FALSE | #N/A | #N/A | #N/A | #N/A | #N/A | #N/A | #N/A | #N/A | #N/A | #N/A
TRUE | VIC | ERTS3466A | East Rowville 34 (AusNet) 66 kV | AusNet | Summer | Coincident | 2024 | ACTUAL_RAW | -27.1495 | 39.4658 | VIC East Rowville 34 (AusNet) 66 kV |  |  | FALSE | #N/A | #N/A | #N/A | #N/A | #N/A | #N/A | #N/A | #N/A | #N/A | #N/A
TRUE | VIC | ERTS3466A | East Rowville 34 (AusNet) 66 kV | AusNet | Summer | Non-coincident | 2024 | ACTUAL_RAW | -33.6914 | 43.3925 | VIC East Rowville 34 (AusNet) 66 kV |  |  | FALSE | #N/A | #N/A | #N/A | #N/A | #N/A | #N/A | #N/A | #N/A | #N/A | #N/A
TRUE | VIC | ERTS3466A | East Rowville 34 (AusNet) 66 kV | AusNet | Summer | Non-coincident | 2024 | ACTUAL_OPG | -33.6914 | 43.3925 | VIC East Rowville 34 (AusNet) 66 kV |  |  | FALSE | #N/A | #N/A | #N/A | #N/A | #N/A | #N/A | #N/A | #N/A | #N/A | #N/A
TRUE | VIC | ERTS3466A | East Rowville 34 (AusNet) 66 kV | AusNet | Summer | Non-coincident | 2024 | ACTUAL_ADJUSTEDOPG | -33.6914 | 43.3925 | VIC East Rowville 34 (AusNet) 66 kV |  |  | FALSE | #N/A | #N/A | #N/A | #N/A | #N/A | #N/A | #N/A | #N/A | #N/A | #N/A
TRUE | VIC | ERTS3466A | East Rowville 34 (AusNet) 66 kV | AusNet | Summer | Coincident | 2025 | ACTUAL_OPG | -31.4438 | 39.0483 | VIC East Rowville 34 (AusNet) 66 kV |  |  | FALSE | #N/A | #N/A | #N/A | #N/A | #N/A | #N/A | #N/A | #N/A | #N/A | #N/A
TRUE | VIC | ERTS3466A | East Rowville 34 (AusNet) 66 kV | AusNet | Summer | Coincident | 2025 | ACTUAL_RAW | -31.4438 | 39.0483 | VIC East Rowville 34 (AusNet) 66 kV |  |  | FALSE | #N/A | #N/A | #N/A | #N/A | #N/A | #N/A | #N/A | #N/A | #N/A | #N/A
TRUE | VIC | ERTS3466A | East Rowville 34 (AusNet) 66 kV | AusNet | Summer | Non-coincident | 2025 | ACTUAL_RAW | -36.5358 | 74.5418 | VIC East Rowville 34 (AusNet) 66 kV |  |  | FALSE | #N/A | #N/A | #N/A | #N/A | #N/A | #N/A | #N/A | #N/A | #N/A | #N/A
TRUE | VIC | ERTS3466A | East Rowville 34 (AusNet) 66 kV | AusNet | Summer | Non-coincident | 2025 | ACTUAL_OPG | -36.5358 | 74.5418 | VIC East Rowville 34 (AusNet) 66 kV |  |  | FALSE | #N/A | #N/A | #N/A | #N/A | #N/A | #N/A | #N/A | #N/A | #N/A | #N/A
TRUE | VIC | ERTS3466A | East Rowville 34 (AusNet) 66 kV | AusNet | Summer | Non-coincident | 2025 | ACTUAL_ADJUSTEDOPG | -36.5358 | 74.5418 | VIC East Rowville 34 (AusNet) 66 kV |  |  | FALSE | #N/A | #N/A | #N/A | #N/A | #N/A | #N/A | #N/A | #N/A | #N/A | #N/A
TRUE | VIC | ERTS3466A | East Rowville 34 (AusNet) 66 kV | AusNet | Summer | Non-coincident | 2025 | BASEYEARPOE90 | -43.6243 | NA | VIC East Rowville 34 (AusNet) 66 kV |  |  | FALSE | #N/A | #N/A | #N/A | #N/A | #N/A | #N/A | #N/A | #N/A | #N/A | #N/A
TRUE | VIC | ERTS3466A | East Rowville 34 (AusNet) 66 kV | AusNet | Summer | Non-coincident | 2025 | BASEYEARPOE50 | -40.6674 | 50.523 | VIC East Rowville 34 (AusNet) 66 kV |  |  | FALSE | #N/A | #N/A | #N/A | #N/A | #N/A | #N/A | #N/A | #N/A | #N/A | #N/A
TRUE | VIC | ERTS3466A | East Rowville 34 (AusNet) 66 kV | AusNet | Summer | Coincident_unreconciled | 2026 | POE50 | -33.9315 | NA | VIC East Rowville 34 (AusNet) 66 kV |  |  | FALSE | #N/A | #N/A | #N/A | #N/A | #N/A | #N/A | #N/A | #N/A | #N/A | #N/A
TRUE | VIC | ERTS3466A | East Rowville 34 (AusNet) 66 kV | AusNet | Summer | Coincident_unreconciled | 2026 | POE90 | -36.8857 | NA | VIC East Rowville 34 (AusNet) 66 kV |  |  | FALSE | #N/A | #N/A | #N/A | #N/A | #N/A | #N/A | #N/A | #N/A | #N/A | #N/A
TRUE | VIC | ERTS3466A | East Rowville 34 (AusNet) 66 kV | AusNet | Summer | Non-coincident | 2026 | POE50 | -40.7229 | 85 | VIC East Rowville 34 (AusNet) 66 kV |  |  | FALSE | #N/A | #N/A | #N/A | #N/A | #N/A | #N/A | #N/A | #N/A | #N/A | #N/A
TRUE | VIC | ERTS3466A | East Rowville 34 (AusNet) 66 kV | AusNet | Summer | Non-coincident | 2026 | POE90 | -44.2683 | NA | VIC East Rowville 34 (AusNet) 66 kV |  |  | FALSE | #N/A | #N/A | #N/A | #N/A | #N/A | #N/A | #N/A | #N/A | #N/A | #N/A
TRUE | VIC | ERTS3466A | East Rowville 34 (AusNet) 66 kV | AusNet | Summer | Coincident_unreconciled | 2027 | POE50 | -36.1861 | NA | VIC East Rowville 34 (AusNet) 66 kV |  |  | FALSE | #N/A | #N/A | #N/A | #N/A | #N/A | #N/A | #N/A | #N/A | #N/A | #N/A
TRUE | VIC | ERTS3466A | East Rowville 34 (AusNet) 66 kV | AusNet | Summer | Coincident_unreconciled | 2027 | POE90 | -39.1664 | NA | VIC East Rowville 34 (AusNet) 66 kV |  |  | FALSE | #N/A | #N/A | #N/A | #N/A | #N/A | #N/A | #N/A | #N/A | #N/A | #N/A
TRUE | VIC | ERTS3466A | East Rowville 34 (AusNet) 66 kV | AusNet | Summer | Non-coincident | 2027 | POE50 | -43.4287 | 83.6466 | VIC East Rowville 34 (AusNet) 66 kV |  |  | FALSE | #N/A | #N/A | #N/A | #N/A | #N/A | #N/A | #N/A | #N/A | #N/A | #N/A
TRUE | VIC | ERTS3466A | East Rowville 34 (AusNet) 66 kV | AusNet | Summer | Non-coincident | 2027 | POE90 | -47.0055 | NA | VIC East Rowville 34 (AusNet) 66 kV |  |  | FALSE | #N/A | #N/A | #N/A | #N/A | #N/A | #N/A | #N/A | #N/A | #N/A | #N/A
TRUE | VIC | ERTS3466A | East Rowville 34 (AusNet) 66 kV | AusNet | Summer | Coincident_unreconciled | 2028 | POE50 | -40.182 | NA | VIC East Rowville 34 (AusNet) 66 kV |  |  | FALSE | #N/A | #N/A | #N/A | #N/A | #N/A | #N/A | #N/A | #N/A | #N/A | #N/A
TRUE | VIC | ERTS3466A | East Rowville 34 (AusNet) 66 kV | AusNet | Summer | Coincident_unreconciled | 2028 | POE90 | -43.1876 | NA | VIC East Rowville 34 (AusNet) 66 kV |  |  | FALSE | #N/A | #N/A | #N/A | #N/A | #N/A | #N/A | #N/A | #N/A | #N/A | #N/A
TRUE | VIC | ERTS3466A | East Rowville 34 (AusNet) 66 kV | AusNet | Summer | Non-coincident | 2028 | POE50 | -48.2244 | 84.0906 | VIC East Rowville 34 (AusNet) 66 kV |  |  | FALSE | #N/A | #N/A | #N/A | #N/A | #N/A | #N/A | #N/A | #N/A | #N/A | #N/A
TRUE | VIC | ERTS3466A | East Rowville 34 (AusNet) 66 kV | AusNet | Summer | Non-coincident | 2028 | POE90 | -51.8316 | NA | VIC East Rowville 34 (AusNet) 66 kV |  |  | FALSE | #N/A | #N/A | #N/A | #N/A | #N/A | #N/A | #N/A | #N/A | #N/A | #N/A
TRUE | VIC | ERTS3466A | East Rowville 34 (AusNet) 66 kV | AusNet | Summer | Coincident_unreconciled | 2029 | POE50 | -43.6773 | NA | VIC East Rowville 34 (AusNet) 66 kV |  |  | FALSE | #N/A | #N/A | #N/A | #N/A | #N/A | #N/A | #N/A | #N/A | #N/A | #N/A
TRUE | VIC | ERTS3466A | East Rowville 34 (AusNet) 66 kV | AusNet | Summer | Coincident_unreconciled | 2029 | POE90 | -46.7082 | NA | VIC East Rowville 34 (AusNet) 66 kV |  |  | FALSE | #N/A | #N/A | #N/A | #N/A | #N/A | #N/A | #N/A | #N/A | #N/A | #N/A
TRUE | VIC | ERTS3466A | East Rowville 34 (AusNet) 66 kV | AusNet | Summer | Non-coincident | 2029 | POE50 | -52.4192 | 84.6163 | VIC East Rowville 34 (AusNet) 66 kV |  |  | FALSE | #N/A | #N/A | #N/A | #N/A | #N/A | #N/A | #N/A | #N/A | #N/A | #N/A
TRUE | VIC | ERTS3466A | East Rowville 34 (AusNet) 66 kV | AusNet | Summer | Non-coincident | 2029 | POE90 | -56.0568 | NA | VIC East Rowville 34 (AusNet) 66 kV |  |  | FALSE | #N/A | #N/A | #N/A | #N/A | #N/A | #N/A | #N/A | #N/A | #N/A | #N/A
TRUE | VIC | ERTS3466A | East Rowville 34 (AusNet) 66 kV | AusNet | Summer | Coincident_unreconciled | 2030 | POE50 | -47.1847 | NA | VIC East Rowville 34 (AusNet) 66 kV |  |  | FALSE | #N/A | #N/A | #N/A | #N/A | #N/A | #N/A | #N/A | #N/A | #N/A | #N/A
TRUE | VIC | ERTS3466A | East Rowville 34 (AusNet) 66 kV | AusNet | Summer | Coincident_unreconciled | 2030 | POE90 | -50.241 | NA | VIC East Rowville 34 (AusNet) 66 kV |  |  | FALSE | #N/A | #N/A | #N/A | #N/A | #N/A | #N/A | #N/A | #N/A | #N/A | #N/A
TRUE | VIC | ERTS3466A | East Rowville 34 (AusNet) 66 kV | AusNet | Summer | Non-coincident | 2030 | POE50 | -56.6286 | 85.1878 | VIC East Rowville 34 (AusNet) 66 kV |  |  | FALSE | #N/A | #N/A | #N/A | #N/A | #N/A | #N/A | #N/A | #N/A | #N/A | #N/A
TRUE | VIC | ERTS3466A | East Rowville 34 (AusNet) 66 kV | AusNet | Summer | Non-coincident | 2030 | POE90 | -60.2967 | NA | VIC East Rowville 34 (AusNet) 66 kV |  |  | FALSE | #N/A | #N/A | #N/A | #N/A | #N/A | #N/A | #N/A | #N/A | #N/A | #N/A
TRUE | VIC | ERTS3466A | East Rowville 34 (AusNet) 66 kV | AusNet | Summer | Coincident_unreconciled | 2031 | POE50 | -50.561 | NA | VIC East Rowville 34 (AusNet) 66 kV |  |  | FALSE | #N/A | #N/A | #N/A | #N/A | #N/A | #N/A | #N/A | #N/A | #N/A | #N/A
TRUE | VIC | ERTS3466A | East Rowville 34 (AusNet) 66 kV | AusNet | Summer | Coincident_unreconciled | 2031 | POE90 | -53.6426 | NA | VIC East Rowville 34 (AusNet) 66 kV |  |  | FALSE | #N/A | #N/A | #N/A | #N/A | #N/A | #N/A | #N/A | #N/A | #N/A | #N/A
TRUE | VIC | ERTS3466A | East Rowville 34 (AusNet) 66 kV | AusNet | Summer | Non-coincident | 2031 | POE50 | -60.6807 | 85.7572 | VIC East Rowville 34 (AusNet) 66 kV |  |  | FALSE | #N/A | #N/A | #N/A | #N/A | #N/A | #N/A | #N/A | #N/A | #N/A | #N/A
TRUE | VIC | ERTS3466A | East Rowville 34 (AusNet) 66 kV | AusNet | Summer | Non-coincident | 2031 | POE90 | -64.3791 | NA | VIC East Rowville 34 (AusNet) 66 kV |  |  | FALSE | #N/A | #N/A | #N/A | #N/A | #N/A | #N/A | #N/A | #N/A | #N/A | #N/A
TRUE | VIC | ERTS3466A | East Rowville 34 (AusNet) 66 kV | AusNet | Summer | Coincident_unreconciled | 2032 | POE50 | -53.1584 | NA | VIC East Rowville 34 (AusNet) 66 kV |  |  | FALSE | #N/A | #N/A | #N/A | #N/A | #N/A | #N/A | #N/A | #N/A | #N/A | #N/A
TRUE | VIC | ERTS3466A | East Rowville 34 (AusNet) 66 kV | AusNet | Summer | Coincident_unreconciled | 2032 | POE90 | -56.2631 | NA | VIC East Rowville 34 (AusNet) 66 kV |  |  | FALSE | #N/A | #N/A | #N/A | #N/A | #N/A | #N/A | #N/A | #N/A | #N/A | #N/A
TRUE | VIC | ERTS3466A | East Rowville 34 (AusNet) 66 kV | AusNet | Summer | Non-coincident | 2032 | POE50 | -63.798 | 86.3571 | VIC East Rowville 34 (AusNet) 66 kV |  |  | FALSE | #N/A | #N/A | #N/A | #N/A | #N/A | #N/A | #N/A | #N/A | #N/A | #N/A
TRUE | VIC | ERTS3466A | East Rowville 34 (AusNet) 66 kV | AusNet | Summer | Non-coincident | 2032 | POE90 | -67.5241 | NA | VIC East Rowville 34 (AusNet) 66 kV |  |  | FALSE | #N/A | #N/A | #N/A | #N/A | #N/A | #N/A | #N/A | #N/A | #N/A | #N/A
TRUE | VIC | ERTS3466A | East Rowville 34 (AusNet) 66 kV | AusNet | Summer | Coincident_unreconciled | 2033 | POE50 | -55.1463 | NA | VIC East Rowville 34 (AusNet) 66 kV |  |  | FALSE | #N/A | #N/A | #N/A | #N/A | #N/A | #N/A | #N/A | #N/A | #N/A | #N/A
TRUE | VIC | ERTS3466A | East Rowville 34 (AusNet) 66 kV | AusNet | Summer | Coincident_unreconciled | 2033 | POE90 | -58.2724 | NA | VIC East Rowville 34 (AusNet) 66 kV |  |  | FALSE | #N/A | #N/A | #N/A | #N/A | #N/A | #N/A | #N/A | #N/A | #N/A | #N/A
TRUE | VIC | ERTS3466A | East Rowville 34 (AusNet) 66 kV | AusNet | Summer | Non-coincident | 2033 | POE50 | -66.1837 | 86.9676 | VIC East Rowville 34 (AusNet) 66 kV |  |  | FALSE | #N/A | #N/A | #N/A | #N/A | #N/A | #N/A | #N/A | #N/A | #N/A | #N/A
TRUE | VIC | ERTS3466A | East Rowville 34 (AusNet) 66 kV | AusNet | Summer | Non-coincident | 2033 | POE90 | -69.9356 | NA | VIC East Rowville 34 (AusNet) 66 kV |  |  | FALSE | #N/A | #N/A | #N/A | #N/A | #N/A | #N/A | #N/A | #N/A | #N/A | #N/A
TRUE | VIC | ERTS3466A | East Rowville 34 (AusNet) 66 kV | AusNet | Summer | Coincident_unreconciled | 2034 | POE50 | -56.963 | NA | VIC East Rowville 34 (AusNet) 66 kV |  |  | FALSE | #N/A | #N/A | #N/A | #N/A | #N/A | #N/A | #N/A | #N/A | #N/A | #N/A
TRUE | VIC | ERTS3466A | East Rowville 34 (AusNet) 66 kV | AusNet | Summer | Coincident_unreconciled | 2034 | POE90 | -60.1106 | NA | VIC East Rowville 34 (AusNet) 66 kV |  |  | FALSE | #N/A | #N/A | #N/A | #N/A | #N/A | #N/A | #N/A | #N/A | #N/A | #N/A
TRUE | VIC | ERTS3466A | East Rowville 34 (AusNet) 66 kV | AusNet | Summer | Non-coincident | 2034 | POE50 | -68.3641 | 87.5847 | VIC East Rowville 34 (AusNet) 66 kV |  |  | FALSE | #N/A | #N/A | #N/A | #N/A | #N/A | #N/A | #N/A | #N/A | #N/A | #N/A
TRUE | VIC | ERTS3466A | East Rowville 34 (AusNet) 66 kV | AusNet | Summer | Non-coincident | 2034 | POE90 | -72.1417 | NA | VIC East Rowville 34 (AusNet) 66 kV |  |  | FALSE | #N/A | #N/A | #N/A | #N/A | #N/A | #N/A | #N/A | #N/A | #N/A | #N/A
TRUE | VIC | ERTS3466A | East Rowville 34 (AusNet) 66 kV | AusNet | Summer | Coincident_unreconciled | 2035 | POE50 | -58.9125 | NA | VIC East Rowville 34 (AusNet) 66 kV |  |  | FALSE | #N/A | #N/A | #N/A | #N/A | #N/A | #N/A | #N/A | #N/A | #N/A | #N/A
TRUE | VIC | ERTS3466A | East Rowville 34 (AusNet) 66 kV | AusNet | Summer | Coincident_unreconciled | 2035 | POE90 | -62.0816 | NA | VIC East Rowville 34 (AusNet) 66 kV |  |  | FALSE | #N/A | #N/A | #N/A | #N/A | #N/A | #N/A | #N/A | #N/A | #N/A | #N/A
TRUE | VIC | ERTS3466A | East Rowville 34 (AusNet) 66 kV | AusNet | Summer | Non-coincident | 2035 | POE50 | -70.7038 | 88.1875 | VIC East Rowville 34 (AusNet) 66 kV |  |  | FALSE | #N/A | #N/A | #N/A | #N/A | #N/A | #N/A | #N/A | #N/A | #N/A | #N/A
TRUE | VIC | ERTS3466A | East Rowville 34 (AusNet) 66 kV | AusNet | Summer | Non-coincident | 2035 | POE90 | -74.5072 | NA | VIC East Rowville 34 (AusNet) 66 kV |  |  | FALSE | #N/A | #N/A | #N/A | #N/A | #N/A | #N/A | #N/A | #N/A | #N/A | #N/A
TRUE | VIC | ERTS3466A | East Rowville 34 (AusNet) 66 kV | AusNet | Summer | Non-coincident | 2025 | BASEYEARPOE10 | NA | 57.3655 | VIC East Rowville 34 (AusNet) 66 kV |  |  | FALSE | #N/A | #N/A | #N/A | #N/A | #N/A | #N/A | #N/A | #N/A | #N/A | #N/A
TRUE | VIC | ERTS3466A | East Rowville 34 (AusNet) 66 kV | AusNet | Summer | Coincident | 2026 | POE10 | NA | 84.7306 | VIC East Rowville 34 (AusNet) 66 kV |  |  | FALSE | #N/A | #N/A | #N/A | #N/A | #N/A | #N/A | #N/A | #N/A | #N/A | #N/A
TRUE | VIC | ERTS3466A | East Rowville 34 (AusNet) 66 kV | AusNet | Summer | Coincident | 2026 | POE50 | NA | 80.6912 | VIC East Rowville 34 (AusNet) 66 kV |  |  | FALSE | #N/A | #N/A | #N/A | #N/A | #N/A | #N/A | #N/A | #N/A | #N/A | #N/A
TRUE | VIC | ERTS3466A | East Rowville 34 (AusNet) 66 kV | AusNet | Summer | Non-coincident | 2026 | POE10 | NA | 93.7283 | VIC East Rowville 34 (AusNet) 66 kV |  |  | FALSE | #N/A | #N/A | #N/A | #N/A | #N/A | #N/A | #N/A | #N/A | #N/A | #N/A
TRUE | VIC | ERTS3466A | East Rowville 34 (AusNet) 66 kV | AusNet | Summer | Coincident | 2027 | POE10 | NA | 81.5817 | VIC East Rowville 34 (AusNet) 66 kV |  |  | FALSE | #N/A | #N/A | #N/A | #N/A | #N/A | #N/A | #N/A | #N/A | #N/A | #N/A
TRUE | VIC | ERTS3466A | East Rowville 34 (AusNet) 66 kV | AusNet | Summer | Coincident | 2027 | POE50 | NA | 77.0385 | VIC East Rowville 34 (AusNet) 66 kV |  |  | FALSE | #N/A | #N/A | #N/A | #N/A | #N/A | #N/A | #N/A | #N/A | #N/A | #N/A
TRUE | VIC | ERTS3466A | East Rowville 34 (AusNet) 66 kV | AusNet | Summer | Non-coincident | 2027 | POE10 | NA | 92.4522 | VIC East Rowville 34 (AusNet) 66 kV |  |  | FALSE | #N/A | #N/A | #N/A | #N/A | #N/A | #N/A | #N/A | #N/A | #N/A | #N/A
TRUE | VIC | ERTS3466A | East Rowville 34 (AusNet) 66 kV | AusNet | Summer | Coincident | 2028 | POE10 | NA | 79.9877 | VIC East Rowville 34 (AusNet) 66 kV |  |  | FALSE | #N/A | #N/A | #N/A | #N/A | #N/A | #N/A | #N/A | #N/A | #N/A | #N/A
TRUE | VIC | ERTS3466A | East Rowville 34 (AusNet) 66 kV | AusNet | Summer | Coincident | 2028 | POE50 | NA | 74.9438 | VIC East Rowville 34 (AusNet) 66 kV |  |  | FALSE | #N/A | #N/A | #N/A | #N/A | #N/A | #N/A | #N/A | #N/A | #N/A | #N/A
TRUE | VIC | ERTS3466A | East Rowville 34 (AusNet) 66 kV | AusNet | Summer | Non-coincident | 2028 | POE10 | NA | 92.9711 | VIC East Rowville 34 (AusNet) 66 kV |  |  | FALSE | #N/A | #N/A | #N/A | #N/A | #N/A | #N/A | #N/A | #N/A | #N/A | #N/A
TRUE | VIC | ERTS3466A | East Rowville 34 (AusNet) 66 kV | AusNet | Summer | Coincident | 2029 | POE10 | NA | 78.9745 | VIC East Rowville 34 (AusNet) 66 kV |  |  | FALSE | #N/A | #N/A | #N/A | #N/A | #N/A | #N/A | #N/A | #N/A | #N/A | #N/A
TRUE | VIC | ERTS3466A | East Rowville 34 (AusNet) 66 kV | AusNet | Summer | Coincident | 2029 | POE50 | NA | 74.0213 | VIC East Rowville 34 (AusNet) 66 kV |  |  | FALSE | #N/A | #N/A | #N/A | #N/A | #N/A | #N/A | #N/A | #N/A | #N/A | #N/A
TRUE | VIC | ERTS3466A | East Rowville 34 (AusNet) 66 kV | AusNet | Summer | Non-coincident | 2029 | POE10 | NA | 93.5717 | VIC East Rowville 34 (AusNet) 66 kV |  |  | FALSE | #N/A | #N/A | #N/A | #N/A | #N/A | #N/A | #N/A | #N/A | #N/A | #N/A
TRUE | VIC | ERTS3466A | East Rowville 34 (AusNet) 66 kV | AusNet | Summer | Coincident | 2030 | POE10 | NA | 78.252 | VIC East Rowville 34 (AusNet) 66 kV |  |  | FALSE | #N/A | #N/A | #N/A | #N/A | #N/A | #N/A | #N/A | #N/A | #N/A | #N/A
TRUE | VIC | ERTS3466A | East Rowville 34 (AusNet) 66 kV | AusNet | Summer | Coincident | 2030 | POE50 | NA | 73.0991 | VIC East Rowville 34 (AusNet) 66 kV |  |  | FALSE | #N/A | #N/A | #N/A | #N/A | #N/A | #N/A | #N/A | #N/A | #N/A | #N/A
TRUE | VIC | ERTS3466A | East Rowville 34 (AusNet) 66 kV | AusNet | Summer | Non-coincident | 2030 | POE10 | NA | 94.2181 | VIC East Rowville 34 (AusNet) 66 kV |  |  | FALSE | #N/A | #N/A | #N/A | #N/A | #N/A | #N/A | #N/A | #N/A | #N/A | #N/A
TRUE | VIC | ERTS3466A | East Rowville 34 (AusNet) 66 kV | AusNet | Summer | Coincident | 2031 | POE10 | NA | 76.6935 | VIC East Rowville 34 (AusNet) 66 kV |  |  | FALSE | #N/A | #N/A | #N/A | #N/A | #N/A | #N/A | #N/A | #N/A | #N/A | #N/A
TRUE | VIC | ERTS3466A | East Rowville 34 (AusNet) 66 kV | AusNet | Summer | Coincident | 2031 | POE50 | NA | 71.9738 | VIC East Rowville 34 (AusNet) 66 kV |  |  | FALSE | #N/A | #N/A | #N/A | #N/A | #N/A | #N/A | #N/A | #N/A | #N/A | #N/A
TRUE | VIC | ERTS3466A | East Rowville 34 (AusNet) 66 kV | AusNet | Summer | Non-coincident | 2031 | POE10 | NA | 94.8624 | VIC East Rowville 34 (AusNet) 66 kV |  |  | FALSE | #N/A | #N/A | #N/A | #N/A | #N/A | #N/A | #N/A | #N/A | #N/A | #N/A
TRUE | VIC | ERTS3466A | East Rowville 34 (AusNet) 66 kV | AusNet | Summer | Coincident | 2032 | POE10 | NA | 74.8319 | VIC East Rowville 34 (AusNet) 66 kV |  |  | FALSE | #N/A | #N/A | #N/A | #N/A | #N/A | #N/A | #N/A | #N/A | #N/A | #N/A
TRUE | VIC | ERTS3466A | East Rowville 34 (AusNet) 66 kV | AusNet | Summer | Coincident | 2032 | POE50 | NA | 70.0736 | VIC East Rowville 34 (AusNet) 66 kV |  |  | FALSE | #N/A | #N/A | #N/A | #N/A | #N/A | #N/A | #N/A | #N/A | #N/A | #N/A
TRUE | VIC | ERTS3466A | East Rowville 34 (AusNet) 66 kV | AusNet | Summer | Non-coincident | 2032 | POE10 | NA | 95.5304 | VIC East Rowville 34 (AusNet) 66 kV |  |  | FALSE | #N/A | #N/A | #N/A | #N/A | #N/A | #N/A | #N/A | #N/A | #N/A | #N/A
TRUE | VIC | ERTS3466A | East Rowville 34 (AusNet) 66 kV | AusNet | Summer | Coincident | 2033 | POE10 | NA | 73.502 | VIC East Rowville 34 (AusNet) 66 kV |  |  | FALSE | #N/A | #N/A | #N/A | #N/A | #N/A | #N/A | #N/A | #N/A | #N/A | #N/A
TRUE | VIC | ERTS3466A | East Rowville 34 (AusNet) 66 kV | AusNet | Summer | Coincident | 2033 | POE50 | NA | 68.1778 | VIC East Rowville 34 (AusNet) 66 kV |  |  | FALSE | #N/A | #N/A | #N/A | #N/A | #N/A | #N/A | #N/A | #N/A | #N/A | #N/A
TRUE | VIC | ERTS3466A | East Rowville 34 (AusNet) 66 kV | AusNet | Summer | Non-coincident | 2033 | POE10 | NA | 96.2043 | VIC East Rowville 34 (AusNet) 66 kV |  |  | FALSE | #N/A | #N/A | #N/A | #N/A | #N/A | #N/A | #N/A | #N/A | #N/A | #N/A
TRUE | VIC | ERTS3466A | East Rowville 34 (AusNet) 66 kV | AusNet | Summer | Coincident | 2034 | POE10 | NA | 73.1613 | VIC East Rowville 34 (AusNet) 66 kV |  |  | FALSE | #N/A | #N/A | #N/A | #N/A | #N/A | #N/A | #N/A | #N/A | #N/A | #N/A
TRUE | VIC | ERTS3466A | East Rowville 34 (AusNet) 66 kV | AusNet | Summer | Coincident | 2034 | POE50 | NA | 67.922 | VIC East Rowville 34 (AusNet) 66 kV |  |  | FALSE | #N/A | #N/A | #N/A | #N/A | #N/A | #N/A | #N/A | #N/A | #N/A | #N/A
TRUE | VIC | ERTS3466A | East Rowville 34 (AusNet) 66 kV | AusNet | Summer | Non-coincident | 2034 | POE10 | NA | 96.8848 | VIC East Rowville 34 (AusNet) 66 kV |  |  | FALSE | #N/A | #N/A | #N/A | #N/A | #N/A | #N/A | #N/A | #N/A | #N/A | #N/A
TRUE | VIC | ERTS3466A | East Rowville 34 (AusNet) 66 kV | AusNet | Summer | Coincident | 2035 | POE10 | NA | 73.1221 | VIC East Rowville 34 (AusNet) 66 kV |  |  | FALSE | #N/A | #N/A | #N/A | #N/A | #N/A | #N/A | #N/A | #N/A | #N/A | #N/A
TRUE | VIC | ERTS3466A | East Rowville 34 (AusNet) 66 kV | AusNet | Summer | Coincident | 2035 | POE50 | NA | 67.8852 | VIC East Rowville 34 (AusNet) 66 kV |  |  | FALSE | #N/A | #N/A | #N/A | #N/A | #N/A | #N/A | #N/A | #N/A | #N/A | #N/A
TRUE | VIC | ERTS3466A | East Rowville 34 (AusNet) 66 kV | AusNet | Summer | Non-coincident | 2035 | POE10 | NA | 97.551 | VIC East Rowville 34 (AusNet) 66 kV |  |  | FALSE | #N/A | #N/A | #N/A | #N/A | #N/A | #N/A | #N/A | #N/A | #N/A | #N/A
TRUE | VIC | ERTS3466A | East Rowville 34 (AusNet) 66 kV | AusNet | Winter | Coincident | 2018 | ACTUAL_OPG | NA | 32.2 | VIC East Rowville 34 (AusNet) 66 kV |  |  | FALSE | #N/A | #N/A | #N/A | #N/A | #N/A | #N/A | #N/A | #N/A | #N/A | #N/A
TRUE | VIC | ERTS3466A | East Rowville 34 (AusNet) 66 kV | AusNet | Winter | Coincident | 2018 | ACTUAL_RAW | NA | 32.2 | VIC East Rowville 34 (AusNet) 66 kV |  |  | FALSE | #N/A | #N/A | #N/A | #N/A | #N/A | #N/A | #N/A | #N/A | #N/A | #N/A
TRUE | VIC | ERTS3466A | East Rowville 34 (AusNet) 66 kV | AusNet | Winter | Non-coincident | 2018 | ACTUAL_RAW | NA | 33.1126 | VIC East Rowville 34 (AusNet) 66 kV |  |  | FALSE | #N/A | #N/A | #N/A | #N/A | #N/A | #N/A | #N/A | #N/A | #N/A | #N/A
TRUE | VIC | ERTS3466A | East Rowville 34 (AusNet) 66 kV | AusNet | Winter | Non-coincident | 2018 | ACTUAL_OPG | NA | 33.1126 | VIC East Rowville 34 (AusNet) 66 kV |  |  | FALSE | #N/A | #N/A | #N/A | #N/A | #N/A | #N/A | #N/A | #N/A | #N/A | #N/A
TRUE | VIC | ERTS3466A | East Rowville 34 (AusNet) 66 kV | AusNet | Winter | Non-coincident | 2018 | ACTUAL_ADJUSTEDOPG | NA | 33.1126 | VIC East Rowville 34 (AusNet) 66 kV |  |  | FALSE | #N/A | #N/A | #N/A | #N/A | #N/A | #N/A | #N/A | #N/A | #N/A | #N/A
TRUE | VIC | ERTS3466A | East Rowville 34 (AusNet) 66 kV | AusNet | Winter | Coincident | 2019 | ACTUAL_OPG | NA | 33.9817 | VIC East Rowville 34 (AusNet) 66 kV |  |  | FALSE | #N/A | #N/A | #N/A | #N/A | #N/A | #N/A | #N/A | #N/A | #N/A | #N/A
TRUE | VIC | ERTS3466A | East Rowville 34 (AusNet) 66 kV | AusNet | Winter | Coincident | 2019 | ACTUAL_RAW | NA | 33.9817 | VIC East Rowville 34 (AusNet) 66 kV |  |  | FALSE | #N/A | #N/A | #N/A | #N/A | #N/A | #N/A | #N/A | #N/A | #N/A | #N/A
TRUE | VIC | ERTS3466A | East Rowville 34 (AusNet) 66 kV | AusNet | Winter | Non-coincident | 2019 | ACTUAL_RAW | NA | 37.4786 | VIC East Rowville 34 (AusNet) 66 kV |  |  | FALSE | #N/A | #N/A | #N/A | #N/A | #N/A | #N/A | #N/A | #N/A | #N/A | #N/A
TRUE | VIC | ERTS3466A | East Rowville 34 (AusNet) 66 kV | AusNet | Winter | Non-coincident | 2019 | ACTUAL_OPG | NA | 37.4786 | VIC East Rowville 34 (AusNet) 66 kV |  |  | FALSE | #N/A | #N/A | #N/A | #N/A | #N/A | #N/A | #N/A | #N/A | #N/A | #N/A
TRUE | VIC | ERTS3466A | East Rowville 34 (AusNet) 66 kV | AusNet | Winter | Non-coincident | 2019 | ACTUAL_ADJUSTEDOPG | NA | 37.4786 | VIC East Rowville 34 (AusNet) 66 kV |  |  | FALSE | #N/A | #N/A | #N/A | #N/A | #N/A | #N/A | #N/A | #N/A | #N/A | #N/A
TRUE | VIC | ERTS3466A | East Rowville 34 (AusNet) 66 kV | AusNet | Winter | Coincident | 2020 | ACTUAL_OPG | NA | 36.2975 | VIC East Rowville 34 (AusNet) 66 kV |  |  | FALSE | #N/A | #N/A | #N/A | #N/A | #N/A | #N/A | #N/A | #N/A | #N/A | #N/A
TRUE | VIC | ERTS3466A | East Rowville 34 (AusNet) 66 kV | AusNet | Winter | Coincident | 2020 | ACTUAL_RAW | NA | 36.2975 | VIC East Rowville 34 (AusNet) 66 kV |  |  | FALSE | #N/A | #N/A | #N/A | #N/A | #N/A | #N/A | #N/A | #N/A | #N/A | #N/A
TRUE | VIC | ERTS3466A | East Rowville 34 (AusNet) 66 kV | AusNet | Winter | Non-coincident | 2020 | ACTUAL_RAW | NA | 40.5157 | VIC East Rowville 34 (AusNet) 66 kV |  |  | FALSE | #N/A | #N/A | #N/A | #N/A | #N/A | #N/A | #N/A | #N/A | #N/A | #N/A
TRUE | VIC | ERTS3466A | East Rowville 34 (AusNet) 66 kV | AusNet | Winter | Non-coincident | 2020 | ACTUAL_OPG | NA | 40.5157 | VIC East Rowville 34 (AusNet) 66 kV |  |  | FALSE | #N/A | #N/A | #N/A | #N/A | #N/A | #N/A | #N/A | #N/A | #N/A | #N/A
TRUE | VIC | ERTS3466A | East Rowville 34 (AusNet) 66 kV | AusNet | Winter | Non-coincident | 2020 | ACTUAL_ADJUSTEDOPG | NA | 40.5157 | VIC East Rowville 34 (AusNet) 66 kV |  |  | FALSE | #N/A | #N/A | #N/A | #N/A | #N/A | #N/A | #N/A | #N/A | #N/A | #N/A
TRUE | VIC | ERTS3466A | East Rowville 34 (AusNet) 66 kV | AusNet | Winter | Coincident | 2021 | ACTUAL_OPG | NA | 35.9999 | VIC East Rowville 34 (AusNet) 66 kV |  |  | FALSE | #N/A | #N/A | #N/A | #N/A | #N/A | #N/A | #N/A | #N/A | #N/A | #N/A
TRUE | VIC | ERTS3466A | East Rowville 34 (AusNet) 66 kV | AusNet | Winter | Coincident | 2021 | ACTUAL_RAW | NA | 35.9999 | VIC East Rowville 34 (AusNet) 66 kV |  |  | FALSE | #N/A | #N/A | #N/A | #N/A | #N/A | #N/A | #N/A | #N/A | #N/A | #N/A
TRUE | VIC | ERTS3466A | East Rowville 34 (AusNet) 66 kV | AusNet | Winter | Non-coincident | 2021 | ACTUAL_RAW | NA | 37.1492 | VIC East Rowville 34 (AusNet) 66 kV |  |  | FALSE | #N/A | #N/A | #N/A | #N/A | #N/A | #N/A | #N/A | #N/A | #N/A | #N/A
TRUE | VIC | ERTS3466A | East Rowville 34 (AusNet) 66 kV | AusNet | Winter | Non-coincident | 2021 | ACTUAL_OPG | NA | 37.1492 | VIC East Rowville 34 (AusNet) 66 kV |  |  | FALSE | #N/A | #N/A | #N/A | #N/A | #N/A | #N/A | #N/A | #N/A | #N/A | #N/A
TRUE | VIC | ERTS3466A | East Rowville 34 (AusNet) 66 kV | AusNet | Winter | Non-coincident | 2021 | ACTUAL_ADJUSTEDOPG | NA | 37.1492 | VIC East Rowville 34 (AusNet) 66 kV |  |  | FALSE | #N/A | #N/A | #N/A | #N/A | #N/A | #N/A | #N/A | #N/A | #N/A | #N/A
TRUE | VIC | ERTS3466A | East Rowville 34 (AusNet) 66 kV | AusNet | Winter | Coincident | 2022 | ACTUAL_OPG | NA | 26.1608 | VIC East Rowville 34 (AusNet) 66 kV |  |  | FALSE | #N/A | #N/A | #N/A | #N/A | #N/A | #N/A | #N/A | #N/A | #N/A | #N/A
TRUE | VIC | ERTS3466A | East Rowville 34 (AusNet) 66 kV | AusNet | Winter | Coincident | 2022 | ACTUAL_RAW | NA | 26.1608 | VIC East Rowville 34 (AusNet) 66 kV |  |  | FALSE | #N/A | #N/A | #N/A | #N/A | #N/A | #N/A | #N/A | #N/A | #N/A | #N/A
TRUE | VIC | ERTS3466A | East Rowville 34 (AusNet) 66 kV | AusNet | Winter | Non-coincident | 2022 | ACTUAL_RAW | NA | 35.2978 | VIC East Rowville 34 (AusNet) 66 kV |  |  | FALSE | #N/A | #N/A | #N/A | #N/A | #N/A | #N/A | #N/A | #N/A | #N/A | #N/A
TRUE | VIC | ERTS3466A | East Rowville 34 (AusNet) 66 kV | AusNet | Winter | Non-coincident | 2022 | ACTUAL_OPG | NA | 35.2978 | VIC East Rowville 34 (AusNet) 66 kV |  |  | FALSE | #N/A | #N/A | #N/A | #N/A | #N/A | #N/A | #N/A | #N/A | #N/A | #N/A
TRUE | VIC | ERTS3466A | East Rowville 34 (AusNet) 66 kV | AusNet | Winter | Non-coincident | 2022 | ACTUAL_ADJUSTEDOPG | NA | 35.2978 | VIC East Rowville 34 (AusNet) 66 kV |  |  | FALSE | #N/A | #N/A | #N/A | #N/A | #N/A | #N/A | #N/A | #N/A | #N/A | #N/A
TRUE | VIC | ERTS3466A | East Rowville 34 (AusNet) 66 kV | AusNet | Winter | Coincident | 2023 | ACTUAL_OPG | NA | 24.879 | VIC East Rowville 34 (AusNet) 66 kV |  |  | FALSE | #N/A | #N/A | #N/A | #N/A | #N/A | #N/A | #N/A | #N/A | #N/A | #N/A
TRUE | VIC | ERTS3466A | East Rowville 34 (AusNet) 66 kV | AusNet | Winter | Coincident | 2023 | ACTUAL_RAW | NA | 24.879 | VIC East Rowville 34 (AusNet) 66 kV |  |  | FALSE | #N/A | #N/A | #N/A | #N/A | #N/A | #N/A | #N/A | #N/A | #N/A | #N/A
TRUE | VIC | ERTS3466A | East Rowville 34 (AusNet) 66 kV | AusNet | Winter | Non-coincident | 2023 | ACTUAL_RAW | NA | 37.8689 | VIC East Rowville 34 (AusNet) 66 kV |  |  | FALSE | #N/A | #N/A | #N/A | #N/A | #N/A | #N/A | #N/A | #N/A | #N/A | #N/A
TRUE | VIC | ERTS3466A | East Rowville 34 (AusNet) 66 kV | AusNet | Winter | Non-coincident | 2023 | ACTUAL_OPG | NA | 37.8689 | VIC East Rowville 34 (AusNet) 66 kV |  |  | FALSE | #N/A | #N/A | #N/A | #N/A | #N/A | #N/A | #N/A | #N/A | #N/A | #N/A
TRUE | VIC | ERTS3466A | East Rowville 34 (AusNet) 66 kV | AusNet | Winter | Non-coincident | 2023 | ACTUAL_ADJUSTEDOPG | NA | 37.8689 | VIC East Rowville 34 (AusNet) 66 kV |  |  | FALSE | #N/A | #N/A | #N/A | #N/A | #N/A | #N/A | #N/A | #N/A | #N/A | #N/A
TRUE | VIC | ERTS3466A | East Rowville 34 (AusNet) 66 kV | AusNet | Winter | Coincident | 2024 | ACTUAL_OPG | NA | 32.6744 | VIC East Rowville 34 (AusNet) 66 kV |  |  | FALSE | #N/A | #N/A | #N/A | #N/A | #N/A | #N/A | #N/A | #N/A | #N/A | #N/A
TRUE | VIC | ERTS3466A | East Rowville 34 (AusNet) 66 kV | AusNet | Winter | Coincident | 2024 | ACTUAL_RAW | NA | 32.6744 | VIC East Rowville 34 (AusNet) 66 kV |  |  | FALSE | #N/A | #N/A | #N/A | #N/A | #N/A | #N/A | #N/A | #N/A | #N/A | #N/A
TRUE | VIC | ERTS3466A | East Rowville 34 (AusNet) 66 kV | AusNet | Winter | Non-coincident | 2024 | ACTUAL_RAW | NA | 33.3941 | VIC East Rowville 34 (AusNet) 66 kV |  |  | FALSE | #N/A | #N/A | #N/A | #N/A | #N/A | #N/A | #N/A | #N/A | #N/A | #N/A
TRUE | VIC | ERTS3466A | East Rowville 34 (AusNet) 66 kV | AusNet | Winter | Non-coincident | 2024 | ACTUAL_OPG | NA | 33.3941 | VIC East Rowville 34 (AusNet) 66 kV |  |  | FALSE | #N/A | #N/A | #N/A | #N/A | #N/A | #N/A | #N/A | #N/A | #N/A | #N/A
TRUE | VIC | ERTS3466A | East Rowville 34 (AusNet) 66 kV | AusNet | Winter | Non-coincident | 2024 | ACTUAL_ADJUSTEDOPG | NA | 33.3941 | VIC East Rowville 34 (AusNet) 66 kV |  |  | FALSE | #N/A | #N/A | #N/A | #N/A | #N/A | #N/A | #N/A | #N/A | #N/A | #N/A
TRUE | VIC | ERTS3466A | East Rowville 34 (AusNet) 66 kV | AusNet | Winter | Coincident | 2025 | POE10 | NA | 82.7319 | VIC East Rowville 34 (AusNet) 66 kV |  |  | FALSE | #N/A | #N/A | #N/A | #N/A | #N/A | #N/A | #N/A | #N/A | #N/A | #N/A
TRUE | VIC | ERTS3466A | East Rowville 34 (AusNet) 66 kV | AusNet | Winter | Coincident | 2025 | POE50 | NA | 81.7854 | VIC East Rowville 34 (AusNet) 66 kV |  |  | FALSE | #N/A | #N/A | #N/A | #N/A | #N/A | #N/A | #N/A | #N/A | #N/A | #N/A
TRUE | VIC | ERTS3466A | East Rowville 34 (AusNet) 66 kV | AusNet | Winter | Non-coincident | 2025 | ACTUAL_RAW | NA | 40.0151 | VIC East Rowville 34 (AusNet) 66 kV |  |  | FALSE | #N/A | #N/A | #N/A | #N/A | #N/A | #N/A | #N/A | #N/A | #N/A | #N/A
TRUE | VIC | ERTS3466A | East Rowville 34 (AusNet) 66 kV | AusNet | Winter | Non-coincident | 2025 | ACTUAL_ADJUSTEDOPG | NA | 40.0151 | VIC East Rowville 34 (AusNet) 66 kV |  |  | FALSE | #N/A | #N/A | #N/A | #N/A | #N/A | #N/A | #N/A | #N/A | #N/A | #N/A
TRUE | VIC | ERTS3466A | East Rowville 34 (AusNet) 66 kV | AusNet | Winter | Non-coincident | 2025 | BASEYEARPOE50 | NA | 38.4456 | VIC East Rowville 34 (AusNet) 66 kV |  |  | FALSE | #N/A | #N/A | #N/A | #N/A | #N/A | #N/A | #N/A | #N/A | #N/A | #N/A
TRUE | VIC | ERTS3466A | East Rowville 34 (AusNet) 66 kV | AusNet | Winter | Non-coincident | 2025 | BASEYEARPOE10 | NA | 40.3995 | VIC East Rowville 34 (AusNet) 66 kV |  |  | FALSE | #N/A | #N/A | #N/A | #N/A | #N/A | #N/A | #N/A | #N/A | #N/A | #N/A
TRUE | VIC | ERTS3466A | East Rowville 34 (AusNet) 66 kV | AusNet | Winter | Non-coincident | 2025 | POE10 | NA | 87.059 | VIC East Rowville 34 (AusNet) 66 kV |  |  | FALSE | #N/A | #N/A | #N/A | #N/A | #N/A | #N/A | #N/A | #N/A | #N/A | #N/A
TRUE | VIC | ERTS3466A | East Rowville 34 (AusNet) 66 kV | AusNet | Winter | Non-coincident | 2025 | POE50 | NA | 85 | VIC East Rowville 34 (AusNet) 66 kV |  |  | FALSE | #N/A | #N/A | #N/A | #N/A | #N/A | #N/A | #N/A | #N/A | #N/A | #N/A
TRUE | VIC | ERTS3466A | East Rowville 34 (AusNet) 66 kV | AusNet | Winter | Coincident | 2026 | POE10 | NA | 79.9399 | VIC East Rowville 34 (AusNet) 66 kV |  |  | FALSE | #N/A | #N/A | #N/A | #N/A | #N/A | #N/A | #N/A | #N/A | #N/A | #N/A
TRUE | VIC | ERTS3466A | East Rowville 34 (AusNet) 66 kV | AusNet | Winter | Coincident | 2026 | POE50 | NA | 78.8675 | VIC East Rowville 34 (AusNet) 66 kV |  |  | FALSE | #N/A | #N/A | #N/A | #N/A | #N/A | #N/A | #N/A | #N/A | #N/A | #N/A
TRUE | VIC | ERTS3466A | East Rowville 34 (AusNet) 66 kV | AusNet | Winter | Non-coincident | 2026 | POE10 | NA | 87.3595 | VIC East Rowville 34 (AusNet) 66 kV |  |  | FALSE | #N/A | #N/A | #N/A | #N/A | #N/A | #N/A | #N/A | #N/A | #N/A | #N/A
TRUE | VIC | ERTS3466A | East Rowville 34 (AusNet) 66 kV | AusNet | Winter | Non-coincident | 2026 | POE50 | NA | 85.2815 | VIC East Rowville 34 (AusNet) 66 kV |  |  | FALSE | #N/A | #N/A | #N/A | #N/A | #N/A | #N/A | #N/A | #N/A | #N/A | #N/A
TRUE | VIC | ERTS3466A | East Rowville 34 (AusNet) 66 kV | AusNet | Winter | Coincident | 2027 | POE10 | NA | 76.0003 | VIC East Rowville 34 (AusNet) 66 kV |  |  | FALSE | #N/A | #N/A | #N/A | #N/A | #N/A | #N/A | #N/A | #N/A | #N/A | #N/A
TRUE | VIC | ERTS3466A | East Rowville 34 (AusNet) 66 kV | AusNet | Winter | Coincident | 2027 | POE50 | NA | 74.7553 | VIC East Rowville 34 (AusNet) 66 kV |  |  | FALSE | #N/A | #N/A | #N/A | #N/A | #N/A | #N/A | #N/A | #N/A | #N/A | #N/A
TRUE | VIC | ERTS3466A | East Rowville 34 (AusNet) 66 kV | AusNet | Winter | Non-coincident | 2027 | POE10 | NA | 85.9795 | VIC East Rowville 34 (AusNet) 66 kV |  |  | FALSE | #N/A | #N/A | #N/A | #N/A | #N/A | #N/A | #N/A | #N/A | #N/A | #N/A
TRUE | VIC | ERTS3466A | East Rowville 34 (AusNet) 66 kV | AusNet | Winter | Non-coincident | 2027 | POE50 | NA | 83.8837 | VIC East Rowville 34 (AusNet) 66 kV |  |  | FALSE | #N/A | #N/A | #N/A | #N/A | #N/A | #N/A | #N/A | #N/A | #N/A | #N/A
TRUE | VIC | ERTS3466A | East Rowville 34 (AusNet) 66 kV | AusNet | Winter | Coincident | 2028 | POE10 | NA | 74.9122 | VIC East Rowville 34 (AusNet) 66 kV |  |  | FALSE | #N/A | #N/A | #N/A | #N/A | #N/A | #N/A | #N/A | #N/A | #N/A | #N/A
TRUE | VIC | ERTS3466A | East Rowville 34 (AusNet) 66 kV | AusNet | Winter | Coincident | 2028 | POE50 | NA | 73.7382 | VIC East Rowville 34 (AusNet) 66 kV |  |  | FALSE | #N/A | #N/A | #N/A | #N/A | #N/A | #N/A | #N/A | #N/A | #N/A | #N/A
TRUE | VIC | ERTS3466A | East Rowville 34 (AusNet) 66 kV | AusNet | Winter | Non-coincident | 2028 | POE10 | NA | 86.4964 | VIC East Rowville 34 (AusNet) 66 kV |  |  | FALSE | #N/A | #N/A | #N/A | #N/A | #N/A | #N/A | #N/A | #N/A | #N/A | #N/A
TRUE | VIC | ERTS3466A | East Rowville 34 (AusNet) 66 kV | AusNet | Winter | Non-coincident | 2028 | POE50 | NA | 84.3829 | VIC East Rowville 34 (AusNet) 66 kV |  |  | FALSE | #N/A | #N/A | #N/A | #N/A | #N/A | #N/A | #N/A | #N/A | #N/A | #N/A
TRUE | VIC | ERTS3466A | East Rowville 34 (AusNet) 66 kV | AusNet | Winter | Coincident | 2029 | POE10 | NA | 74.4139 | VIC East Rowville 34 (AusNet) 66 kV |  |  | FALSE | #N/A | #N/A | #N/A | #N/A | #N/A | #N/A | #N/A | #N/A | #N/A | #N/A
TRUE | VIC | ERTS3466A | East Rowville 34 (AusNet) 66 kV | AusNet | Winter | Coincident | 2029 | POE50 | NA | 73.2685 | VIC East Rowville 34 (AusNet) 66 kV |  |  | FALSE | #N/A | #N/A | #N/A | #N/A | #N/A | #N/A | #N/A | #N/A | #N/A | #N/A
TRUE | VIC | ERTS3466A | East Rowville 34 (AusNet) 66 kV | AusNet | Winter | Non-coincident | 2029 | POE10 | NA | 87.076 | VIC East Rowville 34 (AusNet) 66 kV |  |  | FALSE | #N/A | #N/A | #N/A | #N/A | #N/A | #N/A | #N/A | #N/A | #N/A | #N/A
TRUE | VIC | ERTS3466A | East Rowville 34 (AusNet) 66 kV | AusNet | Winter | Non-coincident | 2029 | POE50 | NA | 84.9446 | VIC East Rowville 34 (AusNet) 66 kV |  |  | FALSE | #N/A | #N/A | #N/A | #N/A | #N/A | #N/A | #N/A | #N/A | #N/A | #N/A
TRUE | VIC | ERTS3466A | East Rowville 34 (AusNet) 66 kV | AusNet | Winter | Coincident | 2030 | POE10 | NA | 73.7828 | VIC East Rowville 34 (AusNet) 66 kV |  |  | FALSE | #N/A | #N/A | #N/A | #N/A | #N/A | #N/A | #N/A | #N/A | #N/A | #N/A
TRUE | VIC | ERTS3466A | East Rowville 34 (AusNet) 66 kV | AusNet | Winter | Coincident | 2030 | POE50 | NA | 72.6266 | VIC East Rowville 34 (AusNet) 66 kV |  |  | FALSE | #N/A | #N/A | #N/A | #N/A | #N/A | #N/A | #N/A | #N/A | #N/A | #N/A
TRUE | VIC | ERTS3466A | East Rowville 34 (AusNet) 66 kV | AusNet | Winter | Non-coincident | 2030 | POE10 | NA | 87.6387 | VIC East Rowville 34 (AusNet) 66 kV |  |  | FALSE | #N/A | #N/A | #N/A | #N/A | #N/A | #N/A | #N/A | #N/A | #N/A | #N/A
TRUE | VIC | ERTS3466A | East Rowville 34 (AusNet) 66 kV | AusNet | Winter | Non-coincident | 2030 | POE50 | NA | 85.4895 | VIC East Rowville 34 (AusNet) 66 kV |  |  | FALSE | #N/A | #N/A | #N/A | #N/A | #N/A | #N/A | #N/A | #N/A | #N/A | #N/A
TRUE | VIC | ERTS3466A | East Rowville 34 (AusNet) 66 kV | AusNet | Winter | Coincident | 2031 | POE10 | NA | 73.2732 | VIC East Rowville 34 (AusNet) 66 kV |  |  | FALSE | #N/A | #N/A | #N/A | #N/A | #N/A | #N/A | #N/A | #N/A | #N/A | #N/A
TRUE | VIC | ERTS3466A | East Rowville 34 (AusNet) 66 kV | AusNet | Winter | Coincident | 2031 | POE50 | NA | 72.1235 | VIC East Rowville 34 (AusNet) 66 kV |  |  | FALSE | #N/A | #N/A | #N/A | #N/A | #N/A | #N/A | #N/A | #N/A | #N/A | #N/A
TRUE | VIC | ERTS3466A | East Rowville 34 (AusNet) 66 kV | AusNet | Winter | Non-coincident | 2031 | POE10 | NA | 88.2068 | VIC East Rowville 34 (AusNet) 66 kV |  |  | FALSE | #N/A | #N/A | #N/A | #N/A | #N/A | #N/A | #N/A | #N/A | #N/A | #N/A
TRUE | VIC | ERTS3466A | East Rowville 34 (AusNet) 66 kV | AusNet | Winter | Non-coincident | 2031 | POE50 | NA | 86.0401 | VIC East Rowville 34 (AusNet) 66 kV |  |  | FALSE | #N/A | #N/A | #N/A | #N/A | #N/A | #N/A | #N/A | #N/A | #N/A | #N/A
TRUE | VIC | ERTS3466A | East Rowville 34 (AusNet) 66 kV | AusNet | Winter | Coincident | 2032 | POE10 | NA | 72.1336 | VIC East Rowville 34 (AusNet) 66 kV |  |  | FALSE | #N/A | #N/A | #N/A | #N/A | #N/A | #N/A | #N/A | #N/A | #N/A | #N/A
TRUE | VIC | ERTS3466A | East Rowville 34 (AusNet) 66 kV | AusNet | Winter | Coincident | 2032 | POE50 | NA | 70.8643 | VIC East Rowville 34 (AusNet) 66 kV |  |  | FALSE | #N/A | #N/A | #N/A | #N/A | #N/A | #N/A | #N/A | #N/A | #N/A | #N/A
TRUE | VIC | ERTS3466A | East Rowville 34 (AusNet) 66 kV | AusNet | Winter | Non-coincident | 2032 | POE10 | NA | 88.736 | VIC East Rowville 34 (AusNet) 66 kV |  |  | FALSE | #N/A | #N/A | #N/A | #N/A | #N/A | #N/A | #N/A | #N/A | #N/A | #N/A
TRUE | VIC | ERTS3466A | East Rowville 34 (AusNet) 66 kV | AusNet | Winter | Non-coincident | 2032 | POE50 | NA | 86.5542 | VIC East Rowville 34 (AusNet) 66 kV |  |  | FALSE | #N/A | #N/A | #N/A | #N/A | #N/A | #N/A | #N/A | #N/A | #N/A | #N/A
TRUE | VIC | ERTS3466A | East Rowville 34 (AusNet) 66 kV | AusNet | Winter | Coincident | 2033 | POE10 | NA | 70.689 | VIC East Rowville 34 (AusNet) 66 kV |  |  | FALSE | #N/A | #N/A | #N/A | #N/A | #N/A | #N/A | #N/A | #N/A | #N/A | #N/A
TRUE | VIC | ERTS3466A | East Rowville 34 (AusNet) 66 kV | AusNet | Winter | Coincident | 2033 | POE50 | NA | 69.4504 | VIC East Rowville 34 (AusNet) 66 kV |  |  | FALSE | #N/A | #N/A | #N/A | #N/A | #N/A | #N/A | #N/A | #N/A | #N/A | #N/A
TRUE | VIC | ERTS3466A | East Rowville 34 (AusNet) 66 kV | AusNet | Winter | Non-coincident | 2033 | POE10 | NA | 89.2629 | VIC East Rowville 34 (AusNet) 66 kV |  |  | FALSE | #N/A | #N/A | #N/A | #N/A | #N/A | #N/A | #N/A | #N/A | #N/A | #N/A
TRUE | VIC | ERTS3466A | East Rowville 34 (AusNet) 66 kV | AusNet | Winter | Non-coincident | 2033 | POE50 | NA | 87.066 | VIC East Rowville 34 (AusNet) 66 kV |  |  | FALSE | #N/A | #N/A | #N/A | #N/A | #N/A | #N/A | #N/A | #N/A | #N/A | #N/A
TRUE | VIC | ERTS3466A | East Rowville 34 (AusNet) 66 kV | AusNet | Winter | Coincident | 2034 | POE10 | NA | 70.5052 | VIC East Rowville 34 (AusNet) 66 kV |  |  | FALSE | #N/A | #N/A | #N/A | #N/A | #N/A | #N/A | #N/A | #N/A | #N/A | #N/A
TRUE | VIC | ERTS3466A | East Rowville 34 (AusNet) 66 kV | AusNet | Winter | Coincident | 2034 | POE50 | NA | 69.3041 | VIC East Rowville 34 (AusNet) 66 kV |  |  | FALSE | #N/A | #N/A | #N/A | #N/A | #N/A | #N/A | #N/A | #N/A | #N/A | #N/A
TRUE | VIC | ERTS3466A | East Rowville 34 (AusNet) 66 kV | AusNet | Winter | Non-coincident | 2034 | POE10 | NA | 89.7768 | VIC East Rowville 34 (AusNet) 66 kV |  |  | FALSE | #N/A | #N/A | #N/A | #N/A | #N/A | #N/A | #N/A | #N/A | #N/A | #N/A
TRUE | VIC | ERTS3466A | East Rowville 34 (AusNet) 66 kV | AusNet | Winter | Non-coincident | 2034 | POE50 | NA | 87.5648 | VIC East Rowville 34 (AusNet) 66 kV |  |  | FALSE | #N/A | #N/A | #N/A | #N/A | #N/A | #N/A | #N/A | #N/A | #N/A | #N/A
TRUE | VIC | ERTS3466U | East Rowville 34 (United Energy) 66 kV | United Energy | Shoulder | Coincident | 2019 | ACTUAL_OPG | 52.3717 | NA | VIC East Rowville 34 (United Energy) 66 kV |  |  | FALSE | #N/A | #N/A | #N/A | #N/A | #N/A | #N/A | #N/A | #N/A | #N/A | #N/A
TRUE | VIC | ERTS3466U | East Rowville 34 (United Energy) 66 kV | United Energy | Shoulder | Coincident | 2019 | ACTUAL_RAW | 52.3717 | NA | VIC East Rowville 34 (United Energy) 66 kV |  |  | FALSE | #N/A | #N/A | #N/A | #N/A | #N/A | #N/A | #N/A | #N/A | #N/A | #N/A
TRUE | VIC | ERTS3466U | East Rowville 34 (United Energy) 66 kV | United Energy | Shoulder | Non-coincident | 2019 | ACTUAL_RAW | 49.2219 | NA | VIC East Rowville 34 (United Energy) 66 kV |  |  | FALSE | #N/A | #N/A | #N/A | #N/A | #N/A | #N/A | #N/A | #N/A | #N/A | #N/A
TRUE | VIC | ERTS3466U | East Rowville 34 (United Energy) 66 kV | United Energy | Shoulder | Non-coincident | 2019 | ACTUAL_OPG | 49.2219 | NA | VIC East Rowville 34 (United Energy) 66 kV |  |  | FALSE | #N/A | #N/A | #N/A | #N/A | #N/A | #N/A | #N/A | #N/A | #N/A | #N/A
TRUE | VIC | ERTS3466U | East Rowville 34 (United Energy) 66 kV | United Energy | Shoulder | Non-coincident | 2019 | ACTUAL_ADJUSTEDOPG | 49.2219 | NA | VIC East Rowville 34 (United Energy) 66 kV |  |  | FALSE | #N/A | #N/A | #N/A | #N/A | #N/A | #N/A | #N/A | #N/A | #N/A | #N/A
TRUE | VIC | ERTS3466U | East Rowville 34 (United Energy) 66 kV | United Energy | Shoulder | Coincident | 2020 | ACTUAL_OPG | 44.4398 | NA | VIC East Rowville 34 (United Energy) 66 kV |  |  | FALSE | #N/A | #N/A | #N/A | #N/A | #N/A | #N/A | #N/A | #N/A | #N/A | #N/A
TRUE | VIC | ERTS3466U | East Rowville 34 (United Energy) 66 kV | United Energy | Shoulder | Coincident | 2020 | ACTUAL_RAW | 44.4398 | NA | VIC East Rowville 34 (United Energy) 66 kV |  |  | FALSE | #N/A | #N/A | #N/A | #N/A | #N/A | #N/A | #N/A | #N/A | #N/A | #N/A
TRUE | VIC | ERTS3466U | East Rowville 34 (United Energy) 66 kV | United Energy | Shoulder | Non-coincident | 2020 | ACTUAL_RAW | 44.1366 | NA | VIC East Rowville 34 (United Energy) 66 kV |  |  | FALSE | #N/A | #N/A | #N/A | #N/A | #N/A | #N/A | #N/A | #N/A | #N/A | #N/A
TRUE | VIC | ERTS3466U | East Rowville 34 (United Energy) 66 kV | United Energy | Shoulder | Non-coincident | 2020 | ACTUAL_OPG | 44.1366 | NA | VIC East Rowville 34 (United Energy) 66 kV |  |  | FALSE | #N/A | #N/A | #N/A | #N/A | #N/A | #N/A | #N/A | #N/A | #N/A | #N/A
TRUE | VIC | ERTS3466U | East Rowville 34 (United Energy) 66 kV | United Energy | Shoulder | Non-coincident | 2020 | ACTUAL_ADJUSTEDOPG | 44.1366 | NA | VIC East Rowville 34 (United Energy) 66 kV |  |  | FALSE | #N/A | #N/A | #N/A | #N/A | #N/A | #N/A | #N/A | #N/A | #N/A | #N/A
TRUE | VIC | ERTS3466U | East Rowville 34 (United Energy) 66 kV | United Energy | Shoulder | Coincident | 2021 | ACTUAL_OPG | 52.3768 | NA | VIC East Rowville 34 (United Energy) 66 kV |  |  | FALSE | #N/A | #N/A | #N/A | #N/A | #N/A | #N/A | #N/A | #N/A | #N/A | #N/A
TRUE | VIC | ERTS3466U | East Rowville 34 (United Energy) 66 kV | United Energy | Shoulder | Coincident | 2021 | ACTUAL_RAW | 52.3768 | NA | VIC East Rowville 34 (United Energy) 66 kV |  |  | FALSE | #N/A | #N/A | #N/A | #N/A | #N/A | #N/A | #N/A | #N/A | #N/A | #N/A
TRUE | VIC | ERTS3466U | East Rowville 34 (United Energy) 66 kV | United Energy | Shoulder | Non-coincident | 2021 | ACTUAL_RAW | 44.9594 | NA | VIC East Rowville 34 (United Energy) 66 kV |  |  | FALSE | #N/A | #N/A | #N/A | #N/A | #N/A | #N/A | #N/A | #N/A | #N/A | #N/A
TRUE | VIC | ERTS3466U | East Rowville 34 (United Energy) 66 kV | United Energy | Shoulder | Non-coincident | 2021 | ACTUAL_OPG | 44.9594 | NA | VIC East Rowville 34 (United Energy) 66 kV |  |  | FALSE | #N/A | #N/A | #N/A | #N/A | #N/A | #N/A | #N/A | #N/A | #N/A | #N/A
TRUE | VIC | ERTS3466U | East Rowville 34 (United Energy) 66 kV | United Energy | Shoulder | Non-coincident | 2021 | ACTUAL_ADJUSTEDOPG | 44.9594 | NA | VIC East Rowville 34 (United Energy) 66 kV |  |  | FALSE | #N/A | #N/A | #N/A | #N/A | #N/A | #N/A | #N/A | #N/A | #N/A | #N/A
TRUE | VIC | ERTS3466U | East Rowville 34 (United Energy) 66 kV | United Energy | Shoulder | Coincident | 2022 | ACTUAL_OPG | 45.4471 | NA | VIC East Rowville 34 (United Energy) 66 kV |  |  | FALSE | #N/A | #N/A | #N/A | #N/A | #N/A | #N/A | #N/A | #N/A | #N/A | #N/A
TRUE | VIC | ERTS3466U | East Rowville 34 (United Energy) 66 kV | United Energy | Shoulder | Coincident | 2022 | ACTUAL_RAW | 45.4471 | NA | VIC East Rowville 34 (United Energy) 66 kV |  |  | FALSE | #N/A | #N/A | #N/A | #N/A | #N/A | #N/A | #N/A | #N/A | #N/A | #N/A
TRUE | VIC | ERTS3466U | East Rowville 34 (United Energy) 66 kV | United Energy | Shoulder | Non-coincident | 2022 | ACTUAL_RAW | 13.2702 | NA | VIC East Rowville 34 (United Energy) 66 kV |  |  | FALSE | #N/A | #N/A | #N/A | #N/A | #N/A | #N/A | #N/A | #N/A | #N/A | #N/A
TRUE | VIC | ERTS3466U | East Rowville 34 (United Energy) 66 kV | United Energy | Shoulder | Non-coincident | 2022 | ACTUAL_OPG | 13.2702 | NA | VIC East Rowville 34 (United Energy) 66 kV |  |  | FALSE | #N/A | #N/A | #N/A | #N/A | #N/A | #N/A | #N/A | #N/A | #N/A | #N/A
TRUE | VIC | ERTS3466U | East Rowville 34 (United Energy) 66 kV | United Energy | Shoulder | Non-coincident | 2022 | ACTUAL_ADJUSTEDOPG | 41.8397 | NA | VIC East Rowville 34 (United Energy) 66 kV |  |  | FALSE | #N/A | #N/A | #N/A | #N/A | #N/A | #N/A | #N/A | #N/A | #N/A | #N/A
TRUE | VIC | ERTS3466U | East Rowville 34 (United Energy) 66 kV | United Energy | Shoulder | Coincident | 2023 | ACTUAL_OPG | 42.4306 | NA | VIC East Rowville 34 (United Energy) 66 kV |  |  | FALSE | #N/A | #N/A | #N/A | #N/A | #N/A | #N/A | #N/A | #N/A | #N/A | #N/A
TRUE | VIC | ERTS3466U | East Rowville 34 (United Energy) 66 kV | United Energy | Shoulder | Coincident | 2023 | ACTUAL_RAW | 42.4306 | NA | VIC East Rowville 34 (United Energy) 66 kV |  |  | FALSE | #N/A | #N/A | #N/A | #N/A | #N/A | #N/A | #N/A | #N/A | #N/A | #N/A
TRUE | VIC | ERTS3466U | East Rowville 34 (United Energy) 66 kV | United Energy | Shoulder | Non-coincident | 2023 | ACTUAL_RAW | 40.7338 | NA | VIC East Rowville 34 (United Energy) 66 kV |  |  | FALSE | #N/A | #N/A | #N/A | #N/A | #N/A | #N/A | #N/A | #N/A | #N/A | #N/A
TRUE | VIC | ERTS3466U | East Rowville 34 (United Energy) 66 kV | United Energy | Shoulder | Non-coincident | 2023 | ACTUAL_OPG | 40.7338 | NA | VIC East Rowville 34 (United Energy) 66 kV |  |  | FALSE | #N/A | #N/A | #N/A | #N/A | #N/A | #N/A | #N/A | #N/A | #N/A | #N/A
TRUE | VIC | ERTS3466U | East Rowville 34 (United Energy) 66 kV | United Energy | Shoulder | Non-coincident | 2023 | ACTUAL_ADJUSTEDOPG | 40.7338 | NA | VIC East Rowville 34 (United Energy) 66 kV |  |  | FALSE | #N/A | #N/A | #N/A | #N/A | #N/A | #N/A | #N/A | #N/A | #N/A | #N/A
TRUE | VIC | ERTS3466U | East Rowville 34 (United Energy) 66 kV | United Energy | Shoulder | Coincident | 2024 | ACTUAL_OPG | 37.4987 | NA | VIC East Rowville 34 (United Energy) 66 kV |  |  | FALSE | #N/A | #N/A | #N/A | #N/A | #N/A | #N/A | #N/A | #N/A | #N/A | #N/A
TRUE | VIC | ERTS3466U | East Rowville 34 (United Energy) 66 kV | United Energy | Shoulder | Coincident | 2024 | ACTUAL_RAW | 37.4987 | NA | VIC East Rowville 34 (United Energy) 66 kV |  |  | FALSE | #N/A | #N/A | #N/A | #N/A | #N/A | #N/A | #N/A | #N/A | #N/A | #N/A
TRUE | VIC | ERTS3466U | East Rowville 34 (United Energy) 66 kV | United Energy | Shoulder | Non-coincident | 2024 | ACTUAL_RAW | 36.9892 | NA | VIC East Rowville 34 (United Energy) 66 kV |  |  | FALSE | #N/A | #N/A | #N/A | #N/A | #N/A | #N/A | #N/A | #N/A | #N/A | #N/A
TRUE | VIC | ERTS3466U | East Rowville 34 (United Energy) 66 kV | United Energy | Shoulder | Non-coincident | 2024 | ACTUAL_OPG | 36.9892 | NA | VIC East Rowville 34 (United Energy) 66 kV |  |  | FALSE | #N/A | #N/A | #N/A | #N/A | #N/A | #N/A | #N/A | #N/A | #N/A | #N/A
TRUE | VIC | ERTS3466U | East Rowville 34 (United Energy) 66 kV | United Energy | Shoulder | Non-coincident | 2024 | ACTUAL_ADJUSTEDOPG | 36.9892 | NA | VIC East Rowville 34 (United Energy) 66 kV |  |  | FALSE | #N/A | #N/A | #N/A | #N/A | #N/A | #N/A | #N/A | #N/A | #N/A | #N/A
TRUE | VIC | ERTS3466U | East Rowville 34 (United Energy) 66 kV | United Energy | Shoulder | Coincident | 2025 | ACTUAL_OPG | 28.1901 | NA | VIC East Rowville 34 (United Energy) 66 kV |  |  | FALSE | #N/A | #N/A | #N/A | #N/A | #N/A | #N/A | #N/A | #N/A | #N/A | #N/A
TRUE | VIC | ERTS3466U | East Rowville 34 (United Energy) 66 kV | United Energy | Shoulder | Coincident | 2025 | ACTUAL_RAW | 28.1901 | NA | VIC East Rowville 34 (United Energy) 66 kV |  |  | FALSE | #N/A | #N/A | #N/A | #N/A | #N/A | #N/A | #N/A | #N/A | #N/A | #N/A
TRUE | VIC | ERTS3466U | East Rowville 34 (United Energy) 66 kV | United Energy | Shoulder | Non-coincident | 2025 | ACTUAL_RAW | 28.0325 | NA | VIC East Rowville 34 (United Energy) 66 kV |  |  | FALSE | #N/A | #N/A | #N/A | #N/A | #N/A | #N/A | #N/A | #N/A | #N/A | #N/A
TRUE | VIC | ERTS3466U | East Rowville 34 (United Energy) 66 kV | United Energy | Shoulder | Non-coincident | 2025 | ACTUAL_OPG | 28.0325 | NA | VIC East Rowville 34 (United Energy) 66 kV |  |  | FALSE | #N/A | #N/A | #N/A | #N/A | #N/A | #N/A | #N/A | #N/A | #N/A | #N/A
TRUE | VIC | ERTS3466U | East Rowville 34 (United Energy) 66 kV | United Energy | Shoulder | Non-coincident | 2025 | ACTUAL_ADJUSTEDOPG | 28.0325 | NA | VIC East Rowville 34 (United Energy) 66 kV |  |  | FALSE | #N/A | #N/A | #N/A | #N/A | #N/A | #N/A | #N/A | #N/A | #N/A | #N/A
TRUE | VIC | ERTS3466U | East Rowville 34 (United Energy) 66 kV | United Energy | Shoulder | Non-coincident | 2025 | BASEYEARPOE90 | 31.4821 | NA | VIC East Rowville 34 (United Energy) 66 kV |  |  | FALSE | #N/A | #N/A | #N/A | #N/A | #N/A | #N/A | #N/A | #N/A | #N/A | #N/A
TRUE | VIC | ERTS3466U | East Rowville 34 (United Energy) 66 kV | United Energy | Shoulder | Non-coincident | 2025 | BASEYEARPOE50 | 35.9768 | NA | VIC East Rowville 34 (United Energy) 66 kV |  |  | FALSE | #N/A | #N/A | #N/A | #N/A | #N/A | #N/A | #N/A | #N/A | #N/A | #N/A
TRUE | VIC | ERTS3466U | East Rowville 34 (United Energy) 66 kV | United Energy | Shoulder | Coincident_unreconciled | 2026 | POE50 | 33.1995 | NA | VIC East Rowville 34 (United Energy) 66 kV |  |  | FALSE | #N/A | #N/A | #N/A | #N/A | #N/A | #N/A | #N/A | #N/A | #N/A | #N/A
TRUE | VIC | ERTS3466U | East Rowville 34 (United Energy) 66 kV | United Energy | Shoulder | Coincident_unreconciled | 2026 | POE90 | 30.0186 | NA | VIC East Rowville 34 (United Energy) 66 kV |  |  | FALSE | #N/A | #N/A | #N/A | #N/A | #N/A | #N/A | #N/A | #N/A | #N/A | #N/A
TRUE | VIC | ERTS3466U | East Rowville 34 (United Energy) 66 kV | United Energy | Shoulder | Non-coincident | 2026 | POE50 | 32.8806 | NA | VIC East Rowville 34 (United Energy) 66 kV |  |  | FALSE | #N/A | #N/A | #N/A | #N/A | #N/A | #N/A | #N/A | #N/A | #N/A | #N/A
TRUE | VIC | ERTS3466U | East Rowville 34 (United Energy) 66 kV | United Energy | Shoulder | Non-coincident | 2026 | POE90 | 29.7302 | NA | VIC East Rowville 34 (United Energy) 66 kV |  |  | FALSE | #N/A | #N/A | #N/A | #N/A | #N/A | #N/A | #N/A | #N/A | #N/A | #N/A
TRUE | VIC | ERTS3466U | East Rowville 34 (United Energy) 66 kV | United Energy | Shoulder | Coincident_unreconciled | 2027 | POE50 | 30.5506 | NA | VIC East Rowville 34 (United Energy) 66 kV |  |  | FALSE | #N/A | #N/A | #N/A | #N/A | #N/A | #N/A | #N/A | #N/A | #N/A | #N/A
TRUE | VIC | ERTS3466U | East Rowville 34 (United Energy) 66 kV | United Energy | Shoulder | Coincident_unreconciled | 2027 | POE90 | 27.3476 | NA | VIC East Rowville 34 (United Energy) 66 kV |  |  | FALSE | #N/A | #N/A | #N/A | #N/A | #N/A | #N/A | #N/A | #N/A | #N/A | #N/A
TRUE | VIC | ERTS3466U | East Rowville 34 (United Energy) 66 kV | United Energy | Shoulder | Non-coincident | 2027 | POE50 | 30.2571 | NA | VIC East Rowville 34 (United Energy) 66 kV |  |  | FALSE | #N/A | #N/A | #N/A | #N/A | #N/A | #N/A | #N/A | #N/A | #N/A | #N/A
TRUE | VIC | ERTS3466U | East Rowville 34 (United Energy) 66 kV | United Energy | Shoulder | Non-coincident | 2027 | POE90 | 27.0849 | NA | VIC East Rowville 34 (United Energy) 66 kV |  |  | FALSE | #N/A | #N/A | #N/A | #N/A | #N/A | #N/A | #N/A | #N/A | #N/A | #N/A
TRUE | VIC | ERTS3466U | East Rowville 34 (United Energy) 66 kV | United Energy | Shoulder | Coincident_unreconciled | 2028 | POE50 | 27.3638 | NA | VIC East Rowville 34 (United Energy) 66 kV |  |  | FALSE | #N/A | #N/A | #N/A | #N/A | #N/A | #N/A | #N/A | #N/A | #N/A | #N/A
TRUE | VIC | ERTS3466U | East Rowville 34 (United Energy) 66 kV | United Energy | Shoulder | Coincident_unreconciled | 2028 | POE90 | 24.1389 | NA | VIC East Rowville 34 (United Energy) 66 kV |  |  | FALSE | #N/A | #N/A | #N/A | #N/A | #N/A | #N/A | #N/A | #N/A | #N/A | #N/A
TRUE | VIC | ERTS3466U | East Rowville 34 (United Energy) 66 kV | United Energy | Shoulder | Non-coincident | 2028 | POE50 | 27.1009 | NA | VIC East Rowville 34 (United Energy) 66 kV |  |  | FALSE | #N/A | #N/A | #N/A | #N/A | #N/A | #N/A | #N/A | #N/A | #N/A | #N/A
TRUE | VIC | ERTS3466U | East Rowville 34 (United Energy) 66 kV | United Energy | Shoulder | Non-coincident | 2028 | POE90 | 23.9069 | NA | VIC East Rowville 34 (United Energy) 66 kV |  |  | FALSE | #N/A | #N/A | #N/A | #N/A | #N/A | #N/A | #N/A | #N/A | #N/A | #N/A
TRUE | VIC | ERTS3466U | East Rowville 34 (United Energy) 66 kV | United Energy | Shoulder | Coincident_unreconciled | 2029 | POE50 | 24.3786 | NA | VIC East Rowville 34 (United Energy) 66 kV |  |  | FALSE | #N/A | #N/A | #N/A | #N/A | #N/A | #N/A | #N/A | #N/A | #N/A | #N/A
TRUE | VIC | ERTS3466U | East Rowville 34 (United Energy) 66 kV | United Energy | Shoulder | Coincident_unreconciled | 2029 | POE90 | 21.1316 | NA | VIC East Rowville 34 (United Energy) 66 kV |  |  | FALSE | #N/A | #N/A | #N/A | #N/A | #N/A | #N/A | #N/A | #N/A | #N/A | #N/A
TRUE | VIC | ERTS3466U | East Rowville 34 (United Energy) 66 kV | United Energy | Shoulder | Non-coincident | 2029 | POE50 | 24.1444 | NA | VIC East Rowville 34 (United Energy) 66 kV |  |  | FALSE | #N/A | #N/A | #N/A | #N/A | #N/A | #N/A | #N/A | #N/A | #N/A | #N/A
TRUE | VIC | ERTS3466U | East Rowville 34 (United Energy) 66 kV | United Energy | Shoulder | Non-coincident | 2029 | POE90 | 20.9286 | NA | VIC East Rowville 34 (United Energy) 66 kV |  |  | FALSE | #N/A | #N/A | #N/A | #N/A | #N/A | #N/A | #N/A | #N/A | #N/A | #N/A
TRUE | VIC | ERTS3466U | East Rowville 34 (United Energy) 66 kV | United Energy | Shoulder | Coincident_unreconciled | 2030 | POE50 | 21.4521 | NA | VIC East Rowville 34 (United Energy) 66 kV |  |  | FALSE | #N/A | #N/A | #N/A | #N/A | #N/A | #N/A | #N/A | #N/A | #N/A | #N/A
TRUE | VIC | ERTS3466U | East Rowville 34 (United Energy) 66 kV | United Energy | Shoulder | Coincident_unreconciled | 2030 | POE90 | 18.1831 | NA | VIC East Rowville 34 (United Energy) 66 kV |  |  | FALSE | #N/A | #N/A | #N/A | #N/A | #N/A | #N/A | #N/A | #N/A | #N/A | #N/A
TRUE | VIC | ERTS3466U | East Rowville 34 (United Energy) 66 kV | United Energy | Shoulder | Non-coincident | 2030 | POE50 | 21.2461 | NA | VIC East Rowville 34 (United Energy) 66 kV |  |  | FALSE | #N/A | #N/A | #N/A | #N/A | #N/A | #N/A | #N/A | #N/A | #N/A | #N/A
TRUE | VIC | ERTS3466U | East Rowville 34 (United Energy) 66 kV | United Energy | Shoulder | Non-coincident | 2030 | POE90 | 18.0084 | NA | VIC East Rowville 34 (United Energy) 66 kV |  |  | FALSE | #N/A | #N/A | #N/A | #N/A | #N/A | #N/A | #N/A | #N/A | #N/A | #N/A
TRUE | VIC | ERTS3466U | East Rowville 34 (United Energy) 66 kV | United Energy | Shoulder | Coincident_unreconciled | 2031 | POE50 | 18.5866 | NA | VIC East Rowville 34 (United Energy) 66 kV |  |  | FALSE | #N/A | #N/A | #N/A | #N/A | #N/A | #N/A | #N/A | #N/A | #N/A | #N/A
TRUE | VIC | ERTS3466U | East Rowville 34 (United Energy) 66 kV | United Energy | Shoulder | Coincident_unreconciled | 2031 | POE90 | 15.2956 | NA | VIC East Rowville 34 (United Energy) 66 kV |  |  | FALSE | #N/A | #N/A | #N/A | #N/A | #N/A | #N/A | #N/A | #N/A | #N/A | #N/A
TRUE | VIC | ERTS3466U | East Rowville 34 (United Energy) 66 kV | United Energy | Shoulder | Non-coincident | 2031 | POE50 | 18.4081 | NA | VIC East Rowville 34 (United Energy) 66 kV |  |  | FALSE | #N/A | #N/A | #N/A | #N/A | #N/A | #N/A | #N/A | #N/A | #N/A | #N/A
TRUE | VIC | ERTS3466U | East Rowville 34 (United Energy) 66 kV | United Energy | Shoulder | Non-coincident | 2031 | POE90 | 15.1486 | NA | VIC East Rowville 34 (United Energy) 66 kV |  |  | FALSE | #N/A | #N/A | #N/A | #N/A | #N/A | #N/A | #N/A | #N/A | #N/A | #N/A
TRUE | VIC | ERTS3466U | East Rowville 34 (United Energy) 66 kV | United Energy | Shoulder | Coincident_unreconciled | 2032 | POE50 | 16.3988 | NA | VIC East Rowville 34 (United Energy) 66 kV |  |  | FALSE | #N/A | #N/A | #N/A | #N/A | #N/A | #N/A | #N/A | #N/A | #N/A | #N/A
TRUE | VIC | ERTS3466U | East Rowville 34 (United Energy) 66 kV | United Energy | Shoulder | Coincident_unreconciled | 2032 | POE90 | 13.087 | NA | VIC East Rowville 34 (United Energy) 66 kV |  |  | FALSE | #N/A | #N/A | #N/A | #N/A | #N/A | #N/A | #N/A | #N/A | #N/A | #N/A
TRUE | VIC | ERTS3466U | East Rowville 34 (United Energy) 66 kV | United Energy | Shoulder | Non-coincident | 2032 | POE50 | 16.2412 | NA | VIC East Rowville 34 (United Energy) 66 kV |  |  | FALSE | #N/A | #N/A | #N/A | #N/A | #N/A | #N/A | #N/A | #N/A | #N/A | #N/A
TRUE | VIC | ERTS3466U | East Rowville 34 (United Energy) 66 kV | United Energy | Shoulder | Non-coincident | 2032 | POE90 | 12.9613 | NA | VIC East Rowville 34 (United Energy) 66 kV |  |  | FALSE | #N/A | #N/A | #N/A | #N/A | #N/A | #N/A | #N/A | #N/A | #N/A | #N/A
TRUE | VIC | ERTS3466U | East Rowville 34 (United Energy) 66 kV | United Energy | Shoulder | Coincident_unreconciled | 2033 | POE50 | 14.7419 | NA | VIC East Rowville 34 (United Energy) 66 kV |  |  | FALSE | #N/A | #N/A | #N/A | #N/A | #N/A | #N/A | #N/A | #N/A | #N/A | #N/A
TRUE | VIC | ERTS3466U | East Rowville 34 (United Energy) 66 kV | United Energy | Shoulder | Coincident_unreconciled | 2033 | POE90 | 11.4104 | NA | VIC East Rowville 34 (United Energy) 66 kV |  |  | FALSE | #N/A | #N/A | #N/A | #N/A | #N/A | #N/A | #N/A | #N/A | #N/A | #N/A
TRUE | VIC | ERTS3466U | East Rowville 34 (United Energy) 66 kV | United Energy | Shoulder | Non-coincident | 2033 | POE50 | 14.6003 | NA | VIC East Rowville 34 (United Energy) 66 kV |  |  | FALSE | #N/A | #N/A | #N/A | #N/A | #N/A | #N/A | #N/A | #N/A | #N/A | #N/A
TRUE | VIC | ERTS3466U | East Rowville 34 (United Energy) 66 kV | United Energy | Shoulder | Non-coincident | 2033 | POE90 | 11.3008 | NA | VIC East Rowville 34 (United Energy) 66 kV |  |  | FALSE | #N/A | #N/A | #N/A | #N/A | #N/A | #N/A | #N/A | #N/A | #N/A | #N/A
TRUE | VIC | ERTS3466U | East Rowville 34 (United Energy) 66 kV | United Energy | Shoulder | Coincident_unreconciled | 2034 | POE50 | 13.224 | NA | VIC East Rowville 34 (United Energy) 66 kV |  |  | FALSE | #N/A | #N/A | #N/A | #N/A | #N/A | #N/A | #N/A | #N/A | #N/A | #N/A
TRUE | VIC | ERTS3466U | East Rowville 34 (United Energy) 66 kV | United Energy | Shoulder | Coincident_unreconciled | 2034 | POE90 | 9.8728 | NA | VIC East Rowville 34 (United Energy) 66 kV |  |  | FALSE | #N/A | #N/A | #N/A | #N/A | #N/A | #N/A | #N/A | #N/A | #N/A | #N/A
TRUE | VIC | ERTS3466U | East Rowville 34 (United Energy) 66 kV | United Energy | Shoulder | Non-coincident | 2034 | POE50 | 13.097 | NA | VIC East Rowville 34 (United Energy) 66 kV |  |  | FALSE | #N/A | #N/A | #N/A | #N/A | #N/A | #N/A | #N/A | #N/A | #N/A | #N/A
TRUE | VIC | ERTS3466U | East Rowville 34 (United Energy) 66 kV | United Energy | Shoulder | Non-coincident | 2034 | POE90 | 9.778 | NA | VIC East Rowville 34 (United Energy) 66 kV |  |  | FALSE | #N/A | #N/A | #N/A | #N/A | #N/A | #N/A | #N/A | #N/A | #N/A | #N/A
TRUE | VIC | ERTS3466U | East Rowville 34 (United Energy) 66 kV | United Energy | Shoulder | Coincident_unreconciled | 2035 | POE50 | 11.5663 | NA | VIC East Rowville 34 (United Energy) 66 kV |  |  | FALSE | #N/A | #N/A | #N/A | #N/A | #N/A | #N/A | #N/A | #N/A | #N/A | #N/A
TRUE | VIC | ERTS3466U | East Rowville 34 (United Energy) 66 kV | United Energy | Shoulder | Coincident_unreconciled | 2035 | POE90 | 8.1954 | NA | VIC East Rowville 34 (United Energy) 66 kV |  |  | FALSE | #N/A | #N/A | #N/A | #N/A | #N/A | #N/A | #N/A | #N/A | #N/A | #N/A
TRUE | VIC | ERTS3466U | East Rowville 34 (United Energy) 66 kV | United Energy | Shoulder | Non-coincident | 2035 | POE50 | 11.4552 | NA | VIC East Rowville 34 (United Energy) 66 kV |  |  | FALSE | #N/A | #N/A | #N/A | #N/A | #N/A | #N/A | #N/A | #N/A | #N/A | #N/A
TRUE | VIC | ERTS3466U | East Rowville 34 (United Energy) 66 kV | United Energy | Shoulder | Non-coincident | 2035 | POE90 | 8.1167 | NA | VIC East Rowville 34 (United Energy) 66 kV |  |  | FALSE | #N/A | #N/A | #N/A | #N/A | #N/A | #N/A | #N/A | #N/A | #N/A | #N/A
TRUE | VIC | ERTS3466U | East Rowville 34 (United Energy) 66 kV | United Energy | Summer | Coincident | 2019 | ACTUAL_OPG | 54.7444 | 173.4424 | VIC East Rowville 34 (United Energy) 66 kV |  |  | FALSE | #N/A | #N/A | #N/A | #N/A | #N/A | #N/A | #N/A | #N/A | #N/A | #N/A
TRUE | VIC | ERTS3466U | East Rowville 34 (United Energy) 66 kV | United Energy | Summer | Coincident | 2019 | ACTUAL_RAW | 54.7444 | 173.4424 | VIC East Rowville 34 (United Energy) 66 kV |  |  | FALSE | #N/A | #N/A | #N/A | #N/A | #N/A | #N/A | #N/A | #N/A | #N/A | #N/A
TRUE | VIC | ERTS3466U | East Rowville 34 (United Energy) 66 kV | United Energy | Summer | Non-coincident | 2019 | ACTUAL_RAW | 43.8643 | 197.286 | VIC East Rowville 34 (United Energy) 66 kV |  |  | FALSE | #N/A | #N/A | #N/A | #N/A | #N/A | #N/A | #N/A | #N/A | #N/A | #N/A
TRUE | VIC | ERTS3466U | East Rowville 34 (United Energy) 66 kV | United Energy | Summer | Non-coincident | 2019 | ACTUAL_OPG | 43.8643 | 197.286 | VIC East Rowville 34 (United Energy) 66 kV |  |  | FALSE | #N/A | #N/A | #N/A | #N/A | #N/A | #N/A | #N/A | #N/A | #N/A | #N/A
TRUE | VIC | ERTS3466U | East Rowville 34 (United Energy) 66 kV | United Energy | Summer | Non-coincident | 2019 | ACTUAL_ADJUSTEDOPG | 43.8643 | 197.286 | VIC East Rowville 34 (United Energy) 66 kV |  |  | FALSE | #N/A | #N/A | #N/A | #N/A | #N/A | #N/A | #N/A | #N/A | #N/A | #N/A
TRUE | VIC | ERTS3466U | East Rowville 34 (United Energy) 66 kV | United Energy | Summer | Coincident | 2020 | ACTUAL_OPG | 34.8118 | 145.1432 | VIC East Rowville 34 (United Energy) 66 kV |  |  | FALSE | #N/A | #N/A | #N/A | #N/A | #N/A | #N/A | #N/A | #N/A | #N/A | #N/A
TRUE | VIC | ERTS3466U | East Rowville 34 (United Energy) 66 kV | United Energy | Summer | Coincident | 2020 | ACTUAL_RAW | 34.8118 | 145.1432 | VIC East Rowville 34 (United Energy) 66 kV |  |  | FALSE | #N/A | #N/A | #N/A | #N/A | #N/A | #N/A | #N/A | #N/A | #N/A | #N/A
TRUE | VIC | ERTS3466U | East Rowville 34 (United Energy) 66 kV | United Energy | Summer | Non-coincident | 2020 | ACTUAL_RAW | 33.3291 | 193.1633 | VIC East Rowville 34 (United Energy) 66 kV |  |  | FALSE | #N/A | #N/A | #N/A | #N/A | #N/A | #N/A | #N/A | #N/A | #N/A | #N/A
TRUE | VIC | ERTS3466U | East Rowville 34 (United Energy) 66 kV | United Energy | Summer | Non-coincident | 2020 | ACTUAL_OPG | 33.3291 | 193.1633 | VIC East Rowville 34 (United Energy) 66 kV |  |  | FALSE | #N/A | #N/A | #N/A | #N/A | #N/A | #N/A | #N/A | #N/A | #N/A | #N/A
TRUE | VIC | ERTS3466U | East Rowville 34 (United Energy) 66 kV | United Energy | Summer | Non-coincident | 2020 | ACTUAL_ADJUSTEDOPG | 33.3291 | 193.1633 | VIC East Rowville 34 (United Energy) 66 kV |  |  | FALSE | #N/A | #N/A | #N/A | #N/A | #N/A | #N/A | #N/A | #N/A | #N/A | #N/A
TRUE | VIC | ERTS3466U | East Rowville 34 (United Energy) 66 kV | United Energy | Summer | Coincident | 2021 | ACTUAL_OPG | 28.5512 | 143.9782 | VIC East Rowville 34 (United Energy) 66 kV |  |  | FALSE | #N/A | #N/A | #N/A | #N/A | #N/A | #N/A | #N/A | #N/A | #N/A | #N/A
TRUE | VIC | ERTS3466U | East Rowville 34 (United Energy) 66 kV | United Energy | Summer | Coincident | 2021 | ACTUAL_RAW | 28.5512 | 143.9782 | VIC East Rowville 34 (United Energy) 66 kV |  |  | FALSE | #N/A | #N/A | #N/A | #N/A | #N/A | #N/A | #N/A | #N/A | #N/A | #N/A
TRUE | VIC | ERTS3466U | East Rowville 34 (United Energy) 66 kV | United Energy | Summer | Non-coincident | 2021 | ACTUAL_RAW | 28.5512 | 178.5234 | VIC East Rowville 34 (United Energy) 66 kV |  |  | FALSE | #N/A | #N/A | #N/A | #N/A | #N/A | #N/A | #N/A | #N/A | #N/A | #N/A
TRUE | VIC | ERTS3466U | East Rowville 34 (United Energy) 66 kV | United Energy | Summer | Non-coincident | 2021 | ACTUAL_OPG | 28.5512 | 178.5234 | VIC East Rowville 34 (United Energy) 66 kV |  |  | FALSE | #N/A | #N/A | #N/A | #N/A | #N/A | #N/A | #N/A | #N/A | #N/A | #N/A
TRUE | VIC | ERTS3466U | East Rowville 34 (United Energy) 66 kV | United Energy | Summer | Non-coincident | 2021 | ACTUAL_ADJUSTEDOPG | 28.5512 | 178.5234 | VIC East Rowville 34 (United Energy) 66 kV |  |  | FALSE | #N/A | #N/A | #N/A | #N/A | #N/A | #N/A | #N/A | #N/A | #N/A | #N/A
TRUE | VIC | ERTS3466U | East Rowville 34 (United Energy) 66 kV | United Energy | Summer | Coincident | 2022 | ACTUAL_OPG | 45.6516 | 155.6956 | VIC East Rowville 34 (United Energy) 66 kV |  |  | FALSE | #N/A | #N/A | #N/A | #N/A | #N/A | #N/A | #N/A | #N/A | #N/A | #N/A
TRUE | VIC | ERTS3466U | East Rowville 34 (United Energy) 66 kV | United Energy | Summer | Coincident | 2022 | ACTUAL_RAW | 45.6516 | 155.6956 | VIC East Rowville 34 (United Energy) 66 kV |  |  | FALSE | #N/A | #N/A | #N/A | #N/A | #N/A | #N/A | #N/A | #N/A | #N/A | #N/A
TRUE | VIC | ERTS3466U | East Rowville 34 (United Energy) 66 kV | United Energy | Summer | Non-coincident | 2022 | ACTUAL_RAW | 23.8497 | 192.1577 | VIC East Rowville 34 (United Energy) 66 kV |  |  | FALSE | #N/A | #N/A | #N/A | #N/A | #N/A | #N/A | #N/A | #N/A | #N/A | #N/A
TRUE | VIC | ERTS3466U | East Rowville 34 (United Energy) 66 kV | United Energy | Summer | Non-coincident | 2022 | ACTUAL_OPG | 23.8497 | 192.1577 | VIC East Rowville 34 (United Energy) 66 kV |  |  | FALSE | #N/A | #N/A | #N/A | #N/A | #N/A | #N/A | #N/A | #N/A | #N/A | #N/A
TRUE | VIC | ERTS3466U | East Rowville 34 (United Energy) 66 kV | United Energy | Summer | Non-coincident | 2022 | ACTUAL_ADJUSTEDOPG | 23.8497 | 192.1577 | VIC East Rowville 34 (United Energy) 66 kV |  |  | FALSE | #N/A | #N/A | #N/A | #N/A | #N/A | #N/A | #N/A | #N/A | #N/A | #N/A
TRUE | VIC | ERTS3466U | East Rowville 34 (United Energy) 66 kV | United Energy | Summer | Coincident | 2023 | ACTUAL_OPG | 35.4119 | 145.4014 | VIC East Rowville 34 (United Energy) 66 kV |  |  | FALSE | #N/A | #N/A | #N/A | #N/A | #N/A | #N/A | #N/A | #N/A | #N/A | #N/A
TRUE | VIC | ERTS3466U | East Rowville 34 (United Energy) 66 kV | United Energy | Summer | Coincident | 2023 | ACTUAL_RAW | 35.4119 | 145.4014 | VIC East Rowville 34 (United Energy) 66 kV |  |  | FALSE | #N/A | #N/A | #N/A | #N/A | #N/A | #N/A | #N/A | #N/A | #N/A | #N/A
TRUE | VIC | ERTS3466U | East Rowville 34 (United Energy) 66 kV | United Energy | Summer | Non-coincident | 2023 | ACTUAL_RAW | 29.0029 | 175.9933 | VIC East Rowville 34 (United Energy) 66 kV |  |  | FALSE | #N/A | #N/A | #N/A | #N/A | #N/A | #N/A | #N/A | #N/A | #N/A | #N/A
TRUE | VIC | ERTS3466U | East Rowville 34 (United Energy) 66 kV | United Energy | Summer | Non-coincident | 2023 | ACTUAL_OPG | 29.0029 | 175.9933 | VIC East Rowville 34 (United Energy) 66 kV |  |  | FALSE | #N/A | #N/A | #N/A | #N/A | #N/A | #N/A | #N/A | #N/A | #N/A | #N/A
TRUE | VIC | ERTS3466U | East Rowville 34 (United Energy) 66 kV | United Energy | Summer | Non-coincident | 2023 | ACTUAL_ADJUSTEDOPG | 29.0029 | 175.9933 | VIC East Rowville 34 (United Energy) 66 kV |  |  | FALSE | #N/A | #N/A | #N/A | #N/A | #N/A | #N/A | #N/A | #N/A | #N/A | #N/A
TRUE | VIC | ERTS3466U | East Rowville 34 (United Energy) 66 kV | United Energy | Summer | Coincident | 2024 | ACTUAL_OPG | 14.8892 | 186.0742 | VIC East Rowville 34 (United Energy) 66 kV |  |  | FALSE | #N/A | #N/A | #N/A | #N/A | #N/A | #N/A | #N/A | #N/A | #N/A | #N/A
TRUE | VIC | ERTS3466U | East Rowville 34 (United Energy) 66 kV | United Energy | Summer | Coincident | 2024 | ACTUAL_RAW | 14.8892 | 186.0742 | VIC East Rowville 34 (United Energy) 66 kV |  |  | FALSE | #N/A | #N/A | #N/A | #N/A | #N/A | #N/A | #N/A | #N/A | #N/A | #N/A
TRUE | VIC | ERTS3466U | East Rowville 34 (United Energy) 66 kV | United Energy | Summer | Non-coincident | 2024 | ACTUAL_RAW | 14.8892 | 198.8087 | VIC East Rowville 34 (United Energy) 66 kV |  |  | FALSE | #N/A | #N/A | #N/A | #N/A | #N/A | #N/A | #N/A | #N/A | #N/A | #N/A
TRUE | VIC | ERTS3466U | East Rowville 34 (United Energy) 66 kV | United Energy | Summer | Non-coincident | 2024 | ACTUAL_OPG | 14.8892 | 198.8087 | VIC East Rowville 34 (United Energy) 66 kV |  |  | FALSE | #N/A | #N/A | #N/A | #N/A | #N/A | #N/A | #N/A | #N/A | #N/A | #N/A
TRUE | VIC | ERTS3466U | East Rowville 34 (United Energy) 66 kV | United Energy | Summer | Non-coincident | 2024 | ACTUAL_ADJUSTEDOPG | 14.8892 | 198.8087 | VIC East Rowville 34 (United Energy) 66 kV |  |  | FALSE | #N/A | #N/A | #N/A | #N/A | #N/A | #N/A | #N/A | #N/A | #N/A | #N/A
TRUE | VIC | ERTS3466U | East Rowville 34 (United Energy) 66 kV | United Energy | Summer | Coincident | 2025 | ACTUAL_OPG | 11.9298 | 171.78 | VIC East Rowville 34 (United Energy) 66 kV |  |  | FALSE | #N/A | #N/A | #N/A | #N/A | #N/A | #N/A | #N/A | #N/A | #N/A | #N/A
TRUE | VIC | ERTS3466U | East Rowville 34 (United Energy) 66 kV | United Energy | Summer | Coincident | 2025 | ACTUAL_RAW | 11.9298 | 171.78 | VIC East Rowville 34 (United Energy) 66 kV |  |  | FALSE | #N/A | #N/A | #N/A | #N/A | #N/A | #N/A | #N/A | #N/A | #N/A | #N/A
TRUE | VIC | ERTS3466U | East Rowville 34 (United Energy) 66 kV | United Energy | Summer | Non-coincident | 2025 | ACTUAL_RAW | 7.5127 | 197.5773 | VIC East Rowville 34 (United Energy) 66 kV |  |  | FALSE | #N/A | #N/A | #N/A | #N/A | #N/A | #N/A | #N/A | #N/A | #N/A | #N/A
TRUE | VIC | ERTS3466U | East Rowville 34 (United Energy) 66 kV | United Energy | Summer | Non-coincident | 2025 | ACTUAL_OPG | 7.5127 | 197.5773 | VIC East Rowville 34 (United Energy) 66 kV |  |  | FALSE | #N/A | #N/A | #N/A | #N/A | #N/A | #N/A | #N/A | #N/A | #N/A | #N/A
TRUE | VIC | ERTS3466U | East Rowville 34 (United Energy) 66 kV | United Energy | Summer | Non-coincident | 2025 | ACTUAL_ADJUSTEDOPG | 7.5127 | 197.5773 | VIC East Rowville 34 (United Energy) 66 kV |  |  | FALSE | #N/A | #N/A | #N/A | #N/A | #N/A | #N/A | #N/A | #N/A | #N/A | #N/A
TRUE | VIC | ERTS3466U | East Rowville 34 (United Energy) 66 kV | United Energy | Summer | Non-coincident | 2025 | BASEYEARPOE90 | 1.2314 | NA | VIC East Rowville 34 (United Energy) 66 kV |  |  | FALSE | #N/A | #N/A | #N/A | #N/A | #N/A | #N/A | #N/A | #N/A | #N/A | #N/A
TRUE | VIC | ERTS3466U | East Rowville 34 (United Energy) 66 kV | United Energy | Summer | Non-coincident | 2025 | BASEYEARPOE50 | 11.6627 | 190.5408 | VIC East Rowville 34 (United Energy) 66 kV |  |  | FALSE | #N/A | #N/A | #N/A | #N/A | #N/A | #N/A | #N/A | #N/A | #N/A | #N/A
TRUE | VIC | ERTS3466U | East Rowville 34 (United Energy) 66 kV | United Energy | Summer | Coincident_unreconciled | 2026 | POE50 | 13.5855 | NA | VIC East Rowville 34 (United Energy) 66 kV |  |  | FALSE | #N/A | #N/A | #N/A | #N/A | #N/A | #N/A | #N/A | #N/A | #N/A | #N/A
TRUE | VIC | ERTS3466U | East Rowville 34 (United Energy) 66 kV | United Energy | Summer | Coincident_unreconciled | 2026 | POE90 | 0.42887 | NA | VIC East Rowville 34 (United Energy) 66 kV |  |  | FALSE | #N/A | #N/A | #N/A | #N/A | #N/A | #N/A | #N/A | #N/A | #N/A | #N/A
TRUE | VIC | ERTS3466U | East Rowville 34 (United Energy) 66 kV | United Energy | Summer | Non-coincident | 2026 | POE50 | 10.499 | 212.0894 | VIC East Rowville 34 (United Energy) 66 kV |  |  | FALSE | #N/A | #N/A | #N/A | #N/A | #N/A | #N/A | #N/A | #N/A | #N/A | #N/A
TRUE | VIC | ERTS3466U | East Rowville 34 (United Energy) 66 kV | United Energy | Summer | Non-coincident | 2026 | POE90 | 0.33143 | NA | VIC East Rowville 34 (United Energy) 66 kV |  |  | FALSE | #N/A | #N/A | #N/A | #N/A | #N/A | #N/A | #N/A | #N/A | #N/A | #N/A
TRUE | VIC | ERTS3466U | East Rowville 34 (United Energy) 66 kV | United Energy | Summer | Coincident_unreconciled | 2027 | POE50 | 9.8568 | NA | VIC East Rowville 34 (United Energy) 66 kV |  |  | FALSE | #N/A | #N/A | #N/A | #N/A | #N/A | #N/A | #N/A | #N/A | #N/A | #N/A
TRUE | VIC | ERTS3466U | East Rowville 34 (United Energy) 66 kV | United Energy | Summer | Coincident_unreconciled | 2027 | POE90 | -1.8478 | NA | VIC East Rowville 34 (United Energy) 66 kV |  |  | FALSE | #N/A | #N/A | #N/A | #N/A | #N/A | #N/A | #N/A | #N/A | #N/A | #N/A
TRUE | VIC | ERTS3466U | East Rowville 34 (United Energy) 66 kV | United Energy | Summer | Non-coincident | 2027 | POE50 | 7.6174 | 215.754 | VIC East Rowville 34 (United Energy) 66 kV |  |  | FALSE | #N/A | #N/A | #N/A | #N/A | #N/A | #N/A | #N/A | #N/A | #N/A | #N/A
TRUE | VIC | ERTS3466U | East Rowville 34 (United Energy) 66 kV | United Energy | Summer | Non-coincident | 2027 | POE90 | -2.6171 | NA | VIC East Rowville 34 (United Energy) 66 kV |  |  | FALSE | #N/A | #N/A | #N/A | #N/A | #N/A | #N/A | #N/A | #N/A | #N/A | #N/A
TRUE | VIC | ERTS3466U | East Rowville 34 (United Energy) 66 kV | United Energy | Summer | Coincident_unreconciled | 2028 | POE50 | 5.38 | NA | VIC East Rowville 34 (United Energy) 66 kV |  |  | FALSE | #N/A | #N/A | #N/A | #N/A | #N/A | #N/A | #N/A | #N/A | #N/A | #N/A
TRUE | VIC | ERTS3466U | East Rowville 34 (United Energy) 66 kV | United Energy | Summer | Coincident_unreconciled | 2028 | POE90 | -4.3377 | NA | VIC East Rowville 34 (United Energy) 66 kV |  |  | FALSE | #N/A | #N/A | #N/A | #N/A | #N/A | #N/A | #N/A | #N/A | #N/A | #N/A
TRUE | VIC | ERTS3466U | East Rowville 34 (United Energy) 66 kV | United Energy | Summer | Non-coincident | 2028 | POE50 | 4.1578 | 216.7561 | VIC East Rowville 34 (United Energy) 66 kV |  |  | FALSE | #N/A | #N/A | #N/A | #N/A | #N/A | #N/A | #N/A | #N/A | #N/A | #N/A
TRUE | VIC | ERTS3466U | East Rowville 34 (United Energy) 66 kV | United Energy | Summer | Non-coincident | 2028 | POE90 | -6.1438 | NA | VIC East Rowville 34 (United Energy) 66 kV |  |  | FALSE | #N/A | #N/A | #N/A | #N/A | #N/A | #N/A | #N/A | #N/A | #N/A | #N/A
TRUE | VIC | ERTS3466U | East Rowville 34 (United Energy) 66 kV | United Energy | Summer | Coincident_unreconciled | 2029 | POE50 | 1.1687 | NA | VIC East Rowville 34 (United Energy) 66 kV |  |  | FALSE | #N/A | #N/A | #N/A | #N/A | #N/A | #N/A | #N/A | #N/A | #N/A | #N/A
TRUE | VIC | ERTS3466U | East Rowville 34 (United Energy) 66 kV | United Energy | Summer | Coincident_unreconciled | 2029 | POE90 | -6.6828 | NA | VIC East Rowville 34 (United Energy) 66 kV |  |  | FALSE | #N/A | #N/A | #N/A | #N/A | #N/A | #N/A | #N/A | #N/A | #N/A | #N/A
TRUE | VIC | ERTS3466U | East Rowville 34 (United Energy) 66 kV | United Energy | Summer | Non-coincident | 2029 | POE50 | 0.90321 | 217.8419 | VIC East Rowville 34 (United Energy) 66 kV |  |  | FALSE | #N/A | #N/A | #N/A | #N/A | #N/A | #N/A | #N/A | #N/A | #N/A | #N/A
TRUE | VIC | ERTS3466U | East Rowville 34 (United Energy) 66 kV | United Energy | Summer | Non-coincident | 2029 | POE90 | -9.4654 | NA | VIC East Rowville 34 (United Energy) 66 kV |  |  | FALSE | #N/A | #N/A | #N/A | #N/A | #N/A | #N/A | #N/A | #N/A | #N/A | #N/A
TRUE | VIC | ERTS3466U | East Rowville 34 (United Energy) 66 kV | United Energy | Summer | Coincident_unreconciled | 2030 | POE50 | -1.652 | NA | VIC East Rowville 34 (United Energy) 66 kV |  |  | FALSE | #N/A | #N/A | #N/A | #N/A | #N/A | #N/A | #N/A | #N/A | #N/A | #N/A
TRUE | VIC | ERTS3466U | East Rowville 34 (United Energy) 66 kV | United Energy | Summer | Coincident_unreconciled | 2030 | POE90 | -9.0198 | NA | VIC East Rowville 34 (United Energy) 66 kV |  |  | FALSE | #N/A | #N/A | #N/A | #N/A | #N/A | #N/A | #N/A | #N/A | #N/A | #N/A
TRUE | VIC | ERTS3466U | East Rowville 34 (United Energy) 66 kV | United Energy | Summer | Non-coincident | 2030 | POE50 | -2.3399 | 219.0146 | VIC East Rowville 34 (United Energy) 66 kV |  |  | FALSE | #N/A | #N/A | #N/A | #N/A | #N/A | #N/A | #N/A | #N/A | #N/A | #N/A
TRUE | VIC | ERTS3466U | East Rowville 34 (United Energy) 66 kV | United Energy | Summer | Non-coincident | 2030 | POE90 | -12.7756 | NA | VIC East Rowville 34 (United Energy) 66 kV |  |  | FALSE | #N/A | #N/A | #N/A | #N/A | #N/A | #N/A | #N/A | #N/A | #N/A | #N/A
TRUE | VIC | ERTS3466U | East Rowville 34 (United Energy) 66 kV | United Energy | Summer | Coincident_unreconciled | 2031 | POE50 | -3.8911 | NA | VIC East Rowville 34 (United Energy) 66 kV |  |  | FALSE | #N/A | #N/A | #N/A | #N/A | #N/A | #N/A | #N/A | #N/A | #N/A | #N/A
TRUE | VIC | ERTS3466U | East Rowville 34 (United Energy) 66 kV | United Energy | Summer | Coincident_unreconciled | 2031 | POE90 | -11.3062 | NA | VIC East Rowville 34 (United Energy) 66 kV |  |  | FALSE | #N/A | #N/A | #N/A | #N/A | #N/A | #N/A | #N/A | #N/A | #N/A | #N/A
TRUE | VIC | ERTS3466U | East Rowville 34 (United Energy) 66 kV | United Energy | Summer | Non-coincident | 2031 | POE50 | -5.5113 | 220.2389 | VIC East Rowville 34 (United Energy) 66 kV |  |  | FALSE | #N/A | #N/A | #N/A | #N/A | #N/A | #N/A | #N/A | #N/A | #N/A | #N/A
TRUE | VIC | ERTS3466U | East Rowville 34 (United Energy) 66 kV | United Energy | Summer | Non-coincident | 2031 | POE90 | -16.014 | NA | VIC East Rowville 34 (United Energy) 66 kV |  |  | FALSE | #N/A | #N/A | #N/A | #N/A | #N/A | #N/A | #N/A | #N/A | #N/A | #N/A
TRUE | VIC | ERTS3466U | East Rowville 34 (United Energy) 66 kV | United Energy | Summer | Coincident_unreconciled | 2032 | POE50 | -5.6268 | NA | VIC East Rowville 34 (United Energy) 66 kV |  |  | FALSE | #N/A | #N/A | #N/A | #N/A | #N/A | #N/A | #N/A | #N/A | #N/A | #N/A
TRUE | VIC | ERTS3466U | East Rowville 34 (United Energy) 66 kV | United Energy | Summer | Coincident_unreconciled | 2032 | POE90 | -13.0863 | NA | VIC East Rowville 34 (United Energy) 66 kV |  |  | FALSE | #N/A | #N/A | #N/A | #N/A | #N/A | #N/A | #N/A | #N/A | #N/A | #N/A
TRUE | VIC | ERTS3466U | East Rowville 34 (United Energy) 66 kV | United Energy | Summer | Non-coincident | 2032 | POE50 | -7.9698 | 221.4863 | VIC East Rowville 34 (United Energy) 66 kV |  |  | FALSE | #N/A | #N/A | #N/A | #N/A | #N/A | #N/A | #N/A | #N/A | #N/A | #N/A
TRUE | VIC | ERTS3466U | East Rowville 34 (United Energy) 66 kV | United Energy | Summer | Non-coincident | 2032 | POE90 | -18.5354 | NA | VIC East Rowville 34 (United Energy) 66 kV |  |  | FALSE | #N/A | #N/A | #N/A | #N/A | #N/A | #N/A | #N/A | #N/A | #N/A | #N/A
TRUE | VIC | ERTS3466U | East Rowville 34 (United Energy) 66 kV | United Energy | Summer | Coincident_unreconciled | 2033 | POE50 | -6.9784 | NA | VIC East Rowville 34 (United Energy) 66 kV |  |  | FALSE | #N/A | #N/A | #N/A | #N/A | #N/A | #N/A | #N/A | #N/A | #N/A | #N/A
TRUE | VIC | ERTS3466U | East Rowville 34 (United Energy) 66 kV | United Energy | Summer | Coincident_unreconciled | 2033 | POE90 | -14.4803 | NA | VIC East Rowville 34 (United Energy) 66 kV |  |  | FALSE | #N/A | #N/A | #N/A | #N/A | #N/A | #N/A | #N/A | #N/A | #N/A | #N/A
TRUE | VIC | ERTS3466U | East Rowville 34 (United Energy) 66 kV | United Energy | Summer | Non-coincident | 2033 | POE50 | -9.8842 | 222.7592 | VIC East Rowville 34 (United Energy) 66 kV |  |  | FALSE | #N/A | #N/A | #N/A | #N/A | #N/A | #N/A | #N/A | #N/A | #N/A | #N/A
TRUE | VIC | ERTS3466U | East Rowville 34 (United Energy) 66 kV | United Energy | Summer | Non-coincident | 2033 | POE90 | -20.5097 | NA | VIC East Rowville 34 (United Energy) 66 kV |  |  | FALSE | #N/A | #N/A | #N/A | #N/A | #N/A | #N/A | #N/A | #N/A | #N/A | #N/A
TRUE | VIC | ERTS3466U | East Rowville 34 (United Energy) 66 kV | United Energy | Summer | Coincident_unreconciled | 2034 | POE50 | -8.2312 | NA | VIC East Rowville 34 (United Energy) 66 kV |  |  | FALSE | #N/A | #N/A | #N/A | #N/A | #N/A | #N/A | #N/A | #N/A | #N/A | #N/A
TRUE | VIC | ERTS3466U | East Rowville 34 (United Energy) 66 kV | United Energy | Summer | Coincident_unreconciled | 2034 | POE90 | -15.7753 | NA | VIC East Rowville 34 (United Energy) 66 kV |  |  | FALSE | #N/A | #N/A | #N/A | #N/A | #N/A | #N/A | #N/A | #N/A | #N/A | #N/A
TRUE | VIC | ERTS3466U | East Rowville 34 (United Energy) 66 kV | United Energy | Summer | Non-coincident | 2034 | POE50 | -11.6585 | 224.0444 | VIC East Rowville 34 (United Energy) 66 kV |  |  | FALSE | #N/A | #N/A | #N/A | #N/A | #N/A | #N/A | #N/A | #N/A | #N/A | #N/A
TRUE | VIC | ERTS3466U | East Rowville 34 (United Energy) 66 kV | United Energy | Summer | Non-coincident | 2034 | POE90 | -22.344 | NA | VIC East Rowville 34 (United Energy) 66 kV |  |  | FALSE | #N/A | #N/A | #N/A | #N/A | #N/A | #N/A | #N/A | #N/A | #N/A | #N/A
TRUE | VIC | ERTS3466U | East Rowville 34 (United Energy) 66 kV | United Energy | Summer | Coincident_unreconciled | 2035 | POE50 | -9.5866 | NA | VIC East Rowville 34 (United Energy) 66 kV |  |  | FALSE | #N/A | #N/A | #N/A | #N/A | #N/A | #N/A | #N/A | #N/A | #N/A | #N/A
TRUE | VIC | ERTS3466U | East Rowville 34 (United Energy) 66 kV | United Energy | Summer | Coincident_unreconciled | 2035 | POE90 | -17.173 | NA | VIC East Rowville 34 (United Energy) 66 kV |  |  | FALSE | #N/A | #N/A | #N/A | #N/A | #N/A | #N/A | #N/A | #N/A | #N/A | #N/A
TRUE | VIC | ERTS3466U | East Rowville 34 (United Energy) 66 kV | United Energy | Summer | Non-coincident | 2035 | POE50 | -13.5783 | 225.2963 | VIC East Rowville 34 (United Energy) 66 kV |  |  | FALSE | #N/A | #N/A | #N/A | #N/A | #N/A | #N/A | #N/A | #N/A | #N/A | #N/A
TRUE | VIC | ERTS3466U | East Rowville 34 (United Energy) 66 kV | United Energy | Summer | Non-coincident | 2035 | POE90 | -24.3237 | NA | VIC East Rowville 34 (United Energy) 66 kV |  |  | FALSE | #N/A | #N/A | #N/A | #N/A | #N/A | #N/A | #N/A | #N/A | #N/A | #N/A
TRUE | VIC | ERTS3466U | East Rowville 34 (United Energy) 66 kV | United Energy | Summer | Non-coincident | 2025 | BASEYEARPOE10 | NA | 197.9674 | VIC East Rowville 34 (United Energy) 66 kV |  |  | FALSE | #N/A | #N/A | #N/A | #N/A | #N/A | #N/A | #N/A | #N/A | #N/A | #N/A
TRUE | VIC | ERTS3466U | East Rowville 34 (United Energy) 66 kV | United Energy | Summer | Coincident | 2026 | POE10 | NA | 174.8816 | VIC East Rowville 34 (United Energy) 66 kV |  |  | FALSE | #N/A | #N/A | #N/A | #N/A | #N/A | #N/A | #N/A | #N/A | #N/A | #N/A
TRUE | VIC | ERTS3466U | East Rowville 34 (United Energy) 66 kV | United Energy | Summer | Coincident | 2026 | POE50 | NA | 170.6406 | VIC East Rowville 34 (United Energy) 66 kV |  |  | FALSE | #N/A | #N/A | #N/A | #N/A | #N/A | #N/A | #N/A | #N/A | #N/A | #N/A
TRUE | VIC | ERTS3466U | East Rowville 34 (United Energy) 66 kV | United Energy | Summer | Non-coincident | 2026 | POE10 | NA | 224.3764 | VIC East Rowville 34 (United Energy) 66 kV |  |  | FALSE | #N/A | #N/A | #N/A | #N/A | #N/A | #N/A | #N/A | #N/A | #N/A | #N/A
TRUE | VIC | ERTS3466U | East Rowville 34 (United Energy) 66 kV | United Energy | Summer | Coincident | 2027 | POE10 | NA | 173.3407 | VIC East Rowville 34 (United Energy) 66 kV |  |  | FALSE | #N/A | #N/A | #N/A | #N/A | #N/A | #N/A | #N/A | #N/A | #N/A | #N/A
TRUE | VIC | ERTS3466U | East Rowville 34 (United Energy) 66 kV | United Energy | Summer | Coincident | 2027 | POE50 | NA | 168.0949 | VIC East Rowville 34 (United Energy) 66 kV |  |  | FALSE | #N/A | #N/A | #N/A | #N/A | #N/A | #N/A | #N/A | #N/A | #N/A | #N/A
TRUE | VIC | ERTS3466U | East Rowville 34 (United Energy) 66 kV | United Energy | Summer | Non-coincident | 2027 | POE10 | NA | 228.1261 | VIC East Rowville 34 (United Energy) 66 kV |  |  | FALSE | #N/A | #N/A | #N/A | #N/A | #N/A | #N/A | #N/A | #N/A | #N/A | #N/A
TRUE | VIC | ERTS3466U | East Rowville 34 (United Energy) 66 kV | United Energy | Summer | Coincident | 2028 | POE10 | NA | 169.9786 | VIC East Rowville 34 (United Energy) 66 kV |  |  | FALSE | #N/A | #N/A | #N/A | #N/A | #N/A | #N/A | #N/A | #N/A | #N/A | #N/A
TRUE | VIC | ERTS3466U | East Rowville 34 (United Energy) 66 kV | United Energy | Summer | Coincident | 2028 | POE50 | NA | 163.5817 | VIC East Rowville 34 (United Energy) 66 kV |  |  | FALSE | #N/A | #N/A | #N/A | #N/A | #N/A | #N/A | #N/A | #N/A | #N/A | #N/A
TRUE | VIC | ERTS3466U | East Rowville 34 (United Energy) 66 kV | United Energy | Summer | Non-coincident | 2028 | POE10 | NA | 229.2132 | VIC East Rowville 34 (United Energy) 66 kV |  |  | FALSE | #N/A | #N/A | #N/A | #N/A | #N/A | #N/A | #N/A | #N/A | #N/A | #N/A
TRUE | VIC | ERTS3466U | East Rowville 34 (United Energy) 66 kV | United Energy | Summer | Coincident | 2029 | POE10 | NA | 167.7844 | VIC East Rowville 34 (United Energy) 66 kV |  |  | FALSE | #N/A | #N/A | #N/A | #N/A | #N/A | #N/A | #N/A | #N/A | #N/A | #N/A
TRUE | VIC | ERTS3466U | East Rowville 34 (United Energy) 66 kV | United Energy | Summer | Coincident | 2029 | POE50 | NA | 161.5543 | VIC East Rowville 34 (United Energy) 66 kV |  |  | FALSE | #N/A | #N/A | #N/A | #N/A | #N/A | #N/A | #N/A | #N/A | #N/A | #N/A
TRUE | VIC | ERTS3466U | East Rowville 34 (United Energy) 66 kV | United Energy | Summer | Non-coincident | 2029 | POE10 | NA | 230.3841 | VIC East Rowville 34 (United Energy) 66 kV |  |  | FALSE | #N/A | #N/A | #N/A | #N/A | #N/A | #N/A | #N/A | #N/A | #N/A | #N/A
TRUE | VIC | ERTS3466U | East Rowville 34 (United Energy) 66 kV | United Energy | Summer | Coincident | 2030 | POE10 | NA | 166.196 | VIC East Rowville 34 (United Energy) 66 kV |  |  | FALSE | #N/A | #N/A | #N/A | #N/A | #N/A | #N/A | #N/A | #N/A | #N/A | #N/A
TRUE | VIC | ERTS3466U | East Rowville 34 (United Energy) 66 kV | United Energy | Summer | Coincident | 2030 | POE50 | NA | 159.5129 | VIC East Rowville 34 (United Energy) 66 kV |  |  | FALSE | #N/A | #N/A | #N/A | #N/A | #N/A | #N/A | #N/A | #N/A | #N/A | #N/A
TRUE | VIC | ERTS3466U | East Rowville 34 (United Energy) 66 kV | United Energy | Summer | Non-coincident | 2030 | POE10 | NA | 231.6419 | VIC East Rowville 34 (United Energy) 66 kV |  |  | FALSE | #N/A | #N/A | #N/A | #N/A | #N/A | #N/A | #N/A | #N/A | #N/A | #N/A
TRUE | VIC | ERTS3466U | East Rowville 34 (United Energy) 66 kV | United Energy | Summer | Coincident | 2031 | POE10 | NA | 162.8671 | VIC East Rowville 34 (United Energy) 66 kV |  |  | FALSE | #N/A | #N/A | #N/A | #N/A | #N/A | #N/A | #N/A | #N/A | #N/A | #N/A
TRUE | VIC | ERTS3466U | East Rowville 34 (United Energy) 66 kV | United Energy | Summer | Coincident | 2031 | POE50 | NA | 157.0633 | VIC East Rowville 34 (United Energy) 66 kV |  |  | FALSE | #N/A | #N/A | #N/A | #N/A | #N/A | #N/A | #N/A | #N/A | #N/A | #N/A
TRUE | VIC | ERTS3466U | East Rowville 34 (United Energy) 66 kV | United Energy | Summer | Non-coincident | 2031 | POE10 | NA | 232.9513 | VIC East Rowville 34 (United Energy) 66 kV |  |  | FALSE | #N/A | #N/A | #N/A | #N/A | #N/A | #N/A | #N/A | #N/A | #N/A | #N/A
TRUE | VIC | ERTS3466U | East Rowville 34 (United Energy) 66 kV | United Energy | Summer | Coincident | 2032 | POE10 | NA | 158.8756 | VIC East Rowville 34 (United Energy) 66 kV |  |  | FALSE | #N/A | #N/A | #N/A | #N/A | #N/A | #N/A | #N/A | #N/A | #N/A | #N/A
TRUE | VIC | ERTS3466U | East Rowville 34 (United Energy) 66 kV | United Energy | Summer | Coincident | 2032 | POE50 | NA | 152.8952 | VIC East Rowville 34 (United Energy) 66 kV |  |  | FALSE | #N/A | #N/A | #N/A | #N/A | #N/A | #N/A | #N/A | #N/A | #N/A | #N/A
TRUE | VIC | ERTS3466U | East Rowville 34 (United Energy) 66 kV | United Energy | Summer | Non-coincident | 2032 | POE10 | NA | 234.2785 | VIC East Rowville 34 (United Energy) 66 kV |  |  | FALSE | #N/A | #N/A | #N/A | #N/A | #N/A | #N/A | #N/A | #N/A | #N/A | #N/A
TRUE | VIC | ERTS3466U | East Rowville 34 (United Energy) 66 kV | United Energy | Summer | Coincident | 2033 | POE10 | NA | 156.0192 | VIC East Rowville 34 (United Energy) 66 kV |  |  | FALSE | #N/A | #N/A | #N/A | #N/A | #N/A | #N/A | #N/A | #N/A | #N/A | #N/A
TRUE | VIC | ERTS3466U | East Rowville 34 (United Energy) 66 kV | United Energy | Summer | Coincident | 2033 | POE50 | NA | 148.7375 | VIC East Rowville 34 (United Energy) 66 kV |  |  | FALSE | #N/A | #N/A | #N/A | #N/A | #N/A | #N/A | #N/A | #N/A | #N/A | #N/A
TRUE | VIC | ERTS3466U | East Rowville 34 (United Energy) 66 kV | United Energy | Summer | Non-coincident | 2033 | POE10 | NA | 235.6276 | VIC East Rowville 34 (United Energy) 66 kV |  |  | FALSE | #N/A | #N/A | #N/A | #N/A | #N/A | #N/A | #N/A | #N/A | #N/A | #N/A
TRUE | VIC | ERTS3466U | East Rowville 34 (United Energy) 66 kV | United Energy | Summer | Coincident | 2034 | POE10 | NA | 155.2673 | VIC East Rowville 34 (United Energy) 66 kV |  |  | FALSE | #N/A | #N/A | #N/A | #N/A | #N/A | #N/A | #N/A | #N/A | #N/A | #N/A
TRUE | VIC | ERTS3466U | East Rowville 34 (United Energy) 66 kV | United Energy | Summer | Coincident | 2034 | POE50 | NA | 148.1622 | VIC East Rowville 34 (United Energy) 66 kV |  |  | FALSE | #N/A | #N/A | #N/A | #N/A | #N/A | #N/A | #N/A | #N/A | #N/A | #N/A
TRUE | VIC | ERTS3466U | East Rowville 34 (United Energy) 66 kV | United Energy | Summer | Non-coincident | 2034 | POE10 | NA | 236.9888 | VIC East Rowville 34 (United Energy) 66 kV |  |  | FALSE | #N/A | #N/A | #N/A | #N/A | #N/A | #N/A | #N/A | #N/A | #N/A | #N/A
TRUE | VIC | ERTS3466U | East Rowville 34 (United Energy) 66 kV | United Energy | Summer | Coincident | 2035 | POE10 | NA | 155.1636 | VIC East Rowville 34 (United Energy) 66 kV |  |  | FALSE | #N/A | #N/A | #N/A | #N/A | #N/A | #N/A | #N/A | #N/A | #N/A | #N/A
TRUE | VIC | ERTS3466U | East Rowville 34 (United Energy) 66 kV | United Energy | Summer | Coincident | 2035 | POE50 | NA | 148.0736 | VIC East Rowville 34 (United Energy) 66 kV |  |  | FALSE | #N/A | #N/A | #N/A | #N/A | #N/A | #N/A | #N/A | #N/A | #N/A | #N/A
TRUE | VIC | ERTS3466U | East Rowville 34 (United Energy) 66 kV | United Energy | Summer | Non-coincident | 2035 | POE10 | NA | 238.3168 | VIC East Rowville 34 (United Energy) 66 kV |  |  | FALSE | #N/A | #N/A | #N/A | #N/A | #N/A | #N/A | #N/A | #N/A | #N/A | #N/A
TRUE | VIC | ERTS3466U | East Rowville 34 (United Energy) 66 kV | United Energy | Winter | Coincident | 2018 | ACTUAL_OPG | NA | 134.7143 | VIC East Rowville 34 (United Energy) 66 kV |  |  | FALSE | #N/A | #N/A | #N/A | #N/A | #N/A | #N/A | #N/A | #N/A | #N/A | #N/A
TRUE | VIC | ERTS3466U | East Rowville 34 (United Energy) 66 kV | United Energy | Winter | Coincident | 2018 | ACTUAL_RAW | NA | 134.7143 | VIC East Rowville 34 (United Energy) 66 kV |  |  | FALSE | #N/A | #N/A | #N/A | #N/A | #N/A | #N/A | #N/A | #N/A | #N/A | #N/A
TRUE | VIC | ERTS3466U | East Rowville 34 (United Energy) 66 kV | United Energy | Winter | Non-coincident | 2018 | ACTUAL_RAW | NA | 185.1255 | VIC East Rowville 34 (United Energy) 66 kV |  |  | FALSE | #N/A | #N/A | #N/A | #N/A | #N/A | #N/A | #N/A | #N/A | #N/A | #N/A
TRUE | VIC | ERTS3466U | East Rowville 34 (United Energy) 66 kV | United Energy | Winter | Non-coincident | 2018 | ACTUAL_OPG | NA | 185.1255 | VIC East Rowville 34 (United Energy) 66 kV |  |  | FALSE | #N/A | #N/A | #N/A | #N/A | #N/A | #N/A | #N/A | #N/A | #N/A | #N/A
TRUE | VIC | ERTS3466U | East Rowville 34 (United Energy) 66 kV | United Energy | Winter | Non-coincident | 2018 | ACTUAL_ADJUSTEDOPG | NA | 185.1255 | VIC East Rowville 34 (United Energy) 66 kV |  |  | FALSE | #N/A | #N/A | #N/A | #N/A | #N/A | #N/A | #N/A | #N/A | #N/A | #N/A
TRUE | VIC | ERTS3466U | East Rowville 34 (United Energy) 66 kV | United Energy | Winter | Coincident | 2019 | ACTUAL_OPG | NA | 132.4795 | VIC East Rowville 34 (United Energy) 66 kV |  |  | FALSE | #N/A | #N/A | #N/A | #N/A | #N/A | #N/A | #N/A | #N/A | #N/A | #N/A
TRUE | VIC | ERTS3466U | East Rowville 34 (United Energy) 66 kV | United Energy | Winter | Coincident | 2019 | ACTUAL_RAW | NA | 132.4795 | VIC East Rowville 34 (United Energy) 66 kV |  |  | FALSE | #N/A | #N/A | #N/A | #N/A | #N/A | #N/A | #N/A | #N/A | #N/A | #N/A
TRUE | VIC | ERTS3466U | East Rowville 34 (United Energy) 66 kV | United Energy | Winter | Non-coincident | 2019 | ACTUAL_RAW | NA | 183.1787 | VIC East Rowville 34 (United Energy) 66 kV |  |  | FALSE | #N/A | #N/A | #N/A | #N/A | #N/A | #N/A | #N/A | #N/A | #N/A | #N/A
TRUE | VIC | ERTS3466U | East Rowville 34 (United Energy) 66 kV | United Energy | Winter | Non-coincident | 2019 | ACTUAL_OPG | NA | 183.1787 | VIC East Rowville 34 (United Energy) 66 kV |  |  | FALSE | #N/A | #N/A | #N/A | #N/A | #N/A | #N/A | #N/A | #N/A | #N/A | #N/A
TRUE | VIC | ERTS3466U | East Rowville 34 (United Energy) 66 kV | United Energy | Winter | Non-coincident | 2019 | ACTUAL_ADJUSTEDOPG | NA | 183.1787 | VIC East Rowville 34 (United Energy) 66 kV |  |  | FALSE | #N/A | #N/A | #N/A | #N/A | #N/A | #N/A | #N/A | #N/A | #N/A | #N/A
TRUE | VIC | ERTS3466U | East Rowville 34 (United Energy) 66 kV | United Energy | Winter | Coincident | 2020 | ACTUAL_OPG | NA | 139.1387 | VIC East Rowville 34 (United Energy) 66 kV |  |  | FALSE | #N/A | #N/A | #N/A | #N/A | #N/A | #N/A | #N/A | #N/A | #N/A | #N/A
TRUE | VIC | ERTS3466U | East Rowville 34 (United Energy) 66 kV | United Energy | Winter | Coincident | 2020 | ACTUAL_RAW | NA | 139.1387 | VIC East Rowville 34 (United Energy) 66 kV |  |  | FALSE | #N/A | #N/A | #N/A | #N/A | #N/A | #N/A | #N/A | #N/A | #N/A | #N/A
TRUE | VIC | ERTS3466U | East Rowville 34 (United Energy) 66 kV | United Energy | Winter | Non-coincident | 2020 | ACTUAL_RAW | NA | 186.4766 | VIC East Rowville 34 (United Energy) 66 kV |  |  | FALSE | #N/A | #N/A | #N/A | #N/A | #N/A | #N/A | #N/A | #N/A | #N/A | #N/A
TRUE | VIC | ERTS3466U | East Rowville 34 (United Energy) 66 kV | United Energy | Winter | Non-coincident | 2020 | ACTUAL_OPG | NA | 186.4766 | VIC East Rowville 34 (United Energy) 66 kV |  |  | FALSE | #N/A | #N/A | #N/A | #N/A | #N/A | #N/A | #N/A | #N/A | #N/A | #N/A
TRUE | VIC | ERTS3466U | East Rowville 34 (United Energy) 66 kV | United Energy | Winter | Non-coincident | 2020 | ACTUAL_ADJUSTEDOPG | NA | 186.4766 | VIC East Rowville 34 (United Energy) 66 kV |  |  | FALSE | #N/A | #N/A | #N/A | #N/A | #N/A | #N/A | #N/A | #N/A | #N/A | #N/A
TRUE | VIC | ERTS3466U | East Rowville 34 (United Energy) 66 kV | United Energy | Winter | Coincident | 2021 | ACTUAL_OPG | NA | 143.5068 | VIC East Rowville 34 (United Energy) 66 kV |  |  | FALSE | #N/A | #N/A | #N/A | #N/A | #N/A | #N/A | #N/A | #N/A | #N/A | #N/A
TRUE | VIC | ERTS3466U | East Rowville 34 (United Energy) 66 kV | United Energy | Winter | Coincident | 2021 | ACTUAL_RAW | NA | 143.5068 | VIC East Rowville 34 (United Energy) 66 kV |  |  | FALSE | #N/A | #N/A | #N/A | #N/A | #N/A | #N/A | #N/A | #N/A | #N/A | #N/A
TRUE | VIC | ERTS3466U | East Rowville 34 (United Energy) 66 kV | United Energy | Winter | Non-coincident | 2021 | ACTUAL_RAW | NA | 187.8901 | VIC East Rowville 34 (United Energy) 66 kV |  |  | FALSE | #N/A | #N/A | #N/A | #N/A | #N/A | #N/A | #N/A | #N/A | #N/A | #N/A
TRUE | VIC | ERTS3466U | East Rowville 34 (United Energy) 66 kV | United Energy | Winter | Non-coincident | 2021 | ACTUAL_OPG | NA | 187.8901 | VIC East Rowville 34 (United Energy) 66 kV |  |  | FALSE | #N/A | #N/A | #N/A | #N/A | #N/A | #N/A | #N/A | #N/A | #N/A | #N/A
TRUE | VIC | ERTS3466U | East Rowville 34 (United Energy) 66 kV | United Energy | Winter | Non-coincident | 2021 | ACTUAL_ADJUSTEDOPG | NA | 187.8901 | VIC East Rowville 34 (United Energy) 66 kV |  |  | FALSE | #N/A | #N/A | #N/A | #N/A | #N/A | #N/A | #N/A | #N/A | #N/A | #N/A
TRUE | VIC | ERTS3466U | East Rowville 34 (United Energy) 66 kV | United Energy | Winter | Coincident | 2022 | ACTUAL_OPG | NA | 145.2644 | VIC East Rowville 34 (United Energy) 66 kV |  |  | FALSE | #N/A | #N/A | #N/A | #N/A | #N/A | #N/A | #N/A | #N/A | #N/A | #N/A
TRUE | VIC | ERTS3466U | East Rowville 34 (United Energy) 66 kV | United Energy | Winter | Coincident | 2022 | ACTUAL_RAW | NA | 145.2644 | VIC East Rowville 34 (United Energy) 66 kV |  |  | FALSE | #N/A | #N/A | #N/A | #N/A | #N/A | #N/A | #N/A | #N/A | #N/A | #N/A
TRUE | VIC | ERTS3466U | East Rowville 34 (United Energy) 66 kV | United Energy | Winter | Non-coincident | 2022 | ACTUAL_RAW | NA | 197.5298 | VIC East Rowville 34 (United Energy) 66 kV |  |  | FALSE | #N/A | #N/A | #N/A | #N/A | #N/A | #N/A | #N/A | #N/A | #N/A | #N/A
TRUE | VIC | ERTS3466U | East Rowville 34 (United Energy) 66 kV | United Energy | Winter | Non-coincident | 2022 | ACTUAL_OPG | NA | 197.5298 | VIC East Rowville 34 (United Energy) 66 kV |  |  | FALSE | #N/A | #N/A | #N/A | #N/A | #N/A | #N/A | #N/A | #N/A | #N/A | #N/A
TRUE | VIC | ERTS3466U | East Rowville 34 (United Energy) 66 kV | United Energy | Winter | Non-coincident | 2022 | ACTUAL_ADJUSTEDOPG | NA | 197.5298 | VIC East Rowville 34 (United Energy) 66 kV |  |  | FALSE | #N/A | #N/A | #N/A | #N/A | #N/A | #N/A | #N/A | #N/A | #N/A | #N/A
TRUE | VIC | ERTS3466U | East Rowville 34 (United Energy) 66 kV | United Energy | Winter | Coincident | 2023 | ACTUAL_OPG | NA | 150.8833 | VIC East Rowville 34 (United Energy) 66 kV |  |  | FALSE | #N/A | #N/A | #N/A | #N/A | #N/A | #N/A | #N/A | #N/A | #N/A | #N/A
TRUE | VIC | ERTS3466U | East Rowville 34 (United Energy) 66 kV | United Energy | Winter | Coincident | 2023 | ACTUAL_RAW | NA | 150.8833 | VIC East Rowville 34 (United Energy) 66 kV |  |  | FALSE | #N/A | #N/A | #N/A | #N/A | #N/A | #N/A | #N/A | #N/A | #N/A | #N/A
TRUE | VIC | ERTS3466U | East Rowville 34 (United Energy) 66 kV | United Energy | Winter | Non-coincident | 2023 | ACTUAL_RAW | NA | 193.2488 | VIC East Rowville 34 (United Energy) 66 kV |  |  | FALSE | #N/A | #N/A | #N/A | #N/A | #N/A | #N/A | #N/A | #N/A | #N/A | #N/A
TRUE | VIC | ERTS3466U | East Rowville 34 (United Energy) 66 kV | United Energy | Winter | Non-coincident | 2023 | ACTUAL_OPG | NA | 193.2488 | VIC East Rowville 34 (United Energy) 66 kV |  |  | FALSE | #N/A | #N/A | #N/A | #N/A | #N/A | #N/A | #N/A | #N/A | #N/A | #N/A
TRUE | VIC | ERTS3466U | East Rowville 34 (United Energy) 66 kV | United Energy | Winter | Non-coincident | 2023 | ACTUAL_ADJUSTEDOPG | NA | 193.2488 | VIC East Rowville 34 (United Energy) 66 kV |  |  | FALSE | #N/A | #N/A | #N/A | #N/A | #N/A | #N/A | #N/A | #N/A | #N/A | #N/A
TRUE | VIC | ERTS3466U | East Rowville 34 (United Energy) 66 kV | United Energy | Winter | Coincident | 2024 | ACTUAL_OPG | NA | 159.6308 | VIC East Rowville 34 (United Energy) 66 kV |  |  | FALSE | #N/A | #N/A | #N/A | #N/A | #N/A | #N/A | #N/A | #N/A | #N/A | #N/A
TRUE | VIC | ERTS3466U | East Rowville 34 (United Energy) 66 kV | United Energy | Winter | Coincident | 2024 | ACTUAL_RAW | NA | 159.6308 | VIC East Rowville 34 (United Energy) 66 kV |  |  | FALSE | #N/A | #N/A | #N/A | #N/A | #N/A | #N/A | #N/A | #N/A | #N/A | #N/A
TRUE | VIC | ERTS3466U | East Rowville 34 (United Energy) 66 kV | United Energy | Winter | Non-coincident | 2024 | ACTUAL_RAW | NA | 199.8374 | VIC East Rowville 34 (United Energy) 66 kV |  |  | FALSE | #N/A | #N/A | #N/A | #N/A | #N/A | #N/A | #N/A | #N/A | #N/A | #N/A
TRUE | VIC | ERTS3466U | East Rowville 34 (United Energy) 66 kV | United Energy | Winter | Non-coincident | 2024 | ACTUAL_OPG | NA | 199.8374 | VIC East Rowville 34 (United Energy) 66 kV |  |  | FALSE | #N/A | #N/A | #N/A | #N/A | #N/A | #N/A | #N/A | #N/A | #N/A | #N/A
TRUE | VIC | ERTS3466U | East Rowville 34 (United Energy) 66 kV | United Energy | Winter | Non-coincident | 2024 | ACTUAL_ADJUSTEDOPG | NA | 199.8374 | VIC East Rowville 34 (United Energy) 66 kV |  |  | FALSE | #N/A | #N/A | #N/A | #N/A | #N/A | #N/A | #N/A | #N/A | #N/A | #N/A
TRUE | VIC | ERTS3466U | East Rowville 34 (United Energy) 66 kV | United Energy | Winter | Coincident | 2025 | POE10 | NA | 137.9959 | VIC East Rowville 34 (United Energy) 66 kV |  |  | FALSE | #N/A | #N/A | #N/A | #N/A | #N/A | #N/A | #N/A | #N/A | #N/A | #N/A
TRUE | VIC | ERTS3466U | East Rowville 34 (United Energy) 66 kV | United Energy | Winter | Coincident | 2025 | POE50 | NA | 135.6879 | VIC East Rowville 34 (United Energy) 66 kV |  |  | FALSE | #N/A | #N/A | #N/A | #N/A | #N/A | #N/A | #N/A | #N/A | #N/A | #N/A
TRUE | VIC | ERTS3466U | East Rowville 34 (United Energy) 66 kV | United Energy | Winter | Non-coincident | 2025 | ACTUAL_RAW | NA | 193.4016 | VIC East Rowville 34 (United Energy) 66 kV |  |  | FALSE | #N/A | #N/A | #N/A | #N/A | #N/A | #N/A | #N/A | #N/A | #N/A | #N/A
TRUE | VIC | ERTS3466U | East Rowville 34 (United Energy) 66 kV | United Energy | Winter | Non-coincident | 2025 | ACTUAL_ADJUSTEDOPG | NA | 193.4016 | VIC East Rowville 34 (United Energy) 66 kV |  |  | FALSE | #N/A | #N/A | #N/A | #N/A | #N/A | #N/A | #N/A | #N/A | #N/A | #N/A
TRUE | VIC | ERTS3466U | East Rowville 34 (United Energy) 66 kV | United Energy | Winter | Non-coincident | 2025 | BASEYEARPOE50 | NA | 194.1744 | VIC East Rowville 34 (United Energy) 66 kV |  |  | FALSE | #N/A | #N/A | #N/A | #N/A | #N/A | #N/A | #N/A | #N/A | #N/A | #N/A
TRUE | VIC | ERTS3466U | East Rowville 34 (United Energy) 66 kV | United Energy | Winter | Non-coincident | 2025 | BASEYEARPOE10 | NA | 198.411 | VIC East Rowville 34 (United Energy) 66 kV |  |  | FALSE | #N/A | #N/A | #N/A | #N/A | #N/A | #N/A | #N/A | #N/A | #N/A | #N/A
TRUE | VIC | ERTS3466U | East Rowville 34 (United Energy) 66 kV | United Energy | Winter | Non-coincident | 2025 | POE10 | NA | 200.8146 | VIC East Rowville 34 (United Energy) 66 kV |  |  | FALSE | #N/A | #N/A | #N/A | #N/A | #N/A | #N/A | #N/A | #N/A | #N/A | #N/A
TRUE | VIC | ERTS3466U | East Rowville 34 (United Energy) 66 kV | United Energy | Winter | Non-coincident | 2025 | POE50 | NA | 195.5627 | VIC East Rowville 34 (United Energy) 66 kV |  |  | FALSE | #N/A | #N/A | #N/A | #N/A | #N/A | #N/A | #N/A | #N/A | #N/A | #N/A
TRUE | VIC | ERTS3466U | East Rowville 34 (United Energy) 66 kV | United Energy | Winter | Coincident | 2026 | POE10 | NA | 149.531 | VIC East Rowville 34 (United Energy) 66 kV |  |  | FALSE | #N/A | #N/A | #N/A | #N/A | #N/A | #N/A | #N/A | #N/A | #N/A | #N/A
TRUE | VIC | ERTS3466U | East Rowville 34 (United Energy) 66 kV | United Energy | Winter | Coincident | 2026 | POE50 | NA | 147.147 | VIC East Rowville 34 (United Energy) 66 kV |  |  | FALSE | #N/A | #N/A | #N/A | #N/A | #N/A | #N/A | #N/A | #N/A | #N/A | #N/A
TRUE | VIC | ERTS3466U | East Rowville 34 (United Energy) 66 kV | United Energy | Winter | Non-coincident | 2026 | POE10 | NA | 220.9953 | VIC East Rowville 34 (United Energy) 66 kV |  |  | FALSE | #N/A | #N/A | #N/A | #N/A | #N/A | #N/A | #N/A | #N/A | #N/A | #N/A
TRUE | VIC | ERTS3466U | East Rowville 34 (United Energy) 66 kV | United Energy | Winter | Non-coincident | 2026 | POE50 | NA | 215.7003 | VIC East Rowville 34 (United Energy) 66 kV |  |  | FALSE | #N/A | #N/A | #N/A | #N/A | #N/A | #N/A | #N/A | #N/A | #N/A | #N/A
TRUE | VIC | ERTS3466U | East Rowville 34 (United Energy) 66 kV | United Energy | Winter | Coincident | 2027 | POE10 | NA | 147.0573 | VIC East Rowville 34 (United Energy) 66 kV |  |  | FALSE | #N/A | #N/A | #N/A | #N/A | #N/A | #N/A | #N/A | #N/A | #N/A | #N/A
TRUE | VIC | ERTS3466U | East Rowville 34 (United Energy) 66 kV | United Energy | Winter | Coincident | 2027 | POE50 | NA | 144.3842 | VIC East Rowville 34 (United Energy) 66 kV |  |  | FALSE | #N/A | #N/A | #N/A | #N/A | #N/A | #N/A | #N/A | #N/A | #N/A | #N/A
TRUE | VIC | ERTS3466U | East Rowville 34 (United Energy) 66 kV | United Energy | Winter | Non-coincident | 2027 | POE10 | NA | 224.7796 | VIC East Rowville 34 (United Energy) 66 kV |  |  | FALSE | #N/A | #N/A | #N/A | #N/A | #N/A | #N/A | #N/A | #N/A | #N/A | #N/A
TRUE | VIC | ERTS3466U | East Rowville 34 (United Energy) 66 kV | United Energy | Winter | Non-coincident | 2027 | POE50 | NA | 219.4416 | VIC East Rowville 34 (United Energy) 66 kV |  |  | FALSE | #N/A | #N/A | #N/A | #N/A | #N/A | #N/A | #N/A | #N/A | #N/A | #N/A
TRUE | VIC | ERTS3466U | East Rowville 34 (United Energy) 66 kV | United Energy | Winter | Coincident | 2028 | POE10 | NA | 145.1568 | VIC East Rowville 34 (United Energy) 66 kV |  |  | FALSE | #N/A | #N/A | #N/A | #N/A | #N/A | #N/A | #N/A | #N/A | #N/A | #N/A
TRUE | VIC | ERTS3466U | East Rowville 34 (United Energy) 66 kV | United Energy | Winter | Coincident | 2028 | POE50 | NA | 142.6264 | VIC East Rowville 34 (United Energy) 66 kV |  |  | FALSE | #N/A | #N/A | #N/A | #N/A | #N/A | #N/A | #N/A | #N/A | #N/A | #N/A
TRUE | VIC | ERTS3466U | East Rowville 34 (United Energy) 66 kV | United Energy | Winter | Non-coincident | 2028 | POE10 | NA | 226.0044 | VIC East Rowville 34 (United Energy) 66 kV |  |  | FALSE | #N/A | #N/A | #N/A | #N/A | #N/A | #N/A | #N/A | #N/A | #N/A | #N/A
TRUE | VIC | ERTS3466U | East Rowville 34 (United Energy) 66 kV | United Energy | Winter | Non-coincident | 2028 | POE50 | NA | 220.6233 | VIC East Rowville 34 (United Energy) 66 kV |  |  | FALSE | #N/A | #N/A | #N/A | #N/A | #N/A | #N/A | #N/A | #N/A | #N/A | #N/A
TRUE | VIC | ERTS3466U | East Rowville 34 (United Energy) 66 kV | United Energy | Winter | Coincident | 2029 | POE10 | NA | 144.3471 | VIC East Rowville 34 (United Energy) 66 kV |  |  | FALSE | #N/A | #N/A | #N/A | #N/A | #N/A | #N/A | #N/A | #N/A | #N/A | #N/A
TRUE | VIC | ERTS3466U | East Rowville 34 (United Energy) 66 kV | United Energy | Winter | Coincident | 2029 | POE50 | NA | 141.8759 | VIC East Rowville 34 (United Energy) 66 kV |  |  | FALSE | #N/A | #N/A | #N/A | #N/A | #N/A | #N/A | #N/A | #N/A | #N/A | #N/A
TRUE | VIC | ERTS3466U | East Rowville 34 (United Energy) 66 kV | United Energy | Winter | Non-coincident | 2029 | POE10 | NA | 227.2751 | VIC East Rowville 34 (United Energy) 66 kV |  |  | FALSE | #N/A | #N/A | #N/A | #N/A | #N/A | #N/A | #N/A | #N/A | #N/A | #N/A
TRUE | VIC | ERTS3466U | East Rowville 34 (United Energy) 66 kV | United Energy | Winter | Non-coincident | 2029 | POE50 | NA | 221.8509 | VIC East Rowville 34 (United Energy) 66 kV |  |  | FALSE | #N/A | #N/A | #N/A | #N/A | #N/A | #N/A | #N/A | #N/A | #N/A | #N/A
TRUE | VIC | ERTS3466U | East Rowville 34 (United Energy) 66 kV | United Energy | Winter | Coincident | 2030 | POE10 | NA | 143.3443 | VIC East Rowville 34 (United Energy) 66 kV |  |  | FALSE | #N/A | #N/A | #N/A | #N/A | #N/A | #N/A | #N/A | #N/A | #N/A | #N/A
TRUE | VIC | ERTS3466U | East Rowville 34 (United Energy) 66 kV | United Energy | Winter | Coincident | 2030 | POE50 | NA | 140.8565 | VIC East Rowville 34 (United Energy) 66 kV |  |  | FALSE | #N/A | #N/A | #N/A | #N/A | #N/A | #N/A | #N/A | #N/A | #N/A | #N/A
TRUE | VIC | ERTS3466U | East Rowville 34 (United Energy) 66 kV | United Energy | Winter | Non-coincident | 2030 | POE10 | NA | 228.6178 | VIC East Rowville 34 (United Energy) 66 kV |  |  | FALSE | #N/A | #N/A | #N/A | #N/A | #N/A | #N/A | #N/A | #N/A | #N/A | #N/A
TRUE | VIC | ERTS3466U | East Rowville 34 (United Energy) 66 kV | United Energy | Winter | Non-coincident | 2030 | POE50 | NA | 223.1504 | VIC East Rowville 34 (United Energy) 66 kV |  |  | FALSE | #N/A | #N/A | #N/A | #N/A | #N/A | #N/A | #N/A | #N/A | #N/A | #N/A
TRUE | VIC | ERTS3466U | East Rowville 34 (United Energy) 66 kV | United Energy | Winter | Coincident | 2031 | POE10 | NA | 142.5705 | VIC East Rowville 34 (United Energy) 66 kV |  |  | FALSE | #N/A | #N/A | #N/A | #N/A | #N/A | #N/A | #N/A | #N/A | #N/A | #N/A
TRUE | VIC | ERTS3466U | East Rowville 34 (United Energy) 66 kV | United Energy | Winter | Coincident | 2031 | POE50 | NA | 140.0989 | VIC East Rowville 34 (United Energy) 66 kV |  |  | FALSE | #N/A | #N/A | #N/A | #N/A | #N/A | #N/A | #N/A | #N/A | #N/A | #N/A
TRUE | VIC | ERTS3466U | East Rowville 34 (United Energy) 66 kV | United Energy | Winter | Non-coincident | 2031 | POE10 | NA | 229.9812 | VIC East Rowville 34 (United Energy) 66 kV |  |  | FALSE | #N/A | #N/A | #N/A | #N/A | #N/A | #N/A | #N/A | #N/A | #N/A | #N/A
TRUE | VIC | ERTS3466U | East Rowville 34 (United Energy) 66 kV | United Energy | Winter | Non-coincident | 2031 | POE50 | NA | 224.4712 | VIC East Rowville 34 (United Energy) 66 kV |  |  | FALSE | #N/A | #N/A | #N/A | #N/A | #N/A | #N/A | #N/A | #N/A | #N/A | #N/A
TRUE | VIC | ERTS3466U | East Rowville 34 (United Energy) 66 kV | United Energy | Winter | Coincident | 2032 | POE10 | NA | 140.5684 | VIC East Rowville 34 (United Energy) 66 kV |  |  | FALSE | #N/A | #N/A | #N/A | #N/A | #N/A | #N/A | #N/A | #N/A | #N/A | #N/A
TRUE | VIC | ERTS3466U | East Rowville 34 (United Energy) 66 kV | United Energy | Winter | Coincident | 2032 | POE50 | NA | 137.869 | VIC East Rowville 34 (United Energy) 66 kV |  |  | FALSE | #N/A | #N/A | #N/A | #N/A | #N/A | #N/A | #N/A | #N/A | #N/A | #N/A
TRUE | VIC | ERTS3466U | East Rowville 34 (United Energy) 66 kV | United Energy | Winter | Non-coincident | 2032 | POE10 | NA | 231.3012 | VIC East Rowville 34 (United Energy) 66 kV |  |  | FALSE | #N/A | #N/A | #N/A | #N/A | #N/A | #N/A | #N/A | #N/A | #N/A | #N/A
TRUE | VIC | ERTS3466U | East Rowville 34 (United Energy) 66 kV | United Energy | Winter | Non-coincident | 2032 | POE50 | NA | 225.7526 | VIC East Rowville 34 (United Energy) 66 kV |  |  | FALSE | #N/A | #N/A | #N/A | #N/A | #N/A | #N/A | #N/A | #N/A | #N/A | #N/A
TRUE | VIC | ERTS3466U | East Rowville 34 (United Energy) 66 kV | United Energy | Winter | Coincident | 2033 | POE10 | NA | 137.9692 | VIC East Rowville 34 (United Energy) 66 kV |  |  | FALSE | #N/A | #N/A | #N/A | #N/A | #N/A | #N/A | #N/A | #N/A | #N/A | #N/A
TRUE | VIC | ERTS3466U | East Rowville 34 (United Energy) 66 kV | United Energy | Winter | Coincident | 2033 | POE50 | NA | 135.3345 | VIC East Rowville 34 (United Energy) 66 kV |  |  | FALSE | #N/A | #N/A | #N/A | #N/A | #N/A | #N/A | #N/A | #N/A | #N/A | #N/A
TRUE | VIC | ERTS3466U | East Rowville 34 (United Energy) 66 kV | United Energy | Winter | Non-coincident | 2033 | POE10 | NA | 232.6369 | VIC East Rowville 34 (United Energy) 66 kV |  |  | FALSE | #N/A | #N/A | #N/A | #N/A | #N/A | #N/A | #N/A | #N/A | #N/A | #N/A
TRUE | VIC | ERTS3466U | East Rowville 34 (United Energy) 66 kV | United Energy | Winter | Non-coincident | 2033 | POE50 | NA | 227.0505 | VIC East Rowville 34 (United Energy) 66 kV |  |  | FALSE | #N/A | #N/A | #N/A | #N/A | #N/A | #N/A | #N/A | #N/A | #N/A | #N/A
TRUE | VIC | ERTS3466U | East Rowville 34 (United Energy) 66 kV | United Energy | Winter | Coincident | 2034 | POE10 | NA | 137.8353 | VIC East Rowville 34 (United Energy) 66 kV |  |  | FALSE | #N/A | #N/A | #N/A | #N/A | #N/A | #N/A | #N/A | #N/A | #N/A | #N/A
TRUE | VIC | ERTS3466U | East Rowville 34 (United Energy) 66 kV | United Energy | Winter | Coincident | 2034 | POE50 | NA | 135.2751 | VIC East Rowville 34 (United Energy) 66 kV |  |  | FALSE | #N/A | #N/A | #N/A | #N/A | #N/A | #N/A | #N/A | #N/A | #N/A | #N/A
TRUE | VIC | ERTS3466U | East Rowville 34 (United Energy) 66 kV | United Energy | Winter | Non-coincident | 2034 | POE10 | NA | 233.956 | VIC East Rowville 34 (United Energy) 66 kV |  |  | FALSE | #N/A | #N/A | #N/A | #N/A | #N/A | #N/A | #N/A | #N/A | #N/A | #N/A
TRUE | VIC | ERTS3466U | East Rowville 34 (United Energy) 66 kV | United Energy | Winter | Non-coincident | 2034 | POE50 | NA | 228.4271 | VIC East Rowville 34 (United Energy) 66 kV |  |  | FALSE | #N/A | #N/A | #N/A | #N/A | #N/A | #N/A | #N/A | #N/A | #N/A | #N/A
TRUE | VIC | FBTS66C | Fishermans Bend (Citipower) 66 kV | Citipower | Shoulder | Coincident | 2019 | ACTUAL_OPG | 83.426 | NA | VIC Fishermans Bend (Citipower) 66 kV |  |  | FALSE | #N/A | #N/A | #N/A | #N/A | #N/A | #N/A | #N/A | #N/A | #N/A | #N/A
TRUE | VIC | FBTS66C | Fishermans Bend (Citipower) 66 kV | Citipower | Shoulder | Coincident | 2019 | ACTUAL_RAW | 83.426 | NA | VIC Fishermans Bend (Citipower) 66 kV |  |  | FALSE | #N/A | #N/A | #N/A | #N/A | #N/A | #N/A | #N/A | #N/A | #N/A | #N/A
TRUE | VIC | FBTS66C | Fishermans Bend (Citipower) 66 kV | Citipower | Shoulder | Non-coincident | 2019 | ACTUAL_RAW | 83.0452 | NA | VIC Fishermans Bend (Citipower) 66 kV |  |  | FALSE | #N/A | #N/A | #N/A | #N/A | #N/A | #N/A | #N/A | #N/A | #N/A | #N/A
TRUE | VIC | FBTS66C | Fishermans Bend (Citipower) 66 kV | Citipower | Shoulder | Non-coincident | 2019 | ACTUAL_OPG | 83.0452 | NA | VIC Fishermans Bend (Citipower) 66 kV |  |  | FALSE | #N/A | #N/A | #N/A | #N/A | #N/A | #N/A | #N/A | #N/A | #N/A | #N/A
TRUE | VIC | FBTS66C | Fishermans Bend (Citipower) 66 kV | Citipower | Shoulder | Non-coincident | 2019 | ACTUAL_ADJUSTEDOPG | 83.3616 | NA | VIC Fishermans Bend (Citipower) 66 kV |  |  | FALSE | #N/A | #N/A | #N/A | #N/A | #N/A | #N/A | #N/A | #N/A | #N/A | #N/A
TRUE | VIC | FBTS66C | Fishermans Bend (Citipower) 66 kV | Citipower | Shoulder | Coincident | 2020 | ACTUAL_OPG | 95.7678 | NA | VIC Fishermans Bend (Citipower) 66 kV |  |  | FALSE | #N/A | #N/A | #N/A | #N/A | #N/A | #N/A | #N/A | #N/A | #N/A | #N/A
TRUE | VIC | FBTS66C | Fishermans Bend (Citipower) 66 kV | Citipower | Shoulder | Coincident | 2020 | ACTUAL_RAW | 95.7678 | NA | VIC Fishermans Bend (Citipower) 66 kV |  |  | FALSE | #N/A | #N/A | #N/A | #N/A | #N/A | #N/A | #N/A | #N/A | #N/A | #N/A
TRUE | VIC | FBTS66C | Fishermans Bend (Citipower) 66 kV | Citipower | Shoulder | Non-coincident | 2020 | ACTUAL_RAW | 76.4485 | NA | VIC Fishermans Bend (Citipower) 66 kV |  |  | FALSE | #N/A | #N/A | #N/A | #N/A | #N/A | #N/A | #N/A | #N/A | #N/A | #N/A
TRUE | VIC | FBTS66C | Fishermans Bend (Citipower) 66 kV | Citipower | Shoulder | Non-coincident | 2020 | ACTUAL_OPG | 76.4485 | NA | VIC Fishermans Bend (Citipower) 66 kV |  |  | FALSE | #N/A | #N/A | #N/A | #N/A | #N/A | #N/A | #N/A | #N/A | #N/A | #N/A
TRUE | VIC | FBTS66C | Fishermans Bend (Citipower) 66 kV | Citipower | Shoulder | Non-coincident | 2020 | ACTUAL_ADJUSTEDOPG | 77.1357 | NA | VIC Fishermans Bend (Citipower) 66 kV |  |  | FALSE | #N/A | #N/A | #N/A | #N/A | #N/A | #N/A | #N/A | #N/A | #N/A | #N/A
TRUE | VIC | FBTS66C | Fishermans Bend (Citipower) 66 kV | Citipower | Shoulder | Coincident | 2021 | ACTUAL_OPG | 88.9542 | NA | VIC Fishermans Bend (Citipower) 66 kV |  |  | FALSE | #N/A | #N/A | #N/A | #N/A | #N/A | #N/A | #N/A | #N/A | #N/A | #N/A
TRUE | VIC | FBTS66C | Fishermans Bend (Citipower) 66 kV | Citipower | Shoulder | Coincident | 2021 | ACTUAL_RAW | 88.9542 | NA | VIC Fishermans Bend (Citipower) 66 kV |  |  | FALSE | #N/A | #N/A | #N/A | #N/A | #N/A | #N/A | #N/A | #N/A | #N/A | #N/A
TRUE | VIC | FBTS66C | Fishermans Bend (Citipower) 66 kV | Citipower | Shoulder | Non-coincident | 2021 | ACTUAL_RAW | 75.8014 | NA | VIC Fishermans Bend (Citipower) 66 kV |  |  | FALSE | #N/A | #N/A | #N/A | #N/A | #N/A | #N/A | #N/A | #N/A | #N/A | #N/A
TRUE | VIC | FBTS66C | Fishermans Bend (Citipower) 66 kV | Citipower | Shoulder | Non-coincident | 2021 | ACTUAL_OPG | 75.8014 | NA | VIC Fishermans Bend (Citipower) 66 kV |  |  | FALSE | #N/A | #N/A | #N/A | #N/A | #N/A | #N/A | #N/A | #N/A | #N/A | #N/A
TRUE | VIC | FBTS66C | Fishermans Bend (Citipower) 66 kV | Citipower | Shoulder | Non-coincident | 2021 | ACTUAL_ADJUSTEDOPG | 78.027 | NA | VIC Fishermans Bend (Citipower) 66 kV |  |  | FALSE | #N/A | #N/A | #N/A | #N/A | #N/A | #N/A | #N/A | #N/A | #N/A | #N/A
TRUE | VIC | FBTS66C | Fishermans Bend (Citipower) 66 kV | Citipower | Shoulder | Coincident | 2022 | ACTUAL_OPG | 99.1452 | NA | VIC Fishermans Bend (Citipower) 66 kV |  |  | FALSE | #N/A | #N/A | #N/A | #N/A | #N/A | #N/A | #N/A | #N/A | #N/A | #N/A
TRUE | VIC | FBTS66C | Fishermans Bend (Citipower) 66 kV | Citipower | Shoulder | Coincident | 2022 | ACTUAL_RAW | 99.1452 | NA | VIC Fishermans Bend (Citipower) 66 kV |  |  | FALSE | #N/A | #N/A | #N/A | #N/A | #N/A | #N/A | #N/A | #N/A | #N/A | #N/A
TRUE | VIC | FBTS66C | Fishermans Bend (Citipower) 66 kV | Citipower | Shoulder | Non-coincident | 2022 | ACTUAL_RAW | 77.1505 | NA | VIC Fishermans Bend (Citipower) 66 kV |  |  | FALSE | #N/A | #N/A | #N/A | #N/A | #N/A | #N/A | #N/A | #N/A | #N/A | #N/A
TRUE | VIC | FBTS66C | Fishermans Bend (Citipower) 66 kV | Citipower | Shoulder | Non-coincident | 2022 | ACTUAL_OPG | 77.1505 | NA | VIC Fishermans Bend (Citipower) 66 kV |  |  | FALSE | #N/A | #N/A | #N/A | #N/A | #N/A | #N/A | #N/A | #N/A | #N/A | #N/A
TRUE | VIC | FBTS66C | Fishermans Bend (Citipower) 66 kV | Citipower | Shoulder | Non-coincident | 2022 | ACTUAL_ADJUSTEDOPG | 77.1505 | NA | VIC Fishermans Bend (Citipower) 66 kV |  |  | FALSE | #N/A | #N/A | #N/A | #N/A | #N/A | #N/A | #N/A | #N/A | #N/A | #N/A
TRUE | VIC | FBTS66C | Fishermans Bend (Citipower) 66 kV | Citipower | Shoulder | Coincident | 2023 | ACTUAL_OPG | 103.8901 | NA | VIC Fishermans Bend (Citipower) 66 kV |  |  | FALSE | #N/A | #N/A | #N/A | #N/A | #N/A | #N/A | #N/A | #N/A | #N/A | #N/A
TRUE | VIC | FBTS66C | Fishermans Bend (Citipower) 66 kV | Citipower | Shoulder | Coincident | 2023 | ACTUAL_RAW | 103.8901 | NA | VIC Fishermans Bend (Citipower) 66 kV |  |  | FALSE | #N/A | #N/A | #N/A | #N/A | #N/A | #N/A | #N/A | #N/A | #N/A | #N/A
TRUE | VIC | FBTS66C | Fishermans Bend (Citipower) 66 kV | Citipower | Shoulder | Non-coincident | 2023 | ACTUAL_RAW | 84.9527 | NA | VIC Fishermans Bend (Citipower) 66 kV |  |  | FALSE | #N/A | #N/A | #N/A | #N/A | #N/A | #N/A | #N/A | #N/A | #N/A | #N/A
TRUE | VIC | FBTS66C | Fishermans Bend (Citipower) 66 kV | Citipower | Shoulder | Non-coincident | 2023 | ACTUAL_OPG | 84.9527 | NA | VIC Fishermans Bend (Citipower) 66 kV |  |  | FALSE | #N/A | #N/A | #N/A | #N/A | #N/A | #N/A | #N/A | #N/A | #N/A | #N/A
TRUE | VIC | FBTS66C | Fishermans Bend (Citipower) 66 kV | Citipower | Shoulder | Non-coincident | 2023 | ACTUAL_ADJUSTEDOPG | 84.9527 | NA | VIC Fishermans Bend (Citipower) 66 kV |  |  | FALSE | #N/A | #N/A | #N/A | #N/A | #N/A | #N/A | #N/A | #N/A | #N/A | #N/A
TRUE | VIC | FBTS66C | Fishermans Bend (Citipower) 66 kV | Citipower | Shoulder | Coincident | 2024 | ACTUAL_OPG | 103.6597 | NA | VIC Fishermans Bend (Citipower) 66 kV |  |  | FALSE | #N/A | #N/A | #N/A | #N/A | #N/A | #N/A | #N/A | #N/A | #N/A | #N/A
TRUE | VIC | FBTS66C | Fishermans Bend (Citipower) 66 kV | Citipower | Shoulder | Coincident | 2024 | ACTUAL_RAW | 103.6597 | NA | VIC Fishermans Bend (Citipower) 66 kV |  |  | FALSE | #N/A | #N/A | #N/A | #N/A | #N/A | #N/A | #N/A | #N/A | #N/A | #N/A
TRUE | VIC | FBTS66C | Fishermans Bend (Citipower) 66 kV | Citipower | Shoulder | Non-coincident | 2024 | ACTUAL_RAW | 82.3907 | NA | VIC Fishermans Bend (Citipower) 66 kV |  |  | FALSE | #N/A | #N/A | #N/A | #N/A | #N/A | #N/A | #N/A | #N/A | #N/A | #N/A
TRUE | VIC | FBTS66C | Fishermans Bend (Citipower) 66 kV | Citipower | Shoulder | Non-coincident | 2024 | ACTUAL_OPG | 82.3907 | NA | VIC Fishermans Bend (Citipower) 66 kV |  |  | FALSE | #N/A | #N/A | #N/A | #N/A | #N/A | #N/A | #N/A | #N/A | #N/A | #N/A
TRUE | VIC | FBTS66C | Fishermans Bend (Citipower) 66 kV | Citipower | Shoulder | Non-coincident | 2024 | ACTUAL_ADJUSTEDOPG | 84.347 | NA | VIC Fishermans Bend (Citipower) 66 kV |  |  | FALSE | #N/A | #N/A | #N/A | #N/A | #N/A | #N/A | #N/A | #N/A | #N/A | #N/A
TRUE | VIC | FBTS66C | Fishermans Bend (Citipower) 66 kV | Citipower | Shoulder | Coincident | 2025 | ACTUAL_OPG | 106.058 | NA | VIC Fishermans Bend (Citipower) 66 kV |  |  | FALSE | #N/A | #N/A | #N/A | #N/A | #N/A | #N/A | #N/A | #N/A | #N/A | #N/A
TRUE | VIC | FBTS66C | Fishermans Bend (Citipower) 66 kV | Citipower | Shoulder | Coincident | 2025 | ACTUAL_RAW | 106.058 | NA | VIC Fishermans Bend (Citipower) 66 kV |  |  | FALSE | #N/A | #N/A | #N/A | #N/A | #N/A | #N/A | #N/A | #N/A | #N/A | #N/A
TRUE | VIC | FBTS66C | Fishermans Bend (Citipower) 66 kV | Citipower | Shoulder | Non-coincident | 2025 | ACTUAL_RAW | 84.3119 | NA | VIC Fishermans Bend (Citipower) 66 kV |  |  | FALSE | #N/A | #N/A | #N/A | #N/A | #N/A | #N/A | #N/A | #N/A | #N/A | #N/A
TRUE | VIC | FBTS66C | Fishermans Bend (Citipower) 66 kV | Citipower | Shoulder | Non-coincident | 2025 | ACTUAL_OPG | 84.3119 | NA | VIC Fishermans Bend (Citipower) 66 kV |  |  | FALSE | #N/A | #N/A | #N/A | #N/A | #N/A | #N/A | #N/A | #N/A | #N/A | #N/A
TRUE | VIC | FBTS66C | Fishermans Bend (Citipower) 66 kV | Citipower | Shoulder | Non-coincident | 2025 | ACTUAL_ADJUSTEDOPG | 84.3119 | NA | VIC Fishermans Bend (Citipower) 66 kV |  |  | FALSE | #N/A | #N/A | #N/A | #N/A | #N/A | #N/A | #N/A | #N/A | #N/A | #N/A
TRUE | VIC | FBTS66C | Fishermans Bend (Citipower) 66 kV | Citipower | Shoulder | Non-coincident | 2025 | BASEYEARPOE90 | 80.6761 | NA | VIC Fishermans Bend (Citipower) 66 kV |  |  | FALSE | #N/A | #N/A | #N/A | #N/A | #N/A | #N/A | #N/A | #N/A | #N/A | #N/A
TRUE | VIC | FBTS66C | Fishermans Bend (Citipower) 66 kV | Citipower | Shoulder | Non-coincident | 2025 | BASEYEARPOE50 | 82.4664 | NA | VIC Fishermans Bend (Citipower) 66 kV |  |  | FALSE | #N/A | #N/A | #N/A | #N/A | #N/A | #N/A | #N/A | #N/A | #N/A | #N/A
TRUE | VIC | FBTS66C | Fishermans Bend (Citipower) 66 kV | Citipower | Shoulder | Coincident_unreconciled | 2026 | POE50 | 105.2486 | NA | VIC Fishermans Bend (Citipower) 66 kV |  |  | FALSE | #N/A | #N/A | #N/A | #N/A | #N/A | #N/A | #N/A | #N/A | #N/A | #N/A
TRUE | VIC | FBTS66C | Fishermans Bend (Citipower) 66 kV | Citipower | Shoulder | Coincident_unreconciled | 2026 | POE90 | 95.3867 | NA | VIC Fishermans Bend (Citipower) 66 kV |  |  | FALSE | #N/A | #N/A | #N/A | #N/A | #N/A | #N/A | #N/A | #N/A | #N/A | #N/A
TRUE | VIC | FBTS66C | Fishermans Bend (Citipower) 66 kV | Citipower | Shoulder | Non-coincident | 2026 | POE50 | 83.1265 | NA | VIC Fishermans Bend (Citipower) 66 kV |  |  | FALSE | #N/A | #N/A | #N/A | #N/A | #N/A | #N/A | #N/A | #N/A | #N/A | #N/A
TRUE | VIC | FBTS66C | Fishermans Bend (Citipower) 66 kV | Citipower | Shoulder | Non-coincident | 2026 | POE90 | 81.4435 | NA | VIC Fishermans Bend (Citipower) 66 kV |  |  | FALSE | #N/A | #N/A | #N/A | #N/A | #N/A | #N/A | #N/A | #N/A | #N/A | #N/A
TRUE | VIC | FBTS66C | Fishermans Bend (Citipower) 66 kV | Citipower | Shoulder | Coincident_unreconciled | 2027 | POE50 | 101.4709 | NA | VIC Fishermans Bend (Citipower) 66 kV |  |  | FALSE | #N/A | #N/A | #N/A | #N/A | #N/A | #N/A | #N/A | #N/A | #N/A | #N/A
TRUE | VIC | FBTS66C | Fishermans Bend (Citipower) 66 kV | Citipower | Shoulder | Coincident_unreconciled | 2027 | POE90 | 91.5164 | NA | VIC Fishermans Bend (Citipower) 66 kV |  |  | FALSE | #N/A | #N/A | #N/A | #N/A | #N/A | #N/A | #N/A | #N/A | #N/A | #N/A
TRUE | VIC | FBTS66C | Fishermans Bend (Citipower) 66 kV | Citipower | Shoulder | Non-coincident | 2027 | POE50 | 83.7607 | NA | VIC Fishermans Bend (Citipower) 66 kV |  |  | FALSE | #N/A | #N/A | #N/A | #N/A | #N/A | #N/A | #N/A | #N/A | #N/A | #N/A
TRUE | VIC | FBTS66C | Fishermans Bend (Citipower) 66 kV | Citipower | Shoulder | Non-coincident | 2027 | POE90 | 82.0305 | NA | VIC Fishermans Bend (Citipower) 66 kV |  |  | FALSE | #N/A | #N/A | #N/A | #N/A | #N/A | #N/A | #N/A | #N/A | #N/A | #N/A
TRUE | VIC | FBTS66C | Fishermans Bend (Citipower) 66 kV | Citipower | Shoulder | Coincident_unreconciled | 2028 | POE50 | 98.4944 | NA | VIC Fishermans Bend (Citipower) 66 kV |  |  | FALSE | #N/A | #N/A | #N/A | #N/A | #N/A | #N/A | #N/A | #N/A | #N/A | #N/A
TRUE | VIC | FBTS66C | Fishermans Bend (Citipower) 66 kV | Citipower | Shoulder | Coincident_unreconciled | 2028 | POE90 | 88.455 | NA | VIC Fishermans Bend (Citipower) 66 kV |  |  | FALSE | #N/A | #N/A | #N/A | #N/A | #N/A | #N/A | #N/A | #N/A | #N/A | #N/A
TRUE | VIC | FBTS66C | Fishermans Bend (Citipower) 66 kV | Citipower | Shoulder | Non-coincident | 2028 | POE50 | 84.4186 | NA | VIC Fishermans Bend (Citipower) 66 kV |  |  | FALSE | #N/A | #N/A | #N/A | #N/A | #N/A | #N/A | #N/A | #N/A | #N/A | #N/A
TRUE | VIC | FBTS66C | Fishermans Bend (Citipower) 66 kV | Citipower | Shoulder | Non-coincident | 2028 | POE90 | 82.6263 | NA | VIC Fishermans Bend (Citipower) 66 kV |  |  | FALSE | #N/A | #N/A | #N/A | #N/A | #N/A | #N/A | #N/A | #N/A | #N/A | #N/A
TRUE | VIC | FBTS66C | Fishermans Bend (Citipower) 66 kV | Citipower | Shoulder | Coincident_unreconciled | 2029 | POE50 | 95.7562 | NA | VIC Fishermans Bend (Citipower) 66 kV |  |  | FALSE | #N/A | #N/A | #N/A | #N/A | #N/A | #N/A | #N/A | #N/A | #N/A | #N/A
TRUE | VIC | FBTS66C | Fishermans Bend (Citipower) 66 kV | Citipower | Shoulder | Coincident_unreconciled | 2029 | POE90 | 85.6318 | NA | VIC Fishermans Bend (Citipower) 66 kV |  |  | FALSE | #N/A | #N/A | #N/A | #N/A | #N/A | #N/A | #N/A | #N/A | #N/A | #N/A
TRUE | VIC | FBTS66C | Fishermans Bend (Citipower) 66 kV | Citipower | Shoulder | Non-coincident | 2029 | POE50 | 85.168 | NA | VIC Fishermans Bend (Citipower) 66 kV |  |  | FALSE | #N/A | #N/A | #N/A | #N/A | #N/A | #N/A | #N/A | #N/A | #N/A | #N/A
TRUE | VIC | FBTS66C | Fishermans Bend (Citipower) 66 kV | Citipower | Shoulder | Non-coincident | 2029 | POE90 | 82.6258 | NA | VIC Fishermans Bend (Citipower) 66 kV |  |  | FALSE | #N/A | #N/A | #N/A | #N/A | #N/A | #N/A | #N/A | #N/A | #N/A | #N/A
TRUE | VIC | FBTS66C | Fishermans Bend (Citipower) 66 kV | Citipower | Shoulder | Coincident_unreconciled | 2030 | POE50 | 93.2212 | NA | VIC Fishermans Bend (Citipower) 66 kV |  |  | FALSE | #N/A | #N/A | #N/A | #N/A | #N/A | #N/A | #N/A | #N/A | #N/A | #N/A
TRUE | VIC | FBTS66C | Fishermans Bend (Citipower) 66 kV | Citipower | Shoulder | Coincident_unreconciled | 2030 | POE90 | 83.0118 | NA | VIC Fishermans Bend (Citipower) 66 kV |  |  | FALSE | #N/A | #N/A | #N/A | #N/A | #N/A | #N/A | #N/A | #N/A | #N/A | #N/A
TRUE | VIC | FBTS66C | Fishermans Bend (Citipower) 66 kV | Citipower | Shoulder | Non-coincident | 2030 | POE50 | 86.0456 | NA | VIC Fishermans Bend (Citipower) 66 kV |  |  | FALSE | #N/A | #N/A | #N/A | #N/A | #N/A | #N/A | #N/A | #N/A | #N/A | #N/A
TRUE | VIC | FBTS66C | Fishermans Bend (Citipower) 66 kV | Citipower | Shoulder | Non-coincident | 2030 | POE90 | 80.0977 | NA | VIC Fishermans Bend (Citipower) 66 kV |  |  | FALSE | #N/A | #N/A | #N/A | #N/A | #N/A | #N/A | #N/A | #N/A | #N/A | #N/A
TRUE | VIC | FBTS66C | Fishermans Bend (Citipower) 66 kV | Citipower | Shoulder | Coincident_unreconciled | 2031 | POE50 | 90.6744 | NA | VIC Fishermans Bend (Citipower) 66 kV |  |  | FALSE | #N/A | #N/A | #N/A | #N/A | #N/A | #N/A | #N/A | #N/A | #N/A | #N/A
TRUE | VIC | FBTS66C | Fishermans Bend (Citipower) 66 kV | Citipower | Shoulder | Coincident_unreconciled | 2031 | POE90 | 80.38 | NA | VIC Fishermans Bend (Citipower) 66 kV |  |  | FALSE | #N/A | #N/A | #N/A | #N/A | #N/A | #N/A | #N/A | #N/A | #N/A | #N/A
TRUE | VIC | FBTS66C | Fishermans Bend (Citipower) 66 kV | Citipower | Shoulder | Non-coincident | 2031 | POE50 | 86.9701 | NA | VIC Fishermans Bend (Citipower) 66 kV |  |  | FALSE | #N/A | #N/A | #N/A | #N/A | #N/A | #N/A | #N/A | #N/A | #N/A | #N/A
TRUE | VIC | FBTS66C | Fishermans Bend (Citipower) 66 kV | Citipower | Shoulder | Non-coincident | 2031 | POE90 | 77.5583 | NA | VIC Fishermans Bend (Citipower) 66 kV |  |  | FALSE | #N/A | #N/A | #N/A | #N/A | #N/A | #N/A | #N/A | #N/A | #N/A | #N/A
TRUE | VIC | FBTS66C | Fishermans Bend (Citipower) 66 kV | Citipower | Shoulder | Coincident_unreconciled | 2032 | POE50 | 88.701 | NA | VIC Fishermans Bend (Citipower) 66 kV |  |  | FALSE | #N/A | #N/A | #N/A | #N/A | #N/A | #N/A | #N/A | #N/A | #N/A | #N/A
TRUE | VIC | FBTS66C | Fishermans Bend (Citipower) 66 kV | Citipower | Shoulder | Coincident_unreconciled | 2032 | POE90 | 78.3208 | NA | VIC Fishermans Bend (Citipower) 66 kV |  |  | FALSE | #N/A | #N/A | #N/A | #N/A | #N/A | #N/A | #N/A | #N/A | #N/A | #N/A
TRUE | VIC | FBTS66C | Fishermans Bend (Citipower) 66 kV | Citipower | Shoulder | Non-coincident | 2032 | POE50 | 85.5873 | NA | VIC Fishermans Bend (Citipower) 66 kV |  |  | FALSE | #N/A | #N/A | #N/A | #N/A | #N/A | #N/A | #N/A | #N/A | #N/A | #N/A
TRUE | VIC | FBTS66C | Fishermans Bend (Citipower) 66 kV | Citipower | Shoulder | Non-coincident | 2032 | POE90 | 75.5714 | NA | VIC Fishermans Bend (Citipower) 66 kV |  |  | FALSE | #N/A | #N/A | #N/A | #N/A | #N/A | #N/A | #N/A | #N/A | #N/A | #N/A
TRUE | VIC | FBTS66C | Fishermans Bend (Citipower) 66 kV | Citipower | Shoulder | Coincident_unreconciled | 2033 | POE50 | 87.1987 | NA | VIC Fishermans Bend (Citipower) 66 kV |  |  | FALSE | #N/A | #N/A | #N/A | #N/A | #N/A | #N/A | #N/A | #N/A | #N/A | #N/A
TRUE | VIC | FBTS66C | Fishermans Bend (Citipower) 66 kV | Citipower | Shoulder | Coincident_unreconciled | 2033 | POE90 | 76.7321 | NA | VIC Fishermans Bend (Citipower) 66 kV |  |  | FALSE | #N/A | #N/A | #N/A | #N/A | #N/A | #N/A | #N/A | #N/A | #N/A | #N/A
TRUE | VIC | FBTS66C | Fishermans Bend (Citipower) 66 kV | Citipower | Shoulder | Non-coincident | 2033 | POE50 | 84.1377 | NA | VIC Fishermans Bend (Citipower) 66 kV |  |  | FALSE | #N/A | #N/A | #N/A | #N/A | #N/A | #N/A | #N/A | #N/A | #N/A | #N/A
TRUE | VIC | FBTS66C | Fishermans Bend (Citipower) 66 kV | Citipower | Shoulder | Non-coincident | 2033 | POE90 | 74.0384 | NA | VIC Fishermans Bend (Citipower) 66 kV |  |  | FALSE | #N/A | #N/A | #N/A | #N/A | #N/A | #N/A | #N/A | #N/A | #N/A | #N/A
TRUE | VIC | FBTS66C | Fishermans Bend (Citipower) 66 kV | Citipower | Shoulder | Coincident_unreconciled | 2034 | POE50 | 85.7512 | NA | VIC Fishermans Bend (Citipower) 66 kV |  |  | FALSE | #N/A | #N/A | #N/A | #N/A | #N/A | #N/A | #N/A | #N/A | #N/A | #N/A
TRUE | VIC | FBTS66C | Fishermans Bend (Citipower) 66 kV | Citipower | Shoulder | Coincident_unreconciled | 2034 | POE90 | 75.1981 | NA | VIC Fishermans Bend (Citipower) 66 kV |  |  | FALSE | #N/A | #N/A | #N/A | #N/A | #N/A | #N/A | #N/A | #N/A | #N/A | #N/A
TRUE | VIC | FBTS66C | Fishermans Bend (Citipower) 66 kV | Citipower | Shoulder | Non-coincident | 2034 | POE50 | 82.7409 | NA | VIC Fishermans Bend (Citipower) 66 kV |  |  | FALSE | #N/A | #N/A | #N/A | #N/A | #N/A | #N/A | #N/A | #N/A | #N/A | #N/A
TRUE | VIC | FBTS66C | Fishermans Bend (Citipower) 66 kV | Citipower | Shoulder | Non-coincident | 2034 | POE90 | 72.5584 | NA | VIC Fishermans Bend (Citipower) 66 kV |  |  | FALSE | #N/A | #N/A | #N/A | #N/A | #N/A | #N/A | #N/A | #N/A | #N/A | #N/A
TRUE | VIC | FBTS66C | Fishermans Bend (Citipower) 66 kV | Citipower | Shoulder | Coincident_unreconciled | 2035 | POE50 | 84.1671 | NA | VIC Fishermans Bend (Citipower) 66 kV |  |  | FALSE | #N/A | #N/A | #N/A | #N/A | #N/A | #N/A | #N/A | #N/A | #N/A | #N/A
TRUE | VIC | FBTS66C | Fishermans Bend (Citipower) 66 kV | Citipower | Shoulder | Coincident_unreconciled | 2035 | POE90 | 73.5276 | NA | VIC Fishermans Bend (Citipower) 66 kV |  |  | FALSE | #N/A | #N/A | #N/A | #N/A | #N/A | #N/A | #N/A | #N/A | #N/A | #N/A
TRUE | VIC | FBTS66C | Fishermans Bend (Citipower) 66 kV | Citipower | Shoulder | Non-coincident | 2035 | POE50 | 81.2125 | NA | VIC Fishermans Bend (Citipower) 66 kV |  |  | FALSE | #N/A | #N/A | #N/A | #N/A | #N/A | #N/A | #N/A | #N/A | #N/A | #N/A
TRUE | VIC | FBTS66C | Fishermans Bend (Citipower) 66 kV | Citipower | Shoulder | Non-coincident | 2035 | POE90 | 70.9465 | NA | VIC Fishermans Bend (Citipower) 66 kV |  |  | FALSE | #N/A | #N/A | #N/A | #N/A | #N/A | #N/A | #N/A | #N/A | #N/A | #N/A
TRUE | VIC | FBTS66C | Fishermans Bend (Citipower) 66 kV | Citipower | Summer | Coincident | 2019 | ACTUAL_OPG | 82.095 | 254.8427 | VIC Fishermans Bend (Citipower) 66 kV |  |  | FALSE | #N/A | #N/A | #N/A | #N/A | #N/A | #N/A | #N/A | #N/A | #N/A | #N/A
TRUE | VIC | FBTS66C | Fishermans Bend (Citipower) 66 kV | Citipower | Summer | Coincident | 2019 | ACTUAL_RAW | 82.095 | 254.8427 | VIC Fishermans Bend (Citipower) 66 kV |  |  | FALSE | #N/A | #N/A | #N/A | #N/A | #N/A | #N/A | #N/A | #N/A | #N/A | #N/A
TRUE | VIC | FBTS66C | Fishermans Bend (Citipower) 66 kV | Citipower | Summer | Non-coincident | 2019 | ACTUAL_RAW | 82.095 | 254.9439 | VIC Fishermans Bend (Citipower) 66 kV |  |  | FALSE | #N/A | #N/A | #N/A | #N/A | #N/A | #N/A | #N/A | #N/A | #N/A | #N/A
TRUE | VIC | FBTS66C | Fishermans Bend (Citipower) 66 kV | Citipower | Summer | Non-coincident | 2019 | ACTUAL_OPG | 82.095 | 254.9439 | VIC Fishermans Bend (Citipower) 66 kV |  |  | FALSE | #N/A | #N/A | #N/A | #N/A | #N/A | #N/A | #N/A | #N/A | #N/A | #N/A
TRUE | VIC | FBTS66C | Fishermans Bend (Citipower) 66 kV | Citipower | Summer | Non-coincident | 2019 | ACTUAL_ADJUSTEDOPG | 83.4149 | 254.9439 | VIC Fishermans Bend (Citipower) 66 kV |  |  | FALSE | #N/A | #N/A | #N/A | #N/A | #N/A | #N/A | #N/A | #N/A | #N/A | #N/A
TRUE | VIC | FBTS66C | Fishermans Bend (Citipower) 66 kV | Citipower | Summer | Coincident | 2020 | ACTUAL_OPG | 107.7837 | 227.6126 | VIC Fishermans Bend (Citipower) 66 kV |  |  | FALSE | #N/A | #N/A | #N/A | #N/A | #N/A | #N/A | #N/A | #N/A | #N/A | #N/A
TRUE | VIC | FBTS66C | Fishermans Bend (Citipower) 66 kV | Citipower | Summer | Coincident | 2020 | ACTUAL_RAW | 107.7837 | 227.6126 | VIC Fishermans Bend (Citipower) 66 kV |  |  | FALSE | #N/A | #N/A | #N/A | #N/A | #N/A | #N/A | #N/A | #N/A | #N/A | #N/A
TRUE | VIC | FBTS66C | Fishermans Bend (Citipower) 66 kV | Citipower | Summer | Non-coincident | 2020 | ACTUAL_RAW | 81.0335 | 251.1618 | VIC Fishermans Bend (Citipower) 66 kV |  |  | FALSE | #N/A | #N/A | #N/A | #N/A | #N/A | #N/A | #N/A | #N/A | #N/A | #N/A
TRUE | VIC | FBTS66C | Fishermans Bend (Citipower) 66 kV | Citipower | Summer | Non-coincident | 2020 | ACTUAL_OPG | 81.0335 | 251.1618 | VIC Fishermans Bend (Citipower) 66 kV |  |  | FALSE | #N/A | #N/A | #N/A | #N/A | #N/A | #N/A | #N/A | #N/A | #N/A | #N/A
TRUE | VIC | FBTS66C | Fishermans Bend (Citipower) 66 kV | Citipower | Summer | Non-coincident | 2020 | ACTUAL_ADJUSTEDOPG | 81.0335 | 251.1618 | VIC Fishermans Bend (Citipower) 66 kV |  |  | FALSE | #N/A | #N/A | #N/A | #N/A | #N/A | #N/A | #N/A | #N/A | #N/A | #N/A
TRUE | VIC | FBTS66C | Fishermans Bend (Citipower) 66 kV | Citipower | Summer | Coincident | 2021 | ACTUAL_OPG | 88.182 | 181.5142 | VIC Fishermans Bend (Citipower) 66 kV |  |  | FALSE | #N/A | #N/A | #N/A | #N/A | #N/A | #N/A | #N/A | #N/A | #N/A | #N/A
TRUE | VIC | FBTS66C | Fishermans Bend (Citipower) 66 kV | Citipower | Summer | Coincident | 2021 | ACTUAL_RAW | 88.182 | 181.5142 | VIC Fishermans Bend (Citipower) 66 kV |  |  | FALSE | #N/A | #N/A | #N/A | #N/A | #N/A | #N/A | #N/A | #N/A | #N/A | #N/A
TRUE | VIC | FBTS66C | Fishermans Bend (Citipower) 66 kV | Citipower | Summer | Non-coincident | 2021 | ACTUAL_RAW | 73.3457 | 204.2642 | VIC Fishermans Bend (Citipower) 66 kV |  |  | FALSE | #N/A | #N/A | #N/A | #N/A | #N/A | #N/A | #N/A | #N/A | #N/A | #N/A
TRUE | VIC | FBTS66C | Fishermans Bend (Citipower) 66 kV | Citipower | Summer | Non-coincident | 2021 | ACTUAL_OPG | 73.3457 | 204.2642 | VIC Fishermans Bend (Citipower) 66 kV |  |  | FALSE | #N/A | #N/A | #N/A | #N/A | #N/A | #N/A | #N/A | #N/A | #N/A | #N/A
TRUE | VIC | FBTS66C | Fishermans Bend (Citipower) 66 kV | Citipower | Summer | Non-coincident | 2021 | ACTUAL_ADJUSTEDOPG | 73.6329 | 204.2642 | VIC Fishermans Bend (Citipower) 66 kV |  |  | FALSE | #N/A | #N/A | #N/A | #N/A | #N/A | #N/A | #N/A | #N/A | #N/A | #N/A
TRUE | VIC | FBTS66C | Fishermans Bend (Citipower) 66 kV | Citipower | Summer | Coincident | 2022 | ACTUAL_OPG | 104.7743 | 192.2252 | VIC Fishermans Bend (Citipower) 66 kV |  |  | FALSE | #N/A | #N/A | #N/A | #N/A | #N/A | #N/A | #N/A | #N/A | #N/A | #N/A
TRUE | VIC | FBTS66C | Fishermans Bend (Citipower) 66 kV | Citipower | Summer | Coincident | 2022 | ACTUAL_RAW | 104.7743 | 192.2252 | VIC Fishermans Bend (Citipower) 66 kV |  |  | FALSE | #N/A | #N/A | #N/A | #N/A | #N/A | #N/A | #N/A | #N/A | #N/A | #N/A
TRUE | VIC | FBTS66C | Fishermans Bend (Citipower) 66 kV | Citipower | Summer | Non-coincident | 2022 | ACTUAL_RAW | 82.4262 | 226.483 | VIC Fishermans Bend (Citipower) 66 kV |  |  | FALSE | #N/A | #N/A | #N/A | #N/A | #N/A | #N/A | #N/A | #N/A | #N/A | #N/A
TRUE | VIC | FBTS66C | Fishermans Bend (Citipower) 66 kV | Citipower | Summer | Non-coincident | 2022 | ACTUAL_OPG | 82.4262 | 226.483 | VIC Fishermans Bend (Citipower) 66 kV |  |  | FALSE | #N/A | #N/A | #N/A | #N/A | #N/A | #N/A | #N/A | #N/A | #N/A | #N/A
TRUE | VIC | FBTS66C | Fishermans Bend (Citipower) 66 kV | Citipower | Summer | Non-coincident | 2022 | ACTUAL_ADJUSTEDOPG | 82.4262 | 226.483 | VIC Fishermans Bend (Citipower) 66 kV |  |  | FALSE | #N/A | #N/A | #N/A | #N/A | #N/A | #N/A | #N/A | #N/A | #N/A | #N/A
TRUE | VIC | FBTS66C | Fishermans Bend (Citipower) 66 kV | Citipower | Summer | Coincident | 2023 | ACTUAL_OPG | 109.5776 | 198.7521 | VIC Fishermans Bend (Citipower) 66 kV |  |  | FALSE | #N/A | #N/A | #N/A | #N/A | #N/A | #N/A | #N/A | #N/A | #N/A | #N/A
TRUE | VIC | FBTS66C | Fishermans Bend (Citipower) 66 kV | Citipower | Summer | Coincident | 2023 | ACTUAL_RAW | 109.5776 | 198.7521 | VIC Fishermans Bend (Citipower) 66 kV |  |  | FALSE | #N/A | #N/A | #N/A | #N/A | #N/A | #N/A | #N/A | #N/A | #N/A | #N/A
TRUE | VIC | FBTS66C | Fishermans Bend (Citipower) 66 kV | Citipower | Summer | Non-coincident | 2023 | ACTUAL_RAW | 82.4201 | 244.8545 | VIC Fishermans Bend (Citipower) 66 kV |  |  | FALSE | #N/A | #N/A | #N/A | #N/A | #N/A | #N/A | #N/A | #N/A | #N/A | #N/A
TRUE | VIC | FBTS66C | Fishermans Bend (Citipower) 66 kV | Citipower | Summer | Non-coincident | 2023 | ACTUAL_OPG | 82.4201 | 244.8545 | VIC Fishermans Bend (Citipower) 66 kV |  |  | FALSE | #N/A | #N/A | #N/A | #N/A | #N/A | #N/A | #N/A | #N/A | #N/A | #N/A
TRUE | VIC | FBTS66C | Fishermans Bend (Citipower) 66 kV | Citipower | Summer | Non-coincident | 2023 | ACTUAL_ADJUSTEDOPG | 83.4019 | 244.8545 | VIC Fishermans Bend (Citipower) 66 kV |  |  | FALSE | #N/A | #N/A | #N/A | #N/A | #N/A | #N/A | #N/A | #N/A | #N/A | #N/A
TRUE | VIC | FBTS66C | Fishermans Bend (Citipower) 66 kV | Citipower | Summer | Coincident | 2024 | ACTUAL_OPG | 90.6398 | 235.5564 | VIC Fishermans Bend (Citipower) 66 kV |  |  | FALSE | #N/A | #N/A | #N/A | #N/A | #N/A | #N/A | #N/A | #N/A | #N/A | #N/A
TRUE | VIC | FBTS66C | Fishermans Bend (Citipower) 66 kV | Citipower | Summer | Coincident | 2024 | ACTUAL_RAW | 90.6398 | 235.5564 | VIC Fishermans Bend (Citipower) 66 kV |  |  | FALSE | #N/A | #N/A | #N/A | #N/A | #N/A | #N/A | #N/A | #N/A | #N/A | #N/A
TRUE | VIC | FBTS66C | Fishermans Bend (Citipower) 66 kV | Citipower | Summer | Non-coincident | 2024 | ACTUAL_RAW | 78.8127 | 237.28 | VIC Fishermans Bend (Citipower) 66 kV |  |  | FALSE | #N/A | #N/A | #N/A | #N/A | #N/A | #N/A | #N/A | #N/A | #N/A | #N/A
TRUE | VIC | FBTS66C | Fishermans Bend (Citipower) 66 kV | Citipower | Summer | Non-coincident | 2024 | ACTUAL_OPG | 78.8127 | 237.28 | VIC Fishermans Bend (Citipower) 66 kV |  |  | FALSE | #N/A | #N/A | #N/A | #N/A | #N/A | #N/A | #N/A | #N/A | #N/A | #N/A
TRUE | VIC | FBTS66C | Fishermans Bend (Citipower) 66 kV | Citipower | Summer | Non-coincident | 2024 | ACTUAL_ADJUSTEDOPG | 80.9117 | 237.28 | VIC Fishermans Bend (Citipower) 66 kV |  |  | FALSE | #N/A | #N/A | #N/A | #N/A | #N/A | #N/A | #N/A | #N/A | #N/A | #N/A
TRUE | VIC | FBTS66C | Fishermans Bend (Citipower) 66 kV | Citipower | Summer | Coincident | 2025 | ACTUAL_OPG | 104.3905 | 228.5134 | VIC Fishermans Bend (Citipower) 66 kV |  |  | FALSE | #N/A | #N/A | #N/A | #N/A | #N/A | #N/A | #N/A | #N/A | #N/A | #N/A
TRUE | VIC | FBTS66C | Fishermans Bend (Citipower) 66 kV | Citipower | Summer | Coincident | 2025 | ACTUAL_RAW | 104.3905 | 228.5134 | VIC Fishermans Bend (Citipower) 66 kV |  |  | FALSE | #N/A | #N/A | #N/A | #N/A | #N/A | #N/A | #N/A | #N/A | #N/A | #N/A
TRUE | VIC | FBTS66C | Fishermans Bend (Citipower) 66 kV | Citipower | Summer | Non-coincident | 2025 | ACTUAL_RAW | 81.3992 | 234.6851 | VIC Fishermans Bend (Citipower) 66 kV |  |  | FALSE | #N/A | #N/A | #N/A | #N/A | #N/A | #N/A | #N/A | #N/A | #N/A | #N/A
TRUE | VIC | FBTS66C | Fishermans Bend (Citipower) 66 kV | Citipower | Summer | Non-coincident | 2025 | ACTUAL_OPG | 81.3992 | 234.6851 | VIC Fishermans Bend (Citipower) 66 kV |  |  | FALSE | #N/A | #N/A | #N/A | #N/A | #N/A | #N/A | #N/A | #N/A | #N/A | #N/A
TRUE | VIC | FBTS66C | Fishermans Bend (Citipower) 66 kV | Citipower | Summer | Non-coincident | 2025 | ACTUAL_ADJUSTEDOPG | 81.3992 | 234.6851 | VIC Fishermans Bend (Citipower) 66 kV |  |  | FALSE | #N/A | #N/A | #N/A | #N/A | #N/A | #N/A | #N/A | #N/A | #N/A | #N/A
TRUE | VIC | FBTS66C | Fishermans Bend (Citipower) 66 kV | Citipower | Summer | Non-coincident | 2025 | BASEYEARPOE90 | 79.4056 | NA | VIC Fishermans Bend (Citipower) 66 kV |  |  | FALSE | #N/A | #N/A | #N/A | #N/A | #N/A | #N/A | #N/A | #N/A | #N/A | #N/A
TRUE | VIC | FBTS66C | Fishermans Bend (Citipower) 66 kV | Citipower | Summer | Non-coincident | 2025 | BASEYEARPOE50 | 82.9811 | 242.5811 | VIC Fishermans Bend (Citipower) 66 kV |  |  | FALSE | #N/A | #N/A | #N/A | #N/A | #N/A | #N/A | #N/A | #N/A | #N/A | #N/A
TRUE | VIC | FBTS66C | Fishermans Bend (Citipower) 66 kV | Citipower | Summer | Coincident_unreconciled | 2026 | POE50 | 96.2958 | NA | VIC Fishermans Bend (Citipower) 66 kV |  |  | FALSE | #N/A | #N/A | #N/A | #N/A | #N/A | #N/A | #N/A | #N/A | #N/A | #N/A
TRUE | VIC | FBTS66C | Fishermans Bend (Citipower) 66 kV | Citipower | Summer | Coincident_unreconciled | 2026 | POE90 | 86.4879 | NA | VIC Fishermans Bend (Citipower) 66 kV |  |  | FALSE | #N/A | #N/A | #N/A | #N/A | #N/A | #N/A | #N/A | #N/A | #N/A | #N/A
TRUE | VIC | FBTS66C | Fishermans Bend (Citipower) 66 kV | Citipower | Summer | Non-coincident | 2026 | POE50 | 83.6195 | 263.28 | VIC Fishermans Bend (Citipower) 66 kV |  |  | FALSE | #N/A | #N/A | #N/A | #N/A | #N/A | #N/A | #N/A | #N/A | #N/A | #N/A
TRUE | VIC | FBTS66C | Fishermans Bend (Citipower) 66 kV | Citipower | Summer | Non-coincident | 2026 | POE90 | 79.9868 | NA | VIC Fishermans Bend (Citipower) 66 kV |  |  | FALSE | #N/A | #N/A | #N/A | #N/A | #N/A | #N/A | #N/A | #N/A | #N/A | #N/A
TRUE | VIC | FBTS66C | Fishermans Bend (Citipower) 66 kV | Citipower | Summer | Coincident_unreconciled | 2027 | POE50 | 92.3044 | NA | VIC Fishermans Bend (Citipower) 66 kV |  |  | FALSE | #N/A | #N/A | #N/A | #N/A | #N/A | #N/A | #N/A | #N/A | #N/A | #N/A
TRUE | VIC | FBTS66C | Fishermans Bend (Citipower) 66 kV | Citipower | Summer | Coincident_unreconciled | 2027 | POE90 | 82.4045 | NA | VIC Fishermans Bend (Citipower) 66 kV |  |  | FALSE | #N/A | #N/A | #N/A | #N/A | #N/A | #N/A | #N/A | #N/A | #N/A | #N/A
TRUE | VIC | FBTS66C | Fishermans Bend (Citipower) 66 kV | Citipower | Summer | Non-coincident | 2027 | POE50 | 84.2204 | 261.9925 | VIC Fishermans Bend (Citipower) 66 kV |  |  | FALSE | #N/A | #N/A | #N/A | #N/A | #N/A | #N/A | #N/A | #N/A | #N/A | #N/A
TRUE | VIC | FBTS66C | Fishermans Bend (Citipower) 66 kV | Citipower | Summer | Non-coincident | 2027 | POE90 | 80.5533 | NA | VIC Fishermans Bend (Citipower) 66 kV |  |  | FALSE | #N/A | #N/A | #N/A | #N/A | #N/A | #N/A | #N/A | #N/A | #N/A | #N/A
TRUE | VIC | FBTS66C | Fishermans Bend (Citipower) 66 kV | Citipower | Summer | Coincident_unreconciled | 2028 | POE50 | 89.1207 | NA | VIC Fishermans Bend (Citipower) 66 kV |  |  | FALSE | #N/A | #N/A | #N/A | #N/A | #N/A | #N/A | #N/A | #N/A | #N/A | #N/A
TRUE | VIC | FBTS66C | Fishermans Bend (Citipower) 66 kV | Citipower | Summer | Coincident_unreconciled | 2028 | POE90 | 79.1362 | NA | VIC Fishermans Bend (Citipower) 66 kV |  |  | FALSE | #N/A | #N/A | #N/A | #N/A | #N/A | #N/A | #N/A | #N/A | #N/A | #N/A
TRUE | VIC | FBTS66C | Fishermans Bend (Citipower) 66 kV | Citipower | Summer | Non-coincident | 2028 | POE50 | 84.8373 | 261.5307 | VIC Fishermans Bend (Citipower) 66 kV |  |  | FALSE | #N/A | #N/A | #N/A | #N/A | #N/A | #N/A | #N/A | #N/A | #N/A | #N/A
TRUE | VIC | FBTS66C | Fishermans Bend (Citipower) 66 kV | Citipower | Summer | Non-coincident | 2028 | POE90 | 77.6898 | NA | VIC Fishermans Bend (Citipower) 66 kV |  |  | FALSE | #N/A | #N/A | #N/A | #N/A | #N/A | #N/A | #N/A | #N/A | #N/A | #N/A
TRUE | VIC | FBTS66C | Fishermans Bend (Citipower) 66 kV | Citipower | Summer | Coincident_unreconciled | 2029 | POE50 | 86.1315 | NA | VIC Fishermans Bend (Citipower) 66 kV |  |  | FALSE | #N/A | #N/A | #N/A | #N/A | #N/A | #N/A | #N/A | #N/A | #N/A | #N/A
TRUE | VIC | FBTS66C | Fishermans Bend (Citipower) 66 kV | Citipower | Summer | Coincident_unreconciled | 2029 | POE90 | 76.0626 | NA | VIC Fishermans Bend (Citipower) 66 kV |  |  | FALSE | #N/A | #N/A | #N/A | #N/A | #N/A | #N/A | #N/A | #N/A | #N/A | #N/A
TRUE | VIC | FBTS66C | Fishermans Bend (Citipower) 66 kV | Citipower | Summer | Non-coincident | 2029 | POE50 | 84.5572 | 261.224 | VIC Fishermans Bend (Citipower) 66 kV |  |  | FALSE | #N/A | #N/A | #N/A | #N/A | #N/A | #N/A | #N/A | #N/A | #N/A | #N/A
TRUE | VIC | FBTS66C | Fishermans Bend (Citipower) 66 kV | Citipower | Summer | Non-coincident | 2029 | POE90 | 74.6723 | NA | VIC Fishermans Bend (Citipower) 66 kV |  |  | FALSE | #N/A | #N/A | #N/A | #N/A | #N/A | #N/A | #N/A | #N/A | #N/A | #N/A
TRUE | VIC | FBTS66C | Fishermans Bend (Citipower) 66 kV | Citipower | Summer | Coincident_unreconciled | 2030 | POE50 | 83.3356 | NA | VIC Fishermans Bend (Citipower) 66 kV |  |  | FALSE | #N/A | #N/A | #N/A | #N/A | #N/A | #N/A | #N/A | #N/A | #N/A | #N/A
TRUE | VIC | FBTS66C | Fishermans Bend (Citipower) 66 kV | Citipower | Summer | Coincident_unreconciled | 2030 | POE90 | 73.1822 | NA | VIC Fishermans Bend (Citipower) 66 kV |  |  | FALSE | #N/A | #N/A | #N/A | #N/A | #N/A | #N/A | #N/A | #N/A | #N/A | #N/A
TRUE | VIC | FBTS66C | Fishermans Bend (Citipower) 66 kV | Citipower | Summer | Non-coincident | 2030 | POE50 | 81.8124 | 261.0854 | VIC Fishermans Bend (Citipower) 66 kV |  |  | FALSE | #N/A | #N/A | #N/A | #N/A | #N/A | #N/A | #N/A | #N/A | #N/A | #N/A
TRUE | VIC | FBTS66C | Fishermans Bend (Citipower) 66 kV | Citipower | Summer | Non-coincident | 2030 | POE90 | 71.8445 | NA | VIC Fishermans Bend (Citipower) 66 kV |  |  | FALSE | #N/A | #N/A | #N/A | #N/A | #N/A | #N/A | #N/A | #N/A | #N/A | #N/A
TRUE | VIC | FBTS66C | Fishermans Bend (Citipower) 66 kV | Citipower | Summer | Coincident_unreconciled | 2031 | POE50 | 80.5443 | NA | VIC Fishermans Bend (Citipower) 66 kV |  |  | FALSE | #N/A | #N/A | #N/A | #N/A | #N/A | #N/A | #N/A | #N/A | #N/A | #N/A
TRUE | VIC | FBTS66C | Fishermans Bend (Citipower) 66 kV | Citipower | Summer | Coincident_unreconciled | 2031 | POE90 | 70.3064 | NA | VIC Fishermans Bend (Citipower) 66 kV |  |  | FALSE | #N/A | #N/A | #N/A | #N/A | #N/A | #N/A | #N/A | #N/A | #N/A | #N/A
TRUE | VIC | FBTS66C | Fishermans Bend (Citipower) 66 kV | Citipower | Summer | Non-coincident | 2031 | POE50 | 79.0722 | 260.9749 | VIC Fishermans Bend (Citipower) 66 kV |  |  | FALSE | #N/A | #N/A | #N/A | #N/A | #N/A | #N/A | #N/A | #N/A | #N/A | #N/A
TRUE | VIC | FBTS66C | Fishermans Bend (Citipower) 66 kV | Citipower | Summer | Non-coincident | 2031 | POE90 | 69.0213 | NA | VIC Fishermans Bend (Citipower) 66 kV |  |  | FALSE | #N/A | #N/A | #N/A | #N/A | #N/A | #N/A | #N/A | #N/A | #N/A | #N/A
TRUE | VIC | FBTS66C | Fishermans Bend (Citipower) 66 kV | Citipower | Summer | Coincident_unreconciled | 2032 | POE50 | 78.3638 | NA | VIC Fishermans Bend (Citipower) 66 kV |  |  | FALSE | #N/A | #N/A | #N/A | #N/A | #N/A | #N/A | #N/A | #N/A | #N/A | #N/A
TRUE | VIC | FBTS66C | Fishermans Bend (Citipower) 66 kV | Citipower | Summer | Coincident_unreconciled | 2032 | POE90 | 68.0405 | NA | VIC Fishermans Bend (Citipower) 66 kV |  |  | FALSE | #N/A | #N/A | #N/A | #N/A | #N/A | #N/A | #N/A | #N/A | #N/A | #N/A
TRUE | VIC | FBTS66C | Fishermans Bend (Citipower) 66 kV | Citipower | Summer | Non-coincident | 2032 | POE50 | 76.9315 | 261.286 | VIC Fishermans Bend (Citipower) 66 kV |  |  | FALSE | #N/A | #N/A | #N/A | #N/A | #N/A | #N/A | #N/A | #N/A | #N/A | #N/A
TRUE | VIC | FBTS66C | Fishermans Bend (Citipower) 66 kV | Citipower | Summer | Non-coincident | 2032 | POE90 | 66.7968 | NA | VIC Fishermans Bend (Citipower) 66 kV |  |  | FALSE | #N/A | #N/A | #N/A | #N/A | #N/A | #N/A | #N/A | #N/A | #N/A | #N/A
TRUE | VIC | FBTS66C | Fishermans Bend (Citipower) 66 kV | Citipower | Summer | Coincident_unreconciled | 2033 | POE50 | 76.6779 | NA | VIC Fishermans Bend (Citipower) 66 kV |  |  | FALSE | #N/A | #N/A | #N/A | #N/A | #N/A | #N/A | #N/A | #N/A | #N/A | #N/A
TRUE | VIC | FBTS66C | Fishermans Bend (Citipower) 66 kV | Citipower | Summer | Coincident_unreconciled | 2033 | POE90 | 66.2687 | NA | VIC Fishermans Bend (Citipower) 66 kV |  |  | FALSE | #N/A | #N/A | #N/A | #N/A | #N/A | #N/A | #N/A | #N/A | #N/A | #N/A
TRUE | VIC | FBTS66C | Fishermans Bend (Citipower) 66 kV | Citipower | Summer | Non-coincident | 2033 | POE50 | 75.2764 | 261.935 | VIC Fishermans Bend (Citipower) 66 kV |  |  | FALSE | #N/A | #N/A | #N/A | #N/A | #N/A | #N/A | #N/A | #N/A | #N/A | #N/A
TRUE | VIC | FBTS66C | Fishermans Bend (Citipower) 66 kV | Citipower | Summer | Non-coincident | 2033 | POE90 | 65.0574 | NA | VIC Fishermans Bend (Citipower) 66 kV |  |  | FALSE | #N/A | #N/A | #N/A | #N/A | #N/A | #N/A | #N/A | #N/A | #N/A | #N/A
TRUE | VIC | FBTS66C | Fishermans Bend (Citipower) 66 kV | Citipower | Summer | Coincident_unreconciled | 2034 | POE50 | 75.052 | NA | VIC Fishermans Bend (Citipower) 66 kV |  |  | FALSE | #N/A | #N/A | #N/A | #N/A | #N/A | #N/A | #N/A | #N/A | #N/A | #N/A
TRUE | VIC | FBTS66C | Fishermans Bend (Citipower) 66 kV | Citipower | Summer | Coincident_unreconciled | 2034 | POE90 | 64.5569 | NA | VIC Fishermans Bend (Citipower) 66 kV |  |  | FALSE | #N/A | #N/A | #N/A | #N/A | #N/A | #N/A | #N/A | #N/A | #N/A | #N/A
TRUE | VIC | FBTS66C | Fishermans Bend (Citipower) 66 kV | Citipower | Summer | Non-coincident | 2034 | POE50 | 73.6802 | 262.6304 | VIC Fishermans Bend (Citipower) 66 kV |  |  | FALSE | #N/A | #N/A | #N/A | #N/A | #N/A | #N/A | #N/A | #N/A | #N/A | #N/A
TRUE | VIC | FBTS66C | Fishermans Bend (Citipower) 66 kV | Citipower | Summer | Non-coincident | 2034 | POE90 | 63.3769 | NA | VIC Fishermans Bend (Citipower) 66 kV |  |  | FALSE | #N/A | #N/A | #N/A | #N/A | #N/A | #N/A | #N/A | #N/A | #N/A | #N/A
TRUE | VIC | FBTS66C | Fishermans Bend (Citipower) 66 kV | Citipower | Summer | Coincident_unreconciled | 2035 | POE50 | 73.2936 | NA | VIC Fishermans Bend (Citipower) 66 kV |  |  | FALSE | #N/A | #N/A | #N/A | #N/A | #N/A | #N/A | #N/A | #N/A | #N/A | #N/A
TRUE | VIC | FBTS66C | Fishermans Bend (Citipower) 66 kV | Citipower | Summer | Coincident_unreconciled | 2035 | POE90 | 62.7125 | NA | VIC Fishermans Bend (Citipower) 66 kV |  |  | FALSE | #N/A | #N/A | #N/A | #N/A | #N/A | #N/A | #N/A | #N/A | #N/A | #N/A
TRUE | VIC | FBTS66C | Fishermans Bend (Citipower) 66 kV | Citipower | Summer | Non-coincident | 2035 | POE50 | 71.9539 | 263.2519 | VIC Fishermans Bend (Citipower) 66 kV |  |  | FALSE | #N/A | #N/A | #N/A | #N/A | #N/A | #N/A | #N/A | #N/A | #N/A | #N/A
TRUE | VIC | FBTS66C | Fishermans Bend (Citipower) 66 kV | Citipower | Summer | Non-coincident | 2035 | POE90 | 61.5662 | NA | VIC Fishermans Bend (Citipower) 66 kV |  |  | FALSE | #N/A | #N/A | #N/A | #N/A | #N/A | #N/A | #N/A | #N/A | #N/A | #N/A
TRUE | VIC | FBTS66C | Fishermans Bend (Citipower) 66 kV | Citipower | Summer | Non-coincident | 2025 | BASEYEARPOE10 | NA | 258.7957 | VIC Fishermans Bend (Citipower) 66 kV |  |  | FALSE | #N/A | #N/A | #N/A | #N/A | #N/A | #N/A | #N/A | #N/A | #N/A | #N/A
TRUE | VIC | FBTS66C | Fishermans Bend (Citipower) 66 kV | Citipower | Summer | Coincident | 2026 | POE10 | NA | 231.1623 | VIC Fishermans Bend (Citipower) 66 kV |  |  | FALSE | #N/A | #N/A | #N/A | #N/A | #N/A | #N/A | #N/A | #N/A | #N/A | #N/A
TRUE | VIC | FBTS66C | Fishermans Bend (Citipower) 66 kV | Citipower | Summer | Coincident | 2026 | POE50 | NA | 223.2972 | VIC Fishermans Bend (Citipower) 66 kV |  |  | FALSE | #N/A | #N/A | #N/A | #N/A | #N/A | #N/A | #N/A | #N/A | #N/A | #N/A
TRUE | VIC | FBTS66C | Fishermans Bend (Citipower) 66 kV | Citipower | Summer | Non-coincident | 2026 | POE10 | NA | 281.8713 | VIC Fishermans Bend (Citipower) 66 kV |  |  | FALSE | #N/A | #N/A | #N/A | #N/A | #N/A | #N/A | #N/A | #N/A | #N/A | #N/A
TRUE | VIC | FBTS66C | Fishermans Bend (Citipower) 66 kV | Citipower | Summer | Coincident | 2027 | POE10 | NA | 225.1079 | VIC Fishermans Bend (Citipower) 66 kV |  |  | FALSE | #N/A | #N/A | #N/A | #N/A | #N/A | #N/A | #N/A | #N/A | #N/A | #N/A
TRUE | VIC | FBTS66C | Fishermans Bend (Citipower) 66 kV | Citipower | Summer | Coincident | 2027 | POE50 | NA | 215.8447 | VIC Fishermans Bend (Citipower) 66 kV |  |  | FALSE | #N/A | #N/A | #N/A | #N/A | #N/A | #N/A | #N/A | #N/A | #N/A | #N/A
TRUE | VIC | FBTS66C | Fishermans Bend (Citipower) 66 kV | Citipower | Summer | Non-coincident | 2027 | POE10 | NA | 280.6217 | VIC Fishermans Bend (Citipower) 66 kV |  |  | FALSE | #N/A | #N/A | #N/A | #N/A | #N/A | #N/A | #N/A | #N/A | #N/A | #N/A
TRUE | VIC | FBTS66C | Fishermans Bend (Citipower) 66 kV | Citipower | Summer | Coincident | 2028 | POE10 | NA | 219.9729 | VIC Fishermans Bend (Citipower) 66 kV |  |  | FALSE | #N/A | #N/A | #N/A | #N/A | #N/A | #N/A | #N/A | #N/A | #N/A | #N/A
TRUE | VIC | FBTS66C | Fishermans Bend (Citipower) 66 kV | Citipower | Summer | Coincident | 2028 | POE50 | NA | 209.241 | VIC Fishermans Bend (Citipower) 66 kV |  |  | FALSE | #N/A | #N/A | #N/A | #N/A | #N/A | #N/A | #N/A | #N/A | #N/A | #N/A
TRUE | VIC | FBTS66C | Fishermans Bend (Citipower) 66 kV | Citipower | Summer | Non-coincident | 2028 | POE10 | NA | 279.9448 | VIC Fishermans Bend (Citipower) 66 kV |  |  | FALSE | #N/A | #N/A | #N/A | #N/A | #N/A | #N/A | #N/A | #N/A | #N/A | #N/A
TRUE | VIC | FBTS66C | Fishermans Bend (Citipower) 66 kV | Citipower | Summer | Coincident | 2029 | POE10 | NA | 216.4151 | VIC Fishermans Bend (Citipower) 66 kV |  |  | FALSE | #N/A | #N/A | #N/A | #N/A | #N/A | #N/A | #N/A | #N/A | #N/A | #N/A
TRUE | VIC | FBTS66C | Fishermans Bend (Citipower) 66 kV | Citipower | Summer | Coincident | 2029 | POE50 | NA | 205.8917 | VIC Fishermans Bend (Citipower) 66 kV |  |  | FALSE | #N/A | #N/A | #N/A | #N/A | #N/A | #N/A | #N/A | #N/A | #N/A | #N/A
TRUE | VIC | FBTS66C | Fishermans Bend (Citipower) 66 kV | Citipower | Summer | Non-coincident | 2029 | POE10 | NA | 279.4711 | VIC Fishermans Bend (Citipower) 66 kV |  |  | FALSE | #N/A | #N/A | #N/A | #N/A | #N/A | #N/A | #N/A | #N/A | #N/A | #N/A
TRUE | VIC | FBTS66C | Fishermans Bend (Citipower) 66 kV | Citipower | Summer | Coincident | 2030 | POE10 | NA | 213.7096 | VIC Fishermans Bend (Citipower) 66 kV |  |  | FALSE | #N/A | #N/A | #N/A | #N/A | #N/A | #N/A | #N/A | #N/A | #N/A | #N/A
TRUE | VIC | FBTS66C | Fishermans Bend (Citipower) 66 kV | Citipower | Summer | Coincident | 2030 | POE50 | NA | 202.6 | VIC Fishermans Bend (Citipower) 66 kV |  |  | FALSE | #N/A | #N/A | #N/A | #N/A | #N/A | #N/A | #N/A | #N/A | #N/A | #N/A
TRUE | VIC | FBTS66C | Fishermans Bend (Citipower) 66 kV | Citipower | Summer | Non-coincident | 2030 | POE10 | NA | 279.2092 | VIC Fishermans Bend (Citipower) 66 kV |  |  | FALSE | #N/A | #N/A | #N/A | #N/A | #N/A | #N/A | #N/A | #N/A | #N/A | #N/A
TRUE | VIC | FBTS66C | Fishermans Bend (Citipower) 66 kV | Citipower | Summer | Coincident | 2031 | POE10 | NA | 208.7726 | VIC Fishermans Bend (Citipower) 66 kV |  |  | FALSE | #N/A | #N/A | #N/A | #N/A | #N/A | #N/A | #N/A | #N/A | #N/A | #N/A
TRUE | VIC | FBTS66C | Fishermans Bend (Citipower) 66 kV | Citipower | Summer | Coincident | 2031 | POE50 | NA | 198.7967 | VIC Fishermans Bend (Citipower) 66 kV |  |  | FALSE | #N/A | #N/A | #N/A | #N/A | #N/A | #N/A | #N/A | #N/A | #N/A | #N/A
TRUE | VIC | FBTS66C | Fishermans Bend (Citipower) 66 kV | Citipower | Summer | Non-coincident | 2031 | POE10 | NA | 278.9595 | VIC Fishermans Bend (Citipower) 66 kV |  |  | FALSE | #N/A | #N/A | #N/A | #N/A | #N/A | #N/A | #N/A | #N/A | #N/A | #N/A
TRUE | VIC | FBTS66C | Fishermans Bend (Citipower) 66 kV | Citipower | Summer | Coincident | 2032 | POE10 | NA | 203.2373 | VIC Fishermans Bend (Citipower) 66 kV |  |  | FALSE | #N/A | #N/A | #N/A | #N/A | #N/A | #N/A | #N/A | #N/A | #N/A | #N/A
TRUE | VIC | FBTS66C | Fishermans Bend (Citipower) 66 kV | Citipower | Summer | Coincident | 2032 | POE50 | NA | 193.0674 | VIC Fishermans Bend (Citipower) 66 kV |  |  | FALSE | #N/A | #N/A | #N/A | #N/A | #N/A | #N/A | #N/A | #N/A | #N/A | #N/A
TRUE | VIC | FBTS66C | Fishermans Bend (Citipower) 66 kV | Citipower | Summer | Non-coincident | 2032 | POE10 | NA | 279.197 | VIC Fishermans Bend (Citipower) 66 kV |  |  | FALSE | #N/A | #N/A | #N/A | #N/A | #N/A | #N/A | #N/A | #N/A | #N/A | #N/A
TRUE | VIC | FBTS66C | Fishermans Bend (Citipower) 66 kV | Citipower | Summer | Coincident | 2033 | POE10 | NA | 199.3402 | VIC Fishermans Bend (Citipower) 66 kV |  |  | FALSE | #N/A | #N/A | #N/A | #N/A | #N/A | #N/A | #N/A | #N/A | #N/A | #N/A
TRUE | VIC | FBTS66C | Fishermans Bend (Citipower) 66 kV | Citipower | Summer | Coincident | 2033 | POE50 | NA | 187.542 | VIC Fishermans Bend (Citipower) 66 kV |  |  | FALSE | #N/A | #N/A | #N/A | #N/A | #N/A | #N/A | #N/A | #N/A | #N/A | #N/A
TRUE | VIC | FBTS66C | Fishermans Bend (Citipower) 66 kV | Citipower | Summer | Non-coincident | 2033 | POE10 | NA | 279.8223 | VIC Fishermans Bend (Citipower) 66 kV |  |  | FALSE | #N/A | #N/A | #N/A | #N/A | #N/A | #N/A | #N/A | #N/A | #N/A | #N/A
TRUE | VIC | FBTS66C | Fishermans Bend (Citipower) 66 kV | Citipower | Summer | Coincident | 2034 | POE10 | NA | 198.1473 | VIC Fishermans Bend (Citipower) 66 kV |  |  | FALSE | #N/A | #N/A | #N/A | #N/A | #N/A | #N/A | #N/A | #N/A | #N/A | #N/A
TRUE | VIC | FBTS66C | Fishermans Bend (Citipower) 66 kV | Citipower | Summer | Coincident | 2034 | POE50 | NA | 186.5525 | VIC Fishermans Bend (Citipower) 66 kV |  |  | FALSE | #N/A | #N/A | #N/A | #N/A | #N/A | #N/A | #N/A | #N/A | #N/A | #N/A
TRUE | VIC | FBTS66C | Fishermans Bend (Citipower) 66 kV | Citipower | Summer | Non-coincident | 2034 | POE10 | NA | 280.4851 | VIC Fishermans Bend (Citipower) 66 kV |  |  | FALSE | #N/A | #N/A | #N/A | #N/A | #N/A | #N/A | #N/A | #N/A | #N/A | #N/A
TRUE | VIC | FBTS66C | Fishermans Bend (Citipower) 66 kV | Citipower | Summer | Coincident | 2035 | POE10 | NA | 197.7607 | VIC Fishermans Bend (Citipower) 66 kV |  |  | FALSE | #N/A | #N/A | #N/A | #N/A | #N/A | #N/A | #N/A | #N/A | #N/A | #N/A
TRUE | VIC | FBTS66C | Fishermans Bend (Citipower) 66 kV | Citipower | Summer | Coincident | 2035 | POE50 | NA | 186.1548 | VIC Fishermans Bend (Citipower) 66 kV |  |  | FALSE | #N/A | #N/A | #N/A | #N/A | #N/A | #N/A | #N/A | #N/A | #N/A | #N/A
TRUE | VIC | FBTS66C | Fishermans Bend (Citipower) 66 kV | Citipower | Summer | Non-coincident | 2035 | POE10 | NA | 281.038 | VIC Fishermans Bend (Citipower) 66 kV |  |  | FALSE | #N/A | #N/A | #N/A | #N/A | #N/A | #N/A | #N/A | #N/A | #N/A | #N/A
TRUE | VIC | FBTS66C | Fishermans Bend (Citipower) 66 kV | Citipower | Winter | Coincident | 2018 | ACTUAL_OPG | NA | 175.5872 | VIC Fishermans Bend (Citipower) 66 kV |  |  | FALSE | #N/A | #N/A | #N/A | #N/A | #N/A | #N/A | #N/A | #N/A | #N/A | #N/A
TRUE | VIC | FBTS66C | Fishermans Bend (Citipower) 66 kV | Citipower | Winter | Coincident | 2018 | ACTUAL_RAW | NA | 175.5872 | VIC Fishermans Bend (Citipower) 66 kV |  |  | FALSE | #N/A | #N/A | #N/A | #N/A | #N/A | #N/A | #N/A | #N/A | #N/A | #N/A
TRUE | VIC | FBTS66C | Fishermans Bend (Citipower) 66 kV | Citipower | Winter | Non-coincident | 2018 | ACTUAL_RAW | NA | 182.5398 | VIC Fishermans Bend (Citipower) 66 kV |  |  | FALSE | #N/A | #N/A | #N/A | #N/A | #N/A | #N/A | #N/A | #N/A | #N/A | #N/A
TRUE | VIC | FBTS66C | Fishermans Bend (Citipower) 66 kV | Citipower | Winter | Non-coincident | 2018 | ACTUAL_OPG | NA | 182.5398 | VIC Fishermans Bend (Citipower) 66 kV |  |  | FALSE | #N/A | #N/A | #N/A | #N/A | #N/A | #N/A | #N/A | #N/A | #N/A | #N/A
TRUE | VIC | FBTS66C | Fishermans Bend (Citipower) 66 kV | Citipower | Winter | Non-coincident | 2018 | ACTUAL_ADJUSTEDOPG | NA | 182.5398 | VIC Fishermans Bend (Citipower) 66 kV |  |  | FALSE | #N/A | #N/A | #N/A | #N/A | #N/A | #N/A | #N/A | #N/A | #N/A | #N/A
TRUE | VIC | FBTS66C | Fishermans Bend (Citipower) 66 kV | Citipower | Winter | Coincident | 2019 | ACTUAL_OPG | NA | 168.6105 | VIC Fishermans Bend (Citipower) 66 kV |  |  | FALSE | #N/A | #N/A | #N/A | #N/A | #N/A | #N/A | #N/A | #N/A | #N/A | #N/A
TRUE | VIC | FBTS66C | Fishermans Bend (Citipower) 66 kV | Citipower | Winter | Coincident | 2019 | ACTUAL_RAW | NA | 168.6105 | VIC Fishermans Bend (Citipower) 66 kV |  |  | FALSE | #N/A | #N/A | #N/A | #N/A | #N/A | #N/A | #N/A | #N/A | #N/A | #N/A
TRUE | VIC | FBTS66C | Fishermans Bend (Citipower) 66 kV | Citipower | Winter | Non-coincident | 2019 | ACTUAL_RAW | NA | 182.8659 | VIC Fishermans Bend (Citipower) 66 kV |  |  | FALSE | #N/A | #N/A | #N/A | #N/A | #N/A | #N/A | #N/A | #N/A | #N/A | #N/A
TRUE | VIC | FBTS66C | Fishermans Bend (Citipower) 66 kV | Citipower | Winter | Non-coincident | 2019 | ACTUAL_OPG | NA | 182.8659 | VIC Fishermans Bend (Citipower) 66 kV |  |  | FALSE | #N/A | #N/A | #N/A | #N/A | #N/A | #N/A | #N/A | #N/A | #N/A | #N/A
TRUE | VIC | FBTS66C | Fishermans Bend (Citipower) 66 kV | Citipower | Winter | Non-coincident | 2019 | ACTUAL_ADJUSTEDOPG | NA | 182.8659 | VIC Fishermans Bend (Citipower) 66 kV |  |  | FALSE | #N/A | #N/A | #N/A | #N/A | #N/A | #N/A | #N/A | #N/A | #N/A | #N/A
TRUE | VIC | FBTS66C | Fishermans Bend (Citipower) 66 kV | Citipower | Winter | Coincident | 2020 | ACTUAL_OPG | NA | 150.2782 | VIC Fishermans Bend (Citipower) 66 kV |  |  | FALSE | #N/A | #N/A | #N/A | #N/A | #N/A | #N/A | #N/A | #N/A | #N/A | #N/A
TRUE | VIC | FBTS66C | Fishermans Bend (Citipower) 66 kV | Citipower | Winter | Coincident | 2020 | ACTUAL_RAW | NA | 150.2782 | VIC Fishermans Bend (Citipower) 66 kV |  |  | FALSE | #N/A | #N/A | #N/A | #N/A | #N/A | #N/A | #N/A | #N/A | #N/A | #N/A
TRUE | VIC | FBTS66C | Fishermans Bend (Citipower) 66 kV | Citipower | Winter | Non-coincident | 2020 | ACTUAL_RAW | NA | 161.8042 | VIC Fishermans Bend (Citipower) 66 kV |  |  | FALSE | #N/A | #N/A | #N/A | #N/A | #N/A | #N/A | #N/A | #N/A | #N/A | #N/A
TRUE | VIC | FBTS66C | Fishermans Bend (Citipower) 66 kV | Citipower | Winter | Non-coincident | 2020 | ACTUAL_OPG | NA | 161.8042 | VIC Fishermans Bend (Citipower) 66 kV |  |  | FALSE | #N/A | #N/A | #N/A | #N/A | #N/A | #N/A | #N/A | #N/A | #N/A | #N/A
TRUE | VIC | FBTS66C | Fishermans Bend (Citipower) 66 kV | Citipower | Winter | Non-coincident | 2020 | ACTUAL_ADJUSTEDOPG | NA | 161.8042 | VIC Fishermans Bend (Citipower) 66 kV |  |  | FALSE | #N/A | #N/A | #N/A | #N/A | #N/A | #N/A | #N/A | #N/A | #N/A | #N/A
TRUE | VIC | FBTS66C | Fishermans Bend (Citipower) 66 kV | Citipower | Winter | Coincident | 2021 | ACTUAL_OPG | NA | 162.4484 | VIC Fishermans Bend (Citipower) 66 kV |  |  | FALSE | #N/A | #N/A | #N/A | #N/A | #N/A | #N/A | #N/A | #N/A | #N/A | #N/A
TRUE | VIC | FBTS66C | Fishermans Bend (Citipower) 66 kV | Citipower | Winter | Coincident | 2021 | ACTUAL_RAW | NA | 162.4484 | VIC Fishermans Bend (Citipower) 66 kV |  |  | FALSE | #N/A | #N/A | #N/A | #N/A | #N/A | #N/A | #N/A | #N/A | #N/A | #N/A
TRUE | VIC | FBTS66C | Fishermans Bend (Citipower) 66 kV | Citipower | Winter | Non-coincident | 2021 | ACTUAL_RAW | NA | 170.3835 | VIC Fishermans Bend (Citipower) 66 kV |  |  | FALSE | #N/A | #N/A | #N/A | #N/A | #N/A | #N/A | #N/A | #N/A | #N/A | #N/A
TRUE | VIC | FBTS66C | Fishermans Bend (Citipower) 66 kV | Citipower | Winter | Non-coincident | 2021 | ACTUAL_OPG | NA | 170.3835 | VIC Fishermans Bend (Citipower) 66 kV |  |  | FALSE | #N/A | #N/A | #N/A | #N/A | #N/A | #N/A | #N/A | #N/A | #N/A | #N/A
TRUE | VIC | FBTS66C | Fishermans Bend (Citipower) 66 kV | Citipower | Winter | Non-coincident | 2021 | ACTUAL_ADJUSTEDOPG | NA | 170.3835 | VIC Fishermans Bend (Citipower) 66 kV |  |  | FALSE | #N/A | #N/A | #N/A | #N/A | #N/A | #N/A | #N/A | #N/A | #N/A | #N/A
TRUE | VIC | FBTS66C | Fishermans Bend (Citipower) 66 kV | Citipower | Winter | Coincident | 2022 | ACTUAL_OPG | NA | 171.7466 | VIC Fishermans Bend (Citipower) 66 kV |  |  | FALSE | #N/A | #N/A | #N/A | #N/A | #N/A | #N/A | #N/A | #N/A | #N/A | #N/A
TRUE | VIC | FBTS66C | Fishermans Bend (Citipower) 66 kV | Citipower | Winter | Coincident | 2022 | ACTUAL_RAW | NA | 171.7466 | VIC Fishermans Bend (Citipower) 66 kV |  |  | FALSE | #N/A | #N/A | #N/A | #N/A | #N/A | #N/A | #N/A | #N/A | #N/A | #N/A
TRUE | VIC | FBTS66C | Fishermans Bend (Citipower) 66 kV | Citipower | Winter | Non-coincident | 2022 | ACTUAL_RAW | NA | 223.5434 | VIC Fishermans Bend (Citipower) 66 kV |  |  | FALSE | #N/A | #N/A | #N/A | #N/A | #N/A | #N/A | #N/A | #N/A | #N/A | #N/A
TRUE | VIC | FBTS66C | Fishermans Bend (Citipower) 66 kV | Citipower | Winter | Non-coincident | 2022 | ACTUAL_OPG | NA | 223.5434 | VIC Fishermans Bend (Citipower) 66 kV |  |  | FALSE | #N/A | #N/A | #N/A | #N/A | #N/A | #N/A | #N/A | #N/A | #N/A | #N/A
TRUE | VIC | FBTS66C | Fishermans Bend (Citipower) 66 kV | Citipower | Winter | Non-coincident | 2022 | ACTUAL_ADJUSTEDOPG | NA | 223.5434 | VIC Fishermans Bend (Citipower) 66 kV |  |  | FALSE | #N/A | #N/A | #N/A | #N/A | #N/A | #N/A | #N/A | #N/A | #N/A | #N/A
TRUE | VIC | FBTS66C | Fishermans Bend (Citipower) 66 kV | Citipower | Winter | Coincident | 2023 | ACTUAL_OPG | NA | 166.6542 | VIC Fishermans Bend (Citipower) 66 kV |  |  | FALSE | #N/A | #N/A | #N/A | #N/A | #N/A | #N/A | #N/A | #N/A | #N/A | #N/A
TRUE | VIC | FBTS66C | Fishermans Bend (Citipower) 66 kV | Citipower | Winter | Coincident | 2023 | ACTUAL_RAW | NA | 166.6542 | VIC Fishermans Bend (Citipower) 66 kV |  |  | FALSE | #N/A | #N/A | #N/A | #N/A | #N/A | #N/A | #N/A | #N/A | #N/A | #N/A
TRUE | VIC | FBTS66C | Fishermans Bend (Citipower) 66 kV | Citipower | Winter | Non-coincident | 2023 | ACTUAL_RAW | NA | 177.417 | VIC Fishermans Bend (Citipower) 66 kV |  |  | FALSE | #N/A | #N/A | #N/A | #N/A | #N/A | #N/A | #N/A | #N/A | #N/A | #N/A
TRUE | VIC | FBTS66C | Fishermans Bend (Citipower) 66 kV | Citipower | Winter | Non-coincident | 2023 | ACTUAL_OPG | NA | 177.417 | VIC Fishermans Bend (Citipower) 66 kV |  |  | FALSE | #N/A | #N/A | #N/A | #N/A | #N/A | #N/A | #N/A | #N/A | #N/A | #N/A
TRUE | VIC | FBTS66C | Fishermans Bend (Citipower) 66 kV | Citipower | Winter | Non-coincident | 2023 | ACTUAL_ADJUSTEDOPG | NA | 177.417 | VIC Fishermans Bend (Citipower) 66 kV |  |  | FALSE | #N/A | #N/A | #N/A | #N/A | #N/A | #N/A | #N/A | #N/A | #N/A | #N/A
TRUE | VIC | FBTS66C | Fishermans Bend (Citipower) 66 kV | Citipower | Winter | Coincident | 2024 | ACTUAL_OPG | NA | 170.8507 | VIC Fishermans Bend (Citipower) 66 kV |  |  | FALSE | #N/A | #N/A | #N/A | #N/A | #N/A | #N/A | #N/A | #N/A | #N/A | #N/A
TRUE | VIC | FBTS66C | Fishermans Bend (Citipower) 66 kV | Citipower | Winter | Coincident | 2024 | ACTUAL_RAW | NA | 170.8507 | VIC Fishermans Bend (Citipower) 66 kV |  |  | FALSE | #N/A | #N/A | #N/A | #N/A | #N/A | #N/A | #N/A | #N/A | #N/A | #N/A
TRUE | VIC | FBTS66C | Fishermans Bend (Citipower) 66 kV | Citipower | Winter | Non-coincident | 2024 | ACTUAL_RAW | NA | 188.1047 | VIC Fishermans Bend (Citipower) 66 kV |  |  | FALSE | #N/A | #N/A | #N/A | #N/A | #N/A | #N/A | #N/A | #N/A | #N/A | #N/A
TRUE | VIC | FBTS66C | Fishermans Bend (Citipower) 66 kV | Citipower | Winter | Non-coincident | 2024 | ACTUAL_OPG | NA | 188.1047 | VIC Fishermans Bend (Citipower) 66 kV |  |  | FALSE | #N/A | #N/A | #N/A | #N/A | #N/A | #N/A | #N/A | #N/A | #N/A | #N/A
TRUE | VIC | FBTS66C | Fishermans Bend (Citipower) 66 kV | Citipower | Winter | Non-coincident | 2024 | ACTUAL_ADJUSTEDOPG | NA | 188.1047 | VIC Fishermans Bend (Citipower) 66 kV |  |  | FALSE | #N/A | #N/A | #N/A | #N/A | #N/A | #N/A | #N/A | #N/A | #N/A | #N/A
TRUE | VIC | FBTS66C | Fishermans Bend (Citipower) 66 kV | Citipower | Winter | Coincident | 2025 | POE10 | NA | 189.0712 | VIC Fishermans Bend (Citipower) 66 kV |  |  | FALSE | #N/A | #N/A | #N/A | #N/A | #N/A | #N/A | #N/A | #N/A | #N/A | #N/A
TRUE | VIC | FBTS66C | Fishermans Bend (Citipower) 66 kV | Citipower | Winter | Coincident | 2025 | POE50 | NA | 185.728 | VIC Fishermans Bend (Citipower) 66 kV |  |  | FALSE | #N/A | #N/A | #N/A | #N/A | #N/A | #N/A | #N/A | #N/A | #N/A | #N/A
TRUE | VIC | FBTS66C | Fishermans Bend (Citipower) 66 kV | Citipower | Winter | Non-coincident | 2025 | ACTUAL_RAW | NA | 179.3658 | VIC Fishermans Bend (Citipower) 66 kV |  |  | FALSE | #N/A | #N/A | #N/A | #N/A | #N/A | #N/A | #N/A | #N/A | #N/A | #N/A
TRUE | VIC | FBTS66C | Fishermans Bend (Citipower) 66 kV | Citipower | Winter | Non-coincident | 2025 | ACTUAL_ADJUSTEDOPG | NA | 179.3658 | VIC Fishermans Bend (Citipower) 66 kV |  |  | FALSE | #N/A | #N/A | #N/A | #N/A | #N/A | #N/A | #N/A | #N/A | #N/A | #N/A
TRUE | VIC | FBTS66C | Fishermans Bend (Citipower) 66 kV | Citipower | Winter | Non-coincident | 2025 | BASEYEARPOE50 | NA | 216.3128 | VIC Fishermans Bend (Citipower) 66 kV |  |  | FALSE | #N/A | #N/A | #N/A | #N/A | #N/A | #N/A | #N/A | #N/A | #N/A | #N/A
TRUE | VIC | FBTS66C | Fishermans Bend (Citipower) 66 kV | Citipower | Winter | Non-coincident | 2025 | BASEYEARPOE10 | NA | 221.0954 | VIC Fishermans Bend (Citipower) 66 kV |  |  | FALSE | #N/A | #N/A | #N/A | #N/A | #N/A | #N/A | #N/A | #N/A | #N/A | #N/A
TRUE | VIC | FBTS66C | Fishermans Bend (Citipower) 66 kV | Citipower | Winter | Non-coincident | 2025 | POE10 | NA | 224.0766 | VIC Fishermans Bend (Citipower) 66 kV |  |  | FALSE | #N/A | #N/A | #N/A | #N/A | #N/A | #N/A | #N/A | #N/A | #N/A | #N/A
TRUE | VIC | FBTS66C | Fishermans Bend (Citipower) 66 kV | Citipower | Winter | Non-coincident | 2025 | POE50 | NA | 219.4393 | VIC Fishermans Bend (Citipower) 66 kV |  |  | FALSE | #N/A | #N/A | #N/A | #N/A | #N/A | #N/A | #N/A | #N/A | #N/A | #N/A
TRUE | VIC | FBTS66C | Fishermans Bend (Citipower) 66 kV | Citipower | Winter | Coincident | 2026 | POE10 | NA | 202.0809 | VIC Fishermans Bend (Citipower) 66 kV |  |  | FALSE | #N/A | #N/A | #N/A | #N/A | #N/A | #N/A | #N/A | #N/A | #N/A | #N/A
TRUE | VIC | FBTS66C | Fishermans Bend (Citipower) 66 kV | Citipower | Winter | Coincident | 2026 | POE50 | NA | 198.6092 | VIC Fishermans Bend (Citipower) 66 kV |  |  | FALSE | #N/A | #N/A | #N/A | #N/A | #N/A | #N/A | #N/A | #N/A | #N/A | #N/A
TRUE | VIC | FBTS66C | Fishermans Bend (Citipower) 66 kV | Citipower | Winter | Non-coincident | 2026 | POE10 | NA | 246.1012 | VIC Fishermans Bend (Citipower) 66 kV |  |  | FALSE | #N/A | #N/A | #N/A | #N/A | #N/A | #N/A | #N/A | #N/A | #N/A | #N/A
TRUE | VIC | FBTS66C | Fishermans Bend (Citipower) 66 kV | Citipower | Winter | Non-coincident | 2026 | POE50 | NA | 241.4148 | VIC Fishermans Bend (Citipower) 66 kV |  |  | FALSE | #N/A | #N/A | #N/A | #N/A | #N/A | #N/A | #N/A | #N/A | #N/A | #N/A
TRUE | VIC | FBTS66C | Fishermans Bend (Citipower) 66 kV | Citipower | Winter | Coincident | 2027 | POE10 | NA | 196.1934 | VIC Fishermans Bend (Citipower) 66 kV |  |  | FALSE | #N/A | #N/A | #N/A | #N/A | #N/A | #N/A | #N/A | #N/A | #N/A | #N/A
TRUE | VIC | FBTS66C | Fishermans Bend (Citipower) 66 kV | Citipower | Winter | Coincident | 2027 | POE50 | NA | 192.3253 | VIC Fishermans Bend (Citipower) 66 kV |  |  | FALSE | #N/A | #N/A | #N/A | #N/A | #N/A | #N/A | #N/A | #N/A | #N/A | #N/A
TRUE | VIC | FBTS66C | Fishermans Bend (Citipower) 66 kV | Citipower | Winter | Non-coincident | 2027 | POE10 | NA | 247.157 | VIC Fishermans Bend (Citipower) 66 kV |  |  | FALSE | #N/A | #N/A | #N/A | #N/A | #N/A | #N/A | #N/A | #N/A | #N/A | #N/A
TRUE | VIC | FBTS66C | Fishermans Bend (Citipower) 66 kV | Citipower | Winter | Non-coincident | 2027 | POE50 | NA | 242.4294 | VIC Fishermans Bend (Citipower) 66 kV |  |  | FALSE | #N/A | #N/A | #N/A | #N/A | #N/A | #N/A | #N/A | #N/A | #N/A | #N/A
TRUE | VIC | FBTS66C | Fishermans Bend (Citipower) 66 kV | Citipower | Winter | Coincident | 2028 | POE10 | NA | 193.9494 | VIC Fishermans Bend (Citipower) 66 kV |  |  | FALSE | #N/A | #N/A | #N/A | #N/A | #N/A | #N/A | #N/A | #N/A | #N/A | #N/A
TRUE | VIC | FBTS66C | Fishermans Bend (Citipower) 66 kV | Citipower | Winter | Coincident | 2028 | POE50 | NA | 190.2736 | VIC Fishermans Bend (Citipower) 66 kV |  |  | FALSE | #N/A | #N/A | #N/A | #N/A | #N/A | #N/A | #N/A | #N/A | #N/A | #N/A
TRUE | VIC | FBTS66C | Fishermans Bend (Citipower) 66 kV | Citipower | Winter | Non-coincident | 2028 | POE10 | NA | 248.3802 | VIC Fishermans Bend (Citipower) 66 kV |  |  | FALSE | #N/A | #N/A | #N/A | #N/A | #N/A | #N/A | #N/A | #N/A | #N/A | #N/A
TRUE | VIC | FBTS66C | Fishermans Bend (Citipower) 66 kV | Citipower | Winter | Non-coincident | 2028 | POE50 | NA | 243.6114 | VIC Fishermans Bend (Citipower) 66 kV |  |  | FALSE | #N/A | #N/A | #N/A | #N/A | #N/A | #N/A | #N/A | #N/A | #N/A | #N/A
TRUE | VIC | FBTS66C | Fishermans Bend (Citipower) 66 kV | Citipower | Winter | Coincident | 2029 | POE10 | NA | 193.1666 | VIC Fishermans Bend (Citipower) 66 kV |  |  | FALSE | #N/A | #N/A | #N/A | #N/A | #N/A | #N/A | #N/A | #N/A | #N/A | #N/A
TRUE | VIC | FBTS66C | Fishermans Bend (Citipower) 66 kV | Citipower | Winter | Coincident | 2029 | POE50 | NA | 189.5697 | VIC Fishermans Bend (Citipower) 66 kV |  |  | FALSE | #N/A | #N/A | #N/A | #N/A | #N/A | #N/A | #N/A | #N/A | #N/A | #N/A
TRUE | VIC | FBTS66C | Fishermans Bend (Citipower) 66 kV | Citipower | Winter | Non-coincident | 2029 | POE10 | NA | 249.7139 | VIC Fishermans Bend (Citipower) 66 kV |  |  | FALSE | #N/A | #N/A | #N/A | #N/A | #N/A | #N/A | #N/A | #N/A | #N/A | #N/A
TRUE | VIC | FBTS66C | Fishermans Bend (Citipower) 66 kV | Citipower | Winter | Non-coincident | 2029 | POE50 | NA | 244.904 | VIC Fishermans Bend (Citipower) 66 kV |  |  | FALSE | #N/A | #N/A | #N/A | #N/A | #N/A | #N/A | #N/A | #N/A | #N/A | #N/A
TRUE | VIC | FBTS66C | Fishermans Bend (Citipower) 66 kV | Citipower | Winter | Coincident | 2030 | POE10 | NA | 192.0909 | VIC Fishermans Bend (Citipower) 66 kV |  |  | FALSE | #N/A | #N/A | #N/A | #N/A | #N/A | #N/A | #N/A | #N/A | #N/A | #N/A
TRUE | VIC | FBTS66C | Fishermans Bend (Citipower) 66 kV | Citipower | Winter | Coincident | 2030 | POE50 | NA | 188.4724 | VIC Fishermans Bend (Citipower) 66 kV |  |  | FALSE | #N/A | #N/A | #N/A | #N/A | #N/A | #N/A | #N/A | #N/A | #N/A | #N/A
TRUE | VIC | FBTS66C | Fishermans Bend (Citipower) 66 kV | Citipower | Winter | Non-coincident | 2030 | POE10 | NA | 251.1512 | VIC Fishermans Bend (Citipower) 66 kV |  |  | FALSE | #N/A | #N/A | #N/A | #N/A | #N/A | #N/A | #N/A | #N/A | #N/A | #N/A
TRUE | VIC | FBTS66C | Fishermans Bend (Citipower) 66 kV | Citipower | Winter | Non-coincident | 2030 | POE50 | NA | 246.3002 | VIC Fishermans Bend (Citipower) 66 kV |  |  | FALSE | #N/A | #N/A | #N/A | #N/A | #N/A | #N/A | #N/A | #N/A | #N/A | #N/A
TRUE | VIC | FBTS66C | Fishermans Bend (Citipower) 66 kV | Citipower | Winter | Coincident | 2031 | POE10 | NA | 191.3241 | VIC Fishermans Bend (Citipower) 66 kV |  |  | FALSE | #N/A | #N/A | #N/A | #N/A | #N/A | #N/A | #N/A | #N/A | #N/A | #N/A
TRUE | VIC | FBTS66C | Fishermans Bend (Citipower) 66 kV | Citipower | Winter | Coincident | 2031 | POE50 | NA | 187.7268 | VIC Fishermans Bend (Citipower) 66 kV |  |  | FALSE | #N/A | #N/A | #N/A | #N/A | #N/A | #N/A | #N/A | #N/A | #N/A | #N/A
TRUE | VIC | FBTS66C | Fishermans Bend (Citipower) 66 kV | Citipower | Winter | Non-coincident | 2031 | POE10 | NA | 252.6091 | VIC Fishermans Bend (Citipower) 66 kV |  |  | FALSE | #N/A | #N/A | #N/A | #N/A | #N/A | #N/A | #N/A | #N/A | #N/A | #N/A
TRUE | VIC | FBTS66C | Fishermans Bend (Citipower) 66 kV | Citipower | Winter | Non-coincident | 2031 | POE50 | NA | 247.7169 | VIC Fishermans Bend (Citipower) 66 kV |  |  | FALSE | #N/A | #N/A | #N/A | #N/A | #N/A | #N/A | #N/A | #N/A | #N/A | #N/A
TRUE | VIC | FBTS66C | Fishermans Bend (Citipower) 66 kV | Citipower | Winter | Coincident | 2032 | POE10 | NA | 188.9965 | VIC Fishermans Bend (Citipower) 66 kV |  |  | FALSE | #N/A | #N/A | #N/A | #N/A | #N/A | #N/A | #N/A | #N/A | #N/A | #N/A
TRUE | VIC | FBTS66C | Fishermans Bend (Citipower) 66 kV | Citipower | Winter | Coincident | 2032 | POE50 | NA | 185.0921 | VIC Fishermans Bend (Citipower) 66 kV |  |  | FALSE | #N/A | #N/A | #N/A | #N/A | #N/A | #N/A | #N/A | #N/A | #N/A | #N/A
TRUE | VIC | FBTS66C | Fishermans Bend (Citipower) 66 kV | Citipower | Winter | Non-coincident | 2032 | POE10 | NA | 254.2705 | VIC Fishermans Bend (Citipower) 66 kV |  |  | FALSE | #N/A | #N/A | #N/A | #N/A | #N/A | #N/A | #N/A | #N/A | #N/A | #N/A
TRUE | VIC | FBTS66C | Fishermans Bend (Citipower) 66 kV | Citipower | Winter | Non-coincident | 2032 | POE50 | NA | 249.3364 | VIC Fishermans Bend (Citipower) 66 kV |  |  | FALSE | #N/A | #N/A | #N/A | #N/A | #N/A | #N/A | #N/A | #N/A | #N/A | #N/A
TRUE | VIC | FBTS66C | Fishermans Bend (Citipower) 66 kV | Citipower | Winter | Coincident | 2033 | POE10 | NA | 185.844 | VIC Fishermans Bend (Citipower) 66 kV |  |  | FALSE | #N/A | #N/A | #N/A | #N/A | #N/A | #N/A | #N/A | #N/A | #N/A | #N/A
TRUE | VIC | FBTS66C | Fishermans Bend (Citipower) 66 kV | Citipower | Winter | Coincident | 2033 | POE50 | NA | 182.0262 | VIC Fishermans Bend (Citipower) 66 kV |  |  | FALSE | #N/A | #N/A | #N/A | #N/A | #N/A | #N/A | #N/A | #N/A | #N/A | #N/A
TRUE | VIC | FBTS66C | Fishermans Bend (Citipower) 66 kV | Citipower | Winter | Non-coincident | 2033 | POE10 | NA | 255.9562 | VIC Fishermans Bend (Citipower) 66 kV |  |  | FALSE | #N/A | #N/A | #N/A | #N/A | #N/A | #N/A | #N/A | #N/A | #N/A | #N/A
TRUE | VIC | FBTS66C | Fishermans Bend (Citipower) 66 kV | Citipower | Winter | Non-coincident | 2033 | POE50 | NA | 250.9803 | VIC Fishermans Bend (Citipower) 66 kV |  |  | FALSE | #N/A | #N/A | #N/A | #N/A | #N/A | #N/A | #N/A | #N/A | #N/A | #N/A
TRUE | VIC | FBTS66C | Fishermans Bend (Citipower) 66 kV | Citipower | Winter | Coincident | 2034 | POE10 | NA | 186.0061 | VIC Fishermans Bend (Citipower) 66 kV |  |  | FALSE | #N/A | #N/A | #N/A | #N/A | #N/A | #N/A | #N/A | #N/A | #N/A | #N/A
TRUE | VIC | FBTS66C | Fishermans Bend (Citipower) 66 kV | Citipower | Winter | Coincident | 2034 | POE50 | NA | 182.2833 | VIC Fishermans Bend (Citipower) 66 kV |  |  | FALSE | #N/A | #N/A | #N/A | #N/A | #N/A | #N/A | #N/A | #N/A | #N/A | #N/A
TRUE | VIC | FBTS66C | Fishermans Bend (Citipower) 66 kV | Citipower | Winter | Non-coincident | 2034 | POE10 | NA | 257.5901 | VIC Fishermans Bend (Citipower) 66 kV |  |  | FALSE | #N/A | #N/A | #N/A | #N/A | #N/A | #N/A | #N/A | #N/A | #N/A | #N/A
TRUE | VIC | FBTS66C | Fishermans Bend (Citipower) 66 kV | Citipower | Winter | Non-coincident | 2034 | POE50 | NA | 252.5724 | VIC Fishermans Bend (Citipower) 66 kV |  |  | FALSE | #N/A | #N/A | #N/A | #N/A | #N/A | #N/A | #N/A | #N/A | #N/A | #N/A
TRUE | VIC | FBTS66P | Fishermans Bend (Powercor) 66 kV | Powercor | Shoulder | Coincident | 2019 | ACTUAL_OPG | 6.1505 | NA | VIC Fishermans Bend (Powercor) 66 kV |  |  | FALSE | #N/A | #N/A | #N/A | #N/A | #N/A | #N/A | #N/A | #N/A | #N/A | #N/A
TRUE | VIC | FBTS66P | Fishermans Bend (Powercor) 66 kV | Powercor | Shoulder | Coincident | 2019 | ACTUAL_RAW | 6.1505 | NA | VIC Fishermans Bend (Powercor) 66 kV |  |  | FALSE | #N/A | #N/A | #N/A | #N/A | #N/A | #N/A | #N/A | #N/A | #N/A | #N/A
TRUE | VIC | FBTS66P | Fishermans Bend (Powercor) 66 kV | Powercor | Shoulder | Non-coincident | 2019 | ACTUAL_RAW | 5.3806 | NA | VIC Fishermans Bend (Powercor) 66 kV |  |  | FALSE | #N/A | #N/A | #N/A | #N/A | #N/A | #N/A | #N/A | #N/A | #N/A | #N/A
TRUE | VIC | FBTS66P | Fishermans Bend (Powercor) 66 kV | Powercor | Shoulder | Non-coincident | 2019 | ACTUAL_OPG | 5.3806 | NA | VIC Fishermans Bend (Powercor) 66 kV |  |  | FALSE | #N/A | #N/A | #N/A | #N/A | #N/A | #N/A | #N/A | #N/A | #N/A | #N/A
TRUE | VIC | FBTS66P | Fishermans Bend (Powercor) 66 kV | Powercor | Shoulder | Non-coincident | 2019 | ACTUAL_ADJUSTEDOPG | 5.3806 | NA | VIC Fishermans Bend (Powercor) 66 kV |  |  | FALSE | #N/A | #N/A | #N/A | #N/A | #N/A | #N/A | #N/A | #N/A | #N/A | #N/A
TRUE | VIC | FBTS66P | Fishermans Bend (Powercor) 66 kV | Powercor | Shoulder | Coincident | 2020 | ACTUAL_OPG | 6.3244 | NA | VIC Fishermans Bend (Powercor) 66 kV |  |  | FALSE | #N/A | #N/A | #N/A | #N/A | #N/A | #N/A | #N/A | #N/A | #N/A | #N/A
TRUE | VIC | FBTS66P | Fishermans Bend (Powercor) 66 kV | Powercor | Shoulder | Coincident | 2020 | ACTUAL_RAW | 6.3244 | NA | VIC Fishermans Bend (Powercor) 66 kV |  |  | FALSE | #N/A | #N/A | #N/A | #N/A | #N/A | #N/A | #N/A | #N/A | #N/A | #N/A
TRUE | VIC | FBTS66P | Fishermans Bend (Powercor) 66 kV | Powercor | Shoulder | Non-coincident | 2020 | ACTUAL_RAW | 4.1442 | NA | VIC Fishermans Bend (Powercor) 66 kV |  |  | FALSE | #N/A | #N/A | #N/A | #N/A | #N/A | #N/A | #N/A | #N/A | #N/A | #N/A
TRUE | VIC | FBTS66P | Fishermans Bend (Powercor) 66 kV | Powercor | Shoulder | Non-coincident | 2020 | ACTUAL_OPG | 4.1442 | NA | VIC Fishermans Bend (Powercor) 66 kV |  |  | FALSE | #N/A | #N/A | #N/A | #N/A | #N/A | #N/A | #N/A | #N/A | #N/A | #N/A
TRUE | VIC | FBTS66P | Fishermans Bend (Powercor) 66 kV | Powercor | Shoulder | Non-coincident | 2020 | ACTUAL_ADJUSTEDOPG | 5.3014 | NA | VIC Fishermans Bend (Powercor) 66 kV |  |  | FALSE | #N/A | #N/A | #N/A | #N/A | #N/A | #N/A | #N/A | #N/A | #N/A | #N/A
TRUE | VIC | FBTS66P | Fishermans Bend (Powercor) 66 kV | Powercor | Shoulder | Coincident | 2021 | ACTUAL_OPG | 5.2855 | NA | VIC Fishermans Bend (Powercor) 66 kV |  |  | FALSE | #N/A | #N/A | #N/A | #N/A | #N/A | #N/A | #N/A | #N/A | #N/A | #N/A
TRUE | VIC | FBTS66P | Fishermans Bend (Powercor) 66 kV | Powercor | Shoulder | Coincident | 2021 | ACTUAL_RAW | 5.2855 | NA | VIC Fishermans Bend (Powercor) 66 kV |  |  | FALSE | #N/A | #N/A | #N/A | #N/A | #N/A | #N/A | #N/A | #N/A | #N/A | #N/A
TRUE | VIC | FBTS66P | Fishermans Bend (Powercor) 66 kV | Powercor | Shoulder | Non-coincident | 2021 | ACTUAL_RAW | 3.5541 | NA | VIC Fishermans Bend (Powercor) 66 kV |  |  | FALSE | #N/A | #N/A | #N/A | #N/A | #N/A | #N/A | #N/A | #N/A | #N/A | #N/A
TRUE | VIC | FBTS66P | Fishermans Bend (Powercor) 66 kV | Powercor | Shoulder | Non-coincident | 2021 | ACTUAL_OPG | 3.5541 | NA | VIC Fishermans Bend (Powercor) 66 kV |  |  | FALSE | #N/A | #N/A | #N/A | #N/A | #N/A | #N/A | #N/A | #N/A | #N/A | #N/A
TRUE | VIC | FBTS66P | Fishermans Bend (Powercor) 66 kV | Powercor | Shoulder | Coincident | 2022 | ACTUAL_OPG | 7.3623 | NA | VIC Fishermans Bend (Powercor) 66 kV |  |  | FALSE | #N/A | #N/A | #N/A | #N/A | #N/A | #N/A | #N/A | #N/A | #N/A | #N/A
TRUE | VIC | FBTS66P | Fishermans Bend (Powercor) 66 kV | Powercor | Shoulder | Coincident | 2022 | ACTUAL_RAW | 7.3623 | NA | VIC Fishermans Bend (Powercor) 66 kV |  |  | FALSE | #N/A | #N/A | #N/A | #N/A | #N/A | #N/A | #N/A | #N/A | #N/A | #N/A
TRUE | VIC | FBTS66P | Fishermans Bend (Powercor) 66 kV | Powercor | Shoulder | Non-coincident | 2022 | ACTUAL_RAW | 0.79534 | NA | VIC Fishermans Bend (Powercor) 66 kV |  |  | FALSE | #N/A | #N/A | #N/A | #N/A | #N/A | #N/A | #N/A | #N/A | #N/A | #N/A
TRUE | VIC | FBTS66P | Fishermans Bend (Powercor) 66 kV | Powercor | Shoulder | Non-coincident | 2022 | ACTUAL_OPG | 0.79534 | NA | VIC Fishermans Bend (Powercor) 66 kV |  |  | FALSE | #N/A | #N/A | #N/A | #N/A | #N/A | #N/A | #N/A | #N/A | #N/A | #N/A
TRUE | VIC | FBTS66P | Fishermans Bend (Powercor) 66 kV | Powercor | Shoulder | Coincident | 2023 | ACTUAL_OPG | 1.4343 | NA | VIC Fishermans Bend (Powercor) 66 kV |  |  | FALSE | #N/A | #N/A | #N/A | #N/A | #N/A | #N/A | #N/A | #N/A | #N/A | #N/A
TRUE | VIC | FBTS66P | Fishermans Bend (Powercor) 66 kV | Powercor | Shoulder | Coincident | 2023 | ACTUAL_RAW | 1.4343 | NA | VIC Fishermans Bend (Powercor) 66 kV |  |  | FALSE | #N/A | #N/A | #N/A | #N/A | #N/A | #N/A | #N/A | #N/A | #N/A | #N/A
TRUE | VIC | FBTS66P | Fishermans Bend (Powercor) 66 kV | Powercor | Shoulder | Non-coincident | 2023 | ACTUAL_RAW | 0.80119 | NA | VIC Fishermans Bend (Powercor) 66 kV |  |  | FALSE | #N/A | #N/A | #N/A | #N/A | #N/A | #N/A | #N/A | #N/A | #N/A | #N/A
TRUE | VIC | FBTS66P | Fishermans Bend (Powercor) 66 kV | Powercor | Shoulder | Non-coincident | 2023 | ACTUAL_OPG | 0.80119 | NA | VIC Fishermans Bend (Powercor) 66 kV |  |  | FALSE | #N/A | #N/A | #N/A | #N/A | #N/A | #N/A | #N/A | #N/A | #N/A | #N/A
TRUE | VIC | FBTS66P | Fishermans Bend (Powercor) 66 kV | Powercor | Shoulder | Non-coincident | 2023 | ACTUAL_ADJUSTEDOPG | 0.80119 | NA | VIC Fishermans Bend (Powercor) 66 kV |  |  | FALSE | #N/A | #N/A | #N/A | #N/A | #N/A | #N/A | #N/A | #N/A | #N/A | #N/A
TRUE | VIC | FBTS66P | Fishermans Bend (Powercor) 66 kV | Powercor | Shoulder | Coincident | 2024 | ACTUAL_OPG | 1.4582 | NA | VIC Fishermans Bend (Powercor) 66 kV |  |  | FALSE | #N/A | #N/A | #N/A | #N/A | #N/A | #N/A | #N/A | #N/A | #N/A | #N/A
TRUE | VIC | FBTS66P | Fishermans Bend (Powercor) 66 kV | Powercor | Shoulder | Coincident | 2024 | ACTUAL_RAW | 1.4582 | NA | VIC Fishermans Bend (Powercor) 66 kV |  |  | FALSE | #N/A | #N/A | #N/A | #N/A | #N/A | #N/A | #N/A | #N/A | #N/A | #N/A
TRUE | VIC | FBTS66P | Fishermans Bend (Powercor) 66 kV | Powercor | Shoulder | Non-coincident | 2024 | ACTUAL_RAW | 0.76929 | NA | VIC Fishermans Bend (Powercor) 66 kV |  |  | FALSE | #N/A | #N/A | #N/A | #N/A | #N/A | #N/A | #N/A | #N/A | #N/A | #N/A
TRUE | VIC | FBTS66P | Fishermans Bend (Powercor) 66 kV | Powercor | Shoulder | Non-coincident | 2024 | ACTUAL_OPG | 0.76929 | NA | VIC Fishermans Bend (Powercor) 66 kV |  |  | FALSE | #N/A | #N/A | #N/A | #N/A | #N/A | #N/A | #N/A | #N/A | #N/A | #N/A
TRUE | VIC | FBTS66P | Fishermans Bend (Powercor) 66 kV | Powercor | Shoulder | Non-coincident | 2024 | ACTUAL_ADJUSTEDOPG | 0.76929 | NA | VIC Fishermans Bend (Powercor) 66 kV |  |  | FALSE | #N/A | #N/A | #N/A | #N/A | #N/A | #N/A | #N/A | #N/A | #N/A | #N/A
TRUE | VIC | FBTS66P | Fishermans Bend (Powercor) 66 kV | Powercor | Shoulder | Coincident | 2025 | ACTUAL_OPG | 1.415 | NA | VIC Fishermans Bend (Powercor) 66 kV |  |  | FALSE | #N/A | #N/A | #N/A | #N/A | #N/A | #N/A | #N/A | #N/A | #N/A | #N/A
TRUE | VIC | FBTS66P | Fishermans Bend (Powercor) 66 kV | Powercor | Shoulder | Coincident | 2025 | ACTUAL_RAW | 1.415 | NA | VIC Fishermans Bend (Powercor) 66 kV |  |  | FALSE | #N/A | #N/A | #N/A | #N/A | #N/A | #N/A | #N/A | #N/A | #N/A | #N/A
TRUE | VIC | FBTS66P | Fishermans Bend (Powercor) 66 kV | Powercor | Shoulder | Non-coincident | 2025 | ACTUAL_RAW | 0.70544 | NA | VIC Fishermans Bend (Powercor) 66 kV |  |  | FALSE | #N/A | #N/A | #N/A | #N/A | #N/A | #N/A | #N/A | #N/A | #N/A | #N/A
TRUE | VIC | FBTS66P | Fishermans Bend (Powercor) 66 kV | Powercor | Shoulder | Non-coincident | 2025 | ACTUAL_OPG | 0.70544 | NA | VIC Fishermans Bend (Powercor) 66 kV |  |  | FALSE | #N/A | #N/A | #N/A | #N/A | #N/A | #N/A | #N/A | #N/A | #N/A | #N/A
TRUE | VIC | FBTS66P | Fishermans Bend (Powercor) 66 kV | Powercor | Shoulder | Non-coincident | 2025 | ACTUAL_ADJUSTEDOPG | 0.70544 | NA | VIC Fishermans Bend (Powercor) 66 kV |  |  | FALSE | #N/A | #N/A | #N/A | #N/A | #N/A | #N/A | #N/A | #N/A | #N/A | #N/A
TRUE | VIC | FBTS66P | Fishermans Bend (Powercor) 66 kV | Powercor | Shoulder | Non-coincident | 2025 | BASEYEARPOE90 | 3.9448 | NA | VIC Fishermans Bend (Powercor) 66 kV |  |  | FALSE | #N/A | #N/A | #N/A | #N/A | #N/A | #N/A | #N/A | #N/A | #N/A | #N/A
TRUE | VIC | FBTS66P | Fishermans Bend (Powercor) 66 kV | Powercor | Shoulder | Non-coincident | 2025 | BASEYEARPOE50 | 4.0096 | NA | VIC Fishermans Bend (Powercor) 66 kV |  |  | FALSE | #N/A | #N/A | #N/A | #N/A | #N/A | #N/A | #N/A | #N/A | #N/A | #N/A
TRUE | VIC | FBTS66P | Fishermans Bend (Powercor) 66 kV | Powercor | Shoulder | Coincident_unreconciled | 2026 | POE50 | 9.5139 | NA | VIC Fishermans Bend (Powercor) 66 kV |  |  | FALSE | #N/A | #N/A | #N/A | #N/A | #N/A | #N/A | #N/A | #N/A | #N/A | #N/A
TRUE | VIC | FBTS66P | Fishermans Bend (Powercor) 66 kV | Powercor | Shoulder | Coincident_unreconciled | 2026 | POE90 | 9.3027 | NA | VIC Fishermans Bend (Powercor) 66 kV |  |  | FALSE | #N/A | #N/A | #N/A | #N/A | #N/A | #N/A | #N/A | #N/A | #N/A | #N/A
TRUE | VIC | FBTS66P | Fishermans Bend (Powercor) 66 kV | Powercor | Shoulder | Non-coincident | 2026 | POE50 | 4.0675 | NA | VIC Fishermans Bend (Powercor) 66 kV |  |  | FALSE | #N/A | #N/A | #N/A | #N/A | #N/A | #N/A | #N/A | #N/A | #N/A | #N/A
TRUE | VIC | FBTS66P | Fishermans Bend (Powercor) 66 kV | Powercor | Shoulder | Non-coincident | 2026 | POE90 | 4.0019 | NA | VIC Fishermans Bend (Powercor) 66 kV |  |  | FALSE | #N/A | #N/A | #N/A | #N/A | #N/A | #N/A | #N/A | #N/A | #N/A | #N/A
TRUE | VIC | FBTS66P | Fishermans Bend (Powercor) 66 kV | Powercor | Shoulder | Coincident_unreconciled | 2027 | POE50 | 9.6443 | NA | VIC Fishermans Bend (Powercor) 66 kV |  |  | FALSE | #N/A | #N/A | #N/A | #N/A | #N/A | #N/A | #N/A | #N/A | #N/A | #N/A
TRUE | VIC | FBTS66P | Fishermans Bend (Powercor) 66 kV | Powercor | Shoulder | Coincident_unreconciled | 2027 | POE90 | 9.4308 | NA | VIC Fishermans Bend (Powercor) 66 kV |  |  | FALSE | #N/A | #N/A | #N/A | #N/A | #N/A | #N/A | #N/A | #N/A | #N/A | #N/A
TRUE | VIC | FBTS66P | Fishermans Bend (Powercor) 66 kV | Powercor | Shoulder | Non-coincident | 2027 | POE50 | 4.1155 | NA | VIC Fishermans Bend (Powercor) 66 kV |  |  | FALSE | #N/A | #N/A | #N/A | #N/A | #N/A | #N/A | #N/A | #N/A | #N/A | #N/A
TRUE | VIC | FBTS66P | Fishermans Bend (Powercor) 66 kV | Powercor | Shoulder | Non-coincident | 2027 | POE90 | 4.0492 | NA | VIC Fishermans Bend (Powercor) 66 kV |  |  | FALSE | #N/A | #N/A | #N/A | #N/A | #N/A | #N/A | #N/A | #N/A | #N/A | #N/A
TRUE | VIC | FBTS66P | Fishermans Bend (Powercor) 66 kV | Powercor | Shoulder | Coincident_unreconciled | 2028 | POE50 | 9.7195 | NA | VIC Fishermans Bend (Powercor) 66 kV |  |  | FALSE | #N/A | #N/A | #N/A | #N/A | #N/A | #N/A | #N/A | #N/A | #N/A | #N/A
TRUE | VIC | FBTS66P | Fishermans Bend (Powercor) 66 kV | Powercor | Shoulder | Coincident_unreconciled | 2028 | POE90 | 9.5041 | NA | VIC Fishermans Bend (Powercor) 66 kV |  |  | FALSE | #N/A | #N/A | #N/A | #N/A | #N/A | #N/A | #N/A | #N/A | #N/A | #N/A
TRUE | VIC | FBTS66P | Fishermans Bend (Powercor) 66 kV | Powercor | Shoulder | Non-coincident | 2028 | POE50 | 4.1566 | NA | VIC Fishermans Bend (Powercor) 66 kV |  |  | FALSE | #N/A | #N/A | #N/A | #N/A | #N/A | #N/A | #N/A | #N/A | #N/A | #N/A
TRUE | VIC | FBTS66P | Fishermans Bend (Powercor) 66 kV | Powercor | Shoulder | Non-coincident | 2028 | POE90 | 4.0897 | NA | VIC Fishermans Bend (Powercor) 66 kV |  |  | FALSE | #N/A | #N/A | #N/A | #N/A | #N/A | #N/A | #N/A | #N/A | #N/A | #N/A
TRUE | VIC | FBTS66P | Fishermans Bend (Powercor) 66 kV | Powercor | Shoulder | Coincident_unreconciled | 2029 | POE50 | 9.8051 | NA | VIC Fishermans Bend (Powercor) 66 kV |  |  | FALSE | #N/A | #N/A | #N/A | #N/A | #N/A | #N/A | #N/A | #N/A | #N/A | #N/A
TRUE | VIC | FBTS66P | Fishermans Bend (Powercor) 66 kV | Powercor | Shoulder | Coincident_unreconciled | 2029 | POE90 | 9.5879 | NA | VIC Fishermans Bend (Powercor) 66 kV |  |  | FALSE | #N/A | #N/A | #N/A | #N/A | #N/A | #N/A | #N/A | #N/A | #N/A | #N/A
TRUE | VIC | FBTS66P | Fishermans Bend (Powercor) 66 kV | Powercor | Shoulder | Non-coincident | 2029 | POE50 | 4.1995 | NA | VIC Fishermans Bend (Powercor) 66 kV |  |  | FALSE | #N/A | #N/A | #N/A | #N/A | #N/A | #N/A | #N/A | #N/A | #N/A | #N/A
TRUE | VIC | FBTS66P | Fishermans Bend (Powercor) 66 kV | Powercor | Shoulder | Non-coincident | 2029 | POE90 | 4.132 | NA | VIC Fishermans Bend (Powercor) 66 kV |  |  | FALSE | #N/A | #N/A | #N/A | #N/A | #N/A | #N/A | #N/A | #N/A | #N/A | #N/A
TRUE | VIC | FBTS66P | Fishermans Bend (Powercor) 66 kV | Powercor | Shoulder | Coincident_unreconciled | 2030 | POE50 | 9.8903 | NA | VIC Fishermans Bend (Powercor) 66 kV |  |  | FALSE | #N/A | #N/A | #N/A | #N/A | #N/A | #N/A | #N/A | #N/A | #N/A | #N/A
TRUE | VIC | FBTS66P | Fishermans Bend (Powercor) 66 kV | Powercor | Shoulder | Coincident_unreconciled | 2030 | POE90 | 9.6712 | NA | VIC Fishermans Bend (Powercor) 66 kV |  |  | FALSE | #N/A | #N/A | #N/A | #N/A | #N/A | #N/A | #N/A | #N/A | #N/A | #N/A
TRUE | VIC | FBTS66P | Fishermans Bend (Powercor) 66 kV | Powercor | Shoulder | Non-coincident | 2030 | POE50 | 4.2452 | NA | VIC Fishermans Bend (Powercor) 66 kV |  |  | FALSE | #N/A | #N/A | #N/A | #N/A | #N/A | #N/A | #N/A | #N/A | #N/A | #N/A
TRUE | VIC | FBTS66P | Fishermans Bend (Powercor) 66 kV | Powercor | Shoulder | Non-coincident | 2030 | POE90 | 4.1771 | NA | VIC Fishermans Bend (Powercor) 66 kV |  |  | FALSE | #N/A | #N/A | #N/A | #N/A | #N/A | #N/A | #N/A | #N/A | #N/A | #N/A
TRUE | VIC | FBTS66P | Fishermans Bend (Powercor) 66 kV | Powercor | Shoulder | Coincident_unreconciled | 2031 | POE50 | 9.9716 | NA | VIC Fishermans Bend (Powercor) 66 kV |  |  | FALSE | #N/A | #N/A | #N/A | #N/A | #N/A | #N/A | #N/A | #N/A | #N/A | #N/A
TRUE | VIC | FBTS66P | Fishermans Bend (Powercor) 66 kV | Powercor | Shoulder | Coincident_unreconciled | 2031 | POE90 | 9.7507 | NA | VIC Fishermans Bend (Powercor) 66 kV |  |  | FALSE | #N/A | #N/A | #N/A | #N/A | #N/A | #N/A | #N/A | #N/A | #N/A | #N/A
TRUE | VIC | FBTS66P | Fishermans Bend (Powercor) 66 kV | Powercor | Shoulder | Non-coincident | 2031 | POE50 | 4.2921 | NA | VIC Fishermans Bend (Powercor) 66 kV |  |  | FALSE | #N/A | #N/A | #N/A | #N/A | #N/A | #N/A | #N/A | #N/A | #N/A | #N/A
TRUE | VIC | FBTS66P | Fishermans Bend (Powercor) 66 kV | Powercor | Shoulder | Non-coincident | 2031 | POE90 | 4.2233 | NA | VIC Fishermans Bend (Powercor) 66 kV |  |  | FALSE | #N/A | #N/A | #N/A | #N/A | #N/A | #N/A | #N/A | #N/A | #N/A | #N/A
TRUE | VIC | FBTS66P | Fishermans Bend (Powercor) 66 kV | Powercor | Shoulder | Coincident_unreconciled | 2032 | POE50 | 10.0609 | NA | VIC Fishermans Bend (Powercor) 66 kV |  |  | FALSE | #N/A | #N/A | #N/A | #N/A | #N/A | #N/A | #N/A | #N/A | #N/A | #N/A
TRUE | VIC | FBTS66P | Fishermans Bend (Powercor) 66 kV | Powercor | Shoulder | Coincident_unreconciled | 2032 | POE90 | 9.838 | NA | VIC Fishermans Bend (Powercor) 66 kV |  |  | FALSE | #N/A | #N/A | #N/A | #N/A | #N/A | #N/A | #N/A | #N/A | #N/A | #N/A
TRUE | VIC | FBTS66P | Fishermans Bend (Powercor) 66 kV | Powercor | Shoulder | Non-coincident | 2032 | POE50 | 4.3404 | NA | VIC Fishermans Bend (Powercor) 66 kV |  |  | FALSE | #N/A | #N/A | #N/A | #N/A | #N/A | #N/A | #N/A | #N/A | #N/A | #N/A
TRUE | VIC | FBTS66P | Fishermans Bend (Powercor) 66 kV | Powercor | Shoulder | Non-coincident | 2032 | POE90 | 4.2711 | NA | VIC Fishermans Bend (Powercor) 66 kV |  |  | FALSE | #N/A | #N/A | #N/A | #N/A | #N/A | #N/A | #N/A | #N/A | #N/A | #N/A
TRUE | VIC | FBTS66P | Fishermans Bend (Powercor) 66 kV | Powercor | Shoulder | Coincident_unreconciled | 2033 | POE50 | 10.1556 | NA | VIC Fishermans Bend (Powercor) 66 kV |  |  | FALSE | #N/A | #N/A | #N/A | #N/A | #N/A | #N/A | #N/A | #N/A | #N/A | #N/A
TRUE | VIC | FBTS66P | Fishermans Bend (Powercor) 66 kV | Powercor | Shoulder | Coincident_unreconciled | 2033 | POE90 | 9.9307 | NA | VIC Fishermans Bend (Powercor) 66 kV |  |  | FALSE | #N/A | #N/A | #N/A | #N/A | #N/A | #N/A | #N/A | #N/A | #N/A | #N/A
TRUE | VIC | FBTS66P | Fishermans Bend (Powercor) 66 kV | Powercor | Shoulder | Non-coincident | 2033 | POE50 | 4.3895 | NA | VIC Fishermans Bend (Powercor) 66 kV |  |  | FALSE | #N/A | #N/A | #N/A | #N/A | #N/A | #N/A | #N/A | #N/A | #N/A | #N/A
TRUE | VIC | FBTS66P | Fishermans Bend (Powercor) 66 kV | Powercor | Shoulder | Non-coincident | 2033 | POE90 | 4.3196 | NA | VIC Fishermans Bend (Powercor) 66 kV |  |  | FALSE | #N/A | #N/A | #N/A | #N/A | #N/A | #N/A | #N/A | #N/A | #N/A | #N/A
TRUE | VIC | FBTS66P | Fishermans Bend (Powercor) 66 kV | Powercor | Shoulder | Coincident_unreconciled | 2034 | POE50 | 10.2465 | NA | VIC Fishermans Bend (Powercor) 66 kV |  |  | FALSE | #N/A | #N/A | #N/A | #N/A | #N/A | #N/A | #N/A | #N/A | #N/A | #N/A
TRUE | VIC | FBTS66P | Fishermans Bend (Powercor) 66 kV | Powercor | Shoulder | Coincident_unreconciled | 2034 | POE90 | 10.0196 | NA | VIC Fishermans Bend (Powercor) 66 kV |  |  | FALSE | #N/A | #N/A | #N/A | #N/A | #N/A | #N/A | #N/A | #N/A | #N/A | #N/A
TRUE | VIC | FBTS66P | Fishermans Bend (Powercor) 66 kV | Powercor | Shoulder | Non-coincident | 2034 | POE50 | 4.4374 | NA | VIC Fishermans Bend (Powercor) 66 kV |  |  | FALSE | #N/A | #N/A | #N/A | #N/A | #N/A | #N/A | #N/A | #N/A | #N/A | #N/A
TRUE | VIC | FBTS66P | Fishermans Bend (Powercor) 66 kV | Powercor | Shoulder | Non-coincident | 2034 | POE90 | 4.3669 | NA | VIC Fishermans Bend (Powercor) 66 kV |  |  | FALSE | #N/A | #N/A | #N/A | #N/A | #N/A | #N/A | #N/A | #N/A | #N/A | #N/A
TRUE | VIC | FBTS66P | Fishermans Bend (Powercor) 66 kV | Powercor | Shoulder | Coincident_unreconciled | 2035 | POE50 | 10.3341 | NA | VIC Fishermans Bend (Powercor) 66 kV |  |  | FALSE | #N/A | #N/A | #N/A | #N/A | #N/A | #N/A | #N/A | #N/A | #N/A | #N/A
TRUE | VIC | FBTS66P | Fishermans Bend (Powercor) 66 kV | Powercor | Shoulder | Coincident_unreconciled | 2035 | POE90 | 10.1053 | NA | VIC Fishermans Bend (Powercor) 66 kV |  |  | FALSE | #N/A | #N/A | #N/A | #N/A | #N/A | #N/A | #N/A | #N/A | #N/A | #N/A
TRUE | VIC | FBTS66P | Fishermans Bend (Powercor) 66 kV | Powercor | Shoulder | Non-coincident | 2035 | POE50 | 4.4848 | NA | VIC Fishermans Bend (Powercor) 66 kV |  |  | FALSE | #N/A | #N/A | #N/A | #N/A | #N/A | #N/A | #N/A | #N/A | #N/A | #N/A
TRUE | VIC | FBTS66P | Fishermans Bend (Powercor) 66 kV | Powercor | Shoulder | Non-coincident | 2035 | POE90 | 4.4137 | NA | VIC Fishermans Bend (Powercor) 66 kV |  |  | FALSE | #N/A | #N/A | #N/A | #N/A | #N/A | #N/A | #N/A | #N/A | #N/A | #N/A
TRUE | VIC | FBTS66P | Fishermans Bend (Powercor) 66 kV | Powercor | Summer | Coincident | 2019 | ACTUAL_OPG | 5.6203 | 19.5533 | VIC Fishermans Bend (Powercor) 66 kV |  |  | FALSE | #N/A | #N/A | #N/A | #N/A | #N/A | #N/A | #N/A | #N/A | #N/A | #N/A
TRUE | VIC | FBTS66P | Fishermans Bend (Powercor) 66 kV | Powercor | Summer | Coincident | 2019 | ACTUAL_RAW | 5.6203 | 19.5533 | VIC Fishermans Bend (Powercor) 66 kV |  |  | FALSE | #N/A | #N/A | #N/A | #N/A | #N/A | #N/A | #N/A | #N/A | #N/A | #N/A
TRUE | VIC | FBTS66P | Fishermans Bend (Powercor) 66 kV | Powercor | Summer | Non-coincident | 2019 | ACTUAL_RAW | 5.2445 | 19.5988 | VIC Fishermans Bend (Powercor) 66 kV |  |  | FALSE | #N/A | #N/A | #N/A | #N/A | #N/A | #N/A | #N/A | #N/A | #N/A | #N/A
TRUE | VIC | FBTS66P | Fishermans Bend (Powercor) 66 kV | Powercor | Summer | Non-coincident | 2019 | ACTUAL_OPG | 5.2445 | 19.5988 | VIC Fishermans Bend (Powercor) 66 kV |  |  | FALSE | #N/A | #N/A | #N/A | #N/A | #N/A | #N/A | #N/A | #N/A | #N/A | #N/A
TRUE | VIC | FBTS66P | Fishermans Bend (Powercor) 66 kV | Powercor | Summer | Non-coincident | 2019 | ACTUAL_ADJUSTEDOPG | 5.2445 | 19.5988 | VIC Fishermans Bend (Powercor) 66 kV |  |  | FALSE | #N/A | #N/A | #N/A | #N/A | #N/A | #N/A | #N/A | #N/A | #N/A | #N/A
TRUE | VIC | FBTS66P | Fishermans Bend (Powercor) 66 kV | Powercor | Summer | Coincident | 2020 | ACTUAL_OPG | 10.945 | 18.9896 | VIC Fishermans Bend (Powercor) 66 kV |  |  | FALSE | #N/A | #N/A | #N/A | #N/A | #N/A | #N/A | #N/A | #N/A | #N/A | #N/A
TRUE | VIC | FBTS66P | Fishermans Bend (Powercor) 66 kV | Powercor | Summer | Coincident | 2020 | ACTUAL_RAW | 10.945 | 18.9896 | VIC Fishermans Bend (Powercor) 66 kV |  |  | FALSE | #N/A | #N/A | #N/A | #N/A | #N/A | #N/A | #N/A | #N/A | #N/A | #N/A
TRUE | VIC | FBTS66P | Fishermans Bend (Powercor) 66 kV | Powercor | Summer | Non-coincident | 2020 | ACTUAL_RAW | 4.8848 | 19.572 | VIC Fishermans Bend (Powercor) 66 kV |  |  | FALSE | #N/A | #N/A | #N/A | #N/A | #N/A | #N/A | #N/A | #N/A | #N/A | #N/A
TRUE | VIC | FBTS66P | Fishermans Bend (Powercor) 66 kV | Powercor | Summer | Non-coincident | 2020 | ACTUAL_OPG | 4.8848 | 19.572 | VIC Fishermans Bend (Powercor) 66 kV |  |  | FALSE | #N/A | #N/A | #N/A | #N/A | #N/A | #N/A | #N/A | #N/A | #N/A | #N/A
TRUE | VIC | FBTS66P | Fishermans Bend (Powercor) 66 kV | Powercor | Summer | Non-coincident | 2020 | ACTUAL_ADJUSTEDOPG | 5.1799 | 19.572 | VIC Fishermans Bend (Powercor) 66 kV |  |  | FALSE | #N/A | #N/A | #N/A | #N/A | #N/A | #N/A | #N/A | #N/A | #N/A | #N/A
TRUE | VIC | FBTS66P | Fishermans Bend (Powercor) 66 kV | Powercor | Summer | Coincident | 2021 | ACTUAL_OPG | 5.7987 | 11.64 | VIC Fishermans Bend (Powercor) 66 kV |  |  | FALSE | #N/A | #N/A | #N/A | #N/A | #N/A | #N/A | #N/A | #N/A | #N/A | #N/A
TRUE | VIC | FBTS66P | Fishermans Bend (Powercor) 66 kV | Powercor | Summer | Coincident | 2021 | ACTUAL_RAW | 5.7987 | 11.64 | VIC Fishermans Bend (Powercor) 66 kV |  |  | FALSE | #N/A | #N/A | #N/A | #N/A | #N/A | #N/A | #N/A | #N/A | #N/A | #N/A
TRUE | VIC | FBTS66P | Fishermans Bend (Powercor) 66 kV | Powercor | Summer | Non-coincident | 2021 | ACTUAL_RAW | 3.7992 | 12.6815 | VIC Fishermans Bend (Powercor) 66 kV |  |  | FALSE | #N/A | #N/A | #N/A | #N/A | #N/A | #N/A | #N/A | #N/A | #N/A | #N/A
TRUE | VIC | FBTS66P | Fishermans Bend (Powercor) 66 kV | Powercor | Summer | Non-coincident | 2021 | ACTUAL_OPG | 3.7992 | 12.6815 | VIC Fishermans Bend (Powercor) 66 kV |  |  | FALSE | #N/A | #N/A | #N/A | #N/A | #N/A | #N/A | #N/A | #N/A | #N/A | #N/A
TRUE | VIC | FBTS66P | Fishermans Bend (Powercor) 66 kV | Powercor | Summer | Coincident | 2022 | ACTUAL_OPG | 8.3637 | 11.2559 | VIC Fishermans Bend (Powercor) 66 kV |  |  | FALSE | #N/A | #N/A | #N/A | #N/A | #N/A | #N/A | #N/A | #N/A | #N/A | #N/A
TRUE | VIC | FBTS66P | Fishermans Bend (Powercor) 66 kV | Powercor | Summer | Coincident | 2022 | ACTUAL_RAW | 8.3637 | 11.2559 | VIC Fishermans Bend (Powercor) 66 kV |  |  | FALSE | #N/A | #N/A | #N/A | #N/A | #N/A | #N/A | #N/A | #N/A | #N/A | #N/A
TRUE | VIC | FBTS66P | Fishermans Bend (Powercor) 66 kV | Powercor | Summer | Non-coincident | 2022 | ACTUAL_RAW | 3.7775 | 13.8203 | VIC Fishermans Bend (Powercor) 66 kV |  |  | FALSE | #N/A | #N/A | #N/A | #N/A | #N/A | #N/A | #N/A | #N/A | #N/A | #N/A
TRUE | VIC | FBTS66P | Fishermans Bend (Powercor) 66 kV | Powercor | Summer | Non-coincident | 2022 | ACTUAL_OPG | 3.7775 | 13.8203 | VIC Fishermans Bend (Powercor) 66 kV |  |  | FALSE | #N/A | #N/A | #N/A | #N/A | #N/A | #N/A | #N/A | #N/A | #N/A | #N/A
TRUE | VIC | FBTS66P | Fishermans Bend (Powercor) 66 kV | Powercor | Summer | Coincident | 2023 | ACTUAL_OPG | 1.6148 | 3.0532 | VIC Fishermans Bend (Powercor) 66 kV |  |  | FALSE | #N/A | #N/A | #N/A | #N/A | #N/A | #N/A | #N/A | #N/A | #N/A | #N/A
TRUE | VIC | FBTS66P | Fishermans Bend (Powercor) 66 kV | Powercor | Summer | Coincident | 2023 | ACTUAL_RAW | 1.6148 | 3.0532 | VIC Fishermans Bend (Powercor) 66 kV |  |  | FALSE | #N/A | #N/A | #N/A | #N/A | #N/A | #N/A | #N/A | #N/A | #N/A | #N/A
TRUE | VIC | FBTS66P | Fishermans Bend (Powercor) 66 kV | Powercor | Summer | Non-coincident | 2023 | ACTUAL_RAW | 0.24367 | 3.0532 | VIC Fishermans Bend (Powercor) 66 kV |  |  | FALSE | #N/A | #N/A | #N/A | #N/A | #N/A | #N/A | #N/A | #N/A | #N/A | #N/A
TRUE | VIC | FBTS66P | Fishermans Bend (Powercor) 66 kV | Powercor | Summer | Non-coincident | 2023 | ACTUAL_OPG | 0.24367 | 3.0532 | VIC Fishermans Bend (Powercor) 66 kV |  |  | FALSE | #N/A | #N/A | #N/A | #N/A | #N/A | #N/A | #N/A | #N/A | #N/A | #N/A
TRUE | VIC | FBTS66P | Fishermans Bend (Powercor) 66 kV | Powercor | Summer | Coincident | 2024 | ACTUAL_OPG | 1.3929 | 3.1061 | VIC Fishermans Bend (Powercor) 66 kV |  |  | FALSE | #N/A | #N/A | #N/A | #N/A | #N/A | #N/A | #N/A | #N/A | #N/A | #N/A
TRUE | VIC | FBTS66P | Fishermans Bend (Powercor) 66 kV | Powercor | Summer | Coincident | 2024 | ACTUAL_RAW | 1.3929 | 3.1061 | VIC Fishermans Bend (Powercor) 66 kV |  |  | FALSE | #N/A | #N/A | #N/A | #N/A | #N/A | #N/A | #N/A | #N/A | #N/A | #N/A
TRUE | VIC | FBTS66P | Fishermans Bend (Powercor) 66 kV | Powercor | Summer | Non-coincident | 2024 | ACTUAL_RAW | 0.78674 | 3.2843 | VIC Fishermans Bend (Powercor) 66 kV |  |  | FALSE | #N/A | #N/A | #N/A | #N/A | #N/A | #N/A | #N/A | #N/A | #N/A | #N/A
TRUE | VIC | FBTS66P | Fishermans Bend (Powercor) 66 kV | Powercor | Summer | Non-coincident | 2024 | ACTUAL_OPG | 0.78674 | 3.2843 | VIC Fishermans Bend (Powercor) 66 kV |  |  | FALSE | #N/A | #N/A | #N/A | #N/A | #N/A | #N/A | #N/A | #N/A | #N/A | #N/A
TRUE | VIC | FBTS66P | Fishermans Bend (Powercor) 66 kV | Powercor | Summer | Non-coincident | 2024 | ACTUAL_ADJUSTEDOPG | 0.78674 | 3.2843 | VIC Fishermans Bend (Powercor) 66 kV |  |  | FALSE | #N/A | #N/A | #N/A | #N/A | #N/A | #N/A | #N/A | #N/A | #N/A | #N/A
TRUE | VIC | FBTS66P | Fishermans Bend (Powercor) 66 kV | Powercor | Summer | Coincident | 2025 | ACTUAL_OPG | 1.3525 | 2.6508 | VIC Fishermans Bend (Powercor) 66 kV |  |  | FALSE | #N/A | #N/A | #N/A | #N/A | #N/A | #N/A | #N/A | #N/A | #N/A | #N/A
TRUE | VIC | FBTS66P | Fishermans Bend (Powercor) 66 kV | Powercor | Summer | Coincident | 2025 | ACTUAL_RAW | 1.3525 | 2.6508 | VIC Fishermans Bend (Powercor) 66 kV |  |  | FALSE | #N/A | #N/A | #N/A | #N/A | #N/A | #N/A | #N/A | #N/A | #N/A | #N/A
TRUE | VIC | FBTS66P | Fishermans Bend (Powercor) 66 kV | Powercor | Summer | Non-coincident | 2025 | ACTUAL_RAW | 0.80263 | 3.2273 | VIC Fishermans Bend (Powercor) 66 kV |  |  | FALSE | #N/A | #N/A | #N/A | #N/A | #N/A | #N/A | #N/A | #N/A | #N/A | #N/A
TRUE | VIC | FBTS66P | Fishermans Bend (Powercor) 66 kV | Powercor | Summer | Non-coincident | 2025 | ACTUAL_OPG | 0.80263 | 3.2273 | VIC Fishermans Bend (Powercor) 66 kV |  |  | FALSE | #N/A | #N/A | #N/A | #N/A | #N/A | #N/A | #N/A | #N/A | #N/A | #N/A
TRUE | VIC | FBTS66P | Fishermans Bend (Powercor) 66 kV | Powercor | Summer | Non-coincident | 2025 | ACTUAL_ADJUSTEDOPG | 0.80263 | 3.2273 | VIC Fishermans Bend (Powercor) 66 kV |  |  | FALSE | #N/A | #N/A | #N/A | #N/A | #N/A | #N/A | #N/A | #N/A | #N/A | #N/A
TRUE | VIC | FBTS66P | Fishermans Bend (Powercor) 66 kV | Powercor | Summer | Non-coincident | 2025 | BASEYEARPOE90 | -1.2154 | NA | VIC Fishermans Bend (Powercor) 66 kV |  |  | FALSE | #N/A | #N/A | #N/A | #N/A | #N/A | #N/A | #N/A | #N/A | #N/A | #N/A
TRUE | VIC | FBTS66P | Fishermans Bend (Powercor) 66 kV | Powercor | Summer | Non-coincident | 2025 | BASEYEARPOE50 | -1.0768 | 16.339 | VIC Fishermans Bend (Powercor) 66 kV |  |  | FALSE | #N/A | #N/A | #N/A | #N/A | #N/A | #N/A | #N/A | #N/A | #N/A | #N/A
TRUE | VIC | FBTS66P | Fishermans Bend (Powercor) 66 kV | Powercor | Summer | Coincident_unreconciled | 2026 | POE50 | -0.85758 | NA | VIC Fishermans Bend (Powercor) 66 kV |  |  | FALSE | #N/A | #N/A | #N/A | #N/A | #N/A | #N/A | #N/A | #N/A | #N/A | #N/A
TRUE | VIC | FBTS66P | Fishermans Bend (Powercor) 66 kV | Powercor | Summer | Coincident_unreconciled | 2026 | POE90 | -1.0183 | NA | VIC Fishermans Bend (Powercor) 66 kV |  |  | FALSE | #N/A | #N/A | #N/A | #N/A | #N/A | #N/A | #N/A | #N/A | #N/A | #N/A
TRUE | VIC | FBTS66P | Fishermans Bend (Powercor) 66 kV | Powercor | Summer | Non-coincident | 2026 | POE50 | -1.0889 | 16.6045 | VIC Fishermans Bend (Powercor) 66 kV |  |  | FALSE | #N/A | #N/A | #N/A | #N/A | #N/A | #N/A | #N/A | #N/A | #N/A | #N/A
TRUE | VIC | FBTS66P | Fishermans Bend (Powercor) 66 kV | Powercor | Summer | Non-coincident | 2026 | POE90 | -1.228 | NA | VIC Fishermans Bend (Powercor) 66 kV |  |  | FALSE | #N/A | #N/A | #N/A | #N/A | #N/A | #N/A | #N/A | #N/A | #N/A | #N/A
TRUE | VIC | FBTS66P | Fishermans Bend (Powercor) 66 kV | Powercor | Summer | Coincident_unreconciled | 2027 | POE50 | -0.85063 | NA | VIC Fishermans Bend (Powercor) 66 kV |  |  | FALSE | #N/A | #N/A | #N/A | #N/A | #N/A | #N/A | #N/A | #N/A | #N/A | #N/A
TRUE | VIC | FBTS66P | Fishermans Bend (Powercor) 66 kV | Powercor | Summer | Coincident_unreconciled | 2027 | POE90 | -1.0131 | NA | VIC Fishermans Bend (Powercor) 66 kV |  |  | FALSE | #N/A | #N/A | #N/A | #N/A | #N/A | #N/A | #N/A | #N/A | #N/A | #N/A
TRUE | VIC | FBTS66P | Fishermans Bend (Powercor) 66 kV | Powercor | Summer | Non-coincident | 2027 | POE50 | -1.096 | 16.8042 | VIC Fishermans Bend (Powercor) 66 kV |  |  | FALSE | #N/A | #N/A | #N/A | #N/A | #N/A | #N/A | #N/A | #N/A | #N/A | #N/A
TRUE | VIC | FBTS66P | Fishermans Bend (Powercor) 66 kV | Powercor | Summer | Non-coincident | 2027 | POE90 | -1.2366 | NA | VIC Fishermans Bend (Powercor) 66 kV |  |  | FALSE | #N/A | #N/A | #N/A | #N/A | #N/A | #N/A | #N/A | #N/A | #N/A | #N/A
TRUE | VIC | FBTS66P | Fishermans Bend (Powercor) 66 kV | Powercor | Summer | Coincident_unreconciled | 2028 | POE50 | -0.86516 | NA | VIC Fishermans Bend (Powercor) 66 kV |  |  | FALSE | #N/A | #N/A | #N/A | #N/A | #N/A | #N/A | #N/A | #N/A | #N/A | #N/A
TRUE | VIC | FBTS66P | Fishermans Bend (Powercor) 66 kV | Powercor | Summer | Coincident_unreconciled | 2028 | POE90 | -1.0291 | NA | VIC Fishermans Bend (Powercor) 66 kV |  |  | FALSE | #N/A | #N/A | #N/A | #N/A | #N/A | #N/A | #N/A | #N/A | #N/A | #N/A
TRUE | VIC | FBTS66P | Fishermans Bend (Powercor) 66 kV | Powercor | Summer | Non-coincident | 2028 | POE50 | -1.0985 | 16.9423 | VIC Fishermans Bend (Powercor) 66 kV |  |  | FALSE | #N/A | #N/A | #N/A | #N/A | #N/A | #N/A | #N/A | #N/A | #N/A | #N/A
TRUE | VIC | FBTS66P | Fishermans Bend (Powercor) 66 kV | Powercor | Summer | Non-coincident | 2028 | POE90 | -1.2403 | NA | VIC Fishermans Bend (Powercor) 66 kV |  |  | FALSE | #N/A | #N/A | #N/A | #N/A | #N/A | #N/A | #N/A | #N/A | #N/A | #N/A
TRUE | VIC | FBTS66P | Fishermans Bend (Powercor) 66 kV | Powercor | Summer | Coincident_unreconciled | 2029 | POE50 | -0.87178 | NA | VIC Fishermans Bend (Powercor) 66 kV |  |  | FALSE | #N/A | #N/A | #N/A | #N/A | #N/A | #N/A | #N/A | #N/A | #N/A | #N/A
TRUE | VIC | FBTS66P | Fishermans Bend (Powercor) 66 kV | Powercor | Summer | Coincident_unreconciled | 2029 | POE90 | -1.0371 | NA | VIC Fishermans Bend (Powercor) 66 kV |  |  | FALSE | #N/A | #N/A | #N/A | #N/A | #N/A | #N/A | #N/A | #N/A | #N/A | #N/A
TRUE | VIC | FBTS66P | Fishermans Bend (Powercor) 66 kV | Powercor | Summer | Non-coincident | 2029 | POE50 | -1.0989 | 17.0891 | VIC Fishermans Bend (Powercor) 66 kV |  |  | FALSE | #N/A | #N/A | #N/A | #N/A | #N/A | #N/A | #N/A | #N/A | #N/A | #N/A
TRUE | VIC | FBTS66P | Fishermans Bend (Powercor) 66 kV | Powercor | Summer | Non-coincident | 2029 | POE90 | -1.242 | NA | VIC Fishermans Bend (Powercor) 66 kV |  |  | FALSE | #N/A | #N/A | #N/A | #N/A | #N/A | #N/A | #N/A | #N/A | #N/A | #N/A
TRUE | VIC | FBTS66P | Fishermans Bend (Powercor) 66 kV | Powercor | Summer | Coincident_unreconciled | 2030 | POE50 | -0.87939 | NA | VIC Fishermans Bend (Powercor) 66 kV |  |  | FALSE | #N/A | #N/A | #N/A | #N/A | #N/A | #N/A | #N/A | #N/A | #N/A | #N/A
TRUE | VIC | FBTS66P | Fishermans Bend (Powercor) 66 kV | Powercor | Summer | Coincident_unreconciled | 2030 | POE90 | -1.0461 | NA | VIC Fishermans Bend (Powercor) 66 kV |  |  | FALSE | #N/A | #N/A | #N/A | #N/A | #N/A | #N/A | #N/A | #N/A | #N/A | #N/A
TRUE | VIC | FBTS66P | Fishermans Bend (Powercor) 66 kV | Powercor | Summer | Non-coincident | 2030 | POE50 | -1.0966 | 17.2349 | VIC Fishermans Bend (Powercor) 66 kV |  |  | FALSE | #N/A | #N/A | #N/A | #N/A | #N/A | #N/A | #N/A | #N/A | #N/A | #N/A
TRUE | VIC | FBTS66P | Fishermans Bend (Powercor) 66 kV | Powercor | Summer | Non-coincident | 2030 | POE90 | -1.2409 | NA | VIC Fishermans Bend (Powercor) 66 kV |  |  | FALSE | #N/A | #N/A | #N/A | #N/A | #N/A | #N/A | #N/A | #N/A | #N/A | #N/A
TRUE | VIC | FBTS66P | Fishermans Bend (Powercor) 66 kV | Powercor | Summer | Coincident_unreconciled | 2031 | POE50 | -0.88925 | NA | VIC Fishermans Bend (Powercor) 66 kV |  |  | FALSE | #N/A | #N/A | #N/A | #N/A | #N/A | #N/A | #N/A | #N/A | #N/A | #N/A
TRUE | VIC | FBTS66P | Fishermans Bend (Powercor) 66 kV | Powercor | Summer | Coincident_unreconciled | 2031 | POE90 | -1.0574 | NA | VIC Fishermans Bend (Powercor) 66 kV |  |  | FALSE | #N/A | #N/A | #N/A | #N/A | #N/A | #N/A | #N/A | #N/A | #N/A | #N/A
TRUE | VIC | FBTS66P | Fishermans Bend (Powercor) 66 kV | Powercor | Summer | Non-coincident | 2031 | POE50 | -1.0933 | 17.3784 | VIC Fishermans Bend (Powercor) 66 kV |  |  | FALSE | #N/A | #N/A | #N/A | #N/A | #N/A | #N/A | #N/A | #N/A | #N/A | #N/A
TRUE | VIC | FBTS66P | Fishermans Bend (Powercor) 66 kV | Powercor | Summer | Non-coincident | 2031 | POE90 | -1.2388 | NA | VIC Fishermans Bend (Powercor) 66 kV |  |  | FALSE | #N/A | #N/A | #N/A | #N/A | #N/A | #N/A | #N/A | #N/A | #N/A | #N/A
TRUE | VIC | FBTS66P | Fishermans Bend (Powercor) 66 kV | Powercor | Summer | Coincident_unreconciled | 2032 | POE50 | -0.89637 | NA | VIC Fishermans Bend (Powercor) 66 kV |  |  | FALSE | #N/A | #N/A | #N/A | #N/A | #N/A | #N/A | #N/A | #N/A | #N/A | #N/A
TRUE | VIC | FBTS66P | Fishermans Bend (Powercor) 66 kV | Powercor | Summer | Coincident_unreconciled | 2032 | POE90 | -1.066 | NA | VIC Fishermans Bend (Powercor) 66 kV |  |  | FALSE | #N/A | #N/A | #N/A | #N/A | #N/A | #N/A | #N/A | #N/A | #N/A | #N/A
TRUE | VIC | FBTS66P | Fishermans Bend (Powercor) 66 kV | Powercor | Summer | Non-coincident | 2032 | POE50 | -1.0901 | 17.5312 | VIC Fishermans Bend (Powercor) 66 kV |  |  | FALSE | #N/A | #N/A | #N/A | #N/A | #N/A | #N/A | #N/A | #N/A | #N/A | #N/A
TRUE | VIC | FBTS66P | Fishermans Bend (Powercor) 66 kV | Powercor | Summer | Non-coincident | 2032 | POE90 | -1.2369 | NA | VIC Fishermans Bend (Powercor) 66 kV |  |  | FALSE | #N/A | #N/A | #N/A | #N/A | #N/A | #N/A | #N/A | #N/A | #N/A | #N/A
TRUE | VIC | FBTS66P | Fishermans Bend (Powercor) 66 kV | Powercor | Summer | Coincident_unreconciled | 2033 | POE50 | -0.90144 | NA | VIC Fishermans Bend (Powercor) 66 kV |  |  | FALSE | #N/A | #N/A | #N/A | #N/A | #N/A | #N/A | #N/A | #N/A | #N/A | #N/A
TRUE | VIC | FBTS66P | Fishermans Bend (Powercor) 66 kV | Powercor | Summer | Coincident_unreconciled | 2033 | POE90 | -1.0726 | NA | VIC Fishermans Bend (Powercor) 66 kV |  |  | FALSE | #N/A | #N/A | #N/A | #N/A | #N/A | #N/A | #N/A | #N/A | #N/A | #N/A
TRUE | VIC | FBTS66P | Fishermans Bend (Powercor) 66 kV | Powercor | Summer | Non-coincident | 2033 | POE50 | -1.0874 | 17.6907 | VIC Fishermans Bend (Powercor) 66 kV |  |  | FALSE | #N/A | #N/A | #N/A | #N/A | #N/A | #N/A | #N/A | #N/A | #N/A | #N/A
TRUE | VIC | FBTS66P | Fishermans Bend (Powercor) 66 kV | Powercor | Summer | Non-coincident | 2033 | POE90 | -1.2355 | NA | VIC Fishermans Bend (Powercor) 66 kV |  |  | FALSE | #N/A | #N/A | #N/A | #N/A | #N/A | #N/A | #N/A | #N/A | #N/A | #N/A
TRUE | VIC | FBTS66P | Fishermans Bend (Powercor) 66 kV | Powercor | Summer | Coincident_unreconciled | 2034 | POE50 | -0.90815 | NA | VIC Fishermans Bend (Powercor) 66 kV |  |  | FALSE | #N/A | #N/A | #N/A | #N/A | #N/A | #N/A | #N/A | #N/A | #N/A | #N/A
TRUE | VIC | FBTS66P | Fishermans Bend (Powercor) 66 kV | Powercor | Summer | Coincident_unreconciled | 2034 | POE90 | -1.0808 | NA | VIC Fishermans Bend (Powercor) 66 kV |  |  | FALSE | #N/A | #N/A | #N/A | #N/A | #N/A | #N/A | #N/A | #N/A | #N/A | #N/A
TRUE | VIC | FBTS66P | Fishermans Bend (Powercor) 66 kV | Powercor | Summer | Non-coincident | 2034 | POE50 | -1.0851 | 17.8466 | VIC Fishermans Bend (Powercor) 66 kV |  |  | FALSE | #N/A | #N/A | #N/A | #N/A | #N/A | #N/A | #N/A | #N/A | #N/A | #N/A
TRUE | VIC | FBTS66P | Fishermans Bend (Powercor) 66 kV | Powercor | Summer | Non-coincident | 2034 | POE90 | -1.2344 | NA | VIC Fishermans Bend (Powercor) 66 kV |  |  | FALSE | #N/A | #N/A | #N/A | #N/A | #N/A | #N/A | #N/A | #N/A | #N/A | #N/A
TRUE | VIC | FBTS66P | Fishermans Bend (Powercor) 66 kV | Powercor | Summer | Coincident_unreconciled | 2035 | POE50 | -0.91708 | NA | VIC Fishermans Bend (Powercor) 66 kV |  |  | FALSE | #N/A | #N/A | #N/A | #N/A | #N/A | #N/A | #N/A | #N/A | #N/A | #N/A
TRUE | VIC | FBTS66P | Fishermans Bend (Powercor) 66 kV | Powercor | Summer | Coincident_unreconciled | 2035 | POE90 | -1.0912 | NA | VIC Fishermans Bend (Powercor) 66 kV |  |  | FALSE | #N/A | #N/A | #N/A | #N/A | #N/A | #N/A | #N/A | #N/A | #N/A | #N/A
TRUE | VIC | FBTS66P | Fishermans Bend (Powercor) 66 kV | Powercor | Summer | Non-coincident | 2035 | POE50 | -1.0833 | 18.0008 | VIC Fishermans Bend (Powercor) 66 kV |  |  | FALSE | #N/A | #N/A | #N/A | #N/A | #N/A | #N/A | #N/A | #N/A | #N/A | #N/A
TRUE | VIC | FBTS66P | Fishermans Bend (Powercor) 66 kV | Powercor | Summer | Non-coincident | 2035 | POE90 | -1.234 | NA | VIC Fishermans Bend (Powercor) 66 kV |  |  | FALSE | #N/A | #N/A | #N/A | #N/A | #N/A | #N/A | #N/A | #N/A | #N/A | #N/A
TRUE | VIC | FBTS66P | Fishermans Bend (Powercor) 66 kV | Powercor | Summer | Non-coincident | 2025 | BASEYEARPOE10 | NA | 17.1912 | VIC Fishermans Bend (Powercor) 66 kV |  |  | FALSE | #N/A | #N/A | #N/A | #N/A | #N/A | #N/A | #N/A | #N/A | #N/A | #N/A
TRUE | VIC | FBTS66P | Fishermans Bend (Powercor) 66 kV | Powercor | Summer | Coincident | 2026 | POE10 | NA | 12.7007 | VIC Fishermans Bend (Powercor) 66 kV |  |  | FALSE | #N/A | #N/A | #N/A | #N/A | #N/A | #N/A | #N/A | #N/A | #N/A | #N/A
TRUE | VIC | FBTS66P | Fishermans Bend (Powercor) 66 kV | Powercor | Summer | Coincident | 2026 | POE50 | NA | 12.3484 | VIC Fishermans Bend (Powercor) 66 kV |  |  | FALSE | #N/A | #N/A | #N/A | #N/A | #N/A | #N/A | #N/A | #N/A | #N/A | #N/A
TRUE | VIC | FBTS66P | Fishermans Bend (Powercor) 66 kV | Powercor | Summer | Non-coincident | 2026 | POE10 | NA | 17.4129 | VIC Fishermans Bend (Powercor) 66 kV |  |  | FALSE | #N/A | #N/A | #N/A | #N/A | #N/A | #N/A | #N/A | #N/A | #N/A | #N/A
TRUE | VIC | FBTS66P | Fishermans Bend (Powercor) 66 kV | Powercor | Summer | Coincident | 2027 | POE10 | NA | 12.5094 | VIC Fishermans Bend (Powercor) 66 kV |  |  | FALSE | #N/A | #N/A | #N/A | #N/A | #N/A | #N/A | #N/A | #N/A | #N/A | #N/A
TRUE | VIC | FBTS66P | Fishermans Bend (Powercor) 66 kV | Powercor | Summer | Coincident | 2027 | POE50 | NA | 12.0806 | VIC Fishermans Bend (Powercor) 66 kV |  |  | FALSE | #N/A | #N/A | #N/A | #N/A | #N/A | #N/A | #N/A | #N/A | #N/A | #N/A
TRUE | VIC | FBTS66P | Fishermans Bend (Powercor) 66 kV | Powercor | Summer | Non-coincident | 2027 | POE10 | NA | 17.6214 | VIC Fishermans Bend (Powercor) 66 kV |  |  | FALSE | #N/A | #N/A | #N/A | #N/A | #N/A | #N/A | #N/A | #N/A | #N/A | #N/A
TRUE | VIC | FBTS66P | Fishermans Bend (Powercor) 66 kV | Powercor | Summer | Coincident | 2028 | POE10 | NA | 12.3154 | VIC Fishermans Bend (Powercor) 66 kV |  |  | FALSE | #N/A | #N/A | #N/A | #N/A | #N/A | #N/A | #N/A | #N/A | #N/A | #N/A
TRUE | VIC | FBTS66P | Fishermans Bend (Powercor) 66 kV | Powercor | Summer | Coincident | 2028 | POE50 | NA | 11.8043 | VIC Fishermans Bend (Powercor) 66 kV |  |  | FALSE | #N/A | #N/A | #N/A | #N/A | #N/A | #N/A | #N/A | #N/A | #N/A | #N/A
TRUE | VIC | FBTS66P | Fishermans Bend (Powercor) 66 kV | Powercor | Summer | Non-coincident | 2028 | POE10 | NA | 17.7667 | VIC Fishermans Bend (Powercor) 66 kV |  |  | FALSE | #N/A | #N/A | #N/A | #N/A | #N/A | #N/A | #N/A | #N/A | #N/A | #N/A
TRUE | VIC | FBTS66P | Fishermans Bend (Powercor) 66 kV | Powercor | Summer | Coincident | 2029 | POE10 | NA | 12.2033 | VIC Fishermans Bend (Powercor) 66 kV |  |  | FALSE | #N/A | #N/A | #N/A | #N/A | #N/A | #N/A | #N/A | #N/A | #N/A | #N/A
TRUE | VIC | FBTS66P | Fishermans Bend (Powercor) 66 kV | Powercor | Summer | Coincident | 2029 | POE50 | NA | 11.7043 | VIC Fishermans Bend (Powercor) 66 kV |  |  | FALSE | #N/A | #N/A | #N/A | #N/A | #N/A | #N/A | #N/A | #N/A | #N/A | #N/A
TRUE | VIC | FBTS66P | Fishermans Bend (Powercor) 66 kV | Powercor | Summer | Non-coincident | 2029 | POE10 | NA | 17.9207 | VIC Fishermans Bend (Powercor) 66 kV |  |  | FALSE | #N/A | #N/A | #N/A | #N/A | #N/A | #N/A | #N/A | #N/A | #N/A | #N/A
TRUE | VIC | FBTS66P | Fishermans Bend (Powercor) 66 kV | Powercor | Summer | Coincident | 2030 | POE10 | NA | 12.1302 | VIC Fishermans Bend (Powercor) 66 kV |  |  | FALSE | #N/A | #N/A | #N/A | #N/A | #N/A | #N/A | #N/A | #N/A | #N/A | #N/A
TRUE | VIC | FBTS66P | Fishermans Bend (Powercor) 66 kV | Powercor | Summer | Coincident | 2030 | POE50 | NA | 11.5982 | VIC Fishermans Bend (Powercor) 66 kV |  |  | FALSE | #N/A | #N/A | #N/A | #N/A | #N/A | #N/A | #N/A | #N/A | #N/A | #N/A
TRUE | VIC | FBTS66P | Fishermans Bend (Powercor) 66 kV | Powercor | Summer | Non-coincident | 2030 | POE10 | NA | 18.0736 | VIC Fishermans Bend (Powercor) 66 kV |  |  | FALSE | #N/A | #N/A | #N/A | #N/A | #N/A | #N/A | #N/A | #N/A | #N/A | #N/A
TRUE | VIC | FBTS66P | Fishermans Bend (Powercor) 66 kV | Powercor | Summer | Coincident | 2031 | POE10 | NA | 11.9259 | VIC Fishermans Bend (Powercor) 66 kV |  |  | FALSE | #N/A | #N/A | #N/A | #N/A | #N/A | #N/A | #N/A | #N/A | #N/A | #N/A
TRUE | VIC | FBTS66P | Fishermans Bend (Powercor) 66 kV | Powercor | Summer | Coincident | 2031 | POE50 | NA | 11.4583 | VIC Fishermans Bend (Powercor) 66 kV |  |  | FALSE | #N/A | #N/A | #N/A | #N/A | #N/A | #N/A | #N/A | #N/A | #N/A | #N/A
TRUE | VIC | FBTS66P | Fishermans Bend (Powercor) 66 kV | Powercor | Summer | Non-coincident | 2031 | POE10 | NA | 18.2242 | VIC Fishermans Bend (Powercor) 66 kV |  |  | FALSE | #N/A | #N/A | #N/A | #N/A | #N/A | #N/A | #N/A | #N/A | #N/A | #N/A
TRUE | VIC | FBTS66P | Fishermans Bend (Powercor) 66 kV | Powercor | Summer | Coincident | 2032 | POE10 | NA | 11.675 | VIC Fishermans Bend (Powercor) 66 kV |  |  | FALSE | #N/A | #N/A | #N/A | #N/A | #N/A | #N/A | #N/A | #N/A | #N/A | #N/A
TRUE | VIC | FBTS66P | Fishermans Bend (Powercor) 66 kV | Powercor | Summer | Coincident | 2032 | POE50 | NA | 11.1946 | VIC Fishermans Bend (Powercor) 66 kV |  |  | FALSE | #N/A | #N/A | #N/A | #N/A | #N/A | #N/A | #N/A | #N/A | #N/A | #N/A
TRUE | VIC | FBTS66P | Fishermans Bend (Powercor) 66 kV | Powercor | Summer | Non-coincident | 2032 | POE10 | NA | 18.3844 | VIC Fishermans Bend (Powercor) 66 kV |  |  | FALSE | #N/A | #N/A | #N/A | #N/A | #N/A | #N/A | #N/A | #N/A | #N/A | #N/A
TRUE | VIC | FBTS66P | Fishermans Bend (Powercor) 66 kV | Powercor | Summer | Coincident | 2033 | POE10 | NA | 11.508 | VIC Fishermans Bend (Powercor) 66 kV |  |  | FALSE | #N/A | #N/A | #N/A | #N/A | #N/A | #N/A | #N/A | #N/A | #N/A | #N/A
TRUE | VIC | FBTS66P | Fishermans Bend (Powercor) 66 kV | Powercor | Summer | Coincident | 2033 | POE50 | NA | 10.9315 | VIC Fishermans Bend (Powercor) 66 kV |  |  | FALSE | #N/A | #N/A | #N/A | #N/A | #N/A | #N/A | #N/A | #N/A | #N/A | #N/A
TRUE | VIC | FBTS66P | Fishermans Bend (Powercor) 66 kV | Powercor | Summer | Non-coincident | 2033 | POE10 | NA | 18.5516 | VIC Fishermans Bend (Powercor) 66 kV |  |  | FALSE | #N/A | #N/A | #N/A | #N/A | #N/A | #N/A | #N/A | #N/A | #N/A | #N/A
TRUE | VIC | FBTS66P | Fishermans Bend (Powercor) 66 kV | Powercor | Summer | Coincident | 2034 | POE10 | NA | 11.4923 | VIC Fishermans Bend (Powercor) 66 kV |  |  | FALSE | #N/A | #N/A | #N/A | #N/A | #N/A | #N/A | #N/A | #N/A | #N/A | #N/A
TRUE | VIC | FBTS66P | Fishermans Bend (Powercor) 66 kV | Powercor | Summer | Coincident | 2034 | POE50 | NA | 10.9275 | VIC Fishermans Bend (Powercor) 66 kV |  |  | FALSE | #N/A | #N/A | #N/A | #N/A | #N/A | #N/A | #N/A | #N/A | #N/A | #N/A
TRUE | VIC | FBTS66P | Fishermans Bend (Powercor) 66 kV | Powercor | Summer | Non-coincident | 2034 | POE10 | NA | 18.715 | VIC Fishermans Bend (Powercor) 66 kV |  |  | FALSE | #N/A | #N/A | #N/A | #N/A | #N/A | #N/A | #N/A | #N/A | #N/A | #N/A
TRUE | VIC | FBTS66P | Fishermans Bend (Powercor) 66 kV | Powercor | Summer | Coincident | 2035 | POE10 | NA | 11.5244 | VIC Fishermans Bend (Powercor) 66 kV |  |  | FALSE | #N/A | #N/A | #N/A | #N/A | #N/A | #N/A | #N/A | #N/A | #N/A | #N/A
TRUE | VIC | FBTS66P | Fishermans Bend (Powercor) 66 kV | Powercor | Summer | Coincident | 2035 | POE50 | NA | 10.9593 | VIC Fishermans Bend (Powercor) 66 kV |  |  | FALSE | #N/A | #N/A | #N/A | #N/A | #N/A | #N/A | #N/A | #N/A | #N/A | #N/A
TRUE | VIC | FBTS66P | Fishermans Bend (Powercor) 66 kV | Powercor | Summer | Non-coincident | 2035 | POE10 | NA | 18.8767 | VIC Fishermans Bend (Powercor) 66 kV |  |  | FALSE | #N/A | #N/A | #N/A | #N/A | #N/A | #N/A | #N/A | #N/A | #N/A | #N/A
TRUE | VIC | FBTS66P | Fishermans Bend (Powercor) 66 kV | Powercor | Winter | Coincident | 2018 | ACTUAL_OPG | NA | 13.0116 | VIC Fishermans Bend (Powercor) 66 kV |  |  | FALSE | #N/A | #N/A | #N/A | #N/A | #N/A | #N/A | #N/A | #N/A | #N/A | #N/A
TRUE | VIC | FBTS66P | Fishermans Bend (Powercor) 66 kV | Powercor | Winter | Coincident | 2018 | ACTUAL_RAW | NA | 13.0116 | VIC Fishermans Bend (Powercor) 66 kV |  |  | FALSE | #N/A | #N/A | #N/A | #N/A | #N/A | #N/A | #N/A | #N/A | #N/A | #N/A
TRUE | VIC | FBTS66P | Fishermans Bend (Powercor) 66 kV | Powercor | Winter | Non-coincident | 2018 | ACTUAL_RAW | NA | 13.2612 | VIC Fishermans Bend (Powercor) 66 kV |  |  | FALSE | #N/A | #N/A | #N/A | #N/A | #N/A | #N/A | #N/A | #N/A | #N/A | #N/A
TRUE | VIC | FBTS66P | Fishermans Bend (Powercor) 66 kV | Powercor | Winter | Non-coincident | 2018 | ACTUAL_OPG | NA | 13.2612 | VIC Fishermans Bend (Powercor) 66 kV |  |  | FALSE | #N/A | #N/A | #N/A | #N/A | #N/A | #N/A | #N/A | #N/A | #N/A | #N/A
TRUE | VIC | FBTS66P | Fishermans Bend (Powercor) 66 kV | Powercor | Winter | Non-coincident | 2018 | ACTUAL_ADJUSTEDOPG | NA | 13.2612 | VIC Fishermans Bend (Powercor) 66 kV |  |  | FALSE | #N/A | #N/A | #N/A | #N/A | #N/A | #N/A | #N/A | #N/A | #N/A | #N/A
TRUE | VIC | FBTS66P | Fishermans Bend (Powercor) 66 kV | Powercor | Winter | Coincident | 2019 | ACTUAL_OPG | NA | 11.5857 | VIC Fishermans Bend (Powercor) 66 kV |  |  | FALSE | #N/A | #N/A | #N/A | #N/A | #N/A | #N/A | #N/A | #N/A | #N/A | #N/A
TRUE | VIC | FBTS66P | Fishermans Bend (Powercor) 66 kV | Powercor | Winter | Coincident | 2019 | ACTUAL_RAW | NA | 11.5857 | VIC Fishermans Bend (Powercor) 66 kV |  |  | FALSE | #N/A | #N/A | #N/A | #N/A | #N/A | #N/A | #N/A | #N/A | #N/A | #N/A
TRUE | VIC | FBTS66P | Fishermans Bend (Powercor) 66 kV | Powercor | Winter | Non-coincident | 2019 | ACTUAL_RAW | NA | 13.442 | VIC Fishermans Bend (Powercor) 66 kV |  |  | FALSE | #N/A | #N/A | #N/A | #N/A | #N/A | #N/A | #N/A | #N/A | #N/A | #N/A
TRUE | VIC | FBTS66P | Fishermans Bend (Powercor) 66 kV | Powercor | Winter | Non-coincident | 2019 | ACTUAL_OPG | NA | 13.442 | VIC Fishermans Bend (Powercor) 66 kV |  |  | FALSE | #N/A | #N/A | #N/A | #N/A | #N/A | #N/A | #N/A | #N/A | #N/A | #N/A
TRUE | VIC | FBTS66P | Fishermans Bend (Powercor) 66 kV | Powercor | Winter | Non-coincident | 2019 | ACTUAL_ADJUSTEDOPG | NA | 13.442 | VIC Fishermans Bend (Powercor) 66 kV |  |  | FALSE | #N/A | #N/A | #N/A | #N/A | #N/A | #N/A | #N/A | #N/A | #N/A | #N/A
TRUE | VIC | FBTS66P | Fishermans Bend (Powercor) 66 kV | Powercor | Winter | Coincident | 2020 | ACTUAL_OPG | NA | 8.1463 | VIC Fishermans Bend (Powercor) 66 kV |  |  | FALSE | #N/A | #N/A | #N/A | #N/A | #N/A | #N/A | #N/A | #N/A | #N/A | #N/A
TRUE | VIC | FBTS66P | Fishermans Bend (Powercor) 66 kV | Powercor | Winter | Coincident | 2020 | ACTUAL_RAW | NA | 8.1463 | VIC Fishermans Bend (Powercor) 66 kV |  |  | FALSE | #N/A | #N/A | #N/A | #N/A | #N/A | #N/A | #N/A | #N/A | #N/A | #N/A
TRUE | VIC | FBTS66P | Fishermans Bend (Powercor) 66 kV | Powercor | Winter | Non-coincident | 2020 | ACTUAL_RAW | NA | 10.3199 | VIC Fishermans Bend (Powercor) 66 kV |  |  | FALSE | #N/A | #N/A | #N/A | #N/A | #N/A | #N/A | #N/A | #N/A | #N/A | #N/A
TRUE | VIC | FBTS66P | Fishermans Bend (Powercor) 66 kV | Powercor | Winter | Non-coincident | 2020 | ACTUAL_OPG | NA | 10.3199 | VIC Fishermans Bend (Powercor) 66 kV |  |  | FALSE | #N/A | #N/A | #N/A | #N/A | #N/A | #N/A | #N/A | #N/A | #N/A | #N/A
TRUE | VIC | FBTS66P | Fishermans Bend (Powercor) 66 kV | Powercor | Winter | Coincident | 2021 | ACTUAL_OPG | NA | 9.0459 | VIC Fishermans Bend (Powercor) 66 kV |  |  | FALSE | #N/A | #N/A | #N/A | #N/A | #N/A | #N/A | #N/A | #N/A | #N/A | #N/A
TRUE | VIC | FBTS66P | Fishermans Bend (Powercor) 66 kV | Powercor | Winter | Coincident | 2021 | ACTUAL_RAW | NA | 9.0459 | VIC Fishermans Bend (Powercor) 66 kV |  |  | FALSE | #N/A | #N/A | #N/A | #N/A | #N/A | #N/A | #N/A | #N/A | #N/A | #N/A
TRUE | VIC | FBTS66P | Fishermans Bend (Powercor) 66 kV | Powercor | Winter | Non-coincident | 2021 | ACTUAL_RAW | NA | 10.0896 | VIC Fishermans Bend (Powercor) 66 kV |  |  | FALSE | #N/A | #N/A | #N/A | #N/A | #N/A | #N/A | #N/A | #N/A | #N/A | #N/A
TRUE | VIC | FBTS66P | Fishermans Bend (Powercor) 66 kV | Powercor | Winter | Non-coincident | 2021 | ACTUAL_OPG | NA | 10.0896 | VIC Fishermans Bend (Powercor) 66 kV |  |  | FALSE | #N/A | #N/A | #N/A | #N/A | #N/A | #N/A | #N/A | #N/A | #N/A | #N/A
TRUE | VIC | FBTS66P | Fishermans Bend (Powercor) 66 kV | Powercor | Winter | Coincident | 2022 | ACTUAL_OPG | NA | 2.5844 | VIC Fishermans Bend (Powercor) 66 kV |  |  | FALSE | #N/A | #N/A | #N/A | #N/A | #N/A | #N/A | #N/A | #N/A | #N/A | #N/A
TRUE | VIC | FBTS66P | Fishermans Bend (Powercor) 66 kV | Powercor | Winter | Coincident | 2022 | ACTUAL_RAW | NA | 2.5844 | VIC Fishermans Bend (Powercor) 66 kV |  |  | FALSE | #N/A | #N/A | #N/A | #N/A | #N/A | #N/A | #N/A | #N/A | #N/A | #N/A
TRUE | VIC | FBTS66P | Fishermans Bend (Powercor) 66 kV | Powercor | Winter | Non-coincident | 2022 | ACTUAL_RAW | NA | 2.7289 | VIC Fishermans Bend (Powercor) 66 kV |  |  | FALSE | #N/A | #N/A | #N/A | #N/A | #N/A | #N/A | #N/A | #N/A | #N/A | #N/A
TRUE | VIC | FBTS66P | Fishermans Bend (Powercor) 66 kV | Powercor | Winter | Non-coincident | 2022 | ACTUAL_OPG | NA | 2.7289 | VIC Fishermans Bend (Powercor) 66 kV |  |  | FALSE | #N/A | #N/A | #N/A | #N/A | #N/A | #N/A | #N/A | #N/A | #N/A | #N/A
TRUE | VIC | FBTS66P | Fishermans Bend (Powercor) 66 kV | Powercor | Winter | Coincident | 2023 | ACTUAL_OPG | NA | 2.5238 | VIC Fishermans Bend (Powercor) 66 kV |  |  | FALSE | #N/A | #N/A | #N/A | #N/A | #N/A | #N/A | #N/A | #N/A | #N/A | #N/A
TRUE | VIC | FBTS66P | Fishermans Bend (Powercor) 66 kV | Powercor | Winter | Coincident | 2023 | ACTUAL_RAW | NA | 2.5238 | VIC Fishermans Bend (Powercor) 66 kV |  |  | FALSE | #N/A | #N/A | #N/A | #N/A | #N/A | #N/A | #N/A | #N/A | #N/A | #N/A
TRUE | VIC | FBTS66P | Fishermans Bend (Powercor) 66 kV | Powercor | Winter | Non-coincident | 2023 | ACTUAL_RAW | NA | 2.8136 | VIC Fishermans Bend (Powercor) 66 kV |  |  | FALSE | #N/A | #N/A | #N/A | #N/A | #N/A | #N/A | #N/A | #N/A | #N/A | #N/A
TRUE | VIC | FBTS66P | Fishermans Bend (Powercor) 66 kV | Powercor | Winter | Non-coincident | 2023 | ACTUAL_OPG | NA | 2.8136 | VIC Fishermans Bend (Powercor) 66 kV |  |  | FALSE | #N/A | #N/A | #N/A | #N/A | #N/A | #N/A | #N/A | #N/A | #N/A | #N/A
TRUE | VIC | FBTS66P | Fishermans Bend (Powercor) 66 kV | Powercor | Winter | Non-coincident | 2023 | ACTUAL_ADJUSTEDOPG | NA | 2.8136 | VIC Fishermans Bend (Powercor) 66 kV |  |  | FALSE | #N/A | #N/A | #N/A | #N/A | #N/A | #N/A | #N/A | #N/A | #N/A | #N/A
TRUE | VIC | FBTS66P | Fishermans Bend (Powercor) 66 kV | Powercor | Winter | Coincident | 2024 | ACTUAL_OPG | NA | 2.4739 | VIC Fishermans Bend (Powercor) 66 kV |  |  | FALSE | #N/A | #N/A | #N/A | #N/A | #N/A | #N/A | #N/A | #N/A | #N/A | #N/A
TRUE | VIC | FBTS66P | Fishermans Bend (Powercor) 66 kV | Powercor | Winter | Coincident | 2024 | ACTUAL_RAW | NA | 2.4739 | VIC Fishermans Bend (Powercor) 66 kV |  |  | FALSE | #N/A | #N/A | #N/A | #N/A | #N/A | #N/A | #N/A | #N/A | #N/A | #N/A
TRUE | VIC | FBTS66P | Fishermans Bend (Powercor) 66 kV | Powercor | Winter | Non-coincident | 2024 | ACTUAL_RAW | NA | 2.646 | VIC Fishermans Bend (Powercor) 66 kV |  |  | FALSE | #N/A | #N/A | #N/A | #N/A | #N/A | #N/A | #N/A | #N/A | #N/A | #N/A
TRUE | VIC | FBTS66P | Fishermans Bend (Powercor) 66 kV | Powercor | Winter | Non-coincident | 2024 | ACTUAL_OPG | NA | 2.646 | VIC Fishermans Bend (Powercor) 66 kV |  |  | FALSE | #N/A | #N/A | #N/A | #N/A | #N/A | #N/A | #N/A | #N/A | #N/A | #N/A
TRUE | VIC | FBTS66P | Fishermans Bend (Powercor) 66 kV | Powercor | Winter | Non-coincident | 2024 | ACTUAL_ADJUSTEDOPG | NA | 2.646 | VIC Fishermans Bend (Powercor) 66 kV |  |  | FALSE | #N/A | #N/A | #N/A | #N/A | #N/A | #N/A | #N/A | #N/A | #N/A | #N/A
TRUE | VIC | FBTS66P | Fishermans Bend (Powercor) 66 kV | Powercor | Winter | Coincident | 2025 | POE10 | NA | 12.8567 | VIC Fishermans Bend (Powercor) 66 kV |  |  | FALSE | #N/A | #N/A | #N/A | #N/A | #N/A | #N/A | #N/A | #N/A | #N/A | #N/A
TRUE | VIC | FBTS66P | Fishermans Bend (Powercor) 66 kV | Powercor | Winter | Coincident | 2025 | POE50 | NA | 12.7354 | VIC Fishermans Bend (Powercor) 66 kV |  |  | FALSE | #N/A | #N/A | #N/A | #N/A | #N/A | #N/A | #N/A | #N/A | #N/A | #N/A
TRUE | VIC | FBTS66P | Fishermans Bend (Powercor) 66 kV | Powercor | Winter | Non-coincident | 2025 | ACTUAL_RAW | NA | 2.537 | VIC Fishermans Bend (Powercor) 66 kV |  |  | FALSE | #N/A | #N/A | #N/A | #N/A | #N/A | #N/A | #N/A | #N/A | #N/A | #N/A
TRUE | VIC | FBTS66P | Fishermans Bend (Powercor) 66 kV | Powercor | Winter | Non-coincident | 2025 | ACTUAL_ADJUSTEDOPG | NA | 2.537 | VIC Fishermans Bend (Powercor) 66 kV |  |  | FALSE | #N/A | #N/A | #N/A | #N/A | #N/A | #N/A | #N/A | #N/A | #N/A | #N/A
TRUE | VIC | FBTS66P | Fishermans Bend (Powercor) 66 kV | Powercor | Winter | Non-coincident | 2025 | BASEYEARPOE50 | NA | 15.1401 | VIC Fishermans Bend (Powercor) 66 kV |  |  | FALSE | #N/A | #N/A | #N/A | #N/A | #N/A | #N/A | #N/A | #N/A | #N/A | #N/A
TRUE | VIC | FBTS66P | Fishermans Bend (Powercor) 66 kV | Powercor | Winter | Non-coincident | 2025 | BASEYEARPOE10 | NA | 15.316 | VIC Fishermans Bend (Powercor) 66 kV |  |  | FALSE | #N/A | #N/A | #N/A | #N/A | #N/A | #N/A | #N/A | #N/A | #N/A | #N/A
TRUE | VIC | FBTS66P | Fishermans Bend (Powercor) 66 kV | Powercor | Winter | Non-coincident | 2025 | POE10 | NA | 15.4564 | VIC Fishermans Bend (Powercor) 66 kV |  |  | FALSE | #N/A | #N/A | #N/A | #N/A | #N/A | #N/A | #N/A | #N/A | #N/A | #N/A
TRUE | VIC | FBTS66P | Fishermans Bend (Powercor) 66 kV | Powercor | Winter | Non-coincident | 2025 | POE50 | NA | 15.2903 | VIC Fishermans Bend (Powercor) 66 kV |  |  | FALSE | #N/A | #N/A | #N/A | #N/A | #N/A | #N/A | #N/A | #N/A | #N/A | #N/A
TRUE | VIC | FBTS66P | Fishermans Bend (Powercor) 66 kV | Powercor | Winter | Coincident | 2026 | POE10 | NA | 12.5594 | VIC Fishermans Bend (Powercor) 66 kV |  |  | FALSE | #N/A | #N/A | #N/A | #N/A | #N/A | #N/A | #N/A | #N/A | #N/A | #N/A
TRUE | VIC | FBTS66P | Fishermans Bend (Powercor) 66 kV | Powercor | Winter | Coincident | 2026 | POE50 | NA | 12.4177 | VIC Fishermans Bend (Powercor) 66 kV |  |  | FALSE | #N/A | #N/A | #N/A | #N/A | #N/A | #N/A | #N/A | #N/A | #N/A | #N/A
TRUE | VIC | FBTS66P | Fishermans Bend (Powercor) 66 kV | Powercor | Winter | Non-coincident | 2026 | POE10 | NA | 15.6852 | VIC Fishermans Bend (Powercor) 66 kV |  |  | FALSE | #N/A | #N/A | #N/A | #N/A | #N/A | #N/A | #N/A | #N/A | #N/A | #N/A
TRUE | VIC | FBTS66P | Fishermans Bend (Powercor) 66 kV | Powercor | Winter | Non-coincident | 2026 | POE50 | NA | 15.5168 | VIC Fishermans Bend (Powercor) 66 kV |  |  | FALSE | #N/A | #N/A | #N/A | #N/A | #N/A | #N/A | #N/A | #N/A | #N/A | #N/A
TRUE | VIC | FBTS66P | Fishermans Bend (Powercor) 66 kV | Powercor | Winter | Coincident | 2027 | POE10 | NA | 12.2124 | VIC Fishermans Bend (Powercor) 66 kV |  |  | FALSE | #N/A | #N/A | #N/A | #N/A | #N/A | #N/A | #N/A | #N/A | #N/A | #N/A
TRUE | VIC | FBTS66P | Fishermans Bend (Powercor) 66 kV | Powercor | Winter | Coincident | 2027 | POE50 | NA | 12.0438 | VIC Fishermans Bend (Powercor) 66 kV |  |  | FALSE | #N/A | #N/A | #N/A | #N/A | #N/A | #N/A | #N/A | #N/A | #N/A | #N/A
TRUE | VIC | FBTS66P | Fishermans Bend (Powercor) 66 kV | Powercor | Winter | Non-coincident | 2027 | POE10 | NA | 15.8265 | VIC Fishermans Bend (Powercor) 66 kV |  |  | FALSE | #N/A | #N/A | #N/A | #N/A | #N/A | #N/A | #N/A | #N/A | #N/A | #N/A
TRUE | VIC | FBTS66P | Fishermans Bend (Powercor) 66 kV | Powercor | Winter | Non-coincident | 2027 | POE50 | NA | 15.6566 | VIC Fishermans Bend (Powercor) 66 kV |  |  | FALSE | #N/A | #N/A | #N/A | #N/A | #N/A | #N/A | #N/A | #N/A | #N/A | #N/A
TRUE | VIC | FBTS66P | Fishermans Bend (Powercor) 66 kV | Powercor | Winter | Coincident | 2028 | POE10 | NA | 12.0879 | VIC Fishermans Bend (Powercor) 66 kV |  |  | FALSE | #N/A | #N/A | #N/A | #N/A | #N/A | #N/A | #N/A | #N/A | #N/A | #N/A
TRUE | VIC | FBTS66P | Fishermans Bend (Powercor) 66 kV | Powercor | Winter | Coincident | 2028 | POE50 | NA | 11.9306 | VIC Fishermans Bend (Powercor) 66 kV |  |  | FALSE | #N/A | #N/A | #N/A | #N/A | #N/A | #N/A | #N/A | #N/A | #N/A | #N/A
TRUE | VIC | FBTS66P | Fishermans Bend (Powercor) 66 kV | Powercor | Winter | Non-coincident | 2028 | POE10 | NA | 15.9713 | VIC Fishermans Bend (Powercor) 66 kV |  |  | FALSE | #N/A | #N/A | #N/A | #N/A | #N/A | #N/A | #N/A | #N/A | #N/A | #N/A
TRUE | VIC | FBTS66P | Fishermans Bend (Powercor) 66 kV | Powercor | Winter | Non-coincident | 2028 | POE50 | NA | 15.8 | VIC Fishermans Bend (Powercor) 66 kV |  |  | FALSE | #N/A | #N/A | #N/A | #N/A | #N/A | #N/A | #N/A | #N/A | #N/A | #N/A
TRUE | VIC | FBTS66P | Fishermans Bend (Powercor) 66 kV | Powercor | Winter | Coincident | 2029 | POE10 | NA | 12.0509 | VIC Fishermans Bend (Powercor) 66 kV |  |  | FALSE | #N/A | #N/A | #N/A | #N/A | #N/A | #N/A | #N/A | #N/A | #N/A | #N/A
TRUE | VIC | FBTS66P | Fishermans Bend (Powercor) 66 kV | Powercor | Winter | Coincident | 2029 | POE50 | NA | 11.8982 | VIC Fishermans Bend (Powercor) 66 kV |  |  | FALSE | #N/A | #N/A | #N/A | #N/A | #N/A | #N/A | #N/A | #N/A | #N/A | #N/A
TRUE | VIC | FBTS66P | Fishermans Bend (Powercor) 66 kV | Powercor | Winter | Non-coincident | 2029 | POE10 | NA | 16.1178 | VIC Fishermans Bend (Powercor) 66 kV |  |  | FALSE | #N/A | #N/A | #N/A | #N/A | #N/A | #N/A | #N/A | #N/A | #N/A | #N/A
TRUE | VIC | FBTS66P | Fishermans Bend (Powercor) 66 kV | Powercor | Winter | Non-coincident | 2029 | POE50 | NA | 15.945 | VIC Fishermans Bend (Powercor) 66 kV |  |  | FALSE | #N/A | #N/A | #N/A | #N/A | #N/A | #N/A | #N/A | #N/A | #N/A | #N/A
TRUE | VIC | FBTS66P | Fishermans Bend (Powercor) 66 kV | Powercor | Winter | Coincident | 2030 | POE10 | NA | 11.9942 | VIC Fishermans Bend (Powercor) 66 kV |  |  | FALSE | #N/A | #N/A | #N/A | #N/A | #N/A | #N/A | #N/A | #N/A | #N/A | #N/A
TRUE | VIC | FBTS66P | Fishermans Bend (Powercor) 66 kV | Powercor | Winter | Coincident | 2030 | POE50 | NA | 11.8398 | VIC Fishermans Bend (Powercor) 66 kV |  |  | FALSE | #N/A | #N/A | #N/A | #N/A | #N/A | #N/A | #N/A | #N/A | #N/A | #N/A
TRUE | VIC | FBTS66P | Fishermans Bend (Powercor) 66 kV | Powercor | Winter | Non-coincident | 2030 | POE10 | NA | 16.2647 | VIC Fishermans Bend (Powercor) 66 kV |  |  | FALSE | #N/A | #N/A | #N/A | #N/A | #N/A | #N/A | #N/A | #N/A | #N/A | #N/A
TRUE | VIC | FBTS66P | Fishermans Bend (Powercor) 66 kV | Powercor | Winter | Non-coincident | 2030 | POE50 | NA | 16.0904 | VIC Fishermans Bend (Powercor) 66 kV |  |  | FALSE | #N/A | #N/A | #N/A | #N/A | #N/A | #N/A | #N/A | #N/A | #N/A | #N/A
TRUE | VIC | FBTS66P | Fishermans Bend (Powercor) 66 kV | Powercor | Winter | Coincident | 2031 | POE10 | NA | 11.9562 | VIC Fishermans Bend (Powercor) 66 kV |  |  | FALSE | #N/A | #N/A | #N/A | #N/A | #N/A | #N/A | #N/A | #N/A | #N/A | #N/A
TRUE | VIC | FBTS66P | Fishermans Bend (Powercor) 66 kV | Powercor | Winter | Coincident | 2031 | POE50 | NA | 11.8028 | VIC Fishermans Bend (Powercor) 66 kV |  |  | FALSE | #N/A | #N/A | #N/A | #N/A | #N/A | #N/A | #N/A | #N/A | #N/A | #N/A
TRUE | VIC | FBTS66P | Fishermans Bend (Powercor) 66 kV | Powercor | Winter | Non-coincident | 2031 | POE10 | NA | 16.4113 | VIC Fishermans Bend (Powercor) 66 kV |  |  | FALSE | #N/A | #N/A | #N/A | #N/A | #N/A | #N/A | #N/A | #N/A | #N/A | #N/A
TRUE | VIC | FBTS66P | Fishermans Bend (Powercor) 66 kV | Powercor | Winter | Non-coincident | 2031 | POE50 | NA | 16.2355 | VIC Fishermans Bend (Powercor) 66 kV |  |  | FALSE | #N/A | #N/A | #N/A | #N/A | #N/A | #N/A | #N/A | #N/A | #N/A | #N/A
TRUE | VIC | FBTS66P | Fishermans Bend (Powercor) 66 kV | Powercor | Winter | Coincident | 2032 | POE10 | NA | 11.8244 | VIC Fishermans Bend (Powercor) 66 kV |  |  | FALSE | #N/A | #N/A | #N/A | #N/A | #N/A | #N/A | #N/A | #N/A | #N/A | #N/A
TRUE | VIC | FBTS66P | Fishermans Bend (Powercor) 66 kV | Powercor | Winter | Coincident | 2032 | POE50 | NA | 11.6507 | VIC Fishermans Bend (Powercor) 66 kV |  |  | FALSE | #N/A | #N/A | #N/A | #N/A | #N/A | #N/A | #N/A | #N/A | #N/A | #N/A
TRUE | VIC | FBTS66P | Fishermans Bend (Powercor) 66 kV | Powercor | Winter | Non-coincident | 2032 | POE10 | NA | 16.5675 | VIC Fishermans Bend (Powercor) 66 kV |  |  | FALSE | #N/A | #N/A | #N/A | #N/A | #N/A | #N/A | #N/A | #N/A | #N/A | #N/A
TRUE | VIC | FBTS66P | Fishermans Bend (Powercor) 66 kV | Powercor | Winter | Non-coincident | 2032 | POE50 | NA | 16.3902 | VIC Fishermans Bend (Powercor) 66 kV |  |  | FALSE | #N/A | #N/A | #N/A | #N/A | #N/A | #N/A | #N/A | #N/A | #N/A | #N/A
TRUE | VIC | FBTS66P | Fishermans Bend (Powercor) 66 kV | Powercor | Winter | Coincident | 2033 | POE10 | NA | 11.6401 | VIC Fishermans Bend (Powercor) 66 kV |  |  | FALSE | #N/A | #N/A | #N/A | #N/A | #N/A | #N/A | #N/A | #N/A | #N/A | #N/A
TRUE | VIC | FBTS66P | Fishermans Bend (Powercor) 66 kV | Powercor | Winter | Coincident | 2033 | POE50 | NA | 11.4706 | VIC Fishermans Bend (Powercor) 66 kV |  |  | FALSE | #N/A | #N/A | #N/A | #N/A | #N/A | #N/A | #N/A | #N/A | #N/A | #N/A
TRUE | VIC | FBTS66P | Fishermans Bend (Powercor) 66 kV | Powercor | Winter | Non-coincident | 2033 | POE10 | NA | 16.7225 | VIC Fishermans Bend (Powercor) 66 kV |  |  | FALSE | #N/A | #N/A | #N/A | #N/A | #N/A | #N/A | #N/A | #N/A | #N/A | #N/A
TRUE | VIC | FBTS66P | Fishermans Bend (Powercor) 66 kV | Powercor | Winter | Non-coincident | 2033 | POE50 | NA | 16.5436 | VIC Fishermans Bend (Powercor) 66 kV |  |  | FALSE | #N/A | #N/A | #N/A | #N/A | #N/A | #N/A | #N/A | #N/A | #N/A | #N/A
TRUE | VIC | FBTS66P | Fishermans Bend (Powercor) 66 kV | Powercor | Winter | Coincident | 2034 | POE10 | NA | 11.6612 | VIC Fishermans Bend (Powercor) 66 kV |  |  | FALSE | #N/A | #N/A | #N/A | #N/A | #N/A | #N/A | #N/A | #N/A | #N/A | #N/A
TRUE | VIC | FBTS66P | Fishermans Bend (Powercor) 66 kV | Powercor | Winter | Coincident | 2034 | POE50 | NA | 11.4978 | VIC Fishermans Bend (Powercor) 66 kV |  |  | FALSE | #N/A | #N/A | #N/A | #N/A | #N/A | #N/A | #N/A | #N/A | #N/A | #N/A
TRUE | VIC | FBTS66P | Fishermans Bend (Powercor) 66 kV | Powercor | Winter | Non-coincident | 2034 | POE10 | NA | 16.8733 | VIC Fishermans Bend (Powercor) 66 kV |  |  | FALSE | #N/A | #N/A | #N/A | #N/A | #N/A | #N/A | #N/A | #N/A | #N/A | #N/A
TRUE | VIC | FBTS66P | Fishermans Bend (Powercor) 66 kV | Powercor | Winter | Non-coincident | 2034 | POE50 | NA | 16.6928 | VIC Fishermans Bend (Powercor) 66 kV |  |  | FALSE | #N/A | #N/A | #N/A | #N/A | #N/A | #N/A | #N/A | #N/A | #N/A | #N/A
TRUE | VIC | GNTS | Glenrowan (AusNet) 66 kV | AusNet | Shoulder | Coincident | 2019 | ACTUAL_OPG | 32.5019 | NA | VIC Glenrowan (AusNet) 66 kV |  |  | FALSE | #N/A | #N/A | #N/A | #N/A | #N/A | #N/A | #N/A | #N/A | #N/A | #N/A
TRUE | VIC | GNTS | Glenrowan (AusNet) 66 kV | AusNet | Shoulder | Coincident | 2019 | ACTUAL_RAW | 32.5019 | NA | VIC Glenrowan (AusNet) 66 kV |  |  | FALSE | #N/A | #N/A | #N/A | #N/A | #N/A | #N/A | #N/A | #N/A | #N/A | #N/A
TRUE | VIC | GNTS | Glenrowan (AusNet) 66 kV | AusNet | Shoulder | Non-coincident | 2019 | ACTUAL_RAW | 14.0609 | NA | VIC Glenrowan (AusNet) 66 kV |  |  | FALSE | #N/A | #N/A | #N/A | #N/A | #N/A | #N/A | #N/A | #N/A | #N/A | #N/A
TRUE | VIC | GNTS | Glenrowan (AusNet) 66 kV | AusNet | Shoulder | Non-coincident | 2019 | ACTUAL_OPG | 14.0609 | NA | VIC Glenrowan (AusNet) 66 kV |  |  | FALSE | #N/A | #N/A | #N/A | #N/A | #N/A | #N/A | #N/A | #N/A | #N/A | #N/A
TRUE | VIC | GNTS | Glenrowan (AusNet) 66 kV | AusNet | Shoulder | Non-coincident | 2019 | ACTUAL_ADJUSTEDOPG | 14.0609 | NA | VIC Glenrowan (AusNet) 66 kV |  |  | FALSE | #N/A | #N/A | #N/A | #N/A | #N/A | #N/A | #N/A | #N/A | #N/A | #N/A
TRUE | VIC | GNTS | Glenrowan (AusNet) 66 kV | AusNet | Shoulder | Coincident | 2020 | ACTUAL_OPG | 21.6038 | NA | VIC Glenrowan (AusNet) 66 kV |  |  | FALSE | #N/A | #N/A | #N/A | #N/A | #N/A | #N/A | #N/A | #N/A | #N/A | #N/A
TRUE | VIC | GNTS | Glenrowan (AusNet) 66 kV | AusNet | Shoulder | Coincident | 2020 | ACTUAL_RAW | 21.6038 | NA | VIC Glenrowan (AusNet) 66 kV |  |  | FALSE | #N/A | #N/A | #N/A | #N/A | #N/A | #N/A | #N/A | #N/A | #N/A | #N/A
TRUE | VIC | GNTS | Glenrowan (AusNet) 66 kV | AusNet | Shoulder | Non-coincident | 2020 | ACTUAL_RAW | 15.5874 | NA | VIC Glenrowan (AusNet) 66 kV |  |  | FALSE | #N/A | #N/A | #N/A | #N/A | #N/A | #N/A | #N/A | #N/A | #N/A | #N/A
TRUE | VIC | GNTS | Glenrowan (AusNet) 66 kV | AusNet | Shoulder | Non-coincident | 2020 | ACTUAL_OPG | 15.5874 | NA | VIC Glenrowan (AusNet) 66 kV |  |  | FALSE | #N/A | #N/A | #N/A | #N/A | #N/A | #N/A | #N/A | #N/A | #N/A | #N/A
TRUE | VIC | GNTS | Glenrowan (AusNet) 66 kV | AusNet | Shoulder | Non-coincident | 2020 | ACTUAL_ADJUSTEDOPG | 15.5874 | NA | VIC Glenrowan (AusNet) 66 kV |  |  | FALSE | #N/A | #N/A | #N/A | #N/A | #N/A | #N/A | #N/A | #N/A | #N/A | #N/A
TRUE | VIC | GNTS | Glenrowan (AusNet) 66 kV | AusNet | Shoulder | Coincident | 2021 | ACTUAL_OPG | 13.5496 | NA | VIC Glenrowan (AusNet) 66 kV |  |  | FALSE | #N/A | #N/A | #N/A | #N/A | #N/A | #N/A | #N/A | #N/A | #N/A | #N/A
TRUE | VIC | GNTS | Glenrowan (AusNet) 66 kV | AusNet | Shoulder | Coincident | 2021 | ACTUAL_RAW | 13.5496 | NA | VIC Glenrowan (AusNet) 66 kV |  |  | FALSE | #N/A | #N/A | #N/A | #N/A | #N/A | #N/A | #N/A | #N/A | #N/A | #N/A
TRUE | VIC | GNTS | Glenrowan (AusNet) 66 kV | AusNet | Shoulder | Non-coincident | 2021 | ACTUAL_RAW | -74.1697 | NA | VIC Glenrowan (AusNet) 66 kV |  |  | FALSE | #N/A | #N/A | #N/A | #N/A | #N/A | #N/A | #N/A | #N/A | #N/A | #N/A
TRUE | VIC | GNTS | Glenrowan (AusNet) 66 kV | AusNet | Shoulder | Non-coincident | 2021 | ACTUAL_OPG | 9.6039 | NA | VIC Glenrowan (AusNet) 66 kV |  |  | FALSE | #N/A | #N/A | #N/A | #N/A | #N/A | #N/A | #N/A | #N/A | #N/A | #N/A
TRUE | VIC | GNTS | Glenrowan (AusNet) 66 kV | AusNet | Shoulder | Non-coincident | 2021 | ACTUAL_ADJUSTEDOPG | 9.6039 | NA | VIC Glenrowan (AusNet) 66 kV |  |  | FALSE | #N/A | #N/A | #N/A | #N/A | #N/A | #N/A | #N/A | #N/A | #N/A | #N/A
TRUE | VIC | GNTS | Glenrowan (AusNet) 66 kV | AusNet | Shoulder | Coincident | 2022 | ACTUAL_OPG | 12.7983 | NA | VIC Glenrowan (AusNet) 66 kV |  |  | FALSE | #N/A | #N/A | #N/A | #N/A | #N/A | #N/A | #N/A | #N/A | #N/A | #N/A
TRUE | VIC | GNTS | Glenrowan (AusNet) 66 kV | AusNet | Shoulder | Coincident | 2022 | ACTUAL_RAW | -164.9213 | NA | VIC Glenrowan (AusNet) 66 kV |  |  | FALSE | #N/A | #N/A | #N/A | #N/A | #N/A | #N/A | #N/A | #N/A | #N/A | #N/A
TRUE | VIC | GNTS | Glenrowan (AusNet) 66 kV | AusNet | Shoulder | Non-coincident | 2022 | ACTUAL_RAW | -177.7825 | NA | VIC Glenrowan (AusNet) 66 kV |  |  | FALSE | #N/A | #N/A | #N/A | #N/A | #N/A | #N/A | #N/A | #N/A | #N/A | #N/A
TRUE | VIC | GNTS | Glenrowan (AusNet) 66 kV | AusNet | Shoulder | Non-coincident | 2022 | ACTUAL_OPG | 5.1352 | NA | VIC Glenrowan (AusNet) 66 kV |  |  | FALSE | #N/A | #N/A | #N/A | #N/A | #N/A | #N/A | #N/A | #N/A | #N/A | #N/A
TRUE | VIC | GNTS | Glenrowan (AusNet) 66 kV | AusNet | Shoulder | Non-coincident | 2022 | ACTUAL_ADJUSTEDOPG | 5.1352 | NA | VIC Glenrowan (AusNet) 66 kV |  |  | FALSE | #N/A | #N/A | #N/A | #N/A | #N/A | #N/A | #N/A | #N/A | #N/A | #N/A
TRUE | VIC | GNTS | Glenrowan (AusNet) 66 kV | AusNet | Shoulder | Coincident | 2023 | ACTUAL_OPG | 4.6958 | NA | VIC Glenrowan (AusNet) 66 kV |  |  | FALSE | #N/A | #N/A | #N/A | #N/A | #N/A | #N/A | #N/A | #N/A | #N/A | #N/A
TRUE | VIC | GNTS | Glenrowan (AusNet) 66 kV | AusNet | Shoulder | Coincident | 2023 | ACTUAL_RAW | -58.2461 | NA | VIC Glenrowan (AusNet) 66 kV |  |  | FALSE | #N/A | #N/A | #N/A | #N/A | #N/A | #N/A | #N/A | #N/A | #N/A | #N/A
TRUE | VIC | GNTS | Glenrowan (AusNet) 66 kV | AusNet | Shoulder | Non-coincident | 2023 | ACTUAL_RAW | -241.8219 | NA | VIC Glenrowan (AusNet) 66 kV |  |  | FALSE | #N/A | #N/A | #N/A | #N/A | #N/A | #N/A | #N/A | #N/A | #N/A | #N/A
TRUE | VIC | GNTS | Glenrowan (AusNet) 66 kV | AusNet | Shoulder | Non-coincident | 2023 | ACTUAL_OPG | 0.52742 | NA | VIC Glenrowan (AusNet) 66 kV |  |  | FALSE | #N/A | #N/A | #N/A | #N/A | #N/A | #N/A | #N/A | #N/A | #N/A | #N/A
TRUE | VIC | GNTS | Glenrowan (AusNet) 66 kV | AusNet | Shoulder | Non-coincident | 2023 | ACTUAL_ADJUSTEDOPG | 0.52742 | NA | VIC Glenrowan (AusNet) 66 kV |  |  | FALSE | #N/A | #N/A | #N/A | #N/A | #N/A | #N/A | #N/A | #N/A | #N/A | #N/A
TRUE | VIC | GNTS | Glenrowan (AusNet) 66 kV | AusNet | Shoulder | Coincident | 2024 | ACTUAL_OPG | -7.0238 | NA | VIC Glenrowan (AusNet) 66 kV |  |  | FALSE | #N/A | #N/A | #N/A | #N/A | #N/A | #N/A | #N/A | #N/A | #N/A | #N/A
TRUE | VIC | GNTS | Glenrowan (AusNet) 66 kV | AusNet | Shoulder | Coincident | 2024 | ACTUAL_RAW | -9.1112 | NA | VIC Glenrowan (AusNet) 66 kV |  |  | FALSE | #N/A | #N/A | #N/A | #N/A | #N/A | #N/A | #N/A | #N/A | #N/A | #N/A
TRUE | VIC | GNTS | Glenrowan (AusNet) 66 kV | AusNet | Shoulder | Non-coincident | 2024 | ACTUAL_RAW | -195.5417 | NA | VIC Glenrowan (AusNet) 66 kV |  |  | FALSE | #N/A | #N/A | #N/A | #N/A | #N/A | #N/A | #N/A | #N/A | #N/A | #N/A
TRUE | VIC | GNTS | Glenrowan (AusNet) 66 kV | AusNet | Shoulder | Non-coincident | 2024 | ACTUAL_OPG | -12.4142 | NA | VIC Glenrowan (AusNet) 66 kV |  |  | FALSE | #N/A | #N/A | #N/A | #N/A | #N/A | #N/A | #N/A | #N/A | #N/A | #N/A
TRUE | VIC | GNTS | Glenrowan (AusNet) 66 kV | AusNet | Shoulder | Non-coincident | 2024 | ACTUAL_ADJUSTEDOPG | -12.4142 | NA | VIC Glenrowan (AusNet) 66 kV |  |  | FALSE | #N/A | #N/A | #N/A | #N/A | #N/A | #N/A | #N/A | #N/A | #N/A | #N/A
TRUE | VIC | GNTS | Glenrowan (AusNet) 66 kV | AusNet | Shoulder | Coincident | 2025 | ACTUAL_OPG | -11.6791 | NA | VIC Glenrowan (AusNet) 66 kV |  |  | FALSE | #N/A | #N/A | #N/A | #N/A | #N/A | #N/A | #N/A | #N/A | #N/A | #N/A
TRUE | VIC | GNTS | Glenrowan (AusNet) 66 kV | AusNet | Shoulder | Coincident | 2025 | ACTUAL_RAW | -13.7644 | NA | VIC Glenrowan (AusNet) 66 kV |  |  | FALSE | #N/A | #N/A | #N/A | #N/A | #N/A | #N/A | #N/A | #N/A | #N/A | #N/A
TRUE | VIC | GNTS | Glenrowan (AusNet) 66 kV | AusNet | Shoulder | Non-coincident | 2025 | ACTUAL_RAW | -194.3231 | NA | VIC Glenrowan (AusNet) 66 kV |  |  | FALSE | #N/A | #N/A | #N/A | #N/A | #N/A | #N/A | #N/A | #N/A | #N/A | #N/A
TRUE | VIC | GNTS | Glenrowan (AusNet) 66 kV | AusNet | Shoulder | Non-coincident | 2025 | ACTUAL_OPG | -15.5569 | NA | VIC Glenrowan (AusNet) 66 kV |  |  | FALSE | #N/A | #N/A | #N/A | #N/A | #N/A | #N/A | #N/A | #N/A | #N/A | #N/A
TRUE | VIC | GNTS | Glenrowan (AusNet) 66 kV | AusNet | Shoulder | Non-coincident | 2025 | ACTUAL_ADJUSTEDOPG | -15.5569 | NA | VIC Glenrowan (AusNet) 66 kV |  |  | FALSE | #N/A | #N/A | #N/A | #N/A | #N/A | #N/A | #N/A | #N/A | #N/A | #N/A
TRUE | VIC | GNTS | Glenrowan (AusNet) 66 kV | AusNet | Shoulder | Non-coincident | 2025 | BASEYEARPOE90 | -25.3819 | NA | VIC Glenrowan (AusNet) 66 kV |  |  | FALSE | #N/A | #N/A | #N/A | #N/A | #N/A | #N/A | #N/A | #N/A | #N/A | #N/A
TRUE | VIC | GNTS | Glenrowan (AusNet) 66 kV | AusNet | Shoulder | Non-coincident | 2025 | BASEYEARPOE50 | -21.3133 | NA | VIC Glenrowan (AusNet) 66 kV |  |  | FALSE | #N/A | #N/A | #N/A | #N/A | #N/A | #N/A | #N/A | #N/A | #N/A | #N/A
TRUE | VIC | GNTS | Glenrowan (AusNet) 66 kV | AusNet | Shoulder | Coincident_unreconciled | 2026 | POE50 | -17.4136 | NA | VIC Glenrowan (AusNet) 66 kV |  |  | FALSE | #N/A | #N/A | #N/A | #N/A | #N/A | #N/A | #N/A | #N/A | #N/A | #N/A
TRUE | VIC | GNTS | Glenrowan (AusNet) 66 kV | AusNet | Shoulder | Coincident_unreconciled | 2026 | POE90 | -19.6137 | NA | VIC Glenrowan (AusNet) 66 kV |  |  | FALSE | #N/A | #N/A | #N/A | #N/A | #N/A | #N/A | #N/A | #N/A | #N/A | #N/A
TRUE | VIC | GNTS | Glenrowan (AusNet) 66 kV | AusNet | Shoulder | Non-coincident | 2026 | POE50 | -26.4541 | NA | VIC Glenrowan (AusNet) 66 kV |  |  | FALSE | #N/A | #N/A | #N/A | #N/A | #N/A | #N/A | #N/A | #N/A | #N/A | #N/A
TRUE | VIC | GNTS | Glenrowan (AusNet) 66 kV | AusNet | Shoulder | Non-coincident | 2026 | POE90 | -29.7964 | NA | VIC Glenrowan (AusNet) 66 kV |  |  | FALSE | #N/A | #N/A | #N/A | #N/A | #N/A | #N/A | #N/A | #N/A | #N/A | #N/A
TRUE | VIC | GNTS | Glenrowan (AusNet) 66 kV | AusNet | Shoulder | Coincident_unreconciled | 2027 | POE50 | -20.3487 | NA | VIC Glenrowan (AusNet) 66 kV |  |  | FALSE | #N/A | #N/A | #N/A | #N/A | #N/A | #N/A | #N/A | #N/A | #N/A | #N/A
TRUE | VIC | GNTS | Glenrowan (AusNet) 66 kV | AusNet | Shoulder | Coincident_unreconciled | 2027 | POE90 | -22.5544 | NA | VIC Glenrowan (AusNet) 66 kV |  |  | FALSE | #N/A | #N/A | #N/A | #N/A | #N/A | #N/A | #N/A | #N/A | #N/A | #N/A
TRUE | VIC | GNTS | Glenrowan (AusNet) 66 kV | AusNet | Shoulder | Non-coincident | 2027 | POE50 | -30.9129 | NA | VIC Glenrowan (AusNet) 66 kV |  |  | FALSE | #N/A | #N/A | #N/A | #N/A | #N/A | #N/A | #N/A | #N/A | #N/A | #N/A
TRUE | VIC | GNTS | Glenrowan (AusNet) 66 kV | AusNet | Shoulder | Non-coincident | 2027 | POE90 | -34.2637 | NA | VIC Glenrowan (AusNet) 66 kV |  |  | FALSE | #N/A | #N/A | #N/A | #N/A | #N/A | #N/A | #N/A | #N/A | #N/A | #N/A
TRUE | VIC | GNTS | Glenrowan (AusNet) 66 kV | AusNet | Shoulder | Coincident_unreconciled | 2028 | POE50 | -23.1277 | NA | VIC Glenrowan (AusNet) 66 kV |  |  | FALSE | #N/A | #N/A | #N/A | #N/A | #N/A | #N/A | #N/A | #N/A | #N/A | #N/A
TRUE | VIC | GNTS | Glenrowan (AusNet) 66 kV | AusNet | Shoulder | Coincident_unreconciled | 2028 | POE90 | -25.3389 | NA | VIC Glenrowan (AusNet) 66 kV |  |  | FALSE | #N/A | #N/A | #N/A | #N/A | #N/A | #N/A | #N/A | #N/A | #N/A | #N/A
TRUE | VIC | GNTS | Glenrowan (AusNet) 66 kV | AusNet | Shoulder | Non-coincident | 2028 | POE50 | -35.1346 | NA | VIC Glenrowan (AusNet) 66 kV |  |  | FALSE | #N/A | #N/A | #N/A | #N/A | #N/A | #N/A | #N/A | #N/A | #N/A | #N/A
TRUE | VIC | GNTS | Glenrowan (AusNet) 66 kV | AusNet | Shoulder | Non-coincident | 2028 | POE90 | -38.4938 | NA | VIC Glenrowan (AusNet) 66 kV |  |  | FALSE | #N/A | #N/A | #N/A | #N/A | #N/A | #N/A | #N/A | #N/A | #N/A | #N/A
TRUE | VIC | GNTS | Glenrowan (AusNet) 66 kV | AusNet | Shoulder | Coincident_unreconciled | 2029 | POE50 | -25.8504 | NA | VIC Glenrowan (AusNet) 66 kV |  |  | FALSE | #N/A | #N/A | #N/A | #N/A | #N/A | #N/A | #N/A | #N/A | #N/A | #N/A
TRUE | VIC | GNTS | Glenrowan (AusNet) 66 kV | AusNet | Shoulder | Coincident_unreconciled | 2029 | POE90 | -28.0672 | NA | VIC Glenrowan (AusNet) 66 kV |  |  | FALSE | #N/A | #N/A | #N/A | #N/A | #N/A | #N/A | #N/A | #N/A | #N/A | #N/A
TRUE | VIC | GNTS | Glenrowan (AusNet) 66 kV | AusNet | Shoulder | Non-coincident | 2029 | POE50 | -39.2709 | NA | VIC Glenrowan (AusNet) 66 kV |  |  | FALSE | #N/A | #N/A | #N/A | #N/A | #N/A | #N/A | #N/A | #N/A | #N/A | #N/A
TRUE | VIC | GNTS | Glenrowan (AusNet) 66 kV | AusNet | Shoulder | Non-coincident | 2029 | POE90 | -42.6385 | NA | VIC Glenrowan (AusNet) 66 kV |  |  | FALSE | #N/A | #N/A | #N/A | #N/A | #N/A | #N/A | #N/A | #N/A | #N/A | #N/A
TRUE | VIC | GNTS | Glenrowan (AusNet) 66 kV | AusNet | Shoulder | Coincident_unreconciled | 2030 | POE50 | -28.7543 | NA | VIC Glenrowan (AusNet) 66 kV |  |  | FALSE | #N/A | #N/A | #N/A | #N/A | #N/A | #N/A | #N/A | #N/A | #N/A | #N/A
TRUE | VIC | GNTS | Glenrowan (AusNet) 66 kV | AusNet | Shoulder | Coincident_unreconciled | 2030 | POE90 | -30.9767 | NA | VIC Glenrowan (AusNet) 66 kV |  |  | FALSE | #N/A | #N/A | #N/A | #N/A | #N/A | #N/A | #N/A | #N/A | #N/A | #N/A
TRUE | VIC | GNTS | Glenrowan (AusNet) 66 kV | AusNet | Shoulder | Non-coincident | 2030 | POE50 | -43.6824 | NA | VIC Glenrowan (AusNet) 66 kV |  |  | FALSE | #N/A | #N/A | #N/A | #N/A | #N/A | #N/A | #N/A | #N/A | #N/A | #N/A
TRUE | VIC | GNTS | Glenrowan (AusNet) 66 kV | AusNet | Shoulder | Non-coincident | 2030 | POE90 | -47.0585 | NA | VIC Glenrowan (AusNet) 66 kV |  |  | FALSE | #N/A | #N/A | #N/A | #N/A | #N/A | #N/A | #N/A | #N/A | #N/A | #N/A
TRUE | VIC | GNTS | Glenrowan (AusNet) 66 kV | AusNet | Shoulder | Coincident_unreconciled | 2031 | POE50 | -32.2135 | NA | VIC Glenrowan (AusNet) 66 kV |  |  | FALSE | #N/A | #N/A | #N/A | #N/A | #N/A | #N/A | #N/A | #N/A | #N/A | #N/A
TRUE | VIC | GNTS | Glenrowan (AusNet) 66 kV | AusNet | Shoulder | Coincident_unreconciled | 2031 | POE90 | -34.4415 | NA | VIC Glenrowan (AusNet) 66 kV |  |  | FALSE | #N/A | #N/A | #N/A | #N/A | #N/A | #N/A | #N/A | #N/A | #N/A | #N/A
TRUE | VIC | GNTS | Glenrowan (AusNet) 66 kV | AusNet | Shoulder | Non-coincident | 2031 | POE50 | -48.9375 | NA | VIC Glenrowan (AusNet) 66 kV |  |  | FALSE | #N/A | #N/A | #N/A | #N/A | #N/A | #N/A | #N/A | #N/A | #N/A | #N/A
TRUE | VIC | GNTS | Glenrowan (AusNet) 66 kV | AusNet | Shoulder | Non-coincident | 2031 | POE90 | -52.3221 | NA | VIC Glenrowan (AusNet) 66 kV |  |  | FALSE | #N/A | #N/A | #N/A | #N/A | #N/A | #N/A | #N/A | #N/A | #N/A | #N/A
TRUE | VIC | GNTS | Glenrowan (AusNet) 66 kV | AusNet | Shoulder | Coincident_unreconciled | 2032 | POE50 | -34.676 | NA | VIC Glenrowan (AusNet) 66 kV |  |  | FALSE | #N/A | #N/A | #N/A | #N/A | #N/A | #N/A | #N/A | #N/A | #N/A | #N/A
TRUE | VIC | GNTS | Glenrowan (AusNet) 66 kV | AusNet | Shoulder | Coincident_unreconciled | 2032 | POE90 | -36.9093 | NA | VIC Glenrowan (AusNet) 66 kV |  |  | FALSE | #N/A | #N/A | #N/A | #N/A | #N/A | #N/A | #N/A | #N/A | #N/A | #N/A
TRUE | VIC | GNTS | Glenrowan (AusNet) 66 kV | AusNet | Shoulder | Non-coincident | 2032 | POE50 | -52.6784 | NA | VIC Glenrowan (AusNet) 66 kV |  |  | FALSE | #N/A | #N/A | #N/A | #N/A | #N/A | #N/A | #N/A | #N/A | #N/A | #N/A
TRUE | VIC | GNTS | Glenrowan (AusNet) 66 kV | AusNet | Shoulder | Non-coincident | 2032 | POE90 | -56.0711 | NA | VIC Glenrowan (AusNet) 66 kV |  |  | FALSE | #N/A | #N/A | #N/A | #N/A | #N/A | #N/A | #N/A | #N/A | #N/A | #N/A
TRUE | VIC | GNTS | Glenrowan (AusNet) 66 kV | AusNet | Shoulder | Coincident_unreconciled | 2033 | POE50 | -36.2855 | NA | VIC Glenrowan (AusNet) 66 kV |  |  | FALSE | #N/A | #N/A | #N/A | #N/A | #N/A | #N/A | #N/A | #N/A | #N/A | #N/A
TRUE | VIC | GNTS | Glenrowan (AusNet) 66 kV | AusNet | Shoulder | Coincident_unreconciled | 2033 | POE90 | -38.5239 | NA | VIC Glenrowan (AusNet) 66 kV |  |  | FALSE | #N/A | #N/A | #N/A | #N/A | #N/A | #N/A | #N/A | #N/A | #N/A | #N/A
TRUE | VIC | GNTS | Glenrowan (AusNet) 66 kV | AusNet | Shoulder | Non-coincident | 2033 | POE50 | -55.1235 | NA | VIC Glenrowan (AusNet) 66 kV |  |  | FALSE | #N/A | #N/A | #N/A | #N/A | #N/A | #N/A | #N/A | #N/A | #N/A | #N/A
TRUE | VIC | GNTS | Glenrowan (AusNet) 66 kV | AusNet | Shoulder | Non-coincident | 2033 | POE90 | -58.5239 | NA | VIC Glenrowan (AusNet) 66 kV |  |  | FALSE | #N/A | #N/A | #N/A | #N/A | #N/A | #N/A | #N/A | #N/A | #N/A | #N/A
TRUE | VIC | GNTS | Glenrowan (AusNet) 66 kV | AusNet | Shoulder | Coincident_unreconciled | 2034 | POE50 | -38.0642 | NA | VIC Glenrowan (AusNet) 66 kV |  |  | FALSE | #N/A | #N/A | #N/A | #N/A | #N/A | #N/A | #N/A | #N/A | #N/A | #N/A
TRUE | VIC | GNTS | Glenrowan (AusNet) 66 kV | AusNet | Shoulder | Coincident_unreconciled | 2034 | POE90 | -40.3076 | NA | VIC Glenrowan (AusNet) 66 kV |  |  | FALSE | #N/A | #N/A | #N/A | #N/A | #N/A | #N/A | #N/A | #N/A | #N/A | #N/A
TRUE | VIC | GNTS | Glenrowan (AusNet) 66 kV | AusNet | Shoulder | Non-coincident | 2034 | POE50 | -57.8255 | NA | VIC Glenrowan (AusNet) 66 kV |  |  | FALSE | #N/A | #N/A | #N/A | #N/A | #N/A | #N/A | #N/A | #N/A | #N/A | #N/A
TRUE | VIC | GNTS | Glenrowan (AusNet) 66 kV | AusNet | Shoulder | Non-coincident | 2034 | POE90 | -61.2337 | NA | VIC Glenrowan (AusNet) 66 kV |  |  | FALSE | #N/A | #N/A | #N/A | #N/A | #N/A | #N/A | #N/A | #N/A | #N/A | #N/A
TRUE | VIC | GNTS | Glenrowan (AusNet) 66 kV | AusNet | Shoulder | Coincident_unreconciled | 2035 | POE50 | -40.2391 | NA | VIC Glenrowan (AusNet) 66 kV |  |  | FALSE | #N/A | #N/A | #N/A | #N/A | #N/A | #N/A | #N/A | #N/A | #N/A | #N/A
TRUE | VIC | GNTS | Glenrowan (AusNet) 66 kV | AusNet | Shoulder | Coincident_unreconciled | 2035 | POE90 | -42.4877 | NA | VIC Glenrowan (AusNet) 66 kV |  |  | FALSE | #N/A | #N/A | #N/A | #N/A | #N/A | #N/A | #N/A | #N/A | #N/A | #N/A
TRUE | VIC | GNTS | Glenrowan (AusNet) 66 kV | AusNet | Shoulder | Non-coincident | 2035 | POE50 | -61.1296 | NA | VIC Glenrowan (AusNet) 66 kV |  |  | FALSE | #N/A | #N/A | #N/A | #N/A | #N/A | #N/A | #N/A | #N/A | #N/A | #N/A
TRUE | VIC | GNTS | Glenrowan (AusNet) 66 kV | AusNet | Shoulder | Non-coincident | 2035 | POE90 | -64.5456 | NA | VIC Glenrowan (AusNet) 66 kV |  |  | FALSE | #N/A | #N/A | #N/A | #N/A | #N/A | #N/A | #N/A | #N/A | #N/A | #N/A
TRUE | VIC | GNTS | Glenrowan (AusNet) 66 kV | AusNet | Summer | Coincident | 2019 | ACTUAL_OPG | 27.6093 | 86.3738 | VIC Glenrowan (AusNet) 66 kV |  |  | FALSE | #N/A | #N/A | #N/A | #N/A | #N/A | #N/A | #N/A | #N/A | #N/A | #N/A
TRUE | VIC | GNTS | Glenrowan (AusNet) 66 kV | AusNet | Summer | Coincident | 2019 | ACTUAL_RAW | 27.6093 | 86.3738 | VIC Glenrowan (AusNet) 66 kV |  |  | FALSE | #N/A | #N/A | #N/A | #N/A | #N/A | #N/A | #N/A | #N/A | #N/A | #N/A
TRUE | VIC | GNTS | Glenrowan (AusNet) 66 kV | AusNet | Summer | Non-coincident | 2019 | ACTUAL_RAW | 17.1678 | 107.3793 | VIC Glenrowan (AusNet) 66 kV |  |  | FALSE | #N/A | #N/A | #N/A | #N/A | #N/A | #N/A | #N/A | #N/A | #N/A | #N/A
TRUE | VIC | GNTS | Glenrowan (AusNet) 66 kV | AusNet | Summer | Non-coincident | 2019 | ACTUAL_OPG | 17.1678 | 107.3793 | VIC Glenrowan (AusNet) 66 kV |  |  | FALSE | #N/A | #N/A | #N/A | #N/A | #N/A | #N/A | #N/A | #N/A | #N/A | #N/A
TRUE | VIC | GNTS | Glenrowan (AusNet) 66 kV | AusNet | Summer | Non-coincident | 2019 | ACTUAL_ADJUSTEDOPG | 17.1678 | 107.3793 | VIC Glenrowan (AusNet) 66 kV |  |  | FALSE | #N/A | #N/A | #N/A | #N/A | #N/A | #N/A | #N/A | #N/A | #N/A | #N/A
TRUE | VIC | GNTS | Glenrowan (AusNet) 66 kV | AusNet | Summer | Coincident | 2020 | ACTUAL_OPG | 21.6834 | 101.6569 | VIC Glenrowan (AusNet) 66 kV |  |  | FALSE | #N/A | #N/A | #N/A | #N/A | #N/A | #N/A | #N/A | #N/A | #N/A | #N/A
TRUE | VIC | GNTS | Glenrowan (AusNet) 66 kV | AusNet | Summer | Coincident | 2020 | ACTUAL_RAW | 21.6834 | 101.6569 | VIC Glenrowan (AusNet) 66 kV |  |  | FALSE | #N/A | #N/A | #N/A | #N/A | #N/A | #N/A | #N/A | #N/A | #N/A | #N/A
TRUE | VIC | GNTS | Glenrowan (AusNet) 66 kV | AusNet | Summer | Non-coincident | 2020 | ACTUAL_RAW | 11.4455 | 103.8786 | VIC Glenrowan (AusNet) 66 kV |  |  | FALSE | #N/A | #N/A | #N/A | #N/A | #N/A | #N/A | #N/A | #N/A | #N/A | #N/A
TRUE | VIC | GNTS | Glenrowan (AusNet) 66 kV | AusNet | Summer | Non-coincident | 2020 | ACTUAL_OPG | 11.4455 | 103.8786 | VIC Glenrowan (AusNet) 66 kV |  |  | FALSE | #N/A | #N/A | #N/A | #N/A | #N/A | #N/A | #N/A | #N/A | #N/A | #N/A
TRUE | VIC | GNTS | Glenrowan (AusNet) 66 kV | AusNet | Summer | Non-coincident | 2020 | ACTUAL_ADJUSTEDOPG | 11.4455 | 103.8786 | VIC Glenrowan (AusNet) 66 kV |  |  | FALSE | #N/A | #N/A | #N/A | #N/A | #N/A | #N/A | #N/A | #N/A | #N/A | #N/A
TRUE | VIC | GNTS | Glenrowan (AusNet) 66 kV | AusNet | Summer | Coincident | 2021 | ACTUAL_OPG | 1.7354 | 83.8271 | VIC Glenrowan (AusNet) 66 kV |  |  | FALSE | #N/A | #N/A | #N/A | #N/A | #N/A | #N/A | #N/A | #N/A | #N/A | #N/A
TRUE | VIC | GNTS | Glenrowan (AusNet) 66 kV | AusNet | Summer | Coincident | 2021 | ACTUAL_RAW | 1.8644 | 83.9585 | VIC Glenrowan (AusNet) 66 kV |  |  | FALSE | #N/A | #N/A | #N/A | #N/A | #N/A | #N/A | #N/A | #N/A | #N/A | #N/A
TRUE | VIC | GNTS | Glenrowan (AusNet) 66 kV | AusNet | Summer | Non-coincident | 2021 | ACTUAL_RAW | -71.5384 | 95.3695 | VIC Glenrowan (AusNet) 66 kV |  |  | FALSE | #N/A | #N/A | #N/A | #N/A | #N/A | #N/A | #N/A | #N/A | #N/A | #N/A
TRUE | VIC | GNTS | Glenrowan (AusNet) 66 kV | AusNet | Summer | Non-coincident | 2021 | ACTUAL_OPG | -7.98 | 95.2362 | VIC Glenrowan (AusNet) 66 kV |  |  | FALSE | #N/A | #N/A | #N/A | #N/A | #N/A | #N/A | #N/A | #N/A | #N/A | #N/A
TRUE | VIC | GNTS | Glenrowan (AusNet) 66 kV | AusNet | Summer | Non-coincident | 2021 | ACTUAL_ADJUSTEDOPG | -7.98 | 95.2362 | VIC Glenrowan (AusNet) 66 kV |  |  | FALSE | #N/A | #N/A | #N/A | #N/A | #N/A | #N/A | #N/A | #N/A | #N/A | #N/A
TRUE | VIC | GNTS | Glenrowan (AusNet) 66 kV | AusNet | Summer | Coincident | 2022 | ACTUAL_OPG | 13.9408 | 75.3949 | VIC Glenrowan (AusNet) 66 kV |  |  | FALSE | #N/A | #N/A | #N/A | #N/A | #N/A | #N/A | #N/A | #N/A | #N/A | #N/A
TRUE | VIC | GNTS | Glenrowan (AusNet) 66 kV | AusNet | Summer | Coincident | 2022 | ACTUAL_RAW | -181.0704 | -11.6733 | VIC Glenrowan (AusNet) 66 kV |  |  | FALSE | #N/A | #N/A | #N/A | #N/A | #N/A | #N/A | #N/A | #N/A | #N/A | #N/A
TRUE | VIC | GNTS | Glenrowan (AusNet) 66 kV | AusNet | Summer | Non-coincident | 2022 | ACTUAL_RAW | -181.0704 | 85.5317 | VIC Glenrowan (AusNet) 66 kV |  |  | FALSE | #N/A | #N/A | #N/A | #N/A | #N/A | #N/A | #N/A | #N/A | #N/A | #N/A
TRUE | VIC | GNTS | Glenrowan (AusNet) 66 kV | AusNet | Summer | Non-coincident | 2022 | ACTUAL_OPG | 5.8479 | 95.0624 | VIC Glenrowan (AusNet) 66 kV |  |  | FALSE | #N/A | #N/A | #N/A | #N/A | #N/A | #N/A | #N/A | #N/A | #N/A | #N/A
TRUE | VIC | GNTS | Glenrowan (AusNet) 66 kV | AusNet | Summer | Non-coincident | 2022 | ACTUAL_ADJUSTEDOPG | 5.8479 | 95.0624 | VIC Glenrowan (AusNet) 66 kV |  |  | FALSE | #N/A | #N/A | #N/A | #N/A | #N/A | #N/A | #N/A | #N/A | #N/A | #N/A
TRUE | VIC | GNTS | Glenrowan (AusNet) 66 kV | AusNet | Summer | Coincident | 2023 | ACTUAL_OPG | 0.65824 | 86.1886 | VIC Glenrowan (AusNet) 66 kV |  |  | FALSE | #N/A | #N/A | #N/A | #N/A | #N/A | #N/A | #N/A | #N/A | #N/A | #N/A
TRUE | VIC | GNTS | Glenrowan (AusNet) 66 kV | AusNet | Summer | Coincident | 2023 | ACTUAL_RAW | -3.5545 | -1.2464 | VIC Glenrowan (AusNet) 66 kV |  |  | FALSE | #N/A | #N/A | #N/A | #N/A | #N/A | #N/A | #N/A | #N/A | #N/A | #N/A
TRUE | VIC | GNTS | Glenrowan (AusNet) 66 kV | AusNet | Summer | Non-coincident | 2023 | ACTUAL_RAW | -235.4213 | 82.7632 | VIC Glenrowan (AusNet) 66 kV |  |  | FALSE | #N/A | #N/A | #N/A | #N/A | #N/A | #N/A | #N/A | #N/A | #N/A | #N/A
TRUE | VIC | GNTS | Glenrowan (AusNet) 66 kV | AusNet | Summer | Non-coincident | 2023 | ACTUAL_OPG | -5.1047 | 89.4862 | VIC Glenrowan (AusNet) 66 kV |  |  | FALSE | #N/A | #N/A | #N/A | #N/A | #N/A | #N/A | #N/A | #N/A | #N/A | #N/A
TRUE | VIC | GNTS | Glenrowan (AusNet) 66 kV | AusNet | Summer | Non-coincident | 2023 | ACTUAL_ADJUSTEDOPG | -5.1047 | 89.4862 | VIC Glenrowan (AusNet) 66 kV |  |  | FALSE | #N/A | #N/A | #N/A | #N/A | #N/A | #N/A | #N/A | #N/A | #N/A | #N/A
TRUE | VIC | GNTS | Glenrowan (AusNet) 66 kV | AusNet | Summer | Coincident | 2024 | ACTUAL_OPG | -4.8499 | 66.9389 | VIC Glenrowan (AusNet) 66 kV |  |  | FALSE | #N/A | #N/A | #N/A | #N/A | #N/A | #N/A | #N/A | #N/A | #N/A | #N/A
TRUE | VIC | GNTS | Glenrowan (AusNet) 66 kV | AusNet | Summer | Coincident | 2024 | ACTUAL_RAW | -6.9318 | 6.6816 | VIC Glenrowan (AusNet) 66 kV |  |  | FALSE | #N/A | #N/A | #N/A | #N/A | #N/A | #N/A | #N/A | #N/A | #N/A | #N/A
TRUE | VIC | GNTS | Glenrowan (AusNet) 66 kV | AusNet | Summer | Non-coincident | 2024 | ACTUAL_RAW | -195.1685 | 86.4592 | VIC Glenrowan (AusNet) 66 kV |  |  | FALSE | #N/A | #N/A | #N/A | #N/A | #N/A | #N/A | #N/A | #N/A | #N/A | #N/A
TRUE | VIC | GNTS | Glenrowan (AusNet) 66 kV | AusNet | Summer | Non-coincident | 2024 | ACTUAL_OPG | -7.4194 | 90.6905 | VIC Glenrowan (AusNet) 66 kV |  |  | FALSE | #N/A | #N/A | #N/A | #N/A | #N/A | #N/A | #N/A | #N/A | #N/A | #N/A
TRUE | VIC | GNTS | Glenrowan (AusNet) 66 kV | AusNet | Summer | Non-coincident | 2024 | ACTUAL_ADJUSTEDOPG | -7.4194 | 90.6905 | VIC Glenrowan (AusNet) 66 kV |  |  | FALSE | #N/A | #N/A | #N/A | #N/A | #N/A | #N/A | #N/A | #N/A | #N/A | #N/A
TRUE | VIC | GNTS | Glenrowan (AusNet) 66 kV | AusNet | Summer | Coincident | 2025 | ACTUAL_OPG | -1.9487 | 87.636 | VIC Glenrowan (AusNet) 66 kV |  |  | FALSE | #N/A | #N/A | #N/A | #N/A | #N/A | #N/A | #N/A | #N/A | #N/A | #N/A
TRUE | VIC | GNTS | Glenrowan (AusNet) 66 kV | AusNet | Summer | Coincident | 2025 | ACTUAL_RAW | -1.9947 | 25.0273 | VIC Glenrowan (AusNet) 66 kV |  |  | FALSE | #N/A | #N/A | #N/A | #N/A | #N/A | #N/A | #N/A | #N/A | #N/A | #N/A
TRUE | VIC | GNTS | Glenrowan (AusNet) 66 kV | AusNet | Summer | Non-coincident | 2025 | ACTUAL_RAW | -197.6303 | 93.2148 | VIC Glenrowan (AusNet) 66 kV |  |  | FALSE | #N/A | #N/A | #N/A | #N/A | #N/A | #N/A | #N/A | #N/A | #N/A | #N/A
TRUE | VIC | GNTS | Glenrowan (AusNet) 66 kV | AusNet | Summer | Non-coincident | 2025 | ACTUAL_OPG | -14.0104 | 98.1435 | VIC Glenrowan (AusNet) 66 kV |  |  | FALSE | #N/A | #N/A | #N/A | #N/A | #N/A | #N/A | #N/A | #N/A | #N/A | #N/A
TRUE | VIC | GNTS | Glenrowan (AusNet) 66 kV | AusNet | Summer | Non-coincident | 2025 | ACTUAL_ADJUSTEDOPG | -14.0104 | 98.1435 | VIC Glenrowan (AusNet) 66 kV |  |  | FALSE | #N/A | #N/A | #N/A | #N/A | #N/A | #N/A | #N/A | #N/A | #N/A | #N/A
TRUE | VIC | GNTS | Glenrowan (AusNet) 66 kV | AusNet | Summer | Non-coincident | 2025 | BASEYEARPOE90 | -26.6358 | NA | VIC Glenrowan (AusNet) 66 kV |  |  | FALSE | #N/A | #N/A | #N/A | #N/A | #N/A | #N/A | #N/A | #N/A | #N/A | #N/A
TRUE | VIC | GNTS | Glenrowan (AusNet) 66 kV | AusNet | Summer | Non-coincident | 2025 | BASEYEARPOE50 | -22.6391 | 105.6719 | VIC Glenrowan (AusNet) 66 kV |  |  | FALSE | #N/A | #N/A | #N/A | #N/A | #N/A | #N/A | #N/A | #N/A | #N/A | #N/A
TRUE | VIC | GNTS | Glenrowan (AusNet) 66 kV | AusNet | Summer | Coincident_unreconciled | 2026 | POE50 | -10.7442 | NA | VIC Glenrowan (AusNet) 66 kV |  |  | FALSE | #N/A | #N/A | #N/A | #N/A | #N/A | #N/A | #N/A | #N/A | #N/A | #N/A
TRUE | VIC | GNTS | Glenrowan (AusNet) 66 kV | AusNet | Summer | Coincident_unreconciled | 2026 | POE90 | -12.2627 | NA | VIC Glenrowan (AusNet) 66 kV |  |  | FALSE | #N/A | #N/A | #N/A | #N/A | #N/A | #N/A | #N/A | #N/A | #N/A | #N/A
TRUE | VIC | GNTS | Glenrowan (AusNet) 66 kV | AusNet | Summer | Non-coincident | 2026 | POE50 | -27.1054 | 100 | VIC Glenrowan (AusNet) 66 kV |  |  | FALSE | #N/A | #N/A | #N/A | #N/A | #N/A | #N/A | #N/A | #N/A | #N/A | #N/A
TRUE | VIC | GNTS | Glenrowan (AusNet) 66 kV | AusNet | Summer | Non-coincident | 2026 | POE90 | -30.9362 | NA | VIC Glenrowan (AusNet) 66 kV |  |  | FALSE | #N/A | #N/A | #N/A | #N/A | #N/A | #N/A | #N/A | #N/A | #N/A | #N/A
TRUE | VIC | GNTS | Glenrowan (AusNet) 66 kV | AusNet | Summer | Coincident_unreconciled | 2027 | POE50 | -12.5845 | NA | VIC Glenrowan (AusNet) 66 kV |  |  | FALSE | #N/A | #N/A | #N/A | #N/A | #N/A | #N/A | #N/A | #N/A | #N/A | #N/A
TRUE | VIC | GNTS | Glenrowan (AusNet) 66 kV | AusNet | Summer | Coincident_unreconciled | 2027 | POE90 | -14.1068 | NA | VIC Glenrowan (AusNet) 66 kV |  |  | FALSE | #N/A | #N/A | #N/A | #N/A | #N/A | #N/A | #N/A | #N/A | #N/A | #N/A
TRUE | VIC | GNTS | Glenrowan (AusNet) 66 kV | AusNet | Summer | Non-coincident | 2027 | POE50 | -31.748 | 99.987 | VIC Glenrowan (AusNet) 66 kV |  |  | FALSE | #N/A | #N/A | #N/A | #N/A | #N/A | #N/A | #N/A | #N/A | #N/A | #N/A
TRUE | VIC | GNTS | Glenrowan (AusNet) 66 kV | AusNet | Summer | Non-coincident | 2027 | POE90 | -35.5886 | NA | VIC Glenrowan (AusNet) 66 kV |  |  | FALSE | #N/A | #N/A | #N/A | #N/A | #N/A | #N/A | #N/A | #N/A | #N/A | #N/A
TRUE | VIC | GNTS | Glenrowan (AusNet) 66 kV | AusNet | Summer | Coincident_unreconciled | 2028 | POE50 | -14.303 | NA | VIC Glenrowan (AusNet) 66 kV |  |  | FALSE | #N/A | #N/A | #N/A | #N/A | #N/A | #N/A | #N/A | #N/A | #N/A | #N/A
TRUE | VIC | GNTS | Glenrowan (AusNet) 66 kV | AusNet | Summer | Coincident_unreconciled | 2028 | POE90 | -15.8292 | NA | VIC Glenrowan (AusNet) 66 kV |  |  | FALSE | #N/A | #N/A | #N/A | #N/A | #N/A | #N/A | #N/A | #N/A | #N/A | #N/A
TRUE | VIC | GNTS | Glenrowan (AusNet) 66 kV | AusNet | Summer | Non-coincident | 2028 | POE50 | -36.0836 | 100.0815 | VIC Glenrowan (AusNet) 66 kV |  |  | FALSE | #N/A | #N/A | #N/A | #N/A | #N/A | #N/A | #N/A | #N/A | #N/A | #N/A
TRUE | VIC | GNTS | Glenrowan (AusNet) 66 kV | AusNet | Summer | Non-coincident | 2028 | POE90 | -39.9338 | NA | VIC Glenrowan (AusNet) 66 kV |  |  | FALSE | #N/A | #N/A | #N/A | #N/A | #N/A | #N/A | #N/A | #N/A | #N/A | #N/A
TRUE | VIC | GNTS | Glenrowan (AusNet) 66 kV | AusNet | Summer | Coincident_unreconciled | 2029 | POE50 | -15.9979 | NA | VIC Glenrowan (AusNet) 66 kV |  |  | FALSE | #N/A | #N/A | #N/A | #N/A | #N/A | #N/A | #N/A | #N/A | #N/A | #N/A
TRUE | VIC | GNTS | Glenrowan (AusNet) 66 kV | AusNet | Summer | Coincident_unreconciled | 2029 | POE90 | -17.5279 | NA | VIC Glenrowan (AusNet) 66 kV |  |  | FALSE | #N/A | #N/A | #N/A | #N/A | #N/A | #N/A | #N/A | #N/A | #N/A | #N/A
TRUE | VIC | GNTS | Glenrowan (AusNet) 66 kV | AusNet | Summer | Non-coincident | 2029 | POE50 | -40.3595 | 100.2397 | VIC Glenrowan (AusNet) 66 kV |  |  | FALSE | #N/A | #N/A | #N/A | #N/A | #N/A | #N/A | #N/A | #N/A | #N/A | #N/A
TRUE | VIC | GNTS | Glenrowan (AusNet) 66 kV | AusNet | Summer | Non-coincident | 2029 | POE90 | -44.2194 | NA | VIC Glenrowan (AusNet) 66 kV |  |  | FALSE | #N/A | #N/A | #N/A | #N/A | #N/A | #N/A | #N/A | #N/A | #N/A | #N/A
TRUE | VIC | GNTS | Glenrowan (AusNet) 66 kV | AusNet | Summer | Coincident_unreconciled | 2030 | POE50 | -17.8136 | NA | VIC Glenrowan (AusNet) 66 kV |  |  | FALSE | #N/A | #N/A | #N/A | #N/A | #N/A | #N/A | #N/A | #N/A | #N/A | #N/A
TRUE | VIC | GNTS | Glenrowan (AusNet) 66 kV | AusNet | Summer | Coincident_unreconciled | 2030 | POE90 | -19.3475 | NA | VIC Glenrowan (AusNet) 66 kV |  |  | FALSE | #N/A | #N/A | #N/A | #N/A | #N/A | #N/A | #N/A | #N/A | #N/A | #N/A
TRUE | VIC | GNTS | Glenrowan (AusNet) 66 kV | AusNet | Summer | Non-coincident | 2030 | POE50 | -44.9401 | 100.6747 | VIC Glenrowan (AusNet) 66 kV |  |  | FALSE | #N/A | #N/A | #N/A | #N/A | #N/A | #N/A | #N/A | #N/A | #N/A | #N/A
TRUE | VIC | GNTS | Glenrowan (AusNet) 66 kV | AusNet | Summer | Non-coincident | 2030 | POE90 | -48.8097 | NA | VIC Glenrowan (AusNet) 66 kV |  |  | FALSE | #N/A | #N/A | #N/A | #N/A | #N/A | #N/A | #N/A | #N/A | #N/A | #N/A
TRUE | VIC | GNTS | Glenrowan (AusNet) 66 kV | AusNet | Summer | Coincident_unreconciled | 2031 | POE50 | -19.9866 | NA | VIC Glenrowan (AusNet) 66 kV |  |  | FALSE | #N/A | #N/A | #N/A | #N/A | #N/A | #N/A | #N/A | #N/A | #N/A | #N/A
TRUE | VIC | GNTS | Glenrowan (AusNet) 66 kV | AusNet | Summer | Coincident_unreconciled | 2031 | POE90 | -21.5243 | NA | VIC Glenrowan (AusNet) 66 kV |  |  | FALSE | #N/A | #N/A | #N/A | #N/A | #N/A | #N/A | #N/A | #N/A | #N/A | #N/A
TRUE | VIC | GNTS | Glenrowan (AusNet) 66 kV | AusNet | Summer | Non-coincident | 2031 | POE50 | -50.4221 | 99.5561 | VIC Glenrowan (AusNet) 66 kV |  |  | FALSE | #N/A | #N/A | #N/A | #N/A | #N/A | #N/A | #N/A | #N/A | #N/A | #N/A
TRUE | VIC | GNTS | Glenrowan (AusNet) 66 kV | AusNet | Summer | Non-coincident | 2031 | POE90 | -54.3015 | NA | VIC Glenrowan (AusNet) 66 kV |  |  | FALSE | #N/A | #N/A | #N/A | #N/A | #N/A | #N/A | #N/A | #N/A | #N/A | #N/A
TRUE | VIC | GNTS | Glenrowan (AusNet) 66 kV | AusNet | Summer | Coincident_unreconciled | 2032 | POE50 | -21.5081 | NA | VIC Glenrowan (AusNet) 66 kV |  |  | FALSE | #N/A | #N/A | #N/A | #N/A | #N/A | #N/A | #N/A | #N/A | #N/A | #N/A
TRUE | VIC | GNTS | Glenrowan (AusNet) 66 kV | AusNet | Summer | Coincident_unreconciled | 2032 | POE90 | -23.0494 | NA | VIC Glenrowan (AusNet) 66 kV |  |  | FALSE | #N/A | #N/A | #N/A | #N/A | #N/A | #N/A | #N/A | #N/A | #N/A | #N/A
TRUE | VIC | GNTS | Glenrowan (AusNet) 66 kV | AusNet | Summer | Non-coincident | 2032 | POE50 | -54.2604 | 99.8433 | VIC Glenrowan (AusNet) 66 kV |  |  | FALSE | #N/A | #N/A | #N/A | #N/A | #N/A | #N/A | #N/A | #N/A | #N/A | #N/A
TRUE | VIC | GNTS | Glenrowan (AusNet) 66 kV | AusNet | Summer | Non-coincident | 2032 | POE90 | -58.149 | NA | VIC Glenrowan (AusNet) 66 kV |  |  | FALSE | #N/A | #N/A | #N/A | #N/A | #N/A | #N/A | #N/A | #N/A | #N/A | #N/A
TRUE | VIC | GNTS | Glenrowan (AusNet) 66 kV | AusNet | Summer | Coincident_unreconciled | 2033 | POE50 | -22.4918 | NA | VIC Glenrowan (AusNet) 66 kV |  |  | FALSE | #N/A | #N/A | #N/A | #N/A | #N/A | #N/A | #N/A | #N/A | #N/A | #N/A
TRUE | VIC | GNTS | Glenrowan (AusNet) 66 kV | AusNet | Summer | Coincident_unreconciled | 2033 | POE90 | -24.0367 | NA | VIC Glenrowan (AusNet) 66 kV |  |  | FALSE | #N/A | #N/A | #N/A | #N/A | #N/A | #N/A | #N/A | #N/A | #N/A | #N/A
TRUE | VIC | GNTS | Glenrowan (AusNet) 66 kV | AusNet | Summer | Non-coincident | 2033 | POE50 | -56.7421 | 100.253 | VIC Glenrowan (AusNet) 66 kV |  |  | FALSE | #N/A | #N/A | #N/A | #N/A | #N/A | #N/A | #N/A | #N/A | #N/A | #N/A
TRUE | VIC | GNTS | Glenrowan (AusNet) 66 kV | AusNet | Summer | Non-coincident | 2033 | POE90 | -60.6396 | NA | VIC Glenrowan (AusNet) 66 kV |  |  | FALSE | #N/A | #N/A | #N/A | #N/A | #N/A | #N/A | #N/A | #N/A | #N/A | #N/A
TRUE | VIC | GNTS | Glenrowan (AusNet) 66 kV | AusNet | Summer | Coincident_unreconciled | 2034 | POE50 | -23.5956 | NA | VIC Glenrowan (AusNet) 66 kV |  |  | FALSE | #N/A | #N/A | #N/A | #N/A | #N/A | #N/A | #N/A | #N/A | #N/A | #N/A
TRUE | VIC | GNTS | Glenrowan (AusNet) 66 kV | AusNet | Summer | Coincident_unreconciled | 2034 | POE90 | -25.1441 | NA | VIC Glenrowan (AusNet) 66 kV |  |  | FALSE | #N/A | #N/A | #N/A | #N/A | #N/A | #N/A | #N/A | #N/A | #N/A | #N/A
TRUE | VIC | GNTS | Glenrowan (AusNet) 66 kV | AusNet | Summer | Non-coincident | 2034 | POE50 | -59.527 | 100.6394 | VIC Glenrowan (AusNet) 66 kV |  |  | FALSE | #N/A | #N/A | #N/A | #N/A | #N/A | #N/A | #N/A | #N/A | #N/A | #N/A
TRUE | VIC | GNTS | Glenrowan (AusNet) 66 kV | AusNet | Summer | Non-coincident | 2034 | POE90 | -63.4333 | NA | VIC Glenrowan (AusNet) 66 kV |  |  | FALSE | #N/A | #N/A | #N/A | #N/A | #N/A | #N/A | #N/A | #N/A | #N/A | #N/A
TRUE | VIC | GNTS | Glenrowan (AusNet) 66 kV | AusNet | Summer | Coincident_unreconciled | 2035 | POE50 | -24.9478 | NA | VIC Glenrowan (AusNet) 66 kV |  |  | FALSE | #N/A | #N/A | #N/A | #N/A | #N/A | #N/A | #N/A | #N/A | #N/A | #N/A
TRUE | VIC | GNTS | Glenrowan (AusNet) 66 kV | AusNet | Summer | Coincident_unreconciled | 2035 | POE90 | -26.4998 | NA | VIC Glenrowan (AusNet) 66 kV |  |  | FALSE | #N/A | #N/A | #N/A | #N/A | #N/A | #N/A | #N/A | #N/A | #N/A | #N/A
TRUE | VIC | GNTS | Glenrowan (AusNet) 66 kV | AusNet | Summer | Non-coincident | 2035 | POE50 | -62.9382 | 100.9705 | VIC Glenrowan (AusNet) 66 kV |  |  | FALSE | #N/A | #N/A | #N/A | #N/A | #N/A | #N/A | #N/A | #N/A | #N/A | #N/A
TRUE | VIC | GNTS | Glenrowan (AusNet) 66 kV | AusNet | Summer | Non-coincident | 2035 | POE90 | -66.8535 | NA | VIC Glenrowan (AusNet) 66 kV |  |  | FALSE | #N/A | #N/A | #N/A | #N/A | #N/A | #N/A | #N/A | #N/A | #N/A | #N/A
TRUE | VIC | GNTS | Glenrowan (AusNet) 66 kV | AusNet | Summer | Non-coincident | 2025 | BASEYEARPOE10 | NA | 119.7983 | VIC Glenrowan (AusNet) 66 kV |  |  | FALSE | #N/A | #N/A | #N/A | #N/A | #N/A | #N/A | #N/A | #N/A | #N/A | #N/A
TRUE | VIC | GNTS | Glenrowan (AusNet) 66 kV | AusNet | Summer | Coincident | 2026 | POE10 | NA | 104.3773 | VIC Glenrowan (AusNet) 66 kV |  |  | FALSE | #N/A | #N/A | #N/A | #N/A | #N/A | #N/A | #N/A | #N/A | #N/A | #N/A
TRUE | VIC | GNTS | Glenrowan (AusNet) 66 kV | AusNet | Summer | Coincident | 2026 | POE50 | NA | 94.9309 | VIC Glenrowan (AusNet) 66 kV |  |  | FALSE | #N/A | #N/A | #N/A | #N/A | #N/A | #N/A | #N/A | #N/A | #N/A | #N/A
TRUE | VIC | GNTS | Glenrowan (AusNet) 66 kV | AusNet | Summer | Non-coincident | 2026 | POE10 | NA | 115.3277 | VIC Glenrowan (AusNet) 66 kV |  |  | FALSE | #N/A | #N/A | #N/A | #N/A | #N/A | #N/A | #N/A | #N/A | #N/A | #N/A
TRUE | VIC | GNTS | Glenrowan (AusNet) 66 kV | AusNet | Summer | Coincident | 2027 | POE10 | NA | 101.6489 | VIC Glenrowan (AusNet) 66 kV |  |  | FALSE | #N/A | #N/A | #N/A | #N/A | #N/A | #N/A | #N/A | #N/A | #N/A | #N/A
TRUE | VIC | GNTS | Glenrowan (AusNet) 66 kV | AusNet | Summer | Coincident | 2027 | POE50 | NA | 91.7955 | VIC Glenrowan (AusNet) 66 kV |  |  | FALSE | #N/A | #N/A | #N/A | #N/A | #N/A | #N/A | #N/A | #N/A | #N/A | #N/A
TRUE | VIC | GNTS | Glenrowan (AusNet) 66 kV | AusNet | Summer | Non-coincident | 2027 | POE10 | NA | 115.3534 | VIC Glenrowan (AusNet) 66 kV |  |  | FALSE | #N/A | #N/A | #N/A | #N/A | #N/A | #N/A | #N/A | #N/A | #N/A | #N/A
TRUE | VIC | GNTS | Glenrowan (AusNet) 66 kV | AusNet | Summer | Coincident | 2028 | POE10 | NA | 99.3104 | VIC Glenrowan (AusNet) 66 kV |  |  | FALSE | #N/A | #N/A | #N/A | #N/A | #N/A | #N/A | #N/A | #N/A | #N/A | #N/A
TRUE | VIC | GNTS | Glenrowan (AusNet) 66 kV | AusNet | Summer | Coincident | 2028 | POE50 | NA | 88.9953 | VIC Glenrowan (AusNet) 66 kV |  |  | FALSE | #N/A | #N/A | #N/A | #N/A | #N/A | #N/A | #N/A | #N/A | #N/A | #N/A
TRUE | VIC | GNTS | Glenrowan (AusNet) 66 kV | AusNet | Summer | Non-coincident | 2028 | POE10 | NA | 115.4866 | VIC Glenrowan (AusNet) 66 kV |  |  | FALSE | #N/A | #N/A | #N/A | #N/A | #N/A | #N/A | #N/A | #N/A | #N/A | #N/A
TRUE | VIC | GNTS | Glenrowan (AusNet) 66 kV | AusNet | Summer | Coincident | 2029 | POE10 | NA | 97.6857 | VIC Glenrowan (AusNet) 66 kV |  |  | FALSE | #N/A | #N/A | #N/A | #N/A | #N/A | #N/A | #N/A | #N/A | #N/A | #N/A
TRUE | VIC | GNTS | Glenrowan (AusNet) 66 kV | AusNet | Summer | Coincident | 2029 | POE50 | NA | 87.5825 | VIC Glenrowan (AusNet) 66 kV |  |  | FALSE | #N/A | #N/A | #N/A | #N/A | #N/A | #N/A | #N/A | #N/A | #N/A | #N/A
TRUE | VIC | GNTS | Glenrowan (AusNet) 66 kV | AusNet | Summer | Non-coincident | 2029 | POE10 | NA | 115.6836 | VIC Glenrowan (AusNet) 66 kV |  |  | FALSE | #N/A | #N/A | #N/A | #N/A | #N/A | #N/A | #N/A | #N/A | #N/A | #N/A
TRUE | VIC | GNTS | Glenrowan (AusNet) 66 kV | AusNet | Summer | Coincident | 2030 | POE10 | NA | 96.5981 | VIC Glenrowan (AusNet) 66 kV |  |  | FALSE | #N/A | #N/A | #N/A | #N/A | #N/A | #N/A | #N/A | #N/A | #N/A | #N/A
TRUE | VIC | GNTS | Glenrowan (AusNet) 66 kV | AusNet | Summer | Coincident | 2030 | POE50 | NA | 86.3505 | VIC Glenrowan (AusNet) 66 kV |  |  | FALSE | #N/A | #N/A | #N/A | #N/A | #N/A | #N/A | #N/A | #N/A | #N/A | #N/A
TRUE | VIC | GNTS | Glenrowan (AusNet) 66 kV | AusNet | Summer | Non-coincident | 2030 | POE10 | NA | 116.1576 | VIC Glenrowan (AusNet) 66 kV |  |  | FALSE | #N/A | #N/A | #N/A | #N/A | #N/A | #N/A | #N/A | #N/A | #N/A | #N/A
TRUE | VIC | GNTS | Glenrowan (AusNet) 66 kV | AusNet | Summer | Coincident | 2031 | POE10 | NA | 93.3724 | VIC Glenrowan (AusNet) 66 kV |  |  | FALSE | #N/A | #N/A | #N/A | #N/A | #N/A | #N/A | #N/A | #N/A | #N/A | #N/A
TRUE | VIC | GNTS | Glenrowan (AusNet) 66 kV | AusNet | Summer | Coincident | 2031 | POE50 | NA | 83.7498 | VIC Glenrowan (AusNet) 66 kV |  |  | FALSE | #N/A | #N/A | #N/A | #N/A | #N/A | #N/A | #N/A | #N/A | #N/A | #N/A
TRUE | VIC | GNTS | Glenrowan (AusNet) 66 kV | AusNet | Summer | Non-coincident | 2031 | POE10 | NA | 115.0777 | VIC Glenrowan (AusNet) 66 kV |  |  | FALSE | #N/A | #N/A | #N/A | #N/A | #N/A | #N/A | #N/A | #N/A | #N/A | #N/A
TRUE | VIC | GNTS | Glenrowan (AusNet) 66 kV | AusNet | Summer | Coincident | 2032 | POE10 | NA | 90.8092 | VIC Glenrowan (AusNet) 66 kV |  |  | FALSE | #N/A | #N/A | #N/A | #N/A | #N/A | #N/A | #N/A | #N/A | #N/A | #N/A
TRUE | VIC | GNTS | Glenrowan (AusNet) 66 kV | AusNet | Summer | Coincident | 2032 | POE50 | NA | 81.2864 | VIC Glenrowan (AusNet) 66 kV |  |  | FALSE | #N/A | #N/A | #N/A | #N/A | #N/A | #N/A | #N/A | #N/A | #N/A | #N/A
TRUE | VIC | GNTS | Glenrowan (AusNet) 66 kV | AusNet | Summer | Non-coincident | 2032 | POE10 | NA | 115.4018 | VIC Glenrowan (AusNet) 66 kV |  |  | FALSE | #N/A | #N/A | #N/A | #N/A | #N/A | #N/A | #N/A | #N/A | #N/A | #N/A
TRUE | VIC | GNTS | Glenrowan (AusNet) 66 kV | AusNet | Summer | Coincident | 2033 | POE10 | NA | 88.9854 | VIC Glenrowan (AusNet) 66 kV |  |  | FALSE | #N/A | #N/A | #N/A | #N/A | #N/A | #N/A | #N/A | #N/A | #N/A | #N/A
TRUE | VIC | GNTS | Glenrowan (AusNet) 66 kV | AusNet | Summer | Coincident | 2033 | POE50 | NA | 78.9205 | VIC Glenrowan (AusNet) 66 kV |  |  | FALSE | #N/A | #N/A | #N/A | #N/A | #N/A | #N/A | #N/A | #N/A | #N/A | #N/A
TRUE | VIC | GNTS | Glenrowan (AusNet) 66 kV | AusNet | Summer | Non-coincident | 2033 | POE10 | NA | 115.8471 | VIC Glenrowan (AusNet) 66 kV |  |  | FALSE | #N/A | #N/A | #N/A | #N/A | #N/A | #N/A | #N/A | #N/A | #N/A | #N/A
TRUE | VIC | GNTS | Glenrowan (AusNet) 66 kV | AusNet | Summer | Coincident | 2034 | POE10 | NA | 88.3457 | VIC Glenrowan (AusNet) 66 kV |  |  | FALSE | #N/A | #N/A | #N/A | #N/A | #N/A | #N/A | #N/A | #N/A | #N/A | #N/A
TRUE | VIC | GNTS | Glenrowan (AusNet) 66 kV | AusNet | Summer | Coincident | 2034 | POE50 | NA | 78.4396 | VIC Glenrowan (AusNet) 66 kV |  |  | FALSE | #N/A | #N/A | #N/A | #N/A | #N/A | #N/A | #N/A | #N/A | #N/A | #N/A
TRUE | VIC | GNTS | Glenrowan (AusNet) 66 kV | AusNet | Summer | Non-coincident | 2034 | POE10 | NA | 116.2691 | VIC Glenrowan (AusNet) 66 kV |  |  | FALSE | #N/A | #N/A | #N/A | #N/A | #N/A | #N/A | #N/A | #N/A | #N/A | #N/A
TRUE | VIC | GNTS | Glenrowan (AusNet) 66 kV | AusNet | Summer | Coincident | 2035 | POE10 | NA | 88.0475 | VIC Glenrowan (AusNet) 66 kV |  |  | FALSE | #N/A | #N/A | #N/A | #N/A | #N/A | #N/A | #N/A | #N/A | #N/A | #N/A
TRUE | VIC | GNTS | Glenrowan (AusNet) 66 kV | AusNet | Summer | Coincident | 2035 | POE50 | NA | 78.1877 | VIC Glenrowan (AusNet) 66 kV |  |  | FALSE | #N/A | #N/A | #N/A | #N/A | #N/A | #N/A | #N/A | #N/A | #N/A | #N/A
TRUE | VIC | GNTS | Glenrowan (AusNet) 66 kV | AusNet | Summer | Non-coincident | 2035 | POE10 | NA | 116.6359 | VIC Glenrowan (AusNet) 66 kV |  |  | FALSE | #N/A | #N/A | #N/A | #N/A | #N/A | #N/A | #N/A | #N/A | #N/A | #N/A
TRUE | VIC | GNTS | Glenrowan (AusNet) 66 kV | AusNet | Winter | Coincident | 2018 | ACTUAL_OPG | NA | 78.6451 | VIC Glenrowan (AusNet) 66 kV |  |  | FALSE | #N/A | #N/A | #N/A | #N/A | #N/A | #N/A | #N/A | #N/A | #N/A | #N/A
TRUE | VIC | GNTS | Glenrowan (AusNet) 66 kV | AusNet | Winter | Coincident | 2018 | ACTUAL_RAW | NA | 78.6451 | VIC Glenrowan (AusNet) 66 kV |  |  | FALSE | #N/A | #N/A | #N/A | #N/A | #N/A | #N/A | #N/A | #N/A | #N/A | #N/A
TRUE | VIC | GNTS | Glenrowan (AusNet) 66 kV | AusNet | Winter | Non-coincident | 2018 | ACTUAL_RAW | NA | 96.7518 | VIC Glenrowan (AusNet) 66 kV |  |  | FALSE | #N/A | #N/A | #N/A | #N/A | #N/A | #N/A | #N/A | #N/A | #N/A | #N/A
TRUE | VIC | GNTS | Glenrowan (AusNet) 66 kV | AusNet | Winter | Non-coincident | 2018 | ACTUAL_OPG | NA | 96.7518 | VIC Glenrowan (AusNet) 66 kV |  |  | FALSE | #N/A | #N/A | #N/A | #N/A | #N/A | #N/A | #N/A | #N/A | #N/A | #N/A
TRUE | VIC | GNTS | Glenrowan (AusNet) 66 kV | AusNet | Winter | Non-coincident | 2018 | ACTUAL_ADJUSTEDOPG | NA | 96.7518 | VIC Glenrowan (AusNet) 66 kV |  |  | FALSE | #N/A | #N/A | #N/A | #N/A | #N/A | #N/A | #N/A | #N/A | #N/A | #N/A
TRUE | VIC | GNTS | Glenrowan (AusNet) 66 kV | AusNet | Winter | Coincident | 2019 | ACTUAL_OPG | NA | 86.7791 | VIC Glenrowan (AusNet) 66 kV |  |  | FALSE | #N/A | #N/A | #N/A | #N/A | #N/A | #N/A | #N/A | #N/A | #N/A | #N/A
TRUE | VIC | GNTS | Glenrowan (AusNet) 66 kV | AusNet | Winter | Coincident | 2019 | ACTUAL_RAW | NA | 86.7791 | VIC Glenrowan (AusNet) 66 kV |  |  | FALSE | #N/A | #N/A | #N/A | #N/A | #N/A | #N/A | #N/A | #N/A | #N/A | #N/A
TRUE | VIC | GNTS | Glenrowan (AusNet) 66 kV | AusNet | Winter | Non-coincident | 2019 | ACTUAL_RAW | NA | 98.935 | VIC Glenrowan (AusNet) 66 kV |  |  | FALSE | #N/A | #N/A | #N/A | #N/A | #N/A | #N/A | #N/A | #N/A | #N/A | #N/A
TRUE | VIC | GNTS | Glenrowan (AusNet) 66 kV | AusNet | Winter | Non-coincident | 2019 | ACTUAL_OPG | NA | 98.935 | VIC Glenrowan (AusNet) 66 kV |  |  | FALSE | #N/A | #N/A | #N/A | #N/A | #N/A | #N/A | #N/A | #N/A | #N/A | #N/A
TRUE | VIC | GNTS | Glenrowan (AusNet) 66 kV | AusNet | Winter | Non-coincident | 2019 | ACTUAL_ADJUSTEDOPG | NA | 98.935 | VIC Glenrowan (AusNet) 66 kV |  |  | FALSE | #N/A | #N/A | #N/A | #N/A | #N/A | #N/A | #N/A | #N/A | #N/A | #N/A
TRUE | VIC | GNTS | Glenrowan (AusNet) 66 kV | AusNet | Winter | Coincident | 2020 | ACTUAL_OPG | NA | 86.7347 | VIC Glenrowan (AusNet) 66 kV |  |  | FALSE | #N/A | #N/A | #N/A | #N/A | #N/A | #N/A | #N/A | #N/A | #N/A | #N/A
TRUE | VIC | GNTS | Glenrowan (AusNet) 66 kV | AusNet | Winter | Coincident | 2020 | ACTUAL_RAW | NA | 86.7347 | VIC Glenrowan (AusNet) 66 kV |  |  | FALSE | #N/A | #N/A | #N/A | #N/A | #N/A | #N/A | #N/A | #N/A | #N/A | #N/A
TRUE | VIC | GNTS | Glenrowan (AusNet) 66 kV | AusNet | Winter | Non-coincident | 2020 | ACTUAL_RAW | NA | 95.4374 | VIC Glenrowan (AusNet) 66 kV |  |  | FALSE | #N/A | #N/A | #N/A | #N/A | #N/A | #N/A | #N/A | #N/A | #N/A | #N/A
TRUE | VIC | GNTS | Glenrowan (AusNet) 66 kV | AusNet | Winter | Non-coincident | 2020 | ACTUAL_OPG | NA | 95.4374 | VIC Glenrowan (AusNet) 66 kV |  |  | FALSE | #N/A | #N/A | #N/A | #N/A | #N/A | #N/A | #N/A | #N/A | #N/A | #N/A
TRUE | VIC | GNTS | Glenrowan (AusNet) 66 kV | AusNet | Winter | Non-coincident | 2020 | ACTUAL_ADJUSTEDOPG | NA | 95.4374 | VIC Glenrowan (AusNet) 66 kV |  |  | FALSE | #N/A | #N/A | #N/A | #N/A | #N/A | #N/A | #N/A | #N/A | #N/A | #N/A
TRUE | VIC | GNTS | Glenrowan (AusNet) 66 kV | AusNet | Winter | Coincident | 2021 | ACTUAL_OPG | NA | 89.0439 | VIC Glenrowan (AusNet) 66 kV |  |  | FALSE | #N/A | #N/A | #N/A | #N/A | #N/A | #N/A | #N/A | #N/A | #N/A | #N/A
TRUE | VIC | GNTS | Glenrowan (AusNet) 66 kV | AusNet | Winter | Coincident | 2021 | ACTUAL_RAW | NA | 89.5846 | VIC Glenrowan (AusNet) 66 kV |  |  | FALSE | #N/A | #N/A | #N/A | #N/A | #N/A | #N/A | #N/A | #N/A | #N/A | #N/A
TRUE | VIC | GNTS | Glenrowan (AusNet) 66 kV | AusNet | Winter | Non-coincident | 2021 | ACTUAL_RAW | NA | 96.163 | VIC Glenrowan (AusNet) 66 kV |  |  | FALSE | #N/A | #N/A | #N/A | #N/A | #N/A | #N/A | #N/A | #N/A | #N/A | #N/A
TRUE | VIC | GNTS | Glenrowan (AusNet) 66 kV | AusNet | Winter | Non-coincident | 2021 | ACTUAL_OPG | NA | 141.8971 | VIC Glenrowan (AusNet) 66 kV |  |  | FALSE | #N/A | #N/A | #N/A | #N/A | #N/A | #N/A | #N/A | #N/A | #N/A | #N/A
TRUE | VIC | GNTS | Glenrowan (AusNet) 66 kV | AusNet | Winter | Non-coincident | 2021 | ACTUAL_ADJUSTEDOPG | NA | 141.8971 | VIC Glenrowan (AusNet) 66 kV |  |  | FALSE | #N/A | #N/A | #N/A | #N/A | #N/A | #N/A | #N/A | #N/A | #N/A | #N/A
TRUE | VIC | GNTS | Glenrowan (AusNet) 66 kV | AusNet | Winter | Coincident | 2022 | ACTUAL_OPG | NA | 85.243 | VIC Glenrowan (AusNet) 66 kV |  |  | FALSE | #N/A | #N/A | #N/A | #N/A | #N/A | #N/A | #N/A | #N/A | #N/A | #N/A
TRUE | VIC | GNTS | Glenrowan (AusNet) 66 kV | AusNet | Winter | Coincident | 2022 | ACTUAL_RAW | NA | 85.6951 | VIC Glenrowan (AusNet) 66 kV |  |  | FALSE | #N/A | #N/A | #N/A | #N/A | #N/A | #N/A | #N/A | #N/A | #N/A | #N/A