TRUE | VIC | GNTS | Glenrowan (AusNet) 66 kV | AusNet | Winter | Non-coincident | 2022 | ACTUAL_RAW | NA | 91.9308 | VIC Glenrowan (AusNet) 66 kV |  |  | FALSE | #N/A | #N/A | #N/A | #N/A | #N/A | #N/A | #N/A | #N/A | #N/A | #N/A
TRUE | VIC | GNTS | Glenrowan (AusNet) 66 kV | AusNet | Winter | Non-coincident | 2022 | ACTUAL_OPG | NA | 96.2001 | VIC Glenrowan (AusNet) 66 kV |  |  | FALSE | #N/A | #N/A | #N/A | #N/A | #N/A | #N/A | #N/A | #N/A | #N/A | #N/A
TRUE | VIC | GNTS | Glenrowan (AusNet) 66 kV | AusNet | Winter | Non-coincident | 2022 | ACTUAL_ADJUSTEDOPG | NA | 96.2001 | VIC Glenrowan (AusNet) 66 kV |  |  | FALSE | #N/A | #N/A | #N/A | #N/A | #N/A | #N/A | #N/A | #N/A | #N/A | #N/A
TRUE | VIC | GNTS | Glenrowan (AusNet) 66 kV | AusNet | Winter | Coincident | 2023 | ACTUAL_OPG | NA | 87.9164 | VIC Glenrowan (AusNet) 66 kV |  |  | FALSE | #N/A | #N/A | #N/A | #N/A | #N/A | #N/A | #N/A | #N/A | #N/A | #N/A
TRUE | VIC | GNTS | Glenrowan (AusNet) 66 kV | AusNet | Winter | Coincident | 2023 | ACTUAL_RAW | NA | 88.5041 | VIC Glenrowan (AusNet) 66 kV |  |  | FALSE | #N/A | #N/A | #N/A | #N/A | #N/A | #N/A | #N/A | #N/A | #N/A | #N/A
TRUE | VIC | GNTS | Glenrowan (AusNet) 66 kV | AusNet | Winter | Non-coincident | 2023 | ACTUAL_RAW | NA | 93.7349 | VIC Glenrowan (AusNet) 66 kV |  |  | FALSE | #N/A | #N/A | #N/A | #N/A | #N/A | #N/A | #N/A | #N/A | #N/A | #N/A
TRUE | VIC | GNTS | Glenrowan (AusNet) 66 kV | AusNet | Winter | Non-coincident | 2023 | ACTUAL_OPG | NA | 94.1332 | VIC Glenrowan (AusNet) 66 kV |  |  | FALSE | #N/A | #N/A | #N/A | #N/A | #N/A | #N/A | #N/A | #N/A | #N/A | #N/A
TRUE | VIC | GNTS | Glenrowan (AusNet) 66 kV | AusNet | Winter | Non-coincident | 2023 | ACTUAL_ADJUSTEDOPG | NA | 94.1332 | VIC Glenrowan (AusNet) 66 kV |  |  | FALSE | #N/A | #N/A | #N/A | #N/A | #N/A | #N/A | #N/A | #N/A | #N/A | #N/A
TRUE | VIC | GNTS | Glenrowan (AusNet) 66 kV | AusNet | Winter | Coincident | 2024 | ACTUAL_OPG | NA | 88.4652 | VIC Glenrowan (AusNet) 66 kV |  |  | FALSE | #N/A | #N/A | #N/A | #N/A | #N/A | #N/A | #N/A | #N/A | #N/A | #N/A
TRUE | VIC | GNTS | Glenrowan (AusNet) 66 kV | AusNet | Winter | Coincident | 2024 | ACTUAL_RAW | NA | 88.7726 | VIC Glenrowan (AusNet) 66 kV |  |  | FALSE | #N/A | #N/A | #N/A | #N/A | #N/A | #N/A | #N/A | #N/A | #N/A | #N/A
TRUE | VIC | GNTS | Glenrowan (AusNet) 66 kV | AusNet | Winter | Non-coincident | 2024 | ACTUAL_RAW | NA | 94.6614 | VIC Glenrowan (AusNet) 66 kV |  |  | FALSE | #N/A | #N/A | #N/A | #N/A | #N/A | #N/A | #N/A | #N/A | #N/A | #N/A
TRUE | VIC | GNTS | Glenrowan (AusNet) 66 kV | AusNet | Winter | Non-coincident | 2024 | ACTUAL_OPG | NA | 98.3029 | VIC Glenrowan (AusNet) 66 kV |  |  | FALSE | #N/A | #N/A | #N/A | #N/A | #N/A | #N/A | #N/A | #N/A | #N/A | #N/A
TRUE | VIC | GNTS | Glenrowan (AusNet) 66 kV | AusNet | Winter | Non-coincident | 2024 | ACTUAL_ADJUSTEDOPG | NA | 98.3029 | VIC Glenrowan (AusNet) 66 kV |  |  | FALSE | #N/A | #N/A | #N/A | #N/A | #N/A | #N/A | #N/A | #N/A | #N/A | #N/A
TRUE | VIC | GNTS | Glenrowan (AusNet) 66 kV | AusNet | Winter | Coincident | 2025 | POE10 | NA | 112.509 | VIC Glenrowan (AusNet) 66 kV |  |  | FALSE | #N/A | #N/A | #N/A | #N/A | #N/A | #N/A | #N/A | #N/A | #N/A | #N/A
TRUE | VIC | GNTS | Glenrowan (AusNet) 66 kV | AusNet | Winter | Coincident | 2025 | POE50 | NA | 105.84 | VIC Glenrowan (AusNet) 66 kV |  |  | FALSE | #N/A | #N/A | #N/A | #N/A | #N/A | #N/A | #N/A | #N/A | #N/A | #N/A
TRUE | VIC | GNTS | Glenrowan (AusNet) 66 kV | AusNet | Winter | Non-coincident | 2025 | ACTUAL_RAW | NA | 98.9781 | VIC Glenrowan (AusNet) 66 kV |  |  | FALSE | #N/A | #N/A | #N/A | #N/A | #N/A | #N/A | #N/A | #N/A | #N/A | #N/A
TRUE | VIC | GNTS | Glenrowan (AusNet) 66 kV | AusNet | Winter | Non-coincident | 2025 | ACTUAL_ADJUSTEDOPG | NA | 98.5105 | VIC Glenrowan (AusNet) 66 kV |  |  | FALSE | #N/A | #N/A | #N/A | #N/A | #N/A | #N/A | #N/A | #N/A | #N/A | #N/A
TRUE | VIC | GNTS | Glenrowan (AusNet) 66 kV | AusNet | Winter | Non-coincident | 2025 | BASEYEARPOE50 | NA | 133.602 | VIC Glenrowan (AusNet) 66 kV |  |  | FALSE | #N/A | #N/A | #N/A | #N/A | #N/A | #N/A | #N/A | #N/A | #N/A | #N/A
TRUE | VIC | GNTS | Glenrowan (AusNet) 66 kV | AusNet | Winter | Non-coincident | 2025 | BASEYEARPOE10 | NA | 141.7581 | VIC Glenrowan (AusNet) 66 kV |  |  | FALSE | #N/A | #N/A | #N/A | #N/A | #N/A | #N/A | #N/A | #N/A | #N/A | #N/A
TRUE | VIC | GNTS | Glenrowan (AusNet) 66 kV | AusNet | Winter | Non-coincident | 2025 | POE10 | NA | 121.4419 | VIC Glenrowan (AusNet) 66 kV |  |  | FALSE | #N/A | #N/A | #N/A | #N/A | #N/A | #N/A | #N/A | #N/A | #N/A | #N/A
TRUE | VIC | GNTS | Glenrowan (AusNet) 66 kV | AusNet | Winter | Non-coincident | 2025 | POE50 | NA | 110 | VIC Glenrowan (AusNet) 66 kV |  |  | FALSE | #N/A | #N/A | #N/A | #N/A | #N/A | #N/A | #N/A | #N/A | #N/A | #N/A
TRUE | VIC | GNTS | Glenrowan (AusNet) 66 kV | AusNet | Winter | Coincident | 2026 | POE10 | NA | 106.8234 | VIC Glenrowan (AusNet) 66 kV |  |  | FALSE | #N/A | #N/A | #N/A | #N/A | #N/A | #N/A | #N/A | #N/A | #N/A | #N/A
TRUE | VIC | GNTS | Glenrowan (AusNet) 66 kV | AusNet | Winter | Coincident | 2026 | POE50 | NA | 100.1782 | VIC Glenrowan (AusNet) 66 kV |  |  | FALSE | #N/A | #N/A | #N/A | #N/A | #N/A | #N/A | #N/A | #N/A | #N/A | #N/A
TRUE | VIC | GNTS | Glenrowan (AusNet) 66 kV | AusNet | Winter | Non-coincident | 2026 | POE10 | NA | 119.6372 | VIC Glenrowan (AusNet) 66 kV |  |  | FALSE | #N/A | #N/A | #N/A | #N/A | #N/A | #N/A | #N/A | #N/A | #N/A | #N/A
TRUE | VIC | GNTS | Glenrowan (AusNet) 66 kV | AusNet | Winter | Non-coincident | 2026 | POE50 | NA | 108.1664 | VIC Glenrowan (AusNet) 66 kV |  |  | FALSE | #N/A | #N/A | #N/A | #N/A | #N/A | #N/A | #N/A | #N/A | #N/A | #N/A
TRUE | VIC | GNTS | Glenrowan (AusNet) 66 kV | AusNet | Winter | Coincident | 2027 | POE10 | NA | 103.2635 | VIC Glenrowan (AusNet) 66 kV |  |  | FALSE | #N/A | #N/A | #N/A | #N/A | #N/A | #N/A | #N/A | #N/A | #N/A | #N/A
TRUE | VIC | GNTS | Glenrowan (AusNet) 66 kV | AusNet | Winter | Coincident | 2027 | POE50 | NA | 96.5977 | VIC Glenrowan (AusNet) 66 kV |  |  | FALSE | #N/A | #N/A | #N/A | #N/A | #N/A | #N/A | #N/A | #N/A | #N/A | #N/A
TRUE | VIC | GNTS | Glenrowan (AusNet) 66 kV | AusNet | Winter | Non-coincident | 2027 | POE10 | NA | 120.0569 | VIC Glenrowan (AusNet) 66 kV |  |  | FALSE | #N/A | #N/A | #N/A | #N/A | #N/A | #N/A | #N/A | #N/A | #N/A | #N/A
TRUE | VIC | GNTS | Glenrowan (AusNet) 66 kV | AusNet | Winter | Non-coincident | 2027 | POE50 | NA | 108.5571 | VIC Glenrowan (AusNet) 66 kV |  |  | FALSE | #N/A | #N/A | #N/A | #N/A | #N/A | #N/A | #N/A | #N/A | #N/A | #N/A
TRUE | VIC | GNTS | Glenrowan (AusNet) 66 kV | AusNet | Winter | Coincident | 2028 | POE10 | NA | 101.6714 | VIC Glenrowan (AusNet) 66 kV |  |  | FALSE | #N/A | #N/A | #N/A | #N/A | #N/A | #N/A | #N/A | #N/A | #N/A | #N/A
TRUE | VIC | GNTS | Glenrowan (AusNet) 66 kV | AusNet | Winter | Coincident | 2028 | POE50 | NA | 95.1934 | VIC Glenrowan (AusNet) 66 kV |  |  | FALSE | #N/A | #N/A | #N/A | #N/A | #N/A | #N/A | #N/A | #N/A | #N/A | #N/A
TRUE | VIC | GNTS | Glenrowan (AusNet) 66 kV | AusNet | Winter | Non-coincident | 2028 | POE10 | NA | 120.5588 | VIC Glenrowan (AusNet) 66 kV |  |  | FALSE | #N/A | #N/A | #N/A | #N/A | #N/A | #N/A | #N/A | #N/A | #N/A | #N/A
TRUE | VIC | GNTS | Glenrowan (AusNet) 66 kV | AusNet | Winter | Non-coincident | 2028 | POE50 | NA | 109.0301 | VIC Glenrowan (AusNet) 66 kV |  |  | FALSE | #N/A | #N/A | #N/A | #N/A | #N/A | #N/A | #N/A | #N/A | #N/A | #N/A
TRUE | VIC | GNTS | Glenrowan (AusNet) 66 kV | AusNet | Winter | Coincident | 2029 | POE10 | NA | 100.8789 | VIC Glenrowan (AusNet) 66 kV |  |  | FALSE | #N/A | #N/A | #N/A | #N/A | #N/A | #N/A | #N/A | #N/A | #N/A | #N/A
TRUE | VIC | GNTS | Glenrowan (AusNet) 66 kV | AusNet | Winter | Coincident | 2029 | POE50 | NA | 94.4971 | VIC Glenrowan (AusNet) 66 kV |  |  | FALSE | #N/A | #N/A | #N/A | #N/A | #N/A | #N/A | #N/A | #N/A | #N/A | #N/A
TRUE | VIC | GNTS | Glenrowan (AusNet) 66 kV | AusNet | Winter | Non-coincident | 2029 | POE10 | NA | 121.139 | VIC Glenrowan (AusNet) 66 kV |  |  | FALSE | #N/A | #N/A | #N/A | #N/A | #N/A | #N/A | #N/A | #N/A | #N/A | #N/A
TRUE | VIC | GNTS | Glenrowan (AusNet) 66 kV | AusNet | Winter | Non-coincident | 2029 | POE50 | NA | 109.5811 | VIC Glenrowan (AusNet) 66 kV |  |  | FALSE | #N/A | #N/A | #N/A | #N/A | #N/A | #N/A | #N/A | #N/A | #N/A | #N/A
TRUE | VIC | GNTS | Glenrowan (AusNet) 66 kV | AusNet | Winter | Coincident | 2030 | POE10 | NA | 100.1237 | VIC Glenrowan (AusNet) 66 kV |  |  | FALSE | #N/A | #N/A | #N/A | #N/A | #N/A | #N/A | #N/A | #N/A | #N/A | #N/A
TRUE | VIC | GNTS | Glenrowan (AusNet) 66 kV | AusNet | Winter | Coincident | 2030 | POE50 | NA | 93.7958 | VIC Glenrowan (AusNet) 66 kV |  |  | FALSE | #N/A | #N/A | #N/A | #N/A | #N/A | #N/A | #N/A | #N/A | #N/A | #N/A
TRUE | VIC | GNTS | Glenrowan (AusNet) 66 kV | AusNet | Winter | Non-coincident | 2030 | POE10 | NA | 122.0286 | VIC Glenrowan (AusNet) 66 kV |  |  | FALSE | #N/A | #N/A | #N/A | #N/A | #N/A | #N/A | #N/A | #N/A | #N/A | #N/A
TRUE | VIC | GNTS | Glenrowan (AusNet) 66 kV | AusNet | Winter | Non-coincident | 2030 | POE50 | NA | 110.4416 | VIC Glenrowan (AusNet) 66 kV |  |  | FALSE | #N/A | #N/A | #N/A | #N/A | #N/A | #N/A | #N/A | #N/A | #N/A | #N/A
TRUE | VIC | GNTS | Glenrowan (AusNet) 66 kV | AusNet | Winter | Coincident | 2031 | POE10 | NA | 98.376 | VIC Glenrowan (AusNet) 66 kV |  |  | FALSE | #N/A | #N/A | #N/A | #N/A | #N/A | #N/A | #N/A | #N/A | #N/A | #N/A
TRUE | VIC | GNTS | Glenrowan (AusNet) 66 kV | AusNet | Winter | Coincident | 2031 | POE50 | NA | 92.1096 | VIC Glenrowan (AusNet) 66 kV |  |  | FALSE | #N/A | #N/A | #N/A | #N/A | #N/A | #N/A | #N/A | #N/A | #N/A | #N/A
TRUE | VIC | GNTS | Glenrowan (AusNet) 66 kV | AusNet | Winter | Non-coincident | 2031 | POE10 | NA | 121.4494 | VIC Glenrowan (AusNet) 66 kV |  |  | FALSE | #N/A | #N/A | #N/A | #N/A | #N/A | #N/A | #N/A | #N/A | #N/A | #N/A
TRUE | VIC | GNTS | Glenrowan (AusNet) 66 kV | AusNet | Winter | Non-coincident | 2031 | POE50 | NA | 109.8336 | VIC Glenrowan (AusNet) 66 kV |  |  | FALSE | #N/A | #N/A | #N/A | #N/A | #N/A | #N/A | #N/A | #N/A | #N/A | #N/A
TRUE | VIC | GNTS | Glenrowan (AusNet) 66 kV | AusNet | Winter | Coincident | 2032 | POE10 | NA | 96.7999 | VIC Glenrowan (AusNet) 66 kV |  |  | FALSE | #N/A | #N/A | #N/A | #N/A | #N/A | #N/A | #N/A | #N/A | #N/A | #N/A
TRUE | VIC | GNTS | Glenrowan (AusNet) 66 kV | AusNet | Winter | Coincident | 2032 | POE50 | NA | 90.4774 | VIC Glenrowan (AusNet) 66 kV |  |  | FALSE | #N/A | #N/A | #N/A | #N/A | #N/A | #N/A | #N/A | #N/A | #N/A | #N/A
TRUE | VIC | GNTS | Glenrowan (AusNet) 66 kV | AusNet | Winter | Non-coincident | 2032 | POE10 | NA | 122.1841 | VIC Glenrowan (AusNet) 66 kV |  |  | FALSE | #N/A | #N/A | #N/A | #N/A | #N/A | #N/A | #N/A | #N/A | #N/A | #N/A
TRUE | VIC | GNTS | Glenrowan (AusNet) 66 kV | AusNet | Winter | Non-coincident | 2032 | POE50 | NA | 110.5418 | VIC Glenrowan (AusNet) 66 kV |  |  | FALSE | #N/A | #N/A | #N/A | #N/A | #N/A | #N/A | #N/A | #N/A | #N/A | #N/A
TRUE | VIC | GNTS | Glenrowan (AusNet) 66 kV | AusNet | Winter | Coincident | 2033 | POE10 | NA | 94.8157 | VIC Glenrowan (AusNet) 66 kV |  |  | FALSE | #N/A | #N/A | #N/A | #N/A | #N/A | #N/A | #N/A | #N/A | #N/A | #N/A
TRUE | VIC | GNTS | Glenrowan (AusNet) 66 kV | AusNet | Winter | Coincident | 2033 | POE50 | NA | 88.6473 | VIC Glenrowan (AusNet) 66 kV |  |  | FALSE | #N/A | #N/A | #N/A | #N/A | #N/A | #N/A | #N/A | #N/A | #N/A | #N/A
TRUE | VIC | GNTS | Glenrowan (AusNet) 66 kV | AusNet | Winter | Non-coincident | 2033 | POE10 | NA | 122.914 | VIC Glenrowan (AusNet) 66 kV |  |  | FALSE | #N/A | #N/A | #N/A | #N/A | #N/A | #N/A | #N/A | #N/A | #N/A | #N/A
TRUE | VIC | GNTS | Glenrowan (AusNet) 66 kV | AusNet | Winter | Non-coincident | 2033 | POE50 | NA | 111.245 | VIC Glenrowan (AusNet) 66 kV |  |  | FALSE | #N/A | #N/A | #N/A | #N/A | #N/A | #N/A | #N/A | #N/A | #N/A | #N/A
TRUE | VIC | GNTS | Glenrowan (AusNet) 66 kV | AusNet | Winter | Coincident | 2034 | POE10 | NA | 94.5246 | VIC Glenrowan (AusNet) 66 kV |  |  | FALSE | #N/A | #N/A | #N/A | #N/A | #N/A | #N/A | #N/A | #N/A | #N/A | #N/A
TRUE | VIC | GNTS | Glenrowan (AusNet) 66 kV | AusNet | Winter | Coincident | 2034 | POE50 | NA | 88.4362 | VIC Glenrowan (AusNet) 66 kV |  |  | FALSE | #N/A | #N/A | #N/A | #N/A | #N/A | #N/A | #N/A | #N/A | #N/A | #N/A
TRUE | VIC | GNTS | Glenrowan (AusNet) 66 kV | AusNet | Winter | Non-coincident | 2034 | POE10 | NA | 123.6021 | VIC Glenrowan (AusNet) 66 kV |  |  | FALSE | #N/A | #N/A | #N/A | #N/A | #N/A | #N/A | #N/A | #N/A | #N/A | #N/A
TRUE | VIC | GNTS | Glenrowan (AusNet) 66 kV | AusNet | Winter | Non-coincident | 2034 | POE50 | NA | 111.9065 | VIC Glenrowan (AusNet) 66 kV |  |  | FALSE | #N/A | #N/A | #N/A | #N/A | #N/A | #N/A | #N/A | #N/A | #N/A | #N/A
TRUE | VIC | GTS1266 | Geelong 12 (Powercor) 66 kV | Powercor | Shoulder | Coincident | 2019 | ACTUAL_OPG | 88.2209 | NA | VIC Geelong 12 (Powercor) 66 kV |  |  | FALSE | #N/A | #N/A | #N/A | #N/A | #N/A | #N/A | #N/A | #N/A | #N/A | #N/A
TRUE | VIC | GTS1266 | Geelong 12 (Powercor) 66 kV | Powercor | Shoulder | Coincident | 2019 | ACTUAL_RAW | 88.8196 | NA | VIC Geelong 12 (Powercor) 66 kV |  |  | FALSE | #N/A | #N/A | #N/A | #N/A | #N/A | #N/A | #N/A | #N/A | #N/A | #N/A
TRUE | VIC | GTS1266 | Geelong 12 (Powercor) 66 kV | Powercor | Shoulder | Non-coincident | 2019 | ACTUAL_RAW | 26.7836 | NA | VIC Geelong 12 (Powercor) 66 kV |  |  | FALSE | #N/A | #N/A | #N/A | #N/A | #N/A | #N/A | #N/A | #N/A | #N/A | #N/A
TRUE | VIC | GTS1266 | Geelong 12 (Powercor) 66 kV | Powercor | Shoulder | Non-coincident | 2019 | ACTUAL_OPG | 71.3518 | NA | VIC Geelong 12 (Powercor) 66 kV |  |  | FALSE | #N/A | #N/A | #N/A | #N/A | #N/A | #N/A | #N/A | #N/A | #N/A | #N/A
TRUE | VIC | GTS1266 | Geelong 12 (Powercor) 66 kV | Powercor | Shoulder | Non-coincident | 2019 | ACTUAL_ADJUSTEDOPG | 71.3518 | NA | VIC Geelong 12 (Powercor) 66 kV |  |  | FALSE | #N/A | #N/A | #N/A | #N/A | #N/A | #N/A | #N/A | #N/A | #N/A | #N/A
TRUE | VIC | GTS1266 | Geelong 12 (Powercor) 66 kV | Powercor | Shoulder | Coincident | 2020 | ACTUAL_OPG | 60.86 | NA | VIC Geelong 12 (Powercor) 66 kV |  |  | FALSE | #N/A | #N/A | #N/A | #N/A | #N/A | #N/A | #N/A | #N/A | #N/A | #N/A
TRUE | VIC | GTS1266 | Geelong 12 (Powercor) 66 kV | Powercor | Shoulder | Coincident | 2020 | ACTUAL_RAW | 61.4995 | NA | VIC Geelong 12 (Powercor) 66 kV |  |  | FALSE | #N/A | #N/A | #N/A | #N/A | #N/A | #N/A | #N/A | #N/A | #N/A | #N/A
TRUE | VIC | GTS1266 | Geelong 12 (Powercor) 66 kV | Powercor | Shoulder | Non-coincident | 2020 | ACTUAL_RAW | 6.9874 | NA | VIC Geelong 12 (Powercor) 66 kV |  |  | FALSE | #N/A | #N/A | #N/A | #N/A | #N/A | #N/A | #N/A | #N/A | #N/A | #N/A
TRUE | VIC | GTS1266 | Geelong 12 (Powercor) 66 kV | Powercor | Shoulder | Non-coincident | 2020 | ACTUAL_OPG | 60.0034 | NA | VIC Geelong 12 (Powercor) 66 kV |  |  | FALSE | #N/A | #N/A | #N/A | #N/A | #N/A | #N/A | #N/A | #N/A | #N/A | #N/A
TRUE | VIC | GTS1266 | Geelong 12 (Powercor) 66 kV | Powercor | Shoulder | Non-coincident | 2020 | ACTUAL_ADJUSTEDOPG | 60.0034 | NA | VIC Geelong 12 (Powercor) 66 kV |  |  | FALSE | #N/A | #N/A | #N/A | #N/A | #N/A | #N/A | #N/A | #N/A | #N/A | #N/A
TRUE | VIC | GTS1266 | Geelong 12 (Powercor) 66 kV | Powercor | Shoulder | Coincident | 2021 | ACTUAL_OPG | 55.9281 | NA | VIC Geelong 12 (Powercor) 66 kV |  |  | FALSE | #N/A | #N/A | #N/A | #N/A | #N/A | #N/A | #N/A | #N/A | #N/A | #N/A
TRUE | VIC | GTS1266 | Geelong 12 (Powercor) 66 kV | Powercor | Shoulder | Coincident | 2021 | ACTUAL_RAW | 56.535 | NA | VIC Geelong 12 (Powercor) 66 kV |  |  | FALSE | #N/A | #N/A | #N/A | #N/A | #N/A | #N/A | #N/A | #N/A | #N/A | #N/A
TRUE | VIC | GTS1266 | Geelong 12 (Powercor) 66 kV | Powercor | Shoulder | Non-coincident | 2021 | ACTUAL_RAW | -10.0646 | NA | VIC Geelong 12 (Powercor) 66 kV |  |  | FALSE | #N/A | #N/A | #N/A | #N/A | #N/A | #N/A | #N/A | #N/A | #N/A | #N/A
TRUE | VIC | GTS1266 | Geelong 12 (Powercor) 66 kV | Powercor | Shoulder | Non-coincident | 2021 | ACTUAL_OPG | 34.1698 | NA | VIC Geelong 12 (Powercor) 66 kV |  |  | FALSE | #N/A | #N/A | #N/A | #N/A | #N/A | #N/A | #N/A | #N/A | #N/A | #N/A
TRUE | VIC | GTS1266 | Geelong 12 (Powercor) 66 kV | Powercor | Shoulder | Non-coincident | 2021 | ACTUAL_ADJUSTEDOPG | 34.1698 | NA | VIC Geelong 12 (Powercor) 66 kV |  |  | FALSE | #N/A | #N/A | #N/A | #N/A | #N/A | #N/A | #N/A | #N/A | #N/A | #N/A
TRUE | VIC | GTS1266 | Geelong 12 (Powercor) 66 kV | Powercor | Shoulder | Coincident | 2022 | ACTUAL_OPG | 67.4579 | NA | VIC Geelong 12 (Powercor) 66 kV |  |  | FALSE | #N/A | #N/A | #N/A | #N/A | #N/A | #N/A | #N/A | #N/A | #N/A | #N/A
TRUE | VIC | GTS1266 | Geelong 12 (Powercor) 66 kV | Powercor | Shoulder | Coincident | 2022 | ACTUAL_RAW | 55.9169 | NA | VIC Geelong 12 (Powercor) 66 kV |  |  | FALSE | #N/A | #N/A | #N/A | #N/A | #N/A | #N/A | #N/A | #N/A | #N/A | #N/A
TRUE | VIC | GTS1266 | Geelong 12 (Powercor) 66 kV | Powercor | Shoulder | Non-coincident | 2022 | ACTUAL_RAW | -47.6353 | NA | VIC Geelong 12 (Powercor) 66 kV |  |  | FALSE | #N/A | #N/A | #N/A | #N/A | #N/A | #N/A | #N/A | #N/A | #N/A | #N/A
TRUE | VIC | GTS1266 | Geelong 12 (Powercor) 66 kV | Powercor | Shoulder | Non-coincident | 2022 | ACTUAL_OPG | 18.327 | NA | VIC Geelong 12 (Powercor) 66 kV |  |  | FALSE | #N/A | #N/A | #N/A | #N/A | #N/A | #N/A | #N/A | #N/A | #N/A | #N/A
TRUE | VIC | GTS1266 | Geelong 12 (Powercor) 66 kV | Powercor | Shoulder | Non-coincident | 2022 | ACTUAL_ADJUSTEDOPG | 30.7113 | NA | VIC Geelong 12 (Powercor) 66 kV |  |  | FALSE | #N/A | #N/A | #N/A | #N/A | #N/A | #N/A | #N/A | #N/A | #N/A | #N/A
TRUE | VIC | GTS1266 | Geelong 12 (Powercor) 66 kV | Powercor | Shoulder | Coincident | 2023 | ACTUAL_OPG | 39.6358 | NA | VIC Geelong 12 (Powercor) 66 kV |  |  | FALSE | #N/A | #N/A | #N/A | #N/A | #N/A | #N/A | #N/A | #N/A | #N/A | #N/A
TRUE | VIC | GTS1266 | Geelong 12 (Powercor) 66 kV | Powercor | Shoulder | Coincident | 2023 | ACTUAL_RAW | 26.8754 | NA | VIC Geelong 12 (Powercor) 66 kV |  |  | FALSE | #N/A | #N/A | #N/A | #N/A | #N/A | #N/A | #N/A | #N/A | #N/A | #N/A
TRUE | VIC | GTS1266 | Geelong 12 (Powercor) 66 kV | Powercor | Shoulder | Non-coincident | 2023 | ACTUAL_RAW | -116.5738 | NA | VIC Geelong 12 (Powercor) 66 kV |  |  | FALSE | #N/A | #N/A | #N/A | #N/A | #N/A | #N/A | #N/A | #N/A | #N/A | #N/A
TRUE | VIC | GTS1266 | Geelong 12 (Powercor) 66 kV | Powercor | Shoulder | Non-coincident | 2023 | ACTUAL_OPG | -16.5941 | NA | VIC Geelong 12 (Powercor) 66 kV |  |  | FALSE | #N/A | #N/A | #N/A | #N/A | #N/A | #N/A | #N/A | #N/A | #N/A | #N/A
TRUE | VIC | GTS1266 | Geelong 12 (Powercor) 66 kV | Powercor | Shoulder | Non-coincident | 2023 | ACTUAL_ADJUSTEDOPG | -16.5941 | NA | VIC Geelong 12 (Powercor) 66 kV |  |  | FALSE | #N/A | #N/A | #N/A | #N/A | #N/A | #N/A | #N/A | #N/A | #N/A | #N/A
TRUE | VIC | GTS1266 | Geelong 12 (Powercor) 66 kV | Powercor | Shoulder | Coincident | 2024 | ACTUAL_OPG | 25.1983 | NA | VIC Geelong 12 (Powercor) 66 kV |  |  | FALSE | #N/A | #N/A | #N/A | #N/A | #N/A | #N/A | #N/A | #N/A | #N/A | #N/A
TRUE | VIC | GTS1266 | Geelong 12 (Powercor) 66 kV | Powercor | Shoulder | Coincident | 2024 | ACTUAL_RAW | 25.1497 | NA | VIC Geelong 12 (Powercor) 66 kV |  |  | FALSE | #N/A | #N/A | #N/A | #N/A | #N/A | #N/A | #N/A | #N/A | #N/A | #N/A
TRUE | VIC | GTS1266 | Geelong 12 (Powercor) 66 kV | Powercor | Shoulder | Non-coincident | 2024 | ACTUAL_RAW | -135.9213 | NA | VIC Geelong 12 (Powercor) 66 kV |  |  | FALSE | #N/A | #N/A | #N/A | #N/A | #N/A | #N/A | #N/A | #N/A | #N/A | #N/A
TRUE | VIC | GTS1266 | Geelong 12 (Powercor) 66 kV | Powercor | Shoulder | Non-coincident | 2024 | ACTUAL_OPG | -36.0015 | NA | VIC Geelong 12 (Powercor) 66 kV |  |  | FALSE | #N/A | #N/A | #N/A | #N/A | #N/A | #N/A | #N/A | #N/A | #N/A | #N/A
TRUE | VIC | GTS1266 | Geelong 12 (Powercor) 66 kV | Powercor | Shoulder | Non-coincident | 2024 | ACTUAL_ADJUSTEDOPG | -36.0015 | NA | VIC Geelong 12 (Powercor) 66 kV |  |  | FALSE | #N/A | #N/A | #N/A | #N/A | #N/A | #N/A | #N/A | #N/A | #N/A | #N/A
TRUE | VIC | GTS1266 | Geelong 12 (Powercor) 66 kV | Powercor | Shoulder | Coincident | 2025 | ACTUAL_OPG | 16.4283 | NA | VIC Geelong 12 (Powercor) 66 kV |  |  | FALSE | #N/A | #N/A | #N/A | #N/A | #N/A | #N/A | #N/A | #N/A | #N/A | #N/A
TRUE | VIC | GTS1266 | Geelong 12 (Powercor) 66 kV | Powercor | Shoulder | Coincident | 2025 | ACTUAL_RAW | 16.3839 | NA | VIC Geelong 12 (Powercor) 66 kV |  |  | FALSE | #N/A | #N/A | #N/A | #N/A | #N/A | #N/A | #N/A | #N/A | #N/A | #N/A
TRUE | VIC | GTS1266 | Geelong 12 (Powercor) 66 kV | Powercor | Shoulder | Non-coincident | 2025 | ACTUAL_RAW | -126.1022 | NA | VIC Geelong 12 (Powercor) 66 kV |  |  | FALSE | #N/A | #N/A | #N/A | #N/A | #N/A | #N/A | #N/A | #N/A | #N/A | #N/A
TRUE | VIC | GTS1266 | Geelong 12 (Powercor) 66 kV | Powercor | Shoulder | Non-coincident | 2025 | ACTUAL_OPG | -26.7667 | NA | VIC Geelong 12 (Powercor) 66 kV |  |  | FALSE | #N/A | #N/A | #N/A | #N/A | #N/A | #N/A | #N/A | #N/A | #N/A | #N/A
TRUE | VIC | GTS1266 | Geelong 12 (Powercor) 66 kV | Powercor | Shoulder | Non-coincident | 2025 | ACTUAL_ADJUSTEDOPG | -26.7667 | NA | VIC Geelong 12 (Powercor) 66 kV |  |  | FALSE | #N/A | #N/A | #N/A | #N/A | #N/A | #N/A | #N/A | #N/A | #N/A | #N/A
TRUE | VIC | GTS1266 | Geelong 12 (Powercor) 66 kV | Powercor | Shoulder | Non-coincident | 2025 | BASEYEARPOE90 | -42.5726 | NA | VIC Geelong 12 (Powercor) 66 kV |  |  | FALSE | #N/A | #N/A | #N/A | #N/A | #N/A | #N/A | #N/A | #N/A | #N/A | #N/A
TRUE | VIC | GTS1266 | Geelong 12 (Powercor) 66 kV | Powercor | Shoulder | Non-coincident | 2025 | BASEYEARPOE50 | -35.0814 | NA | VIC Geelong 12 (Powercor) 66 kV |  |  | FALSE | #N/A | #N/A | #N/A | #N/A | #N/A | #N/A | #N/A | #N/A | #N/A | #N/A
TRUE | VIC | GTS1266 | Geelong 12 (Powercor) 66 kV | Powercor | Shoulder | Coincident_unreconciled | 2026 | POE90 | 20 | NA | VIC Geelong 12 (Powercor) 66 kV |  |  | FALSE | #N/A | #N/A | #N/A | #N/A | #N/A | #N/A | #N/A | #N/A | #N/A | #N/A
TRUE | VIC | GTS1266 | Geelong 12 (Powercor) 66 kV | Powercor | Shoulder | Coincident_unreconciled | 2026 | POE50 | 20 | NA | VIC Geelong 12 (Powercor) 66 kV |  |  | FALSE | #N/A | #N/A | #N/A | #N/A | #N/A | #N/A | #N/A | #N/A | #N/A | #N/A
TRUE | VIC | GTS1266 | Geelong 12 (Powercor) 66 kV | Powercor | Shoulder | Non-coincident | 2026 | POE50 | -45.7838 | NA | VIC Geelong 12 (Powercor) 66 kV |  |  | FALSE | #N/A | #N/A | #N/A | #N/A | #N/A | #N/A | #N/A | #N/A | #N/A | #N/A
TRUE | VIC | GTS1266 | Geelong 12 (Powercor) 66 kV | Powercor | Shoulder | Non-coincident | 2026 | POE90 | -53.7015 | NA | VIC Geelong 12 (Powercor) 66 kV |  |  | FALSE | #N/A | #N/A | #N/A | #N/A | #N/A | #N/A | #N/A | #N/A | #N/A | #N/A
TRUE | VIC | GTS1266 | Geelong 12 (Powercor) 66 kV | Powercor | Shoulder | Coincident_unreconciled | 2027 | POE90 | 19.8 | NA | VIC Geelong 12 (Powercor) 66 kV |  |  | FALSE | #N/A | #N/A | #N/A | #N/A | #N/A | #N/A | #N/A | #N/A | #N/A | #N/A
TRUE | VIC | GTS1266 | Geelong 12 (Powercor) 66 kV | Powercor | Shoulder | Coincident_unreconciled | 2027 | POE50 | 19.8 | NA | VIC Geelong 12 (Powercor) 66 kV |  |  | FALSE | #N/A | #N/A | #N/A | #N/A | #N/A | #N/A | #N/A | #N/A | #N/A | #N/A
TRUE | VIC | GTS1266 | Geelong 12 (Powercor) 66 kV | Powercor | Shoulder | Non-coincident | 2027 | POE50 | -59.211 | NA | VIC Geelong 12 (Powercor) 66 kV |  |  | FALSE | #N/A | #N/A | #N/A | #N/A | #N/A | #N/A | #N/A | #N/A | #N/A | #N/A
TRUE | VIC | GTS1266 | Geelong 12 (Powercor) 66 kV | Powercor | Shoulder | Non-coincident | 2027 | POE90 | -67.1813 | NA | VIC Geelong 12 (Powercor) 66 kV |  |  | FALSE | #N/A | #N/A | #N/A | #N/A | #N/A | #N/A | #N/A | #N/A | #N/A | #N/A
TRUE | VIC | GTS1266 | Geelong 12 (Powercor) 66 kV | Powercor | Shoulder | Coincident_unreconciled | 2028 | POE90 | 19.602 | NA | VIC Geelong 12 (Powercor) 66 kV |  |  | FALSE | #N/A | #N/A | #N/A | #N/A | #N/A | #N/A | #N/A | #N/A | #N/A | #N/A
TRUE | VIC | GTS1266 | Geelong 12 (Powercor) 66 kV | Powercor | Shoulder | Coincident_unreconciled | 2028 | POE50 | 19.602 | NA | VIC Geelong 12 (Powercor) 66 kV |  |  | FALSE | #N/A | #N/A | #N/A | #N/A | #N/A | #N/A | #N/A | #N/A | #N/A | #N/A
TRUE | VIC | GTS1266 | Geelong 12 (Powercor) 66 kV | Powercor | Shoulder | Non-coincident | 2028 | POE50 | -72.6662 | NA | VIC Geelong 12 (Powercor) 66 kV |  |  | FALSE | #N/A | #N/A | #N/A | #N/A | #N/A | #N/A | #N/A | #N/A | #N/A | #N/A
TRUE | VIC | GTS1266 | Geelong 12 (Powercor) 66 kV | Powercor | Shoulder | Non-coincident | 2028 | POE90 | -80.6892 | NA | VIC Geelong 12 (Powercor) 66 kV |  |  | FALSE | #N/A | #N/A | #N/A | #N/A | #N/A | #N/A | #N/A | #N/A | #N/A | #N/A
TRUE | VIC | GTS1266 | Geelong 12 (Powercor) 66 kV | Powercor | Shoulder | Coincident_unreconciled | 2029 | POE90 | 19.406 | NA | VIC Geelong 12 (Powercor) 66 kV |  |  | FALSE | #N/A | #N/A | #N/A | #N/A | #N/A | #N/A | #N/A | #N/A | #N/A | #N/A
TRUE | VIC | GTS1266 | Geelong 12 (Powercor) 66 kV | Powercor | Shoulder | Coincident_unreconciled | 2029 | POE50 | 19.406 | NA | VIC Geelong 12 (Powercor) 66 kV |  |  | FALSE | #N/A | #N/A | #N/A | #N/A | #N/A | #N/A | #N/A | #N/A | #N/A | #N/A
TRUE | VIC | GTS1266 | Geelong 12 (Powercor) 66 kV | Powercor | Shoulder | Non-coincident | 2029 | POE50 | -85.271 | NA | VIC Geelong 12 (Powercor) 66 kV |  |  | FALSE | #N/A | #N/A | #N/A | #N/A | #N/A | #N/A | #N/A | #N/A | #N/A | #N/A
TRUE | VIC | GTS1266 | Geelong 12 (Powercor) 66 kV | Powercor | Shoulder | Non-coincident | 2029 | POE90 | -93.3467 | NA | VIC Geelong 12 (Powercor) 66 kV |  |  | FALSE | #N/A | #N/A | #N/A | #N/A | #N/A | #N/A | #N/A | #N/A | #N/A | #N/A
TRUE | VIC | GTS1266 | Geelong 12 (Powercor) 66 kV | Powercor | Shoulder | Coincident_unreconciled | 2030 | POE90 | 19.2119 | NA | VIC Geelong 12 (Powercor) 66 kV |  |  | FALSE | #N/A | #N/A | #N/A | #N/A | #N/A | #N/A | #N/A | #N/A | #N/A | #N/A
TRUE | VIC | GTS1266 | Geelong 12 (Powercor) 66 kV | Powercor | Shoulder | Coincident_unreconciled | 2030 | POE50 | 19.2119 | NA | VIC Geelong 12 (Powercor) 66 kV |  |  | FALSE | #N/A | #N/A | #N/A | #N/A | #N/A | #N/A | #N/A | #N/A | #N/A | #N/A
TRUE | VIC | GTS1266 | Geelong 12 (Powercor) 66 kV | Powercor | Shoulder | Non-coincident | 2030 | POE50 | -97.8905 | NA | VIC Geelong 12 (Powercor) 66 kV |  |  | FALSE | #N/A | #N/A | #N/A | #N/A | #N/A | #N/A | #N/A | #N/A | #N/A | #N/A
TRUE | VIC | GTS1266 | Geelong 12 (Powercor) 66 kV | Powercor | Shoulder | Non-coincident | 2030 | POE90 | -106.0189 | NA | VIC Geelong 12 (Powercor) 66 kV |  |  | FALSE | #N/A | #N/A | #N/A | #N/A | #N/A | #N/A | #N/A | #N/A | #N/A | #N/A
TRUE | VIC | GTS1266 | Geelong 12 (Powercor) 66 kV | Powercor | Shoulder | Coincident_unreconciled | 2031 | POE90 | 19.0198 | NA | VIC Geelong 12 (Powercor) 66 kV |  |  | FALSE | #N/A | #N/A | #N/A | #N/A | #N/A | #N/A | #N/A | #N/A | #N/A | #N/A
TRUE | VIC | GTS1266 | Geelong 12 (Powercor) 66 kV | Powercor | Shoulder | Coincident_unreconciled | 2031 | POE50 | 19.0198 | NA | VIC Geelong 12 (Powercor) 66 kV |  |  | FALSE | #N/A | #N/A | #N/A | #N/A | #N/A | #N/A | #N/A | #N/A | #N/A | #N/A
TRUE | VIC | GTS1266 | Geelong 12 (Powercor) 66 kV | Powercor | Shoulder | Non-coincident | 2031 | POE50 | -111.2317 | NA | VIC Geelong 12 (Powercor) 66 kV |  |  | FALSE | #N/A | #N/A | #N/A | #N/A | #N/A | #N/A | #N/A | #N/A | #N/A | #N/A
TRUE | VIC | GTS1266 | Geelong 12 (Powercor) 66 kV | Powercor | Shoulder | Non-coincident | 2031 | POE90 | -119.4127 | NA | VIC Geelong 12 (Powercor) 66 kV |  |  | FALSE | #N/A | #N/A | #N/A | #N/A | #N/A | #N/A | #N/A | #N/A | #N/A | #N/A
TRUE | VIC | GTS1266 | Geelong 12 (Powercor) 66 kV | Powercor | Shoulder | Coincident_unreconciled | 2032 | POE90 | 18.8296 | NA | VIC Geelong 12 (Powercor) 66 kV |  |  | FALSE | #N/A | #N/A | #N/A | #N/A | #N/A | #N/A | #N/A | #N/A | #N/A | #N/A
TRUE | VIC | GTS1266 | Geelong 12 (Powercor) 66 kV | Powercor | Shoulder | Coincident_unreconciled | 2032 | POE50 | 18.8296 | NA | VIC Geelong 12 (Powercor) 66 kV |  |  | FALSE | #N/A | #N/A | #N/A | #N/A | #N/A | #N/A | #N/A | #N/A | #N/A | #N/A
TRUE | VIC | GTS1266 | Geelong 12 (Powercor) 66 kV | Powercor | Shoulder | Non-coincident | 2032 | POE50 | -121.6766 | NA | VIC Geelong 12 (Powercor) 66 kV |  |  | FALSE | #N/A | #N/A | #N/A | #N/A | #N/A | #N/A | #N/A | #N/A | #N/A | #N/A
TRUE | VIC | GTS1266 | Geelong 12 (Powercor) 66 kV | Powercor | Shoulder | Non-coincident | 2032 | POE90 | -129.9094 | NA | VIC Geelong 12 (Powercor) 66 kV |  |  | FALSE | #N/A | #N/A | #N/A | #N/A | #N/A | #N/A | #N/A | #N/A | #N/A | #N/A
TRUE | VIC | GTS1266 | Geelong 12 (Powercor) 66 kV | Powercor | Shoulder | Coincident_unreconciled | 2033 | POE90 | 18.6413 | NA | VIC Geelong 12 (Powercor) 66 kV |  |  | FALSE | #N/A | #N/A | #N/A | #N/A | #N/A | #N/A | #N/A | #N/A | #N/A | #N/A
TRUE | VIC | GTS1266 | Geelong 12 (Powercor) 66 kV | Powercor | Shoulder | Coincident_unreconciled | 2033 | POE50 | 18.6413 | NA | VIC Geelong 12 (Powercor) 66 kV |  |  | FALSE | #N/A | #N/A | #N/A | #N/A | #N/A | #N/A | #N/A | #N/A | #N/A | #N/A
TRUE | VIC | GTS1266 | Geelong 12 (Powercor) 66 kV | Powercor | Shoulder | Non-coincident | 2033 | POE50 | -129.6317 | NA | VIC Geelong 12 (Powercor) 66 kV |  |  | FALSE | #N/A | #N/A | #N/A | #N/A | #N/A | #N/A | #N/A | #N/A | #N/A | #N/A
TRUE | VIC | GTS1266 | Geelong 12 (Powercor) 66 kV | Powercor | Shoulder | Non-coincident | 2033 | POE90 | -137.9157 | NA | VIC Geelong 12 (Powercor) 66 kV |  |  | FALSE | #N/A | #N/A | #N/A | #N/A | #N/A | #N/A | #N/A | #N/A | #N/A | #N/A
TRUE | VIC | GTS1266 | Geelong 12 (Powercor) 66 kV | Powercor | Shoulder | Coincident_unreconciled | 2034 | POE90 | 18.4549 | NA | VIC Geelong 12 (Powercor) 66 kV |  |  | FALSE | #N/A | #N/A | #N/A | #N/A | #N/A | #N/A | #N/A | #N/A | #N/A | #N/A
TRUE | VIC | GTS1266 | Geelong 12 (Powercor) 66 kV | Powercor | Shoulder | Coincident_unreconciled | 2034 | POE50 | 18.4549 | NA | VIC Geelong 12 (Powercor) 66 kV |  |  | FALSE | #N/A | #N/A | #N/A | #N/A | #N/A | #N/A | #N/A | #N/A | #N/A | #N/A
TRUE | VIC | GTS1266 | Geelong 12 (Powercor) 66 kV | Powercor | Shoulder | Non-coincident | 2034 | POE50 | -137.6319 | NA | VIC Geelong 12 (Powercor) 66 kV |  |  | FALSE | #N/A | #N/A | #N/A | #N/A | #N/A | #N/A | #N/A | #N/A | #N/A | #N/A
TRUE | VIC | GTS1266 | Geelong 12 (Powercor) 66 kV | Powercor | Shoulder | Non-coincident | 2034 | POE90 | -145.967 | NA | VIC Geelong 12 (Powercor) 66 kV |  |  | FALSE | #N/A | #N/A | #N/A | #N/A | #N/A | #N/A | #N/A | #N/A | #N/A | #N/A
TRUE | VIC | GTS1266 | Geelong 12 (Powercor) 66 kV | Powercor | Shoulder | Coincident_unreconciled | 2035 | POE90 | 18.2703 | NA | VIC Geelong 12 (Powercor) 66 kV |  |  | FALSE | #N/A | #N/A | #N/A | #N/A | #N/A | #N/A | #N/A | #N/A | #N/A | #N/A
TRUE | VIC | GTS1266 | Geelong 12 (Powercor) 66 kV | Powercor | Shoulder | Coincident_unreconciled | 2035 | POE50 | 18.2703 | NA | VIC Geelong 12 (Powercor) 66 kV |  |  | FALSE | #N/A | #N/A | #N/A | #N/A | #N/A | #N/A | #N/A | #N/A | #N/A | #N/A
TRUE | VIC | GTS1266 | Geelong 12 (Powercor) 66 kV | Powercor | Shoulder | Non-coincident | 2035 | POE50 | -146.4792 | NA | VIC Geelong 12 (Powercor) 66 kV |  |  | FALSE | #N/A | #N/A | #N/A | #N/A | #N/A | #N/A | #N/A | #N/A | #N/A | #N/A
TRUE | VIC | GTS1266 | Geelong 12 (Powercor) 66 kV | Powercor | Shoulder | Non-coincident | 2035 | POE90 | -154.8655 | NA | VIC Geelong 12 (Powercor) 66 kV |  |  | FALSE | #N/A | #N/A | #N/A | #N/A | #N/A | #N/A | #N/A | #N/A | #N/A | #N/A
TRUE | VIC | GTS1266 | Geelong 12 (Powercor) 66 kV | Powercor | Summer | Coincident | 2019 | ACTUAL_OPG | 79.3746 | 175.4846 | VIC Geelong 12 (Powercor) 66 kV |  |  | FALSE | #N/A | #N/A | #N/A | #N/A | #N/A | #N/A | #N/A | #N/A | #N/A | #N/A
TRUE | VIC | GTS1266 | Geelong 12 (Powercor) 66 kV | Powercor | Summer | Coincident | 2019 | ACTUAL_RAW | 80.03 | 112.4754 | VIC Geelong 12 (Powercor) 66 kV |  |  | FALSE | #N/A | #N/A | #N/A | #N/A | #N/A | #N/A | #N/A | #N/A | #N/A | #N/A
TRUE | VIC | GTS1266 | Geelong 12 (Powercor) 66 kV | Powercor | Summer | Non-coincident | 2019 | ACTUAL_RAW | 27.8369 | 179.5854 | VIC Geelong 12 (Powercor) 66 kV |  |  | FALSE | #N/A | #N/A | #N/A | #N/A | #N/A | #N/A | #N/A | #N/A | #N/A | #N/A
TRUE | VIC | GTS1266 | Geelong 12 (Powercor) 66 kV | Powercor | Summer | Non-coincident | 2019 | ACTUAL_OPG | 63.6997 | 203.6512 | VIC Geelong 12 (Powercor) 66 kV |  |  | FALSE | #N/A | #N/A | #N/A | #N/A | #N/A | #N/A | #N/A | #N/A | #N/A | #N/A
TRUE | VIC | GTS1266 | Geelong 12 (Powercor) 66 kV | Powercor | Summer | Non-coincident | 2019 | ACTUAL_ADJUSTEDOPG | 63.6997 | 203.6512 | VIC Geelong 12 (Powercor) 66 kV |  |  | FALSE | #N/A | #N/A | #N/A | #N/A | #N/A | #N/A | #N/A | #N/A | #N/A | #N/A
TRUE | VIC | GTS1266 | Geelong 12 (Powercor) 66 kV | Powercor | Summer | Coincident | 2020 | ACTUAL_OPG | 79.7199 | 157.6697 | VIC Geelong 12 (Powercor) 66 kV |  |  | FALSE | #N/A | #N/A | #N/A | #N/A | #N/A | #N/A | #N/A | #N/A | #N/A | #N/A
TRUE | VIC | GTS1266 | Geelong 12 (Powercor) 66 kV | Powercor | Summer | Coincident | 2020 | ACTUAL_RAW | 47.7421 | 158.6054 | VIC Geelong 12 (Powercor) 66 kV |  |  | FALSE | #N/A | #N/A | #N/A | #N/A | #N/A | #N/A | #N/A | #N/A | #N/A | #N/A
TRUE | VIC | GTS1266 | Geelong 12 (Powercor) 66 kV | Powercor | Summer | Non-coincident | 2020 | ACTUAL_RAW | 23.0838 | 187.128 | VIC Geelong 12 (Powercor) 66 kV |  |  | FALSE | #N/A | #N/A | #N/A | #N/A | #N/A | #N/A | #N/A | #N/A | #N/A | #N/A
TRUE | VIC | GTS1266 | Geelong 12 (Powercor) 66 kV | Powercor | Summer | Non-coincident | 2020 | ACTUAL_OPG | 67.597 | 202.6029 | VIC Geelong 12 (Powercor) 66 kV |  |  | FALSE | #N/A | #N/A | #N/A | #N/A | #N/A | #N/A | #N/A | #N/A | #N/A | #N/A
TRUE | VIC | GTS1266 | Geelong 12 (Powercor) 66 kV | Powercor | Summer | Non-coincident | 2020 | ACTUAL_ADJUSTEDOPG | 67.597 | 202.6029 | VIC Geelong 12 (Powercor) 66 kV |  |  | FALSE | #N/A | #N/A | #N/A | #N/A | #N/A | #N/A | #N/A | #N/A | #N/A | #N/A
TRUE | VIC | GTS1266 | Geelong 12 (Powercor) 66 kV | Powercor | Summer | Coincident | 2021 | ACTUAL_OPG | 66.0966 | 189.1069 | VIC Geelong 12 (Powercor) 66 kV |  |  | FALSE | #N/A | #N/A | #N/A | #N/A | #N/A | #N/A | #N/A | #N/A | #N/A | #N/A
TRUE | VIC | GTS1266 | Geelong 12 (Powercor) 66 kV | Powercor | Summer | Coincident | 2021 | ACTUAL_RAW | 49.9051 | 123.0745 | VIC Geelong 12 (Powercor) 66 kV |  |  | FALSE | #N/A | #N/A | #N/A | #N/A | #N/A | #N/A | #N/A | #N/A | #N/A | #N/A
TRUE | VIC | GTS1266 | Geelong 12 (Powercor) 66 kV | Powercor | Summer | Non-coincident | 2021 | ACTUAL_RAW | 14.8926 | 162.0437 | VIC Geelong 12 (Powercor) 66 kV |  |  | FALSE | #N/A | #N/A | #N/A | #N/A | #N/A | #N/A | #N/A | #N/A | #N/A | #N/A
TRUE | VIC | GTS1266 | Geelong 12 (Powercor) 66 kV | Powercor | Summer | Non-coincident | 2021 | ACTUAL_OPG | 45.3622 | 197.6155 | VIC Geelong 12 (Powercor) 66 kV |  |  | FALSE | #N/A | #N/A | #N/A | #N/A | #N/A | #N/A | #N/A | #N/A | #N/A | #N/A
TRUE | VIC | GTS1266 | Geelong 12 (Powercor) 66 kV | Powercor | Summer | Non-coincident | 2021 | ACTUAL_ADJUSTEDOPG | 45.3622 | 197.6155 | VIC Geelong 12 (Powercor) 66 kV |  |  | FALSE | #N/A | #N/A | #N/A | #N/A | #N/A | #N/A | #N/A | #N/A | #N/A | #N/A
TRUE | VIC | GTS1266 | Geelong 12 (Powercor) 66 kV | Powercor | Summer | Coincident | 2022 | ACTUAL_OPG | 70.9156 | 191.802 | VIC Geelong 12 (Powercor) 66 kV |  |  | FALSE | #N/A | #N/A | #N/A | #N/A | #N/A | #N/A | #N/A | #N/A | #N/A | #N/A
TRUE | VIC | GTS1266 | Geelong 12 (Powercor) 66 kV | Powercor | Summer | Coincident | 2022 | ACTUAL_RAW | 22.0578 | 125.7588 | VIC Geelong 12 (Powercor) 66 kV |  |  | FALSE | #N/A | #N/A | #N/A | #N/A | #N/A | #N/A | #N/A | #N/A | #N/A | #N/A
TRUE | VIC | GTS1266 | Geelong 12 (Powercor) 66 kV | Powercor | Summer | Non-coincident | 2022 | ACTUAL_RAW | 16.9392 | 150.1003 | VIC Geelong 12 (Powercor) 66 kV |  |  | FALSE | #N/A | #N/A | #N/A | #N/A | #N/A | #N/A | #N/A | #N/A | #N/A | #N/A
TRUE | VIC | GTS1266 | Geelong 12 (Powercor) 66 kV | Powercor | Summer | Non-coincident | 2022 | ACTUAL_OPG | 42.718 | 191.8839 | VIC Geelong 12 (Powercor) 66 kV |  |  | FALSE | #N/A | #N/A | #N/A | #N/A | #N/A | #N/A | #N/A | #N/A | #N/A | #N/A
TRUE | VIC | GTS1266 | Geelong 12 (Powercor) 66 kV | Powercor | Summer | Non-coincident | 2022 | ACTUAL_ADJUSTEDOPG | 42.718 | 191.8839 | VIC Geelong 12 (Powercor) 66 kV |  |  | FALSE | #N/A | #N/A | #N/A | #N/A | #N/A | #N/A | #N/A | #N/A | #N/A | #N/A
TRUE | VIC | GTS1266 | Geelong 12 (Powercor) 66 kV | Powercor | Summer | Coincident | 2023 | ACTUAL_OPG | 28.8255 | 139.4936 | VIC Geelong 12 (Powercor) 66 kV |  |  | FALSE | #N/A | #N/A | #N/A | #N/A | #N/A | #N/A | #N/A | #N/A | #N/A | #N/A
TRUE | VIC | GTS1266 | Geelong 12 (Powercor) 66 kV | Powercor | Summer | Coincident | 2023 | ACTUAL_RAW | 28.9813 | 90.481 | VIC Geelong 12 (Powercor) 66 kV |  |  | FALSE | #N/A | #N/A | #N/A | #N/A | #N/A | #N/A | #N/A | #N/A | #N/A | #N/A
TRUE | VIC | GTS1266 | Geelong 12 (Powercor) 66 kV | Powercor | Summer | Non-coincident | 2023 | ACTUAL_RAW | -98.3663 | 144.5283 | VIC Geelong 12 (Powercor) 66 kV |  |  | FALSE | #N/A | #N/A | #N/A | #N/A | #N/A | #N/A | #N/A | #N/A | #N/A | #N/A
TRUE | VIC | GTS1266 | Geelong 12 (Powercor) 66 kV | Powercor | Summer | Non-coincident | 2023 | ACTUAL_OPG | -3.2637 | 155.4418 | VIC Geelong 12 (Powercor) 66 kV |  |  | FALSE | #N/A | #N/A | #N/A | #N/A | #N/A | #N/A | #N/A | #N/A | #N/A | #N/A
TRUE | VIC | GTS1266 | Geelong 12 (Powercor) 66 kV | Powercor | Summer | Coincident | 2024 | ACTUAL_OPG | 25.933 | 119.3418 | VIC Geelong 12 (Powercor) 66 kV |  |  | FALSE | #N/A | #N/A | #N/A | #N/A | #N/A | #N/A | #N/A | #N/A | #N/A | #N/A
TRUE | VIC | GTS1266 | Geelong 12 (Powercor) 66 kV | Powercor | Summer | Coincident | 2024 | ACTUAL_RAW | 25.8643 | 21.6722 | VIC Geelong 12 (Powercor) 66 kV |  |  | FALSE | #N/A | #N/A | #N/A | #N/A | #N/A | #N/A | #N/A | #N/A | #N/A | #N/A
TRUE | VIC | GTS1266 | Geelong 12 (Powercor) 66 kV | Powercor | Summer | Non-coincident | 2024 | ACTUAL_RAW | -130.8306 | 206.9514 | VIC Geelong 12 (Powercor) 66 kV |  |  | FALSE | #N/A | #N/A | #N/A | #N/A | #N/A | #N/A | #N/A | #N/A | #N/A | #N/A
TRUE | VIC | GTS1266 | Geelong 12 (Powercor) 66 kV | Powercor | Summer | Non-coincident | 2024 | ACTUAL_OPG | -30.7647 | 211.1509 | VIC Geelong 12 (Powercor) 66 kV |  |  | FALSE | #N/A | #N/A | #N/A | #N/A | #N/A | #N/A | #N/A | #N/A | #N/A | #N/A
TRUE | VIC | GTS1266 | Geelong 12 (Powercor) 66 kV | Powercor | Summer | Non-coincident | 2024 | ACTUAL_ADJUSTEDOPG | -30.7647 | 211.1509 | VIC Geelong 12 (Powercor) 66 kV |  |  | FALSE | #N/A | #N/A | #N/A | #N/A | #N/A | #N/A | #N/A | #N/A | #N/A | #N/A
TRUE | VIC | GTS1266 | Geelong 12 (Powercor) 66 kV | Powercor | Summer | Coincident | 2025 | ACTUAL_OPG | 22.0414 | 127.7555 | VIC Geelong 12 (Powercor) 66 kV |  |  | FALSE | #N/A | #N/A | #N/A | #N/A | #N/A | #N/A | #N/A | #N/A | #N/A | #N/A
TRUE | VIC | GTS1266 | Geelong 12 (Powercor) 66 kV | Powercor | Summer | Coincident | 2025 | ACTUAL_RAW | 21.9552 | 27.6803 | VIC Geelong 12 (Powercor) 66 kV |  |  | FALSE | #N/A | #N/A | #N/A | #N/A | #N/A | #N/A | #N/A | #N/A | #N/A | #N/A
TRUE | VIC | GTS1266 | Geelong 12 (Powercor) 66 kV | Powercor | Summer | Non-coincident | 2025 | ACTUAL_RAW | -136.3964 | 186.1346 | VIC Geelong 12 (Powercor) 66 kV |  |  | FALSE | #N/A | #N/A | #N/A | #N/A | #N/A | #N/A | #N/A | #N/A | #N/A | #N/A
TRUE | VIC | GTS1266 | Geelong 12 (Powercor) 66 kV | Powercor | Summer | Non-coincident | 2025 | ACTUAL_OPG | -36.4213 | 202.8316 | VIC Geelong 12 (Powercor) 66 kV |  |  | FALSE | #N/A | #N/A | #N/A | #N/A | #N/A | #N/A | #N/A | #N/A | #N/A | #N/A
TRUE | VIC | GTS1266 | Geelong 12 (Powercor) 66 kV | Powercor | Summer | Non-coincident | 2025 | ACTUAL_ADJUSTEDOPG | -36.4213 | 202.8316 | VIC Geelong 12 (Powercor) 66 kV |  |  | FALSE | #N/A | #N/A | #N/A | #N/A | #N/A | #N/A | #N/A | #N/A | #N/A | #N/A
TRUE | VIC | GTS1266 | Geelong 12 (Powercor) 66 kV | Powercor | Summer | Non-coincident | 2025 | BASEYEARPOE90 | -39.0723 | NA | VIC Geelong 12 (Powercor) 66 kV |  |  | FALSE | #N/A | #N/A | #N/A | #N/A | #N/A | #N/A | #N/A | #N/A | #N/A | #N/A
TRUE | VIC | GTS1266 | Geelong 12 (Powercor) 66 kV | Powercor | Summer | Non-coincident | 2025 | BASEYEARPOE50 | -26.5979 | 196.1582 | VIC Geelong 12 (Powercor) 66 kV |  |  | FALSE | #N/A | #N/A | #N/A | #N/A | #N/A | #N/A | #N/A | #N/A | #N/A | #N/A
TRUE | VIC | GTS1266 | Geelong 12 (Powercor) 66 kV | Powercor | Summer | Coincident_unreconciled | 2026 | POE90 | 20 | NA | VIC Geelong 12 (Powercor) 66 kV |  |  | FALSE | #N/A | #N/A | #N/A | #N/A | #N/A | #N/A | #N/A | #N/A | #N/A | #N/A
TRUE | VIC | GTS1266 | Geelong 12 (Powercor) 66 kV | Powercor | Summer | Coincident_unreconciled | 2026 | POE50 | 20 | NA | VIC Geelong 12 (Powercor) 66 kV |  |  | FALSE | #N/A | #N/A | #N/A | #N/A | #N/A | #N/A | #N/A | #N/A | #N/A | #N/A
TRUE | VIC | GTS1266 | Geelong 12 (Powercor) 66 kV | Powercor | Summer | Non-coincident | 2026 | POE50 | -36.1563 | 217.6225 | VIC Geelong 12 (Powercor) 66 kV |  |  | FALSE | #N/A | #N/A | #N/A | #N/A | #N/A | #N/A | #N/A | #N/A | #N/A | #N/A
TRUE | VIC | GTS1266 | Geelong 12 (Powercor) 66 kV | Powercor | Summer | Non-coincident | 2026 | POE90 | -48.7421 | NA | VIC Geelong 12 (Powercor) 66 kV |  |  | FALSE | #N/A | #N/A | #N/A | #N/A | #N/A | #N/A | #N/A | #N/A | #N/A | #N/A
TRUE | VIC | GTS1266 | Geelong 12 (Powercor) 66 kV | Powercor | Summer | Coincident_unreconciled | 2027 | POE90 | 19.8 | NA | VIC Geelong 12 (Powercor) 66 kV |  |  | FALSE | #N/A | #N/A | #N/A | #N/A | #N/A | #N/A | #N/A | #N/A | #N/A | #N/A
TRUE | VIC | GTS1266 | Geelong 12 (Powercor) 66 kV | Powercor | Summer | Coincident_unreconciled | 2027 | POE50 | 19.8 | NA | VIC Geelong 12 (Powercor) 66 kV |  |  | FALSE | #N/A | #N/A | #N/A | #N/A | #N/A | #N/A | #N/A | #N/A | #N/A | #N/A
TRUE | VIC | GTS1266 | Geelong 12 (Powercor) 66 kV | Powercor | Summer | Non-coincident | 2027 | POE50 | -50.3406 | 218.3381 | VIC Geelong 12 (Powercor) 66 kV |  |  | FALSE | #N/A | #N/A | #N/A | #N/A | #N/A | #N/A | #N/A | #N/A | #N/A | #N/A
TRUE | VIC | GTS1266 | Geelong 12 (Powercor) 66 kV | Powercor | Summer | Non-coincident | 2027 | POE90 | -63.0128 | NA | VIC Geelong 12 (Powercor) 66 kV |  |  | FALSE | #N/A | #N/A | #N/A | #N/A | #N/A | #N/A | #N/A | #N/A | #N/A | #N/A
TRUE | VIC | GTS1266 | Geelong 12 (Powercor) 66 kV | Powercor | Summer | Coincident_unreconciled | 2028 | POE90 | 19.602 | NA | VIC Geelong 12 (Powercor) 66 kV |  |  | FALSE | #N/A | #N/A | #N/A | #N/A | #N/A | #N/A | #N/A | #N/A | #N/A | #N/A
TRUE | VIC | GTS1266 | Geelong 12 (Powercor) 66 kV | Powercor | Summer | Coincident_unreconciled | 2028 | POE50 | 19.602 | NA | VIC Geelong 12 (Powercor) 66 kV |  |  | FALSE | #N/A | #N/A | #N/A | #N/A | #N/A | #N/A | #N/A | #N/A | #N/A | #N/A
TRUE | VIC | GTS1266 | Geelong 12 (Powercor) 66 kV | Powercor | Summer | Non-coincident | 2028 | POE50 | -64.4916 | 219.2455 | VIC Geelong 12 (Powercor) 66 kV |  |  | FALSE | #N/A | #N/A | #N/A | #N/A | #N/A | #N/A | #N/A | #N/A | #N/A | #N/A
TRUE | VIC | GTS1266 | Geelong 12 (Powercor) 66 kV | Powercor | Summer | Non-coincident | 2028 | POE90 | -77.2502 | NA | VIC Geelong 12 (Powercor) 66 kV |  |  | FALSE | #N/A | #N/A | #N/A | #N/A | #N/A | #N/A | #N/A | #N/A | #N/A | #N/A
TRUE | VIC | GTS1266 | Geelong 12 (Powercor) 66 kV | Powercor | Summer | Coincident_unreconciled | 2029 | POE90 | 19.406 | NA | VIC Geelong 12 (Powercor) 66 kV |  |  | FALSE | #N/A | #N/A | #N/A | #N/A | #N/A | #N/A | #N/A | #N/A | #N/A | #N/A
TRUE | VIC | GTS1266 | Geelong 12 (Powercor) 66 kV | Powercor | Summer | Coincident_unreconciled | 2029 | POE50 | 19.406 | NA | VIC Geelong 12 (Powercor) 66 kV |  |  | FALSE | #N/A | #N/A | #N/A | #N/A | #N/A | #N/A | #N/A | #N/A | #N/A | #N/A
TRUE | VIC | GTS1266 | Geelong 12 (Powercor) 66 kV | Powercor | Summer | Non-coincident | 2029 | POE50 | -77.7397 | 220.3418 | VIC Geelong 12 (Powercor) 66 kV |  |  | FALSE | #N/A | #N/A | #N/A | #N/A | #N/A | #N/A | #N/A | #N/A | #N/A | #N/A
TRUE | VIC | GTS1266 | Geelong 12 (Powercor) 66 kV | Powercor | Summer | Non-coincident | 2029 | POE90 | -90.5847 | NA | VIC Geelong 12 (Powercor) 66 kV |  |  | FALSE | #N/A | #N/A | #N/A | #N/A | #N/A | #N/A | #N/A | #N/A | #N/A | #N/A
TRUE | VIC | GTS1266 | Geelong 12 (Powercor) 66 kV | Powercor | Summer | Coincident_unreconciled | 2030 | POE90 | 19.2119 | NA | VIC Geelong 12 (Powercor) 66 kV |  |  | FALSE | #N/A | #N/A | #N/A | #N/A | #N/A | #N/A | #N/A | #N/A | #N/A | #N/A
TRUE | VIC | GTS1266 | Geelong 12 (Powercor) 66 kV | Powercor | Summer | Coincident_unreconciled | 2030 | POE50 | 19.2119 | NA | VIC Geelong 12 (Powercor) 66 kV |  |  | FALSE | #N/A | #N/A | #N/A | #N/A | #N/A | #N/A | #N/A | #N/A | #N/A | #N/A
TRUE | VIC | GTS1266 | Geelong 12 (Powercor) 66 kV | Powercor | Summer | Non-coincident | 2030 | POE50 | -91.071 | 221.6053 | VIC Geelong 12 (Powercor) 66 kV |  |  | FALSE | #N/A | #N/A | #N/A | #N/A | #N/A | #N/A | #N/A | #N/A | #N/A | #N/A
TRUE | VIC | GTS1266 | Geelong 12 (Powercor) 66 kV | Powercor | Summer | Non-coincident | 2030 | POE90 | -104.0025 | NA | VIC Geelong 12 (Powercor) 66 kV |  |  | FALSE | #N/A | #N/A | #N/A | #N/A | #N/A | #N/A | #N/A | #N/A | #N/A | #N/A
TRUE | VIC | GTS1266 | Geelong 12 (Powercor) 66 kV | Powercor | Summer | Coincident_unreconciled | 2031 | POE90 | 19.0198 | NA | VIC Geelong 12 (Powercor) 66 kV |  |  | FALSE | #N/A | #N/A | #N/A | #N/A | #N/A | #N/A | #N/A | #N/A | #N/A | #N/A
TRUE | VIC | GTS1266 | Geelong 12 (Powercor) 66 kV | Powercor | Summer | Coincident_unreconciled | 2031 | POE50 | 19.0198 | NA | VIC Geelong 12 (Powercor) 66 kV |  |  | FALSE | #N/A | #N/A | #N/A | #N/A | #N/A | #N/A | #N/A | #N/A | #N/A | #N/A
TRUE | VIC | GTS1266 | Geelong 12 (Powercor) 66 kV | Powercor | Summer | Non-coincident | 2031 | POE50 | -105.2345 | 222.8638 | VIC Geelong 12 (Powercor) 66 kV |  |  | FALSE | #N/A | #N/A | #N/A | #N/A | #N/A | #N/A | #N/A | #N/A | #N/A | #N/A
TRUE | VIC | GTS1266 | Geelong 12 (Powercor) 66 kV | Powercor | Summer | Non-coincident | 2031 | POE90 | -118.2524 | NA | VIC Geelong 12 (Powercor) 66 kV |  |  | FALSE | #N/A | #N/A | #N/A | #N/A | #N/A | #N/A | #N/A | #N/A | #N/A | #N/A
TRUE | VIC | GTS1266 | Geelong 12 (Powercor) 66 kV | Powercor | Summer | Coincident_unreconciled | 2032 | POE90 | 18.8296 | NA | VIC Geelong 12 (Powercor) 66 kV |  |  | FALSE | #N/A | #N/A | #N/A | #N/A | #N/A | #N/A | #N/A | #N/A | #N/A | #N/A
TRUE | VIC | GTS1266 | Geelong 12 (Powercor) 66 kV | Powercor | Summer | Coincident_unreconciled | 2032 | POE50 | 18.8296 | NA | VIC Geelong 12 (Powercor) 66 kV |  |  | FALSE | #N/A | #N/A | #N/A | #N/A | #N/A | #N/A | #N/A | #N/A | #N/A | #N/A
TRUE | VIC | GTS1266 | Geelong 12 (Powercor) 66 kV | Powercor | Summer | Non-coincident | 2032 | POE50 | -116.2099 | 224.3369 | VIC Geelong 12 (Powercor) 66 kV |  |  | FALSE | #N/A | #N/A | #N/A | #N/A | #N/A | #N/A | #N/A | #N/A | #N/A | #N/A
TRUE | VIC | GTS1266 | Geelong 12 (Powercor) 66 kV | Powercor | Summer | Non-coincident | 2032 | POE90 | -129.3128 | NA | VIC Geelong 12 (Powercor) 66 kV |  |  | FALSE | #N/A | #N/A | #N/A | #N/A | #N/A | #N/A | #N/A | #N/A | #N/A | #N/A
TRUE | VIC | GTS1266 | Geelong 12 (Powercor) 66 kV | Powercor | Summer | Coincident_unreconciled | 2033 | POE90 | 18.6413 | NA | VIC Geelong 12 (Powercor) 66 kV |  |  | FALSE | #N/A | #N/A | #N/A | #N/A | #N/A | #N/A | #N/A | #N/A | #N/A | #N/A
TRUE | VIC | GTS1266 | Geelong 12 (Powercor) 66 kV | Powercor | Summer | Coincident_unreconciled | 2033 | POE50 | 18.6413 | NA | VIC Geelong 12 (Powercor) 66 kV |  |  | FALSE | #N/A | #N/A | #N/A | #N/A | #N/A | #N/A | #N/A | #N/A | #N/A | #N/A
TRUE | VIC | GTS1266 | Geelong 12 (Powercor) 66 kV | Powercor | Summer | Non-coincident | 2033 | POE50 | -124.5424 | 225.9632 | VIC Geelong 12 (Powercor) 66 kV |  |  | FALSE | #N/A | #N/A | #N/A | #N/A | #N/A | #N/A | #N/A | #N/A | #N/A | #N/A
TRUE | VIC | GTS1266 | Geelong 12 (Powercor) 66 kV | Powercor | Summer | Non-coincident | 2033 | POE90 | -137.7292 | NA | VIC Geelong 12 (Powercor) 66 kV |  |  | FALSE | #N/A | #N/A | #N/A | #N/A | #N/A | #N/A | #N/A | #N/A | #N/A | #N/A
TRUE | VIC | GTS1266 | Geelong 12 (Powercor) 66 kV | Powercor | Summer | Coincident_unreconciled | 2034 | POE90 | 18.4549 | NA | VIC Geelong 12 (Powercor) 66 kV |  |  | FALSE | #N/A | #N/A | #N/A | #N/A | #N/A | #N/A | #N/A | #N/A | #N/A | #N/A
TRUE | VIC | GTS1266 | Geelong 12 (Powercor) 66 kV | Powercor | Summer | Coincident_unreconciled | 2034 | POE50 | 18.4549 | NA | VIC Geelong 12 (Powercor) 66 kV |  |  | FALSE | #N/A | #N/A | #N/A | #N/A | #N/A | #N/A | #N/A | #N/A | #N/A | #N/A
TRUE | VIC | GTS1266 | Geelong 12 (Powercor) 66 kV | Powercor | Summer | Non-coincident | 2034 | POE50 | -132.9902 | 227.5886 | VIC Geelong 12 (Powercor) 66 kV |  |  | FALSE | #N/A | #N/A | #N/A | #N/A | #N/A | #N/A | #N/A | #N/A | #N/A | #N/A
TRUE | VIC | GTS1266 | Geelong 12 (Powercor) 66 kV | Powercor | Summer | Non-coincident | 2034 | POE90 | -146.2608 | NA | VIC Geelong 12 (Powercor) 66 kV |  |  | FALSE | #N/A | #N/A | #N/A | #N/A | #N/A | #N/A | #N/A | #N/A | #N/A | #N/A
TRUE | VIC | GTS1266 | Geelong 12 (Powercor) 66 kV | Powercor | Summer | Coincident_unreconciled | 2035 | POE90 | 18.2703 | NA | VIC Geelong 12 (Powercor) 66 kV |  |  | FALSE | #N/A | #N/A | #N/A | #N/A | #N/A | #N/A | #N/A | #N/A | #N/A | #N/A
TRUE | VIC | GTS1266 | Geelong 12 (Powercor) 66 kV | Powercor | Summer | Coincident_unreconciled | 2035 | POE50 | 18.2703 | NA | VIC Geelong 12 (Powercor) 66 kV |  |  | FALSE | #N/A | #N/A | #N/A | #N/A | #N/A | #N/A | #N/A | #N/A | #N/A | #N/A
TRUE | VIC | GTS1266 | Geelong 12 (Powercor) 66 kV | Powercor | Summer | Non-coincident | 2035 | POE50 | -142.3541 | 229.1713 | VIC Geelong 12 (Powercor) 66 kV |  |  | FALSE | #N/A | #N/A | #N/A | #N/A | #N/A | #N/A | #N/A | #N/A | #N/A | #N/A
TRUE | VIC | GTS1266 | Geelong 12 (Powercor) 66 kV | Powercor | Summer | Non-coincident | 2035 | POE90 | -155.7087 | NA | VIC Geelong 12 (Powercor) 66 kV |  |  | FALSE | #N/A | #N/A | #N/A | #N/A | #N/A | #N/A | #N/A | #N/A | #N/A | #N/A
TRUE | VIC | GTS1266 | Geelong 12 (Powercor) 66 kV | Powercor | Summer | Non-coincident | 2025 | BASEYEARPOE10 | NA | 209.0181 | VIC Geelong 12 (Powercor) 66 kV |  |  | FALSE | #N/A | #N/A | #N/A | #N/A | #N/A | #N/A | #N/A | #N/A | #N/A | #N/A
TRUE | VIC | GTS1266 | Geelong 12 (Powercor) 66 kV | Powercor | Summer | Coincident | 2026 | POE10 | NA | 167.824 | VIC Geelong 12 (Powercor) 66 kV |  |  | FALSE | #N/A | #N/A | #N/A | #N/A | #N/A | #N/A | #N/A | #N/A | #N/A | #N/A
TRUE | VIC | GTS1266 | Geelong 12 (Powercor) 66 kV | Powercor | Summer | Coincident | 2026 | POE50 | NA | 155.6071 | VIC Geelong 12 (Powercor) 66 kV |  |  | FALSE | #N/A | #N/A | #N/A | #N/A | #N/A | #N/A | #N/A | #N/A | #N/A | #N/A
TRUE | VIC | GTS1266 | Geelong 12 (Powercor) 66 kV | Powercor | Summer | Non-coincident | 2026 | POE10 | NA | 241.9267 | VIC Geelong 12 (Powercor) 66 kV |  |  | FALSE | #N/A | #N/A | #N/A | #N/A | #N/A | #N/A | #N/A | #N/A | #N/A | #N/A
TRUE | VIC | GTS1266 | Geelong 12 (Powercor) 66 kV | Powercor | Summer | Coincident | 2027 | POE10 | NA | 164.0022 | VIC Geelong 12 (Powercor) 66 kV |  |  | FALSE | #N/A | #N/A | #N/A | #N/A | #N/A | #N/A | #N/A | #N/A | #N/A | #N/A
TRUE | VIC | GTS1266 | Geelong 12 (Powercor) 66 kV | Powercor | Summer | Coincident | 2027 | POE50 | NA | 150.9795 | VIC Geelong 12 (Powercor) 66 kV |  |  | FALSE | #N/A | #N/A | #N/A | #N/A | #N/A | #N/A | #N/A | #N/A | #N/A | #N/A
TRUE | VIC | GTS1266 | Geelong 12 (Powercor) 66 kV | Powercor | Summer | Non-coincident | 2027 | POE10 | NA | 242.8111 | VIC Geelong 12 (Powercor) 66 kV |  |  | FALSE | #N/A | #N/A | #N/A | #N/A | #N/A | #N/A | #N/A | #N/A | #N/A | #N/A
TRUE | VIC | GTS1266 | Geelong 12 (Powercor) 66 kV | Powercor | Summer | Coincident | 2028 | POE10 | NA | 160.7752 | VIC Geelong 12 (Powercor) 66 kV |  |  | FALSE | #N/A | #N/A | #N/A | #N/A | #N/A | #N/A | #N/A | #N/A | #N/A | #N/A
TRUE | VIC | GTS1266 | Geelong 12 (Powercor) 66 kV | Powercor | Summer | Coincident | 2028 | POE50 | NA | 146.8615 | VIC Geelong 12 (Powercor) 66 kV |  |  | FALSE | #N/A | #N/A | #N/A | #N/A | #N/A | #N/A | #N/A | #N/A | #N/A | #N/A
TRUE | VIC | GTS1266 | Geelong 12 (Powercor) 66 kV | Powercor | Summer | Non-coincident | 2028 | POE10 | NA | 243.8875 | VIC Geelong 12 (Powercor) 66 kV |  |  | FALSE | #N/A | #N/A | #N/A | #N/A | #N/A | #N/A | #N/A | #N/A | #N/A | #N/A
TRUE | VIC | GTS1266 | Geelong 12 (Powercor) 66 kV | Powercor | Summer | Coincident | 2029 | POE10 | NA | 158.7258 | VIC Geelong 12 (Powercor) 66 kV |  |  | FALSE | #N/A | #N/A | #N/A | #N/A | #N/A | #N/A | #N/A | #N/A | #N/A | #N/A
TRUE | VIC | GTS1266 | Geelong 12 (Powercor) 66 kV | Powercor | Summer | Coincident | 2029 | POE50 | NA | 145.0534 | VIC Geelong 12 (Powercor) 66 kV |  |  | FALSE | #N/A | #N/A | #N/A | #N/A | #N/A | #N/A | #N/A | #N/A | #N/A | #N/A
TRUE | VIC | GTS1266 | Geelong 12 (Powercor) 66 kV | Powercor | Summer | Non-coincident | 2029 | POE10 | NA | 245.153 | VIC Geelong 12 (Powercor) 66 kV |  |  | FALSE | #N/A | #N/A | #N/A | #N/A | #N/A | #N/A | #N/A | #N/A | #N/A | #N/A
TRUE | VIC | GTS1266 | Geelong 12 (Powercor) 66 kV | Powercor | Summer | Coincident | 2030 | POE10 | NA | 157.3051 | VIC Geelong 12 (Powercor) 66 kV |  |  | FALSE | #N/A | #N/A | #N/A | #N/A | #N/A | #N/A | #N/A | #N/A | #N/A | #N/A
TRUE | VIC | GTS1266 | Geelong 12 (Powercor) 66 kV | Powercor | Summer | Coincident | 2030 | POE50 | NA | 143.2921 | VIC Geelong 12 (Powercor) 66 kV |  |  | FALSE | #N/A | #N/A | #N/A | #N/A | #N/A | #N/A | #N/A | #N/A | #N/A | #N/A
TRUE | VIC | GTS1266 | Geelong 12 (Powercor) 66 kV | Powercor | Summer | Non-coincident | 2030 | POE10 | NA | 246.5855 | VIC Geelong 12 (Powercor) 66 kV |  |  | FALSE | #N/A | #N/A | #N/A | #N/A | #N/A | #N/A | #N/A | #N/A | #N/A | #N/A
TRUE | VIC | GTS1266 | Geelong 12 (Powercor) 66 kV | Powercor | Summer | Coincident | 2031 | POE10 | NA | 154.2023 | VIC Geelong 12 (Powercor) 66 kV |  |  | FALSE | #N/A | #N/A | #N/A | #N/A | #N/A | #N/A | #N/A | #N/A | #N/A | #N/A
TRUE | VIC | GTS1266 | Geelong 12 (Powercor) 66 kV | Powercor | Summer | Coincident | 2031 | POE50 | NA | 141.1308 | VIC Geelong 12 (Powercor) 66 kV |  |  | FALSE | #N/A | #N/A | #N/A | #N/A | #N/A | #N/A | #N/A | #N/A | #N/A | #N/A
TRUE | VIC | GTS1266 | Geelong 12 (Powercor) 66 kV | Powercor | Summer | Non-coincident | 2031 | POE10 | NA | 248.013 | VIC Geelong 12 (Powercor) 66 kV |  |  | FALSE | #N/A | #N/A | #N/A | #N/A | #N/A | #N/A | #N/A | #N/A | #N/A | #N/A
TRUE | VIC | GTS1266 | Geelong 12 (Powercor) 66 kV | Powercor | Summer | Coincident | 2032 | POE10 | NA | 150.5853 | VIC Geelong 12 (Powercor) 66 kV |  |  | FALSE | #N/A | #N/A | #N/A | #N/A | #N/A | #N/A | #N/A | #N/A | #N/A | #N/A
TRUE | VIC | GTS1266 | Geelong 12 (Powercor) 66 kV | Powercor | Summer | Coincident | 2032 | POE50 | NA | 137.54 | VIC Geelong 12 (Powercor) 66 kV |  |  | FALSE | #N/A | #N/A | #N/A | #N/A | #N/A | #N/A | #N/A | #N/A | #N/A | #N/A
TRUE | VIC | GTS1266 | Geelong 12 (Powercor) 66 kV | Powercor | Summer | Non-coincident | 2032 | POE10 | NA | 249.6522 | VIC Geelong 12 (Powercor) 66 kV |  |  | FALSE | #N/A | #N/A | #N/A | #N/A | #N/A | #N/A | #N/A | #N/A | #N/A | #N/A
TRUE | VIC | GTS1266 | Geelong 12 (Powercor) 66 kV | Powercor | Summer | Coincident | 2033 | POE10 | NA | 148.1132 | VIC Geelong 12 (Powercor) 66 kV |  |  | FALSE | #N/A | #N/A | #N/A | #N/A | #N/A | #N/A | #N/A | #N/A | #N/A | #N/A
TRUE | VIC | GTS1266 | Geelong 12 (Powercor) 66 kV | Powercor | Summer | Coincident | 2033 | POE50 | NA | 134.0266 | VIC Geelong 12 (Powercor) 66 kV |  |  | FALSE | #N/A | #N/A | #N/A | #N/A | #N/A | #N/A | #N/A | #N/A | #N/A | #N/A
TRUE | VIC | GTS1266 | Geelong 12 (Powercor) 66 kV | Powercor | Summer | Non-coincident | 2033 | POE10 | NA | 251.4426 | VIC Geelong 12 (Powercor) 66 kV |  |  | FALSE | #N/A | #N/A | #N/A | #N/A | #N/A | #N/A | #N/A | #N/A | #N/A | #N/A
TRUE | VIC | GTS1266 | Geelong 12 (Powercor) 66 kV | Powercor | Summer | Coincident | 2034 | POE10 | NA | 147.6187 | VIC Geelong 12 (Powercor) 66 kV |  |  | FALSE | #N/A | #N/A | #N/A | #N/A | #N/A | #N/A | #N/A | #N/A | #N/A | #N/A
TRUE | VIC | GTS1266 | Geelong 12 (Powercor) 66 kV | Powercor | Summer | Coincident | 2034 | POE50 | NA | 133.7198 | VIC Geelong 12 (Powercor) 66 kV |  |  | FALSE | #N/A | #N/A | #N/A | #N/A | #N/A | #N/A | #N/A | #N/A | #N/A | #N/A
TRUE | VIC | GTS1266 | Geelong 12 (Powercor) 66 kV | Powercor | Summer | Non-coincident | 2034 | POE10 | NA | 253.232 | VIC Geelong 12 (Powercor) 66 kV |  |  | FALSE | #N/A | #N/A | #N/A | #N/A | #N/A | #N/A | #N/A | #N/A | #N/A | #N/A
TRUE | VIC | GTS1266 | Geelong 12 (Powercor) 66 kV | Powercor | Summer | Coincident | 2035 | POE10 | NA | 147.7224 | VIC Geelong 12 (Powercor) 66 kV |  |  | FALSE | #N/A | #N/A | #N/A | #N/A | #N/A | #N/A | #N/A | #N/A | #N/A | #N/A
TRUE | VIC | GTS1266 | Geelong 12 (Powercor) 66 kV | Powercor | Summer | Coincident | 2035 | POE50 | NA | 133.8339 | VIC Geelong 12 (Powercor) 66 kV |  |  | FALSE | #N/A | #N/A | #N/A | #N/A | #N/A | #N/A | #N/A | #N/A | #N/A | #N/A
TRUE | VIC | GTS1266 | Geelong 12 (Powercor) 66 kV | Powercor | Summer | Non-coincident | 2035 | POE10 | NA | 254.9787 | VIC Geelong 12 (Powercor) 66 kV |  |  | FALSE | #N/A | #N/A | #N/A | #N/A | #N/A | #N/A | #N/A | #N/A | #N/A | #N/A
TRUE | VIC | GTS1266 | Geelong 12 (Powercor) 66 kV | Powercor | Winter | Coincident | 2018 | ACTUAL_OPG | NA | 162.8272 | VIC Geelong 12 (Powercor) 66 kV |  |  | FALSE | #N/A | #N/A | #N/A | #N/A | #N/A | #N/A | #N/A | #N/A | #N/A | #N/A
TRUE | VIC | GTS1266 | Geelong 12 (Powercor) 66 kV | Powercor | Winter | Coincident | 2018 | ACTUAL_RAW | NA | 161.4301 | VIC Geelong 12 (Powercor) 66 kV |  |  | FALSE | #N/A | #N/A | #N/A | #N/A | #N/A | #N/A | #N/A | #N/A | #N/A | #N/A
TRUE | VIC | GTS1266 | Geelong 12 (Powercor) 66 kV | Powercor | Winter | Non-coincident | 2018 | ACTUAL_RAW | NA | 165.6919 | VIC Geelong 12 (Powercor) 66 kV |  |  | FALSE | #N/A | #N/A | #N/A | #N/A | #N/A | #N/A | #N/A | #N/A | #N/A | #N/A
TRUE | VIC | GTS1266 | Geelong 12 (Powercor) 66 kV | Powercor | Winter | Non-coincident | 2018 | ACTUAL_OPG | NA | 176.1953 | VIC Geelong 12 (Powercor) 66 kV |  |  | FALSE | #N/A | #N/A | #N/A | #N/A | #N/A | #N/A | #N/A | #N/A | #N/A | #N/A
TRUE | VIC | GTS1266 | Geelong 12 (Powercor) 66 kV | Powercor | Winter | Non-coincident | 2018 | ACTUAL_ADJUSTEDOPG | NA | 176.1953 | VIC Geelong 12 (Powercor) 66 kV |  |  | FALSE | #N/A | #N/A | #N/A | #N/A | #N/A | #N/A | #N/A | #N/A | #N/A | #N/A
TRUE | VIC | GTS1266 | Geelong 12 (Powercor) 66 kV | Powercor | Winter | Coincident | 2019 | ACTUAL_OPG | NA | 160.5866 | VIC Geelong 12 (Powercor) 66 kV |  |  | FALSE | #N/A | #N/A | #N/A | #N/A | #N/A | #N/A | #N/A | #N/A | #N/A | #N/A
TRUE | VIC | GTS1266 | Geelong 12 (Powercor) 66 kV | Powercor | Winter | Coincident | 2019 | ACTUAL_RAW | NA | 148.4413 | VIC Geelong 12 (Powercor) 66 kV |  |  | FALSE | #N/A | #N/A | #N/A | #N/A | #N/A | #N/A | #N/A | #N/A | #N/A | #N/A
TRUE | VIC | GTS1266 | Geelong 12 (Powercor) 66 kV | Powercor | Winter | Non-coincident | 2019 | ACTUAL_RAW | NA | 154.5372 | VIC Geelong 12 (Powercor) 66 kV |  |  | FALSE | #N/A | #N/A | #N/A | #N/A | #N/A | #N/A | #N/A | #N/A | #N/A | #N/A
TRUE | VIC | GTS1266 | Geelong 12 (Powercor) 66 kV | Powercor | Winter | Non-coincident | 2019 | ACTUAL_OPG | NA | 172.1293 | VIC Geelong 12 (Powercor) 66 kV |  |  | FALSE | #N/A | #N/A | #N/A | #N/A | #N/A | #N/A | #N/A | #N/A | #N/A | #N/A
TRUE | VIC | GTS1266 | Geelong 12 (Powercor) 66 kV | Powercor | Winter | Non-coincident | 2019 | ACTUAL_ADJUSTEDOPG | NA | 172.1293 | VIC Geelong 12 (Powercor) 66 kV |  |  | FALSE | #N/A | #N/A | #N/A | #N/A | #N/A | #N/A | #N/A | #N/A | #N/A | #N/A
TRUE | VIC | GTS1266 | Geelong 12 (Powercor) 66 kV | Powercor | Winter | Coincident | 2020 | ACTUAL_OPG | NA | 167.4785 | VIC Geelong 12 (Powercor) 66 kV |  |  | FALSE | #N/A | #N/A | #N/A | #N/A | #N/A | #N/A | #N/A | #N/A | #N/A | #N/A
TRUE | VIC | GTS1266 | Geelong 12 (Powercor) 66 kV | Powercor | Winter | Coincident | 2020 | ACTUAL_RAW | NA | 123.0365 | VIC Geelong 12 (Powercor) 66 kV |  |  | FALSE | #N/A | #N/A | #N/A | #N/A | #N/A | #N/A | #N/A | #N/A | #N/A | #N/A
TRUE | VIC | GTS1266 | Geelong 12 (Powercor) 66 kV | Powercor | Winter | Non-coincident | 2020 | ACTUAL_RAW | NA | 150.7638 | VIC Geelong 12 (Powercor) 66 kV |  |  | FALSE | #N/A | #N/A | #N/A | #N/A | #N/A | #N/A | #N/A | #N/A | #N/A | #N/A
TRUE | VIC | GTS1266 | Geelong 12 (Powercor) 66 kV | Powercor | Winter | Non-coincident | 2020 | ACTUAL_OPG | NA | 177.9688 | VIC Geelong 12 (Powercor) 66 kV |  |  | FALSE | #N/A | #N/A | #N/A | #N/A | #N/A | #N/A | #N/A | #N/A | #N/A | #N/A
TRUE | VIC | GTS1266 | Geelong 12 (Powercor) 66 kV | Powercor | Winter | Non-coincident | 2020 | ACTUAL_ADJUSTEDOPG | NA | 177.9688 | VIC Geelong 12 (Powercor) 66 kV |  |  | FALSE | #N/A | #N/A | #N/A | #N/A | #N/A | #N/A | #N/A | #N/A | #N/A | #N/A
TRUE | VIC | GTS1266 | Geelong 12 (Powercor) 66 kV | Powercor | Winter | Coincident | 2021 | ACTUAL_OPG | NA | 177.895 | VIC Geelong 12 (Powercor) 66 kV |  |  | FALSE | #N/A | #N/A | #N/A | #N/A | #N/A | #N/A | #N/A | #N/A | #N/A | #N/A
TRUE | VIC | GTS1266 | Geelong 12 (Powercor) 66 kV | Powercor | Winter | Coincident | 2021 | ACTUAL_RAW | NA | 120.0277 | VIC Geelong 12 (Powercor) 66 kV |  |  | FALSE | #N/A | #N/A | #N/A | #N/A | #N/A | #N/A | #N/A | #N/A | #N/A | #N/A
TRUE | VIC | GTS1266 | Geelong 12 (Powercor) 66 kV | Powercor | Winter | Non-coincident | 2021 | ACTUAL_RAW | NA | 167.3936 | VIC Geelong 12 (Powercor) 66 kV |  |  | FALSE | #N/A | #N/A | #N/A | #N/A | #N/A | #N/A | #N/A | #N/A | #N/A | #N/A
TRUE | VIC | GTS1266 | Geelong 12 (Powercor) 66 kV | Powercor | Winter | Non-coincident | 2021 | ACTUAL_OPG | NA | 195.3683 | VIC Geelong 12 (Powercor) 66 kV |  |  | FALSE | #N/A | #N/A | #N/A | #N/A | #N/A | #N/A | #N/A | #N/A | #N/A | #N/A
TRUE | VIC | GTS1266 | Geelong 12 (Powercor) 66 kV | Powercor | Winter | Non-coincident | 2021 | ACTUAL_ADJUSTEDOPG | NA | 195.3683 | VIC Geelong 12 (Powercor) 66 kV |  |  | FALSE | #N/A | #N/A | #N/A | #N/A | #N/A | #N/A | #N/A | #N/A | #N/A | #N/A
TRUE | VIC | GTS1266 | Geelong 12 (Powercor) 66 kV | Powercor | Winter | Coincident | 2022 | ACTUAL_OPG | NA | 120.5266 | VIC Geelong 12 (Powercor) 66 kV |  |  | FALSE | #N/A | #N/A | #N/A | #N/A | #N/A | #N/A | #N/A | #N/A | #N/A | #N/A
TRUE | VIC | GTS1266 | Geelong 12 (Powercor) 66 kV | Powercor | Winter | Coincident | 2022 | ACTUAL_RAW | NA | 54.5954 | VIC Geelong 12 (Powercor) 66 kV |  |  | FALSE | #N/A | #N/A | #N/A | #N/A | #N/A | #N/A | #N/A | #N/A | #N/A | #N/A
TRUE | VIC | GTS1266 | Geelong 12 (Powercor) 66 kV | Powercor | Winter | Non-coincident | 2022 | ACTUAL_RAW | NA | 168.2649 | VIC Geelong 12 (Powercor) 66 kV |  |  | FALSE | #N/A | #N/A | #N/A | #N/A | #N/A | #N/A | #N/A | #N/A | #N/A | #N/A
TRUE | VIC | GTS1266 | Geelong 12 (Powercor) 66 kV | Powercor | Winter | Non-coincident | 2022 | ACTUAL_OPG | NA | 167.579 | VIC Geelong 12 (Powercor) 66 kV |  |  | FALSE | #N/A | #N/A | #N/A | #N/A | #N/A | #N/A | #N/A | #N/A | #N/A | #N/A
TRUE | VIC | GTS1266 | Geelong 12 (Powercor) 66 kV | Powercor | Winter | Coincident | 2023 | ACTUAL_OPG | NA | 125.688 | VIC Geelong 12 (Powercor) 66 kV |  |  | FALSE | #N/A | #N/A | #N/A | #N/A | #N/A | #N/A | #N/A | #N/A | #N/A | #N/A
TRUE | VIC | GTS1266 | Geelong 12 (Powercor) 66 kV | Powercor | Winter | Coincident | 2023 | ACTUAL_RAW | NA | 45.9609 | VIC Geelong 12 (Powercor) 66 kV |  |  | FALSE | #N/A | #N/A | #N/A | #N/A | #N/A | #N/A | #N/A | #N/A | #N/A | #N/A
TRUE | VIC | GTS1266 | Geelong 12 (Powercor) 66 kV | Powercor | Winter | Non-coincident | 2023 | ACTUAL_RAW | NA | 178.5223 | VIC Geelong 12 (Powercor) 66 kV |  |  | FALSE | #N/A | #N/A | #N/A | #N/A | #N/A | #N/A | #N/A | #N/A | #N/A | #N/A
TRUE | VIC | GTS1266 | Geelong 12 (Powercor) 66 kV | Powercor | Winter | Non-coincident | 2023 | ACTUAL_OPG | NA | 177.679 | VIC Geelong 12 (Powercor) 66 kV |  |  | FALSE | #N/A | #N/A | #N/A | #N/A | #N/A | #N/A | #N/A | #N/A | #N/A | #N/A
TRUE | VIC | GTS1266 | Geelong 12 (Powercor) 66 kV | Powercor | Winter | Non-coincident | 2023 | ACTUAL_ADJUSTEDOPG | NA | 177.679 | VIC Geelong 12 (Powercor) 66 kV |  |  | FALSE | #N/A | #N/A | #N/A | #N/A | #N/A | #N/A | #N/A | #N/A | #N/A | #N/A
TRUE | VIC | GTS1266 | Geelong 12 (Powercor) 66 kV | Powercor | Winter | Coincident | 2024 | ACTUAL_OPG | NA | 121.153 | VIC Geelong 12 (Powercor) 66 kV |  |  | FALSE | #N/A | #N/A | #N/A | #N/A | #N/A | #N/A | #N/A | #N/A | #N/A | #N/A
TRUE | VIC | GTS1266 | Geelong 12 (Powercor) 66 kV | Powercor | Winter | Coincident | 2024 | ACTUAL_RAW | NA | 21.1961 | VIC Geelong 12 (Powercor) 66 kV |  |  | FALSE | #N/A | #N/A | #N/A | #N/A | #N/A | #N/A | #N/A | #N/A | #N/A | #N/A
TRUE | VIC | GTS1266 | Geelong 12 (Powercor) 66 kV | Powercor | Winter | Non-coincident | 2024 | ACTUAL_RAW | NA | 207.0838 | VIC Geelong 12 (Powercor) 66 kV |  |  | FALSE | #N/A | #N/A | #N/A | #N/A | #N/A | #N/A | #N/A | #N/A | #N/A | #N/A
TRUE | VIC | GTS1266 | Geelong 12 (Powercor) 66 kV | Powercor | Winter | Non-coincident | 2024 | ACTUAL_OPG | NA | 206.0847 | VIC Geelong 12 (Powercor) 66 kV |  |  | FALSE | #N/A | #N/A | #N/A | #N/A | #N/A | #N/A | #N/A | #N/A | #N/A | #N/A
TRUE | VIC | GTS1266 | Geelong 12 (Powercor) 66 kV | Powercor | Winter | Non-coincident | 2024 | ACTUAL_ADJUSTEDOPG | NA | 206.0847 | VIC Geelong 12 (Powercor) 66 kV |  |  | FALSE | #N/A | #N/A | #N/A | #N/A | #N/A | #N/A | #N/A | #N/A | #N/A | #N/A
TRUE | VIC | GTS1266 | Geelong 12 (Powercor) 66 kV | Powercor | Winter | Coincident | 2025 | POE10 | NA | 166.9867 | VIC Geelong 12 (Powercor) 66 kV |  |  | FALSE | #N/A | #N/A | #N/A | #N/A | #N/A | #N/A | #N/A | #N/A | #N/A | #N/A
TRUE | VIC | GTS1266 | Geelong 12 (Powercor) 66 kV | Powercor | Winter | Coincident | 2025 | POE50 | NA | 165.9228 | VIC Geelong 12 (Powercor) 66 kV |  |  | FALSE | #N/A | #N/A | #N/A | #N/A | #N/A | #N/A | #N/A | #N/A | #N/A | #N/A
TRUE | VIC | GTS1266 | Geelong 12 (Powercor) 66 kV | Powercor | Winter | Non-coincident | 2025 | ACTUAL_RAW | NA | 198.7538 | VIC Geelong 12 (Powercor) 66 kV |  |  | FALSE | #N/A | #N/A | #N/A | #N/A | #N/A | #N/A | #N/A | #N/A | #N/A | #N/A
TRUE | VIC | GTS1266 | Geelong 12 (Powercor) 66 kV | Powercor | Winter | Non-coincident | 2025 | ACTUAL_ADJUSTEDOPG | NA | 197.8294 | VIC Geelong 12 (Powercor) 66 kV |  |  | FALSE | #N/A | #N/A | #N/A | #N/A | #N/A | #N/A | #N/A | #N/A | #N/A | #N/A
TRUE | VIC | GTS1266 | Geelong 12 (Powercor) 66 kV | Powercor | Winter | Non-coincident | 2025 | BASEYEARPOE50 | NA | 204.0752 | VIC Geelong 12 (Powercor) 66 kV |  |  | FALSE | #N/A | #N/A | #N/A | #N/A | #N/A | #N/A | #N/A | #N/A | #N/A | #N/A
TRUE | VIC | GTS1266 | Geelong 12 (Powercor) 66 kV | Powercor | Winter | Non-coincident | 2025 | BASEYEARPOE10 | NA | 208.1199 | VIC Geelong 12 (Powercor) 66 kV |  |  | FALSE | #N/A | #N/A | #N/A | #N/A | #N/A | #N/A | #N/A | #N/A | #N/A | #N/A
TRUE | VIC | GTS1266 | Geelong 12 (Powercor) 66 kV | Powercor | Winter | Non-coincident | 2025 | POE10 | NA | 221.9656 | VIC Geelong 12 (Powercor) 66 kV |  |  | FALSE | #N/A | #N/A | #N/A | #N/A | #N/A | #N/A | #N/A | #N/A | #N/A | #N/A
TRUE | VIC | GTS1266 | Geelong 12 (Powercor) 66 kV | Powercor | Winter | Non-coincident | 2025 | POE50 | NA | 218.6734 | VIC Geelong 12 (Powercor) 66 kV |  |  | FALSE | #N/A | #N/A | #N/A | #N/A | #N/A | #N/A | #N/A | #N/A | #N/A | #N/A
TRUE | VIC | GTS1266 | Geelong 12 (Powercor) 66 kV | Powercor | Winter | Coincident | 2026 | POE10 | NA | 164.928 | VIC Geelong 12 (Powercor) 66 kV |  |  | FALSE | #N/A | #N/A | #N/A | #N/A | #N/A | #N/A | #N/A | #N/A | #N/A | #N/A
TRUE | VIC | GTS1266 | Geelong 12 (Powercor) 66 kV | Powercor | Winter | Coincident | 2026 | POE50 | NA | 163.6112 | VIC Geelong 12 (Powercor) 66 kV |  |  | FALSE | #N/A | #N/A | #N/A | #N/A | #N/A | #N/A | #N/A | #N/A | #N/A | #N/A
TRUE | VIC | GTS1266 | Geelong 12 (Powercor) 66 kV | Powercor | Winter | Non-coincident | 2026 | POE10 | NA | 227.5435 | VIC Geelong 12 (Powercor) 66 kV |  |  | FALSE | #N/A | #N/A | #N/A | #N/A | #N/A | #N/A | #N/A | #N/A | #N/A | #N/A
TRUE | VIC | GTS1266 | Geelong 12 (Powercor) 66 kV | Powercor | Winter | Non-coincident | 2026 | POE50 | NA | 224.2239 | VIC Geelong 12 (Powercor) 66 kV |  |  | FALSE | #N/A | #N/A | #N/A | #N/A | #N/A | #N/A | #N/A | #N/A | #N/A | #N/A
TRUE | VIC | GTS1266 | Geelong 12 (Powercor) 66 kV | Powercor | Winter | Coincident | 2027 | POE10 | NA | 159.8162 | VIC Geelong 12 (Powercor) 66 kV |  |  | FALSE | #N/A | #N/A | #N/A | #N/A | #N/A | #N/A | #N/A | #N/A | #N/A | #N/A
TRUE | VIC | GTS1266 | Geelong 12 (Powercor) 66 kV | Powercor | Winter | Coincident | 2027 | POE50 | NA | 158.1288 | VIC Geelong 12 (Powercor) 66 kV |  |  | FALSE | #N/A | #N/A | #N/A | #N/A | #N/A | #N/A | #N/A | #N/A | #N/A | #N/A
TRUE | VIC | GTS1266 | Geelong 12 (Powercor) 66 kV | Powercor | Winter | Non-coincident | 2027 | POE10 | NA | 228.8429 | VIC Geelong 12 (Powercor) 66 kV |  |  | FALSE | #N/A | #N/A | #N/A | #N/A | #N/A | #N/A | #N/A | #N/A | #N/A | #N/A
TRUE | VIC | GTS1266 | Geelong 12 (Powercor) 66 kV | Powercor | Winter | Non-coincident | 2027 | POE50 | NA | 225.4957 | VIC Geelong 12 (Powercor) 66 kV |  |  | FALSE | #N/A | #N/A | #N/A | #N/A | #N/A | #N/A | #N/A | #N/A | #N/A | #N/A
TRUE | VIC | GTS1266 | Geelong 12 (Powercor) 66 kV | Powercor | Winter | Coincident | 2028 | POE10 | NA | 157.7516 | VIC Geelong 12 (Powercor) 66 kV |  |  | FALSE | #N/A | #N/A | #N/A | #N/A | #N/A | #N/A | #N/A | #N/A | #N/A | #N/A
TRUE | VIC | GTS1266 | Geelong 12 (Powercor) 66 kV | Powercor | Winter | Coincident | 2028 | POE50 | NA | 156.2056 | VIC Geelong 12 (Powercor) 66 kV |  |  | FALSE | #N/A | #N/A | #N/A | #N/A | #N/A | #N/A | #N/A | #N/A | #N/A | #N/A
TRUE | VIC | GTS1266 | Geelong 12 (Powercor) 66 kV | Powercor | Winter | Non-coincident | 2028 | POE10 | NA | 230.322 | VIC Geelong 12 (Powercor) 66 kV |  |  | FALSE | #N/A | #N/A | #N/A | #N/A | #N/A | #N/A | #N/A | #N/A | #N/A | #N/A
TRUE | VIC | GTS1266 | Geelong 12 (Powercor) 66 kV | Powercor | Winter | Non-coincident | 2028 | POE50 | NA | 226.9473 | VIC Geelong 12 (Powercor) 66 kV |  |  | FALSE | #N/A | #N/A | #N/A | #N/A | #N/A | #N/A | #N/A | #N/A | #N/A | #N/A
TRUE | VIC | GTS1266 | Geelong 12 (Powercor) 66 kV | Powercor | Winter | Coincident | 2029 | POE10 | NA | 156.9556 | VIC Geelong 12 (Powercor) 66 kV |  |  | FALSE | #N/A | #N/A | #N/A | #N/A | #N/A | #N/A | #N/A | #N/A | #N/A | #N/A
TRUE | VIC | GTS1266 | Geelong 12 (Powercor) 66 kV | Powercor | Winter | Coincident | 2029 | POE50 | NA | 155.4688 | VIC Geelong 12 (Powercor) 66 kV |  |  | FALSE | #N/A | #N/A | #N/A | #N/A | #N/A | #N/A | #N/A | #N/A | #N/A | #N/A
TRUE | VIC | GTS1266 | Geelong 12 (Powercor) 66 kV | Powercor | Winter | Non-coincident | 2029 | POE10 | NA | 231.9908 | VIC Geelong 12 (Powercor) 66 kV |  |  | FALSE | #N/A | #N/A | #N/A | #N/A | #N/A | #N/A | #N/A | #N/A | #N/A | #N/A
TRUE | VIC | GTS1266 | Geelong 12 (Powercor) 66 kV | Powercor | Winter | Non-coincident | 2029 | POE50 | NA | 228.5886 | VIC Geelong 12 (Powercor) 66 kV |  |  | FALSE | #N/A | #N/A | #N/A | #N/A | #N/A | #N/A | #N/A | #N/A | #N/A | #N/A
TRUE | VIC | GTS1266 | Geelong 12 (Powercor) 66 kV | Powercor | Winter | Coincident | 2030 | POE10 | NA | 155.9023 | VIC Geelong 12 (Powercor) 66 kV |  |  | FALSE | #N/A | #N/A | #N/A | #N/A | #N/A | #N/A | #N/A | #N/A | #N/A | #N/A
TRUE | VIC | GTS1266 | Geelong 12 (Powercor) 66 kV | Powercor | Winter | Coincident | 2030 | POE50 | NA | 154.3893 | VIC Geelong 12 (Powercor) 66 kV |  |  | FALSE | #N/A | #N/A | #N/A | #N/A | #N/A | #N/A | #N/A | #N/A | #N/A | #N/A
TRUE | VIC | GTS1266 | Geelong 12 (Powercor) 66 kV | Powercor | Winter | Non-coincident | 2030 | POE10 | NA | 233.6664 | VIC Geelong 12 (Powercor) 66 kV |  |  | FALSE | #N/A | #N/A | #N/A | #N/A | #N/A | #N/A | #N/A | #N/A | #N/A | #N/A
TRUE | VIC | GTS1266 | Geelong 12 (Powercor) 66 kV | Powercor | Winter | Non-coincident | 2030 | POE50 | NA | 230.2366 | VIC Geelong 12 (Powercor) 66 kV |  |  | FALSE | #N/A | #N/A | #N/A | #N/A | #N/A | #N/A | #N/A | #N/A | #N/A | #N/A
TRUE | VIC | GTS1266 | Geelong 12 (Powercor) 66 kV | Powercor | Winter | Coincident | 2031 | POE10 | NA | 155.123 | VIC Geelong 12 (Powercor) 66 kV |  |  | FALSE | #N/A | #N/A | #N/A | #N/A | #N/A | #N/A | #N/A | #N/A | #N/A | #N/A
TRUE | VIC | GTS1266 | Geelong 12 (Powercor) 66 kV | Powercor | Winter | Coincident | 2031 | POE50 | NA | 153.6215 | VIC Geelong 12 (Powercor) 66 kV |  |  | FALSE | #N/A | #N/A | #N/A | #N/A | #N/A | #N/A | #N/A | #N/A | #N/A | #N/A
TRUE | VIC | GTS1266 | Geelong 12 (Powercor) 66 kV | Powercor | Winter | Non-coincident | 2031 | POE10 | NA | 235.3907 | VIC Geelong 12 (Powercor) 66 kV |  |  | FALSE | #N/A | #N/A | #N/A | #N/A | #N/A | #N/A | #N/A | #N/A | #N/A | #N/A
TRUE | VIC | GTS1266 | Geelong 12 (Powercor) 66 kV | Powercor | Winter | Non-coincident | 2031 | POE50 | NA | 231.9335 | VIC Geelong 12 (Powercor) 66 kV |  |  | FALSE | #N/A | #N/A | #N/A | #N/A | #N/A | #N/A | #N/A | #N/A | #N/A | #N/A
TRUE | VIC | GTS1266 | Geelong 12 (Powercor) 66 kV | Powercor | Winter | Coincident | 2032 | POE10 | NA | 153.0865 | VIC Geelong 12 (Powercor) 66 kV |  |  | FALSE | #N/A | #N/A | #N/A | #N/A | #N/A | #N/A | #N/A | #N/A | #N/A | #N/A
TRUE | VIC | GTS1266 | Geelong 12 (Powercor) 66 kV | Powercor | Winter | Coincident | 2032 | POE50 | NA | 151.317 | VIC Geelong 12 (Powercor) 66 kV |  |  | FALSE | #N/A | #N/A | #N/A | #N/A | #N/A | #N/A | #N/A | #N/A | #N/A | #N/A
TRUE | VIC | GTS1266 | Geelong 12 (Powercor) 66 kV | Powercor | Winter | Non-coincident | 2032 | POE10 | NA | 237.1618 | VIC Geelong 12 (Powercor) 66 kV |  |  | FALSE | #N/A | #N/A | #N/A | #N/A | #N/A | #N/A | #N/A | #N/A | #N/A | #N/A
TRUE | VIC | GTS1266 | Geelong 12 (Powercor) 66 kV | Powercor | Winter | Non-coincident | 2032 | POE50 | NA | 233.6778 | VIC Geelong 12 (Powercor) 66 kV |  |  | FALSE | #N/A | #N/A | #N/A | #N/A | #N/A | #N/A | #N/A | #N/A | #N/A | #N/A
TRUE | VIC | GTS1266 | Geelong 12 (Powercor) 66 kV | Powercor | Winter | Coincident | 2033 | POE10 | NA | 150.3928 | VIC Geelong 12 (Powercor) 66 kV |  |  | FALSE | #N/A | #N/A | #N/A | #N/A | #N/A | #N/A | #N/A | #N/A | #N/A | #N/A
TRUE | VIC | GTS1266 | Geelong 12 (Powercor) 66 kV | Powercor | Winter | Coincident | 2033 | POE50 | NA | 148.6712 | VIC Geelong 12 (Powercor) 66 kV |  |  | FALSE | #N/A | #N/A | #N/A | #N/A | #N/A | #N/A | #N/A | #N/A | #N/A | #N/A
TRUE | VIC | GTS1266 | Geelong 12 (Powercor) 66 kV | Powercor | Winter | Non-coincident | 2033 | POE10 | NA | 238.9389 | VIC Geelong 12 (Powercor) 66 kV |  |  | FALSE | #N/A | #N/A | #N/A | #N/A | #N/A | #N/A | #N/A | #N/A | #N/A | #N/A
TRUE | VIC | GTS1266 | Geelong 12 (Powercor) 66 kV | Powercor | Winter | Non-coincident | 2033 | POE50 | NA | 235.4282 | VIC Geelong 12 (Powercor) 66 kV |  |  | FALSE | #N/A | #N/A | #N/A | #N/A | #N/A | #N/A | #N/A | #N/A | #N/A | #N/A
TRUE | VIC | GTS1266 | Geelong 12 (Powercor) 66 kV | Powercor | Winter | Coincident | 2034 | POE10 | NA | 150.373 | VIC Geelong 12 (Powercor) 66 kV |  |  | FALSE | #N/A | #N/A | #N/A | #N/A | #N/A | #N/A | #N/A | #N/A | #N/A | #N/A
TRUE | VIC | GTS1266 | Geelong 12 (Powercor) 66 kV | Powercor | Winter | Coincident | 2034 | POE50 | NA | 148.7311 | VIC Geelong 12 (Powercor) 66 kV |  |  | FALSE | #N/A | #N/A | #N/A | #N/A | #N/A | #N/A | #N/A | #N/A | #N/A | #N/A
TRUE | VIC | GTS1266 | Geelong 12 (Powercor) 66 kV | Powercor | Winter | Non-coincident | 2034 | POE10 | NA | 240.6929 | VIC Geelong 12 (Powercor) 66 kV |  |  | FALSE | #N/A | #N/A | #N/A | #N/A | #N/A | #N/A | #N/A | #N/A | #N/A | #N/A
TRUE | VIC | GTS1266 | Geelong 12 (Powercor) 66 kV | Powercor | Winter | Non-coincident | 2034 | POE50 | NA | 237.1555 | VIC Geelong 12 (Powercor) 66 kV |  |  | FALSE | #N/A | #N/A | #N/A | #N/A | #N/A | #N/A | #N/A | #N/A | #N/A | #N/A
TRUE | VIC | GTS3466 | Geelong 34 (Powercor) 66 kV | Powercor | Shoulder | Coincident | 2019 | ACTUAL_OPG | 71.6684 | NA | VIC Geelong 34 (Powercor) 66 kV |  |  | FALSE | #N/A | #N/A | #N/A | #N/A | #N/A | #N/A | #N/A | #N/A | #N/A | #N/A
TRUE | VIC | GTS3466 | Geelong 34 (Powercor) 66 kV | Powercor | Shoulder | Coincident | 2019 | ACTUAL_RAW | 71.6684 | NA | VIC Geelong 34 (Powercor) 66 kV |  |  | FALSE | #N/A | #N/A | #N/A | #N/A | #N/A | #N/A | #N/A | #N/A | #N/A | #N/A
TRUE | VIC | GTS3466 | Geelong 34 (Powercor) 66 kV | Powercor | Shoulder | Non-coincident | 2019 | ACTUAL_RAW | 58.331 | NA | VIC Geelong 34 (Powercor) 66 kV |  |  | FALSE | #N/A | #N/A | #N/A | #N/A | #N/A | #N/A | #N/A | #N/A | #N/A | #N/A
TRUE | VIC | GTS3466 | Geelong 34 (Powercor) 66 kV | Powercor | Shoulder | Non-coincident | 2019 | ACTUAL_OPG | 58.331 | NA | VIC Geelong 34 (Powercor) 66 kV |  |  | FALSE | #N/A | #N/A | #N/A | #N/A | #N/A | #N/A | #N/A | #N/A | #N/A | #N/A
TRUE | VIC | GTS3466 | Geelong 34 (Powercor) 66 kV | Powercor | Shoulder | Non-coincident | 2019 | ACTUAL_ADJUSTEDOPG | 58.331 | NA | VIC Geelong 34 (Powercor) 66 kV |  |  | FALSE | #N/A | #N/A | #N/A | #N/A | #N/A | #N/A | #N/A | #N/A | #N/A | #N/A
TRUE | VIC | GTS3466 | Geelong 34 (Powercor) 66 kV | Powercor | Shoulder | Coincident | 2020 | ACTUAL_OPG | 55.2035 | NA | VIC Geelong 34 (Powercor) 66 kV |  |  | FALSE | #N/A | #N/A | #N/A | #N/A | #N/A | #N/A | #N/A | #N/A | #N/A | #N/A
TRUE | VIC | GTS3466 | Geelong 34 (Powercor) 66 kV | Powercor | Shoulder | Coincident | 2020 | ACTUAL_RAW | 55.2035 | NA | VIC Geelong 34 (Powercor) 66 kV |  |  | FALSE | #N/A | #N/A | #N/A | #N/A | #N/A | #N/A | #N/A | #N/A | #N/A | #N/A
TRUE | VIC | GTS3466 | Geelong 34 (Powercor) 66 kV | Powercor | Shoulder | Non-coincident | 2020 | ACTUAL_RAW | 51.0805 | NA | VIC Geelong 34 (Powercor) 66 kV |  |  | FALSE | #N/A | #N/A | #N/A | #N/A | #N/A | #N/A | #N/A | #N/A | #N/A | #N/A
TRUE | VIC | GTS3466 | Geelong 34 (Powercor) 66 kV | Powercor | Shoulder | Non-coincident | 2020 | ACTUAL_OPG | 51.0805 | NA | VIC Geelong 34 (Powercor) 66 kV |  |  | FALSE | #N/A | #N/A | #N/A | #N/A | #N/A | #N/A | #N/A | #N/A | #N/A | #N/A
TRUE | VIC | GTS3466 | Geelong 34 (Powercor) 66 kV | Powercor | Shoulder | Non-coincident | 2020 | ACTUAL_ADJUSTEDOPG | 51.0805 | NA | VIC Geelong 34 (Powercor) 66 kV |  |  | FALSE | #N/A | #N/A | #N/A | #N/A | #N/A | #N/A | #N/A | #N/A | #N/A | #N/A
TRUE | VIC | GTS3466 | Geelong 34 (Powercor) 66 kV | Powercor | Shoulder | Coincident | 2021 | ACTUAL_OPG | 57.0698 | NA | VIC Geelong 34 (Powercor) 66 kV |  |  | FALSE | #N/A | #N/A | #N/A | #N/A | #N/A | #N/A | #N/A | #N/A | #N/A | #N/A
TRUE | VIC | GTS3466 | Geelong 34 (Powercor) 66 kV | Powercor | Shoulder | Coincident | 2021 | ACTUAL_RAW | 57.0698 | NA | VIC Geelong 34 (Powercor) 66 kV |  |  | FALSE | #N/A | #N/A | #N/A | #N/A | #N/A | #N/A | #N/A | #N/A | #N/A | #N/A
TRUE | VIC | GTS3466 | Geelong 34 (Powercor) 66 kV | Powercor | Shoulder | Non-coincident | 2021 | ACTUAL_RAW | 46.6423 | NA | VIC Geelong 34 (Powercor) 66 kV |  |  | FALSE | #N/A | #N/A | #N/A | #N/A | #N/A | #N/A | #N/A | #N/A | #N/A | #N/A
TRUE | VIC | GTS3466 | Geelong 34 (Powercor) 66 kV | Powercor | Shoulder | Non-coincident | 2021 | ACTUAL_OPG | 46.6423 | NA | VIC Geelong 34 (Powercor) 66 kV |  |  | FALSE | #N/A | #N/A | #N/A | #N/A | #N/A | #N/A | #N/A | #N/A | #N/A | #N/A
TRUE | VIC | GTS3466 | Geelong 34 (Powercor) 66 kV | Powercor | Shoulder | Non-coincident | 2021 | ACTUAL_ADJUSTEDOPG | 46.6423 | NA | VIC Geelong 34 (Powercor) 66 kV |  |  | FALSE | #N/A | #N/A | #N/A | #N/A | #N/A | #N/A | #N/A | #N/A | #N/A | #N/A
TRUE | VIC | GTS3466 | Geelong 34 (Powercor) 66 kV | Powercor | Shoulder | Coincident | 2022 | ACTUAL_OPG | 34.4352 | NA | VIC Geelong 34 (Powercor) 66 kV |  |  | FALSE | #N/A | #N/A | #N/A | #N/A | #N/A | #N/A | #N/A | #N/A | #N/A | #N/A
TRUE | VIC | GTS3466 | Geelong 34 (Powercor) 66 kV | Powercor | Shoulder | Coincident | 2022 | ACTUAL_RAW | 34.4352 | NA | VIC Geelong 34 (Powercor) 66 kV |  |  | FALSE | #N/A | #N/A | #N/A | #N/A | #N/A | #N/A | #N/A | #N/A | #N/A | #N/A
TRUE | VIC | GTS3466 | Geelong 34 (Powercor) 66 kV | Powercor | Shoulder | Non-coincident | 2022 | ACTUAL_RAW | 34.4352 | NA | VIC Geelong 34 (Powercor) 66 kV |  |  | FALSE | #N/A | #N/A | #N/A | #N/A | #N/A | #N/A | #N/A | #N/A | #N/A | #N/A
TRUE | VIC | GTS3466 | Geelong 34 (Powercor) 66 kV | Powercor | Shoulder | Non-coincident | 2022 | ACTUAL_OPG | 34.4352 | NA | VIC Geelong 34 (Powercor) 66 kV |  |  | FALSE | #N/A | #N/A | #N/A | #N/A | #N/A | #N/A | #N/A | #N/A | #N/A | #N/A
TRUE | VIC | GTS3466 | Geelong 34 (Powercor) 66 kV | Powercor | Shoulder | Non-coincident | 2022 | ACTUAL_ADJUSTEDOPG | 34.4352 | NA | VIC Geelong 34 (Powercor) 66 kV |  |  | FALSE | #N/A | #N/A | #N/A | #N/A | #N/A | #N/A | #N/A | #N/A | #N/A | #N/A
TRUE | VIC | GTS3466 | Geelong 34 (Powercor) 66 kV | Powercor | Shoulder | Coincident | 2023 | ACTUAL_OPG | 31.5556 | NA | VIC Geelong 34 (Powercor) 66 kV |  |  | FALSE | #N/A | #N/A | #N/A | #N/A | #N/A | #N/A | #N/A | #N/A | #N/A | #N/A
TRUE | VIC | GTS3466 | Geelong 34 (Powercor) 66 kV | Powercor | Shoulder | Coincident | 2023 | ACTUAL_RAW | 31.5556 | NA | VIC Geelong 34 (Powercor) 66 kV |  |  | FALSE | #N/A | #N/A | #N/A | #N/A | #N/A | #N/A | #N/A | #N/A | #N/A | #N/A
TRUE | VIC | GTS3466 | Geelong 34 (Powercor) 66 kV | Powercor | Shoulder | Non-coincident | 2023 | ACTUAL_RAW | 23.8159 | NA | VIC Geelong 34 (Powercor) 66 kV |  |  | FALSE | #N/A | #N/A | #N/A | #N/A | #N/A | #N/A | #N/A | #N/A | #N/A | #N/A
TRUE | VIC | GTS3466 | Geelong 34 (Powercor) 66 kV | Powercor | Shoulder | Non-coincident | 2023 | ACTUAL_OPG | 23.8159 | NA | VIC Geelong 34 (Powercor) 66 kV |  |  | FALSE | #N/A | #N/A | #N/A | #N/A | #N/A | #N/A | #N/A | #N/A | #N/A | #N/A
TRUE | VIC | GTS3466 | Geelong 34 (Powercor) 66 kV | Powercor | Shoulder | Non-coincident | 2023 | ACTUAL_ADJUSTEDOPG | 23.8159 | NA | VIC Geelong 34 (Powercor) 66 kV |  |  | FALSE | #N/A | #N/A | #N/A | #N/A | #N/A | #N/A | #N/A | #N/A | #N/A | #N/A
TRUE | VIC | GTS3466 | Geelong 34 (Powercor) 66 kV | Powercor | Shoulder | Coincident | 2024 | ACTUAL_OPG | 13.6718 | NA | VIC Geelong 34 (Powercor) 66 kV |  |  | FALSE | #N/A | #N/A | #N/A | #N/A | #N/A | #N/A | #N/A | #N/A | #N/A | #N/A
TRUE | VIC | GTS3466 | Geelong 34 (Powercor) 66 kV | Powercor | Shoulder | Coincident | 2024 | ACTUAL_RAW | 13.6718 | NA | VIC Geelong 34 (Powercor) 66 kV |  |  | FALSE | #N/A | #N/A | #N/A | #N/A | #N/A | #N/A | #N/A | #N/A | #N/A | #N/A
TRUE | VIC | GTS3466 | Geelong 34 (Powercor) 66 kV | Powercor | Shoulder | Non-coincident | 2024 | ACTUAL_RAW | 13.6718 | NA | VIC Geelong 34 (Powercor) 66 kV |  |  | FALSE | #N/A | #N/A | #N/A | #N/A | #N/A | #N/A | #N/A | #N/A | #N/A | #N/A
TRUE | VIC | GTS3466 | Geelong 34 (Powercor) 66 kV | Powercor | Shoulder | Non-coincident | 2024 | ACTUAL_OPG | 13.6718 | NA | VIC Geelong 34 (Powercor) 66 kV |  |  | FALSE | #N/A | #N/A | #N/A | #N/A | #N/A | #N/A | #N/A | #N/A | #N/A | #N/A
TRUE | VIC | GTS3466 | Geelong 34 (Powercor) 66 kV | Powercor | Shoulder | Non-coincident | 2024 | ACTUAL_ADJUSTEDOPG | 13.6718 | NA | VIC Geelong 34 (Powercor) 66 kV |  |  | FALSE | #N/A | #N/A | #N/A | #N/A | #N/A | #N/A | #N/A | #N/A | #N/A | #N/A
TRUE | VIC | GTS3466 | Geelong 34 (Powercor) 66 kV | Powercor | Shoulder | Coincident | 2025 | ACTUAL_OPG | 9.9782 | NA | VIC Geelong 34 (Powercor) 66 kV |  |  | FALSE | #N/A | #N/A | #N/A | #N/A | #N/A | #N/A | #N/A | #N/A | #N/A | #N/A
TRUE | VIC | GTS3466 | Geelong 34 (Powercor) 66 kV | Powercor | Shoulder | Coincident | 2025 | ACTUAL_RAW | 9.9782 | NA | VIC Geelong 34 (Powercor) 66 kV |  |  | FALSE | #N/A | #N/A | #N/A | #N/A | #N/A | #N/A | #N/A | #N/A | #N/A | #N/A
TRUE | VIC | GTS3466 | Geelong 34 (Powercor) 66 kV | Powercor | Shoulder | Non-coincident | 2025 | ACTUAL_RAW | 3.4998 | NA | VIC Geelong 34 (Powercor) 66 kV |  |  | FALSE | #N/A | #N/A | #N/A | #N/A | #N/A | #N/A | #N/A | #N/A | #N/A | #N/A
TRUE | VIC | GTS3466 | Geelong 34 (Powercor) 66 kV | Powercor | Shoulder | Non-coincident | 2025 | ACTUAL_OPG | 3.4998 | NA | VIC Geelong 34 (Powercor) 66 kV |  |  | FALSE | #N/A | #N/A | #N/A | #N/A | #N/A | #N/A | #N/A | #N/A | #N/A | #N/A
TRUE | VIC | GTS3466 | Geelong 34 (Powercor) 66 kV | Powercor | Shoulder | Non-coincident | 2025 | ACTUAL_ADJUSTEDOPG | 3.4998 | NA | VIC Geelong 34 (Powercor) 66 kV |  |  | FALSE | #N/A | #N/A | #N/A | #N/A | #N/A | #N/A | #N/A | #N/A | #N/A | #N/A
TRUE | VIC | GTS3466 | Geelong 34 (Powercor) 66 kV | Powercor | Shoulder | Non-coincident | 2025 | BASEYEARPOE90 | -13.808 | NA | VIC Geelong 34 (Powercor) 66 kV |  |  | FALSE | #N/A | #N/A | #N/A | #N/A | #N/A | #N/A | #N/A | #N/A | #N/A | #N/A
TRUE | VIC | GTS3466 | Geelong 34 (Powercor) 66 kV | Powercor | Shoulder | Non-coincident | 2025 | BASEYEARPOE50 | -7.148 | NA | VIC Geelong 34 (Powercor) 66 kV |  |  | FALSE | #N/A | #N/A | #N/A | #N/A | #N/A | #N/A | #N/A | #N/A | #N/A | #N/A
TRUE | VIC | GTS3466 | Geelong 34 (Powercor) 66 kV | Powercor | Shoulder | Coincident_unreconciled | 2026 | POE50 | -1.1544 | NA | VIC Geelong 34 (Powercor) 66 kV |  |  | FALSE | #N/A | #N/A | #N/A | #N/A | #N/A | #N/A | #N/A | #N/A | #N/A | #N/A
TRUE | VIC | GTS3466 | Geelong 34 (Powercor) 66 kV | Powercor | Shoulder | Coincident_unreconciled | 2026 | POE90 | -1.6376 | NA | VIC Geelong 34 (Powercor) 66 kV |  |  | FALSE | #N/A | #N/A | #N/A | #N/A | #N/A | #N/A | #N/A | #N/A | #N/A | #N/A
TRUE | VIC | GTS3466 | Geelong 34 (Powercor) 66 kV | Powercor | Shoulder | Non-coincident | 2026 | POE50 | -15.502 | NA | VIC Geelong 34 (Powercor) 66 kV |  |  | FALSE | #N/A | #N/A | #N/A | #N/A | #N/A | #N/A | #N/A | #N/A | #N/A | #N/A
TRUE | VIC | GTS3466 | Geelong 34 (Powercor) 66 kV | Powercor | Shoulder | Non-coincident | 2026 | POE90 | -21.9901 | NA | VIC Geelong 34 (Powercor) 66 kV |  |  | FALSE | #N/A | #N/A | #N/A | #N/A | #N/A | #N/A | #N/A | #N/A | #N/A | #N/A
TRUE | VIC | GTS3466 | Geelong 34 (Powercor) 66 kV | Powercor | Shoulder | Coincident_unreconciled | 2027 | POE50 | -1.7585 | NA | VIC Geelong 34 (Powercor) 66 kV |  |  | FALSE | #N/A | #N/A | #N/A | #N/A | #N/A | #N/A | #N/A | #N/A | #N/A | #N/A
TRUE | VIC | GTS3466 | Geelong 34 (Powercor) 66 kV | Powercor | Shoulder | Coincident_unreconciled | 2027 | POE90 | -2.2451 | NA | VIC Geelong 34 (Powercor) 66 kV |  |  | FALSE | #N/A | #N/A | #N/A | #N/A | #N/A | #N/A | #N/A | #N/A | #N/A | #N/A
TRUE | VIC | GTS3466 | Geelong 34 (Powercor) 66 kV | Powercor | Shoulder | Non-coincident | 2027 | POE50 | -23.6129 | NA | VIC Geelong 34 (Powercor) 66 kV |  |  | FALSE | #N/A | #N/A | #N/A | #N/A | #N/A | #N/A | #N/A | #N/A | #N/A | #N/A
TRUE | VIC | GTS3466 | Geelong 34 (Powercor) 66 kV | Powercor | Shoulder | Non-coincident | 2027 | POE90 | -30.1472 | NA | VIC Geelong 34 (Powercor) 66 kV |  |  | FALSE | #N/A | #N/A | #N/A | #N/A | #N/A | #N/A | #N/A | #N/A | #N/A | #N/A
TRUE | VIC | GTS3466 | Geelong 34 (Powercor) 66 kV | Powercor | Shoulder | Coincident_unreconciled | 2028 | POE50 | -2.4539 | NA | VIC Geelong 34 (Powercor) 66 kV |  |  | FALSE | #N/A | #N/A | #N/A | #N/A | #N/A | #N/A | #N/A | #N/A | #N/A | #N/A
TRUE | VIC | GTS3466 | Geelong 34 (Powercor) 66 kV | Powercor | Shoulder | Coincident_unreconciled | 2028 | POE90 | -2.944 | NA | VIC Geelong 34 (Powercor) 66 kV |  |  | FALSE | #N/A | #N/A | #N/A | #N/A | #N/A | #N/A | #N/A | #N/A | #N/A | #N/A
TRUE | VIC | GTS3466 | Geelong 34 (Powercor) 66 kV | Powercor | Shoulder | Non-coincident | 2028 | POE50 | -32.9505 | NA | VIC Geelong 34 (Powercor) 66 kV |  |  | FALSE | #N/A | #N/A | #N/A | #N/A | #N/A | #N/A | #N/A | #N/A | #N/A | #N/A
TRUE | VIC | GTS3466 | Geelong 34 (Powercor) 66 kV | Powercor | Shoulder | Non-coincident | 2028 | POE90 | -39.5324 | NA | VIC Geelong 34 (Powercor) 66 kV |  |  | FALSE | #N/A | #N/A | #N/A | #N/A | #N/A | #N/A | #N/A | #N/A | #N/A | #N/A
TRUE | VIC | GTS3466 | Geelong 34 (Powercor) 66 kV | Powercor | Shoulder | Coincident_unreconciled | 2029 | POE50 | -3.0995 | NA | VIC Geelong 34 (Powercor) 66 kV |  |  | FALSE | #N/A | #N/A | #N/A | #N/A | #N/A | #N/A | #N/A | #N/A | #N/A | #N/A
TRUE | VIC | GTS3466 | Geelong 34 (Powercor) 66 kV | Powercor | Shoulder | Coincident_unreconciled | 2029 | POE90 | -3.5932 | NA | VIC Geelong 34 (Powercor) 66 kV |  |  | FALSE | #N/A | #N/A | #N/A | #N/A | #N/A | #N/A | #N/A | #N/A | #N/A | #N/A
TRUE | VIC | GTS3466 | Geelong 34 (Powercor) 66 kV | Powercor | Shoulder | Non-coincident | 2029 | POE50 | -41.6208 | NA | VIC Geelong 34 (Powercor) 66 kV |  |  | FALSE | #N/A | #N/A | #N/A | #N/A | #N/A | #N/A | #N/A | #N/A | #N/A | #N/A
TRUE | VIC | GTS3466 | Geelong 34 (Powercor) 66 kV | Powercor | Shoulder | Non-coincident | 2029 | POE90 | -48.2504 | NA | VIC Geelong 34 (Powercor) 66 kV |  |  | FALSE | #N/A | #N/A | #N/A | #N/A | #N/A | #N/A | #N/A | #N/A | #N/A | #N/A
TRUE | VIC | GTS3466 | Geelong 34 (Powercor) 66 kV | Powercor | Shoulder | Coincident_unreconciled | 2030 | POE50 | -3.7279 | NA | VIC Geelong 34 (Powercor) 66 kV |  |  | FALSE | #N/A | #N/A | #N/A | #N/A | #N/A | #N/A | #N/A | #N/A | #N/A | #N/A
TRUE | VIC | GTS3466 | Geelong 34 (Powercor) 66 kV | Powercor | Shoulder | Coincident_unreconciled | 2030 | POE90 | -4.2252 | NA | VIC Geelong 34 (Powercor) 66 kV |  |  | FALSE | #N/A | #N/A | #N/A | #N/A | #N/A | #N/A | #N/A | #N/A | #N/A | #N/A
TRUE | VIC | GTS3466 | Geelong 34 (Powercor) 66 kV | Powercor | Shoulder | Non-coincident | 2030 | POE50 | -50.0587 | NA | VIC Geelong 34 (Powercor) 66 kV |  |  | FALSE | #N/A | #N/A | #N/A | #N/A | #N/A | #N/A | #N/A | #N/A | #N/A | #N/A
TRUE | VIC | GTS3466 | Geelong 34 (Powercor) 66 kV | Powercor | Shoulder | Non-coincident | 2030 | POE90 | -56.7361 | NA | VIC Geelong 34 (Powercor) 66 kV |  |  | FALSE | #N/A | #N/A | #N/A | #N/A | #N/A | #N/A | #N/A | #N/A | #N/A | #N/A
TRUE | VIC | GTS3466 | Geelong 34 (Powercor) 66 kV | Powercor | Shoulder | Coincident_unreconciled | 2031 | POE50 | -4.3562 | NA | VIC Geelong 34 (Powercor) 66 kV |  |  | FALSE | #N/A | #N/A | #N/A | #N/A | #N/A | #N/A | #N/A | #N/A | #N/A | #N/A
TRUE | VIC | GTS3466 | Geelong 34 (Powercor) 66 kV | Powercor | Shoulder | Coincident_unreconciled | 2031 | POE90 | -4.857 | NA | VIC Geelong 34 (Powercor) 66 kV |  |  | FALSE | #N/A | #N/A | #N/A | #N/A | #N/A | #N/A | #N/A | #N/A | #N/A | #N/A
TRUE | VIC | GTS3466 | Geelong 34 (Powercor) 66 kV | Powercor | Shoulder | Non-coincident | 2031 | POE50 | -58.4949 | NA | VIC Geelong 34 (Powercor) 66 kV |  |  | FALSE | #N/A | #N/A | #N/A | #N/A | #N/A | #N/A | #N/A | #N/A | #N/A | #N/A
TRUE | VIC | GTS3466 | Geelong 34 (Powercor) 66 kV | Powercor | Shoulder | Non-coincident | 2031 | POE90 | -65.22 | NA | VIC Geelong 34 (Powercor) 66 kV |  |  | FALSE | #N/A | #N/A | #N/A | #N/A | #N/A | #N/A | #N/A | #N/A | #N/A | #N/A
TRUE | VIC | GTS3466 | Geelong 34 (Powercor) 66 kV | Powercor | Shoulder | Coincident_unreconciled | 2032 | POE50 | -4.8194 | NA | VIC Geelong 34 (Powercor) 66 kV |  |  | FALSE | #N/A | #N/A | #N/A | #N/A | #N/A | #N/A | #N/A | #N/A | #N/A | #N/A
TRUE | VIC | GTS3466 | Geelong 34 (Powercor) 66 kV | Powercor | Shoulder | Coincident_unreconciled | 2032 | POE90 | -5.3238 | NA | VIC Geelong 34 (Powercor) 66 kV |  |  | FALSE | #N/A | #N/A | #N/A | #N/A | #N/A | #N/A | #N/A | #N/A | #N/A | #N/A
TRUE | VIC | GTS3466 | Geelong 34 (Powercor) 66 kV | Powercor | Shoulder | Non-coincident | 2032 | POE50 | -64.7154 | NA | VIC Geelong 34 (Powercor) 66 kV |  |  | FALSE | #N/A | #N/A | #N/A | #N/A | #N/A | #N/A | #N/A | #N/A | #N/A | #N/A
TRUE | VIC | GTS3466 | Geelong 34 (Powercor) 66 kV | Powercor | Shoulder | Non-coincident | 2032 | POE90 | -71.4881 | NA | VIC Geelong 34 (Powercor) 66 kV |  |  | FALSE | #N/A | #N/A | #N/A | #N/A | #N/A | #N/A | #N/A | #N/A | #N/A | #N/A
TRUE | VIC | GTS3466 | Geelong 34 (Powercor) 66 kV | Powercor | Shoulder | Coincident_unreconciled | 2033 | POE50 | -5.1487 | NA | VIC Geelong 34 (Powercor) 66 kV |  |  | FALSE | #N/A | #N/A | #N/A | #N/A | #N/A | #N/A | #N/A | #N/A | #N/A | #N/A
TRUE | VIC | GTS3466 | Geelong 34 (Powercor) 66 kV | Powercor | Shoulder | Coincident_unreconciled | 2033 | POE90 | -5.6566 | NA | VIC Geelong 34 (Powercor) 66 kV |  |  | FALSE | #N/A | #N/A | #N/A | #N/A | #N/A | #N/A | #N/A | #N/A | #N/A | #N/A
TRUE | VIC | GTS3466 | Geelong 34 (Powercor) 66 kV | Powercor | Shoulder | Non-coincident | 2033 | POE50 | -69.1371 | NA | VIC Geelong 34 (Powercor) 66 kV |  |  | FALSE | #N/A | #N/A | #N/A | #N/A | #N/A | #N/A | #N/A | #N/A | #N/A | #N/A
TRUE | VIC | GTS3466 | Geelong 34 (Powercor) 66 kV | Powercor | Shoulder | Non-coincident | 2033 | POE90 | -75.9573 | NA | VIC Geelong 34 (Powercor) 66 kV |  |  | FALSE | #N/A | #N/A | #N/A | #N/A | #N/A | #N/A | #N/A | #N/A | #N/A | #N/A
TRUE | VIC | GTS3466 | Geelong 34 (Powercor) 66 kV | Powercor | Shoulder | Coincident_unreconciled | 2034 | POE50 | -5.4561 | NA | VIC Geelong 34 (Powercor) 66 kV |  |  | FALSE | #N/A | #N/A | #N/A | #N/A | #N/A | #N/A | #N/A | #N/A | #N/A | #N/A
TRUE | VIC | GTS3466 | Geelong 34 (Powercor) 66 kV | Powercor | Shoulder | Coincident_unreconciled | 2034 | POE90 | -5.9676 | NA | VIC Geelong 34 (Powercor) 66 kV |  |  | FALSE | #N/A | #N/A | #N/A | #N/A | #N/A | #N/A | #N/A | #N/A | #N/A | #N/A
TRUE | VIC | GTS3466 | Geelong 34 (Powercor) 66 kV | Powercor | Shoulder | Non-coincident | 2034 | POE50 | -73.265 | NA | VIC Geelong 34 (Powercor) 66 kV |  |  | FALSE | #N/A | #N/A | #N/A | #N/A | #N/A | #N/A | #N/A | #N/A | #N/A | #N/A
TRUE | VIC | GTS3466 | Geelong 34 (Powercor) 66 kV | Powercor | Shoulder | Non-coincident | 2034 | POE90 | -80.1328 | NA | VIC Geelong 34 (Powercor) 66 kV |  |  | FALSE | #N/A | #N/A | #N/A | #N/A | #N/A | #N/A | #N/A | #N/A | #N/A | #N/A
TRUE | VIC | GTS3466 | Geelong 34 (Powercor) 66 kV | Powercor | Shoulder | Coincident_unreconciled | 2035 | POE50 | -5.8023 | NA | VIC Geelong 34 (Powercor) 66 kV |  |  | FALSE | #N/A | #N/A | #N/A | #N/A | #N/A | #N/A | #N/A | #N/A | #N/A | #N/A
TRUE | VIC | GTS3466 | Geelong 34 (Powercor) 66 kV | Powercor | Shoulder | Coincident_unreconciled | 2035 | POE90 | -6.3173 | NA | VIC Geelong 34 (Powercor) 66 kV |  |  | FALSE | #N/A | #N/A | #N/A | #N/A | #N/A | #N/A | #N/A | #N/A | #N/A | #N/A
TRUE | VIC | GTS3466 | Geelong 34 (Powercor) 66 kV | Powercor | Shoulder | Non-coincident | 2035 | POE50 | -77.9138 | NA | VIC Geelong 34 (Powercor) 66 kV |  |  | FALSE | #N/A | #N/A | #N/A | #N/A | #N/A | #N/A | #N/A | #N/A | #N/A | #N/A
TRUE | VIC | GTS3466 | Geelong 34 (Powercor) 66 kV | Powercor | Shoulder | Non-coincident | 2035 | POE90 | -84.8292 | NA | VIC Geelong 34 (Powercor) 66 kV |  |  | FALSE | #N/A | #N/A | #N/A | #N/A | #N/A | #N/A | #N/A | #N/A | #N/A | #N/A
TRUE | VIC | GTS3466 | Geelong 34 (Powercor) 66 kV | Powercor | Summer | Coincident | 2019 | ACTUAL_OPG | 70.1271 | 205.9164 | VIC Geelong 34 (Powercor) 66 kV |  |  | FALSE | #N/A | #N/A | #N/A | #N/A | #N/A | #N/A | #N/A | #N/A | #N/A | #N/A
TRUE | VIC | GTS3466 | Geelong 34 (Powercor) 66 kV | Powercor | Summer | Coincident | 2019 | ACTUAL_RAW | 70.1271 | 205.9164 | VIC Geelong 34 (Powercor) 66 kV |  |  | FALSE | #N/A | #N/A | #N/A | #N/A | #N/A | #N/A | #N/A | #N/A | #N/A | #N/A
TRUE | VIC | GTS3466 | Geelong 34 (Powercor) 66 kV | Powercor | Summer | Non-coincident | 2019 | ACTUAL_RAW | 60.4732 | 250.4674 | VIC Geelong 34 (Powercor) 66 kV |  |  | FALSE | #N/A | #N/A | #N/A | #N/A | #N/A | #N/A | #N/A | #N/A | #N/A | #N/A
TRUE | VIC | GTS3466 | Geelong 34 (Powercor) 66 kV | Powercor | Summer | Non-coincident | 2019 | ACTUAL_OPG | 60.4732 | 250.4674 | VIC Geelong 34 (Powercor) 66 kV |  |  | FALSE | #N/A | #N/A | #N/A | #N/A | #N/A | #N/A | #N/A | #N/A | #N/A | #N/A
TRUE | VIC | GTS3466 | Geelong 34 (Powercor) 66 kV | Powercor | Summer | Non-coincident | 2019 | ACTUAL_ADJUSTEDOPG | 60.4732 | 250.4674 | VIC Geelong 34 (Powercor) 66 kV |  |  | FALSE | #N/A | #N/A | #N/A | #N/A | #N/A | #N/A | #N/A | #N/A | #N/A | #N/A
TRUE | VIC | GTS3466 | Geelong 34 (Powercor) 66 kV | Powercor | Summer | Coincident | 2020 | ACTUAL_OPG | 53.8049 | 235.371 | VIC Geelong 34 (Powercor) 66 kV |  |  | FALSE | #N/A | #N/A | #N/A | #N/A | #N/A | #N/A | #N/A | #N/A | #N/A | #N/A
TRUE | VIC | GTS3466 | Geelong 34 (Powercor) 66 kV | Powercor | Summer | Coincident | 2020 | ACTUAL_RAW | 53.8049 | 235.371 | VIC Geelong 34 (Powercor) 66 kV |  |  | FALSE | #N/A | #N/A | #N/A | #N/A | #N/A | #N/A | #N/A | #N/A | #N/A | #N/A
TRUE | VIC | GTS3466 | Geelong 34 (Powercor) 66 kV | Powercor | Summer | Non-coincident | 2020 | ACTUAL_RAW | 46.4791 | 266.2938 | VIC Geelong 34 (Powercor) 66 kV |  |  | FALSE | #N/A | #N/A | #N/A | #N/A | #N/A | #N/A | #N/A | #N/A | #N/A | #N/A
TRUE | VIC | GTS3466 | Geelong 34 (Powercor) 66 kV | Powercor | Summer | Non-coincident | 2020 | ACTUAL_OPG | 46.4791 | 266.2938 | VIC Geelong 34 (Powercor) 66 kV |  |  | FALSE | #N/A | #N/A | #N/A | #N/A | #N/A | #N/A | #N/A | #N/A | #N/A | #N/A
TRUE | VIC | GTS3466 | Geelong 34 (Powercor) 66 kV | Powercor | Summer | Non-coincident | 2020 | ACTUAL_ADJUSTEDOPG | 46.4791 | 266.2938 | VIC Geelong 34 (Powercor) 66 kV |  |  | FALSE | #N/A | #N/A | #N/A | #N/A | #N/A | #N/A | #N/A | #N/A | #N/A | #N/A
TRUE | VIC | GTS3466 | Geelong 34 (Powercor) 66 kV | Powercor | Summer | Coincident | 2021 | ACTUAL_OPG | 42.1025 | 227.6122 | VIC Geelong 34 (Powercor) 66 kV |  |  | FALSE | #N/A | #N/A | #N/A | #N/A | #N/A | #N/A | #N/A | #N/A | #N/A | #N/A
TRUE | VIC | GTS3466 | Geelong 34 (Powercor) 66 kV | Powercor | Summer | Coincident | 2021 | ACTUAL_RAW | 42.1025 | 227.6122 | VIC Geelong 34 (Powercor) 66 kV |  |  | FALSE | #N/A | #N/A | #N/A | #N/A | #N/A | #N/A | #N/A | #N/A | #N/A | #N/A
TRUE | VIC | GTS3466 | Geelong 34 (Powercor) 66 kV | Powercor | Summer | Non-coincident | 2021 | ACTUAL_RAW | 35.3387 | 230.1053 | VIC Geelong 34 (Powercor) 66 kV |  |  | FALSE | #N/A | #N/A | #N/A | #N/A | #N/A | #N/A | #N/A | #N/A | #N/A | #N/A
TRUE | VIC | GTS3466 | Geelong 34 (Powercor) 66 kV | Powercor | Summer | Non-coincident | 2021 | ACTUAL_OPG | 35.3387 | 230.1053 | VIC Geelong 34 (Powercor) 66 kV |  |  | FALSE | #N/A | #N/A | #N/A | #N/A | #N/A | #N/A | #N/A | #N/A | #N/A | #N/A
TRUE | VIC | GTS3466 | Geelong 34 (Powercor) 66 kV | Powercor | Summer | Non-coincident | 2021 | ACTUAL_ADJUSTEDOPG | 35.3387 | 230.1053 | VIC Geelong 34 (Powercor) 66 kV |  |  | FALSE | #N/A | #N/A | #N/A | #N/A | #N/A | #N/A | #N/A | #N/A | #N/A | #N/A
TRUE | VIC | GTS3466 | Geelong 34 (Powercor) 66 kV | Powercor | Summer | Coincident | 2022 | ACTUAL_OPG | 28.307 | 225.9735 | VIC Geelong 34 (Powercor) 66 kV |  |  | FALSE | #N/A | #N/A | #N/A | #N/A | #N/A | #N/A | #N/A | #N/A | #N/A | #N/A
TRUE | VIC | GTS3466 | Geelong 34 (Powercor) 66 kV | Powercor | Summer | Coincident | 2022 | ACTUAL_RAW | 28.307 | 225.9735 | VIC Geelong 34 (Powercor) 66 kV |  |  | FALSE | #N/A | #N/A | #N/A | #N/A | #N/A | #N/A | #N/A | #N/A | #N/A | #N/A
TRUE | VIC | GTS3466 | Geelong 34 (Powercor) 66 kV | Powercor | Summer | Non-coincident | 2022 | ACTUAL_RAW | 28.307 | 239.6718 | VIC Geelong 34 (Powercor) 66 kV |  |  | FALSE | #N/A | #N/A | #N/A | #N/A | #N/A | #N/A | #N/A | #N/A | #N/A | #N/A
TRUE | VIC | GTS3466 | Geelong 34 (Powercor) 66 kV | Powercor | Summer | Non-coincident | 2022 | ACTUAL_OPG | 28.307 | 239.6718 | VIC Geelong 34 (Powercor) 66 kV |  |  | FALSE | #N/A | #N/A | #N/A | #N/A | #N/A | #N/A | #N/A | #N/A | #N/A | #N/A
TRUE | VIC | GTS3466 | Geelong 34 (Powercor) 66 kV | Powercor | Summer | Non-coincident | 2022 | ACTUAL_ADJUSTEDOPG | 28.307 | 239.6718 | VIC Geelong 34 (Powercor) 66 kV |  |  | FALSE | #N/A | #N/A | #N/A | #N/A | #N/A | #N/A | #N/A | #N/A | #N/A | #N/A
TRUE | VIC | GTS3466 | Geelong 34 (Powercor) 66 kV | Powercor | Summer | Coincident | 2023 | ACTUAL_OPG | 21.4184 | 253.0741 | VIC Geelong 34 (Powercor) 66 kV |  |  | FALSE | #N/A | #N/A | #N/A | #N/A | #N/A | #N/A | #N/A | #N/A | #N/A | #N/A
TRUE | VIC | GTS3466 | Geelong 34 (Powercor) 66 kV | Powercor | Summer | Coincident | 2023 | ACTUAL_RAW | 21.4184 | 253.0741 | VIC Geelong 34 (Powercor) 66 kV |  |  | FALSE | #N/A | #N/A | #N/A | #N/A | #N/A | #N/A | #N/A | #N/A | #N/A | #N/A
TRUE | VIC | GTS3466 | Geelong 34 (Powercor) 66 kV | Powercor | Summer | Non-coincident | 2023 | ACTUAL_RAW | 21.4184 | 254.6901 | VIC Geelong 34 (Powercor) 66 kV |  |  | FALSE | #N/A | #N/A | #N/A | #N/A | #N/A | #N/A | #N/A | #N/A | #N/A | #N/A
TRUE | VIC | GTS3466 | Geelong 34 (Powercor) 66 kV | Powercor | Summer | Non-coincident | 2023 | ACTUAL_OPG | 21.4184 | 254.6901 | VIC Geelong 34 (Powercor) 66 kV |  |  | FALSE | #N/A | #N/A | #N/A | #N/A | #N/A | #N/A | #N/A | #N/A | #N/A | #N/A
TRUE | VIC | GTS3466 | Geelong 34 (Powercor) 66 kV | Powercor | Summer | Non-coincident | 2023 | ACTUAL_ADJUSTEDOPG | 21.4184 | 254.6901 | VIC Geelong 34 (Powercor) 66 kV |  |  | FALSE | #N/A | #N/A | #N/A | #N/A | #N/A | #N/A | #N/A | #N/A | #N/A | #N/A
TRUE | VIC | GTS3466 | Geelong 34 (Powercor) 66 kV | Powercor | Summer | Coincident | 2024 | ACTUAL_OPG | 17.4194 | 217.0448 | VIC Geelong 34 (Powercor) 66 kV |  |  | FALSE | #N/A | #N/A | #N/A | #N/A | #N/A | #N/A | #N/A | #N/A | #N/A | #N/A
TRUE | VIC | GTS3466 | Geelong 34 (Powercor) 66 kV | Powercor | Summer | Coincident | 2024 | ACTUAL_RAW | 17.4194 | 217.0448 | VIC Geelong 34 (Powercor) 66 kV |  |  | FALSE | #N/A | #N/A | #N/A | #N/A | #N/A | #N/A | #N/A | #N/A | #N/A | #N/A
TRUE | VIC | GTS3466 | Geelong 34 (Powercor) 66 kV | Powercor | Summer | Non-coincident | 2024 | ACTUAL_RAW | 13.3868 | 235.38 | VIC Geelong 34 (Powercor) 66 kV |  |  | FALSE | #N/A | #N/A | #N/A | #N/A | #N/A | #N/A | #N/A | #N/A | #N/A | #N/A
TRUE | VIC | GTS3466 | Geelong 34 (Powercor) 66 kV | Powercor | Summer | Non-coincident | 2024 | ACTUAL_OPG | 13.3868 | 235.38 | VIC Geelong 34 (Powercor) 66 kV |  |  | FALSE | #N/A | #N/A | #N/A | #N/A | #N/A | #N/A | #N/A | #N/A | #N/A | #N/A
TRUE | VIC | GTS3466 | Geelong 34 (Powercor) 66 kV | Powercor | Summer | Non-coincident | 2024 | ACTUAL_ADJUSTEDOPG | 13.3868 | 235.38 | VIC Geelong 34 (Powercor) 66 kV |  |  | FALSE | #N/A | #N/A | #N/A | #N/A | #N/A | #N/A | #N/A | #N/A | #N/A | #N/A
TRUE | VIC | GTS3466 | Geelong 34 (Powercor) 66 kV | Powercor | Summer | Coincident | 2025 | ACTUAL_OPG | 5.9874 | 237.2372 | VIC Geelong 34 (Powercor) 66 kV |  |  | FALSE | #N/A | #N/A | #N/A | #N/A | #N/A | #N/A | #N/A | #N/A | #N/A | #N/A
TRUE | VIC | GTS3466 | Geelong 34 (Powercor) 66 kV | Powercor | Summer | Coincident | 2025 | ACTUAL_RAW | 5.9874 | 237.2372 | VIC Geelong 34 (Powercor) 66 kV |  |  | FALSE | #N/A | #N/A | #N/A | #N/A | #N/A | #N/A | #N/A | #N/A | #N/A | #N/A
TRUE | VIC | GTS3466 | Geelong 34 (Powercor) 66 kV | Powercor | Summer | Non-coincident | 2025 | ACTUAL_RAW | 5.9874 | 255.9623 | VIC Geelong 34 (Powercor) 66 kV |  |  | FALSE | #N/A | #N/A | #N/A | #N/A | #N/A | #N/A | #N/A | #N/A | #N/A | #N/A
TRUE | VIC | GTS3466 | Geelong 34 (Powercor) 66 kV | Powercor | Summer | Non-coincident | 2025 | ACTUAL_OPG | 5.9874 | 255.9623 | VIC Geelong 34 (Powercor) 66 kV |  |  | FALSE | #N/A | #N/A | #N/A | #N/A | #N/A | #N/A | #N/A | #N/A | #N/A | #N/A
TRUE | VIC | GTS3466 | Geelong 34 (Powercor) 66 kV | Powercor | Summer | Non-coincident | 2025 | ACTUAL_ADJUSTEDOPG | 5.9874 | 255.9623 | VIC Geelong 34 (Powercor) 66 kV |  |  | FALSE | #N/A | #N/A | #N/A | #N/A | #N/A | #N/A | #N/A | #N/A | #N/A | #N/A
TRUE | VIC | GTS3466 | Geelong 34 (Powercor) 66 kV | Powercor | Summer | Non-coincident | 2025 | BASEYEARPOE90 | -19.9823 | NA | VIC Geelong 34 (Powercor) 66 kV |  |  | FALSE | #N/A | #N/A | #N/A | #N/A | #N/A | #N/A | #N/A | #N/A | #N/A | #N/A
TRUE | VIC | GTS3466 | Geelong 34 (Powercor) 66 kV | Powercor | Summer | Non-coincident | 2025 | BASEYEARPOE50 | -13.3723 | 255.0352 | VIC Geelong 34 (Powercor) 66 kV |  |  | FALSE | #N/A | #N/A | #N/A | #N/A | #N/A | #N/A | #N/A | #N/A | #N/A | #N/A
TRUE | VIC | GTS3466 | Geelong 34 (Powercor) 66 kV | Powercor | Summer | Coincident_unreconciled | 2026 | POE50 | 0 | NA | VIC Geelong 34 (Powercor) 66 kV |  |  | FALSE | #N/A | #N/A | #N/A | #N/A | #N/A | #N/A | #N/A | #N/A | #N/A | #N/A
TRUE | VIC | GTS3466 | Geelong 34 (Powercor) 66 kV | Powercor | Summer | Coincident_unreconciled | 2026 | POE90 | -6.1587 | NA | VIC Geelong 34 (Powercor) 66 kV |  |  | FALSE | #N/A | #N/A | #N/A | #N/A | #N/A | #N/A | #N/A | #N/A | #N/A | #N/A
TRUE | VIC | GTS3466 | Geelong 34 (Powercor) 66 kV | Powercor | Summer | Non-coincident | 2026 | POE50 | -18.7957 | 268.8391 | VIC Geelong 34 (Powercor) 66 kV |  |  | FALSE | #N/A | #N/A | #N/A | #N/A | #N/A | #N/A | #N/A | #N/A | #N/A | #N/A
TRUE | VIC | GTS3466 | Geelong 34 (Powercor) 66 kV | Powercor | Summer | Non-coincident | 2026 | POE90 | -26.0465 | NA | VIC Geelong 34 (Powercor) 66 kV |  |  | FALSE | #N/A | #N/A | #N/A | #N/A | #N/A | #N/A | #N/A | #N/A | #N/A | #N/A
TRUE | VIC | GTS3466 | Geelong 34 (Powercor) 66 kV | Powercor | Summer | Coincident_unreconciled | 2027 | POE50 | -7.2458 | NA | VIC Geelong 34 (Powercor) 66 kV |  |  | FALSE | #N/A | #N/A | #N/A | #N/A | #N/A | #N/A | #N/A | #N/A | #N/A | #N/A
TRUE | VIC | GTS3466 | Geelong 34 (Powercor) 66 kV | Powercor | Summer | Coincident_unreconciled | 2027 | POE90 | -13.4483 | NA | VIC Geelong 34 (Powercor) 66 kV |  |  | FALSE | #N/A | #N/A | #N/A | #N/A | #N/A | #N/A | #N/A | #N/A | #N/A | #N/A
TRUE | VIC | GTS3466 | Geelong 34 (Powercor) 66 kV | Powercor | Summer | Non-coincident | 2027 | POE50 | -27.3263 | 269.9638 | VIC Geelong 34 (Powercor) 66 kV |  |  | FALSE | #N/A | #N/A | #N/A | #N/A | #N/A | #N/A | #N/A | #N/A | #N/A | #N/A
TRUE | VIC | GTS3466 | Geelong 34 (Powercor) 66 kV | Powercor | Summer | Non-coincident | 2027 | POE90 | -34.6287 | NA | VIC Geelong 34 (Powercor) 66 kV |  |  | FALSE | #N/A | #N/A | #N/A | #N/A | #N/A | #N/A | #N/A | #N/A | #N/A | #N/A
TRUE | VIC | GTS3466 | Geelong 34 (Powercor) 66 kV | Powercor | Summer | Coincident_unreconciled | 2028 | POE50 | -15.573 | NA | VIC Geelong 34 (Powercor) 66 kV |  |  | FALSE | #N/A | #N/A | #N/A | #N/A | #N/A | #N/A | #N/A | #N/A | #N/A | #N/A
TRUE | VIC | GTS3466 | Geelong 34 (Powercor) 66 kV | Powercor | Summer | Coincident_unreconciled | 2028 | POE90 | -21.8208 | NA | VIC Geelong 34 (Powercor) 66 kV |  |  | FALSE | #N/A | #N/A | #N/A | #N/A | #N/A | #N/A | #N/A | #N/A | #N/A | #N/A
TRUE | VIC | GTS3466 | Geelong 34 (Powercor) 66 kV | Powercor | Summer | Non-coincident | 2028 | POE50 | -37.1301 | 271.1964 | VIC Geelong 34 (Powercor) 66 kV |  |  | FALSE | #N/A | #N/A | #N/A | #N/A | #N/A | #N/A | #N/A | #N/A | #N/A | #N/A
TRUE | VIC | GTS3466 | Geelong 34 (Powercor) 66 kV | Powercor | Summer | Non-coincident | 2028 | POE90 | -44.4858 | NA | VIC Geelong 34 (Powercor) 66 kV |  |  | FALSE | #N/A | #N/A | #N/A | #N/A | #N/A | #N/A | #N/A | #N/A | #N/A | #N/A
TRUE | VIC | GTS3466 | Geelong 34 (Powercor) 66 kV | Powercor | Summer | Coincident_unreconciled | 2029 | POE50 | -23.2621 | NA | VIC Geelong 34 (Powercor) 66 kV |  |  | FALSE | #N/A | #N/A | #N/A | #N/A | #N/A | #N/A | #N/A | #N/A | #N/A | #N/A
TRUE | VIC | GTS3466 | Geelong 34 (Powercor) 66 kV | Powercor | Summer | Coincident_unreconciled | 2029 | POE90 | -29.5552 | NA | VIC Geelong 34 (Powercor) 66 kV |  |  | FALSE | #N/A | #N/A | #N/A | #N/A | #N/A | #N/A | #N/A | #N/A | #N/A | #N/A
TRUE | VIC | GTS3466 | Geelong 34 (Powercor) 66 kV | Powercor | Summer | Non-coincident | 2029 | POE50 | -46.1828 | 272.6723 | VIC Geelong 34 (Powercor) 66 kV |  |  | FALSE | #N/A | #N/A | #N/A | #N/A | #N/A | #N/A | #N/A | #N/A | #N/A | #N/A
TRUE | VIC | GTS3466 | Geelong 34 (Powercor) 66 kV | Powercor | Summer | Non-coincident | 2029 | POE90 | -53.5918 | NA | VIC Geelong 34 (Powercor) 66 kV |  |  | FALSE | #N/A | #N/A | #N/A | #N/A | #N/A | #N/A | #N/A | #N/A | #N/A | #N/A
TRUE | VIC | GTS3466 | Geelong 34 (Powercor) 66 kV | Powercor | Summer | Coincident_unreconciled | 2030 | POE50 | -30.8168 | NA | VIC Geelong 34 (Powercor) 66 kV |  |  | FALSE | #N/A | #N/A | #N/A | #N/A | #N/A | #N/A | #N/A | #N/A | #N/A | #N/A
TRUE | VIC | GTS3466 | Geelong 34 (Powercor) 66 kV | Powercor | Summer | Coincident_unreconciled | 2030 | POE90 | -37.1552 | NA | VIC Geelong 34 (Powercor) 66 kV |  |  | FALSE | #N/A | #N/A | #N/A | #N/A | #N/A | #N/A | #N/A | #N/A | #N/A | #N/A
TRUE | VIC | GTS3466 | Geelong 34 (Powercor) 66 kV | Powercor | Summer | Non-coincident | 2030 | POE50 | -55.077 | 274.3524 | VIC Geelong 34 (Powercor) 66 kV |  |  | FALSE | #N/A | #N/A | #N/A | #N/A | #N/A | #N/A | #N/A | #N/A | #N/A | #N/A
TRUE | VIC | GTS3466 | Geelong 34 (Powercor) 66 kV | Powercor | Summer | Non-coincident | 2030 | POE90 | -62.5394 | NA | VIC Geelong 34 (Powercor) 66 kV |  |  | FALSE | #N/A | #N/A | #N/A | #N/A | #N/A | #N/A | #N/A | #N/A | #N/A | #N/A
TRUE | VIC | GTS3466 | Geelong 34 (Powercor) 66 kV | Powercor | Summer | Coincident_unreconciled | 2031 | POE50 | -38.3978 | NA | VIC Geelong 34 (Powercor) 66 kV |  |  | FALSE | #N/A | #N/A | #N/A | #N/A | #N/A | #N/A | #N/A | #N/A | #N/A | #N/A
TRUE | VIC | GTS3466 | Geelong 34 (Powercor) 66 kV | Powercor | Summer | Coincident_unreconciled | 2031 | POE90 | -44.7815 | NA | VIC Geelong 34 (Powercor) 66 kV |  |  | FALSE | #N/A | #N/A | #N/A | #N/A | #N/A | #N/A | #N/A | #N/A | #N/A | #N/A
TRUE | VIC | GTS3466 | Geelong 34 (Powercor) 66 kV | Powercor | Summer | Non-coincident | 2031 | POE50 | -64.0024 | 276.0748 | VIC Geelong 34 (Powercor) 66 kV |  |  | FALSE | #N/A | #N/A | #N/A | #N/A | #N/A | #N/A | #N/A | #N/A | #N/A | #N/A
TRUE | VIC | GTS3466 | Geelong 34 (Powercor) 66 kV | Powercor | Summer | Non-coincident | 2031 | POE90 | -71.5181 | NA | VIC Geelong 34 (Powercor) 66 kV |  |  | FALSE | #N/A | #N/A | #N/A | #N/A | #N/A | #N/A | #N/A | #N/A | #N/A | #N/A
TRUE | VIC | GTS3466 | Geelong 34 (Powercor) 66 kV | Powercor | Summer | Coincident_unreconciled | 2032 | POE50 | -43.9557 | NA | VIC Geelong 34 (Powercor) 66 kV |  |  | FALSE | #N/A | #N/A | #N/A | #N/A | #N/A | #N/A | #N/A | #N/A | #N/A | #N/A
TRUE | VIC | GTS3466 | Geelong 34 (Powercor) 66 kV | Powercor | Summer | Coincident_unreconciled | 2032 | POE90 | -50.3845 | NA | VIC Geelong 34 (Powercor) 66 kV |  |  | FALSE | #N/A | #N/A | #N/A | #N/A | #N/A | #N/A | #N/A | #N/A | #N/A | #N/A
TRUE | VIC | GTS3466 | Geelong 34 (Powercor) 66 kV | Powercor | Summer | Non-coincident | 2032 | POE50 | -70.5458 | 278.1693 | VIC Geelong 34 (Powercor) 66 kV |  |  | FALSE | #N/A | #N/A | #N/A | #N/A | #N/A | #N/A | #N/A | #N/A | #N/A | #N/A
TRUE | VIC | GTS3466 | Geelong 34 (Powercor) 66 kV | Powercor | Summer | Non-coincident | 2032 | POE90 | -78.1147 | NA | VIC Geelong 34 (Powercor) 66 kV |  |  | FALSE | #N/A | #N/A | #N/A | #N/A | #N/A | #N/A | #N/A | #N/A | #N/A | #N/A
TRUE | VIC | GTS3466 | Geelong 34 (Powercor) 66 kV | Powercor | Summer | Coincident_unreconciled | 2033 | POE50 | -47.9458 | NA | VIC Geelong 34 (Powercor) 66 kV |  |  | FALSE | #N/A | #N/A | #N/A | #N/A | #N/A | #N/A | #N/A | #N/A | #N/A | #N/A
TRUE | VIC | GTS3466 | Geelong 34 (Powercor) 66 kV | Powercor | Summer | Coincident_unreconciled | 2033 | POE90 | -54.4198 | NA | VIC Geelong 34 (Powercor) 66 kV |  |  | FALSE | #N/A | #N/A | #N/A | #N/A | #N/A | #N/A | #N/A | #N/A | #N/A | #N/A
TRUE | VIC | GTS3466 | Geelong 34 (Powercor) 66 kV | Powercor | Summer | Non-coincident | 2033 | POE50 | -75.2435 | 280.5256 | VIC Geelong 34 (Powercor) 66 kV |  |  | FALSE | #N/A | #N/A | #N/A | #N/A | #N/A | #N/A | #N/A | #N/A | #N/A | #N/A
TRUE | VIC | GTS3466 | Geelong 34 (Powercor) 66 kV | Powercor | Summer | Non-coincident | 2033 | POE90 | -82.8655 | NA | VIC Geelong 34 (Powercor) 66 kV |  |  | FALSE | #N/A | #N/A | #N/A | #N/A | #N/A | #N/A | #N/A | #N/A | #N/A | #N/A
TRUE | VIC | GTS3466 | Geelong 34 (Powercor) 66 kV | Powercor | Summer | Coincident_unreconciled | 2034 | POE50 | -51.6999 | NA | VIC Geelong 34 (Powercor) 66 kV |  |  | FALSE | #N/A | #N/A | #N/A | #N/A | #N/A | #N/A | #N/A | #N/A | #N/A | #N/A
TRUE | VIC | GTS3466 | Geelong 34 (Powercor) 66 kV | Powercor | Summer | Coincident_unreconciled | 2034 | POE90 | -58.2191 | NA | VIC Geelong 34 (Powercor) 66 kV |  |  | FALSE | #N/A | #N/A | #N/A | #N/A | #N/A | #N/A | #N/A | #N/A | #N/A | #N/A
TRUE | VIC | GTS3466 | Geelong 34 (Powercor) 66 kV | Powercor | Summer | Non-coincident | 2034 | POE50 | -79.6633 | 282.9302 | VIC Geelong 34 (Powercor) 66 kV |  |  | FALSE | #N/A | #N/A | #N/A | #N/A | #N/A | #N/A | #N/A | #N/A | #N/A | #N/A
TRUE | VIC | GTS3466 | Geelong 34 (Powercor) 66 kV | Powercor | Summer | Non-coincident | 2034 | POE90 | -87.3384 | NA | VIC Geelong 34 (Powercor) 66 kV |  |  | FALSE | #N/A | #N/A | #N/A | #N/A | #N/A | #N/A | #N/A | #N/A | #N/A | #N/A
TRUE | VIC | GTS3466 | Geelong 34 (Powercor) 66 kV | Powercor | Summer | Coincident_unreconciled | 2035 | POE50 | -55.9157 | NA | VIC Geelong 34 (Powercor) 66 kV |  |  | FALSE | #N/A | #N/A | #N/A | #N/A | #N/A | #N/A | #N/A | #N/A | #N/A | #N/A
TRUE | VIC | GTS3466 | Geelong 34 (Powercor) 66 kV | Powercor | Summer | Coincident_unreconciled | 2035 | POE90 | -62.48 | NA | VIC Geelong 34 (Powercor) 66 kV |  |  | FALSE | #N/A | #N/A | #N/A | #N/A | #N/A | #N/A | #N/A | #N/A | #N/A | #N/A
TRUE | VIC | GTS3466 | Geelong 34 (Powercor) 66 kV | Powercor | Summer | Non-coincident | 2035 | POE50 | -84.6267 | 285.2814 | VIC Geelong 34 (Powercor) 66 kV |  |  | FALSE | #N/A | #N/A | #N/A | #N/A | #N/A | #N/A | #N/A | #N/A | #N/A | #N/A
TRUE | VIC | GTS3466 | Geelong 34 (Powercor) 66 kV | Powercor | Summer | Non-coincident | 2035 | POE90 | -92.355 | NA | VIC Geelong 34 (Powercor) 66 kV |  |  | FALSE | #N/A | #N/A | #N/A | #N/A | #N/A | #N/A | #N/A | #N/A | #N/A | #N/A
TRUE | VIC | GTS3466 | Geelong 34 (Powercor) 66 kV | Powercor | Summer | Non-coincident | 2025 | BASEYEARPOE10 | NA | 284.5357 | VIC Geelong 34 (Powercor) 66 kV |  |  | FALSE | #N/A | #N/A | #N/A | #N/A | #N/A | #N/A | #N/A | #N/A | #N/A | #N/A
TRUE | VIC | GTS3466 | Geelong 34 (Powercor) 66 kV | Powercor | Summer | Coincident | 2026 | POE10 | NA | 252.6767 | VIC Geelong 34 (Powercor) 66 kV |  |  | FALSE | #N/A | #N/A | #N/A | #N/A | #N/A | #N/A | #N/A | #N/A | #N/A | #N/A
TRUE | VIC | GTS3466 | Geelong 34 (Powercor) 66 kV | Powercor | Summer | Coincident | 2026 | POE50 | NA | 229.6146 | VIC Geelong 34 (Powercor) 66 kV |  |  | FALSE | #N/A | #N/A | #N/A | #N/A | #N/A | #N/A | #N/A | #N/A | #N/A | #N/A
TRUE | VIC | GTS3466 | Geelong 34 (Powercor) 66 kV | Powercor | Summer | Non-coincident | 2026 | POE10 | NA | 304.9393 | VIC Geelong 34 (Powercor) 66 kV |  |  | FALSE | #N/A | #N/A | #N/A | #N/A | #N/A | #N/A | #N/A | #N/A | #N/A | #N/A
TRUE | VIC | GTS3466 | Geelong 34 (Powercor) 66 kV | Powercor | Summer | Coincident | 2027 | POE10 | NA | 247.1374 | VIC Geelong 34 (Powercor) 66 kV |  |  | FALSE | #N/A | #N/A | #N/A | #N/A | #N/A | #N/A | #N/A | #N/A | #N/A | #N/A
TRUE | VIC | GTS3466 | Geelong 34 (Powercor) 66 kV | Powercor | Summer | Coincident | 2027 | POE50 | NA | 222.9849 | VIC Geelong 34 (Powercor) 66 kV |  |  | FALSE | #N/A | #N/A | #N/A | #N/A | #N/A | #N/A | #N/A | #N/A | #N/A | #N/A
TRUE | VIC | GTS3466 | Geelong 34 (Powercor) 66 kV | Powercor | Summer | Non-coincident | 2027 | POE10 | NA | 306.3204 | VIC Geelong 34 (Powercor) 66 kV |  |  | FALSE | #N/A | #N/A | #N/A | #N/A | #N/A | #N/A | #N/A | #N/A | #N/A | #N/A
TRUE | VIC | GTS3466 | Geelong 34 (Powercor) 66 kV | Powercor | Summer | Coincident | 2028 | POE10 | NA | 242.3849 | VIC Geelong 34 (Powercor) 66 kV |  |  | FALSE | #N/A | #N/A | #N/A | #N/A | #N/A | #N/A | #N/A | #N/A | #N/A | #N/A
TRUE | VIC | GTS3466 | Geelong 34 (Powercor) 66 kV | Powercor | Summer | Coincident | 2028 | POE50 | NA | 216.9915 | VIC Geelong 34 (Powercor) 66 kV |  |  | FALSE | #N/A | #N/A | #N/A | #N/A | #N/A | #N/A | #N/A | #N/A | #N/A | #N/A
TRUE | VIC | GTS3466 | Geelong 34 (Powercor) 66 kV | Powercor | Summer | Non-coincident | 2028 | POE10 | NA | 307.8185 | VIC Geelong 34 (Powercor) 66 kV |  |  | FALSE | #N/A | #N/A | #N/A | #N/A | #N/A | #N/A | #N/A | #N/A | #N/A | #N/A
TRUE | VIC | GTS3466 | Geelong 34 (Powercor) 66 kV | Powercor | Summer | Coincident | 2029 | POE10 | NA | 239.4069 | VIC Geelong 34 (Powercor) 66 kV |  |  | FALSE | #N/A | #N/A | #N/A | #N/A | #N/A | #N/A | #N/A | #N/A | #N/A | #N/A
TRUE | VIC | GTS3466 | Geelong 34 (Powercor) 66 kV | Powercor | Summer | Coincident | 2029 | POE50 | NA | 214.4142 | VIC Geelong 34 (Powercor) 66 kV |  |  | FALSE | #N/A | #N/A | #N/A | #N/A | #N/A | #N/A | #N/A | #N/A | #N/A | #N/A
TRUE | VIC | GTS3466 | Geelong 34 (Powercor) 66 kV | Powercor | Summer | Non-coincident | 2029 | POE10 | NA | 309.5599 | VIC Geelong 34 (Powercor) 66 kV |  |  | FALSE | #N/A | #N/A | #N/A | #N/A | #N/A | #N/A | #N/A | #N/A | #N/A | #N/A
TRUE | VIC | GTS3466 | Geelong 34 (Powercor) 66 kV | Powercor | Summer | Coincident | 2030 | POE10 | NA | 237.3682 | VIC Geelong 34 (Powercor) 66 kV |  |  | FALSE | #N/A | #N/A | #N/A | #N/A | #N/A | #N/A | #N/A | #N/A | #N/A | #N/A
TRUE | VIC | GTS3466 | Geelong 34 (Powercor) 66 kV | Powercor | Summer | Coincident | 2030 | POE50 | NA | 211.9006 | VIC Geelong 34 (Powercor) 66 kV |  |  | FALSE | #N/A | #N/A | #N/A | #N/A | #N/A | #N/A | #N/A | #N/A | #N/A | #N/A
TRUE | VIC | GTS3466 | Geelong 34 (Powercor) 66 kV | Powercor | Summer | Non-coincident | 2030 | POE10 | NA | 311.5055 | VIC Geelong 34 (Powercor) 66 kV |  |  | FALSE | #N/A | #N/A | #N/A | #N/A | #N/A | #N/A | #N/A | #N/A | #N/A | #N/A
TRUE | VIC | GTS3466 | Geelong 34 (Powercor) 66 kV | Powercor | Summer | Coincident | 2031 | POE10 | NA | 232.8233 | VIC Geelong 34 (Powercor) 66 kV |  |  | FALSE | #N/A | #N/A | #N/A | #N/A | #N/A | #N/A | #N/A | #N/A | #N/A | #N/A
TRUE | VIC | GTS3466 | Geelong 34 (Powercor) 66 kV | Powercor | Summer | Coincident | 2031 | POE50 | NA | 208.8288 | VIC Geelong 34 (Powercor) 66 kV |  |  | FALSE | #N/A | #N/A | #N/A | #N/A | #N/A | #N/A | #N/A | #N/A | #N/A | #N/A
TRUE | VIC | GTS3466 | Geelong 34 (Powercor) 66 kV | Powercor | Summer | Non-coincident | 2031 | POE10 | NA | 313.4934 | VIC Geelong 34 (Powercor) 66 kV |  |  | FALSE | #N/A | #N/A | #N/A | #N/A | #N/A | #N/A | #N/A | #N/A | #N/A | #N/A
TRUE | VIC | GTS3466 | Geelong 34 (Powercor) 66 kV | Powercor | Summer | Coincident | 2032 | POE10 | NA | 227.5691 | VIC Geelong 34 (Powercor) 66 kV |  |  | FALSE | #N/A | #N/A | #N/A | #N/A | #N/A | #N/A | #N/A | #N/A | #N/A | #N/A
TRUE | VIC | GTS3466 | Geelong 34 (Powercor) 66 kV | Powercor | Summer | Coincident | 2032 | POE50 | NA | 203.7132 | VIC Geelong 34 (Powercor) 66 kV |  |  | FALSE | #N/A | #N/A | #N/A | #N/A | #N/A | #N/A | #N/A | #N/A | #N/A | #N/A
TRUE | VIC | GTS3466 | Geelong 34 (Powercor) 66 kV | Powercor | Summer | Non-coincident | 2032 | POE10 | NA | 315.8528 | VIC Geelong 34 (Powercor) 66 kV |  |  | FALSE | #N/A | #N/A | #N/A | #N/A | #N/A | #N/A | #N/A | #N/A | #N/A | #N/A
TRUE | VIC | GTS3466 | Geelong 34 (Powercor) 66 kV | Powercor | Summer | Coincident | 2033 | POE10 | NA | 224.0834 | VIC Geelong 34 (Powercor) 66 kV |  |  | FALSE | #N/A | #N/A | #N/A | #N/A | #N/A | #N/A | #N/A | #N/A | #N/A | #N/A
TRUE | VIC | GTS3466 | Geelong 34 (Powercor) 66 kV | Powercor | Summer | Coincident | 2033 | POE50 | NA | 198.7501 | VIC Geelong 34 (Powercor) 66 kV |  |  | FALSE | #N/A | #N/A | #N/A | #N/A | #N/A | #N/A | #N/A | #N/A | #N/A | #N/A
TRUE | VIC | GTS3466 | Geelong 34 (Powercor) 66 kV | Powercor | Summer | Non-coincident | 2033 | POE10 | NA | 318.4736 | VIC Geelong 34 (Powercor) 66 kV |  |  | FALSE | #N/A | #N/A | #N/A | #N/A | #N/A | #N/A | #N/A | #N/A | #N/A | #N/A
TRUE | VIC | GTS3466 | Geelong 34 (Powercor) 66 kV | Powercor | Summer | Coincident | 2034 | POE10 | NA | 223.6159 | VIC Geelong 34 (Powercor) 66 kV |  |  | FALSE | #N/A | #N/A | #N/A | #N/A | #N/A | #N/A | #N/A | #N/A | #N/A | #N/A
TRUE | VIC | GTS3466 | Geelong 34 (Powercor) 66 kV | Powercor | Summer | Coincident | 2034 | POE50 | NA | 198.5666 | VIC Geelong 34 (Powercor) 66 kV |  |  | FALSE | #N/A | #N/A | #N/A | #N/A | #N/A | #N/A | #N/A | #N/A | #N/A | #N/A
TRUE | VIC | GTS3466 | Geelong 34 (Powercor) 66 kV | Powercor | Summer | Non-coincident | 2034 | POE10 | NA | 321.1428 | VIC Geelong 34 (Powercor) 66 kV |  |  | FALSE | #N/A | #N/A | #N/A | #N/A | #N/A | #N/A | #N/A | #N/A | #N/A | #N/A
TRUE | VIC | GTS3466 | Geelong 34 (Powercor) 66 kV | Powercor | Summer | Coincident | 2035 | POE10 | NA | 224.0501 | VIC Geelong 34 (Powercor) 66 kV |  |  | FALSE | #N/A | #N/A | #N/A | #N/A | #N/A | #N/A | #N/A | #N/A | #N/A | #N/A
TRUE | VIC | GTS3466 | Geelong 34 (Powercor) 66 kV | Powercor | Summer | Coincident | 2035 | POE50 | NA | 199.0035 | VIC Geelong 34 (Powercor) 66 kV |  |  | FALSE | #N/A | #N/A | #N/A | #N/A | #N/A | #N/A | #N/A | #N/A | #N/A | #N/A
TRUE | VIC | GTS3466 | Geelong 34 (Powercor) 66 kV | Powercor | Summer | Non-coincident | 2035 | POE10 | NA | 323.7586 | VIC Geelong 34 (Powercor) 66 kV |  |  | FALSE | #N/A | #N/A | #N/A | #N/A | #N/A | #N/A | #N/A | #N/A | #N/A | #N/A
TRUE | VIC | GTS3466 | Geelong 34 (Powercor) 66 kV | Powercor | Winter | Coincident | 2018 | ACTUAL_OPG | NA | 190.8303 | VIC Geelong 34 (Powercor) 66 kV |  |  | FALSE | #N/A | #N/A | #N/A | #N/A | #N/A | #N/A | #N/A | #N/A | #N/A | #N/A
TRUE | VIC | GTS3466 | Geelong 34 (Powercor) 66 kV | Powercor | Winter | Coincident | 2018 | ACTUAL_RAW | NA | 190.8303 | VIC Geelong 34 (Powercor) 66 kV |  |  | FALSE | #N/A | #N/A | #N/A | #N/A | #N/A | #N/A | #N/A | #N/A | #N/A | #N/A
TRUE | VIC | GTS3466 | Geelong 34 (Powercor) 66 kV | Powercor | Winter | Non-coincident | 2018 | ACTUAL_RAW | NA | 190.8303 | VIC Geelong 34 (Powercor) 66 kV |  |  | FALSE | #N/A | #N/A | #N/A | #N/A | #N/A | #N/A | #N/A | #N/A | #N/A | #N/A
TRUE | VIC | GTS3466 | Geelong 34 (Powercor) 66 kV | Powercor | Winter | Non-coincident | 2018 | ACTUAL_OPG | NA | 190.8303 | VIC Geelong 34 (Powercor) 66 kV |  |  | FALSE | #N/A | #N/A | #N/A | #N/A | #N/A | #N/A | #N/A | #N/A | #N/A | #N/A
TRUE | VIC | GTS3466 | Geelong 34 (Powercor) 66 kV | Powercor | Winter | Non-coincident | 2018 | ACTUAL_ADJUSTEDOPG | NA | 190.8303 | VIC Geelong 34 (Powercor) 66 kV |  |  | FALSE | #N/A | #N/A | #N/A | #N/A | #N/A | #N/A | #N/A | #N/A | #N/A | #N/A
TRUE | VIC | GTS3466 | Geelong 34 (Powercor) 66 kV | Powercor | Winter | Coincident | 2019 | ACTUAL_OPG | NA | 194.3766 | VIC Geelong 34 (Powercor) 66 kV |  |  | FALSE | #N/A | #N/A | #N/A | #N/A | #N/A | #N/A | #N/A | #N/A | #N/A | #N/A
TRUE | VIC | GTS3466 | Geelong 34 (Powercor) 66 kV | Powercor | Winter | Coincident | 2019 | ACTUAL_RAW | NA | 194.3766 | VIC Geelong 34 (Powercor) 66 kV |  |  | FALSE | #N/A | #N/A | #N/A | #N/A | #N/A | #N/A | #N/A | #N/A | #N/A | #N/A
TRUE | VIC | GTS3466 | Geelong 34 (Powercor) 66 kV | Powercor | Winter | Non-coincident | 2019 | ACTUAL_RAW | NA | 201.67 | VIC Geelong 34 (Powercor) 66 kV |  |  | FALSE | #N/A | #N/A | #N/A | #N/A | #N/A | #N/A | #N/A | #N/A | #N/A | #N/A
TRUE | VIC | GTS3466 | Geelong 34 (Powercor) 66 kV | Powercor | Winter | Non-coincident | 2019 | ACTUAL_OPG | NA | 201.67 | VIC Geelong 34 (Powercor) 66 kV |  |  | FALSE | #N/A | #N/A | #N/A | #N/A | #N/A | #N/A | #N/A | #N/A | #N/A | #N/A
TRUE | VIC | GTS3466 | Geelong 34 (Powercor) 66 kV | Powercor | Winter | Non-coincident | 2019 | ACTUAL_ADJUSTEDOPG | NA | 201.67 | VIC Geelong 34 (Powercor) 66 kV |  |  | FALSE | #N/A | #N/A | #N/A | #N/A | #N/A | #N/A | #N/A | #N/A | #N/A | #N/A
TRUE | VIC | GTS3466 | Geelong 34 (Powercor) 66 kV | Powercor | Winter | Coincident | 2020 | ACTUAL_OPG | NA | 221.4417 | VIC Geelong 34 (Powercor) 66 kV |  |  | FALSE | #N/A | #N/A | #N/A | #N/A | #N/A | #N/A | #N/A | #N/A | #N/A | #N/A
TRUE | VIC | GTS3466 | Geelong 34 (Powercor) 66 kV | Powercor | Winter | Coincident | 2020 | ACTUAL_RAW | NA | 221.4417 | VIC Geelong 34 (Powercor) 66 kV |  |  | FALSE | #N/A | #N/A | #N/A | #N/A | #N/A | #N/A | #N/A | #N/A | #N/A | #N/A
TRUE | VIC | GTS3466 | Geelong 34 (Powercor) 66 kV | Powercor | Winter | Non-coincident | 2020 | ACTUAL_RAW | NA | 221.4417 | VIC Geelong 34 (Powercor) 66 kV |  |  | FALSE | #N/A | #N/A | #N/A | #N/A | #N/A | #N/A | #N/A | #N/A | #N/A | #N/A
TRUE | VIC | GTS3466 | Geelong 34 (Powercor) 66 kV | Powercor | Winter | Non-coincident | 2020 | ACTUAL_OPG | NA | 221.4417 | VIC Geelong 34 (Powercor) 66 kV |  |  | FALSE | #N/A | #N/A | #N/A | #N/A | #N/A | #N/A | #N/A | #N/A | #N/A | #N/A
TRUE | VIC | GTS3466 | Geelong 34 (Powercor) 66 kV | Powercor | Winter | Non-coincident | 2020 | ACTUAL_ADJUSTEDOPG | NA | 221.4417 | VIC Geelong 34 (Powercor) 66 kV |  |  | FALSE | #N/A | #N/A | #N/A | #N/A | #N/A | #N/A | #N/A | #N/A | #N/A | #N/A
TRUE | VIC | GTS3466 | Geelong 34 (Powercor) 66 kV | Powercor | Winter | Coincident | 2021 | ACTUAL_OPG | NA | 211.7275 | VIC Geelong 34 (Powercor) 66 kV |  |  | FALSE | #N/A | #N/A | #N/A | #N/A | #N/A | #N/A | #N/A | #N/A | #N/A | #N/A
TRUE | VIC | GTS3466 | Geelong 34 (Powercor) 66 kV | Powercor | Winter | Coincident | 2021 | ACTUAL_RAW | NA | 211.7275 | VIC Geelong 34 (Powercor) 66 kV |  |  | FALSE | #N/A | #N/A | #N/A | #N/A | #N/A | #N/A | #N/A | #N/A | #N/A | #N/A
TRUE | VIC | GTS3466 | Geelong 34 (Powercor) 66 kV | Powercor | Winter | Non-coincident | 2021 | ACTUAL_RAW | NA | 213.8075 | VIC Geelong 34 (Powercor) 66 kV |  |  | FALSE | #N/A | #N/A | #N/A | #N/A | #N/A | #N/A | #N/A | #N/A | #N/A | #N/A
TRUE | VIC | GTS3466 | Geelong 34 (Powercor) 66 kV | Powercor | Winter | Non-coincident | 2021 | ACTUAL_OPG | NA | 213.8075 | VIC Geelong 34 (Powercor) 66 kV |  |  | FALSE | #N/A | #N/A | #N/A | #N/A | #N/A | #N/A | #N/A | #N/A | #N/A | #N/A
TRUE | VIC | GTS3466 | Geelong 34 (Powercor) 66 kV | Powercor | Winter | Non-coincident | 2021 | ACTUAL_ADJUSTEDOPG | NA | 213.8075 | VIC Geelong 34 (Powercor) 66 kV |  |  | FALSE | #N/A | #N/A | #N/A | #N/A | #N/A | #N/A | #N/A | #N/A | #N/A | #N/A
TRUE | VIC | GTS3466 | Geelong 34 (Powercor) 66 kV | Powercor | Winter | Coincident | 2022 | ACTUAL_OPG | NA | 216.6655 | VIC Geelong 34 (Powercor) 66 kV |  |  | FALSE | #N/A | #N/A | #N/A | #N/A | #N/A | #N/A | #N/A | #N/A | #N/A | #N/A
TRUE | VIC | GTS3466 | Geelong 34 (Powercor) 66 kV | Powercor | Winter | Coincident | 2022 | ACTUAL_RAW | NA | 216.6655 | VIC Geelong 34 (Powercor) 66 kV |  |  | FALSE | #N/A | #N/A | #N/A | #N/A | #N/A | #N/A | #N/A | #N/A | #N/A | #N/A
TRUE | VIC | GTS3466 | Geelong 34 (Powercor) 66 kV | Powercor | Winter | Non-coincident | 2022 | ACTUAL_RAW | NA | 222.1391 | VIC Geelong 34 (Powercor) 66 kV |  |  | FALSE | #N/A | #N/A | #N/A | #N/A | #N/A | #N/A | #N/A | #N/A | #N/A | #N/A
TRUE | VIC | GTS3466 | Geelong 34 (Powercor) 66 kV | Powercor | Winter | Non-coincident | 2022 | ACTUAL_OPG | NA | 222.1391 | VIC Geelong 34 (Powercor) 66 kV |  |  | FALSE | #N/A | #N/A | #N/A | #N/A | #N/A | #N/A | #N/A | #N/A | #N/A | #N/A
TRUE | VIC | GTS3466 | Geelong 34 (Powercor) 66 kV | Powercor | Winter | Non-coincident | 2022 | ACTUAL_ADJUSTEDOPG | NA | 222.1391 | VIC Geelong 34 (Powercor) 66 kV |  |  | FALSE | #N/A | #N/A | #N/A | #N/A | #N/A | #N/A | #N/A | #N/A | #N/A | #N/A
TRUE | VIC | GTS3466 | Geelong 34 (Powercor) 66 kV | Powercor | Winter | Coincident | 2023 | ACTUAL_OPG | NA | 193.5073 | VIC Geelong 34 (Powercor) 66 kV |  |  | FALSE | #N/A | #N/A | #N/A | #N/A | #N/A | #N/A | #N/A | #N/A | #N/A | #N/A
TRUE | VIC | GTS3466 | Geelong 34 (Powercor) 66 kV | Powercor | Winter | Coincident | 2023 | ACTUAL_RAW | NA | 193.5073 | VIC Geelong 34 (Powercor) 66 kV |  |  | FALSE | #N/A | #N/A | #N/A | #N/A | #N/A | #N/A | #N/A | #N/A | #N/A | #N/A
TRUE | VIC | GTS3466 | Geelong 34 (Powercor) 66 kV | Powercor | Winter | Non-coincident | 2023 | ACTUAL_RAW | NA | 198.777 | VIC Geelong 34 (Powercor) 66 kV |  |  | FALSE | #N/A | #N/A | #N/A | #N/A | #N/A | #N/A | #N/A | #N/A | #N/A | #N/A
TRUE | VIC | GTS3466 | Geelong 34 (Powercor) 66 kV | Powercor | Winter | Non-coincident | 2023 | ACTUAL_OPG | NA | 198.777 | VIC Geelong 34 (Powercor) 66 kV |  |  | FALSE | #N/A | #N/A | #N/A | #N/A | #N/A | #N/A | #N/A | #N/A | #N/A | #N/A
TRUE | VIC | GTS3466 | Geelong 34 (Powercor) 66 kV | Powercor | Winter | Non-coincident | 2023 | ACTUAL_ADJUSTEDOPG | NA | 198.777 | VIC Geelong 34 (Powercor) 66 kV |  |  | FALSE | #N/A | #N/A | #N/A | #N/A | #N/A | #N/A | #N/A | #N/A | #N/A | #N/A
TRUE | VIC | GTS3466 | Geelong 34 (Powercor) 66 kV | Powercor | Winter | Coincident | 2024 | ACTUAL_OPG | NA | 215.8402 | VIC Geelong 34 (Powercor) 66 kV |  |  | FALSE | #N/A | #N/A | #N/A | #N/A | #N/A | #N/A | #N/A | #N/A | #N/A | #N/A
TRUE | VIC | GTS3466 | Geelong 34 (Powercor) 66 kV | Powercor | Winter | Coincident | 2024 | ACTUAL_RAW | NA | 215.8402 | VIC Geelong 34 (Powercor) 66 kV |  |  | FALSE | #N/A | #N/A | #N/A | #N/A | #N/A | #N/A | #N/A | #N/A | #N/A | #N/A
TRUE | VIC | GTS3466 | Geelong 34 (Powercor) 66 kV | Powercor | Winter | Non-coincident | 2024 | ACTUAL_RAW | NA | 215.8402 | VIC Geelong 34 (Powercor) 66 kV |  |  | FALSE | #N/A | #N/A | #N/A | #N/A | #N/A | #N/A | #N/A | #N/A | #N/A | #N/A
TRUE | VIC | GTS3466 | Geelong 34 (Powercor) 66 kV | Powercor | Winter | Non-coincident | 2024 | ACTUAL_OPG | NA | 215.8402 | VIC Geelong 34 (Powercor) 66 kV |  |  | FALSE | #N/A | #N/A | #N/A | #N/A | #N/A | #N/A | #N/A | #N/A | #N/A | #N/A
TRUE | VIC | GTS3466 | Geelong 34 (Powercor) 66 kV | Powercor | Winter | Non-coincident | 2024 | ACTUAL_ADJUSTEDOPG | NA | 215.8402 | VIC Geelong 34 (Powercor) 66 kV |  |  | FALSE | #N/A | #N/A | #N/A | #N/A | #N/A | #N/A | #N/A | #N/A | #N/A | #N/A
TRUE | VIC | GTS3466 | Geelong 34 (Powercor) 66 kV | Powercor | Winter | Coincident | 2025 | POE10 | NA | 216.6925 | VIC Geelong 34 (Powercor) 66 kV |  |  | FALSE | #N/A | #N/A | #N/A | #N/A | #N/A | #N/A | #N/A | #N/A | #N/A | #N/A
TRUE | VIC | GTS3466 | Geelong 34 (Powercor) 66 kV | Powercor | Winter | Coincident | 2025 | POE50 | NA | 214.4186 | VIC Geelong 34 (Powercor) 66 kV |  |  | FALSE | #N/A | #N/A | #N/A | #N/A | #N/A | #N/A | #N/A | #N/A | #N/A | #N/A
TRUE | VIC | GTS3466 | Geelong 34 (Powercor) 66 kV | Powercor | Winter | Non-coincident | 2025 | ACTUAL_RAW | NA | 224.7415 | VIC Geelong 34 (Powercor) 66 kV |  |  | FALSE | #N/A | #N/A | #N/A | #N/A | #N/A | #N/A | #N/A | #N/A | #N/A | #N/A
TRUE | VIC | GTS3466 | Geelong 34 (Powercor) 66 kV | Powercor | Winter | Non-coincident | 2025 | ACTUAL_ADJUSTEDOPG | NA | 224.7415 | VIC Geelong 34 (Powercor) 66 kV |  |  | FALSE | #N/A | #N/A | #N/A | #N/A | #N/A | #N/A | #N/A | #N/A | #N/A | #N/A
TRUE | VIC | GTS3466 | Geelong 34 (Powercor) 66 kV | Powercor | Winter | Non-coincident | 2025 | BASEYEARPOE50 | NA | 214.1516 | VIC Geelong 34 (Powercor) 66 kV |  |  | FALSE | #N/A | #N/A | #N/A | #N/A | #N/A | #N/A | #N/A | #N/A | #N/A | #N/A
TRUE | VIC | GTS3466 | Geelong 34 (Powercor) 66 kV | Powercor | Winter | Non-coincident | 2025 | BASEYEARPOE10 | NA | 218.446 | VIC Geelong 34 (Powercor) 66 kV |  |  | FALSE | #N/A | #N/A | #N/A | #N/A | #N/A | #N/A | #N/A | #N/A | #N/A | #N/A
TRUE | VIC | GTS3466 | Geelong 34 (Powercor) 66 kV | Powercor | Winter | Non-coincident | 2025 | POE10 | NA | 230.6542 | VIC Geelong 34 (Powercor) 66 kV |  |  | FALSE | #N/A | #N/A | #N/A | #N/A | #N/A | #N/A | #N/A | #N/A | #N/A | #N/A
TRUE | VIC | GTS3466 | Geelong 34 (Powercor) 66 kV | Powercor | Winter | Non-coincident | 2025 | POE50 | NA | 226.2903 | VIC Geelong 34 (Powercor) 66 kV |  |  | FALSE | #N/A | #N/A | #N/A | #N/A | #N/A | #N/A | #N/A | #N/A | #N/A | #N/A
TRUE | VIC | GTS3466 | Geelong 34 (Powercor) 66 kV | Powercor | Winter | Coincident | 2026 | POE10 | NA | 211.3475 | VIC Geelong 34 (Powercor) 66 kV |  |  | FALSE | #N/A | #N/A | #N/A | #N/A | #N/A | #N/A | #N/A | #N/A | #N/A | #N/A
TRUE | VIC | GTS3466 | Geelong 34 (Powercor) 66 kV | Powercor | Winter | Coincident | 2026 | POE50 | NA | 208.7605 | VIC Geelong 34 (Powercor) 66 kV |  |  | FALSE | #N/A | #N/A | #N/A | #N/A | #N/A | #N/A | #N/A | #N/A | #N/A | #N/A
TRUE | VIC | GTS3466 | Geelong 34 (Powercor) 66 kV | Powercor | Winter | Non-coincident | 2026 | POE10 | NA | 233.4968 | VIC Geelong 34 (Powercor) 66 kV |  |  | FALSE | #N/A | #N/A | #N/A | #N/A | #N/A | #N/A | #N/A | #N/A | #N/A | #N/A
TRUE | VIC | GTS3466 | Geelong 34 (Powercor) 66 kV | Powercor | Winter | Non-coincident | 2026 | POE50 | NA | 229.1031 | VIC Geelong 34 (Powercor) 66 kV |  |  | FALSE | #N/A | #N/A | #N/A | #N/A | #N/A | #N/A | #N/A | #N/A | #N/A | #N/A
TRUE | VIC | GTS3466 | Geelong 34 (Powercor) 66 kV | Powercor | Winter | Coincident | 2027 | POE10 | NA | 205.3182 | VIC Geelong 34 (Powercor) 66 kV |  |  | FALSE | #N/A | #N/A | #N/A | #N/A | #N/A | #N/A | #N/A | #N/A | #N/A | #N/A
TRUE | VIC | GTS3466 | Geelong 34 (Powercor) 66 kV | Powercor | Winter | Coincident | 2027 | POE50 | NA | 202.2901 | VIC Geelong 34 (Powercor) 66 kV |  |  | FALSE | #N/A | #N/A | #N/A | #N/A | #N/A | #N/A | #N/A | #N/A | #N/A | #N/A
TRUE | VIC | GTS3466 | Geelong 34 (Powercor) 66 kV | Powercor | Winter | Non-coincident | 2027 | POE10 | NA | 235.4278 | VIC Geelong 34 (Powercor) 66 kV |  |  | FALSE | #N/A | #N/A | #N/A | #N/A | #N/A | #N/A | #N/A | #N/A | #N/A | #N/A
TRUE | VIC | GTS3466 | Geelong 34 (Powercor) 66 kV | Powercor | Winter | Non-coincident | 2027 | POE50 | NA | 231.0018 | VIC Geelong 34 (Powercor) 66 kV |  |  | FALSE | #N/A | #N/A | #N/A | #N/A | #N/A | #N/A | #N/A | #N/A | #N/A | #N/A
TRUE | VIC | GTS3466 | Geelong 34 (Powercor) 66 kV | Powercor | Winter | Coincident | 2028 | POE10 | NA | 203.2136 | VIC Geelong 34 (Powercor) 66 kV |  |  | FALSE | #N/A | #N/A | #N/A | #N/A | #N/A | #N/A | #N/A | #N/A | #N/A | #N/A
TRUE | VIC | GTS3466 | Geelong 34 (Powercor) 66 kV | Powercor | Winter | Coincident | 2028 | POE50 | NA | 200.3823 | VIC Geelong 34 (Powercor) 66 kV |  |  | FALSE | #N/A | #N/A | #N/A | #N/A | #N/A | #N/A | #N/A | #N/A | #N/A | #N/A
TRUE | VIC | GTS3466 | Geelong 34 (Powercor) 66 kV | Powercor | Winter | Non-coincident | 2028 | POE10 | NA | 237.5899 | VIC Geelong 34 (Powercor) 66 kV |  |  | FALSE | #N/A | #N/A | #N/A | #N/A | #N/A | #N/A | #N/A | #N/A | #N/A | #N/A
TRUE | VIC | GTS3466 | Geelong 34 (Powercor) 66 kV | Powercor | Winter | Non-coincident | 2028 | POE50 | NA | 233.1317 | VIC Geelong 34 (Powercor) 66 kV |  |  | FALSE | #N/A | #N/A | #N/A | #N/A | #N/A | #N/A | #N/A | #N/A | #N/A | #N/A
TRUE | VIC | GTS3466 | Geelong 34 (Powercor) 66 kV | Powercor | Winter | Coincident | 2029 | POE10 | NA | 202.7466 | VIC Geelong 34 (Powercor) 66 kV |  |  | FALSE | #N/A | #N/A | #N/A | #N/A | #N/A | #N/A | #N/A | #N/A | #N/A | #N/A
TRUE | VIC | GTS3466 | Geelong 34 (Powercor) 66 kV | Powercor | Winter | Coincident | 2029 | POE50 | NA | 200.001 | VIC Geelong 34 (Powercor) 66 kV |  |  | FALSE | #N/A | #N/A | #N/A | #N/A | #N/A | #N/A | #N/A | #N/A | #N/A | #N/A
TRUE | VIC | GTS3466 | Geelong 34 (Powercor) 66 kV | Powercor | Winter | Non-coincident | 2029 | POE10 | NA | 239.9723 | VIC Geelong 34 (Powercor) 66 kV |  |  | FALSE | #N/A | #N/A | #N/A | #N/A | #N/A | #N/A | #N/A | #N/A | #N/A | #N/A
TRUE | VIC | GTS3466 | Geelong 34 (Powercor) 66 kV | Powercor | Winter | Non-coincident | 2029 | POE50 | NA | 235.4818 | VIC Geelong 34 (Powercor) 66 kV |  |  | FALSE | #N/A | #N/A | #N/A | #N/A | #N/A | #N/A | #N/A | #N/A | #N/A | #N/A
TRUE | VIC | GTS3466 | Geelong 34 (Powercor) 66 kV | Powercor | Winter | Coincident | 2030 | POE10 | NA | 201.9752 | VIC Geelong 34 (Powercor) 66 kV |  |  | FALSE | #N/A | #N/A | #N/A | #N/A | #N/A | #N/A | #N/A | #N/A | #N/A | #N/A
TRUE | VIC | GTS3466 | Geelong 34 (Powercor) 66 kV | Powercor | Winter | Coincident | 2030 | POE50 | NA | 199.2073 | VIC Geelong 34 (Powercor) 66 kV |  |  | FALSE | #N/A | #N/A | #N/A | #N/A | #N/A | #N/A | #N/A | #N/A | #N/A | #N/A
TRUE | VIC | GTS3466 | Geelong 34 (Powercor) 66 kV | Powercor | Winter | Non-coincident | 2030 | POE10 | NA | 242.4127 | VIC Geelong 34 (Powercor) 66 kV |  |  | FALSE | #N/A | #N/A | #N/A | #N/A | #N/A | #N/A | #N/A | #N/A | #N/A | #N/A
TRUE | VIC | GTS3466 | Geelong 34 (Powercor) 66 kV | Powercor | Winter | Non-coincident | 2030 | POE50 | NA | 237.8899 | VIC Geelong 34 (Powercor) 66 kV |  |  | FALSE | #N/A | #N/A | #N/A | #N/A | #N/A | #N/A | #N/A | #N/A | #N/A | #N/A
TRUE | VIC | GTS3466 | Geelong 34 (Powercor) 66 kV | Powercor | Winter | Coincident | 2031 | POE10 | NA | 201.5375 | VIC Geelong 34 (Powercor) 66 kV |  |  | FALSE | #N/A | #N/A | #N/A | #N/A | #N/A | #N/A | #N/A | #N/A | #N/A | #N/A
TRUE | VIC | GTS3466 | Geelong 34 (Powercor) 66 kV | Powercor | Winter | Coincident | 2031 | POE50 | NA | 198.7942 | VIC Geelong 34 (Powercor) 66 kV |  |  | FALSE | #N/A | #N/A | #N/A | #N/A | #N/A | #N/A | #N/A | #N/A | #N/A | #N/A
TRUE | VIC | GTS3466 | Geelong 34 (Powercor) 66 kV | Powercor | Winter | Non-coincident | 2031 | POE10 | NA | 244.8966 | VIC Geelong 34 (Powercor) 66 kV |  |  | FALSE | #N/A | #N/A | #N/A | #N/A | #N/A | #N/A | #N/A | #N/A | #N/A | #N/A
TRUE | VIC | GTS3466 | Geelong 34 (Powercor) 66 kV | Powercor | Winter | Non-coincident | 2031 | POE50 | NA | 240.3416 | VIC Geelong 34 (Powercor) 66 kV |  |  | FALSE | #N/A | #N/A | #N/A | #N/A | #N/A | #N/A | #N/A | #N/A | #N/A | #N/A
TRUE | VIC | GTS3466 | Geelong 34 (Powercor) 66 kV | Powercor | Winter | Coincident | 2032 | POE10 | NA | 199.4583 | VIC Geelong 34 (Powercor) 66 kV |  |  | FALSE | #N/A | #N/A | #N/A | #N/A | #N/A | #N/A | #N/A | #N/A | #N/A | #N/A
TRUE | VIC | GTS3466 | Geelong 34 (Powercor) 66 kV | Powercor | Winter | Coincident | 2032 | POE50 | NA | 196.3829 | VIC Geelong 34 (Powercor) 66 kV |  |  | FALSE | #N/A | #N/A | #N/A | #N/A | #N/A | #N/A | #N/A | #N/A | #N/A | #N/A
TRUE | VIC | GTS3466 | Geelong 34 (Powercor) 66 kV | Powercor | Winter | Non-coincident | 2032 | POE10 | NA | 247.4421 | VIC Geelong 34 (Powercor) 66 kV |  |  | FALSE | #N/A | #N/A | #N/A | #N/A | #N/A | #N/A | #N/A | #N/A | #N/A | #N/A
TRUE | VIC | GTS3466 | Geelong 34 (Powercor) 66 kV | Powercor | Winter | Non-coincident | 2032 | POE50 | NA | 242.8549 | VIC Geelong 34 (Powercor) 66 kV |  |  | FALSE | #N/A | #N/A | #N/A | #N/A | #N/A | #N/A | #N/A | #N/A | #N/A | #N/A
TRUE | VIC | GTS3466 | Geelong 34 (Powercor) 66 kV | Powercor | Winter | Coincident | 2033 | POE10 | NA | 196.4913 | VIC Geelong 34 (Powercor) 66 kV |  |  | FALSE | #N/A | #N/A | #N/A | #N/A | #N/A | #N/A | #N/A | #N/A | #N/A | #N/A
TRUE | VIC | GTS3466 | Geelong 34 (Powercor) 66 kV | Powercor | Winter | Coincident | 2033 | POE50 | NA | 193.4958 | VIC Geelong 34 (Powercor) 66 kV |  |  | FALSE | #N/A | #N/A | #N/A | #N/A | #N/A | #N/A | #N/A | #N/A | #N/A | #N/A
TRUE | VIC | GTS3466 | Geelong 34 (Powercor) 66 kV | Powercor | Winter | Non-coincident | 2033 | POE10 | NA | 249.9867 | VIC Geelong 34 (Powercor) 66 kV |  |  | FALSE | #N/A | #N/A | #N/A | #N/A | #N/A | #N/A | #N/A | #N/A | #N/A | #N/A
TRUE | VIC | GTS3466 | Geelong 34 (Powercor) 66 kV | Powercor | Winter | Non-coincident | 2033 | POE50 | NA | 245.3673 | VIC Geelong 34 (Powercor) 66 kV |  |  | FALSE | #N/A | #N/A | #N/A | #N/A | #N/A | #N/A | #N/A | #N/A | #N/A | #N/A
TRUE | VIC | GTS3466 | Geelong 34 (Powercor) 66 kV | Powercor | Winter | Coincident | 2034 | POE10 | NA | 197.0019 | VIC Geelong 34 (Powercor) 66 kV |  |  | FALSE | #N/A | #N/A | #N/A | #N/A | #N/A | #N/A | #N/A | #N/A | #N/A | #N/A
TRUE | VIC | GTS3466 | Geelong 34 (Powercor) 66 kV | Powercor | Winter | Coincident | 2034 | POE50 | NA | 194.1142 | VIC Geelong 34 (Powercor) 66 kV |  |  | FALSE | #N/A | #N/A | #N/A | #N/A | #N/A | #N/A | #N/A | #N/A | #N/A | #N/A
TRUE | VIC | GTS3466 | Geelong 34 (Powercor) 66 kV | Powercor | Winter | Non-coincident | 2034 | POE10 | NA | 252.5093 | VIC Geelong 34 (Powercor) 66 kV |  |  | FALSE | #N/A | #N/A | #N/A | #N/A | #N/A | #N/A | #N/A | #N/A | #N/A | #N/A
TRUE | VIC | GTS3466 | Geelong 34 (Powercor) 66 kV | Powercor | Winter | Non-coincident | 2034 | POE50 | NA | 247.8577 | VIC Geelong 34 (Powercor) 66 kV |  |  | FALSE | #N/A | #N/A | #N/A | #N/A | #N/A | #N/A | #N/A | #N/A | #N/A | #N/A
TRUE | VIC | HOTS | Horsham (Powercor) 66 kV | Powercor | Shoulder | Coincident | 2019 | ACTUAL_OPG | 31.923 | NA | VIC Horsham (Powercor) 66 kV |  |  | FALSE | #N/A | #N/A | #N/A | #N/A | #N/A | #N/A | #N/A | #N/A | #N/A | #N/A
TRUE | VIC | HOTS | Horsham (Powercor) 66 kV | Powercor | Shoulder | Coincident | 2019 | ACTUAL_RAW | 7.1004 | NA | VIC Horsham (Powercor) 66 kV |  |  | FALSE | #N/A | #N/A | #N/A | #N/A | #N/A | #N/A | #N/A | #N/A | #N/A | #N/A
TRUE | VIC | HOTS | Horsham (Powercor) 66 kV | Powercor | Shoulder | Non-coincident | 2019 | ACTUAL_RAW | -28.1374 | NA | VIC Horsham (Powercor) 66 kV |  |  | FALSE | #N/A | #N/A | #N/A | #N/A | #N/A | #N/A | #N/A | #N/A | #N/A | #N/A
TRUE | VIC | HOTS | Horsham (Powercor) 66 kV | Powercor | Shoulder | Non-coincident | 2019 | ACTUAL_OPG | 14.3596 | NA | VIC Horsham (Powercor) 66 kV |  |  | FALSE | #N/A | #N/A | #N/A | #N/A | #N/A | #N/A | #N/A | #N/A | #N/A | #N/A
TRUE | VIC | HOTS | Horsham (Powercor) 66 kV | Powercor | Shoulder | Non-coincident | 2019 | ACTUAL_ADJUSTEDOPG | 14.3596 | NA | VIC Horsham (Powercor) 66 kV |  |  | FALSE | #N/A | #N/A | #N/A | #N/A | #N/A | #N/A | #N/A | #N/A | #N/A | #N/A
TRUE | VIC | HOTS | Horsham (Powercor) 66 kV | Powercor | Shoulder | Coincident | 2020 | ACTUAL_OPG | 17.1208 | NA | VIC Horsham (Powercor) 66 kV |  |  | FALSE | #N/A | #N/A | #N/A | #N/A | #N/A | #N/A | #N/A | #N/A | #N/A | #N/A
TRUE | VIC | HOTS | Horsham (Powercor) 66 kV | Powercor | Shoulder | Coincident | 2020 | ACTUAL_RAW | 14.2593 | NA | VIC Horsham (Powercor) 66 kV |  |  | FALSE | #N/A | #N/A | #N/A | #N/A | #N/A | #N/A | #N/A | #N/A | #N/A | #N/A
TRUE | VIC | HOTS | Horsham (Powercor) 66 kV | Powercor | Shoulder | Non-coincident | 2020 | ACTUAL_RAW | -17.8111 | NA | VIC Horsham (Powercor) 66 kV |  |  | FALSE | #N/A | #N/A | #N/A | #N/A | #N/A | #N/A | #N/A | #N/A | #N/A | #N/A
TRUE | VIC | HOTS | Horsham (Powercor) 66 kV | Powercor | Shoulder | Non-coincident | 2020 | ACTUAL_OPG | 17.1208 | NA | VIC Horsham (Powercor) 66 kV |  |  | FALSE | #N/A | #N/A | #N/A | #N/A | #N/A | #N/A | #N/A | #N/A | #N/A | #N/A
TRUE | VIC | HOTS | Horsham (Powercor) 66 kV | Powercor | Shoulder | Non-coincident | 2020 | ACTUAL_ADJUSTEDOPG | 17.1208 | NA | VIC Horsham (Powercor) 66 kV |  |  | FALSE | #N/A | #N/A | #N/A | #N/A | #N/A | #N/A | #N/A | #N/A | #N/A | #N/A
TRUE | VIC | HOTS | Horsham (Powercor) 66 kV | Powercor | Shoulder | Coincident | 2021 | ACTUAL_OPG | 20.757 | NA | VIC Horsham (Powercor) 66 kV |  |  | FALSE | #N/A | #N/A | #N/A | #N/A | #N/A | #N/A | #N/A | #N/A | #N/A | #N/A
TRUE | VIC | HOTS | Horsham (Powercor) 66 kV | Powercor | Shoulder | Coincident | 2021 | ACTUAL_RAW | 17.3426 | NA | VIC Horsham (Powercor) 66 kV |  |  | FALSE | #N/A | #N/A | #N/A | #N/A | #N/A | #N/A | #N/A | #N/A | #N/A | #N/A
TRUE | VIC | HOTS | Horsham (Powercor) 66 kV | Powercor | Shoulder | Non-coincident | 2021 | ACTUAL_RAW | -16.6086 | NA | VIC Horsham (Powercor) 66 kV |  |  | FALSE | #N/A | #N/A | #N/A | #N/A | #N/A | #N/A | #N/A | #N/A | #N/A | #N/A
TRUE | VIC | HOTS | Horsham (Powercor) 66 kV | Powercor | Shoulder | Non-coincident | 2021 | ACTUAL_OPG | 16.0046 | NA | VIC Horsham (Powercor) 66 kV |  |  | FALSE | #N/A | #N/A | #N/A | #N/A | #N/A | #N/A | #N/A | #N/A | #N/A | #N/A
TRUE | VIC | HOTS | Horsham (Powercor) 66 kV | Powercor | Shoulder | Non-coincident | 2021 | ACTUAL_ADJUSTEDOPG | 16.0046 | NA | VIC Horsham (Powercor) 66 kV |  |  | FALSE | #N/A | #N/A | #N/A | #N/A | #N/A | #N/A | #N/A | #N/A | #N/A | #N/A
TRUE | VIC | HOTS | Horsham (Powercor) 66 kV | Powercor | Shoulder | Coincident | 2022 | ACTUAL_OPG | 14.9347 | NA | VIC Horsham (Powercor) 66 kV |  |  | FALSE | #N/A | #N/A | #N/A | #N/A | #N/A | #N/A | #N/A | #N/A | #N/A | #N/A
TRUE | VIC | HOTS | Horsham (Powercor) 66 kV | Powercor | Shoulder | Coincident | 2022 | ACTUAL_RAW | 10.0034 | NA | VIC Horsham (Powercor) 66 kV |  |  | FALSE | #N/A | #N/A | #N/A | #N/A | #N/A | #N/A | #N/A | #N/A | #N/A | #N/A
TRUE | VIC | HOTS | Horsham (Powercor) 66 kV | Powercor | Shoulder | Non-coincident | 2022 | ACTUAL_RAW | -57.4605 | NA | VIC Horsham (Powercor) 66 kV |  |  | FALSE | #N/A | #N/A | #N/A | #N/A | #N/A | #N/A | #N/A | #N/A | #N/A | #N/A
TRUE | VIC | HOTS | Horsham (Powercor) 66 kV | Powercor | Shoulder | Non-coincident | 2022 | ACTUAL_OPG | 13.2631 | NA | VIC Horsham (Powercor) 66 kV |  |  | FALSE | #N/A | #N/A | #N/A | #N/A | #N/A | #N/A | #N/A | #N/A | #N/A | #N/A
TRUE | VIC | HOTS | Horsham (Powercor) 66 kV | Powercor | Shoulder | Non-coincident | 2022 | ACTUAL_ADJUSTEDOPG | 13.2631 | NA | VIC Horsham (Powercor) 66 kV |  |  | FALSE | #N/A | #N/A | #N/A | #N/A | #N/A | #N/A | #N/A | #N/A | #N/A | #N/A
TRUE | VIC | HOTS | Horsham (Powercor) 66 kV | Powercor | Shoulder | Coincident | 2023 | ACTUAL_OPG | 10.1415 | NA | VIC Horsham (Powercor) 66 kV |  |  | FALSE | #N/A | #N/A | #N/A | #N/A | #N/A | #N/A | #N/A | #N/A | #N/A | #N/A
TRUE | VIC | HOTS | Horsham (Powercor) 66 kV | Powercor | Shoulder | Coincident | 2023 | ACTUAL_RAW | 0.74662 | NA | VIC Horsham (Powercor) 66 kV |  |  | FALSE | #N/A | #N/A | #N/A | #N/A | #N/A | #N/A | #N/A | #N/A | #N/A | #N/A
TRUE | VIC | HOTS | Horsham (Powercor) 66 kV | Powercor | Shoulder | Non-coincident | 2023 | ACTUAL_RAW | -59.084 | NA | VIC Horsham (Powercor) 66 kV |  |  | FALSE | #N/A | #N/A | #N/A | #N/A | #N/A | #N/A | #N/A | #N/A | #N/A | #N/A
TRUE | VIC | HOTS | Horsham (Powercor) 66 kV | Powercor | Shoulder | Non-coincident | 2023 | ACTUAL_OPG | 2.2719 | NA | VIC Horsham (Powercor) 66 kV |  |  | FALSE | #N/A | #N/A | #N/A | #N/A | #N/A | #N/A | #N/A | #N/A | #N/A | #N/A
TRUE | VIC | HOTS | Horsham (Powercor) 66 kV | Powercor | Shoulder | Non-coincident | 2023 | ACTUAL_ADJUSTEDOPG | 2.2719 | NA | VIC Horsham (Powercor) 66 kV |  |  | FALSE | #N/A | #N/A | #N/A | #N/A | #N/A | #N/A | #N/A | #N/A | #N/A | #N/A
TRUE | VIC | HOTS | Horsham (Powercor) 66 kV | Powercor | Shoulder | Coincident | 2024 | ACTUAL_OPG | 4.0819 | NA | VIC Horsham (Powercor) 66 kV |  |  | FALSE | #N/A | #N/A | #N/A | #N/A | #N/A | #N/A | #N/A | #N/A | #N/A | #N/A
TRUE | VIC | HOTS | Horsham (Powercor) 66 kV | Powercor | Shoulder | Coincident | 2024 | ACTUAL_RAW | -13.7752 | NA | VIC Horsham (Powercor) 66 kV |  |  | FALSE | #N/A | #N/A | #N/A | #N/A | #N/A | #N/A | #N/A | #N/A | #N/A | #N/A
TRUE | VIC | HOTS | Horsham (Powercor) 66 kV | Powercor | Shoulder | Non-coincident | 2024 | ACTUAL_RAW | -51.7241 | NA | VIC Horsham (Powercor) 66 kV |  |  | FALSE | #N/A | #N/A | #N/A | #N/A | #N/A | #N/A | #N/A | #N/A | #N/A | #N/A
TRUE | VIC | HOTS | Horsham (Powercor) 66 kV | Powercor | Shoulder | Non-coincident | 2024 | ACTUAL_OPG | -2.2136 | NA | VIC Horsham (Powercor) 66 kV |  |  | FALSE | #N/A | #N/A | #N/A | #N/A | #N/A | #N/A | #N/A | #N/A | #N/A | #N/A
TRUE | VIC | HOTS | Horsham (Powercor) 66 kV | Powercor | Shoulder | Non-coincident | 2024 | ACTUAL_ADJUSTEDOPG | -2.2136 | NA | VIC Horsham (Powercor) 66 kV |  |  | FALSE | #N/A | #N/A | #N/A | #N/A | #N/A | #N/A | #N/A | #N/A | #N/A | #N/A
TRUE | VIC | HOTS | Horsham (Powercor) 66 kV | Powercor | Shoulder | Coincident | 2025 | ACTUAL_OPG | -6.254 | NA | VIC Horsham (Powercor) 66 kV |  |  | FALSE | #N/A | #N/A | #N/A | #N/A | #N/A | #N/A | #N/A | #N/A | #N/A | #N/A
TRUE | VIC | HOTS | Horsham (Powercor) 66 kV | Powercor | Shoulder | Coincident | 2025 | ACTUAL_RAW | -14.2348 | NA | VIC Horsham (Powercor) 66 kV |  |  | FALSE | #N/A | #N/A | #N/A | #N/A | #N/A | #N/A | #N/A | #N/A | #N/A | #N/A
TRUE | VIC | HOTS | Horsham (Powercor) 66 kV | Powercor | Shoulder | Non-coincident | 2025 | ACTUAL_RAW | -56.2667 | NA | VIC Horsham (Powercor) 66 kV |  |  | FALSE | #N/A | #N/A | #N/A | #N/A | #N/A | #N/A | #N/A | #N/A | #N/A | #N/A
TRUE | VIC | HOTS | Horsham (Powercor) 66 kV | Powercor | Shoulder | Non-coincident | 2025 | ACTUAL_OPG | -6.7192 | NA | VIC Horsham (Powercor) 66 kV |  |  | FALSE | #N/A | #N/A | #N/A | #N/A | #N/A | #N/A | #N/A | #N/A | #N/A | #N/A
TRUE | VIC | HOTS | Horsham (Powercor) 66 kV | Powercor | Shoulder | Non-coincident | 2025 | ACTUAL_ADJUSTEDOPG | -6.7192 | NA | VIC Horsham (Powercor) 66 kV |  |  | FALSE | #N/A | #N/A | #N/A | #N/A | #N/A | #N/A | #N/A | #N/A | #N/A | #N/A
TRUE | VIC | HOTS | Horsham (Powercor) 66 kV | Powercor | Shoulder | Non-coincident | 2025 | BASEYEARPOE90 | -13.8891 | NA | VIC Horsham (Powercor) 66 kV |  |  | FALSE | #N/A | #N/A | #N/A | #N/A | #N/A | #N/A | #N/A | #N/A | #N/A | #N/A
TRUE | VIC | HOTS | Horsham (Powercor) 66 kV | Powercor | Shoulder | Non-coincident | 2025 | BASEYEARPOE50 | -11.5661 | NA | VIC Horsham (Powercor) 66 kV |  |  | FALSE | #N/A | #N/A | #N/A | #N/A | #N/A | #N/A | #N/A | #N/A | #N/A | #N/A
TRUE | VIC | HOTS | Horsham (Powercor) 66 kV | Powercor | Shoulder | Coincident_unreconciled | 2026 | POE90 | -15 | NA | VIC Horsham (Powercor) 66 kV |  |  | FALSE | #N/A | #N/A | #N/A | #N/A | #N/A | #N/A | #N/A | #N/A | #N/A | #N/A
TRUE | VIC | HOTS | Horsham (Powercor) 66 kV | Powercor | Shoulder | Coincident_unreconciled | 2026 | POE50 | -15 | NA | VIC Horsham (Powercor) 66 kV |  |  | FALSE | #N/A | #N/A | #N/A | #N/A | #N/A | #N/A | #N/A | #N/A | #N/A | #N/A
TRUE | VIC | HOTS | Horsham (Powercor) 66 kV | Powercor | Shoulder | Non-coincident | 2026 | POE50 | -15.0833 | NA | VIC Horsham (Powercor) 66 kV |  |  | FALSE | #N/A | #N/A | #N/A | #N/A | #N/A | #N/A | #N/A | #N/A | #N/A | #N/A
TRUE | VIC | HOTS | Horsham (Powercor) 66 kV | Powercor | Shoulder | Non-coincident | 2026 | POE90 | -17.5179 | NA | VIC Horsham (Powercor) 66 kV |  |  | FALSE | #N/A | #N/A | #N/A | #N/A | #N/A | #N/A | #N/A | #N/A | #N/A | #N/A
TRUE | VIC | HOTS | Horsham (Powercor) 66 kV | Powercor | Shoulder | Coincident_unreconciled | 2027 | POE90 | -15.3 | NA | VIC Horsham (Powercor) 66 kV |  |  | FALSE | #N/A | #N/A | #N/A | #N/A | #N/A | #N/A | #N/A | #N/A | #N/A | #N/A
TRUE | VIC | HOTS | Horsham (Powercor) 66 kV | Powercor | Shoulder | Coincident_unreconciled | 2027 | POE50 | -15.3 | NA | VIC Horsham (Powercor) 66 kV |  |  | FALSE | #N/A | #N/A | #N/A | #N/A | #N/A | #N/A | #N/A | #N/A | #N/A | #N/A
TRUE | VIC | HOTS | Horsham (Powercor) 66 kV | Powercor | Shoulder | Non-coincident | 2027 | POE50 | -15.8163 | NA | VIC Horsham (Powercor) 66 kV |  |  | FALSE | #N/A | #N/A | #N/A | #N/A | #N/A | #N/A | #N/A | #N/A | #N/A | #N/A
TRUE | VIC | HOTS | Horsham (Powercor) 66 kV | Powercor | Shoulder | Non-coincident | 2027 | POE90 | -18.2497 | NA | VIC Horsham (Powercor) 66 kV |  |  | FALSE | #N/A | #N/A | #N/A | #N/A | #N/A | #N/A | #N/A | #N/A | #N/A | #N/A
TRUE | VIC | HOTS | Horsham (Powercor) 66 kV | Powercor | Shoulder | Coincident_unreconciled | 2028 | POE90 | -15.606 | NA | VIC Horsham (Powercor) 66 kV |  |  | FALSE | #N/A | #N/A | #N/A | #N/A | #N/A | #N/A | #N/A | #N/A | #N/A | #N/A
TRUE | VIC | HOTS | Horsham (Powercor) 66 kV | Powercor | Shoulder | Coincident_unreconciled | 2028 | POE50 | -15.606 | NA | VIC Horsham (Powercor) 66 kV |  |  | FALSE | #N/A | #N/A | #N/A | #N/A | #N/A | #N/A | #N/A | #N/A | #N/A | #N/A
TRUE | VIC | HOTS | Horsham (Powercor) 66 kV | Powercor | Shoulder | Non-coincident | 2028 | POE50 | -19.7336 | NA | VIC Horsham (Powercor) 66 kV |  |  | FALSE | #N/A | #N/A | #N/A | #N/A | #N/A | #N/A | #N/A | #N/A | #N/A | #N/A
TRUE | VIC | HOTS | Horsham (Powercor) 66 kV | Powercor | Shoulder | Non-coincident | 2028 | POE90 | -22.1663 | NA | VIC Horsham (Powercor) 66 kV |  |  | FALSE | #N/A | #N/A | #N/A | #N/A | #N/A | #N/A | #N/A | #N/A | #N/A | #N/A
TRUE | VIC | HOTS | Horsham (Powercor) 66 kV | Powercor | Shoulder | Coincident_unreconciled | 2029 | POE90 | -15.9181 | NA | VIC Horsham (Powercor) 66 kV |  |  | FALSE | #N/A | #N/A | #N/A | #N/A | #N/A | #N/A | #N/A | #N/A | #N/A | #N/A
TRUE | VIC | HOTS | Horsham (Powercor) 66 kV | Powercor | Shoulder | Coincident_unreconciled | 2029 | POE50 | -15.9181 | NA | VIC Horsham (Powercor) 66 kV |  |  | FALSE | #N/A | #N/A | #N/A | #N/A | #N/A | #N/A | #N/A | #N/A | #N/A | #N/A
TRUE | VIC | HOTS | Horsham (Powercor) 66 kV | Powercor | Shoulder | Non-coincident | 2029 | POE50 | -22.7727 | NA | VIC Horsham (Powercor) 66 kV |  |  | FALSE | #N/A | #N/A | #N/A | #N/A | #N/A | #N/A | #N/A | #N/A | #N/A | #N/A
TRUE | VIC | HOTS | Horsham (Powercor) 66 kV | Powercor | Shoulder | Non-coincident | 2029 | POE90 | -25.2046 | NA | VIC Horsham (Powercor) 66 kV |  |  | FALSE | #N/A | #N/A | #N/A | #N/A | #N/A | #N/A | #N/A | #N/A | #N/A | #N/A
TRUE | VIC | HOTS | Horsham (Powercor) 66 kV | Powercor | Shoulder | Coincident_unreconciled | 2030 | POE90 | -16.2365 | NA | VIC Horsham (Powercor) 66 kV |  |  | FALSE | #N/A | #N/A | #N/A | #N/A | #N/A | #N/A | #N/A | #N/A | #N/A | #N/A
TRUE | VIC | HOTS | Horsham (Powercor) 66 kV | Powercor | Shoulder | Coincident_unreconciled | 2030 | POE50 | -16.2365 | NA | VIC Horsham (Powercor) 66 kV |  |  | FALSE | #N/A | #N/A | #N/A | #N/A | #N/A | #N/A | #N/A | #N/A | #N/A | #N/A
TRUE | VIC | HOTS | Horsham (Powercor) 66 kV | Powercor | Shoulder | Non-coincident | 2030 | POE50 | -26.3393 | NA | VIC Horsham (Powercor) 66 kV |  |  | FALSE | #N/A | #N/A | #N/A | #N/A | #N/A | #N/A | #N/A | #N/A | #N/A | #N/A
TRUE | VIC | HOTS | Horsham (Powercor) 66 kV | Powercor | Shoulder | Non-coincident | 2030 | POE90 | -28.7704 | NA | VIC Horsham (Powercor) 66 kV |  |  | FALSE | #N/A | #N/A | #N/A | #N/A | #N/A | #N/A | #N/A | #N/A | #N/A | #N/A
TRUE | VIC | HOTS | Horsham (Powercor) 66 kV | Powercor | Shoulder | Coincident_unreconciled | 2031 | POE90 | -16.5612 | NA | VIC Horsham (Powercor) 66 kV |  |  | FALSE | #N/A | #N/A | #N/A | #N/A | #N/A | #N/A | #N/A | #N/A | #N/A | #N/A
TRUE | VIC | HOTS | Horsham (Powercor) 66 kV | Powercor | Shoulder | Coincident_unreconciled | 2031 | POE50 | -16.5612 | NA | VIC Horsham (Powercor) 66 kV |  |  | FALSE | #N/A | #N/A | #N/A | #N/A | #N/A | #N/A | #N/A | #N/A | #N/A | #N/A
TRUE | VIC | HOTS | Horsham (Powercor) 66 kV | Powercor | Shoulder | Non-coincident | 2031 | POE50 | -30.9046 | NA | VIC Horsham (Powercor) 66 kV |  |  | FALSE | #N/A | #N/A | #N/A | #N/A | #N/A | #N/A | #N/A | #N/A | #N/A | #N/A
TRUE | VIC | HOTS | Horsham (Powercor) 66 kV | Powercor | Shoulder | Non-coincident | 2031 | POE90 | -33.3348 | NA | VIC Horsham (Powercor) 66 kV |  |  | FALSE | #N/A | #N/A | #N/A | #N/A | #N/A | #N/A | #N/A | #N/A | #N/A | #N/A
TRUE | VIC | HOTS | Horsham (Powercor) 66 kV | Powercor | Shoulder | Coincident_unreconciled | 2032 | POE90 | -16.8924 | NA | VIC Horsham (Powercor) 66 kV |  |  | FALSE | #N/A | #N/A | #N/A | #N/A | #N/A | #N/A | #N/A | #N/A | #N/A | #N/A
TRUE | VIC | HOTS | Horsham (Powercor) 66 kV | Powercor | Shoulder | Coincident_unreconciled | 2032 | POE50 | -16.8924 | NA | VIC Horsham (Powercor) 66 kV |  |  | FALSE | #N/A | #N/A | #N/A | #N/A | #N/A | #N/A | #N/A | #N/A | #N/A | #N/A
TRUE | VIC | HOTS | Horsham (Powercor) 66 kV | Powercor | Shoulder | Non-coincident | 2032 | POE50 | -34.2123 | NA | VIC Horsham (Powercor) 66 kV |  |  | FALSE | #N/A | #N/A | #N/A | #N/A | #N/A | #N/A | #N/A | #N/A | #N/A | #N/A
TRUE | VIC | HOTS | Horsham (Powercor) 66 kV | Powercor | Shoulder | Non-coincident | 2032 | POE90 | -36.6418 | NA | VIC Horsham (Powercor) 66 kV |  |  | FALSE | #N/A | #N/A | #N/A | #N/A | #N/A | #N/A | #N/A | #N/A | #N/A | #N/A
TRUE | VIC | HOTS | Horsham (Powercor) 66 kV | Powercor | Shoulder | Coincident_unreconciled | 2033 | POE90 | -17.2303 | NA | VIC Horsham (Powercor) 66 kV |  |  | FALSE | #N/A | #N/A | #N/A | #N/A | #N/A | #N/A | #N/A | #N/A | #N/A | #N/A
TRUE | VIC | HOTS | Horsham (Powercor) 66 kV | Powercor | Shoulder | Coincident_unreconciled | 2033 | POE50 | -17.2303 | NA | VIC Horsham (Powercor) 66 kV |  |  | FALSE | #N/A | #N/A | #N/A | #N/A | #N/A | #N/A | #N/A | #N/A | #N/A | #N/A
TRUE | VIC | HOTS | Horsham (Powercor) 66 kV | Powercor | Shoulder | Non-coincident | 2033 | POE50 | -36.4216 | NA | VIC Horsham (Powercor) 66 kV |  |  | FALSE | #N/A | #N/A | #N/A | #N/A | #N/A | #N/A | #N/A | #N/A | #N/A | #N/A
TRUE | VIC | HOTS | Horsham (Powercor) 66 kV | Powercor | Shoulder | Non-coincident | 2033 | POE90 | -38.8501 | NA | VIC Horsham (Powercor) 66 kV |  |  | FALSE | #N/A | #N/A | #N/A | #N/A | #N/A | #N/A | #N/A | #N/A | #N/A | #N/A
TRUE | VIC | HOTS | Horsham (Powercor) 66 kV | Powercor | Shoulder | Coincident_unreconciled | 2034 | POE90 | -17.5749 | NA | VIC Horsham (Powercor) 66 kV |  |  | FALSE | #N/A | #N/A | #N/A | #N/A | #N/A | #N/A | #N/A | #N/A | #N/A | #N/A
TRUE | VIC | HOTS | Horsham (Powercor) 66 kV | Powercor | Shoulder | Coincident_unreconciled | 2034 | POE50 | -17.5749 | NA | VIC Horsham (Powercor) 66 kV |  |  | FALSE | #N/A | #N/A | #N/A | #N/A | #N/A | #N/A | #N/A | #N/A | #N/A | #N/A
TRUE | VIC | HOTS | Horsham (Powercor) 66 kV | Powercor | Shoulder | Non-coincident | 2034 | POE50 | -39.079 | NA | VIC Horsham (Powercor) 66 kV |  |  | FALSE | #N/A | #N/A | #N/A | #N/A | #N/A | #N/A | #N/A | #N/A | #N/A | #N/A
TRUE | VIC | HOTS | Horsham (Powercor) 66 kV | Powercor | Shoulder | Non-coincident | 2034 | POE90 | -41.5068 | NA | VIC Horsham (Powercor) 66 kV |  |  | FALSE | #N/A | #N/A | #N/A | #N/A | #N/A | #N/A | #N/A | #N/A | #N/A | #N/A
TRUE | VIC | HOTS | Horsham (Powercor) 66 kV | Powercor | Shoulder | Coincident_unreconciled | 2035 | POE90 | -17.9264 | NA | VIC Horsham (Powercor) 66 kV |  |  | FALSE | #N/A | #N/A | #N/A | #N/A | #N/A | #N/A | #N/A | #N/A | #N/A | #N/A
TRUE | VIC | HOTS | Horsham (Powercor) 66 kV | Powercor | Shoulder | Coincident_unreconciled | 2035 | POE50 | -17.9264 | NA | VIC Horsham (Powercor) 66 kV |  |  | FALSE | #N/A | #N/A | #N/A | #N/A | #N/A | #N/A | #N/A | #N/A | #N/A | #N/A
TRUE | VIC | HOTS | Horsham (Powercor) 66 kV | Powercor | Shoulder | Non-coincident | 2035 | POE50 | -42.3499 | NA | VIC Horsham (Powercor) 66 kV |  |  | FALSE | #N/A | #N/A | #N/A | #N/A | #N/A | #N/A | #N/A | #N/A | #N/A | #N/A
TRUE | VIC | HOTS | Horsham (Powercor) 66 kV | Powercor | Shoulder | Non-coincident | 2035 | POE90 | -44.7767 | NA | VIC Horsham (Powercor) 66 kV |  |  | FALSE | #N/A | #N/A | #N/A | #N/A | #N/A | #N/A | #N/A | #N/A | #N/A | #N/A
TRUE | VIC | HOTS | Horsham (Powercor) 66 kV | Powercor | Summer | Coincident | 2019 | ACTUAL_OPG | 24.7793 | 79.8795 | VIC Horsham (Powercor) 66 kV |  |  | FALSE | #N/A | #N/A | #N/A | #N/A | #N/A | #N/A | #N/A | #N/A | #N/A | #N/A
TRUE | VIC | HOTS | Horsham (Powercor) 66 kV | Powercor | Summer | Coincident | 2019 | ACTUAL_RAW | 13.3109 | 53.884 | VIC Horsham (Powercor) 66 kV |  |  | FALSE | #N/A | #N/A | #N/A | #N/A | #N/A | #N/A | #N/A | #N/A | #N/A | #N/A
TRUE | VIC | HOTS | Horsham (Powercor) 66 kV | Powercor | Summer | Non-coincident | 2019 | ACTUAL_RAW | -26.3605 | 78.4827 | VIC Horsham (Powercor) 66 kV |  |  | FALSE | #N/A | #N/A | #N/A | #N/A | #N/A | #N/A | #N/A | #N/A | #N/A | #N/A
TRUE | VIC | HOTS | Horsham (Powercor) 66 kV | Powercor | Summer | Non-coincident | 2019 | ACTUAL_OPG | 13.6403 | 99.0141 | VIC Horsham (Powercor) 66 kV |  |  | FALSE | #N/A | #N/A | #N/A | #N/A | #N/A | #N/A | #N/A | #N/A | #N/A | #N/A
TRUE | VIC | HOTS | Horsham (Powercor) 66 kV | Powercor | Summer | Non-coincident | 2019 | ACTUAL_ADJUSTEDOPG | 13.6403 | 99.0141 | VIC Horsham (Powercor) 66 kV |  |  | FALSE | #N/A | #N/A | #N/A | #N/A | #N/A | #N/A | #N/A | #N/A | #N/A | #N/A
TRUE | VIC | HOTS | Horsham (Powercor) 66 kV | Powercor | Summer | Coincident | 2020 | ACTUAL_OPG | 17.3553 | 102.0692 | VIC Horsham (Powercor) 66 kV |  |  | FALSE | #N/A | #N/A | #N/A | #N/A | #N/A | #N/A | #N/A | #N/A | #N/A | #N/A
TRUE | VIC | HOTS | Horsham (Powercor) 66 kV | Powercor | Summer | Coincident | 2020 | ACTUAL_RAW | 9.7617 | 51.6918 | VIC Horsham (Powercor) 66 kV |  |  | FALSE | #N/A | #N/A | #N/A | #N/A | #N/A | #N/A | #N/A | #N/A | #N/A | #N/A
TRUE | VIC | HOTS | Horsham (Powercor) 66 kV | Powercor | Summer | Non-coincident | 2020 | ACTUAL_RAW | -21.1812 | 77.9647 | VIC Horsham (Powercor) 66 kV |  |  | FALSE | #N/A | #N/A | #N/A | #N/A | #N/A | #N/A | #N/A | #N/A | #N/A | #N/A
TRUE | VIC | HOTS | Horsham (Powercor) 66 kV | Powercor | Summer | Non-coincident | 2020 | ACTUAL_OPG | 15.3235 | 102.0692 | VIC Horsham (Powercor) 66 kV |  |  | FALSE | #N/A | #N/A | #N/A | #N/A | #N/A | #N/A | #N/A | #N/A | #N/A | #N/A
TRUE | VIC | HOTS | Horsham (Powercor) 66 kV | Powercor | Summer | Non-coincident | 2020 | ACTUAL_ADJUSTEDOPG | 15.3235 | 102.0692 | VIC Horsham (Powercor) 66 kV |  |  | FALSE | #N/A | #N/A | #N/A | #N/A | #N/A | #N/A | #N/A | #N/A | #N/A | #N/A
TRUE | VIC | HOTS | Horsham (Powercor) 66 kV | Powercor | Summer | Coincident | 2021 | ACTUAL_OPG | 16.0444 | 85.2519 | VIC Horsham (Powercor) 66 kV |  |  | FALSE | #N/A | #N/A | #N/A | #N/A | #N/A | #N/A | #N/A | #N/A | #N/A | #N/A
TRUE | VIC | HOTS | Horsham (Powercor) 66 kV | Powercor | Summer | Coincident | 2021 | ACTUAL_RAW | 10.2183 | 46.9617 | VIC Horsham (Powercor) 66 kV |  |  | FALSE | #N/A | #N/A | #N/A | #N/A | #N/A | #N/A | #N/A | #N/A | #N/A | #N/A
TRUE | VIC | HOTS | Horsham (Powercor) 66 kV | Powercor | Summer | Non-coincident | 2021 | ACTUAL_RAW | -13.5836 | 70.7486 | VIC Horsham (Powercor) 66 kV |  |  | FALSE | #N/A | #N/A | #N/A | #N/A | #N/A | #N/A | #N/A | #N/A | #N/A | #N/A
TRUE | VIC | HOTS | Horsham (Powercor) 66 kV | Powercor | Summer | Non-coincident | 2021 | ACTUAL_OPG | 12.9054 | 97.0789 | VIC Horsham (Powercor) 66 kV |  |  | FALSE | #N/A | #N/A | #N/A | #N/A | #N/A | #N/A | #N/A | #N/A | #N/A | #N/A
TRUE | VIC | HOTS | Horsham (Powercor) 66 kV | Powercor | Summer | Non-coincident | 2021 | ACTUAL_ADJUSTEDOPG | 12.9054 | 97.0789 | VIC Horsham (Powercor) 66 kV |  |  | FALSE | #N/A | #N/A | #N/A | #N/A | #N/A | #N/A | #N/A | #N/A | #N/A | #N/A
TRUE | VIC | HOTS | Horsham (Powercor) 66 kV | Powercor | Summer | Coincident | 2022 | ACTUAL_OPG | 8.7467 | 68.9076 | VIC Horsham (Powercor) 66 kV |  |  | FALSE | #N/A | #N/A | #N/A | #N/A | #N/A | #N/A | #N/A | #N/A | #N/A | #N/A
TRUE | VIC | HOTS | Horsham (Powercor) 66 kV | Powercor | Summer | Coincident | 2022 | ACTUAL_RAW | 9.2036 | 46.6297 | VIC Horsham (Powercor) 66 kV |  |  | FALSE | #N/A | #N/A | #N/A | #N/A | #N/A | #N/A | #N/A | #N/A | #N/A | #N/A
TRUE | VIC | HOTS | Horsham (Powercor) 66 kV | Powercor | Summer | Non-coincident | 2022 | ACTUAL_RAW | -24.5292 | 70.9525 | VIC Horsham (Powercor) 66 kV |  |  | FALSE | #N/A | #N/A | #N/A | #N/A | #N/A | #N/A | #N/A | #N/A | #N/A | #N/A
TRUE | VIC | HOTS | Horsham (Powercor) 66 kV | Powercor | Summer | Non-coincident | 2022 | ACTUAL_OPG | 8.6757 | 89.5844 | VIC Horsham (Powercor) 66 kV |  |  | FALSE | #N/A | #N/A | #N/A | #N/A | #N/A | #N/A | #N/A | #N/A | #N/A | #N/A
TRUE | VIC | HOTS | Horsham (Powercor) 66 kV | Powercor | Summer | Non-coincident | 2022 | ACTUAL_ADJUSTEDOPG | 8.6757 | 89.5844 | VIC Horsham (Powercor) 66 kV |  |  | FALSE | #N/A | #N/A | #N/A | #N/A | #N/A | #N/A | #N/A | #N/A | #N/A | #N/A
TRUE | VIC | HOTS | Horsham (Powercor) 66 kV | Powercor | Summer | Coincident | 2023 | ACTUAL_OPG | 6.5298 | 46.2951 | VIC Horsham (Powercor) 66 kV |  |  | FALSE | #N/A | #N/A | #N/A | #N/A | #N/A | #N/A | #N/A | #N/A | #N/A | #N/A
TRUE | VIC | HOTS | Horsham (Powercor) 66 kV | Powercor | Summer | Coincident | 2023 | ACTUAL_RAW | 1.6474 | -23.4481 | VIC Horsham (Powercor) 66 kV |  |  | FALSE | #N/A | #N/A | #N/A | #N/A | #N/A | #N/A | #N/A | #N/A | #N/A | #N/A
TRUE | VIC | HOTS | Horsham (Powercor) 66 kV | Powercor | Summer | Non-coincident | 2023 | ACTUAL_RAW | -63.1362 | 66.9997 | VIC Horsham (Powercor) 66 kV |  |  | FALSE | #N/A | #N/A | #N/A | #N/A | #N/A | #N/A | #N/A | #N/A | #N/A | #N/A
TRUE | VIC | HOTS | Horsham (Powercor) 66 kV | Powercor | Summer | Non-coincident | 2023 | ACTUAL_OPG | -10.4226 | 66.2475 | VIC Horsham (Powercor) 66 kV |  |  | FALSE | #N/A | #N/A | #N/A | #N/A | #N/A | #N/A | #N/A | #N/A | #N/A | #N/A
TRUE | VIC | HOTS | Horsham (Powercor) 66 kV | Powercor | Summer | Non-coincident | 2023 | ACTUAL_ADJUSTEDOPG | -10.4226 | 66.2475 | VIC Horsham (Powercor) 66 kV |  |  | FALSE | #N/A | #N/A | #N/A | #N/A | #N/A | #N/A | #N/A | #N/A | #N/A | #N/A
TRUE | VIC | HOTS | Horsham (Powercor) 66 kV | Powercor | Summer | Coincident | 2024 | ACTUAL_OPG | 4.0278 | 53.4815 | VIC Horsham (Powercor) 66 kV |  |  | FALSE | #N/A | #N/A | #N/A | #N/A | #N/A | #N/A | #N/A | #N/A | #N/A | #N/A
TRUE | VIC | HOTS | Horsham (Powercor) 66 kV | Powercor | Summer | Coincident | 2024 | ACTUAL_RAW | -16.6815 | 3.5549 | VIC Horsham (Powercor) 66 kV |  |  | FALSE | #N/A | #N/A | #N/A | #N/A | #N/A | #N/A | #N/A | #N/A | #N/A | #N/A
TRUE | VIC | HOTS | Horsham (Powercor) 66 kV | Powercor | Summer | Non-coincident | 2024 | ACTUAL_RAW | -62.5915 | 58.7502 | VIC Horsham (Powercor) 66 kV |  |  | FALSE | #N/A | #N/A | #N/A | #N/A | #N/A | #N/A | #N/A | #N/A | #N/A | #N/A
TRUE | VIC | HOTS | Horsham (Powercor) 66 kV | Powercor | Summer | Non-coincident | 2024 | ACTUAL_OPG | -2.6003 | 69.0571 | VIC Horsham (Powercor) 66 kV |  |  | FALSE | #N/A | #N/A | #N/A | #N/A | #N/A | #N/A | #N/A | #N/A | #N/A | #N/A
TRUE | VIC | HOTS | Horsham (Powercor) 66 kV | Powercor | Summer | Non-coincident | 2024 | ACTUAL_ADJUSTEDOPG | -2.6003 | 69.0571 | VIC Horsham (Powercor) 66 kV |  |  | FALSE | #N/A | #N/A | #N/A | #N/A | #N/A | #N/A | #N/A | #N/A | #N/A | #N/A
TRUE | VIC | HOTS | Horsham (Powercor) 66 kV | Powercor | Summer | Coincident | 2025 | ACTUAL_OPG | -1.2503 | 67.5154 | VIC Horsham (Powercor) 66 kV |  |  | FALSE | #N/A | #N/A | #N/A | #N/A | #N/A | #N/A | #N/A | #N/A | #N/A | #N/A
TRUE | VIC | HOTS | Horsham (Powercor) 66 kV | Powercor | Summer | Coincident | 2025 | ACTUAL_RAW | -0.77777 | 17.9348 | VIC Horsham (Powercor) 66 kV |  |  | FALSE | #N/A | #N/A | #N/A | #N/A | #N/A | #N/A | #N/A | #N/A | #N/A | #N/A
TRUE | VIC | HOTS | Horsham (Powercor) 66 kV | Powercor | Summer | Non-coincident | 2025 | ACTUAL_RAW | -64.6353 | 66.0229 | VIC Horsham (Powercor) 66 kV |  |  | FALSE | #N/A | #N/A | #N/A | #N/A | #N/A | #N/A | #N/A | #N/A | #N/A | #N/A
TRUE | VIC | HOTS | Horsham (Powercor) 66 kV | Powercor | Summer | Non-coincident | 2025 | ACTUAL_OPG | -5.9016 | 69.7368 | VIC Horsham (Powercor) 66 kV |  |  | FALSE | #N/A | #N/A | #N/A | #N/A | #N/A | #N/A | #N/A | #N/A | #N/A | #N/A
TRUE | VIC | HOTS | Horsham (Powercor) 66 kV | Powercor | Summer | Non-coincident | 2025 | ACTUAL_ADJUSTEDOPG | -5.9016 | 69.7368 | VIC Horsham (Powercor) 66 kV |  |  | FALSE | #N/A | #N/A | #N/A | #N/A | #N/A | #N/A | #N/A | #N/A | #N/A | #N/A
TRUE | VIC | HOTS | Horsham (Powercor) 66 kV | Powercor | Summer | Non-coincident | 2025 | BASEYEARPOE90 | -17.5829 | NA | VIC Horsham (Powercor) 66 kV |  |  | FALSE | #N/A | #N/A | #N/A | #N/A | #N/A | #N/A | #N/A | #N/A | #N/A | #N/A
TRUE | VIC | HOTS | Horsham (Powercor) 66 kV | Powercor | Summer | Non-coincident | 2025 | BASEYEARPOE50 | -14.5086 | 94.2734 | VIC Horsham (Powercor) 66 kV |  |  | FALSE | #N/A | #N/A | #N/A | #N/A | #N/A | #N/A | #N/A | #N/A | #N/A | #N/A
TRUE | VIC | HOTS | Horsham (Powercor) 66 kV | Powercor | Summer | Coincident_unreconciled | 2026 | POE90 | 0 | NA | VIC Horsham (Powercor) 66 kV |  |  | FALSE | #N/A | #N/A | #N/A | #N/A | #N/A | #N/A | #N/A | #N/A | #N/A | #N/A
TRUE | VIC | HOTS | Horsham (Powercor) 66 kV | Powercor | Summer | Coincident_unreconciled | 2026 | POE50 | 0 | NA | VIC Horsham (Powercor) 66 kV |  |  | FALSE | #N/A | #N/A | #N/A | #N/A | #N/A | #N/A | #N/A | #N/A | #N/A | #N/A
TRUE | VIC | HOTS | Horsham (Powercor) 66 kV | Powercor | Summer | Non-coincident | 2026 | POE50 | -15.8174 | 97 | VIC Horsham (Powercor) 66 kV |  |  | FALSE | #N/A | #N/A | #N/A | #N/A | #N/A | #N/A | #N/A | #N/A | #N/A | #N/A
TRUE | VIC | HOTS | Horsham (Powercor) 66 kV | Powercor | Summer | Non-coincident | 2026 | POE90 | -18.026 | NA | VIC Horsham (Powercor) 66 kV |  |  | FALSE | #N/A | #N/A | #N/A | #N/A | #N/A | #N/A | #N/A | #N/A | #N/A | #N/A
TRUE | VIC | HOTS | Horsham (Powercor) 66 kV | Powercor | Summer | Coincident_unreconciled | 2027 | POE90 | 0 | NA | VIC Horsham (Powercor) 66 kV |  |  | FALSE | #N/A | #N/A | #N/A | #N/A | #N/A | #N/A | #N/A | #N/A | #N/A | #N/A
TRUE | VIC | HOTS | Horsham (Powercor) 66 kV | Powercor | Summer | Coincident_unreconciled | 2027 | POE50 | 0 | NA | VIC Horsham (Powercor) 66 kV |  |  | FALSE | #N/A | #N/A | #N/A | #N/A | #N/A | #N/A | #N/A | #N/A | #N/A | #N/A
TRUE | VIC | HOTS | Horsham (Powercor) 66 kV | Powercor | Summer | Non-coincident | 2027 | POE50 | -16.718 | 97.0265 | VIC Horsham (Powercor) 66 kV |  |  | FALSE | #N/A | #N/A | #N/A | #N/A | #N/A | #N/A | #N/A | #N/A | #N/A | #N/A
TRUE | VIC | HOTS | Horsham (Powercor) 66 kV | Powercor | Summer | Non-coincident | 2027 | POE90 | -18.9256 | NA | VIC Horsham (Powercor) 66 kV |  |  | FALSE | #N/A | #N/A | #N/A | #N/A | #N/A | #N/A | #N/A | #N/A | #N/A | #N/A
TRUE | VIC | HOTS | Horsham (Powercor) 66 kV | Powercor | Summer | Coincident_unreconciled | 2028 | POE90 | 0 | NA | VIC Horsham (Powercor) 66 kV |  |  | FALSE | #N/A | #N/A | #N/A | #N/A | #N/A | #N/A | #N/A | #N/A | #N/A | #N/A
TRUE | VIC | HOTS | Horsham (Powercor) 66 kV | Powercor | Summer | Coincident_unreconciled | 2028 | POE50 | 0 | NA | VIC Horsham (Powercor) 66 kV |  |  | FALSE | #N/A | #N/A | #N/A | #N/A | #N/A | #N/A | #N/A | #N/A | #N/A | #N/A
TRUE | VIC | HOTS | Horsham (Powercor) 66 kV | Powercor | Summer | Non-coincident | 2028 | POE50 | -20.906 | 96.9563 | VIC Horsham (Powercor) 66 kV |  |  | FALSE | #N/A | #N/A | #N/A | #N/A | #N/A | #N/A | #N/A | #N/A | #N/A | #N/A
TRUE | VIC | HOTS | Horsham (Powercor) 66 kV | Powercor | Summer | Non-coincident | 2028 | POE90 | -23.1128 | NA | VIC Horsham (Powercor) 66 kV |  |  | FALSE | #N/A | #N/A | #N/A | #N/A | #N/A | #N/A | #N/A | #N/A | #N/A | #N/A
TRUE | VIC | HOTS | Horsham (Powercor) 66 kV | Powercor | Summer | Coincident_unreconciled | 2029 | POE90 | 0 | NA | VIC Horsham (Powercor) 66 kV |  |  | FALSE | #N/A | #N/A | #N/A | #N/A | #N/A | #N/A | #N/A | #N/A | #N/A | #N/A
TRUE | VIC | HOTS | Horsham (Powercor) 66 kV | Powercor | Summer | Coincident_unreconciled | 2029 | POE50 | 0 | NA | VIC Horsham (Powercor) 66 kV |  |  | FALSE | #N/A | #N/A | #N/A | #N/A | #N/A | #N/A | #N/A | #N/A | #N/A | #N/A
TRUE | VIC | HOTS | Horsham (Powercor) 66 kV | Powercor | Summer | Non-coincident | 2029 | POE50 | -24.0187 | 96.99 | VIC Horsham (Powercor) 66 kV |  |  | FALSE | #N/A | #N/A | #N/A | #N/A | #N/A | #N/A | #N/A | #N/A | #N/A | #N/A
TRUE | VIC | HOTS | Horsham (Powercor) 66 kV | Powercor | Summer | Non-coincident | 2029 | POE90 | -26.2248 | NA | VIC Horsham (Powercor) 66 kV |  |  | FALSE | #N/A | #N/A | #N/A | #N/A | #N/A | #N/A | #N/A | #N/A | #N/A | #N/A
TRUE | VIC | HOTS | Horsham (Powercor) 66 kV | Powercor | Summer | Coincident_unreconciled | 2030 | POE90 | 0 | NA | VIC Horsham (Powercor) 66 kV |  |  | FALSE | #N/A | #N/A | #N/A | #N/A | #N/A | #N/A | #N/A | #N/A | #N/A | #N/A
TRUE | VIC | HOTS | Horsham (Powercor) 66 kV | Powercor | Summer | Coincident_unreconciled | 2030 | POE50 | 0 | NA | VIC Horsham (Powercor) 66 kV |  |  | FALSE | #N/A | #N/A | #N/A | #N/A | #N/A | #N/A | #N/A | #N/A | #N/A | #N/A
TRUE | VIC | HOTS | Horsham (Powercor) 66 kV | Powercor | Summer | Non-coincident | 2030 | POE50 | -27.7467 | 97.0441 | VIC Horsham (Powercor) 66 kV |  |  | FALSE | #N/A | #N/A | #N/A | #N/A | #N/A | #N/A | #N/A | #N/A | #N/A | #N/A
TRUE | VIC | HOTS | Horsham (Powercor) 66 kV | Powercor | Summer | Non-coincident | 2030 | POE90 | -29.9522 | NA | VIC Horsham (Powercor) 66 kV |  |  | FALSE | #N/A | #N/A | #N/A | #N/A | #N/A | #N/A | #N/A | #N/A | #N/A | #N/A
TRUE | VIC | HOTS | Horsham (Powercor) 66 kV | Powercor | Summer | Coincident_unreconciled | 2031 | POE90 | 0 | NA | VIC Horsham (Powercor) 66 kV |  |  | FALSE | #N/A | #N/A | #N/A | #N/A | #N/A | #N/A | #N/A | #N/A | #N/A | #N/A
TRUE | VIC | HOTS | Horsham (Powercor) 66 kV | Powercor | Summer | Coincident_unreconciled | 2031 | POE50 | 0 | NA | VIC Horsham (Powercor) 66 kV |  |  | FALSE | #N/A | #N/A | #N/A | #N/A | #N/A | #N/A | #N/A | #N/A | #N/A | #N/A
TRUE | VIC | HOTS | Horsham (Powercor) 66 kV | Powercor | Summer | Non-coincident | 2031 | POE50 | -32.5242 | 97.0517 | VIC Horsham (Powercor) 66 kV |  |  | FALSE | #N/A | #N/A | #N/A | #N/A | #N/A | #N/A | #N/A | #N/A | #N/A | #N/A
TRUE | VIC | HOTS | Horsham (Powercor) 66 kV | Powercor | Summer | Non-coincident | 2031 | POE90 | -34.7289 | NA | VIC Horsham (Powercor) 66 kV |  |  | FALSE | #N/A | #N/A | #N/A | #N/A | #N/A | #N/A | #N/A | #N/A | #N/A | #N/A
TRUE | VIC | HOTS | Horsham (Powercor) 66 kV | Powercor | Summer | Coincident_unreconciled | 2032 | POE90 | 0 | NA | VIC Horsham (Powercor) 66 kV |  |  | FALSE | #N/A | #N/A | #N/A | #N/A | #N/A | #N/A | #N/A | #N/A | #N/A | #N/A
TRUE | VIC | HOTS | Horsham (Powercor) 66 kV | Powercor | Summer | Coincident_unreconciled | 2032 | POE50 | 0 | NA | VIC Horsham (Powercor) 66 kV |  |  | FALSE | #N/A | #N/A | #N/A | #N/A | #N/A | #N/A | #N/A | #N/A | #N/A | #N/A
TRUE | VIC | HOTS | Horsham (Powercor) 66 kV | Powercor | Summer | Non-coincident | 2032 | POE50 | -35.9494 | 97.1547 | VIC Horsham (Powercor) 66 kV |  |  | FALSE | #N/A | #N/A | #N/A | #N/A | #N/A | #N/A | #N/A | #N/A | #N/A | #N/A
TRUE | VIC | HOTS | Horsham (Powercor) 66 kV | Powercor | Summer | Non-coincident | 2032 | POE90 | -38.1533 | NA | VIC Horsham (Powercor) 66 kV |  |  | FALSE | #N/A | #N/A | #N/A | #N/A | #N/A | #N/A | #N/A | #N/A | #N/A | #N/A
TRUE | VIC | HOTS | Horsham (Powercor) 66 kV | Powercor | Summer | Coincident_unreconciled | 2033 | POE90 | 0 | NA | VIC Horsham (Powercor) 66 kV |  |  | FALSE | #N/A | #N/A | #N/A | #N/A | #N/A | #N/A | #N/A | #N/A | #N/A | #N/A
TRUE | VIC | HOTS | Horsham (Powercor) 66 kV | Powercor | Summer | Coincident_unreconciled | 2033 | POE50 | 0 | NA | VIC Horsham (Powercor) 66 kV |  |  | FALSE | #N/A | #N/A | #N/A | #N/A | #N/A | #N/A | #N/A | #N/A | #N/A | #N/A
TRUE | VIC | HOTS | Horsham (Powercor) 66 kV | Powercor | Summer | Non-coincident | 2033 | POE50 | -38.2017 | 97.3281 | VIC Horsham (Powercor) 66 kV |  |  | FALSE | #N/A | #N/A | #N/A | #N/A | #N/A | #N/A | #N/A | #N/A | #N/A | #N/A
TRUE | VIC | HOTS | Horsham (Powercor) 66 kV | Powercor | Summer | Non-coincident | 2033 | POE90 | -40.4049 | NA | VIC Horsham (Powercor) 66 kV |  |  | FALSE | #N/A | #N/A | #N/A | #N/A | #N/A | #N/A | #N/A | #N/A | #N/A | #N/A
TRUE | VIC | HOTS | Horsham (Powercor) 66 kV | Powercor | Summer | Coincident_unreconciled | 2034 | POE90 | 0 | NA | VIC Horsham (Powercor) 66 kV |  |  | FALSE | #N/A | #N/A | #N/A | #N/A | #N/A | #N/A | #N/A | #N/A | #N/A | #N/A
TRUE | VIC | HOTS | Horsham (Powercor) 66 kV | Powercor | Summer | Coincident_unreconciled | 2034 | POE50 | 0 | NA | VIC Horsham (Powercor) 66 kV |  |  | FALSE | #N/A | #N/A | #N/A | #N/A | #N/A | #N/A | #N/A | #N/A | #N/A | #N/A
TRUE | VIC | HOTS | Horsham (Powercor) 66 kV | Powercor | Summer | Non-coincident | 2034 | POE50 | -40.974 | 97.4751 | VIC Horsham (Powercor) 66 kV |  |  | FALSE | #N/A | #N/A | #N/A | #N/A | #N/A | #N/A | #N/A | #N/A | #N/A | #N/A
TRUE | VIC | HOTS | Horsham (Powercor) 66 kV | Powercor | Summer | Non-coincident | 2034 | POE90 | -43.1764 | NA | VIC Horsham (Powercor) 66 kV |  |  | FALSE | #N/A | #N/A | #N/A | #N/A | #N/A | #N/A | #N/A | #N/A | #N/A | #N/A
TRUE | VIC | HOTS | Horsham (Powercor) 66 kV | Powercor | Summer | Coincident_unreconciled | 2035 | POE90 | 0 | NA | VIC Horsham (Powercor) 66 kV |  |  | FALSE | #N/A | #N/A | #N/A | #N/A | #N/A | #N/A | #N/A | #N/A | #N/A | #N/A
TRUE | VIC | HOTS | Horsham (Powercor) 66 kV | Powercor | Summer | Coincident_unreconciled | 2035 | POE50 | 0 | NA | VIC Horsham (Powercor) 66 kV |  |  | FALSE | #N/A | #N/A | #N/A | #N/A | #N/A | #N/A | #N/A | #N/A | #N/A | #N/A
TRUE | VIC | HOTS | Horsham (Powercor) 66 kV | Powercor | Summer | Non-coincident | 2035 | POE50 | -44.4056 | 97.5873 | VIC Horsham (Powercor) 66 kV |  |  | FALSE | #N/A | #N/A | #N/A | #N/A | #N/A | #N/A | #N/A | #N/A | #N/A | #N/A
TRUE | VIC | HOTS | Horsham (Powercor) 66 kV | Powercor | Summer | Non-coincident | 2035 | POE90 | -46.6072 | NA | VIC Horsham (Powercor) 66 kV |  |  | FALSE | #N/A | #N/A | #N/A | #N/A | #N/A | #N/A | #N/A | #N/A | #N/A | #N/A
TRUE | VIC | HOTS | Horsham (Powercor) 66 kV | Powercor | Summer | Non-coincident | 2025 | BASEYEARPOE10 | NA | 103.0226 | VIC Horsham (Powercor) 66 kV |  |  | FALSE | #N/A | #N/A | #N/A | #N/A | #N/A | #N/A | #N/A | #N/A | #N/A | #N/A
TRUE | VIC | HOTS | Horsham (Powercor) 66 kV | Powercor | Summer | Coincident | 2026 | POE10 | NA | 99.4368 | VIC Horsham (Powercor) 66 kV |  |  | FALSE | #N/A | #N/A | #N/A | #N/A | #N/A | #N/A | #N/A | #N/A | #N/A | #N/A
TRUE | VIC | HOTS | Horsham (Powercor) 66 kV | Powercor | Summer | Coincident | 2026 | POE50 | NA | 92.0829 | VIC Horsham (Powercor) 66 kV |  |  | FALSE | #N/A | #N/A | #N/A | #N/A | #N/A | #N/A | #N/A | #N/A | #N/A | #N/A
TRUE | VIC | HOTS | Horsham (Powercor) 66 kV | Powercor | Summer | Non-coincident | 2026 | POE10 | NA | 110.3419 | VIC Horsham (Powercor) 66 kV |  |  | FALSE | #N/A | #N/A | #N/A | #N/A | #N/A | #N/A | #N/A | #N/A | #N/A | #N/A
TRUE | VIC | HOTS | Horsham (Powercor) 66 kV | Powercor | Summer | Coincident | 2027 | POE10 | NA | 96.8334 | VIC Horsham (Powercor) 66 kV |  |  | FALSE | #N/A | #N/A | #N/A | #N/A | #N/A | #N/A | #N/A | #N/A | #N/A | #N/A
TRUE | VIC | HOTS | Horsham (Powercor) 66 kV | Powercor | Summer | Coincident | 2027 | POE50 | NA | 89.0717 | VIC Horsham (Powercor) 66 kV |  |  | FALSE | #N/A | #N/A | #N/A | #N/A | #N/A | #N/A | #N/A | #N/A | #N/A | #N/A
TRUE | VIC | HOTS | Horsham (Powercor) 66 kV | Powercor | Summer | Non-coincident | 2027 | POE10 | NA | 110.3622 | VIC Horsham (Powercor) 66 kV |  |  | FALSE | #N/A | #N/A | #N/A | #N/A | #N/A | #N/A | #N/A | #N/A | #N/A | #N/A
TRUE | VIC | HOTS | Horsham (Powercor) 66 kV | Powercor | Summer | Coincident | 2028 | POE10 | NA | 94.4554 | VIC Horsham (Powercor) 66 kV |  |  | FALSE | #N/A | #N/A | #N/A | #N/A | #N/A | #N/A | #N/A | #N/A | #N/A | #N/A
TRUE | VIC | HOTS | Horsham (Powercor) 66 kV | Powercor | Summer | Coincident | 2028 | POE50 | NA | 86.2323 | VIC Horsham (Powercor) 66 kV |  |  | FALSE | #N/A | #N/A | #N/A | #N/A | #N/A | #N/A | #N/A | #N/A | #N/A | #N/A
TRUE | VIC | HOTS | Horsham (Powercor) 66 kV | Powercor | Summer | Non-coincident | 2028 | POE10 | NA | 110.2876 | VIC Horsham (Powercor) 66 kV |  |  | FALSE | #N/A | #N/A | #N/A | #N/A | #N/A | #N/A | #N/A | #N/A | #N/A | #N/A
TRUE | VIC | HOTS | Horsham (Powercor) 66 kV | Powercor | Summer | Coincident | 2029 | POE10 | NA | 92.7908 | VIC Horsham (Powercor) 66 kV |  |  | FALSE | #N/A | #N/A | #N/A | #N/A | #N/A | #N/A | #N/A | #N/A | #N/A | #N/A
TRUE | VIC | HOTS | Horsham (Powercor) 66 kV | Powercor | Summer | Coincident | 2029 | POE50 | NA | 84.7711 | VIC Horsham (Powercor) 66 kV |  |  | FALSE | #N/A | #N/A | #N/A | #N/A | #N/A | #N/A | #N/A | #N/A | #N/A | #N/A
TRUE | VIC | HOTS | Horsham (Powercor) 66 kV | Powercor | Summer | Non-coincident | 2029 | POE10 | NA | 110.3171 | VIC Horsham (Powercor) 66 kV |  |  | FALSE | #N/A | #N/A | #N/A | #N/A | #N/A | #N/A | #N/A | #N/A | #N/A | #N/A
TRUE | VIC | HOTS | Horsham (Powercor) 66 kV | Powercor | Summer | Coincident | 2030 | POE10 | NA | 91.4607 | VIC Horsham (Powercor) 66 kV |  |  | FALSE | #N/A | #N/A | #N/A | #N/A | #N/A | #N/A | #N/A | #N/A | #N/A | #N/A
TRUE | VIC | HOTS | Horsham (Powercor) 66 kV | Powercor | Summer | Coincident | 2030 | POE50 | NA | 83.3025 | VIC Horsham (Powercor) 66 kV |  |  | FALSE | #N/A | #N/A | #N/A | #N/A | #N/A | #N/A | #N/A | #N/A | #N/A | #N/A
TRUE | VIC | HOTS | Horsham (Powercor) 66 kV | Powercor | Summer | Non-coincident | 2030 | POE10 | NA | 110.3668 | VIC Horsham (Powercor) 66 kV |  |  | FALSE | #N/A | #N/A | #N/A | #N/A | #N/A | #N/A | #N/A | #N/A | #N/A | #N/A
TRUE | VIC | HOTS | Horsham (Powercor) 66 kV | Powercor | Summer | Coincident | 2031 | POE10 | NA | 89.1428 | VIC Horsham (Powercor) 66 kV |  |  | FALSE | #N/A | #N/A | #N/A | #N/A | #N/A | #N/A | #N/A | #N/A | #N/A | #N/A
TRUE | VIC | HOTS | Horsham (Powercor) 66 kV | Powercor | Summer | Coincident | 2031 | POE50 | NA | 81.5879 | VIC Horsham (Powercor) 66 kV |  |  | FALSE | #N/A | #N/A | #N/A | #N/A | #N/A | #N/A | #N/A | #N/A | #N/A | #N/A
TRUE | VIC | HOTS | Horsham (Powercor) 66 kV | Powercor | Summer | Non-coincident | 2031 | POE10 | NA | 110.37 | VIC Horsham (Powercor) 66 kV |  |  | FALSE | #N/A | #N/A | #N/A | #N/A | #N/A | #N/A | #N/A | #N/A | #N/A | #N/A
TRUE | VIC | HOTS | Horsham (Powercor) 66 kV | Powercor | Summer | Coincident | 2032 | POE10 | NA | 86.545 | VIC Horsham (Powercor) 66 kV |  |  | FALSE | #N/A | #N/A | #N/A | #N/A | #N/A | #N/A | #N/A | #N/A | #N/A | #N/A
TRUE | VIC | HOTS | Horsham (Powercor) 66 kV | Powercor | Summer | Coincident | 2032 | POE50 | NA | 79.0589 | VIC Horsham (Powercor) 66 kV |  |  | FALSE | #N/A | #N/A | #N/A | #N/A | #N/A | #N/A | #N/A | #N/A | #N/A | #N/A
TRUE | VIC | HOTS | Horsham (Powercor) 66 kV | Powercor | Summer | Non-coincident | 2032 | POE10 | NA | 110.4684 | VIC Horsham (Powercor) 66 kV |  |  | FALSE | #N/A | #N/A | #N/A | #N/A | #N/A | #N/A | #N/A | #N/A | #N/A | #N/A
TRUE | VIC | HOTS | Horsham (Powercor) 66 kV | Powercor | Summer | Coincident | 2033 | POE10 | NA | 84.6266 | VIC Horsham (Powercor) 66 kV |  |  | FALSE | #N/A | #N/A | #N/A | #N/A | #N/A | #N/A | #N/A | #N/A | #N/A | #N/A
TRUE | VIC | HOTS | Horsham (Powercor) 66 kV | Powercor | Summer | Coincident | 2033 | POE50 | NA | 76.5971 | VIC Horsham (Powercor) 66 kV |  |  | FALSE | #N/A | #N/A | #N/A | #N/A | #N/A | #N/A | #N/A | #N/A | #N/A | #N/A
TRUE | VIC | HOTS | Horsham (Powercor) 66 kV | Powercor | Summer | Non-coincident | 2033 | POE10 | NA | 110.6372 | VIC Horsham (Powercor) 66 kV |  |  | FALSE | #N/A | #N/A | #N/A | #N/A | #N/A | #N/A | #N/A | #N/A | #N/A | #N/A
TRUE | VIC | HOTS | Horsham (Powercor) 66 kV | Powercor | Summer | Coincident | 2034 | POE10 | NA | 83.8386 | VIC Horsham (Powercor) 66 kV |  |  | FALSE | #N/A | #N/A | #N/A | #N/A | #N/A | #N/A | #N/A | #N/A | #N/A | #N/A
TRUE | VIC | HOTS | Horsham (Powercor) 66 kV | Powercor | Summer | Coincident | 2034 | POE50 | NA | 75.9703 | VIC Horsham (Powercor) 66 kV |  |  | FALSE | #N/A | #N/A | #N/A | #N/A | #N/A | #N/A | #N/A | #N/A | #N/A | #N/A
TRUE | VIC | HOTS | Horsham (Powercor) 66 kV | Powercor | Summer | Non-coincident | 2034 | POE10 | NA | 110.7794 | VIC Horsham (Powercor) 66 kV |  |  | FALSE | #N/A | #N/A | #N/A | #N/A | #N/A | #N/A | #N/A | #N/A | #N/A | #N/A
TRUE | VIC | HOTS | Horsham (Powercor) 66 kV | Powercor | Summer | Coincident | 2035 | POE10 | NA | 83.3907 | VIC Horsham (Powercor) 66 kV |  |  | FALSE | #N/A | #N/A | #N/A | #N/A | #N/A | #N/A | #N/A | #N/A | #N/A | #N/A
TRUE | VIC | HOTS | Horsham (Powercor) 66 kV | Powercor | Summer | Coincident | 2035 | POE50 | NA | 75.5815 | VIC Horsham (Powercor) 66 kV |  |  | FALSE | #N/A | #N/A | #N/A | #N/A | #N/A | #N/A | #N/A | #N/A | #N/A | #N/A
TRUE | VIC | HOTS | Horsham (Powercor) 66 kV | Powercor | Summer | Non-coincident | 2035 | POE10 | NA | 110.8869 | VIC Horsham (Powercor) 66 kV |  |  | FALSE | #N/A | #N/A | #N/A | #N/A | #N/A | #N/A | #N/A | #N/A | #N/A | #N/A
TRUE | VIC | HOTS | Horsham (Powercor) 66 kV | Powercor | Winter | Coincident | 2018 | ACTUAL_OPG | NA | 53.4238 | VIC Horsham (Powercor) 66 kV |  |  | FALSE | #N/A | #N/A | #N/A | #N/A | #N/A | #N/A | #N/A | #N/A | #N/A | #N/A
TRUE | VIC | HOTS | Horsham (Powercor) 66 kV | Powercor | Winter | Coincident | 2018 | ACTUAL_RAW | NA | 53.903 | VIC Horsham (Powercor) 66 kV |  |  | FALSE | #N/A | #N/A | #N/A | #N/A | #N/A | #N/A | #N/A | #N/A | #N/A | #N/A
TRUE | VIC | HOTS | Horsham (Powercor) 66 kV | Powercor | Winter | Non-coincident | 2018 | ACTUAL_RAW | NA | 58.2818 | VIC Horsham (Powercor) 66 kV |  |  | FALSE | #N/A | #N/A | #N/A | #N/A | #N/A | #N/A | #N/A | #N/A | #N/A | #N/A
TRUE | VIC | HOTS | Horsham (Powercor) 66 kV | Powercor | Winter | Non-coincident | 2018 | ACTUAL_OPG | NA | 92.538 | VIC Horsham (Powercor) 66 kV |  |  | FALSE | #N/A | #N/A | #N/A | #N/A | #N/A | #N/A | #N/A | #N/A | #N/A | #N/A
TRUE | VIC | HOTS | Horsham (Powercor) 66 kV | Powercor | Winter | Non-coincident | 2018 | ACTUAL_ADJUSTEDOPG | NA | 92.538 | VIC Horsham (Powercor) 66 kV |  |  | FALSE | #N/A | #N/A | #N/A | #N/A | #N/A | #N/A | #N/A | #N/A | #N/A | #N/A
TRUE | VIC | HOTS | Horsham (Powercor) 66 kV | Powercor | Winter | Coincident | 2019 | ACTUAL_OPG | NA | 62.4508 | VIC Horsham (Powercor) 66 kV |  |  | FALSE | #N/A | #N/A | #N/A | #N/A | #N/A | #N/A | #N/A | #N/A | #N/A | #N/A
TRUE | VIC | HOTS | Horsham (Powercor) 66 kV | Powercor | Winter | Coincident | 2019 | ACTUAL_RAW | NA | 50.1543 | VIC Horsham (Powercor) 66 kV |  |  | FALSE | #N/A | #N/A | #N/A | #N/A | #N/A | #N/A | #N/A | #N/A | #N/A | #N/A
TRUE | VIC | HOTS | Horsham (Powercor) 66 kV | Powercor | Winter | Non-coincident | 2019 | ACTUAL_RAW | NA | 69.1778 | VIC Horsham (Powercor) 66 kV |  |  | FALSE | #N/A | #N/A | #N/A | #N/A | #N/A | #N/A | #N/A | #N/A | #N/A | #N/A
TRUE | VIC | HOTS | Horsham (Powercor) 66 kV | Powercor | Winter | Non-coincident | 2019 | ACTUAL_OPG | NA | 94.6492 | VIC Horsham (Powercor) 66 kV |  |  | FALSE | #N/A | #N/A | #N/A | #N/A | #N/A | #N/A | #N/A | #N/A | #N/A | #N/A
TRUE | VIC | HOTS | Horsham (Powercor) 66 kV | Powercor | Winter | Non-coincident | 2019 | ACTUAL_ADJUSTEDOPG | NA | 94.6492 | VIC Horsham (Powercor) 66 kV |  |  | FALSE | #N/A | #N/A | #N/A | #N/A | #N/A | #N/A | #N/A | #N/A | #N/A | #N/A
TRUE | VIC | HOTS | Horsham (Powercor) 66 kV | Powercor | Winter | Coincident | 2020 | ACTUAL_OPG | NA | 77.896 | VIC Horsham (Powercor) 66 kV |  |  | FALSE | #N/A | #N/A | #N/A | #N/A | #N/A | #N/A | #N/A | #N/A | #N/A | #N/A
TRUE | VIC | HOTS | Horsham (Powercor) 66 kV | Powercor | Winter | Coincident | 2020 | ACTUAL_RAW | NA | 51.4279 | VIC Horsham (Powercor) 66 kV |  |  | FALSE | #N/A | #N/A | #N/A | #N/A | #N/A | #N/A | #N/A | #N/A | #N/A | #N/A
TRUE | VIC | HOTS | Horsham (Powercor) 66 kV | Powercor | Winter | Non-coincident | 2020 | ACTUAL_RAW | NA | 72.1259 | VIC Horsham (Powercor) 66 kV |  |  | FALSE | #N/A | #N/A | #N/A | #N/A | #N/A | #N/A | #N/A | #N/A | #N/A | #N/A
TRUE | VIC | HOTS | Horsham (Powercor) 66 kV | Powercor | Winter | Non-coincident | 2020 | ACTUAL_OPG | NA | 98.0614 | VIC Horsham (Powercor) 66 kV |  |  | FALSE | #N/A | #N/A | #N/A | #N/A | #N/A | #N/A | #N/A | #N/A | #N/A | #N/A
TRUE | VIC | HOTS | Horsham (Powercor) 66 kV | Powercor | Winter | Non-coincident | 2020 | ACTUAL_ADJUSTEDOPG | NA | 98.0614 | VIC Horsham (Powercor) 66 kV |  |  | FALSE | #N/A | #N/A | #N/A | #N/A | #N/A | #N/A | #N/A | #N/A | #N/A | #N/A
TRUE | VIC | HOTS | Horsham (Powercor) 66 kV | Powercor | Winter | Coincident | 2021 | ACTUAL_OPG | NA | 95.7374 | VIC Horsham (Powercor) 66 kV |  |  | FALSE | #N/A | #N/A | #N/A | #N/A | #N/A | #N/A | #N/A | #N/A | #N/A | #N/A
TRUE | VIC | HOTS | Horsham (Powercor) 66 kV | Powercor | Winter | Coincident | 2021 | ACTUAL_RAW | NA | 35.7981 | VIC Horsham (Powercor) 66 kV |  |  | FALSE | #N/A | #N/A | #N/A | #N/A | #N/A | #N/A | #N/A | #N/A | #N/A | #N/A
TRUE | VIC | HOTS | Horsham (Powercor) 66 kV | Powercor | Winter | Non-coincident | 2021 | ACTUAL_RAW | NA | 76.9838 | VIC Horsham (Powercor) 66 kV |  |  | FALSE | #N/A | #N/A | #N/A | #N/A | #N/A | #N/A | #N/A | #N/A | #N/A | #N/A
TRUE | VIC | HOTS | Horsham (Powercor) 66 kV | Powercor | Winter | Non-coincident | 2021 | ACTUAL_OPG | NA | 104.1128 | VIC Horsham (Powercor) 66 kV |  |  | FALSE | #N/A | #N/A | #N/A | #N/A | #N/A | #N/A | #N/A | #N/A | #N/A | #N/A
TRUE | VIC | HOTS | Horsham (Powercor) 66 kV | Powercor | Winter | Non-coincident | 2021 | ACTUAL_ADJUSTEDOPG | NA | 104.1128 | VIC Horsham (Powercor) 66 kV |  |  | FALSE | #N/A | #N/A | #N/A | #N/A | #N/A | #N/A | #N/A | #N/A | #N/A | #N/A
TRUE | VIC | HOTS | Horsham (Powercor) 66 kV | Powercor | Winter | Coincident | 2022 | ACTUAL_OPG | NA | 52.0378 | VIC Horsham (Powercor) 66 kV |  |  | FALSE | #N/A | #N/A | #N/A | #N/A | #N/A | #N/A | #N/A | #N/A | #N/A | #N/A
TRUE | VIC | HOTS | Horsham (Powercor) 66 kV | Powercor | Winter | Coincident | 2022 | ACTUAL_RAW | NA | 8.1513 | VIC Horsham (Powercor) 66 kV |  |  | FALSE | #N/A | #N/A | #N/A | #N/A | #N/A | #N/A | #N/A | #N/A | #N/A | #N/A
TRUE | VIC | HOTS | Horsham (Powercor) 66 kV | Powercor | Winter | Non-coincident | 2022 | ACTUAL_RAW | NA | 60.0141 | VIC Horsham (Powercor) 66 kV |  |  | FALSE | #N/A | #N/A | #N/A | #N/A | #N/A | #N/A | #N/A | #N/A | #N/A | #N/A
TRUE | VIC | HOTS | Horsham (Powercor) 66 kV | Powercor | Winter | Non-coincident | 2022 | ACTUAL_OPG | NA | 60.6654 | VIC Horsham (Powercor) 66 kV |  |  | FALSE | #N/A | #N/A | #N/A | #N/A | #N/A | #N/A | #N/A | #N/A | #N/A | #N/A
TRUE | VIC | HOTS | Horsham (Powercor) 66 kV | Powercor | Winter | Non-coincident | 2022 | ACTUAL_ADJUSTEDOPG | NA | 60.6654 | VIC Horsham (Powercor) 66 kV |  |  | FALSE | #N/A | #N/A | #N/A | #N/A | #N/A | #N/A | #N/A | #N/A | #N/A | #N/A
TRUE | VIC | HOTS | Horsham (Powercor) 66 kV | Powercor | Winter | Coincident | 2023 | ACTUAL_OPG | NA | 56.0833 | VIC Horsham (Powercor) 66 kV |  |  | FALSE | #N/A | #N/A | #N/A | #N/A | #N/A | #N/A | #N/A | #N/A | #N/A | #N/A
TRUE | VIC | HOTS | Horsham (Powercor) 66 kV | Powercor | Winter | Coincident | 2023 | ACTUAL_RAW | NA | 40.7637 | VIC Horsham (Powercor) 66 kV |  |  | FALSE | #N/A | #N/A | #N/A | #N/A | #N/A | #N/A | #N/A | #N/A | #N/A | #N/A
TRUE | VIC | HOTS | Horsham (Powercor) 66 kV | Powercor | Winter | Non-coincident | 2023 | ACTUAL_RAW | NA | 62.5069 | VIC Horsham (Powercor) 66 kV |  |  | FALSE | #N/A | #N/A | #N/A | #N/A | #N/A | #N/A | #N/A | #N/A | #N/A | #N/A
TRUE | VIC | HOTS | Horsham (Powercor) 66 kV | Powercor | Winter | Non-coincident | 2023 | ACTUAL_OPG | NA | 64.0561 | VIC Horsham (Powercor) 66 kV |  |  | FALSE | #N/A | #N/A | #N/A | #N/A | #N/A | #N/A | #N/A | #N/A | #N/A | #N/A
TRUE | VIC | HOTS | Horsham (Powercor) 66 kV | Powercor | Winter | Non-coincident | 2023 | ACTUAL_ADJUSTEDOPG | NA | 64.0561 | VIC Horsham (Powercor) 66 kV |  |  | FALSE | #N/A | #N/A | #N/A | #N/A | #N/A | #N/A | #N/A | #N/A | #N/A | #N/A
TRUE | VIC | HOTS | Horsham (Powercor) 66 kV | Powercor | Winter | Coincident | 2024 | ACTUAL_OPG | NA | 49.1742 | VIC Horsham (Powercor) 66 kV |  |  | FALSE | #N/A | #N/A | #N/A | #N/A | #N/A | #N/A | #N/A | #N/A | #N/A | #N/A
TRUE | VIC | HOTS | Horsham (Powercor) 66 kV | Powercor | Winter | Coincident | 2024 | ACTUAL_RAW | NA | -15.2736 | VIC Horsham (Powercor) 66 kV |  |  | FALSE | #N/A | #N/A | #N/A | #N/A | #N/A | #N/A | #N/A | #N/A | #N/A | #N/A
TRUE | VIC | HOTS | Horsham (Powercor) 66 kV | Powercor | Winter | Non-coincident | 2024 | ACTUAL_RAW | NA | 60.3851 | VIC Horsham (Powercor) 66 kV |  |  | FALSE | #N/A | #N/A | #N/A | #N/A | #N/A | #N/A | #N/A | #N/A | #N/A | #N/A
TRUE | VIC | HOTS | Horsham (Powercor) 66 kV | Powercor | Winter | Non-coincident | 2024 | ACTUAL_OPG | NA | 60.9187 | VIC Horsham (Powercor) 66 kV |  |  | FALSE | #N/A | #N/A | #N/A | #N/A | #N/A | #N/A | #N/A | #N/A | #N/A | #N/A
TRUE | VIC | HOTS | Horsham (Powercor) 66 kV | Powercor | Winter | Non-coincident | 2024 | ACTUAL_ADJUSTEDOPG | NA | 60.9187 | VIC Horsham (Powercor) 66 kV |  |  | FALSE | #N/A | #N/A | #N/A | #N/A | #N/A | #N/A | #N/A | #N/A | #N/A | #N/A
TRUE | VIC | HOTS | Horsham (Powercor) 66 kV | Powercor | Winter | Coincident | 2025 | POE10 | NA | 85.2003 | VIC Horsham (Powercor) 66 kV |  |  | FALSE | #N/A | #N/A | #N/A | #N/A | #N/A | #N/A | #N/A | #N/A | #N/A | #N/A
TRUE | VIC | HOTS | Horsham (Powercor) 66 kV | Powercor | Winter | Coincident | 2025 | POE50 | NA | 83.7098 | VIC Horsham (Powercor) 66 kV |  |  | FALSE | #N/A | #N/A | #N/A | #N/A | #N/A | #N/A | #N/A | #N/A | #N/A | #N/A
TRUE | VIC | HOTS | Horsham (Powercor) 66 kV | Powercor | Winter | Non-coincident | 2025 | ACTUAL_RAW | NA | 62.7848 | VIC Horsham (Powercor) 66 kV |  |  | FALSE | #N/A | #N/A | #N/A | #N/A | #N/A | #N/A | #N/A | #N/A | #N/A | #N/A
TRUE | VIC | HOTS | Horsham (Powercor) 66 kV | Powercor | Winter | Non-coincident | 2025 | ACTUAL_ADJUSTEDOPG | NA | 64.0068 | VIC Horsham (Powercor) 66 kV |  |  | FALSE | #N/A | #N/A | #N/A | #N/A | #N/A | #N/A | #N/A | #N/A | #N/A | #N/A
TRUE | VIC | HOTS | Horsham (Powercor) 66 kV | Powercor | Winter | Non-coincident | 2025 | BASEYEARPOE50 | NA | 106.9405 | VIC Horsham (Powercor) 66 kV |  |  | FALSE | #N/A | #N/A | #N/A | #N/A | #N/A | #N/A | #N/A | #N/A | #N/A | #N/A
TRUE | VIC | HOTS | Horsham (Powercor) 66 kV | Powercor | Winter | Non-coincident | 2025 | BASEYEARPOE10 | NA | 109.5681 | VIC Horsham (Powercor) 66 kV |  |  | FALSE | #N/A | #N/A | #N/A | #N/A | #N/A | #N/A | #N/A | #N/A | #N/A | #N/A
TRUE | VIC | HOTS | Horsham (Powercor) 66 kV | Powercor | Winter | Non-coincident | 2025 | POE10 | NA | 89.6267 | VIC Horsham (Powercor) 66 kV |  |  | FALSE | #N/A | #N/A | #N/A | #N/A | #N/A | #N/A | #N/A | #N/A | #N/A | #N/A
TRUE | VIC | HOTS | Horsham (Powercor) 66 kV | Powercor | Winter | Non-coincident | 2025 | POE50 | NA | 87 | VIC Horsham (Powercor) 66 kV |  |  | FALSE | #N/A | #N/A | #N/A | #N/A | #N/A | #N/A | #N/A | #N/A | #N/A | #N/A
TRUE | VIC | HOTS | Horsham (Powercor) 66 kV | Powercor | Winter | Coincident | 2026 | POE10 | NA | 82.1331 | VIC Horsham (Powercor) 66 kV |  |  | FALSE | #N/A | #N/A | #N/A | #N/A | #N/A | #N/A | #N/A | #N/A | #N/A | #N/A
TRUE | VIC | HOTS | Horsham (Powercor) 66 kV | Powercor | Winter | Coincident | 2026 | POE50 | NA | 80.548 | VIC Horsham (Powercor) 66 kV |  |  | FALSE | #N/A | #N/A | #N/A | #N/A | #N/A | #N/A | #N/A | #N/A | #N/A | #N/A
TRUE | VIC | HOTS | Horsham (Powercor) 66 kV | Powercor | Winter | Non-coincident | 2026 | POE10 | NA | 89.6837 | VIC Horsham (Powercor) 66 kV |  |  | FALSE | #N/A | #N/A | #N/A | #N/A | #N/A | #N/A | #N/A | #N/A | #N/A | #N/A
TRUE | VIC | HOTS | Horsham (Powercor) 66 kV | Powercor | Winter | Non-coincident | 2026 | POE50 | NA | 87.0586 | VIC Horsham (Powercor) 66 kV |  |  | FALSE | #N/A | #N/A | #N/A | #N/A | #N/A | #N/A | #N/A | #N/A | #N/A | #N/A
TRUE | VIC | HOTS | Horsham (Powercor) 66 kV | Powercor | Winter | Coincident | 2027 | POE10 | NA | 79.2789 | VIC Horsham (Powercor) 66 kV |  |  | FALSE | #N/A | #N/A | #N/A | #N/A | #N/A | #N/A | #N/A | #N/A | #N/A | #N/A
TRUE | VIC | HOTS | Horsham (Powercor) 66 kV | Powercor | Winter | Coincident | 2027 | POE50 | NA | 77.5545 | VIC Horsham (Powercor) 66 kV |  |  | FALSE | #N/A | #N/A | #N/A | #N/A | #N/A | #N/A | #N/A | #N/A | #N/A | #N/A
TRUE | VIC | HOTS | Horsham (Powercor) 66 kV | Powercor | Winter | Non-coincident | 2027 | POE10 | NA | 89.8678 | VIC Horsham (Powercor) 66 kV |  |  | FALSE | #N/A | #N/A | #N/A | #N/A | #N/A | #N/A | #N/A | #N/A | #N/A | #N/A
TRUE | VIC | HOTS | Horsham (Powercor) 66 kV | Powercor | Winter | Non-coincident | 2027 | POE50 | NA | 87.2436 | VIC Horsham (Powercor) 66 kV |  |  | FALSE | #N/A | #N/A | #N/A | #N/A | #N/A | #N/A | #N/A | #N/A | #N/A | #N/A
TRUE | VIC | HOTS | Horsham (Powercor) 66 kV | Powercor | Winter | Coincident | 2028 | POE10 | NA | 77.9574 | VIC Horsham (Powercor) 66 kV |  |  | FALSE | #N/A | #N/A | #N/A | #N/A | #N/A | #N/A | #N/A | #N/A | #N/A | #N/A
TRUE | VIC | HOTS | Horsham (Powercor) 66 kV | Powercor | Winter | Coincident | 2028 | POE50 | NA | 76.3281 | VIC Horsham (Powercor) 66 kV |  |  | FALSE | #N/A | #N/A | #N/A | #N/A | #N/A | #N/A | #N/A | #N/A | #N/A | #N/A
TRUE | VIC | HOTS | Horsham (Powercor) 66 kV | Powercor | Winter | Non-coincident | 2028 | POE10 | NA | 90.1364 | VIC Horsham (Powercor) 66 kV |  |  | FALSE | #N/A | #N/A | #N/A | #N/A | #N/A | #N/A | #N/A | #N/A | #N/A | #N/A
TRUE | VIC | HOTS | Horsham (Powercor) 66 kV | Powercor | Winter | Non-coincident | 2028 | POE50 | NA | 87.5131 | VIC Horsham (Powercor) 66 kV |  |  | FALSE | #N/A | #N/A | #N/A | #N/A | #N/A | #N/A | #N/A | #N/A | #N/A | #N/A
TRUE | VIC | HOTS | Horsham (Powercor) 66 kV | Powercor | Winter | Coincident | 2029 | POE10 | NA | 77.2678 | VIC Horsham (Powercor) 66 kV |  |  | FALSE | #N/A | #N/A | #N/A | #N/A | #N/A | #N/A | #N/A | #N/A | #N/A | #N/A
TRUE | VIC | HOTS | Horsham (Powercor) 66 kV | Powercor | Winter | Coincident | 2029 | POE50 | NA | 75.6863 | VIC Horsham (Powercor) 66 kV |  |  | FALSE | #N/A | #N/A | #N/A | #N/A | #N/A | #N/A | #N/A | #N/A | #N/A | #N/A
TRUE | VIC | HOTS | Horsham (Powercor) 66 kV | Powercor | Winter | Non-coincident | 2029 | POE10 | NA | 90.4834 | VIC Horsham (Powercor) 66 kV |  |  | FALSE | #N/A | #N/A | #N/A | #N/A | #N/A | #N/A | #N/A | #N/A | #N/A | #N/A
TRUE | VIC | HOTS | Horsham (Powercor) 66 kV | Powercor | Winter | Non-coincident | 2029 | POE50 | NA | 87.8609 | VIC Horsham (Powercor) 66 kV |  |  | FALSE | #N/A | #N/A | #N/A | #N/A | #N/A | #N/A | #N/A | #N/A | #N/A | #N/A
TRUE | VIC | HOTS | Horsham (Powercor) 66 kV | Powercor | Winter | Coincident | 2030 | POE10 | NA | 76.5173 | VIC Horsham (Powercor) 66 kV |  |  | FALSE | #N/A | #N/A | #N/A | #N/A | #N/A | #N/A | #N/A | #N/A | #N/A | #N/A
TRUE | VIC | HOTS | Horsham (Powercor) 66 kV | Powercor | Winter | Coincident | 2030 | POE50 | NA | 74.9434 | VIC Horsham (Powercor) 66 kV |  |  | FALSE | #N/A | #N/A | #N/A | #N/A | #N/A | #N/A | #N/A | #N/A | #N/A | #N/A
TRUE | VIC | HOTS | Horsham (Powercor) 66 kV | Powercor | Winter | Non-coincident | 2030 | POE10 | NA | 90.9114 | VIC Horsham (Powercor) 66 kV |  |  | FALSE | #N/A | #N/A | #N/A | #N/A | #N/A | #N/A | #N/A | #N/A | #N/A | #N/A
TRUE | VIC | HOTS | Horsham (Powercor) 66 kV | Powercor | Winter | Non-coincident | 2030 | POE50 | NA | 88.2898 | VIC Horsham (Powercor) 66 kV |  |  | FALSE | #N/A | #N/A | #N/A | #N/A | #N/A | #N/A | #N/A | #N/A | #N/A | #N/A
TRUE | VIC | HOTS | Horsham (Powercor) 66 kV | Powercor | Winter | Coincident | 2031 | POE10 | NA | 75.8965 | VIC Horsham (Powercor) 66 kV |  |  | FALSE | #N/A | #N/A | #N/A | #N/A | #N/A | #N/A | #N/A | #N/A | #N/A | #N/A
TRUE | VIC | HOTS | Horsham (Powercor) 66 kV | Powercor | Winter | Coincident | 2031 | POE50 | NA | 74.3469 | VIC Horsham (Powercor) 66 kV |  |  | FALSE | #N/A | #N/A | #N/A | #N/A | #N/A | #N/A | #N/A | #N/A | #N/A | #N/A
TRUE | VIC | HOTS | Horsham (Powercor) 66 kV | Powercor | Winter | Non-coincident | 2031 | POE10 | NA | 91.3462 | VIC Horsham (Powercor) 66 kV |  |  | FALSE | #N/A | #N/A | #N/A | #N/A | #N/A | #N/A | #N/A | #N/A | #N/A | #N/A
TRUE | VIC | HOTS | Horsham (Powercor) 66 kV | Powercor | Winter | Non-coincident | 2031 | POE50 | NA | 88.7254 | VIC Horsham (Powercor) 66 kV |  |  | FALSE | #N/A | #N/A | #N/A | #N/A | #N/A | #N/A | #N/A | #N/A | #N/A | #N/A
TRUE | VIC | HOTS | Horsham (Powercor) 66 kV | Powercor | Winter | Coincident | 2032 | POE10 | NA | 74.6592 | VIC Horsham (Powercor) 66 kV |  |  | FALSE | #N/A | #N/A | #N/A | #N/A | #N/A | #N/A | #N/A | #N/A | #N/A | #N/A
TRUE | VIC | HOTS | Horsham (Powercor) 66 kV | Powercor | Winter | Coincident | 2032 | POE50 | NA | 73.005 | VIC Horsham (Powercor) 66 kV |  |  | FALSE | #N/A | #N/A | #N/A | #N/A | #N/A | #N/A | #N/A | #N/A | #N/A | #N/A
TRUE | VIC | HOTS | Horsham (Powercor) 66 kV | Powercor | Winter | Non-coincident | 2032 | POE10 | NA | 91.7885 | VIC Horsham (Powercor) 66 kV |  |  | FALSE | #N/A | #N/A | #N/A | #N/A | #N/A | #N/A | #N/A | #N/A | #N/A | #N/A
TRUE | VIC | HOTS | Horsham (Powercor) 66 kV | Powercor | Winter | Non-coincident | 2032 | POE50 | NA | 89.1687 | VIC Horsham (Powercor) 66 kV |  |  | FALSE | #N/A | #N/A | #N/A | #N/A | #N/A | #N/A | #N/A | #N/A | #N/A | #N/A
TRUE | VIC | HOTS | Horsham (Powercor) 66 kV | Powercor | Winter | Coincident | 2033 | POE10 | NA | 73.1013 | VIC Horsham (Powercor) 66 kV |  |  | FALSE | #N/A | #N/A | #N/A | #N/A | #N/A | #N/A | #N/A | #N/A | #N/A | #N/A
TRUE | VIC | HOTS | Horsham (Powercor) 66 kV | Powercor | Winter | Coincident | 2033 | POE50 | NA | 71.4981 | VIC Horsham (Powercor) 66 kV |  |  | FALSE | #N/A | #N/A | #N/A | #N/A | #N/A | #N/A | #N/A | #N/A | #N/A | #N/A
TRUE | VIC | HOTS | Horsham (Powercor) 66 kV | Powercor | Winter | Non-coincident | 2033 | POE10 | NA | 92.2179 | VIC Horsham (Powercor) 66 kV |  |  | FALSE | #N/A | #N/A | #N/A | #N/A | #N/A | #N/A | #N/A | #N/A | #N/A | #N/A
TRUE | VIC | HOTS | Horsham (Powercor) 66 kV | Powercor | Winter | Non-coincident | 2033 | POE50 | NA | 89.599 | VIC Horsham (Powercor) 66 kV |  |  | FALSE | #N/A | #N/A | #N/A | #N/A | #N/A | #N/A | #N/A | #N/A | #N/A | #N/A
TRUE | VIC | HOTS | Horsham (Powercor) 66 kV | Powercor | Winter | Coincident | 2034 | POE10 | NA | 72.8434 | VIC Horsham (Powercor) 66 kV |  |  | FALSE | #N/A | #N/A | #N/A | #N/A | #N/A | #N/A | #N/A | #N/A | #N/A | #N/A
TRUE | VIC | HOTS | Horsham (Powercor) 66 kV | Powercor | Winter | Coincident | 2034 | POE50 | NA | 71.2921 | VIC Horsham (Powercor) 66 kV |  |  | FALSE | #N/A | #N/A | #N/A | #N/A | #N/A | #N/A | #N/A | #N/A | #N/A | #N/A
TRUE | VIC | HOTS | Horsham (Powercor) 66 kV | Powercor | Winter | Non-coincident | 2034 | POE10 | NA | 92.6261 | VIC Horsham (Powercor) 66 kV |  |  | FALSE | #N/A | #N/A | #N/A | #N/A | #N/A | #N/A | #N/A | #N/A | #N/A | #N/A
TRUE | VIC | HOTS | Horsham (Powercor) 66 kV | Powercor | Winter | Non-coincident | 2034 | POE50 | NA | 90.0081 | VIC Horsham (Powercor) 66 kV |  |  | FALSE | #N/A | #N/A | #N/A | #N/A | #N/A | #N/A | #N/A | #N/A | #N/A | #N/A
TRUE | VIC | HTS | Heatherton (United Energy) 66 kV | United Energy | Shoulder | Coincident | 2019 | ACTUAL_OPG | 68.3433 | NA | VIC Heatherton (United Energy) 66 kV |  |  | FALSE | #N/A | #N/A | #N/A | #N/A | #N/A | #N/A | #N/A | #N/A | #N/A | #N/A
TRUE | VIC | HTS | Heatherton (United Energy) 66 kV | United Energy | Shoulder | Coincident | 2019 | ACTUAL_RAW | 68.3433 | NA | VIC Heatherton (United Energy) 66 kV |  |  | FALSE | #N/A | #N/A | #N/A | #N/A | #N/A | #N/A | #N/A | #N/A | #N/A | #N/A
TRUE | VIC | HTS | Heatherton (United Energy) 66 kV | United Energy | Shoulder | Non-coincident | 2019 | ACTUAL_RAW | 67.9502 | NA | VIC Heatherton (United Energy) 66 kV |  |  | FALSE | #N/A | #N/A | #N/A | #N/A | #N/A | #N/A | #N/A | #N/A | #N/A | #N/A
TRUE | VIC | HTS | Heatherton (United Energy) 66 kV | United Energy | Shoulder | Non-coincident | 2019 | ACTUAL_OPG | 67.9502 | NA | VIC Heatherton (United Energy) 66 kV |  |  | FALSE | #N/A | #N/A | #N/A | #N/A | #N/A | #N/A | #N/A | #N/A | #N/A | #N/A
TRUE | VIC | HTS | Heatherton (United Energy) 66 kV | United Energy | Shoulder | Non-coincident | 2019 | ACTUAL_ADJUSTEDOPG | 67.9502 | NA | VIC Heatherton (United Energy) 66 kV |  |  | FALSE | #N/A | #N/A | #N/A | #N/A | #N/A | #N/A | #N/A | #N/A | #N/A | #N/A
TRUE | VIC | HTS | Heatherton (United Energy) 66 kV | United Energy | Shoulder | Coincident | 2020 | ACTUAL_OPG | 91.2157 | NA | VIC Heatherton (United Energy) 66 kV |  |  | FALSE | #N/A | #N/A | #N/A | #N/A | #N/A | #N/A | #N/A | #N/A | #N/A | #N/A
TRUE | VIC | HTS | Heatherton (United Energy) 66 kV | United Energy | Shoulder | Coincident | 2020 | ACTUAL_RAW | 91.2157 | NA | VIC Heatherton (United Energy) 66 kV |  |  | FALSE | #N/A | #N/A | #N/A | #N/A | #N/A | #N/A | #N/A | #N/A | #N/A | #N/A
TRUE | VIC | HTS | Heatherton (United Energy) 66 kV | United Energy | Shoulder | Non-coincident | 2020 | ACTUAL_RAW | 73.7381 | NA | VIC Heatherton (United Energy) 66 kV |  |  | FALSE | #N/A | #N/A | #N/A | #N/A | #N/A | #N/A | #N/A | #N/A | #N/A | #N/A
TRUE | VIC | HTS | Heatherton (United Energy) 66 kV | United Energy | Shoulder | Non-coincident | 2020 | ACTUAL_OPG | 73.7381 | NA | VIC Heatherton (United Energy) 66 kV |  |  | FALSE | #N/A | #N/A | #N/A | #N/A | #N/A | #N/A | #N/A | #N/A | #N/A | #N/A
TRUE | VIC | HTS | Heatherton (United Energy) 66 kV | United Energy | Shoulder | Non-coincident | 2020 | ACTUAL_ADJUSTEDOPG | 73.7381 | NA | VIC Heatherton (United Energy) 66 kV |  |  | FALSE | #N/A | #N/A | #N/A | #N/A | #N/A | #N/A | #N/A | #N/A | #N/A | #N/A
TRUE | VIC | HTS | Heatherton (United Energy) 66 kV | United Energy | Shoulder | Coincident | 2021 | ACTUAL_OPG | 77.0929 | NA | VIC Heatherton (United Energy) 66 kV |  |  | FALSE | #N/A | #N/A | #N/A | #N/A | #N/A | #N/A | #N/A | #N/A | #N/A | #N/A
TRUE | VIC | HTS | Heatherton (United Energy) 66 kV | United Energy | Shoulder | Coincident | 2021 | ACTUAL_RAW | 77.0929 | NA | VIC Heatherton (United Energy) 66 kV |  |  | FALSE | #N/A | #N/A | #N/A | #N/A | #N/A | #N/A | #N/A | #N/A | #N/A | #N/A
TRUE | VIC | HTS | Heatherton (United Energy) 66 kV | United Energy | Shoulder | Non-coincident | 2021 | ACTUAL_RAW | 73.3227 | NA | VIC Heatherton (United Energy) 66 kV |  |  | FALSE | #N/A | #N/A | #N/A | #N/A | #N/A | #N/A | #N/A | #N/A | #N/A | #N/A
TRUE | VIC | HTS | Heatherton (United Energy) 66 kV | United Energy | Shoulder | Non-coincident | 2021 | ACTUAL_OPG | 73.3227 | NA | VIC Heatherton (United Energy) 66 kV |  |  | FALSE | #N/A | #N/A | #N/A | #N/A | #N/A | #N/A | #N/A | #N/A | #N/A | #N/A
TRUE | VIC | HTS | Heatherton (United Energy) 66 kV | United Energy | Shoulder | Non-coincident | 2021 | ACTUAL_ADJUSTEDOPG | 73.3227 | NA | VIC Heatherton (United Energy) 66 kV |  |  | FALSE | #N/A | #N/A | #N/A | #N/A | #N/A | #N/A | #N/A | #N/A | #N/A | #N/A
TRUE | VIC | HTS | Heatherton (United Energy) 66 kV | United Energy | Shoulder | Coincident | 2022 | ACTUAL_OPG | 61.5971 | NA | VIC Heatherton (United Energy) 66 kV |  |  | FALSE | #N/A | #N/A | #N/A | #N/A | #N/A | #N/A | #N/A | #N/A | #N/A | #N/A
TRUE | VIC | HTS | Heatherton (United Energy) 66 kV | United Energy | Shoulder | Coincident | 2022 | ACTUAL_RAW | 61.5971 | NA | VIC Heatherton (United Energy) 66 kV |  |  | FALSE | #N/A | #N/A | #N/A | #N/A | #N/A | #N/A | #N/A | #N/A | #N/A | #N/A
TRUE | VIC | HTS | Heatherton (United Energy) 66 kV | United Energy | Shoulder | Non-coincident | 2022 | ACTUAL_RAW | 61.5971 | NA | VIC Heatherton (United Energy) 66 kV |  |  | FALSE | #N/A | #N/A | #N/A | #N/A | #N/A | #N/A | #N/A | #N/A | #N/A | #N/A
TRUE | VIC | HTS | Heatherton (United Energy) 66 kV | United Energy | Shoulder | Non-coincident | 2022 | ACTUAL_OPG | 61.5971 | NA | VIC Heatherton (United Energy) 66 kV |  |  | FALSE | #N/A | #N/A | #N/A | #N/A | #N/A | #N/A | #N/A | #N/A | #N/A | #N/A
TRUE | VIC | HTS | Heatherton (United Energy) 66 kV | United Energy | Shoulder | Non-coincident | 2022 | ACTUAL_ADJUSTEDOPG | 61.5971 | NA | VIC Heatherton (United Energy) 66 kV |  |  | FALSE | #N/A | #N/A | #N/A | #N/A | #N/A | #N/A | #N/A | #N/A | #N/A | #N/A
TRUE | VIC | HTS | Heatherton (United Energy) 66 kV | United Energy | Shoulder | Coincident | 2023 | ACTUAL_OPG | 56.6396 | NA | VIC Heatherton (United Energy) 66 kV |  |  | FALSE | #N/A | #N/A | #N/A | #N/A | #N/A | #N/A | #N/A | #N/A | #N/A | #N/A
TRUE | VIC | HTS | Heatherton (United Energy) 66 kV | United Energy | Shoulder | Coincident | 2023 | ACTUAL_RAW | 56.6396 | NA | VIC Heatherton (United Energy) 66 kV |  |  | FALSE | #N/A | #N/A | #N/A | #N/A | #N/A | #N/A | #N/A | #N/A | #N/A | #N/A
TRUE | VIC | HTS | Heatherton (United Energy) 66 kV | United Energy | Shoulder | Non-coincident | 2023 | ACTUAL_RAW | 51.2119 | NA | VIC Heatherton (United Energy) 66 kV |  |  | FALSE | #N/A | #N/A | #N/A | #N/A | #N/A | #N/A | #N/A | #N/A | #N/A | #N/A
TRUE | VIC | HTS | Heatherton (United Energy) 66 kV | United Energy | Shoulder | Non-coincident | 2023 | ACTUAL_OPG | 51.2119 | NA | VIC Heatherton (United Energy) 66 kV |  |  | FALSE | #N/A | #N/A | #N/A | #N/A | #N/A | #N/A | #N/A | #N/A | #N/A | #N/A
TRUE | VIC | HTS | Heatherton (United Energy) 66 kV | United Energy | Shoulder | Non-coincident | 2023 | ACTUAL_ADJUSTEDOPG | 51.2119 | NA | VIC Heatherton (United Energy) 66 kV |  |  | FALSE | #N/A | #N/A | #N/A | #N/A | #N/A | #N/A | #N/A | #N/A | #N/A | #N/A
TRUE | VIC | HTS | Heatherton (United Energy) 66 kV | United Energy | Shoulder | Coincident | 2024 | ACTUAL_OPG | 38.1814 | NA | VIC Heatherton (United Energy) 66 kV |  |  | FALSE | #N/A | #N/A | #N/A | #N/A | #N/A | #N/A | #N/A | #N/A | #N/A | #N/A
TRUE | VIC | HTS | Heatherton (United Energy) 66 kV | United Energy | Shoulder | Coincident | 2024 | ACTUAL_RAW | 38.1814 | NA | VIC Heatherton (United Energy) 66 kV |  |  | FALSE | #N/A | #N/A | #N/A | #N/A | #N/A | #N/A | #N/A | #N/A | #N/A | #N/A
TRUE | VIC | HTS | Heatherton (United Energy) 66 kV | United Energy | Shoulder | Non-coincident | 2024 | ACTUAL_RAW | 37.4256 | NA | VIC Heatherton (United Energy) 66 kV |  |  | FALSE | #N/A | #N/A | #N/A | #N/A | #N/A | #N/A | #N/A | #N/A | #N/A | #N/A
TRUE | VIC | HTS | Heatherton (United Energy) 66 kV | United Energy | Shoulder | Non-coincident | 2024 | ACTUAL_OPG | 37.4256 | NA | VIC Heatherton (United Energy) 66 kV |  |  | FALSE | #N/A | #N/A | #N/A | #N/A | #N/A | #N/A | #N/A | #N/A | #N/A | #N/A
TRUE | VIC | HTS | Heatherton (United Energy) 66 kV | United Energy | Shoulder | Non-coincident | 2024 | ACTUAL_ADJUSTEDOPG | 37.4256 | NA | VIC Heatherton (United Energy) 66 kV |  |  | FALSE | #N/A | #N/A | #N/A | #N/A | #N/A | #N/A | #N/A | #N/A | #N/A | #N/A
TRUE | VIC | HTS | Heatherton (United Energy) 66 kV | United Energy | Shoulder | Coincident | 2025 | ACTUAL_OPG | 38.6232 | NA | VIC Heatherton (United Energy) 66 kV |  |  | FALSE | #N/A | #N/A | #N/A | #N/A | #N/A | #N/A | #N/A | #N/A | #N/A | #N/A
TRUE | VIC | HTS | Heatherton (United Energy) 66 kV | United Energy | Shoulder | Coincident | 2025 | ACTUAL_RAW | 38.6232 | NA | VIC Heatherton (United Energy) 66 kV |  |  | FALSE | #N/A | #N/A | #N/A | #N/A | #N/A | #N/A | #N/A | #N/A | #N/A | #N/A
TRUE | VIC | HTS | Heatherton (United Energy) 66 kV | United Energy | Shoulder | Non-coincident | 2025 | ACTUAL_RAW | 35.1295 | NA | VIC Heatherton (United Energy) 66 kV |  |  | FALSE | #N/A | #N/A | #N/A | #N/A | #N/A | #N/A | #N/A | #N/A | #N/A | #N/A
TRUE | VIC | HTS | Heatherton (United Energy) 66 kV | United Energy | Shoulder | Non-coincident | 2025 | ACTUAL_OPG | 35.1295 | NA | VIC Heatherton (United Energy) 66 kV |  |  | FALSE | #N/A | #N/A | #N/A | #N/A | #N/A | #N/A | #N/A | #N/A | #N/A | #N/A
TRUE | VIC | HTS | Heatherton (United Energy) 66 kV | United Energy | Shoulder | Non-coincident | 2025 | ACTUAL_ADJUSTEDOPG | 35.1295 | NA | VIC Heatherton (United Energy) 66 kV |  |  | FALSE | #N/A | #N/A | #N/A | #N/A | #N/A | #N/A | #N/A | #N/A | #N/A | #N/A
TRUE | VIC | HTS | Heatherton (United Energy) 66 kV | United Energy | Shoulder | Non-coincident | 2025 | BASEYEARPOE90 | 5.4376 | NA | VIC Heatherton (United Energy) 66 kV |  |  | FALSE | #N/A | #N/A | #N/A | #N/A | #N/A | #N/A | #N/A | #N/A | #N/A | #N/A
TRUE | VIC | HTS | Heatherton (United Energy) 66 kV | United Energy | Shoulder | Non-coincident | 2025 | BASEYEARPOE50 | 16.3242 | NA | VIC Heatherton (United Energy) 66 kV |  |  | FALSE | #N/A | #N/A | #N/A | #N/A | #N/A | #N/A | #N/A | #N/A | #N/A | #N/A
TRUE | VIC | HTS | Heatherton (United Energy) 66 kV | United Energy | Shoulder | Coincident_unreconciled | 2026 | POE50 | 2.6877 | NA | VIC Heatherton (United Energy) 66 kV |  |  | FALSE | #N/A | #N/A | #N/A | #N/A | #N/A | #N/A | #N/A | #N/A | #N/A | #N/A
TRUE | VIC | HTS | Heatherton (United Energy) 66 kV | United Energy | Shoulder | Coincident_unreconciled | 2026 | POE90 | -7.2739 | NA | VIC Heatherton (United Energy) 66 kV |  |  | FALSE | #N/A | #N/A | #N/A | #N/A | #N/A | #N/A | #N/A | #N/A | #N/A | #N/A
TRUE | VIC | HTS | Heatherton (United Energy) 66 kV | United Energy | Shoulder | Non-coincident | 2026 | POE50 | 2.536 | NA | VIC Heatherton (United Energy) 66 kV |  |  | FALSE | #N/A | #N/A | #N/A | #N/A | #N/A | #N/A | #N/A | #N/A | #N/A | #N/A
TRUE | VIC | HTS | Heatherton (United Energy) 66 kV | United Energy | Shoulder | Non-coincident | 2026 | POE90 | -7.7367 | NA | VIC Heatherton (United Energy) 66 kV |  |  | FALSE | #N/A | #N/A | #N/A | #N/A | #N/A | #N/A | #N/A | #N/A | #N/A | #N/A
TRUE | VIC | HTS | Heatherton (United Energy) 66 kV | United Energy | Shoulder | Coincident_unreconciled | 2027 | POE50 | -11.1641 | NA | VIC Heatherton (United Energy) 66 kV |  |  | FALSE | #N/A | #N/A | #N/A | #N/A | #N/A | #N/A | #N/A | #N/A | #N/A | #N/A
TRUE | VIC | HTS | Heatherton (United Energy) 66 kV | United Energy | Shoulder | Coincident_unreconciled | 2027 | POE90 | -20.8515 | NA | VIC Heatherton (United Energy) 66 kV |  |  | FALSE | #N/A | #N/A | #N/A | #N/A | #N/A | #N/A | #N/A | #N/A | #N/A | #N/A
TRUE | VIC | HTS | Heatherton (United Energy) 66 kV | United Energy | Shoulder | Non-coincident | 2027 | POE50 | -11.8745 | NA | VIC Heatherton (United Energy) 66 kV |  |  | FALSE | #N/A | #N/A | #N/A | #N/A | #N/A | #N/A | #N/A | #N/A | #N/A | #N/A
TRUE | VIC | HTS | Heatherton (United Energy) 66 kV | United Energy | Shoulder | Non-coincident | 2027 | POE90 | -22.1782 | NA | VIC Heatherton (United Energy) 66 kV |  |  | FALSE | #N/A | #N/A | #N/A | #N/A | #N/A | #N/A | #N/A | #N/A | #N/A | #N/A
TRUE | VIC | HTS | Heatherton (United Energy) 66 kV | United Energy | Shoulder | Coincident_unreconciled | 2028 | POE50 | -24.6094 | NA | VIC Heatherton (United Energy) 66 kV |  |  | FALSE | #N/A | #N/A | #N/A | #N/A | #N/A | #N/A | #N/A | #N/A | #N/A | #N/A
TRUE | VIC | HTS | Heatherton (United Energy) 66 kV | United Energy | Shoulder | Coincident_unreconciled | 2028 | POE90 | -34.3264 | NA | VIC Heatherton (United Energy) 66 kV |  |  | FALSE | #N/A | #N/A | #N/A | #N/A | #N/A | #N/A | #N/A | #N/A | #N/A | #N/A
TRUE | VIC | HTS | Heatherton (United Energy) 66 kV | United Energy | Shoulder | Non-coincident | 2028 | POE50 | -26.1754 | NA | VIC Heatherton (United Energy) 66 kV |  |  | FALSE | #N/A | #N/A | #N/A | #N/A | #N/A | #N/A | #N/A | #N/A | #N/A | #N/A
TRUE | VIC | HTS | Heatherton (United Energy) 66 kV | United Energy | Shoulder | Non-coincident | 2028 | POE90 | -36.5106 | NA | VIC Heatherton (United Energy) 66 kV |  |  | FALSE | #N/A | #N/A | #N/A | #N/A | #N/A | #N/A | #N/A | #N/A | #N/A | #N/A
TRUE | VIC | HTS | Heatherton (United Energy) 66 kV | United Energy | Shoulder | Coincident_unreconciled | 2029 | POE50 | -37.2809 | NA | VIC Heatherton (United Energy) 66 kV |  |  | FALSE | #N/A | #N/A | #N/A | #N/A | #N/A | #N/A | #N/A | #N/A | #N/A | #N/A
TRUE | VIC | HTS | Heatherton (United Energy) 66 kV | United Energy | Shoulder | Coincident_unreconciled | 2029 | POE90 | -47.0274 | NA | VIC Heatherton (United Energy) 66 kV |  |  | FALSE | #N/A | #N/A | #N/A | #N/A | #N/A | #N/A | #N/A | #N/A | #N/A | #N/A
TRUE | VIC | HTS | Heatherton (United Energy) 66 kV | United Energy | Shoulder | Non-coincident | 2029 | POE50 | -39.6531 | NA | VIC Heatherton (United Energy) 66 kV |  |  | FALSE | #N/A | #N/A | #N/A | #N/A | #N/A | #N/A | #N/A | #N/A | #N/A | #N/A
TRUE | VIC | HTS | Heatherton (United Energy) 66 kV | United Energy | Shoulder | Non-coincident | 2029 | POE90 | -50.0198 | NA | VIC Heatherton (United Energy) 66 kV |  |  | FALSE | #N/A | #N/A | #N/A | #N/A | #N/A | #N/A | #N/A | #N/A | #N/A | #N/A
TRUE | VIC | HTS | Heatherton (United Energy) 66 kV | United Energy | Shoulder | Coincident_unreconciled | 2030 | POE50 | -49.5353 | NA | VIC Heatherton (United Energy) 66 kV |  |  | FALSE | #N/A | #N/A | #N/A | #N/A | #N/A | #N/A | #N/A | #N/A | #N/A | #N/A
TRUE | VIC | HTS | Heatherton (United Energy) 66 kV | United Energy | Shoulder | Coincident_unreconciled | 2030 | POE90 | -59.3113 | NA | VIC Heatherton (United Energy) 66 kV |  |  | FALSE | #N/A | #N/A | #N/A | #N/A | #N/A | #N/A | #N/A | #N/A | #N/A | #N/A
TRUE | VIC | HTS | Heatherton (United Energy) 66 kV | United Energy | Shoulder | Non-coincident | 2030 | POE50 | -52.6872 | NA | VIC Heatherton (United Energy) 66 kV |  |  | FALSE | #N/A | #N/A | #N/A | #N/A | #N/A | #N/A | #N/A | #N/A | #N/A | #N/A
TRUE | VIC | HTS | Heatherton (United Energy) 66 kV | United Energy | Shoulder | Non-coincident | 2030 | POE90 | -63.0853 | NA | VIC Heatherton (United Energy) 66 kV |  |  | FALSE | #N/A | #N/A | #N/A | #N/A | #N/A | #N/A | #N/A | #N/A | #N/A | #N/A
TRUE | VIC | HTS | Heatherton (United Energy) 66 kV | United Energy | Shoulder | Coincident_unreconciled | 2031 | POE50 | -61.6964 | NA | VIC Heatherton (United Energy) 66 kV |  |  | FALSE | #N/A | #N/A | #N/A | #N/A | #N/A | #N/A | #N/A | #N/A | #N/A | #N/A
TRUE | VIC | HTS | Heatherton (United Energy) 66 kV | United Energy | Shoulder | Coincident_unreconciled | 2031 | POE90 | -71.5019 | NA | VIC Heatherton (United Energy) 66 kV |  |  | FALSE | #N/A | #N/A | #N/A | #N/A | #N/A | #N/A | #N/A | #N/A | #N/A | #N/A
TRUE | VIC | HTS | Heatherton (United Energy) 66 kV | United Energy | Shoulder | Non-coincident | 2031 | POE50 | -65.6222 | NA | VIC Heatherton (United Energy) 66 kV |  |  | FALSE | #N/A | #N/A | #N/A | #N/A | #N/A | #N/A | #N/A | #N/A | #N/A | #N/A
TRUE | VIC | HTS | Heatherton (United Energy) 66 kV | United Energy | Shoulder | Non-coincident | 2031 | POE90 | -76.0517 | NA | VIC Heatherton (United Energy) 66 kV |  |  | FALSE | #N/A | #N/A | #N/A | #N/A | #N/A | #N/A | #N/A | #N/A | #N/A | #N/A
TRUE | VIC | HTS | Heatherton (United Energy) 66 kV | United Energy | Shoulder | Coincident_unreconciled | 2032 | POE50 | -71.2951 | NA | VIC Heatherton (United Energy) 66 kV |  |  | FALSE | #N/A | #N/A | #N/A | #N/A | #N/A | #N/A | #N/A | #N/A | #N/A | #N/A
TRUE | VIC | HTS | Heatherton (United Energy) 66 kV | United Energy | Shoulder | Coincident_unreconciled | 2032 | POE90 | -81.1308 | NA | VIC Heatherton (United Energy) 66 kV |  |  | FALSE | #N/A | #N/A | #N/A | #N/A | #N/A | #N/A | #N/A | #N/A | #N/A | #N/A
TRUE | VIC | HTS | Heatherton (United Energy) 66 kV | United Energy | Shoulder | Non-coincident | 2032 | POE50 | -75.8317 | NA | VIC Heatherton (United Energy) 66 kV |  |  | FALSE | #N/A | #N/A | #N/A | #N/A | #N/A | #N/A | #N/A | #N/A | #N/A | #N/A
TRUE | VIC | HTS | Heatherton (United Energy) 66 kV | United Energy | Shoulder | Non-coincident | 2032 | POE90 | -86.2932 | NA | VIC Heatherton (United Energy) 66 kV |  |  | FALSE | #N/A | #N/A | #N/A | #N/A | #N/A | #N/A | #N/A | #N/A | #N/A | #N/A
TRUE | VIC | HTS | Heatherton (United Energy) 66 kV | United Energy | Shoulder | Coincident_unreconciled | 2033 | POE50 | -78.7996 | NA | VIC Heatherton (United Energy) 66 kV |  |  | FALSE | #N/A | #N/A | #N/A | #N/A | #N/A | #N/A | #N/A | #N/A | #N/A | #N/A
TRUE | VIC | HTS | Heatherton (United Energy) 66 kV | United Energy | Shoulder | Coincident_unreconciled | 2033 | POE90 | -88.6657 | NA | VIC Heatherton (United Energy) 66 kV |  |  | FALSE | #N/A | #N/A | #N/A | #N/A | #N/A | #N/A | #N/A | #N/A | #N/A | #N/A
TRUE | VIC | HTS | Heatherton (United Energy) 66 kV | United Energy | Shoulder | Non-coincident | 2033 | POE50 | -83.8137 | NA | VIC Heatherton (United Energy) 66 kV |  |  | FALSE | #N/A | #N/A | #N/A | #N/A | #N/A | #N/A | #N/A | #N/A | #N/A | #N/A
TRUE | VIC | HTS | Heatherton (United Energy) 66 kV | United Energy | Shoulder | Non-coincident | 2033 | POE90 | -94.3076 | NA | VIC Heatherton (United Energy) 66 kV |  |  | FALSE | #N/A | #N/A | #N/A | #N/A | #N/A | #N/A | #N/A | #N/A | #N/A | #N/A
TRUE | VIC | HTS | Heatherton (United Energy) 66 kV | United Energy | Shoulder | Coincident_unreconciled | 2034 | POE50 | -85.9133 | NA | VIC Heatherton (United Energy) 66 kV |  |  | FALSE | #N/A | #N/A | #N/A | #N/A | #N/A | #N/A | #N/A | #N/A | #N/A | #N/A
TRUE | VIC | HTS | Heatherton (United Energy) 66 kV | United Energy | Shoulder | Coincident_unreconciled | 2034 | POE90 | -95.8098 | NA | VIC Heatherton (United Energy) 66 kV |  |  | FALSE | #N/A | #N/A | #N/A | #N/A | #N/A | #N/A | #N/A | #N/A | #N/A | #N/A
TRUE | VIC | HTS | Heatherton (United Energy) 66 kV | United Energy | Shoulder | Non-coincident | 2034 | POE50 | -91.38 | NA | VIC Heatherton (United Energy) 66 kV |  |  | FALSE | #N/A | #N/A | #N/A | #N/A | #N/A | #N/A | #N/A | #N/A | #N/A | #N/A
TRUE | VIC | HTS | Heatherton (United Energy) 66 kV | United Energy | Shoulder | Non-coincident | 2034 | POE90 | -101.9063 | NA | VIC Heatherton (United Energy) 66 kV |  |  | FALSE | #N/A | #N/A | #N/A | #N/A | #N/A | #N/A | #N/A | #N/A | #N/A | #N/A
TRUE | VIC | HTS | Heatherton (United Energy) 66 kV | United Energy | Shoulder | Coincident_unreconciled | 2035 | POE50 | -93.5787 | NA | VIC Heatherton (United Energy) 66 kV |  |  | FALSE | #N/A | #N/A | #N/A | #N/A | #N/A | #N/A | #N/A | #N/A | #N/A | #N/A
TRUE | VIC | HTS | Heatherton (United Energy) 66 kV | United Energy | Shoulder | Coincident_unreconciled | 2035 | POE90 | -103.5057 | NA | VIC Heatherton (United Energy) 66 kV |  |  | FALSE | #N/A | #N/A | #N/A | #N/A | #N/A | #N/A | #N/A | #N/A | #N/A | #N/A
TRUE | VIC | HTS | Heatherton (United Energy) 66 kV | United Energy | Shoulder | Non-coincident | 2035 | POE50 | -99.5332 | NA | VIC Heatherton (United Energy) 66 kV |  |  | FALSE | #N/A | #N/A | #N/A | #N/A | #N/A | #N/A | #N/A | #N/A | #N/A | #N/A
TRUE | VIC | HTS | Heatherton (United Energy) 66 kV | United Energy | Shoulder | Non-coincident | 2035 | POE90 | -110.0918 | NA | VIC Heatherton (United Energy) 66 kV |  |  | FALSE | #N/A | #N/A | #N/A | #N/A | #N/A | #N/A | #N/A | #N/A | #N/A | #N/A
TRUE | VIC | HTS | Heatherton (United Energy) 66 kV | United Energy | Summer | Coincident | 2019 | ACTUAL_OPG | 70.089 | 333.9378 | VIC Heatherton (United Energy) 66 kV |  |  | FALSE | #N/A | #N/A | #N/A | #N/A | #N/A | #N/A | #N/A | #N/A | #N/A | #N/A
TRUE | VIC | HTS | Heatherton (United Energy) 66 kV | United Energy | Summer | Coincident | 2019 | ACTUAL_RAW | 70.089 | 333.9378 | VIC Heatherton (United Energy) 66 kV |  |  | FALSE | #N/A | #N/A | #N/A | #N/A | #N/A | #N/A | #N/A | #N/A | #N/A | #N/A
TRUE | VIC | HTS | Heatherton (United Energy) 66 kV | United Energy | Summer | Non-coincident | 2019 | ACTUAL_RAW | 64.8421 | 358.2547 | VIC Heatherton (United Energy) 66 kV |  |  | FALSE | #N/A | #N/A | #N/A | #N/A | #N/A | #N/A | #N/A | #N/A | #N/A | #N/A
TRUE | VIC | HTS | Heatherton (United Energy) 66 kV | United Energy | Summer | Non-coincident | 2019 | ACTUAL_OPG | 64.8421 | 358.2547 | VIC Heatherton (United Energy) 66 kV |  |  | FALSE | #N/A | #N/A | #N/A | #N/A | #N/A | #N/A | #N/A | #N/A | #N/A | #N/A
TRUE | VIC | HTS | Heatherton (United Energy) 66 kV | United Energy | Summer | Non-coincident | 2019 | ACTUAL_ADJUSTEDOPG | 64.8421 | 358.2547 | VIC Heatherton (United Energy) 66 kV |  |  | FALSE | #N/A | #N/A | #N/A | #N/A | #N/A | #N/A | #N/A | #N/A | #N/A | #N/A
TRUE | VIC | HTS | Heatherton (United Energy) 66 kV | United Energy | Summer | Coincident | 2020 | ACTUAL_OPG | 73.1076 | 349.0337 | VIC Heatherton (United Energy) 66 kV |  |  | FALSE | #N/A | #N/A | #N/A | #N/A | #N/A | #N/A | #N/A | #N/A | #N/A | #N/A
TRUE | VIC | HTS | Heatherton (United Energy) 66 kV | United Energy | Summer | Coincident | 2020 | ACTUAL_RAW | 73.1076 | 349.0337 | VIC Heatherton (United Energy) 66 kV |  |  | FALSE | #N/A | #N/A | #N/A | #N/A | #N/A | #N/A | #N/A | #N/A | #N/A | #N/A
TRUE | VIC | HTS | Heatherton (United Energy) 66 kV | United Energy | Summer | Non-coincident | 2020 | ACTUAL_RAW | 67.1292 | 364.0873 | VIC Heatherton (United Energy) 66 kV |  |  | FALSE | #N/A | #N/A | #N/A | #N/A | #N/A | #N/A | #N/A | #N/A | #N/A | #N/A
TRUE | VIC | HTS | Heatherton (United Energy) 66 kV | United Energy | Summer | Non-coincident | 2020 | ACTUAL_OPG | 67.1292 | 364.0873 | VIC Heatherton (United Energy) 66 kV |  |  | FALSE | #N/A | #N/A | #N/A | #N/A | #N/A | #N/A | #N/A | #N/A | #N/A | #N/A
TRUE | VIC | HTS | Heatherton (United Energy) 66 kV | United Energy | Summer | Non-coincident | 2020 | ACTUAL_ADJUSTEDOPG | 67.1292 | 364.0873 | VIC Heatherton (United Energy) 66 kV |  |  | FALSE | #N/A | #N/A | #N/A | #N/A | #N/A | #N/A | #N/A | #N/A | #N/A | #N/A
TRUE | VIC | HTS | Heatherton (United Energy) 66 kV | United Energy | Summer | Coincident | 2021 | ACTUAL_OPG | 60.5329 | 301.529 | VIC Heatherton (United Energy) 66 kV |  |  | FALSE | #N/A | #N/A | #N/A | #N/A | #N/A | #N/A | #N/A | #N/A | #N/A | #N/A
TRUE | VIC | HTS | Heatherton (United Energy) 66 kV | United Energy | Summer | Coincident | 2021 | ACTUAL_RAW | 60.5329 | 301.529 | VIC Heatherton (United Energy) 66 kV |  |  | FALSE | #N/A | #N/A | #N/A | #N/A | #N/A | #N/A | #N/A | #N/A | #N/A | #N/A
TRUE | VIC | HTS | Heatherton (United Energy) 66 kV | United Energy | Summer | Non-coincident | 2021 | ACTUAL_RAW | 58.5447 | 301.529 | VIC Heatherton (United Energy) 66 kV |  |  | FALSE | #N/A | #N/A | #N/A | #N/A | #N/A | #N/A | #N/A | #N/A | #N/A | #N/A
TRUE | VIC | HTS | Heatherton (United Energy) 66 kV | United Energy | Summer | Non-coincident | 2021 | ACTUAL_OPG | 58.5447 | 301.529 | VIC Heatherton (United Energy) 66 kV |  |  | FALSE | #N/A | #N/A | #N/A | #N/A | #N/A | #N/A | #N/A | #N/A | #N/A | #N/A
TRUE | VIC | HTS | Heatherton (United Energy) 66 kV | United Energy | Summer | Non-coincident | 2021 | ACTUAL_ADJUSTEDOPG | 58.5447 | 301.529 | VIC Heatherton (United Energy) 66 kV |  |  | FALSE | #N/A | #N/A | #N/A | #N/A | #N/A | #N/A | #N/A | #N/A | #N/A | #N/A
TRUE | VIC | HTS | Heatherton (United Energy) 66 kV | United Energy | Summer | Coincident | 2022 | ACTUAL_OPG | 64.2871 | 326.8797 | VIC Heatherton (United Energy) 66 kV |  |  | FALSE | #N/A | #N/A | #N/A | #N/A | #N/A | #N/A | #N/A | #N/A | #N/A | #N/A
TRUE | VIC | HTS | Heatherton (United Energy) 66 kV | United Energy | Summer | Coincident | 2022 | ACTUAL_RAW | 64.2871 | 326.8797 | VIC Heatherton (United Energy) 66 kV |  |  | FALSE | #N/A | #N/A | #N/A | #N/A | #N/A | #N/A | #N/A | #N/A | #N/A | #N/A
TRUE | VIC | HTS | Heatherton (United Energy) 66 kV | United Energy | Summer | Non-coincident | 2022 | ACTUAL_RAW | 43.3642 | 328.2579 | VIC Heatherton (United Energy) 66 kV |  |  | FALSE | #N/A | #N/A | #N/A | #N/A | #N/A | #N/A | #N/A | #N/A | #N/A | #N/A
TRUE | VIC | HTS | Heatherton (United Energy) 66 kV | United Energy | Summer | Non-coincident | 2022 | ACTUAL_OPG | 43.3642 | 328.2579 | VIC Heatherton (United Energy) 66 kV |  |  | FALSE | #N/A | #N/A | #N/A | #N/A | #N/A | #N/A | #N/A | #N/A | #N/A | #N/A
TRUE | VIC | HTS | Heatherton (United Energy) 66 kV | United Energy | Summer | Non-coincident | 2022 | ACTUAL_ADJUSTEDOPG | 43.3642 | 328.2579 | VIC Heatherton (United Energy) 66 kV |  |  | FALSE | #N/A | #N/A | #N/A | #N/A | #N/A | #N/A | #N/A | #N/A | #N/A | #N/A
TRUE | VIC | HTS | Heatherton (United Energy) 66 kV | United Energy | Summer | Coincident | 2023 | ACTUAL_OPG | 49.1171 | 310.8108 | VIC Heatherton (United Energy) 66 kV |  |  | FALSE | #N/A | #N/A | #N/A | #N/A | #N/A | #N/A | #N/A | #N/A | #N/A | #N/A
TRUE | VIC | HTS | Heatherton (United Energy) 66 kV | United Energy | Summer | Coincident | 2023 | ACTUAL_RAW | 49.1171 | 310.8108 | VIC Heatherton (United Energy) 66 kV |  |  | FALSE | #N/A | #N/A | #N/A | #N/A | #N/A | #N/A | #N/A | #N/A | #N/A | #N/A
TRUE | VIC | HTS | Heatherton (United Energy) 66 kV | United Energy | Summer | Non-coincident | 2023 | ACTUAL_RAW | 48.633 | 319.3774 | VIC Heatherton (United Energy) 66 kV |  |  | FALSE | #N/A | #N/A | #N/A | #N/A | #N/A | #N/A | #N/A | #N/A | #N/A | #N/A
TRUE | VIC | HTS | Heatherton (United Energy) 66 kV | United Energy | Summer | Non-coincident | 2023 | ACTUAL_OPG | 48.633 | 319.3774 | VIC Heatherton (United Energy) 66 kV |  |  | FALSE | #N/A | #N/A | #N/A | #N/A | #N/A | #N/A | #N/A | #N/A | #N/A | #N/A
TRUE | VIC | HTS | Heatherton (United Energy) 66 kV | United Energy | Summer | Non-coincident | 2023 | ACTUAL_ADJUSTEDOPG | 48.633 | 319.3774 | VIC Heatherton (United Energy) 66 kV |  |  | FALSE | #N/A | #N/A | #N/A | #N/A | #N/A | #N/A | #N/A | #N/A | #N/A | #N/A
TRUE | VIC | HTS | Heatherton (United Energy) 66 kV | United Energy | Summer | Coincident | 2024 | ACTUAL_OPG | 23.0279 | 358.3273 | VIC Heatherton (United Energy) 66 kV |  |  | FALSE | #N/A | #N/A | #N/A | #N/A | #N/A | #N/A | #N/A | #N/A | #N/A | #N/A
TRUE | VIC | HTS | Heatherton (United Energy) 66 kV | United Energy | Summer | Coincident | 2024 | ACTUAL_RAW | 23.0279 | 358.3273 | VIC Heatherton (United Energy) 66 kV |  |  | FALSE | #N/A | #N/A | #N/A | #N/A | #N/A | #N/A | #N/A | #N/A | #N/A | #N/A
TRUE | VIC | HTS | Heatherton (United Energy) 66 kV | United Energy | Summer | Non-coincident | 2024 | ACTUAL_RAW | 21.8162 | 358.5628 | VIC Heatherton (United Energy) 66 kV |  |  | FALSE | #N/A | #N/A | #N/A | #N/A | #N/A | #N/A | #N/A | #N/A | #N/A | #N/A
TRUE | VIC | HTS | Heatherton (United Energy) 66 kV | United Energy | Summer | Non-coincident | 2024 | ACTUAL_OPG | 21.8162 | 358.5628 | VIC Heatherton (United Energy) 66 kV |  |  | FALSE | #N/A | #N/A | #N/A | #N/A | #N/A | #N/A | #N/A | #N/A | #N/A | #N/A
TRUE | VIC | HTS | Heatherton (United Energy) 66 kV | United Energy | Summer | Non-coincident | 2024 | ACTUAL_ADJUSTEDOPG | 21.8162 | 358.5628 | VIC Heatherton (United Energy) 66 kV |  |  | FALSE | #N/A | #N/A | #N/A | #N/A | #N/A | #N/A | #N/A | #N/A | #N/A | #N/A
TRUE | VIC | HTS | Heatherton (United Energy) 66 kV | United Energy | Summer | Coincident | 2025 | ACTUAL_OPG | 13.3833 | 342.4053 | VIC Heatherton (United Energy) 66 kV |  |  | FALSE | #N/A | #N/A | #N/A | #N/A | #N/A | #N/A | #N/A | #N/A | #N/A | #N/A
TRUE | VIC | HTS | Heatherton (United Energy) 66 kV | United Energy | Summer | Coincident | 2025 | ACTUAL_RAW | 13.3833 | 342.4053 | VIC Heatherton (United Energy) 66 kV |  |  | FALSE | #N/A | #N/A | #N/A | #N/A | #N/A | #N/A | #N/A | #N/A | #N/A | #N/A
TRUE | VIC | HTS | Heatherton (United Energy) 66 kV | United Energy | Summer | Non-coincident | 2025 | ACTUAL_RAW | 13.1224 | 346.9548 | VIC Heatherton (United Energy) 66 kV |  |  | FALSE | #N/A | #N/A | #N/A | #N/A | #N/A | #N/A | #N/A | #N/A | #N/A | #N/A
TRUE | VIC | HTS | Heatherton (United Energy) 66 kV | United Energy | Summer | Non-coincident | 2025 | ACTUAL_OPG | 13.1224 | 346.9548 | VIC Heatherton (United Energy) 66 kV |  |  | FALSE | #N/A | #N/A | #N/A | #N/A | #N/A | #N/A | #N/A | #N/A | #N/A | #N/A
TRUE | VIC | HTS | Heatherton (United Energy) 66 kV | United Energy | Summer | Non-coincident | 2025 | ACTUAL_ADJUSTEDOPG | 13.1224 | 346.9548 | VIC Heatherton (United Energy) 66 kV |  |  | FALSE | #N/A | #N/A | #N/A | #N/A | #N/A | #N/A | #N/A | #N/A | #N/A | #N/A
TRUE | VIC | HTS | Heatherton (United Energy) 66 kV | United Energy | Summer | Non-coincident | 2025 | BASEYEARPOE90 | -5.2717 | NA | VIC Heatherton (United Energy) 66 kV |  |  | FALSE | #N/A | #N/A | #N/A | #N/A | #N/A | #N/A | #N/A | #N/A | #N/A | #N/A
TRUE | VIC | HTS | Heatherton (United Energy) 66 kV | United Energy | Summer | Non-coincident | 2025 | BASEYEARPOE50 | 2.8083 | 352.7748 | VIC Heatherton (United Energy) 66 kV |  |  | FALSE | #N/A | #N/A | #N/A | #N/A | #N/A | #N/A | #N/A | #N/A | #N/A | #N/A
TRUE | VIC | HTS | Heatherton (United Energy) 66 kV | United Energy | Summer | Coincident_unreconciled | 2026 | POE50 | -7.6191 | NA | VIC Heatherton (United Energy) 66 kV |  |  | FALSE | #N/A | #N/A | #N/A | #N/A | #N/A | #N/A | #N/A | #N/A | #N/A | #N/A
TRUE | VIC | HTS | Heatherton (United Energy) 66 kV | United Energy | Summer | Coincident_unreconciled | 2026 | POE90 | -14.8118 | NA | VIC Heatherton (United Energy) 66 kV |  |  | FALSE | #N/A | #N/A | #N/A | #N/A | #N/A | #N/A | #N/A | #N/A | #N/A | #N/A
TRUE | VIC | HTS | Heatherton (United Energy) 66 kV | United Energy | Summer | Non-coincident | 2026 | POE50 | -7.9177 | 369.4532 | VIC Heatherton (United Energy) 66 kV |  |  | FALSE | #N/A | #N/A | #N/A | #N/A | #N/A | #N/A | #N/A | #N/A | #N/A | #N/A
TRUE | VIC | HTS | Heatherton (United Energy) 66 kV | United Energy | Summer | Non-coincident | 2026 | POE90 | -15.3922 | NA | VIC Heatherton (United Energy) 66 kV |  |  | FALSE | #N/A | #N/A | #N/A | #N/A | #N/A | #N/A | #N/A | #N/A | #N/A | #N/A
TRUE | VIC | HTS | Heatherton (United Energy) 66 kV | United Energy | Summer | Coincident_unreconciled | 2027 | POE50 | -22.1196 | NA | VIC Heatherton (United Energy) 66 kV |  |  | FALSE | #N/A | #N/A | #N/A | #N/A | #N/A | #N/A | #N/A | #N/A | #N/A | #N/A
TRUE | VIC | HTS | Heatherton (United Energy) 66 kV | United Energy | Summer | Coincident_unreconciled | 2027 | POE90 | -29.334 | NA | VIC Heatherton (United Energy) 66 kV |  |  | FALSE | #N/A | #N/A | #N/A | #N/A | #N/A | #N/A | #N/A | #N/A | #N/A | #N/A
TRUE | VIC | HTS | Heatherton (United Energy) 66 kV | United Energy | Summer | Non-coincident | 2027 | POE50 | -22.9864 | 370.6357 | VIC Heatherton (United Energy) 66 kV |  |  | FALSE | #N/A | #N/A | #N/A | #N/A | #N/A | #N/A | #N/A | #N/A | #N/A | #N/A
TRUE | VIC | HTS | Heatherton (United Energy) 66 kV | United Energy | Summer | Non-coincident | 2027 | POE90 | -30.4836 | NA | VIC Heatherton (United Energy) 66 kV |  |  | FALSE | #N/A | #N/A | #N/A | #N/A | #N/A | #N/A | #N/A | #N/A | #N/A | #N/A
TRUE | VIC | HTS | Heatherton (United Energy) 66 kV | United Energy | Summer | Coincident_unreconciled | 2028 | POE50 | -36.6227 | NA | VIC Heatherton (United Energy) 66 kV |  |  | FALSE | #N/A | #N/A | #N/A | #N/A | #N/A | #N/A | #N/A | #N/A | #N/A | #N/A
TRUE | VIC | HTS | Heatherton (United Energy) 66 kV | United Energy | Summer | Coincident_unreconciled | 2028 | POE90 | -43.8591 | NA | VIC Heatherton (United Energy) 66 kV |  |  | FALSE | #N/A | #N/A | #N/A | #N/A | #N/A | #N/A | #N/A | #N/A | #N/A | #N/A
TRUE | VIC | HTS | Heatherton (United Energy) 66 kV | United Energy | Summer | Non-coincident | 2028 | POE50 | -38.0578 | 370.4271 | VIC Heatherton (United Energy) 66 kV |  |  | FALSE | #N/A | #N/A | #N/A | #N/A | #N/A | #N/A | #N/A | #N/A | #N/A | #N/A
TRUE | VIC | HTS | Heatherton (United Energy) 66 kV | United Energy | Summer | Non-coincident | 2028 | POE90 | -45.5778 | NA | VIC Heatherton (United Energy) 66 kV |  |  | FALSE | #N/A | #N/A | #N/A | #N/A | #N/A | #N/A | #N/A | #N/A | #N/A | #N/A
TRUE | VIC | HTS | Heatherton (United Energy) 66 kV | United Energy | Summer | Coincident_unreconciled | 2029 | POE50 | -50.4071 | NA | VIC Heatherton (United Energy) 66 kV |  |  | FALSE | #N/A | #N/A | #N/A | #N/A | #N/A | #N/A | #N/A | #N/A | #N/A | #N/A
TRUE | VIC | HTS | Heatherton (United Energy) 66 kV | United Energy | Summer | Coincident_unreconciled | 2029 | POE90 | -57.6655 | NA | VIC Heatherton (United Energy) 66 kV |  |  | FALSE | #N/A | #N/A | #N/A | #N/A | #N/A | #N/A | #N/A | #N/A | #N/A | #N/A
TRUE | VIC | HTS | Heatherton (United Energy) 66 kV | United Energy | Summer | Non-coincident | 2029 | POE50 | -52.3824 | 370.5149 | VIC Heatherton (United Energy) 66 kV |  |  | FALSE | #N/A | #N/A | #N/A | #N/A | #N/A | #N/A | #N/A | #N/A | #N/A | #N/A
TRUE | VIC | HTS | Heatherton (United Energy) 66 kV | United Energy | Summer | Non-coincident | 2029 | POE90 | -59.9253 | NA | VIC Heatherton (United Energy) 66 kV |  |  | FALSE | #N/A | #N/A | #N/A | #N/A | #N/A | #N/A | #N/A | #N/A | #N/A | #N/A
TRUE | VIC | HTS | Heatherton (United Energy) 66 kV | United Energy | Summer | Coincident_unreconciled | 2030 | POE50 | -63.8997 | NA | VIC Heatherton (United Energy) 66 kV |  |  | FALSE | #N/A | #N/A | #N/A | #N/A | #N/A | #N/A | #N/A | #N/A | #N/A | #N/A
TRUE | VIC | HTS | Heatherton (United Energy) 66 kV | United Energy | Summer | Coincident_unreconciled | 2030 | POE90 | -71.1802 | NA | VIC Heatherton (United Energy) 66 kV |  |  | FALSE | #N/A | #N/A | #N/A | #N/A | #N/A | #N/A | #N/A | #N/A | #N/A | #N/A
TRUE | VIC | HTS | Heatherton (United Energy) 66 kV | United Energy | Summer | Non-coincident | 2030 | POE50 | -66.4039 | 370.9256 | VIC Heatherton (United Energy) 66 kV |  |  | FALSE | #N/A | #N/A | #N/A | #N/A | #N/A | #N/A | #N/A | #N/A | #N/A | #N/A
TRUE | VIC | HTS | Heatherton (United Energy) 66 kV | United Energy | Summer | Non-coincident | 2030 | POE90 | -73.9696 | NA | VIC Heatherton (United Energy) 66 kV |  |  | FALSE | #N/A | #N/A | #N/A | #N/A | #N/A | #N/A | #N/A | #N/A | #N/A | #N/A
TRUE | VIC | HTS | Heatherton (United Energy) 66 kV | United Energy | Summer | Coincident_unreconciled | 2031 | POE50 | -77.3197 | NA | VIC Heatherton (United Energy) 66 kV |  |  | FALSE | #N/A | #N/A | #N/A | #N/A | #N/A | #N/A | #N/A | #N/A | #N/A | #N/A
TRUE | VIC | HTS | Heatherton (United Energy) 66 kV | United Energy | Summer | Coincident_unreconciled | 2031 | POE90 | -84.6221 | NA | VIC Heatherton (United Energy) 66 kV |  |  | FALSE | #N/A | #N/A | #N/A | #N/A | #N/A | #N/A | #N/A | #N/A | #N/A | #N/A
TRUE | VIC | HTS | Heatherton (United Energy) 66 kV | United Energy | Summer | Non-coincident | 2031 | POE50 | -80.3497 | 371.4806 | VIC Heatherton (United Energy) 66 kV |  |  | FALSE | #N/A | #N/A | #N/A | #N/A | #N/A | #N/A | #N/A | #N/A | #N/A | #N/A
TRUE | VIC | HTS | Heatherton (United Energy) 66 kV | United Energy | Summer | Non-coincident | 2031 | POE90 | -87.9383 | NA | VIC Heatherton (United Energy) 66 kV |  |  | FALSE | #N/A | #N/A | #N/A | #N/A | #N/A | #N/A | #N/A | #N/A | #N/A | #N/A
TRUE | VIC | HTS | Heatherton (United Energy) 66 kV | United Energy | Summer | Coincident_unreconciled | 2032 | POE50 | -87.9712 | NA | VIC Heatherton (United Energy) 66 kV |  |  | FALSE | #N/A | #N/A | #N/A | #N/A | #N/A | #N/A | #N/A | #N/A | #N/A | #N/A
TRUE | VIC | HTS | Heatherton (United Energy) 66 kV | United Energy | Summer | Coincident_unreconciled | 2032 | POE90 | -95.2961 | NA | VIC Heatherton (United Energy) 66 kV |  |  | FALSE | #N/A | #N/A | #N/A | #N/A | #N/A | #N/A | #N/A | #N/A | #N/A | #N/A
TRUE | VIC | HTS | Heatherton (United Energy) 66 kV | United Energy | Summer | Non-coincident | 2032 | POE50 | -91.4187 | 372.5058 | VIC Heatherton (United Energy) 66 kV |  |  | FALSE | #N/A | #N/A | #N/A | #N/A | #N/A | #N/A | #N/A | #N/A | #N/A | #N/A
TRUE | VIC | HTS | Heatherton (United Energy) 66 kV | United Energy | Summer | Non-coincident | 2032 | POE90 | -99.0306 | NA | VIC Heatherton (United Energy) 66 kV |  |  | FALSE | #N/A | #N/A | #N/A | #N/A | #N/A | #N/A | #N/A | #N/A | #N/A | #N/A
TRUE | VIC | HTS | Heatherton (United Energy) 66 kV | United Energy | Summer | Coincident_unreconciled | 2033 | POE50 | -96.4411 | NA | VIC Heatherton (United Energy) 66 kV |  |  | FALSE | #N/A | #N/A | #N/A | #N/A | #N/A | #N/A | #N/A | #N/A | #N/A | #N/A
TRUE | VIC | HTS | Heatherton (United Energy) 66 kV | United Energy | Summer | Coincident_unreconciled | 2033 | POE90 | -103.7886 | NA | VIC Heatherton (United Energy) 66 kV |  |  | FALSE | #N/A | #N/A | #N/A | #N/A | #N/A | #N/A | #N/A | #N/A | #N/A | #N/A
TRUE | VIC | HTS | Heatherton (United Energy) 66 kV | United Energy | Summer | Non-coincident | 2033 | POE50 | -100.2204 | 373.898 | VIC Heatherton (United Energy) 66 kV |  |  | FALSE | #N/A | #N/A | #N/A | #N/A | #N/A | #N/A | #N/A | #N/A | #N/A | #N/A
TRUE | VIC | HTS | Heatherton (United Energy) 66 kV | United Energy | Summer | Non-coincident | 2033 | POE90 | -107.8559 | NA | VIC Heatherton (United Energy) 66 kV |  |  | FALSE | #N/A | #N/A | #N/A | #N/A | #N/A | #N/A | #N/A | #N/A | #N/A | #N/A
TRUE | VIC | HTS | Heatherton (United Energy) 66 kV | United Energy | Summer | Coincident_unreconciled | 2034 | POE50 | -104.5181 | NA | VIC Heatherton (United Energy) 66 kV |  |  | FALSE | #N/A | #N/A | #N/A | #N/A | #N/A | #N/A | #N/A | #N/A | #N/A | #N/A
TRUE | VIC | HTS | Heatherton (United Energy) 66 kV | United Energy | Summer | Coincident_unreconciled | 2034 | POE90 | -111.8883 | NA | VIC Heatherton (United Energy) 66 kV |  |  | FALSE | #N/A | #N/A | #N/A | #N/A | #N/A | #N/A | #N/A | #N/A | #N/A | #N/A
TRUE | VIC | HTS | Heatherton (United Energy) 66 kV | United Energy | Summer | Non-coincident | 2034 | POE50 | -108.614 | 375.3522 | VIC Heatherton (United Energy) 66 kV |  |  | FALSE | #N/A | #N/A | #N/A | #N/A | #N/A | #N/A | #N/A | #N/A | #N/A | #N/A
TRUE | VIC | HTS | Heatherton (United Energy) 66 kV | United Energy | Summer | Non-coincident | 2034 | POE90 | -116.273 | NA | VIC Heatherton (United Energy) 66 kV |  |  | FALSE | #N/A | #N/A | #N/A | #N/A | #N/A | #N/A | #N/A | #N/A | #N/A | #N/A
TRUE | VIC | HTS | Heatherton (United Energy) 66 kV | United Energy | Summer | Coincident_unreconciled | 2035 | POE50 | -113.1688 | NA | VIC Heatherton (United Energy) 66 kV |  |  | FALSE | #N/A | #N/A | #N/A | #N/A | #N/A | #N/A | #N/A | #N/A | #N/A | #N/A
TRUE | VIC | HTS | Heatherton (United Energy) 66 kV | United Energy | Summer | Coincident_unreconciled | 2035 | POE90 | -120.5616 | NA | VIC Heatherton (United Energy) 66 kV |  |  | FALSE | #N/A | #N/A | #N/A | #N/A | #N/A | #N/A | #N/A | #N/A | #N/A | #N/A
TRUE | VIC | HTS | Heatherton (United Energy) 66 kV | United Energy | Summer | Non-coincident | 2035 | POE50 | -117.6037 | 376.7248 | VIC Heatherton (United Energy) 66 kV |  |  | FALSE | #N/A | #N/A | #N/A | #N/A | #N/A | #N/A | #N/A | #N/A | #N/A | #N/A
TRUE | VIC | HTS | Heatherton (United Energy) 66 kV | United Energy | Summer | Non-coincident | 2035 | POE90 | -125.2862 | NA | VIC Heatherton (United Energy) 66 kV |  |  | FALSE | #N/A | #N/A | #N/A | #N/A | #N/A | #N/A | #N/A | #N/A | #N/A | #N/A
TRUE | VIC | HTS | Heatherton (United Energy) 66 kV | United Energy | Summer | Non-coincident | 2025 | BASEYEARPOE10 | NA | 398.0359 | VIC Heatherton (United Energy) 66 kV |  |  | FALSE | #N/A | #N/A | #N/A | #N/A | #N/A | #N/A | #N/A | #N/A | #N/A | #N/A
TRUE | VIC | HTS | Heatherton (United Energy) 66 kV | United Energy | Summer | Coincident | 2026 | POE10 | NA | 405.884 | VIC Heatherton (United Energy) 66 kV |  |  | FALSE | #N/A | #N/A | #N/A | #N/A | #N/A | #N/A | #N/A | #N/A | #N/A | #N/A
TRUE | VIC | HTS | Heatherton (United Energy) 66 kV | United Energy | Summer | Coincident | 2026 | POE50 | NA | 355.9907 | VIC Heatherton (United Energy) 66 kV |  |  | FALSE | #N/A | #N/A | #N/A | #N/A | #N/A | #N/A | #N/A | #N/A | #N/A | #N/A
TRUE | VIC | HTS | Heatherton (United Energy) 66 kV | United Energy | Summer | Non-coincident | 2026 | POE10 | NA | 435.4459 | VIC Heatherton (United Energy) 66 kV |  |  | FALSE | #N/A | #N/A | #N/A | #N/A | #N/A | #N/A | #N/A | #N/A | #N/A | #N/A
TRUE | VIC | HTS | Heatherton (United Energy) 66 kV | United Energy | Summer | Coincident | 2027 | POE10 | NA | 396.4302 | VIC Heatherton (United Energy) 66 kV |  |  | FALSE | #N/A | #N/A | #N/A | #N/A | #N/A | #N/A | #N/A | #N/A | #N/A | #N/A
TRUE | VIC | HTS | Heatherton (United Energy) 66 kV | United Energy | Summer | Coincident | 2027 | POE50 | NA | 345.3527 | VIC Heatherton (United Energy) 66 kV |  |  | FALSE | #N/A | #N/A | #N/A | #N/A | #N/A | #N/A | #N/A | #N/A | #N/A | #N/A
TRUE | VIC | HTS | Heatherton (United Energy) 66 kV | United Energy | Summer | Non-coincident | 2027 | POE10 | NA | 436.828 | VIC Heatherton (United Energy) 66 kV |  |  | FALSE | #N/A | #N/A | #N/A | #N/A | #N/A | #N/A | #N/A | #N/A | #N/A | #N/A
TRUE | VIC | HTS | Heatherton (United Energy) 66 kV | United Energy | Summer | Coincident | 2028 | POE10 | NA | 386.9088 | VIC Heatherton (United Energy) 66 kV |  |  | FALSE | #N/A | #N/A | #N/A | #N/A | #N/A | #N/A | #N/A | #N/A | #N/A | #N/A
TRUE | VIC | HTS | Heatherton (United Energy) 66 kV | United Energy | Summer | Coincident | 2028 | POE50 | NA | 334.3581 | VIC Heatherton (United Energy) 66 kV |  |  | FALSE | #N/A | #N/A | #N/A | #N/A | #N/A | #N/A | #N/A | #N/A | #N/A | #N/A
TRUE | VIC | HTS | Heatherton (United Energy) 66 kV | United Energy | Summer | Non-coincident | 2028 | POE10 | NA | 436.8213 | VIC Heatherton (United Energy) 66 kV |  |  | FALSE | #N/A | #N/A | #N/A | #N/A | #N/A | #N/A | #N/A | #N/A | #N/A | #N/A
TRUE | VIC | HTS | Heatherton (United Energy) 66 kV | United Energy | Summer | Coincident | 2029 | POE10 | NA | 380.2532 | VIC Heatherton (United Energy) 66 kV |  |  | FALSE | #N/A | #N/A | #N/A | #N/A | #N/A | #N/A | #N/A | #N/A | #N/A | #N/A
TRUE | VIC | HTS | Heatherton (United Energy) 66 kV | United Energy | Summer | Coincident | 2029 | POE50 | NA | 328.6748 | VIC Heatherton (United Energy) 66 kV |  |  | FALSE | #N/A | #N/A | #N/A | #N/A | #N/A | #N/A | #N/A | #N/A | #N/A | #N/A
TRUE | VIC | HTS | Heatherton (United Energy) 66 kV | United Energy | Summer | Non-coincident | 2029 | POE10 | NA | 437.111 | VIC Heatherton (United Energy) 66 kV |  |  | FALSE | #N/A | #N/A | #N/A | #N/A | #N/A | #N/A | #N/A | #N/A | #N/A | #N/A
TRUE | VIC | HTS | Heatherton (United Energy) 66 kV | United Energy | Summer | Coincident | 2030 | POE10 | NA | 375.1769 | VIC Heatherton (United Energy) 66 kV |  |  | FALSE | #N/A | #N/A | #N/A | #N/A | #N/A | #N/A | #N/A | #N/A | #N/A | #N/A
TRUE | VIC | HTS | Heatherton (United Energy) 66 kV | United Energy | Summer | Coincident | 2030 | POE50 | NA | 323.1838 | VIC Heatherton (United Energy) 66 kV |  |  | FALSE | #N/A | #N/A | #N/A | #N/A | #N/A | #N/A | #N/A | #N/A | #N/A | #N/A
TRUE | VIC | HTS | Heatherton (United Energy) 66 kV | United Energy | Summer | Non-coincident | 2030 | POE10 | NA | 437.7235 | VIC Heatherton (United Energy) 66 kV |  |  | FALSE | #N/A | #N/A | #N/A | #N/A | #N/A | #N/A | #N/A | #N/A | #N/A | #N/A
TRUE | VIC | HTS | Heatherton (United Energy) 66 kV | United Energy | Summer | Coincident | 2031 | POE10 | NA | 366.282 | VIC Heatherton (United Energy) 66 kV |  |  | FALSE | #N/A | #N/A | #N/A | #N/A | #N/A | #N/A | #N/A | #N/A | #N/A | #N/A
TRUE | VIC | HTS | Heatherton (United Energy) 66 kV | United Energy | Summer | Coincident | 2031 | POE50 | NA | 316.9762 | VIC Heatherton (United Energy) 66 kV |  |  | FALSE | #N/A | #N/A | #N/A | #N/A | #N/A | #N/A | #N/A | #N/A | #N/A | #N/A
TRUE | VIC | HTS | Heatherton (United Energy) 66 kV | United Energy | Summer | Non-coincident | 2031 | POE10 | NA | 438.4805 | VIC Heatherton (United Energy) 66 kV |  |  | FALSE | #N/A | #N/A | #N/A | #N/A | #N/A | #N/A | #N/A | #N/A | #N/A | #N/A
TRUE | VIC | HTS | Heatherton (United Energy) 66 kV | United Energy | Summer | Coincident | 2032 | POE10 | NA | 356.323 | VIC Heatherton (United Energy) 66 kV |  |  | FALSE | #N/A | #N/A | #N/A | #N/A | #N/A | #N/A | #N/A | #N/A | #N/A | #N/A
TRUE | VIC | HTS | Heatherton (United Energy) 66 kV | United Energy | Summer | Coincident | 2032 | POE50 | NA | 307.7139 | VIC Heatherton (United Energy) 66 kV |  |  | FALSE | #N/A | #N/A | #N/A | #N/A | #N/A | #N/A | #N/A | #N/A | #N/A | #N/A
TRUE | VIC | HTS | Heatherton (United Energy) 66 kV | United Energy | Summer | Non-coincident | 2032 | POE10 | NA | 439.7112 | VIC Heatherton (United Energy) 66 kV |  |  | FALSE | #N/A | #N/A | #N/A | #N/A | #N/A | #N/A | #N/A | #N/A | #N/A | #N/A
TRUE | VIC | HTS | Heatherton (United Energy) 66 kV | United Energy | Summer | Coincident | 2033 | POE10 | NA | 349.2238 | VIC Heatherton (United Energy) 66 kV |  |  | FALSE | #N/A | #N/A | #N/A | #N/A | #N/A | #N/A | #N/A | #N/A | #N/A | #N/A
TRUE | VIC | HTS | Heatherton (United Energy) 66 kV | United Energy | Summer | Coincident | 2033 | POE50 | NA | 298.787 | VIC Heatherton (United Energy) 66 kV |  |  | FALSE | #N/A | #N/A | #N/A | #N/A | #N/A | #N/A | #N/A | #N/A | #N/A | #N/A
TRUE | VIC | HTS | Heatherton (United Energy) 66 kV | United Energy | Summer | Non-coincident | 2033 | POE10 | NA | 441.3113 | VIC Heatherton (United Energy) 66 kV |  |  | FALSE | #N/A | #N/A | #N/A | #N/A | #N/A | #N/A | #N/A | #N/A | #N/A | #N/A
TRUE | VIC | HTS | Heatherton (United Energy) 66 kV | United Energy | Summer | Coincident | 2034 | POE10 | NA | 346.8794 | VIC Heatherton (United Energy) 66 kV |  |  | FALSE | #N/A | #N/A | #N/A | #N/A | #N/A | #N/A | #N/A | #N/A | #N/A | #N/A
TRUE | VIC | HTS | Heatherton (United Energy) 66 kV | United Energy | Summer | Coincident | 2034 | POE50 | NA | 297.1035 | VIC Heatherton (United Energy) 66 kV |  |  | FALSE | #N/A | #N/A | #N/A | #N/A | #N/A | #N/A | #N/A | #N/A | #N/A | #N/A
TRUE | VIC | HTS | Heatherton (United Energy) 66 kV | United Energy | Summer | Non-coincident | 2034 | POE10 | NA | 442.9735 | VIC Heatherton (United Energy) 66 kV |  |  | FALSE | #N/A | #N/A | #N/A | #N/A | #N/A | #N/A | #N/A | #N/A | #N/A | #N/A
TRUE | VIC | HTS | Heatherton (United Energy) 66 kV | United Energy | Summer | Coincident | 2035 | POE10 | NA | 345.9554 | VIC Heatherton (United Energy) 66 kV |  |  | FALSE | #N/A | #N/A | #N/A | #N/A | #N/A | #N/A | #N/A | #N/A | #N/A | #N/A
TRUE | VIC | HTS | Heatherton (United Energy) 66 kV | United Energy | Summer | Coincident | 2035 | POE50 | NA | 296.3628 | VIC Heatherton (United Energy) 66 kV |  |  | FALSE | #N/A | #N/A | #N/A | #N/A | #N/A | #N/A | #N/A | #N/A | #N/A | #N/A
TRUE | VIC | HTS | Heatherton (United Energy) 66 kV | United Energy | Summer | Non-coincident | 2035 | POE10 | NA | 444.5541 | VIC Heatherton (United Energy) 66 kV |  |  | FALSE | #N/A | #N/A | #N/A | #N/A | #N/A | #N/A | #N/A | #N/A | #N/A | #N/A
TRUE | VIC | HTS | Heatherton (United Energy) 66 kV | United Energy | Winter | Coincident | 2018 | ACTUAL_OPG | NA | 242.7103 | VIC Heatherton (United Energy) 66 kV |  |  | FALSE | #N/A | #N/A | #N/A | #N/A | #N/A | #N/A | #N/A | #N/A | #N/A | #N/A
TRUE | VIC | HTS | Heatherton (United Energy) 66 kV | United Energy | Winter | Coincident | 2018 | ACTUAL_RAW | NA | 242.7103 | VIC Heatherton (United Energy) 66 kV |  |  | FALSE | #N/A | #N/A | #N/A | #N/A | #N/A | #N/A | #N/A | #N/A | #N/A | #N/A
TRUE | VIC | HTS | Heatherton (United Energy) 66 kV | United Energy | Winter | Non-coincident | 2018 | ACTUAL_RAW | NA | 250.5936 | VIC Heatherton (United Energy) 66 kV |  |  | FALSE | #N/A | #N/A | #N/A | #N/A | #N/A | #N/A | #N/A | #N/A | #N/A | #N/A
TRUE | VIC | HTS | Heatherton (United Energy) 66 kV | United Energy | Winter | Non-coincident | 2018 | ACTUAL_OPG | NA | 250.5936 | VIC Heatherton (United Energy) 66 kV |  |  | FALSE | #N/A | #N/A | #N/A | #N/A | #N/A | #N/A | #N/A | #N/A | #N/A | #N/A
TRUE | VIC | HTS | Heatherton (United Energy) 66 kV | United Energy | Winter | Non-coincident | 2018 | ACTUAL_ADJUSTEDOPG | NA | 250.5936 | VIC Heatherton (United Energy) 66 kV |  |  | FALSE | #N/A | #N/A | #N/A | #N/A | #N/A | #N/A | #N/A | #N/A | #N/A | #N/A
TRUE | VIC | HTS | Heatherton (United Energy) 66 kV | United Energy | Winter | Coincident | 2019 | ACTUAL_OPG | NA | 237.5367 | VIC Heatherton (United Energy) 66 kV |  |  | FALSE | #N/A | #N/A | #N/A | #N/A | #N/A | #N/A | #N/A | #N/A | #N/A | #N/A
TRUE | VIC | HTS | Heatherton (United Energy) 66 kV | United Energy | Winter | Coincident | 2019 | ACTUAL_RAW | NA | 237.5367 | VIC Heatherton (United Energy) 66 kV |  |  | FALSE | #N/A | #N/A | #N/A | #N/A | #N/A | #N/A | #N/A | #N/A | #N/A | #N/A
TRUE | VIC | HTS | Heatherton (United Energy) 66 kV | United Energy | Winter | Non-coincident | 2019 | ACTUAL_RAW | NA | 246.4012 | VIC Heatherton (United Energy) 66 kV |  |  | FALSE | #N/A | #N/A | #N/A | #N/A | #N/A | #N/A | #N/A | #N/A | #N/A | #N/A
TRUE | VIC | HTS | Heatherton (United Energy) 66 kV | United Energy | Winter | Non-coincident | 2019 | ACTUAL_OPG | NA | 246.4012 | VIC Heatherton (United Energy) 66 kV |  |  | FALSE | #N/A | #N/A | #N/A | #N/A | #N/A | #N/A | #N/A | #N/A | #N/A | #N/A
TRUE | VIC | HTS | Heatherton (United Energy) 66 kV | United Energy | Winter | Non-coincident | 2019 | ACTUAL_ADJUSTEDOPG | NA | 246.4012 | VIC Heatherton (United Energy) 66 kV |  |  | FALSE | #N/A | #N/A | #N/A | #N/A | #N/A | #N/A | #N/A | #N/A | #N/A | #N/A
TRUE | VIC | HTS | Heatherton (United Energy) 66 kV | United Energy | Winter | Coincident | 2020 | ACTUAL_OPG | NA | 274.6293 | VIC Heatherton (United Energy) 66 kV |  |  | FALSE | #N/A | #N/A | #N/A | #N/A | #N/A | #N/A | #N/A | #N/A | #N/A | #N/A
TRUE | VIC | HTS | Heatherton (United Energy) 66 kV | United Energy | Winter | Coincident | 2020 | ACTUAL_RAW | NA | 274.6293 | VIC Heatherton (United Energy) 66 kV |  |  | FALSE | #N/A | #N/A | #N/A | #N/A | #N/A | #N/A | #N/A | #N/A | #N/A | #N/A
TRUE | VIC | HTS | Heatherton (United Energy) 66 kV | United Energy | Winter | Non-coincident | 2020 | ACTUAL_RAW | NA | 278.9414 | VIC Heatherton (United Energy) 66 kV |  |  | FALSE | #N/A | #N/A | #N/A | #N/A | #N/A | #N/A | #N/A | #N/A | #N/A | #N/A
TRUE | VIC | HTS | Heatherton (United Energy) 66 kV | United Energy | Winter | Non-coincident | 2020 | ACTUAL_OPG | NA | 278.9414 | VIC Heatherton (United Energy) 66 kV |  |  | FALSE | #N/A | #N/A | #N/A | #N/A | #N/A | #N/A | #N/A | #N/A | #N/A | #N/A
TRUE | VIC | HTS | Heatherton (United Energy) 66 kV | United Energy | Winter | Non-coincident | 2020 | ACTUAL_ADJUSTEDOPG | NA | 278.9414 | VIC Heatherton (United Energy) 66 kV |  |  | FALSE | #N/A | #N/A | #N/A | #N/A | #N/A | #N/A | #N/A | #N/A | #N/A | #N/A
TRUE | VIC | HTS | Heatherton (United Energy) 66 kV | United Energy | Winter | Coincident | 2021 | ACTUAL_OPG | NA | 265.4927 | VIC Heatherton (United Energy) 66 kV |  |  | FALSE | #N/A | #N/A | #N/A | #N/A | #N/A | #N/A | #N/A | #N/A | #N/A | #N/A
TRUE | VIC | HTS | Heatherton (United Energy) 66 kV | United Energy | Winter | Coincident | 2021 | ACTUAL_RAW | NA | 265.4927 | VIC Heatherton (United Energy) 66 kV |  |  | FALSE | #N/A | #N/A | #N/A | #N/A | #N/A | #N/A | #N/A | #N/A | #N/A | #N/A
TRUE | VIC | HTS | Heatherton (United Energy) 66 kV | United Energy | Winter | Non-coincident | 2021 | ACTUAL_RAW | NA | 271.4532 | VIC Heatherton (United Energy) 66 kV |  |  | FALSE | #N/A | #N/A | #N/A | #N/A | #N/A | #N/A | #N/A | #N/A | #N/A | #N/A
TRUE | VIC | HTS | Heatherton (United Energy) 66 kV | United Energy | Winter | Non-coincident | 2021 | ACTUAL_OPG | NA | 271.4532 | VIC Heatherton (United Energy) 66 kV |  |  | FALSE | #N/A | #N/A | #N/A | #N/A | #N/A | #N/A | #N/A | #N/A | #N/A | #N/A
TRUE | VIC | HTS | Heatherton (United Energy) 66 kV | United Energy | Winter | Non-coincident | 2021 | ACTUAL_ADJUSTEDOPG | NA | 271.4532 | VIC Heatherton (United Energy) 66 kV |  |  | FALSE | #N/A | #N/A | #N/A | #N/A | #N/A | #N/A | #N/A | #N/A | #N/A | #N/A
TRUE | VIC | HTS | Heatherton (United Energy) 66 kV | United Energy | Winter | Coincident | 2022 | ACTUAL_OPG | NA | 256.929 | VIC Heatherton (United Energy) 66 kV |  |  | FALSE | #N/A | #N/A | #N/A | #N/A | #N/A | #N/A | #N/A | #N/A | #N/A | #N/A
TRUE | VIC | HTS | Heatherton (United Energy) 66 kV | United Energy | Winter | Coincident | 2022 | ACTUAL_RAW | NA | 256.929 | VIC Heatherton (United Energy) 66 kV |  |  | FALSE | #N/A | #N/A | #N/A | #N/A | #N/A | #N/A | #N/A | #N/A | #N/A | #N/A
TRUE | VIC | HTS | Heatherton (United Energy) 66 kV | United Energy | Winter | Non-coincident | 2022 | ACTUAL_RAW | NA | 273.4144 | VIC Heatherton (United Energy) 66 kV |  |  | FALSE | #N/A | #N/A | #N/A | #N/A | #N/A | #N/A | #N/A | #N/A | #N/A | #N/A
TRUE | VIC | HTS | Heatherton (United Energy) 66 kV | United Energy | Winter | Non-coincident | 2022 | ACTUAL_OPG | NA | 273.4144 | VIC Heatherton (United Energy) 66 kV |  |  | FALSE | #N/A | #N/A | #N/A | #N/A | #N/A | #N/A | #N/A | #N/A | #N/A | #N/A
TRUE | VIC | HTS | Heatherton (United Energy) 66 kV | United Energy | Winter | Non-coincident | 2022 | ACTUAL_ADJUSTEDOPG | NA | 273.4144 | VIC Heatherton (United Energy) 66 kV |  |  | FALSE | #N/A | #N/A | #N/A | #N/A | #N/A | #N/A | #N/A | #N/A | #N/A | #N/A
TRUE | VIC | HTS | Heatherton (United Energy) 66 kV | United Energy | Winter | Coincident | 2023 | ACTUAL_OPG | NA | 255.3714 | VIC Heatherton (United Energy) 66 kV |  |  | FALSE | #N/A | #N/A | #N/A | #N/A | #N/A | #N/A | #N/A | #N/A | #N/A | #N/A
TRUE | VIC | HTS | Heatherton (United Energy) 66 kV | United Energy | Winter | Coincident | 2023 | ACTUAL_RAW | NA | 255.3714 | VIC Heatherton (United Energy) 66 kV |  |  | FALSE | #N/A | #N/A | #N/A | #N/A | #N/A | #N/A | #N/A | #N/A | #N/A | #N/A
TRUE | VIC | HTS | Heatherton (United Energy) 66 kV | United Energy | Winter | Non-coincident | 2023 | ACTUAL_RAW | NA | 256.5908 | VIC Heatherton (United Energy) 66 kV |  |  | FALSE | #N/A | #N/A | #N/A | #N/A | #N/A | #N/A | #N/A | #N/A | #N/A | #N/A
TRUE | VIC | HTS | Heatherton (United Energy) 66 kV | United Energy | Winter | Non-coincident | 2023 | ACTUAL_OPG | NA | 256.5908 | VIC Heatherton (United Energy) 66 kV |  |  | FALSE | #N/A | #N/A | #N/A | #N/A | #N/A | #N/A | #N/A | #N/A | #N/A | #N/A
TRUE | VIC | HTS | Heatherton (United Energy) 66 kV | United Energy | Winter | Non-coincident | 2023 | ACTUAL_ADJUSTEDOPG | NA | 256.5908 | VIC Heatherton (United Energy) 66 kV |  |  | FALSE | #N/A | #N/A | #N/A | #N/A | #N/A | #N/A | #N/A | #N/A | #N/A | #N/A
TRUE | VIC | HTS | Heatherton (United Energy) 66 kV | United Energy | Winter | Coincident | 2024 | ACTUAL_OPG | NA | 272.5123 | VIC Heatherton (United Energy) 66 kV |  |  | FALSE | #N/A | #N/A | #N/A | #N/A | #N/A | #N/A | #N/A | #N/A | #N/A | #N/A
TRUE | VIC | HTS | Heatherton (United Energy) 66 kV | United Energy | Winter | Coincident | 2024 | ACTUAL_RAW | NA | 272.5123 | VIC Heatherton (United Energy) 66 kV |  |  | FALSE | #N/A | #N/A | #N/A | #N/A | #N/A | #N/A | #N/A | #N/A | #N/A | #N/A
TRUE | VIC | HTS | Heatherton (United Energy) 66 kV | United Energy | Winter | Non-coincident | 2024 | ACTUAL_RAW | NA | 275.1349 | VIC Heatherton (United Energy) 66 kV |  |  | FALSE | #N/A | #N/A | #N/A | #N/A | #N/A | #N/A | #N/A | #N/A | #N/A | #N/A
TRUE | VIC | HTS | Heatherton (United Energy) 66 kV | United Energy | Winter | Non-coincident | 2024 | ACTUAL_OPG | NA | 275.1349 | VIC Heatherton (United Energy) 66 kV |  |  | FALSE | #N/A | #N/A | #N/A | #N/A | #N/A | #N/A | #N/A | #N/A | #N/A | #N/A
TRUE | VIC | HTS | Heatherton (United Energy) 66 kV | United Energy | Winter | Non-coincident | 2024 | ACTUAL_ADJUSTEDOPG | NA | 275.1349 | VIC Heatherton (United Energy) 66 kV |  |  | FALSE | #N/A | #N/A | #N/A | #N/A | #N/A | #N/A | #N/A | #N/A | #N/A | #N/A
TRUE | VIC | HTS | Heatherton (United Energy) 66 kV | United Energy | Winter | Coincident | 2025 | POE10 | NA | 259.7654 | VIC Heatherton (United Energy) 66 kV |  |  | FALSE | #N/A | #N/A | #N/A | #N/A | #N/A | #N/A | #N/A | #N/A | #N/A | #N/A
TRUE | VIC | HTS | Heatherton (United Energy) 66 kV | United Energy | Winter | Coincident | 2025 | POE50 | NA | 254.8173 | VIC Heatherton (United Energy) 66 kV |  |  | FALSE | #N/A | #N/A | #N/A | #N/A | #N/A | #N/A | #N/A | #N/A | #N/A | #N/A
TRUE | VIC | HTS | Heatherton (United Energy) 66 kV | United Energy | Winter | Non-coincident | 2025 | ACTUAL_RAW | NA | 284.853 | VIC Heatherton (United Energy) 66 kV |  |  | FALSE | #N/A | #N/A | #N/A | #N/A | #N/A | #N/A | #N/A | #N/A | #N/A | #N/A
TRUE | VIC | HTS | Heatherton (United Energy) 66 kV | United Energy | Winter | Non-coincident | 2025 | ACTUAL_ADJUSTEDOPG | NA | 284.853 | VIC Heatherton (United Energy) 66 kV |  |  | FALSE | #N/A | #N/A | #N/A | #N/A | #N/A | #N/A | #N/A | #N/A | #N/A | #N/A
TRUE | VIC | HTS | Heatherton (United Energy) 66 kV | United Energy | Winter | Non-coincident | 2025 | BASEYEARPOE50 | NA | 264.9052 | VIC Heatherton (United Energy) 66 kV |  |  | FALSE | #N/A | #N/A | #N/A | #N/A | #N/A | #N/A | #N/A | #N/A | #N/A | #N/A
TRUE | VIC | HTS | Heatherton (United Energy) 66 kV | United Energy | Winter | Non-coincident | 2025 | BASEYEARPOE10 | NA | 275.4069 | VIC Heatherton (United Energy) 66 kV |  |  | FALSE | #N/A | #N/A | #N/A | #N/A | #N/A | #N/A | #N/A | #N/A | #N/A | #N/A
TRUE | VIC | HTS | Heatherton (United Energy) 66 kV | United Energy | Winter | Non-coincident | 2025 | POE10 | NA | 278.2187 | VIC Heatherton (United Energy) 66 kV |  |  | FALSE | #N/A | #N/A | #N/A | #N/A | #N/A | #N/A | #N/A | #N/A | #N/A | #N/A
TRUE | VIC | HTS | Heatherton (United Energy) 66 kV | United Energy | Winter | Non-coincident | 2025 | POE50 | NA | 265.1801 | VIC Heatherton (United Energy) 66 kV |  |  | FALSE | #N/A | #N/A | #N/A | #N/A | #N/A | #N/A | #N/A | #N/A | #N/A | #N/A
TRUE | VIC | HTS | Heatherton (United Energy) 66 kV | United Energy | Winter | Coincident | 2026 | POE10 | NA | 268.5772 | VIC Heatherton (United Energy) 66 kV |  |  | FALSE | #N/A | #N/A | #N/A | #N/A | #N/A | #N/A | #N/A | #N/A | #N/A | #N/A
TRUE | VIC | HTS | Heatherton (United Energy) 66 kV | United Energy | Winter | Coincident | 2026 | POE50 | NA | 263.4529 | VIC Heatherton (United Energy) 66 kV |  |  | FALSE | #N/A | #N/A | #N/A | #N/A | #N/A | #N/A | #N/A | #N/A | #N/A | #N/A
TRUE | VIC | HTS | Heatherton (United Energy) 66 kV | United Energy | Winter | Non-coincident | 2026 | POE10 | NA | 297.8934 | VIC Heatherton (United Energy) 66 kV |  |  | FALSE | #N/A | #N/A | #N/A | #N/A | #N/A | #N/A | #N/A | #N/A | #N/A | #N/A
TRUE | VIC | HTS | Heatherton (United Energy) 66 kV | United Energy | Winter | Non-coincident | 2026 | POE50 | NA | 285.0632 | VIC Heatherton (United Energy) 66 kV |  |  | FALSE | #N/A | #N/A | #N/A | #N/A | #N/A | #N/A | #N/A | #N/A | #N/A | #N/A
TRUE | VIC | HTS | Heatherton (United Energy) 66 kV | United Energy | Winter | Coincident | 2027 | POE10 | NA | 261.2643 | VIC Heatherton (United Energy) 66 kV |  |  | FALSE | #N/A | #N/A | #N/A | #N/A | #N/A | #N/A | #N/A | #N/A | #N/A | #N/A
TRUE | VIC | HTS | Heatherton (United Energy) 66 kV | United Energy | Winter | Coincident | 2027 | POE50 | NA | 255.668 | VIC Heatherton (United Energy) 66 kV |  |  | FALSE | #N/A | #N/A | #N/A | #N/A | #N/A | #N/A | #N/A | #N/A | #N/A | #N/A
TRUE | VIC | HTS | Heatherton (United Energy) 66 kV | United Energy | Winter | Non-coincident | 2027 | POE10 | NA | 300.3616 | VIC Heatherton (United Energy) 66 kV |  |  | FALSE | #N/A | #N/A | #N/A | #N/A | #N/A | #N/A | #N/A | #N/A | #N/A | #N/A
TRUE | VIC | HTS | Heatherton (United Energy) 66 kV | United Energy | Winter | Non-coincident | 2027 | POE50 | NA | 287.8543 | VIC Heatherton (United Energy) 66 kV |  |  | FALSE | #N/A | #N/A | #N/A | #N/A | #N/A | #N/A | #N/A | #N/A | #N/A | #N/A
TRUE | VIC | HTS | Heatherton (United Energy) 66 kV | United Energy | Winter | Coincident | 2028 | POE10 | NA | 257.4599 | VIC Heatherton (United Energy) 66 kV |  |  | FALSE | #N/A | #N/A | #N/A | #N/A | #N/A | #N/A | #N/A | #N/A | #N/A | #N/A
TRUE | VIC | HTS | Heatherton (United Energy) 66 kV | United Energy | Winter | Coincident | 2028 | POE50 | NA | 252.1561 | VIC Heatherton (United Energy) 66 kV |  |  | FALSE | #N/A | #N/A | #N/A | #N/A | #N/A | #N/A | #N/A | #N/A | #N/A | #N/A
TRUE | VIC | HTS | Heatherton (United Energy) 66 kV | United Energy | Winter | Non-coincident | 2028 | POE10 | NA | 301.5365 | VIC Heatherton (United Energy) 66 kV |  |  | FALSE | #N/A | #N/A | #N/A | #N/A | #N/A | #N/A | #N/A | #N/A | #N/A | #N/A
TRUE | VIC | HTS | Heatherton (United Energy) 66 kV | United Energy | Winter | Non-coincident | 2028 | POE50 | NA | 289.2458 | VIC Heatherton (United Energy) 66 kV |  |  | FALSE | #N/A | #N/A | #N/A | #N/A | #N/A | #N/A | #N/A | #N/A | #N/A | #N/A
TRUE | VIC | HTS | Heatherton (United Energy) 66 kV | United Energy | Winter | Coincident | 2029 | POE10 | NA | 255.7555 | VIC Heatherton (United Energy) 66 kV |  |  | FALSE | #N/A | #N/A | #N/A | #N/A | #N/A | #N/A | #N/A | #N/A | #N/A | #N/A
TRUE | VIC | HTS | Heatherton (United Energy) 66 kV | United Energy | Winter | Coincident | 2029 | POE50 | NA | 250.5898 | VIC Heatherton (United Energy) 66 kV |  |  | FALSE | #N/A | #N/A | #N/A | #N/A | #N/A | #N/A | #N/A | #N/A | #N/A | #N/A
TRUE | VIC | HTS | Heatherton (United Energy) 66 kV | United Energy | Winter | Non-coincident | 2029 | POE10 | NA | 302.9282 | VIC Heatherton (United Energy) 66 kV |  |  | FALSE | #N/A | #N/A | #N/A | #N/A | #N/A | #N/A | #N/A | #N/A | #N/A | #N/A
TRUE | VIC | HTS | Heatherton (United Energy) 66 kV | United Energy | Winter | Non-coincident | 2029 | POE50 | NA | 290.9003 | VIC Heatherton (United Energy) 66 kV |  |  | FALSE | #N/A | #N/A | #N/A | #N/A | #N/A | #N/A | #N/A | #N/A | #N/A | #N/A
TRUE | VIC | HTS | Heatherton (United Energy) 66 kV | United Energy | Winter | Coincident | 2030 | POE10 | NA | 253.7057 | VIC Heatherton (United Energy) 66 kV |  |  | FALSE | #N/A | #N/A | #N/A | #N/A | #N/A | #N/A | #N/A | #N/A | #N/A | #N/A
TRUE | VIC | HTS | Heatherton (United Energy) 66 kV | United Energy | Winter | Coincident | 2030 | POE50 | NA | 248.545 | VIC Heatherton (United Energy) 66 kV |  |  | FALSE | #N/A | #N/A | #N/A | #N/A | #N/A | #N/A | #N/A | #N/A | #N/A | #N/A
TRUE | VIC | HTS | Heatherton (United Energy) 66 kV | United Energy | Winter | Non-coincident | 2030 | POE10 | NA | 304.6795 | VIC Heatherton (United Energy) 66 kV |  |  | FALSE | #N/A | #N/A | #N/A | #N/A | #N/A | #N/A | #N/A | #N/A | #N/A | #N/A
TRUE | VIC | HTS | Heatherton (United Energy) 66 kV | United Energy | Winter | Non-coincident | 2030 | POE50 | NA | 292.6384 | VIC Heatherton (United Energy) 66 kV |  |  | FALSE | #N/A | #N/A | #N/A | #N/A | #N/A | #N/A | #N/A | #N/A | #N/A | #N/A
TRUE | VIC | HTS | Heatherton (United Energy) 66 kV | United Energy | Winter | Coincident | 2031 | POE10 | NA | 252.1059 | VIC Heatherton (United Energy) 66 kV |  |  | FALSE | #N/A | #N/A | #N/A | #N/A | #N/A | #N/A | #N/A | #N/A | #N/A | #N/A
TRUE | VIC | HTS | Heatherton (United Energy) 66 kV | United Energy | Winter | Coincident | 2031 | POE50 | NA | 247.0055 | VIC Heatherton (United Energy) 66 kV |  |  | FALSE | #N/A | #N/A | #N/A | #N/A | #N/A | #N/A | #N/A | #N/A | #N/A | #N/A
TRUE | VIC | HTS | Heatherton (United Energy) 66 kV | United Energy | Winter | Non-coincident | 2031 | POE10 | NA | 306.5544 | VIC Heatherton (United Energy) 66 kV |  |  | FALSE | #N/A | #N/A | #N/A | #N/A | #N/A | #N/A | #N/A | #N/A | #N/A | #N/A
TRUE | VIC | HTS | Heatherton (United Energy) 66 kV | United Energy | Winter | Non-coincident | 2031 | POE50 | NA | 294.4337 | VIC Heatherton (United Energy) 66 kV |  |  | FALSE | #N/A | #N/A | #N/A | #N/A | #N/A | #N/A | #N/A | #N/A | #N/A | #N/A
TRUE | VIC | HTS | Heatherton (United Energy) 66 kV | United Energy | Winter | Coincident | 2032 | POE10 | NA | 248.5119 | VIC Heatherton (United Energy) 66 kV |  |  | FALSE | #N/A | #N/A | #N/A | #N/A | #N/A | #N/A | #N/A | #N/A | #N/A | #N/A
TRUE | VIC | HTS | Heatherton (United Energy) 66 kV | United Energy | Winter | Coincident | 2032 | POE50 | NA | 243.0435 | VIC Heatherton (United Energy) 66 kV |  |  | FALSE | #N/A | #N/A | #N/A | #N/A | #N/A | #N/A | #N/A | #N/A | #N/A | #N/A
TRUE | VIC | HTS | Heatherton (United Energy) 66 kV | United Energy | Winter | Non-coincident | 2032 | POE10 | NA | 308.7173 | VIC Heatherton (United Energy) 66 kV |  |  | FALSE | #N/A | #N/A | #N/A | #N/A | #N/A | #N/A | #N/A | #N/A | #N/A | #N/A
TRUE | VIC | HTS | Heatherton (United Energy) 66 kV | United Energy | Winter | Non-coincident | 2032 | POE50 | NA | 296.3349 | VIC Heatherton (United Energy) 66 kV |  |  | FALSE | #N/A | #N/A | #N/A | #N/A | #N/A | #N/A | #N/A | #N/A | #N/A | #N/A
TRUE | VIC | HTS | Heatherton (United Energy) 66 kV | United Energy | Winter | Coincident | 2033 | POE10 | NA | 243.861 | VIC Heatherton (United Energy) 66 kV |  |  | FALSE | #N/A | #N/A | #N/A | #N/A | #N/A | #N/A | #N/A | #N/A | #N/A | #N/A
TRUE | VIC | HTS | Heatherton (United Energy) 66 kV | United Energy | Winter | Coincident | 2033 | POE50 | NA | 238.5422 | VIC Heatherton (United Energy) 66 kV |  |  | FALSE | #N/A | #N/A | #N/A | #N/A | #N/A | #N/A | #N/A | #N/A | #N/A | #N/A
TRUE | VIC | HTS | Heatherton (United Energy) 66 kV | United Energy | Winter | Non-coincident | 2033 | POE10 | NA | 310.9002 | VIC Heatherton (United Energy) 66 kV |  |  | FALSE | #N/A | #N/A | #N/A | #N/A | #N/A | #N/A | #N/A | #N/A | #N/A | #N/A
TRUE | VIC | HTS | Heatherton (United Energy) 66 kV | United Energy | Winter | Non-coincident | 2033 | POE50 | NA | 298.2401 | VIC Heatherton (United Energy) 66 kV |  |  | FALSE | #N/A | #N/A | #N/A | #N/A | #N/A | #N/A | #N/A | #N/A | #N/A | #N/A
TRUE | VIC | HTS | Heatherton (United Energy) 66 kV | United Energy | Winter | Coincident | 2034 | POE10 | NA | 243.5644 | VIC Heatherton (United Energy) 66 kV |  |  | FALSE | #N/A | #N/A | #N/A | #N/A | #N/A | #N/A | #N/A | #N/A | #N/A | #N/A
TRUE | VIC | HTS | Heatherton (United Energy) 66 kV | United Energy | Winter | Coincident | 2034 | POE50 | NA | 238.3995 | VIC Heatherton (United Energy) 66 kV |  |  | FALSE | #N/A | #N/A | #N/A | #N/A | #N/A | #N/A | #N/A | #N/A | #N/A | #N/A
TRUE | VIC | HTS | Heatherton (United Energy) 66 kV | United Energy | Winter | Non-coincident | 2034 | POE10 | NA | 312.9986 | VIC Heatherton (United Energy) 66 kV |  |  | FALSE | #N/A | #N/A | #N/A | #N/A | #N/A | #N/A | #N/A | #N/A | #N/A | #N/A
TRUE | VIC | HTS | Heatherton (United Energy) 66 kV | United Energy | Winter | Non-coincident | 2034 | POE50 | NA | 300.1277 | VIC Heatherton (United Energy) 66 kV |  |  | FALSE | #N/A | #N/A | #N/A | #N/A | #N/A | #N/A | #N/A | #N/A | #N/A | #N/A
TRUE | VIC | HYTS22 | Heywood (Powercor) 22 kV | Powercor | Shoulder | Coincident | 2019 | ACTUAL_OPG | 0.18176 | NA | VIC Heywood (Powercor) 22 kV |  |  | FALSE | #N/A | #N/A | #N/A | #N/A | #N/A | #N/A | #N/A | #N/A | #N/A | #N/A
TRUE | VIC | HYTS22 | Heywood (Powercor) 22 kV | Powercor | Shoulder | Coincident | 2019 | ACTUAL_RAW | 0.18176 | NA | VIC Heywood (Powercor) 22 kV |  |  | FALSE | #N/A | #N/A | #N/A | #N/A | #N/A | #N/A | #N/A | #N/A | #N/A | #N/A
TRUE | VIC | HYTS22 | Heywood (Powercor) 22 kV | Powercor | Shoulder | Non-coincident | 2019 | ACTUAL_RAW | 0.11461 | NA | VIC Heywood (Powercor) 22 kV |  |  | FALSE | #N/A | #N/A | #N/A | #N/A | #N/A | #N/A | #N/A | #N/A | #N/A | #N/A
TRUE | VIC | HYTS22 | Heywood (Powercor) 22 kV | Powercor | Shoulder | Non-coincident | 2019 | ACTUAL_OPG | 0.11461 | NA | VIC Heywood (Powercor) 22 kV |  |  | FALSE | #N/A | #N/A | #N/A | #N/A | #N/A | #N/A | #N/A | #N/A | #N/A | #N/A
TRUE | VIC | HYTS22 | Heywood (Powercor) 22 kV | Powercor | Shoulder | Non-coincident | 2019 | ACTUAL_ADJUSTEDOPG | 0.11461 | NA | VIC Heywood (Powercor) 22 kV |  |  | FALSE | #N/A | #N/A | #N/A | #N/A | #N/A | #N/A | #N/A | #N/A | #N/A | #N/A
TRUE | VIC | HYTS22 | Heywood (Powercor) 22 kV | Powercor | Shoulder | Coincident | 2020 | ACTUAL_OPG | 0.14943 | NA | VIC Heywood (Powercor) 22 kV |  |  | FALSE | #N/A | #N/A | #N/A | #N/A | #N/A | #N/A | #N/A | #N/A | #N/A | #N/A
TRUE | VIC | HYTS22 | Heywood (Powercor) 22 kV | Powercor | Shoulder | Coincident | 2020 | ACTUAL_RAW | 0.14943 | NA | VIC Heywood (Powercor) 22 kV |  |  | FALSE | #N/A | #N/A | #N/A | #N/A | #N/A | #N/A | #N/A | #N/A | #N/A | #N/A
TRUE | VIC | HYTS22 | Heywood (Powercor) 22 kV | Powercor | Shoulder | Non-coincident | 2020 | ACTUAL_RAW | 0 | NA | VIC Heywood (Powercor) 22 kV |  |  | FALSE | #N/A | #N/A | #N/A | #N/A | #N/A | #N/A | #N/A | #N/A | #N/A | #N/A
TRUE | VIC | HYTS22 | Heywood (Powercor) 22 kV | Powercor | Shoulder | Non-coincident | 2020 | ACTUAL_OPG | 0 | NA | VIC Heywood (Powercor) 22 kV |  |  | FALSE | #N/A | #N/A | #N/A | #N/A | #N/A | #N/A | #N/A | #N/A | #N/A | #N/A
TRUE | VIC | HYTS22 | Heywood (Powercor) 22 kV | Powercor | Shoulder | Non-coincident | 2020 | ACTUAL_ADJUSTEDOPG | 0 | NA | VIC Heywood (Powercor) 22 kV |  |  | FALSE | #N/A | #N/A | #N/A | #N/A | #N/A | #N/A | #N/A | #N/A | #N/A | #N/A
TRUE | VIC | HYTS22 | Heywood (Powercor) 22 kV | Powercor | Shoulder | Coincident | 2021 | ACTUAL_OPG | 0.19863 | NA | VIC Heywood (Powercor) 22 kV |  |  | FALSE | #N/A | #N/A | #N/A | #N/A | #N/A | #N/A | #N/A | #N/A | #N/A | #N/A
TRUE | VIC | HYTS22 | Heywood (Powercor) 22 kV | Powercor | Shoulder | Coincident | 2021 | ACTUAL_RAW | 0.19863 | NA | VIC Heywood (Powercor) 22 kV |  |  | FALSE | #N/A | #N/A | #N/A | #N/A | #N/A | #N/A | #N/A | #N/A | #N/A | #N/A
TRUE | VIC | HYTS22 | Heywood (Powercor) 22 kV | Powercor | Shoulder | Non-coincident | 2021 | ACTUAL_RAW | 0.057838 | NA | VIC Heywood (Powercor) 22 kV |  |  | FALSE | #N/A | #N/A | #N/A | #N/A | #N/A | #N/A | #N/A | #N/A | #N/A | #N/A
TRUE | VIC | HYTS22 | Heywood (Powercor) 22 kV | Powercor | Shoulder | Non-coincident | 2021 | ACTUAL_OPG | 0.057838 | NA | VIC Heywood (Powercor) 22 kV |  |  | FALSE | #N/A | #N/A | #N/A | #N/A | #N/A | #N/A | #N/A | #N/A | #N/A | #N/A
TRUE | VIC | HYTS22 | Heywood (Powercor) 22 kV | Powercor | Shoulder | Non-coincident | 2021 | ACTUAL_ADJUSTEDOPG | 0.057838 | NA | VIC Heywood (Powercor) 22 kV |  |  | FALSE | #N/A | #N/A | #N/A | #N/A | #N/A | #N/A | #N/A | #N/A | #N/A | #N/A
TRUE | VIC | HYTS22 | Heywood (Powercor) 22 kV | Powercor | Shoulder | Coincident | 2022 | ACTUAL_OPG | 0.16723 | NA | VIC Heywood (Powercor) 22 kV |  |  | FALSE | #N/A | #N/A | #N/A | #N/A | #N/A | #N/A | #N/A | #N/A | #N/A | #N/A
TRUE | VIC | HYTS22 | Heywood (Powercor) 22 kV | Powercor | Shoulder | Coincident | 2022 | ACTUAL_RAW | 0.16723 | NA | VIC Heywood (Powercor) 22 kV |  |  | FALSE | #N/A | #N/A | #N/A | #N/A | #N/A | #N/A | #N/A | #N/A | #N/A | #N/A
TRUE | VIC | HYTS22 | Heywood (Powercor) 22 kV | Powercor | Shoulder | Non-coincident | 2022 | ACTUAL_RAW | 0.060001 | NA | VIC Heywood (Powercor) 22 kV |  |  | FALSE | #N/A | #N/A | #N/A | #N/A | #N/A | #N/A | #N/A | #N/A | #N/A | #N/A
TRUE | VIC | HYTS22 | Heywood (Powercor) 22 kV | Powercor | Shoulder | Non-coincident | 2022 | ACTUAL_OPG | 0.060001 | NA | VIC Heywood (Powercor) 22 kV |  |  | FALSE | #N/A | #N/A | #N/A | #N/A | #N/A | #N/A | #N/A | #N/A | #N/A | #N/A
TRUE | VIC | HYTS22 | Heywood (Powercor) 22 kV | Powercor | Shoulder | Non-coincident | 2022 | ACTUAL_ADJUSTEDOPG | 0.060001 | NA | VIC Heywood (Powercor) 22 kV |  |  | FALSE | #N/A | #N/A | #N/A | #N/A | #N/A | #N/A | #N/A | #N/A | #N/A | #N/A
TRUE | VIC | HYTS22 | Heywood (Powercor) 22 kV | Powercor | Shoulder | Coincident | 2023 | ACTUAL_OPG | 0.066151 | NA | VIC Heywood (Powercor) 22 kV |  |  | FALSE | #N/A | #N/A | #N/A | #N/A | #N/A | #N/A | #N/A | #N/A | #N/A | #N/A
TRUE | VIC | HYTS22 | Heywood (Powercor) 22 kV | Powercor | Shoulder | Coincident | 2023 | ACTUAL_RAW | 0.066151 | NA | VIC Heywood (Powercor) 22 kV |  |  | FALSE | #N/A | #N/A | #N/A | #N/A | #N/A | #N/A | #N/A | #N/A | #N/A | #N/A
TRUE | VIC | HYTS22 | Heywood (Powercor) 22 kV | Powercor | Shoulder | Non-coincident | 2023 | ACTUAL_RAW | 0.040263 | NA | VIC Heywood (Powercor) 22 kV |  |  | FALSE | #N/A | #N/A | #N/A | #N/A | #N/A | #N/A | #N/A | #N/A | #N/A | #N/A
TRUE | VIC | HYTS22 | Heywood (Powercor) 22 kV | Powercor | Shoulder | Non-coincident | 2023 | ACTUAL_OPG | 0.040263 | NA | VIC Heywood (Powercor) 22 kV |  |  | FALSE | #N/A | #N/A | #N/A | #N/A | #N/A | #N/A | #N/A | #N/A | #N/A | #N/A
TRUE | VIC | HYTS22 | Heywood (Powercor) 22 kV | Powercor | Shoulder | Non-coincident | 2023 | ACTUAL_ADJUSTEDOPG | 0.040263 | NA | VIC Heywood (Powercor) 22 kV |  |  | FALSE | #N/A | #N/A | #N/A | #N/A | #N/A | #N/A | #N/A | #N/A | #N/A | #N/A
TRUE | VIC | HYTS22 | Heywood (Powercor) 22 kV | Powercor | Shoulder | Coincident | 2024 | ACTUAL_OPG | 1.033 | NA | VIC Heywood (Powercor) 22 kV |  |  | FALSE | #N/A | #N/A | #N/A | #N/A | #N/A | #N/A | #N/A | #N/A | #N/A | #N/A
TRUE | VIC | HYTS22 | Heywood (Powercor) 22 kV | Powercor | Shoulder | Coincident | 2024 | ACTUAL_RAW | 1.033 | NA | VIC Heywood (Powercor) 22 kV |  |  | FALSE | #N/A | #N/A | #N/A | #N/A | #N/A | #N/A | #N/A | #N/A | #N/A | #N/A
TRUE | VIC | HYTS22 | Heywood (Powercor) 22 kV | Powercor | Shoulder | Non-coincident | 2024 | ACTUAL_RAW | 0.010752 | NA | VIC Heywood (Powercor) 22 kV |  |  | FALSE | #N/A | #N/A | #N/A | #N/A | #N/A | #N/A | #N/A | #N/A | #N/A | #N/A
TRUE | VIC | HYTS22 | Heywood (Powercor) 22 kV | Powercor | Shoulder | Non-coincident | 2024 | ACTUAL_OPG | 0.010752 | NA | VIC Heywood (Powercor) 22 kV |  |  | FALSE | #N/A | #N/A | #N/A | #N/A | #N/A | #N/A | #N/A | #N/A | #N/A | #N/A
TRUE | VIC | HYTS22 | Heywood (Powercor) 22 kV | Powercor | Shoulder | Non-coincident | 2024 | ACTUAL_ADJUSTEDOPG | 0.010752 | NA | VIC Heywood (Powercor) 22 kV |  |  | FALSE | #N/A | #N/A | #N/A | #N/A | #N/A | #N/A | #N/A | #N/A | #N/A | #N/A
TRUE | VIC | HYTS22 | Heywood (Powercor) 22 kV | Powercor | Shoulder | Coincident | 2025 | ACTUAL_OPG | 1.0427 | NA | VIC Heywood (Powercor) 22 kV |  |  | FALSE | #N/A | #N/A | #N/A | #N/A | #N/A | #N/A | #N/A | #N/A | #N/A | #N/A
TRUE | VIC | HYTS22 | Heywood (Powercor) 22 kV | Powercor | Shoulder | Coincident | 2025 | ACTUAL_RAW | 1.0427 | NA | VIC Heywood (Powercor) 22 kV |  |  | FALSE | #N/A | #N/A | #N/A | #N/A | #N/A | #N/A | #N/A | #N/A | #N/A | #N/A
TRUE | VIC | HYTS22 | Heywood (Powercor) 22 kV | Powercor | Shoulder | Non-coincident | 2025 | ACTUAL_RAW | 0.00064164 | NA | VIC Heywood (Powercor) 22 kV |  |  | FALSE | #N/A | #N/A | #N/A | #N/A | #N/A | #N/A | #N/A | #N/A | #N/A | #N/A
TRUE | VIC | HYTS22 | Heywood (Powercor) 22 kV | Powercor | Shoulder | Non-coincident | 2025 | ACTUAL_OPG | 0.00064164 | NA | VIC Heywood (Powercor) 22 kV |  |  | FALSE | #N/A | #N/A | #N/A | #N/A | #N/A | #N/A | #N/A | #N/A | #N/A | #N/A
TRUE | VIC | HYTS22 | Heywood (Powercor) 22 kV | Powercor | Shoulder | Non-coincident | 2025 | ACTUAL_ADJUSTEDOPG | 0.00064164 | NA | VIC Heywood (Powercor) 22 kV |  |  | FALSE | #N/A | #N/A | #N/A | #N/A | #N/A | #N/A | #N/A | #N/A | #N/A | #N/A
TRUE | VIC | HYTS22 | Heywood (Powercor) 22 kV | Powercor | Shoulder | Non-coincident | 2025 | BASEYEARPOE90 | -0.44281 | NA | VIC Heywood (Powercor) 22 kV |  |  | FALSE | #N/A | #N/A | #N/A | #N/A | #N/A | #N/A | #N/A | #N/A | #N/A | #N/A
TRUE | VIC | HYTS22 | Heywood (Powercor) 22 kV | Powercor | Shoulder | Non-coincident | 2025 | BASEYEARPOE50 | -0.39881 | NA | VIC Heywood (Powercor) 22 kV |  |  | FALSE | #N/A | #N/A | #N/A | #N/A | #N/A | #N/A | #N/A | #N/A | #N/A | #N/A
TRUE | VIC | HYTS22 | Heywood (Powercor) 22 kV | Powercor | Shoulder | Coincident_unreconciled | 2026 | POE50 | -0.42773 | NA | VIC Heywood (Powercor) 22 kV |  |  | FALSE | #N/A | #N/A | #N/A | #N/A | #N/A | #N/A | #N/A | #N/A | #N/A | #N/A
TRUE | VIC | HYTS22 | Heywood (Powercor) 22 kV | Powercor | Shoulder | Coincident_unreconciled | 2026 | POE90 | -0.46883 | NA | VIC Heywood (Powercor) 22 kV |  |  | FALSE | #N/A | #N/A | #N/A | #N/A | #N/A | #N/A | #N/A | #N/A | #N/A | #N/A
TRUE | VIC | HYTS22 | Heywood (Powercor) 22 kV | Powercor | Shoulder | Non-coincident | 2026 | POE50 | -0.42773 | NA | VIC Heywood (Powercor) 22 kV |  |  | FALSE | #N/A | #N/A | #N/A | #N/A | #N/A | #N/A | #N/A | #N/A | #N/A | #N/A
TRUE | VIC | HYTS22 | Heywood (Powercor) 22 kV | Powercor | Shoulder | Non-coincident | 2026 | POE90 | -0.46883 | NA | VIC Heywood (Powercor) 22 kV |  |  | FALSE | #N/A | #N/A | #N/A | #N/A | #N/A | #N/A | #N/A | #N/A | #N/A | #N/A
TRUE | VIC | HYTS22 | Heywood (Powercor) 22 kV | Powercor | Shoulder | Coincident_unreconciled | 2027 | POE50 | -0.45085 | NA | VIC Heywood (Powercor) 22 kV |  |  | FALSE | #N/A | #N/A | #N/A | #N/A | #N/A | #N/A | #N/A | #N/A | #N/A | #N/A
TRUE | VIC | HYTS22 | Heywood (Powercor) 22 kV | Powercor | Shoulder | Coincident_unreconciled | 2027 | POE90 | -0.49195 | NA | VIC Heywood (Powercor) 22 kV |  |  | FALSE | #N/A | #N/A | #N/A | #N/A | #N/A | #N/A | #N/A | #N/A | #N/A | #N/A
TRUE | VIC | HYTS22 | Heywood (Powercor) 22 kV | Powercor | Shoulder | Non-coincident | 2027 | POE50 | -0.45085 | NA | VIC Heywood (Powercor) 22 kV |  |  | FALSE | #N/A | #N/A | #N/A | #N/A | #N/A | #N/A | #N/A | #N/A | #N/A | #N/A
TRUE | VIC | HYTS22 | Heywood (Powercor) 22 kV | Powercor | Shoulder | Non-coincident | 2027 | POE90 | -0.49195 | NA | VIC Heywood (Powercor) 22 kV |  |  | FALSE | #N/A | #N/A | #N/A | #N/A | #N/A | #N/A | #N/A | #N/A | #N/A | #N/A
TRUE | VIC | HYTS22 | Heywood (Powercor) 22 kV | Powercor | Shoulder | Coincident_unreconciled | 2028 | POE50 | -0.47107 | NA | VIC Heywood (Powercor) 22 kV |  |  | FALSE | #N/A | #N/A | #N/A | #N/A | #N/A | #N/A | #N/A | #N/A | #N/A | #N/A
TRUE | VIC | HYTS22 | Heywood (Powercor) 22 kV | Powercor | Shoulder | Coincident_unreconciled | 2028 | POE90 | -0.51217 | NA | VIC Heywood (Powercor) 22 kV |  |  | FALSE | #N/A | #N/A | #N/A | #N/A | #N/A | #N/A | #N/A | #N/A | #N/A | #N/A
TRUE | VIC | HYTS22 | Heywood (Powercor) 22 kV | Powercor | Shoulder | Non-coincident | 2028 | POE50 | -0.47107 | NA | VIC Heywood (Powercor) 22 kV |  |  | FALSE | #N/A | #N/A | #N/A | #N/A | #N/A | #N/A | #N/A | #N/A | #N/A | #N/A
TRUE | VIC | HYTS22 | Heywood (Powercor) 22 kV | Powercor | Shoulder | Non-coincident | 2028 | POE90 | -0.51217 | NA | VIC Heywood (Powercor) 22 kV |  |  | FALSE | #N/A | #N/A | #N/A | #N/A | #N/A | #N/A | #N/A | #N/A | #N/A | #N/A
TRUE | VIC | HYTS22 | Heywood (Powercor) 22 kV | Powercor | Shoulder | Coincident_unreconciled | 2029 | POE50 | -0.48946 | NA | VIC Heywood (Powercor) 22 kV |  |  | FALSE | #N/A | #N/A | #N/A | #N/A | #N/A | #N/A | #N/A | #N/A | #N/A | #N/A
TRUE | VIC | HYTS22 | Heywood (Powercor) 22 kV | Powercor | Shoulder | Coincident_unreconciled | 2029 | POE90 | -0.53056 | NA | VIC Heywood (Powercor) 22 kV |  |  | FALSE | #N/A | #N/A | #N/A | #N/A | #N/A | #N/A | #N/A | #N/A | #N/A | #N/A
TRUE | VIC | HYTS22 | Heywood (Powercor) 22 kV | Powercor | Shoulder | Non-coincident | 2029 | POE50 | -0.48946 | NA | VIC Heywood (Powercor) 22 kV |  |  | FALSE | #N/A | #N/A | #N/A | #N/A | #N/A | #N/A | #N/A | #N/A | #N/A | #N/A
TRUE | VIC | HYTS22 | Heywood (Powercor) 22 kV | Powercor | Shoulder | Non-coincident | 2029 | POE90 | -0.53056 | NA | VIC Heywood (Powercor) 22 kV |  |  | FALSE | #N/A | #N/A | #N/A | #N/A | #N/A | #N/A | #N/A | #N/A | #N/A | #N/A
TRUE | VIC | HYTS22 | Heywood (Powercor) 22 kV | Powercor | Shoulder | Coincident_unreconciled | 2030 | POE50 | -0.51071 | NA | VIC Heywood (Powercor) 22 kV |  |  | FALSE | #N/A | #N/A | #N/A | #N/A | #N/A | #N/A | #N/A | #N/A | #N/A | #N/A
TRUE | VIC | HYTS22 | Heywood (Powercor) 22 kV | Powercor | Shoulder | Coincident_unreconciled | 2030 | POE90 | -0.55184 | NA | VIC Heywood (Powercor) 22 kV |  |  | FALSE | #N/A | #N/A | #N/A | #N/A | #N/A | #N/A | #N/A | #N/A | #N/A | #N/A
TRUE | VIC | HYTS22 | Heywood (Powercor) 22 kV | Powercor | Shoulder | Non-coincident | 2030 | POE50 | -0.51071 | NA | VIC Heywood (Powercor) 22 kV |  |  | FALSE | #N/A | #N/A | #N/A | #N/A | #N/A | #N/A | #N/A | #N/A | #N/A | #N/A
TRUE | VIC | HYTS22 | Heywood (Powercor) 22 kV | Powercor | Shoulder | Non-coincident | 2030 | POE90 | -0.55184 | NA | VIC Heywood (Powercor) 22 kV |  |  | FALSE | #N/A | #N/A | #N/A | #N/A | #N/A | #N/A | #N/A | #N/A | #N/A | #N/A
TRUE | VIC | HYTS22 | Heywood (Powercor) 22 kV | Powercor | Shoulder | Coincident_unreconciled | 2031 | POE50 | -0.53978 | NA | VIC Heywood (Powercor) 22 kV |  |  | FALSE | #N/A | #N/A | #N/A | #N/A | #N/A | #N/A | #N/A | #N/A | #N/A | #N/A
TRUE | VIC | HYTS22 | Heywood (Powercor) 22 kV | Powercor | Shoulder | Coincident_unreconciled | 2031 | POE90 | -0.58093 | NA | VIC Heywood (Powercor) 22 kV |  |  | FALSE | #N/A | #N/A | #N/A | #N/A | #N/A | #N/A | #N/A | #N/A | #N/A | #N/A
TRUE | VIC | HYTS22 | Heywood (Powercor) 22 kV | Powercor | Shoulder | Non-coincident | 2031 | POE50 | -0.53978 | NA | VIC Heywood (Powercor) 22 kV |  |  | FALSE | #N/A | #N/A | #N/A | #N/A | #N/A | #N/A | #N/A | #N/A | #N/A | #N/A
TRUE | VIC | HYTS22 | Heywood (Powercor) 22 kV | Powercor | Shoulder | Non-coincident | 2031 | POE90 | -0.58093 | NA | VIC Heywood (Powercor) 22 kV |  |  | FALSE | #N/A | #N/A | #N/A | #N/A | #N/A | #N/A | #N/A | #N/A | #N/A | #N/A
TRUE | VIC | HYTS22 | Heywood (Powercor) 22 kV | Powercor | Shoulder | Coincident_unreconciled | 2032 | POE50 | -0.56089 | NA | VIC Heywood (Powercor) 22 kV |  |  | FALSE | #N/A | #N/A | #N/A | #N/A | #N/A | #N/A | #N/A | #N/A | #N/A | #N/A
TRUE | VIC | HYTS22 | Heywood (Powercor) 22 kV | Powercor | Shoulder | Coincident_unreconciled | 2032 | POE90 | -0.60204 | NA | VIC Heywood (Powercor) 22 kV |  |  | FALSE | #N/A | #N/A | #N/A | #N/A | #N/A | #N/A | #N/A | #N/A | #N/A | #N/A
TRUE | VIC | HYTS22 | Heywood (Powercor) 22 kV | Powercor | Shoulder | Non-coincident | 2032 | POE50 | -0.56089 | NA | VIC Heywood (Powercor) 22 kV |  |  | FALSE | #N/A | #N/A | #N/A | #N/A | #N/A | #N/A | #N/A | #N/A | #N/A | #N/A
TRUE | VIC | HYTS22 | Heywood (Powercor) 22 kV | Powercor | Shoulder | Non-coincident | 2032 | POE90 | -0.60204 | NA | VIC Heywood (Powercor) 22 kV |  |  | FALSE | #N/A | #N/A | #N/A | #N/A | #N/A | #N/A | #N/A | #N/A | #N/A | #N/A
TRUE | VIC | HYTS22 | Heywood (Powercor) 22 kV | Powercor | Shoulder | Coincident_unreconciled | 2033 | POE50 | -0.57472 | NA | VIC Heywood (Powercor) 22 kV |  |  | FALSE | #N/A | #N/A | #N/A | #N/A | #N/A | #N/A | #N/A | #N/A | #N/A | #N/A
TRUE | VIC | HYTS22 | Heywood (Powercor) 22 kV | Powercor | Shoulder | Coincident_unreconciled | 2033 | POE90 | -0.61586 | NA | VIC Heywood (Powercor) 22 kV |  |  | FALSE | #N/A | #N/A | #N/A | #N/A | #N/A | #N/A | #N/A | #N/A | #N/A | #N/A
TRUE | VIC | HYTS22 | Heywood (Powercor) 22 kV | Powercor | Shoulder | Non-coincident | 2033 | POE50 | -0.57472 | NA | VIC Heywood (Powercor) 22 kV |  |  | FALSE | #N/A | #N/A | #N/A | #N/A | #N/A | #N/A | #N/A | #N/A | #N/A | #N/A
TRUE | VIC | HYTS22 | Heywood (Powercor) 22 kV | Powercor | Shoulder | Non-coincident | 2033 | POE90 | -0.61586 | NA | VIC Heywood (Powercor) 22 kV |  |  | FALSE | #N/A | #N/A | #N/A | #N/A | #N/A | #N/A | #N/A | #N/A | #N/A | #N/A
TRUE | VIC | HYTS22 | Heywood (Powercor) 22 kV | Powercor | Shoulder | Coincident_unreconciled | 2034 | POE50 | -0.59214 | NA | VIC Heywood (Powercor) 22 kV |  |  | FALSE | #N/A | #N/A | #N/A | #N/A | #N/A | #N/A | #N/A | #N/A | #N/A | #N/A
TRUE | VIC | HYTS22 | Heywood (Powercor) 22 kV | Powercor | Shoulder | Coincident_unreconciled | 2034 | POE90 | -0.63329 | NA | VIC Heywood (Powercor) 22 kV |  |  | FALSE | #N/A | #N/A | #N/A | #N/A | #N/A | #N/A | #N/A | #N/A | #N/A | #N/A
TRUE | VIC | HYTS22 | Heywood (Powercor) 22 kV | Powercor | Shoulder | Non-coincident | 2034 | POE50 | -0.59214 | NA | VIC Heywood (Powercor) 22 kV |  |  | FALSE | #N/A | #N/A | #N/A | #N/A | #N/A | #N/A | #N/A | #N/A | #N/A | #N/A
TRUE | VIC | HYTS22 | Heywood (Powercor) 22 kV | Powercor | Shoulder | Non-coincident | 2034 | POE90 | -0.63329 | NA | VIC Heywood (Powercor) 22 kV |  |  | FALSE | #N/A | #N/A | #N/A | #N/A | #N/A | #N/A | #N/A | #N/A | #N/A | #N/A
TRUE | VIC | HYTS22 | Heywood (Powercor) 22 kV | Powercor | Shoulder | Coincident_unreconciled | 2035 | POE50 | -0.6137 | NA | VIC Heywood (Powercor) 22 kV |  |  | FALSE | #N/A | #N/A | #N/A | #N/A | #N/A | #N/A | #N/A | #N/A | #N/A | #N/A
TRUE | VIC | HYTS22 | Heywood (Powercor) 22 kV | Powercor | Shoulder | Coincident_unreconciled | 2035 | POE90 | -0.65485 | NA | VIC Heywood (Powercor) 22 kV |  |  | FALSE | #N/A | #N/A | #N/A | #N/A | #N/A | #N/A | #N/A | #N/A | #N/A | #N/A
TRUE | VIC | HYTS22 | Heywood (Powercor) 22 kV | Powercor | Shoulder | Non-coincident | 2035 | POE50 | -0.6137 | NA | VIC Heywood (Powercor) 22 kV |  |  | FALSE | #N/A | #N/A | #N/A | #N/A | #N/A | #N/A | #N/A | #N/A | #N/A | #N/A
TRUE | VIC | HYTS22 | Heywood (Powercor) 22 kV | Powercor | Shoulder | Non-coincident | 2035 | POE90 | -0.65485 | NA | VIC Heywood (Powercor) 22 kV |  |  | FALSE | #N/A | #N/A | #N/A | #N/A | #N/A | #N/A | #N/A | #N/A | #N/A | #N/A
TRUE | VIC | HYTS22 | Heywood (Powercor) 22 kV | Powercor | Summer | Coincident | 2019 | ACTUAL_OPG | 0.25774 | 1.1898 | VIC Heywood (Powercor) 22 kV |  |  | FALSE | #N/A | #N/A | #N/A | #N/A | #N/A | #N/A | #N/A | #N/A | #N/A | #N/A
TRUE | VIC | HYTS22 | Heywood (Powercor) 22 kV | Powercor | Summer | Coincident | 2019 | ACTUAL_RAW | 0.25774 | 1.1898 | VIC Heywood (Powercor) 22 kV |  |  | FALSE | #N/A | #N/A | #N/A | #N/A | #N/A | #N/A | #N/A | #N/A | #N/A | #N/A
TRUE | VIC | HYTS22 | Heywood (Powercor) 22 kV | Powercor | Summer | Non-coincident | 2019 | ACTUAL_RAW | 0.1027 | 1.5946 | VIC Heywood (Powercor) 22 kV |  |  | FALSE | #N/A | #N/A | #N/A | #N/A | #N/A | #N/A | #N/A | #N/A | #N/A | #N/A
TRUE | VIC | HYTS22 | Heywood (Powercor) 22 kV | Powercor | Summer | Non-coincident | 2019 | ACTUAL_OPG | 0.1027 | 1.5946 | VIC Heywood (Powercor) 22 kV |  |  | FALSE | #N/A | #N/A | #N/A | #N/A | #N/A | #N/A | #N/A | #N/A | #N/A | #N/A
TRUE | VIC | HYTS22 | Heywood (Powercor) 22 kV | Powercor | Summer | Non-coincident | 2019 | ACTUAL_ADJUSTEDOPG | 0.1027 | 1.5946 | VIC Heywood (Powercor) 22 kV |  |  | FALSE | #N/A | #N/A | #N/A | #N/A | #N/A | #N/A | #N/A | #N/A | #N/A | #N/A
TRUE | VIC | HYTS22 | Heywood (Powercor) 22 kV | Powercor | Summer | Coincident | 2020 | ACTUAL_OPG | 0.12317 | 0.87807 | VIC Heywood (Powercor) 22 kV |  |  | FALSE | #N/A | #N/A | #N/A | #N/A | #N/A | #N/A | #N/A | #N/A | #N/A | #N/A
TRUE | VIC | HYTS22 | Heywood (Powercor) 22 kV | Powercor | Summer | Coincident | 2020 | ACTUAL_RAW | 0.12317 | 0.87807 | VIC Heywood (Powercor) 22 kV |  |  | FALSE | #N/A | #N/A | #N/A | #N/A | #N/A | #N/A | #N/A | #N/A | #N/A | #N/A
TRUE | VIC | HYTS22 | Heywood (Powercor) 22 kV | Powercor | Summer | Non-coincident | 2020 | ACTUAL_RAW | 0.06714 | 1.5917 | VIC Heywood (Powercor) 22 kV |  |  | FALSE | #N/A | #N/A | #N/A | #N/A | #N/A | #N/A | #N/A | #N/A | #N/A | #N/A
TRUE | VIC | HYTS22 | Heywood (Powercor) 22 kV | Powercor | Summer | Non-coincident | 2020 | ACTUAL_OPG | 0.06714 | 1.5917 | VIC Heywood (Powercor) 22 kV |  |  | FALSE | #N/A | #N/A | #N/A | #N/A | #N/A | #N/A | #N/A | #N/A | #N/A | #N/A
TRUE | VIC | HYTS22 | Heywood (Powercor) 22 kV | Powercor | Summer | Non-coincident | 2020 | ACTUAL_ADJUSTEDOPG | 0.06714 | 1.5917 | VIC Heywood (Powercor) 22 kV |  |  | FALSE | #N/A | #N/A | #N/A | #N/A | #N/A | #N/A | #N/A | #N/A | #N/A | #N/A
TRUE | VIC | HYTS22 | Heywood (Powercor) 22 kV | Powercor | Summer | Coincident | 2021 | ACTUAL_OPG | 0.13969 | 0.32994 | VIC Heywood (Powercor) 22 kV |  |  | FALSE | #N/A | #N/A | #N/A | #N/A | #N/A | #N/A | #N/A | #N/A | #N/A | #N/A
TRUE | VIC | HYTS22 | Heywood (Powercor) 22 kV | Powercor | Summer | Coincident | 2021 | ACTUAL_RAW | 0.13969 | 0.32994 | VIC Heywood (Powercor) 22 kV |  |  | FALSE | #N/A | #N/A | #N/A | #N/A | #N/A | #N/A | #N/A | #N/A | #N/A | #N/A
TRUE | VIC | HYTS22 | Heywood (Powercor) 22 kV | Powercor | Summer | Non-coincident | 2021 | ACTUAL_RAW | 0.063004 | 1.3785 | VIC Heywood (Powercor) 22 kV |  |  | FALSE | #N/A | #N/A | #N/A | #N/A | #N/A | #N/A | #N/A | #N/A | #N/A | #N/A
TRUE | VIC | HYTS22 | Heywood (Powercor) 22 kV | Powercor | Summer | Non-coincident | 2021 | ACTUAL_OPG | 0.063004 | 1.3785 | VIC Heywood (Powercor) 22 kV |  |  | FALSE | #N/A | #N/A | #N/A | #N/A | #N/A | #N/A | #N/A | #N/A | #N/A | #N/A
TRUE | VIC | HYTS22 | Heywood (Powercor) 22 kV | Powercor | Summer | Non-coincident | 2021 | ACTUAL_ADJUSTEDOPG | 0.063004 | 1.3785 | VIC Heywood (Powercor) 22 kV |  |  | FALSE | #N/A | #N/A | #N/A | #N/A | #N/A | #N/A | #N/A | #N/A | #N/A | #N/A
TRUE | VIC | HYTS22 | Heywood (Powercor) 22 kV | Powercor | Summer | Coincident | 2022 | ACTUAL_OPG | 0.072407 | 0.24567 | VIC Heywood (Powercor) 22 kV |  |  | FALSE | #N/A | #N/A | #N/A | #N/A | #N/A | #N/A | #N/A | #N/A | #N/A | #N/A
TRUE | VIC | HYTS22 | Heywood (Powercor) 22 kV | Powercor | Summer | Coincident | 2022 | ACTUAL_RAW | 0.072407 | 0.24567 | VIC Heywood (Powercor) 22 kV |  |  | FALSE | #N/A | #N/A | #N/A | #N/A | #N/A | #N/A | #N/A | #N/A | #N/A | #N/A
TRUE | VIC | HYTS22 | Heywood (Powercor) 22 kV | Powercor | Summer | Non-coincident | 2022 | ACTUAL_RAW | 0 | 1.4043 | VIC Heywood (Powercor) 22 kV |  |  | FALSE | #N/A | #N/A | #N/A | #N/A | #N/A | #N/A | #N/A | #N/A | #N/A | #N/A
TRUE | VIC | HYTS22 | Heywood (Powercor) 22 kV | Powercor | Summer | Non-coincident | 2022 | ACTUAL_OPG | 0 | 1.4043 | VIC Heywood (Powercor) 22 kV |  |  | FALSE | #N/A | #N/A | #N/A | #N/A | #N/A | #N/A | #N/A | #N/A | #N/A | #N/A
TRUE | VIC | HYTS22 | Heywood (Powercor) 22 kV | Powercor | Summer | Non-coincident | 2022 | ACTUAL_ADJUSTEDOPG | 0 | 1.4043 | VIC Heywood (Powercor) 22 kV |  |  | FALSE | #N/A | #N/A | #N/A | #N/A | #N/A | #N/A | #N/A | #N/A | #N/A | #N/A
TRUE | VIC | HYTS22 | Heywood (Powercor) 22 kV | Powercor | Summer | Coincident | 2023 | ACTUAL_OPG | 0.043824 | 1.054 | VIC Heywood (Powercor) 22 kV |  |  | FALSE | #N/A | #N/A | #N/A | #N/A | #N/A | #N/A | #N/A | #N/A | #N/A | #N/A
TRUE | VIC | HYTS22 | Heywood (Powercor) 22 kV | Powercor | Summer | Coincident | 2023 | ACTUAL_RAW | 0.043824 | 1.054 | VIC Heywood (Powercor) 22 kV |  |  | FALSE | #N/A | #N/A | #N/A | #N/A | #N/A | #N/A | #N/A | #N/A | #N/A | #N/A
TRUE | VIC | HYTS22 | Heywood (Powercor) 22 kV | Powercor | Summer | Non-coincident | 2023 | ACTUAL_RAW | 0.015308 | 1.7473 | VIC Heywood (Powercor) 22 kV |  |  | FALSE | #N/A | #N/A | #N/A | #N/A | #N/A | #N/A | #N/A | #N/A | #N/A | #N/A
TRUE | VIC | HYTS22 | Heywood (Powercor) 22 kV | Powercor | Summer | Non-coincident | 2023 | ACTUAL_OPG | 0.015308 | 1.7473 | VIC Heywood (Powercor) 22 kV |  |  | FALSE | #N/A | #N/A | #N/A | #N/A | #N/A | #N/A | #N/A | #N/A | #N/A | #N/A
TRUE | VIC | HYTS22 | Heywood (Powercor) 22 kV | Powercor | Summer | Non-coincident | 2023 | ACTUAL_ADJUSTEDOPG | 0.015308 | 1.5026 | VIC Heywood (Powercor) 22 kV |  |  | FALSE | #N/A | #N/A | #N/A | #N/A | #N/A | #N/A | #N/A | #N/A | #N/A | #N/A
TRUE | VIC | HYTS22 | Heywood (Powercor) 22 kV | Powercor | Summer | Coincident | 2024 | ACTUAL_OPG | 0.06779 | 0.18846 | VIC Heywood (Powercor) 22 kV |  |  | FALSE | #N/A | #N/A | #N/A | #N/A | #N/A | #N/A | #N/A | #N/A | #N/A | #N/A
TRUE | VIC | HYTS22 | Heywood (Powercor) 22 kV | Powercor | Summer | Coincident | 2024 | ACTUAL_RAW | 0.06779 | 0.18846 | VIC Heywood (Powercor) 22 kV |  |  | FALSE | #N/A | #N/A | #N/A | #N/A | #N/A | #N/A | #N/A | #N/A | #N/A | #N/A
TRUE | VIC | HYTS22 | Heywood (Powercor) 22 kV | Powercor | Summer | Non-coincident | 2024 | ACTUAL_RAW | 0.029781 | 1.4294 | VIC Heywood (Powercor) 22 kV |  |  | FALSE | #N/A | #N/A | #N/A | #N/A | #N/A | #N/A | #N/A | #N/A | #N/A | #N/A
TRUE | VIC | HYTS22 | Heywood (Powercor) 22 kV | Powercor | Summer | Non-coincident | 2024 | ACTUAL_OPG | 0.029781 | 1.4294 | VIC Heywood (Powercor) 22 kV |  |  | FALSE | #N/A | #N/A | #N/A | #N/A | #N/A | #N/A | #N/A | #N/A | #N/A | #N/A
TRUE | VIC | HYTS22 | Heywood (Powercor) 22 kV | Powercor | Summer | Non-coincident | 2024 | ACTUAL_ADJUSTEDOPG | 0.029781 | 1.4294 | VIC Heywood (Powercor) 22 kV |  |  | FALSE | #N/A | #N/A | #N/A | #N/A | #N/A | #N/A | #N/A | #N/A | #N/A | #N/A
TRUE | VIC | HYTS22 | Heywood (Powercor) 22 kV | Powercor | Summer | Coincident | 2025 | ACTUAL_OPG | 0.097359 | 0.23624 | VIC Heywood (Powercor) 22 kV |  |  | FALSE | #N/A | #N/A | #N/A | #N/A | #N/A | #N/A | #N/A | #N/A | #N/A | #N/A
TRUE | VIC | HYTS22 | Heywood (Powercor) 22 kV | Powercor | Summer | Coincident | 2025 | ACTUAL_RAW | 0.097359 | 0.23624 | VIC Heywood (Powercor) 22 kV |  |  | FALSE | #N/A | #N/A | #N/A | #N/A | #N/A | #N/A | #N/A | #N/A | #N/A | #N/A
TRUE | VIC | HYTS22 | Heywood (Powercor) 22 kV | Powercor | Summer | Non-coincident | 2025 | ACTUAL_RAW | 0.0007952 | 1.3106 | VIC Heywood (Powercor) 22 kV |  |  | FALSE | #N/A | #N/A | #N/A | #N/A | #N/A | #N/A | #N/A | #N/A | #N/A | #N/A
TRUE | VIC | HYTS22 | Heywood (Powercor) 22 kV | Powercor | Summer | Non-coincident | 2025 | ACTUAL_OPG | 0.0007952 | 1.3106 | VIC Heywood (Powercor) 22 kV |  |  | FALSE | #N/A | #N/A | #N/A | #N/A | #N/A | #N/A | #N/A | #N/A | #N/A | #N/A
TRUE | VIC | HYTS22 | Heywood (Powercor) 22 kV | Powercor | Summer | Non-coincident | 2025 | ACTUAL_ADJUSTEDOPG | 0.0007952 | 1.3106 | VIC Heywood (Powercor) 22 kV |  |  | FALSE | #N/A | #N/A | #N/A | #N/A | #N/A | #N/A | #N/A | #N/A | #N/A | #N/A
TRUE | VIC | HYTS22 | Heywood (Powercor) 22 kV | Powercor | Summer | Non-coincident | 2025 | BASEYEARPOE90 | -0.4605 | NA | VIC Heywood (Powercor) 22 kV |  |  | FALSE | #N/A | #N/A | #N/A | #N/A | #N/A | #N/A | #N/A | #N/A | #N/A | #N/A
TRUE | VIC | HYTS22 | Heywood (Powercor) 22 kV | Powercor | Summer | Non-coincident | 2025 | BASEYEARPOE50 | -0.39893 | 1.4236 | VIC Heywood (Powercor) 22 kV |  |  | FALSE | #N/A | #N/A | #N/A | #N/A | #N/A | #N/A | #N/A | #N/A | #N/A | #N/A
TRUE | VIC | HYTS22 | Heywood (Powercor) 22 kV | Powercor | Summer | Coincident_unreconciled | 2026 | POE50 | -0.42263 | NA | VIC Heywood (Powercor) 22 kV |  |  | FALSE | #N/A | #N/A | #N/A | #N/A | #N/A | #N/A | #N/A | #N/A | #N/A | #N/A
TRUE | VIC | HYTS22 | Heywood (Powercor) 22 kV | Powercor | Summer | Coincident_unreconciled | 2026 | POE90 | -0.47997 | NA | VIC Heywood (Powercor) 22 kV |  |  | FALSE | #N/A | #N/A | #N/A | #N/A | #N/A | #N/A | #N/A | #N/A | #N/A | #N/A
TRUE | VIC | HYTS22 | Heywood (Powercor) 22 kV | Powercor | Summer | Non-coincident | 2026 | POE50 | -0.42263 | 1.4258 | VIC Heywood (Powercor) 22 kV |  |  | FALSE | #N/A | #N/A | #N/A | #N/A | #N/A | #N/A | #N/A | #N/A | #N/A | #N/A
TRUE | VIC | HYTS22 | Heywood (Powercor) 22 kV | Powercor | Summer | Non-coincident | 2026 | POE90 | -0.47997 | NA | VIC Heywood (Powercor) 22 kV |  |  | FALSE | #N/A | #N/A | #N/A | #N/A | #N/A | #N/A | #N/A | #N/A | #N/A | #N/A
TRUE | VIC | HYTS22 | Heywood (Powercor) 22 kV | Powercor | Summer | Coincident_unreconciled | 2027 | POE50 | -0.44726 | NA | VIC Heywood (Powercor) 22 kV |  |  | FALSE | #N/A | #N/A | #N/A | #N/A | #N/A | #N/A | #N/A | #N/A | #N/A | #N/A
TRUE | VIC | HYTS22 | Heywood (Powercor) 22 kV | Powercor | Summer | Coincident_unreconciled | 2027 | POE90 | -0.5046 | NA | VIC Heywood (Powercor) 22 kV |  |  | FALSE | #N/A | #N/A | #N/A | #N/A | #N/A | #N/A | #N/A | #N/A | #N/A | #N/A
TRUE | VIC | HYTS22 | Heywood (Powercor) 22 kV | Powercor | Summer | Non-coincident | 2027 | POE50 | -0.44726 | 1.4204 | VIC Heywood (Powercor) 22 kV |  |  | FALSE | #N/A | #N/A | #N/A | #N/A | #N/A | #N/A | #N/A | #N/A | #N/A | #N/A
TRUE | VIC | HYTS22 | Heywood (Powercor) 22 kV | Powercor | Summer | Non-coincident | 2027 | POE90 | -0.5046 | NA | VIC Heywood (Powercor) 22 kV |  |  | FALSE | #N/A | #N/A | #N/A | #N/A | #N/A | #N/A | #N/A | #N/A | #N/A | #N/A
TRUE | VIC | HYTS22 | Heywood (Powercor) 22 kV | Powercor | Summer | Coincident_unreconciled | 2028 | POE50 | -0.46835 | NA | VIC Heywood (Powercor) 22 kV |  |  | FALSE | #N/A | #N/A | #N/A | #N/A | #N/A | #N/A | #N/A | #N/A | #N/A | #N/A
TRUE | VIC | HYTS22 | Heywood (Powercor) 22 kV | Powercor | Summer | Coincident_unreconciled | 2028 | POE90 | -0.52569 | NA | VIC Heywood (Powercor) 22 kV |  |  | FALSE | #N/A | #N/A | #N/A | #N/A | #N/A | #N/A | #N/A | #N/A | #N/A | #N/A
TRUE | VIC | HYTS22 | Heywood (Powercor) 22 kV | Powercor | Summer | Non-coincident | 2028 | POE50 | -0.46835 | 1.4163 | VIC Heywood (Powercor) 22 kV |  |  | FALSE | #N/A | #N/A | #N/A | #N/A | #N/A | #N/A | #N/A | #N/A | #N/A | #N/A
TRUE | VIC | HYTS22 | Heywood (Powercor) 22 kV | Powercor | Summer | Non-coincident | 2028 | POE90 | -0.52569 | NA | VIC Heywood (Powercor) 22 kV |  |  | FALSE | #N/A | #N/A | #N/A | #N/A | #N/A | #N/A | #N/A | #N/A | #N/A | #N/A
TRUE | VIC | HYTS22 | Heywood (Powercor) 22 kV | Powercor | Summer | Coincident_unreconciled | 2029 | POE50 | -0.48772 | NA | VIC Heywood (Powercor) 22 kV |  |  | FALSE | #N/A | #N/A | #N/A | #N/A | #N/A | #N/A | #N/A | #N/A | #N/A | #N/A
TRUE | VIC | HYTS22 | Heywood (Powercor) 22 kV | Powercor | Summer | Coincident_unreconciled | 2029 | POE90 | -0.54506 | NA | VIC Heywood (Powercor) 22 kV |  |  | FALSE | #N/A | #N/A | #N/A | #N/A | #N/A | #N/A | #N/A | #N/A | #N/A | #N/A
TRUE | VIC | HYTS22 | Heywood (Powercor) 22 kV | Powercor | Summer | Non-coincident | 2029 | POE50 | -0.48772 | 1.4129 | VIC Heywood (Powercor) 22 kV |  |  | FALSE | #N/A | #N/A | #N/A | #N/A | #N/A | #N/A | #N/A | #N/A | #N/A | #N/A
TRUE | VIC | HYTS22 | Heywood (Powercor) 22 kV | Powercor | Summer | Non-coincident | 2029 | POE90 | -0.54506 | NA | VIC Heywood (Powercor) 22 kV |  |  | FALSE | #N/A | #N/A | #N/A | #N/A | #N/A | #N/A | #N/A | #N/A | #N/A | #N/A
TRUE | VIC | HYTS22 | Heywood (Powercor) 22 kV | Powercor | Summer | Coincident_unreconciled | 2030 | POE50 | -0.51011 | NA | VIC Heywood (Powercor) 22 kV |  |  | FALSE | #N/A | #N/A | #N/A | #N/A | #N/A | #N/A | #N/A | #N/A | #N/A | #N/A
TRUE | VIC | HYTS22 | Heywood (Powercor) 22 kV | Powercor | Summer | Coincident_unreconciled | 2030 | POE90 | -0.56749 | NA | VIC Heywood (Powercor) 22 kV |  |  | FALSE | #N/A | #N/A | #N/A | #N/A | #N/A | #N/A | #N/A | #N/A | #N/A | #N/A
TRUE | VIC | HYTS22 | Heywood (Powercor) 22 kV | Powercor | Summer | Non-coincident | 2030 | POE50 | -0.51011 | 1.4102 | VIC Heywood (Powercor) 22 kV |  |  | FALSE | #N/A | #N/A | #N/A | #N/A | #N/A | #N/A | #N/A | #N/A | #N/A | #N/A
TRUE | VIC | HYTS22 | Heywood (Powercor) 22 kV | Powercor | Summer | Non-coincident | 2030 | POE90 | -0.56749 | NA | VIC Heywood (Powercor) 22 kV |  |  | FALSE | #N/A | #N/A | #N/A | #N/A | #N/A | #N/A | #N/A | #N/A | #N/A | #N/A
TRUE | VIC | HYTS22 | Heywood (Powercor) 22 kV | Powercor | Summer | Coincident_unreconciled | 2031 | POE50 | -0.54116 | NA | VIC Heywood (Powercor) 22 kV |  |  | FALSE | #N/A | #N/A | #N/A | #N/A | #N/A | #N/A | #N/A | #N/A | #N/A | #N/A
TRUE | VIC | HYTS22 | Heywood (Powercor) 22 kV | Powercor | Summer | Coincident_unreconciled | 2031 | POE90 | -0.59857 | NA | VIC Heywood (Powercor) 22 kV |  |  | FALSE | #N/A | #N/A | #N/A | #N/A | #N/A | #N/A | #N/A | #N/A | #N/A | #N/A
TRUE | VIC | HYTS22 | Heywood (Powercor) 22 kV | Powercor | Summer | Non-coincident | 2031 | POE50 | -0.54116 | 1.4051 | VIC Heywood (Powercor) 22 kV |  |  | FALSE | #N/A | #N/A | #N/A | #N/A | #N/A | #N/A | #N/A | #N/A | #N/A | #N/A
TRUE | VIC | HYTS22 | Heywood (Powercor) 22 kV | Powercor | Summer | Non-coincident | 2031 | POE90 | -0.59857 | NA | VIC Heywood (Powercor) 22 kV |  |  | FALSE | #N/A | #N/A | #N/A | #N/A | #N/A | #N/A | #N/A | #N/A | #N/A | #N/A
TRUE | VIC | HYTS22 | Heywood (Powercor) 22 kV | Powercor | Summer | Coincident_unreconciled | 2032 | POE50 | -0.56335 | NA | VIC Heywood (Powercor) 22 kV |  |  | FALSE | #N/A | #N/A | #N/A | #N/A | #N/A | #N/A | #N/A | #N/A | #N/A | #N/A
TRUE | VIC | HYTS22 | Heywood (Powercor) 22 kV | Powercor | Summer | Coincident_unreconciled | 2032 | POE90 | -0.62076 | NA | VIC Heywood (Powercor) 22 kV |  |  | FALSE | #N/A | #N/A | #N/A | #N/A | #N/A | #N/A | #N/A | #N/A | #N/A | #N/A
TRUE | VIC | HYTS22 | Heywood (Powercor) 22 kV | Powercor | Summer | Non-coincident | 2032 | POE50 | -0.56335 | 1.4016 | VIC Heywood (Powercor) 22 kV |  |  | FALSE | #N/A | #N/A | #N/A | #N/A | #N/A | #N/A | #N/A | #N/A | #N/A | #N/A
TRUE | VIC | HYTS22 | Heywood (Powercor) 22 kV | Powercor | Summer | Non-coincident | 2032 | POE90 | -0.62076 | NA | VIC Heywood (Powercor) 22 kV |  |  | FALSE | #N/A | #N/A | #N/A | #N/A | #N/A | #N/A | #N/A | #N/A | #N/A | #N/A
TRUE | VIC | HYTS22 | Heywood (Powercor) 22 kV | Powercor | Summer | Coincident_unreconciled | 2033 | POE50 | -0.57766 | NA | VIC Heywood (Powercor) 22 kV |  |  | FALSE | #N/A | #N/A | #N/A | #N/A | #N/A | #N/A | #N/A | #N/A | #N/A | #N/A
TRUE | VIC | HYTS22 | Heywood (Powercor) 22 kV | Powercor | Summer | Coincident_unreconciled | 2033 | POE90 | -0.63507 | NA | VIC Heywood (Powercor) 22 kV |  |  | FALSE | #N/A | #N/A | #N/A | #N/A | #N/A | #N/A | #N/A | #N/A | #N/A | #N/A
TRUE | VIC | HYTS22 | Heywood (Powercor) 22 kV | Powercor | Summer | Non-coincident | 2033 | POE50 | -0.57766 | 1.4001 | VIC Heywood (Powercor) 22 kV |  |  | FALSE | #N/A | #N/A | #N/A | #N/A | #N/A | #N/A | #N/A | #N/A | #N/A | #N/A
TRUE | VIC | HYTS22 | Heywood (Powercor) 22 kV | Powercor | Summer | Non-coincident | 2033 | POE90 | -0.63507 | NA | VIC Heywood (Powercor) 22 kV |  |  | FALSE | #N/A | #N/A | #N/A | #N/A | #N/A | #N/A | #N/A | #N/A | #N/A | #N/A
TRUE | VIC | HYTS22 | Heywood (Powercor) 22 kV | Powercor | Summer | Coincident_unreconciled | 2034 | POE50 | -0.59615 | NA | VIC Heywood (Powercor) 22 kV |  |  | FALSE | #N/A | #N/A | #N/A | #N/A | #N/A | #N/A | #N/A | #N/A | #N/A | #N/A
TRUE | VIC | HYTS22 | Heywood (Powercor) 22 kV | Powercor | Summer | Coincident_unreconciled | 2034 | POE90 | -0.65356 | NA | VIC Heywood (Powercor) 22 kV |  |  | FALSE | #N/A | #N/A | #N/A | #N/A | #N/A | #N/A | #N/A | #N/A | #N/A | #N/A
TRUE | VIC | HYTS22 | Heywood (Powercor) 22 kV | Powercor | Summer | Non-coincident | 2034 | POE50 | -0.59615 | 1.3976 | VIC Heywood (Powercor) 22 kV |  |  | FALSE | #N/A | #N/A | #N/A | #N/A | #N/A | #N/A | #N/A | #N/A | #N/A | #N/A
TRUE | VIC | HYTS22 | Heywood (Powercor) 22 kV | Powercor | Summer | Non-coincident | 2034 | POE90 | -0.65356 | NA | VIC Heywood (Powercor) 22 kV |  |  | FALSE | #N/A | #N/A | #N/A | #N/A | #N/A | #N/A | #N/A | #N/A | #N/A | #N/A
TRUE | VIC | HYTS22 | Heywood (Powercor) 22 kV | Powercor | Summer | Coincident_unreconciled | 2035 | POE50 | -0.61913 | NA | VIC Heywood (Powercor) 22 kV |  |  | FALSE | #N/A | #N/A | #N/A | #N/A | #N/A | #N/A | #N/A | #N/A | #N/A | #N/A
TRUE | VIC | HYTS22 | Heywood (Powercor) 22 kV | Powercor | Summer | Coincident_unreconciled | 2035 | POE90 | -0.67654 | NA | VIC Heywood (Powercor) 22 kV |  |  | FALSE | #N/A | #N/A | #N/A | #N/A | #N/A | #N/A | #N/A | #N/A | #N/A | #N/A
TRUE | VIC | HYTS22 | Heywood (Powercor) 22 kV | Powercor | Summer | Non-coincident | 2035 | POE50 | -0.61913 | 1.3939 | VIC Heywood (Powercor) 22 kV |  |  | FALSE | #N/A | #N/A | #N/A | #N/A | #N/A | #N/A | #N/A | #N/A | #N/A | #N/A
TRUE | VIC | HYTS22 | Heywood (Powercor) 22 kV | Powercor | Summer | Non-coincident | 2035 | POE90 | -0.67654 | NA | VIC Heywood (Powercor) 22 kV |  |  | FALSE | #N/A | #N/A | #N/A | #N/A | #N/A | #N/A | #N/A | #N/A | #N/A | #N/A
TRUE | VIC | HYTS22 | Heywood (Powercor) 22 kV | Powercor | Summer | Non-coincident | 2025 | BASEYEARPOE10 | NA | 1.4691 | VIC Heywood (Powercor) 22 kV |  |  | FALSE | #N/A | #N/A | #N/A | #N/A | #N/A | #N/A | #N/A | #N/A | #N/A | #N/A
TRUE | VIC | HYTS22 | Heywood (Powercor) 22 kV | Powercor | Summer | Coincident | 2026 | POE10 | NA | 0.37555 | VIC Heywood (Powercor) 22 kV |  |  | FALSE | #N/A | #N/A | #N/A | #N/A | #N/A | #N/A | #N/A | #N/A | #N/A | #N/A
TRUE | VIC | HYTS22 | Heywood (Powercor) 22 kV | Powercor | Summer | Coincident | 2026 | POE50 | NA | 0.37866 | VIC Heywood (Powercor) 22 kV |  |  | FALSE | #N/A | #N/A | #N/A | #N/A | #N/A | #N/A | #N/A | #N/A | #N/A | #N/A
TRUE | VIC | HYTS22 | Heywood (Powercor) 22 kV | Powercor | Summer | Non-coincident | 2026 | POE10 | NA | 1.4699 | VIC Heywood (Powercor) 22 kV |  |  | FALSE | #N/A | #N/A | #N/A | #N/A | #N/A | #N/A | #N/A | #N/A | #N/A | #N/A
TRUE | VIC | HYTS22 | Heywood (Powercor) 22 kV | Powercor | Summer | Coincident | 2027 | POE10 | NA | 0.36456 | VIC Heywood (Powercor) 22 kV |  |  | FALSE | #N/A | #N/A | #N/A | #N/A | #N/A | #N/A | #N/A | #N/A | #N/A | #N/A
TRUE | VIC | HYTS22 | Heywood (Powercor) 22 kV | Powercor | Summer | Coincident | 2027 | POE50 | NA | 0.36507 | VIC Heywood (Powercor) 22 kV |  |  | FALSE | #N/A | #N/A | #N/A | #N/A | #N/A | #N/A | #N/A | #N/A | #N/A | #N/A
TRUE | VIC | HYTS22 | Heywood (Powercor) 22 kV | Powercor | Summer | Non-coincident | 2027 | POE10 | NA | 1.4645 | VIC Heywood (Powercor) 22 kV |  |  | FALSE | #N/A | #N/A | #N/A | #N/A | #N/A | #N/A | #N/A | #N/A | #N/A | #N/A
TRUE | VIC | HYTS22 | Heywood (Powercor) 22 kV | Powercor | Summer | Coincident | 2028 | POE10 | NA | 0.35501 | VIC Heywood (Powercor) 22 kV |  |  | FALSE | #N/A | #N/A | #N/A | #N/A | #N/A | #N/A | #N/A | #N/A | #N/A | #N/A
TRUE | VIC | HYTS22 | Heywood (Powercor) 22 kV | Powercor | Summer | Coincident | 2028 | POE50 | NA | 0.35283 | VIC Heywood (Powercor) 22 kV |  |  | FALSE | #N/A | #N/A | #N/A | #N/A | #N/A | #N/A | #N/A | #N/A | #N/A | #N/A
TRUE | VIC | HYTS22 | Heywood (Powercor) 22 kV | Powercor | Summer | Non-coincident | 2028 | POE10 | NA | 1.4604 | VIC Heywood (Powercor) 22 kV |  |  | FALSE | #N/A | #N/A | #N/A | #N/A | #N/A | #N/A | #N/A | #N/A | #N/A | #N/A
TRUE | VIC | HYTS22 | Heywood (Powercor) 22 kV | Powercor | Summer | Coincident | 2029 | POE10 | NA | 0.34805 | VIC Heywood (Powercor) 22 kV |  |  | FALSE | #N/A | #N/A | #N/A | #N/A | #N/A | #N/A | #N/A | #N/A | #N/A | #N/A
TRUE | VIC | HYTS22 | Heywood (Powercor) 22 kV | Powercor | Summer | Coincident | 2029 | POE50 | NA | 0.34611 | VIC Heywood (Powercor) 22 kV |  |  | FALSE | #N/A | #N/A | #N/A | #N/A | #N/A | #N/A | #N/A | #N/A | #N/A | #N/A
TRUE | VIC | HYTS22 | Heywood (Powercor) 22 kV | Powercor | Summer | Non-coincident | 2029 | POE10 | NA | 1.457 | VIC Heywood (Powercor) 22 kV |  |  | FALSE | #N/A | #N/A | #N/A | #N/A | #N/A | #N/A | #N/A | #N/A | #N/A | #N/A
TRUE | VIC | HYTS22 | Heywood (Powercor) 22 kV | Powercor | Summer | Coincident | 2030 | POE10 | NA | 0.3425 | VIC Heywood (Powercor) 22 kV |  |  | FALSE | #N/A | #N/A | #N/A | #N/A | #N/A | #N/A | #N/A | #N/A | #N/A | #N/A
TRUE | VIC | HYTS22 | Heywood (Powercor) 22 kV | Powercor | Summer | Coincident | 2030 | POE50 | NA | 0.33952 | VIC Heywood (Powercor) 22 kV |  |  | FALSE | #N/A | #N/A | #N/A | #N/A | #N/A | #N/A | #N/A | #N/A | #N/A | #N/A
TRUE | VIC | HYTS22 | Heywood (Powercor) 22 kV | Powercor | Summer | Non-coincident | 2030 | POE10 | NA | 1.4543 | VIC Heywood (Powercor) 22 kV |  |  | FALSE | #N/A | #N/A | #N/A | #N/A | #N/A | #N/A | #N/A | #N/A | #N/A | #N/A
TRUE | VIC | HYTS22 | Heywood (Powercor) 22 kV | Powercor | Summer | Coincident | 2031 | POE10 | NA | 0.33291 | VIC Heywood (Powercor) 22 kV |  |  | FALSE | #N/A | #N/A | #N/A | #N/A | #N/A | #N/A | #N/A | #N/A | #N/A | #N/A
TRUE | VIC | HYTS22 | Heywood (Powercor) 22 kV | Powercor | Summer | Coincident | 2031 | POE50 | NA | 0.33159 | VIC Heywood (Powercor) 22 kV |  |  | FALSE | #N/A | #N/A | #N/A | #N/A | #N/A | #N/A | #N/A | #N/A | #N/A | #N/A
TRUE | VIC | HYTS22 | Heywood (Powercor) 22 kV | Powercor | Summer | Non-coincident | 2031 | POE10 | NA | 1.4492 | VIC Heywood (Powercor) 22 kV |  |  | FALSE | #N/A | #N/A | #N/A | #N/A | #N/A | #N/A | #N/A | #N/A | #N/A | #N/A
TRUE | VIC | HYTS22 | Heywood (Powercor) 22 kV | Powercor | Summer | Coincident | 2032 | POE10 | NA | 0.32237 | VIC Heywood (Powercor) 22 kV |  |  | FALSE | #N/A | #N/A | #N/A | #N/A | #N/A | #N/A | #N/A | #N/A | #N/A | #N/A
TRUE | VIC | HYTS22 | Heywood (Powercor) 22 kV | Powercor | Summer | Coincident | 2032 | POE50 | NA | 0.32043 | VIC Heywood (Powercor) 22 kV |  |  | FALSE | #N/A | #N/A | #N/A | #N/A | #N/A | #N/A | #N/A | #N/A | #N/A | #N/A
TRUE | VIC | HYTS22 | Heywood (Powercor) 22 kV | Powercor | Summer | Non-coincident | 2032 | POE10 | NA | 1.4457 | VIC Heywood (Powercor) 22 kV |  |  | FALSE | #N/A | #N/A | #N/A | #N/A | #N/A | #N/A | #N/A | #N/A | #N/A | #N/A
TRUE | VIC | HYTS22 | Heywood (Powercor) 22 kV | Powercor | Summer | Coincident | 2033 | POE10 | NA | 0.31462 | VIC Heywood (Powercor) 22 kV |  |  | FALSE | #N/A | #N/A | #N/A | #N/A | #N/A | #N/A | #N/A | #N/A | #N/A | #N/A
TRUE | VIC | HYTS22 | Heywood (Powercor) 22 kV | Powercor | Summer | Coincident | 2033 | POE50 | NA | 0.30979 | VIC Heywood (Powercor) 22 kV |  |  | FALSE | #N/A | #N/A | #N/A | #N/A | #N/A | #N/A | #N/A | #N/A | #N/A | #N/A
TRUE | VIC | HYTS22 | Heywood (Powercor) 22 kV | Powercor | Summer | Non-coincident | 2033 | POE10 | NA | 1.4442 | VIC Heywood (Powercor) 22 kV |  |  | FALSE | #N/A | #N/A | #N/A | #N/A | #N/A | #N/A | #N/A | #N/A | #N/A | #N/A
TRUE | VIC | HYTS22 | Heywood (Powercor) 22 kV | Powercor | Summer | Coincident | 2034 | POE10 | NA | 0.31096 | VIC Heywood (Powercor) 22 kV |  |  | FALSE | #N/A | #N/A | #N/A | #N/A | #N/A | #N/A | #N/A | #N/A | #N/A | #N/A
TRUE | VIC | HYTS22 | Heywood (Powercor) 22 kV | Powercor | Summer | Coincident | 2034 | POE50 | NA | 0.30647 | VIC Heywood (Powercor) 22 kV |  |  | FALSE | #N/A | #N/A | #N/A | #N/A | #N/A | #N/A | #N/A | #N/A | #N/A | #N/A
TRUE | VIC | HYTS22 | Heywood (Powercor) 22 kV | Powercor | Summer | Non-coincident | 2034 | POE10 | NA | 1.4417 | VIC Heywood (Powercor) 22 kV |  |  | FALSE | #N/A | #N/A | #N/A | #N/A | #N/A | #N/A | #N/A | #N/A | #N/A | #N/A
TRUE | VIC | HYTS22 | Heywood (Powercor) 22 kV | Powercor | Summer | Coincident | 2035 | POE10 | NA | 0.30844 | VIC Heywood (Powercor) 22 kV |  |  | FALSE | #N/A | #N/A | #N/A | #N/A | #N/A | #N/A | #N/A | #N/A | #N/A | #N/A
TRUE | VIC | HYTS22 | Heywood (Powercor) 22 kV | Powercor | Summer | Coincident | 2035 | POE50 | NA | 0.30401 | VIC Heywood (Powercor) 22 kV |  |  | FALSE | #N/A | #N/A | #N/A | #N/A | #N/A | #N/A | #N/A | #N/A | #N/A | #N/A
TRUE | VIC | HYTS22 | Heywood (Powercor) 22 kV | Powercor | Summer | Non-coincident | 2035 | POE10 | NA | 1.438 | VIC Heywood (Powercor) 22 kV |  |  | FALSE | #N/A | #N/A | #N/A | #N/A | #N/A | #N/A | #N/A | #N/A | #N/A | #N/A
TRUE | VIC | HYTS22 | Heywood (Powercor) 22 kV | Powercor | Winter | Coincident | 2018 | ACTUAL_OPG | NA | 1.3673 | VIC Heywood (Powercor) 22 kV |  |  | FALSE | #N/A | #N/A | #N/A | #N/A | #N/A | #N/A | #N/A | #N/A | #N/A | #N/A
TRUE | VIC | HYTS22 | Heywood (Powercor) 22 kV | Powercor | Winter | Coincident | 2018 | ACTUAL_RAW | NA | 1.3673 | VIC Heywood (Powercor) 22 kV |  |  | FALSE | #N/A | #N/A | #N/A | #N/A | #N/A | #N/A | #N/A | #N/A | #N/A | #N/A
TRUE | VIC | HYTS22 | Heywood (Powercor) 22 kV | Powercor | Winter | Non-coincident | 2018 | ACTUAL_RAW | NA | 1.6122 | VIC Heywood (Powercor) 22 kV |  |  | FALSE | #N/A | #N/A | #N/A | #N/A | #N/A | #N/A | #N/A | #N/A | #N/A | #N/A
TRUE | VIC | HYTS22 | Heywood (Powercor) 22 kV | Powercor | Winter | Non-coincident | 2018 | ACTUAL_OPG | NA | 1.6122 | VIC Heywood (Powercor) 22 kV |  |  | FALSE | #N/A | #N/A | #N/A | #N/A | #N/A | #N/A | #N/A | #N/A | #N/A | #N/A
TRUE | VIC | HYTS22 | Heywood (Powercor) 22 kV | Powercor | Winter | Non-coincident | 2018 | ACTUAL_ADJUSTEDOPG | NA | 1.6122 | VIC Heywood (Powercor) 22 kV |  |  | FALSE | #N/A | #N/A | #N/A | #N/A | #N/A | #N/A | #N/A | #N/A | #N/A | #N/A
TRUE | VIC | HYTS22 | Heywood (Powercor) 22 kV | Powercor | Winter | Coincident | 2019 | ACTUAL_OPG | NA | 0.38771 | VIC Heywood (Powercor) 22 kV |  |  | FALSE | #N/A | #N/A | #N/A | #N/A | #N/A | #N/A | #N/A | #N/A | #N/A | #N/A
TRUE | VIC | HYTS22 | Heywood (Powercor) 22 kV | Powercor | Winter | Coincident | 2019 | ACTUAL_RAW | NA | 0.38771 | VIC Heywood (Powercor) 22 kV |  |  | FALSE | #N/A | #N/A | #N/A | #N/A | #N/A | #N/A | #N/A | #N/A | #N/A | #N/A
TRUE | VIC | HYTS22 | Heywood (Powercor) 22 kV | Powercor | Winter | Non-coincident | 2019 | ACTUAL_RAW | NA | 1.6704 | VIC Heywood (Powercor) 22 kV |  |  | FALSE | #N/A | #N/A | #N/A | #N/A | #N/A | #N/A | #N/A | #N/A | #N/A | #N/A
TRUE | VIC | HYTS22 | Heywood (Powercor) 22 kV | Powercor | Winter | Non-coincident | 2019 | ACTUAL_OPG | NA | 1.6704 | VIC Heywood (Powercor) 22 kV |  |  | FALSE | #N/A | #N/A | #N/A | #N/A | #N/A | #N/A | #N/A | #N/A | #N/A | #N/A
TRUE | VIC | HYTS22 | Heywood (Powercor) 22 kV | Powercor | Winter | Non-coincident | 2019 | ACTUAL_ADJUSTEDOPG | NA | 1.6704 | VIC Heywood (Powercor) 22 kV |  |  | FALSE | #N/A | #N/A | #N/A | #N/A | #N/A | #N/A | #N/A | #N/A | #N/A | #N/A
TRUE | VIC | HYTS22 | Heywood (Powercor) 22 kV | Powercor | Winter | Coincident | 2020 | ACTUAL_OPG | NA | 0.28664 | VIC Heywood (Powercor) 22 kV |  |  | FALSE | #N/A | #N/A | #N/A | #N/A | #N/A | #N/A | #N/A | #N/A | #N/A | #N/A
TRUE | VIC | HYTS22 | Heywood (Powercor) 22 kV | Powercor | Winter | Coincident | 2020 | ACTUAL_RAW | NA | 0.28664 | VIC Heywood (Powercor) 22 kV |  |  | FALSE | #N/A | #N/A | #N/A | #N/A | #N/A | #N/A | #N/A | #N/A | #N/A | #N/A
TRUE | VIC | HYTS22 | Heywood (Powercor) 22 kV | Powercor | Winter | Non-coincident | 2020 | ACTUAL_RAW | NA | 1.3563 | VIC Heywood (Powercor) 22 kV |  |  | FALSE | #N/A | #N/A | #N/A | #N/A | #N/A | #N/A | #N/A | #N/A | #N/A | #N/A
TRUE | VIC | HYTS22 | Heywood (Powercor) 22 kV | Powercor | Winter | Non-coincident | 2020 | ACTUAL_OPG | NA | 1.3563 | VIC Heywood (Powercor) 22 kV |  |  | FALSE | #N/A | #N/A | #N/A | #N/A | #N/A | #N/A | #N/A | #N/A | #N/A | #N/A
TRUE | VIC | HYTS22 | Heywood (Powercor) 22 kV | Powercor | Winter | Non-coincident | 2020 | ACTUAL_ADJUSTEDOPG | NA | 1.3563 | VIC Heywood (Powercor) 22 kV |  |  | FALSE | #N/A | #N/A | #N/A | #N/A | #N/A | #N/A | #N/A | #N/A | #N/A | #N/A
TRUE | VIC | HYTS22 | Heywood (Powercor) 22 kV | Powercor | Winter | Coincident | 2021 | ACTUAL_OPG | NA | 1.379 | VIC Heywood (Powercor) 22 kV |  |  | FALSE | #N/A | #N/A | #N/A | #N/A | #N/A | #N/A | #N/A | #N/A | #N/A | #N/A
TRUE | VIC | HYTS22 | Heywood (Powercor) 22 kV | Powercor | Winter | Coincident | 2021 | ACTUAL_RAW | NA | 1.379 | VIC Heywood (Powercor) 22 kV |  |  | FALSE | #N/A | #N/A | #N/A | #N/A | #N/A | #N/A | #N/A | #N/A | #N/A | #N/A
TRUE | VIC | HYTS22 | Heywood (Powercor) 22 kV | Powercor | Winter | Non-coincident | 2021 | ACTUAL_RAW | NA | 1.479 | VIC Heywood (Powercor) 22 kV |  |  | FALSE | #N/A | #N/A | #N/A | #N/A | #N/A | #N/A | #N/A | #N/A | #N/A | #N/A
TRUE | VIC | HYTS22 | Heywood (Powercor) 22 kV | Powercor | Winter | Non-coincident | 2021 | ACTUAL_OPG | NA | 1.479 | VIC Heywood (Powercor) 22 kV |  |  | FALSE | #N/A | #N/A | #N/A | #N/A | #N/A | #N/A | #N/A | #N/A | #N/A | #N/A
TRUE | VIC | HYTS22 | Heywood (Powercor) 22 kV | Powercor | Winter | Non-coincident | 2021 | ACTUAL_ADJUSTEDOPG | NA | 1.479 | VIC Heywood (Powercor) 22 kV |  |  | FALSE | #N/A | #N/A | #N/A | #N/A | #N/A | #N/A | #N/A | #N/A | #N/A | #N/A
TRUE | VIC | HYTS22 | Heywood (Powercor) 22 kV | Powercor | Winter | Coincident | 2022 | ACTUAL_OPG | NA | 1.2008 | VIC Heywood (Powercor) 22 kV |  |  | FALSE | #N/A | #N/A | #N/A | #N/A | #N/A | #N/A | #N/A | #N/A | #N/A | #N/A
TRUE | VIC | HYTS22 | Heywood (Powercor) 22 kV | Powercor | Winter | Coincident | 2022 | ACTUAL_RAW | NA | 1.2008 | VIC Heywood (Powercor) 22 kV |  |  | FALSE | #N/A | #N/A | #N/A | #N/A | #N/A | #N/A | #N/A | #N/A | #N/A | #N/A
TRUE | VIC | HYTS22 | Heywood (Powercor) 22 kV | Powercor | Winter | Non-coincident | 2022 | ACTUAL_RAW | NA | 1.525 | VIC Heywood (Powercor) 22 kV |  |  | FALSE | #N/A | #N/A | #N/A | #N/A | #N/A | #N/A | #N/A | #N/A | #N/A | #N/A
TRUE | VIC | HYTS22 | Heywood (Powercor) 22 kV | Powercor | Winter | Non-coincident | 2022 | ACTUAL_OPG | NA | 1.525 | VIC Heywood (Powercor) 22 kV |  |  | FALSE | #N/A | #N/A | #N/A | #N/A | #N/A | #N/A | #N/A | #N/A | #N/A | #N/A
TRUE | VIC | HYTS22 | Heywood (Powercor) 22 kV | Powercor | Winter | Non-coincident | 2022 | ACTUAL_ADJUSTEDOPG | NA | 1.525 | VIC Heywood (Powercor) 22 kV |  |  | FALSE | #N/A | #N/A | #N/A | #N/A | #N/A | #N/A | #N/A | #N/A | #N/A | #N/A
TRUE | VIC | HYTS22 | Heywood (Powercor) 22 kV | Powercor | Winter | Coincident | 2023 | ACTUAL_OPG | NA | 1.4326 | VIC Heywood (Powercor) 22 kV |  |  | FALSE | #N/A | #N/A | #N/A | #N/A | #N/A | #N/A | #N/A | #N/A | #N/A | #N/A
TRUE | VIC | HYTS22 | Heywood (Powercor) 22 kV | Powercor | Winter | Coincident | 2023 | ACTUAL_RAW | NA | 1.4326 | VIC Heywood (Powercor) 22 kV |  |  | FALSE | #N/A | #N/A | #N/A | #N/A | #N/A | #N/A | #N/A | #N/A | #N/A | #N/A
TRUE | VIC | HYTS22 | Heywood (Powercor) 22 kV | Powercor | Winter | Non-coincident | 2023 | ACTUAL_RAW | NA | 1.567 | VIC Heywood (Powercor) 22 kV |  |  | FALSE | #N/A | #N/A | #N/A | #N/A | #N/A | #N/A | #N/A | #N/A | #N/A | #N/A
TRUE | VIC | HYTS22 | Heywood (Powercor) 22 kV | Powercor | Winter | Non-coincident | 2023 | ACTUAL_OPG | NA | 1.567 | VIC Heywood (Powercor) 22 kV |  |  | FALSE | #N/A | #N/A | #N/A | #N/A | #N/A | #N/A | #N/A | #N/A | #N/A | #N/A
TRUE | VIC | HYTS22 | Heywood (Powercor) 22 kV | Powercor | Winter | Non-coincident | 2023 | ACTUAL_ADJUSTEDOPG | NA | 1.567 | VIC Heywood (Powercor) 22 kV |  |  | FALSE | #N/A | #N/A | #N/A | #N/A | #N/A | #N/A | #N/A | #N/A | #N/A | #N/A
TRUE | VIC | HYTS22 | Heywood (Powercor) 22 kV | Powercor | Winter | Coincident | 2024 | ACTUAL_OPG | NA | 0.27638 | VIC Heywood (Powercor) 22 kV |  |  | FALSE | #N/A | #N/A | #N/A | #N/A | #N/A | #N/A | #N/A | #N/A | #N/A | #N/A
TRUE | VIC | HYTS22 | Heywood (Powercor) 22 kV | Powercor | Winter | Coincident | 2024 | ACTUAL_RAW | NA | 0.27638 | VIC Heywood (Powercor) 22 kV |  |  | FALSE | #N/A | #N/A | #N/A | #N/A | #N/A | #N/A | #N/A | #N/A | #N/A | #N/A
TRUE | VIC | HYTS22 | Heywood (Powercor) 22 kV | Powercor | Winter | Non-coincident | 2024 | ACTUAL_RAW | NA | 1.3678 | VIC Heywood (Powercor) 22 kV |  |  | FALSE | #N/A | #N/A | #N/A | #N/A | #N/A | #N/A | #N/A | #N/A | #N/A | #N/A
TRUE | VIC | HYTS22 | Heywood (Powercor) 22 kV | Powercor | Winter | Non-coincident | 2024 | ACTUAL_OPG | NA | 1.3678 | VIC Heywood (Powercor) 22 kV |  |  | FALSE | #N/A | #N/A | #N/A | #N/A | #N/A | #N/A | #N/A | #N/A | #N/A | #N/A
TRUE | VIC | HYTS22 | Heywood (Powercor) 22 kV | Powercor | Winter | Non-coincident | 2024 | ACTUAL_ADJUSTEDOPG | NA | 1.3678 | VIC Heywood (Powercor) 22 kV |  |  | FALSE | #N/A | #N/A | #N/A | #N/A | #N/A | #N/A | #N/A | #N/A | #N/A | #N/A
TRUE | VIC | HYTS22 | Heywood (Powercor) 22 kV | Powercor | Winter | Coincident | 2025 | POE10 | NA | 1.1179 | VIC Heywood (Powercor) 22 kV |  |  | FALSE | #N/A | #N/A | #N/A | #N/A | #N/A | #N/A | #N/A | #N/A | #N/A | #N/A
TRUE | VIC | HYTS22 | Heywood (Powercor) 22 kV | Powercor | Winter | Coincident | 2025 | POE50 | NA | 1.0908 | VIC Heywood (Powercor) 22 kV |  |  | FALSE | #N/A | #N/A | #N/A | #N/A | #N/A | #N/A | #N/A | #N/A | #N/A | #N/A
TRUE | VIC | HYTS22 | Heywood (Powercor) 22 kV | Powercor | Winter | Non-coincident | 2025 | ACTUAL_RAW | NA | 1.3413 | VIC Heywood (Powercor) 22 kV |  |  | FALSE | #N/A | #N/A | #N/A | #N/A | #N/A | #N/A | #N/A | #N/A | #N/A | #N/A
TRUE | VIC | HYTS22 | Heywood (Powercor) 22 kV | Powercor | Winter | Non-coincident | 2025 | ACTUAL_ADJUSTEDOPG | NA | 1.3413 | VIC Heywood (Powercor) 22 kV |  |  | FALSE | #N/A | #N/A | #N/A | #N/A | #N/A | #N/A | #N/A | #N/A | #N/A | #N/A
TRUE | VIC | HYTS22 | Heywood (Powercor) 22 kV | Powercor | Winter | Non-coincident | 2025 | BASEYEARPOE50 | NA | 1.5908 | VIC Heywood (Powercor) 22 kV |  |  | FALSE | #N/A | #N/A | #N/A | #N/A | #N/A | #N/A | #N/A | #N/A | #N/A | #N/A
TRUE | VIC | HYTS22 | Heywood (Powercor) 22 kV | Powercor | Winter | Non-coincident | 2025 | BASEYEARPOE10 | NA | 1.6669 | VIC Heywood (Powercor) 22 kV |  |  | FALSE | #N/A | #N/A | #N/A | #N/A | #N/A | #N/A | #N/A | #N/A | #N/A | #N/A
TRUE | VIC | HYTS22 | Heywood (Powercor) 22 kV | Powercor | Winter | Non-coincident | 2025 | POE10 | NA | 1.6654 | VIC Heywood (Powercor) 22 kV |  |  | FALSE | #N/A | #N/A | #N/A | #N/A | #N/A | #N/A | #N/A | #N/A | #N/A | #N/A
TRUE | VIC | HYTS22 | Heywood (Powercor) 22 kV | Powercor | Winter | Non-coincident | 2025 | POE50 | NA | 1.5988 | VIC Heywood (Powercor) 22 kV |  |  | FALSE | #N/A | #N/A | #N/A | #N/A | #N/A | #N/A | #N/A | #N/A | #N/A | #N/A
TRUE | VIC | HYTS22 | Heywood (Powercor) 22 kV | Powercor | Winter | Coincident | 2026 | POE10 | NA | 1.0772 | VIC Heywood (Powercor) 22 kV |  |  | FALSE | #N/A | #N/A | #N/A | #N/A | #N/A | #N/A | #N/A | #N/A | #N/A | #N/A
TRUE | VIC | HYTS22 | Heywood (Powercor) 22 kV | Powercor | Winter | Coincident | 2026 | POE50 | NA | 1.0491 | VIC Heywood (Powercor) 22 kV |  |  | FALSE | #N/A | #N/A | #N/A | #N/A | #N/A | #N/A | #N/A | #N/A | #N/A | #N/A
TRUE | VIC | HYTS22 | Heywood (Powercor) 22 kV | Powercor | Winter | Non-coincident | 2026 | POE10 | NA | 1.6602 | VIC Heywood (Powercor) 22 kV |  |  | FALSE | #N/A | #N/A | #N/A | #N/A | #N/A | #N/A | #N/A | #N/A | #N/A | #N/A
TRUE | VIC | HYTS22 | Heywood (Powercor) 22 kV | Powercor | Winter | Non-coincident | 2026 | POE50 | NA | 1.5991 | VIC Heywood (Powercor) 22 kV |  |  | FALSE | #N/A | #N/A | #N/A | #N/A | #N/A | #N/A | #N/A | #N/A | #N/A | #N/A
TRUE | VIC | HYTS22 | Heywood (Powercor) 22 kV | Powercor | Winter | Coincident | 2027 | POE10 | NA | 1.0383 | VIC Heywood (Powercor) 22 kV |  |  | FALSE | #N/A | #N/A | #N/A | #N/A | #N/A | #N/A | #N/A | #N/A | #N/A | #N/A
TRUE | VIC | HYTS22 | Heywood (Powercor) 22 kV | Powercor | Winter | Coincident | 2027 | POE50 | NA | 1.0087 | VIC Heywood (Powercor) 22 kV |  |  | FALSE | #N/A | #N/A | #N/A | #N/A | #N/A | #N/A | #N/A | #N/A | #N/A | #N/A
TRUE | VIC | HYTS22 | Heywood (Powercor) 22 kV | Powercor | Winter | Non-coincident | 2027 | POE10 | NA | 1.6557 | VIC Heywood (Powercor) 22 kV |  |  | FALSE | #N/A | #N/A | #N/A | #N/A | #N/A | #N/A | #N/A | #N/A | #N/A | #N/A
TRUE | VIC | HYTS22 | Heywood (Powercor) 22 kV | Powercor | Winter | Non-coincident | 2027 | POE50 | NA | 1.5998 | VIC Heywood (Powercor) 22 kV |  |  | FALSE | #N/A | #N/A | #N/A | #N/A | #N/A | #N/A | #N/A | #N/A | #N/A | #N/A
TRUE | VIC | HYTS22 | Heywood (Powercor) 22 kV | Powercor | Winter | Coincident | 2028 | POE10 | NA | 1.019 | VIC Heywood (Powercor) 22 kV |  |  | FALSE | #N/A | #N/A | #N/A | #N/A | #N/A | #N/A | #N/A | #N/A | #N/A | #N/A
TRUE | VIC | HYTS22 | Heywood (Powercor) 22 kV | Powercor | Winter | Coincident | 2028 | POE50 | NA | 0.99069 | VIC Heywood (Powercor) 22 kV |  |  | FALSE | #N/A | #N/A | #N/A | #N/A | #N/A | #N/A | #N/A | #N/A | #N/A | #N/A
TRUE | VIC | HYTS22 | Heywood (Powercor) 22 kV | Powercor | Winter | Non-coincident | 2028 | POE10 | NA | 1.6547 | VIC Heywood (Powercor) 22 kV |  |  | FALSE | #N/A | #N/A | #N/A | #N/A | #N/A | #N/A | #N/A | #N/A | #N/A | #N/A
TRUE | VIC | HYTS22 | Heywood (Powercor) 22 kV | Powercor | Winter | Non-coincident | 2028 | POE50 | NA | 1.6009 | VIC Heywood (Powercor) 22 kV |  |  | FALSE | #N/A | #N/A | #N/A | #N/A | #N/A | #N/A | #N/A | #N/A | #N/A | #N/A
TRUE | VIC | HYTS22 | Heywood (Powercor) 22 kV | Powercor | Winter | Coincident | 2029 | POE10 | NA | 1.0075 | VIC Heywood (Powercor) 22 kV |  |  | FALSE | #N/A | #N/A | #N/A | #N/A | #N/A | #N/A | #N/A | #N/A | #N/A | #N/A
TRUE | VIC | HYTS22 | Heywood (Powercor) 22 kV | Powercor | Winter | Coincident | 2029 | POE50 | NA | 0.97989 | VIC Heywood (Powercor) 22 kV |  |  | FALSE | #N/A | #N/A | #N/A | #N/A | #N/A | #N/A | #N/A | #N/A | #N/A | #N/A
TRUE | VIC | HYTS22 | Heywood (Powercor) 22 kV | Powercor | Winter | Non-coincident | 2029 | POE10 | NA | 1.6562 | VIC Heywood (Powercor) 22 kV |  |  | FALSE | #N/A | #N/A | #N/A | #N/A | #N/A | #N/A | #N/A | #N/A | #N/A | #N/A
TRUE | VIC | HYTS22 | Heywood (Powercor) 22 kV | Powercor | Winter | Non-coincident | 2029 | POE50 | NA | 1.6024 | VIC Heywood (Powercor) 22 kV |  |  | FALSE | #N/A | #N/A | #N/A | #N/A | #N/A | #N/A | #N/A | #N/A | #N/A | #N/A
TRUE | VIC | HYTS22 | Heywood (Powercor) 22 kV | Powercor | Winter | Coincident | 2030 | POE10 | NA | 0.99553 | VIC Heywood (Powercor) 22 kV |  |  | FALSE | #N/A | #N/A | #N/A | #N/A | #N/A | #N/A | #N/A | #N/A | #N/A | #N/A
TRUE | VIC | HYTS22 | Heywood (Powercor) 22 kV | Powercor | Winter | Coincident | 2030 | POE50 | NA | 0.96808 | VIC Heywood (Powercor) 22 kV |  |  | FALSE | #N/A | #N/A | #N/A | #N/A | #N/A | #N/A | #N/A | #N/A | #N/A | #N/A
TRUE | VIC | HYTS22 | Heywood (Powercor) 22 kV | Powercor | Winter | Non-coincident | 2030 | POE10 | NA | 1.6595 | VIC Heywood (Powercor) 22 kV |  |  | FALSE | #N/A | #N/A | #N/A | #N/A | #N/A | #N/A | #N/A | #N/A | #N/A | #N/A
TRUE | VIC | HYTS22 | Heywood (Powercor) 22 kV | Powercor | Winter | Non-coincident | 2030 | POE50 | NA | 1.6057 | VIC Heywood (Powercor) 22 kV |  |  | FALSE | #N/A | #N/A | #N/A | #N/A | #N/A | #N/A | #N/A | #N/A | #N/A | #N/A
TRUE | VIC | HYTS22 | Heywood (Powercor) 22 kV | Powercor | Winter | Coincident | 2031 | POE10 | NA | 0.98415 | VIC Heywood (Powercor) 22 kV |  |  | FALSE | #N/A | #N/A | #N/A | #N/A | #N/A | #N/A | #N/A | #N/A | #N/A | #N/A
TRUE | VIC | HYTS22 | Heywood (Powercor) 22 kV | Powercor | Winter | Coincident | 2031 | POE50 | NA | 0.95707 | VIC Heywood (Powercor) 22 kV |  |  | FALSE | #N/A | #N/A | #N/A | #N/A | #N/A | #N/A | #N/A | #N/A | #N/A | #N/A
TRUE | VIC | HYTS22 | Heywood (Powercor) 22 kV | Powercor | Winter | Non-coincident | 2031 | POE10 | NA | 1.661 | VIC Heywood (Powercor) 22 kV |  |  | FALSE | #N/A | #N/A | #N/A | #N/A | #N/A | #N/A | #N/A | #N/A | #N/A | #N/A
TRUE | VIC | HYTS22 | Heywood (Powercor) 22 kV | Powercor | Winter | Non-coincident | 2031 | POE50 | NA | 1.6071 | VIC Heywood (Powercor) 22 kV |  |  | FALSE | #N/A | #N/A | #N/A | #N/A | #N/A | #N/A | #N/A | #N/A | #N/A | #N/A
TRUE | VIC | HYTS22 | Heywood (Powercor) 22 kV | Powercor | Winter | Coincident | 2032 | POE10 | NA | 0.96497 | VIC Heywood (Powercor) 22 kV |  |  | FALSE | #N/A | #N/A | #N/A | #N/A | #N/A | #N/A | #N/A | #N/A | #N/A | #N/A
TRUE | VIC | HYTS22 | Heywood (Powercor) 22 kV | Powercor | Winter | Coincident | 2032 | POE50 | NA | 0.93667 | VIC Heywood (Powercor) 22 kV |  |  | FALSE | #N/A | #N/A | #N/A | #N/A | #N/A | #N/A | #N/A | #N/A | #N/A | #N/A
TRUE | VIC | HYTS22 | Heywood (Powercor) 22 kV | Powercor | Winter | Non-coincident | 2032 | POE10 | NA | 1.6627 | VIC Heywood (Powercor) 22 kV |  |  | FALSE | #N/A | #N/A | #N/A | #N/A | #N/A | #N/A | #N/A | #N/A | #N/A | #N/A
TRUE | VIC | HYTS22 | Heywood (Powercor) 22 kV | Powercor | Winter | Non-coincident | 2032 | POE50 | NA | 1.6088 | VIC Heywood (Powercor) 22 kV |  |  | FALSE | #N/A | #N/A | #N/A | #N/A | #N/A | #N/A | #N/A | #N/A | #N/A | #N/A
TRUE | VIC | HYTS22 | Heywood (Powercor) 22 kV | Powercor | Winter | Coincident | 2033 | POE10 | NA | 0.94187 | VIC Heywood (Powercor) 22 kV |  |  | FALSE | #N/A | #N/A | #N/A | #N/A | #N/A | #N/A | #N/A | #N/A | #N/A | #N/A
TRUE | VIC | HYTS22 | Heywood (Powercor) 22 kV | Powercor | Winter | Coincident | 2033 | POE50 | NA | 0.91438 | VIC Heywood (Powercor) 22 kV |  |  | FALSE | #N/A | #N/A | #N/A | #N/A | #N/A | #N/A | #N/A | #N/A | #N/A | #N/A
TRUE | VIC | HYTS22 | Heywood (Powercor) 22 kV | Powercor | Winter | Non-coincident | 2033 | POE10 | NA | 1.6643 | VIC Heywood (Powercor) 22 kV |  |  | FALSE | #N/A | #N/A | #N/A | #N/A | #N/A | #N/A | #N/A | #N/A | #N/A | #N/A
TRUE | VIC | HYTS22 | Heywood (Powercor) 22 kV | Powercor | Winter | Non-coincident | 2033 | POE50 | NA | 1.6104 | VIC Heywood (Powercor) 22 kV |  |  | FALSE | #N/A | #N/A | #N/A | #N/A | #N/A | #N/A | #N/A | #N/A | #N/A | #N/A
TRUE | VIC | HYTS22 | Heywood (Powercor) 22 kV | Powercor | Winter | Coincident | 2034 | POE10 | NA | 0.93573 | VIC Heywood (Powercor) 22 kV |  |  | FALSE | #N/A | #N/A | #N/A | #N/A | #N/A | #N/A | #N/A | #N/A | #N/A | #N/A
TRUE | VIC | HYTS22 | Heywood (Powercor) 22 kV | Powercor | Winter | Coincident | 2034 | POE50 | NA | 0.90893 | VIC Heywood (Powercor) 22 kV |  |  | FALSE | #N/A | #N/A | #N/A | #N/A | #N/A | #N/A | #N/A | #N/A | #N/A | #N/A
TRUE | VIC | HYTS22 | Heywood (Powercor) 22 kV | Powercor | Winter | Non-coincident | 2034 | POE10 | NA | 1.6658 | VIC Heywood (Powercor) 22 kV |  |  | FALSE | #N/A | #N/A | #N/A | #N/A | #N/A | #N/A | #N/A | #N/A | #N/A | #N/A
TRUE | VIC | HYTS22 | Heywood (Powercor) 22 kV | Powercor | Winter | Non-coincident | 2034 | POE50 | NA | 1.6119 | VIC Heywood (Powercor) 22 kV |  |  | FALSE | #N/A | #N/A | #N/A | #N/A | #N/A | #N/A | #N/A | #N/A | #N/A | #N/A
TRUE | VIC | KGTS22 | Kerang (Powercor) 22 kV | Powercor | Shoulder | Coincident | 2019 | ACTUAL_OPG | 4.0131 | NA | VIC Kerang (Powercor) 22 kV |  |  | FALSE | #N/A | #N/A | #N/A | #N/A | #N/A | #N/A | #N/A | #N/A | #N/A | #N/A
TRUE | VIC | KGTS22 | Kerang (Powercor) 22 kV | Powercor | Shoulder | Coincident | 2019 | ACTUAL_RAW | 4.0131 | NA | VIC Kerang (Powercor) 22 kV |  |  | FALSE | #N/A | #N/A | #N/A | #N/A | #N/A | #N/A | #N/A | #N/A | #N/A | #N/A
TRUE | VIC | KGTS22 | Kerang (Powercor) 22 kV | Powercor | Shoulder | Non-coincident | 2019 | ACTUAL_RAW | 0.49049 | NA | VIC Kerang (Powercor) 22 kV |  |  | FALSE | #N/A | #N/A | #N/A | #N/A | #N/A | #N/A | #N/A | #N/A | #N/A | #N/A
TRUE | VIC | KGTS22 | Kerang (Powercor) 22 kV | Powercor | Shoulder | Non-coincident | 2019 | ACTUAL_OPG | 0.49049 | NA | VIC Kerang (Powercor) 22 kV |  |  | FALSE | #N/A | #N/A | #N/A | #N/A | #N/A | #N/A | #N/A | #N/A | #N/A | #N/A
TRUE | VIC | KGTS22 | Kerang (Powercor) 22 kV | Powercor | Shoulder | Non-coincident | 2019 | ACTUAL_ADJUSTEDOPG | 0.49049 | NA | VIC Kerang (Powercor) 22 kV |  |  | FALSE | #N/A | #N/A | #N/A | #N/A | #N/A | #N/A | #N/A | #N/A | #N/A | #N/A
TRUE | VIC | KGTS22 | Kerang (Powercor) 22 kV | Powercor | Shoulder | Coincident | 2020 | ACTUAL_OPG | 0.29928 | NA | VIC Kerang (Powercor) 22 kV |  |  | FALSE | #N/A | #N/A | #N/A | #N/A | #N/A | #N/A | #N/A | #N/A | #N/A | #N/A
TRUE | VIC | KGTS22 | Kerang (Powercor) 22 kV | Powercor | Shoulder | Coincident | 2020 | ACTUAL_RAW | 0.29928 | NA | VIC Kerang (Powercor) 22 kV |  |  | FALSE | #N/A | #N/A | #N/A | #N/A | #N/A | #N/A | #N/A | #N/A | #N/A | #N/A
TRUE | VIC | KGTS22 | Kerang (Powercor) 22 kV | Powercor | Shoulder | Non-coincident | 2020 | ACTUAL_RAW | 0 | NA | VIC Kerang (Powercor) 22 kV |  |  | FALSE | #N/A | #N/A | #N/A | #N/A | #N/A | #N/A | #N/A | #N/A | #N/A | #N/A
TRUE | VIC | KGTS22 | Kerang (Powercor) 22 kV | Powercor | Shoulder | Non-coincident | 2020 | ACTUAL_OPG | 0 | NA | VIC Kerang (Powercor) 22 kV |  |  | FALSE | #N/A | #N/A | #N/A | #N/A | #N/A | #N/A | #N/A | #N/A | #N/A | #N/A
TRUE | VIC | KGTS22 | Kerang (Powercor) 22 kV | Powercor | Shoulder | Non-coincident | 2020 | ACTUAL_ADJUSTEDOPG | 0 | NA | VIC Kerang (Powercor) 22 kV |  |  | FALSE | #N/A | #N/A | #N/A | #N/A | #N/A | #N/A | #N/A | #N/A | #N/A | #N/A
TRUE | VIC | KGTS22 | Kerang (Powercor) 22 kV | Powercor | Shoulder | Coincident | 2021 | ACTUAL_OPG | 0.45183 | NA | VIC Kerang (Powercor) 22 kV |  |  | FALSE | #N/A | #N/A | #N/A | #N/A | #N/A | #N/A | #N/A | #N/A | #N/A | #N/A
TRUE | VIC | KGTS22 | Kerang (Powercor) 22 kV | Powercor | Shoulder | Coincident | 2021 | ACTUAL_RAW | 0.45183 | NA | VIC Kerang (Powercor) 22 kV |  |  | FALSE | #N/A | #N/A | #N/A | #N/A | #N/A | #N/A | #N/A | #N/A | #N/A | #N/A
TRUE | VIC | KGTS22 | Kerang (Powercor) 22 kV | Powercor | Shoulder | Non-coincident | 2021 | ACTUAL_RAW | 0 | NA | VIC Kerang (Powercor) 22 kV |  |  | FALSE | #N/A | #N/A | #N/A | #N/A | #N/A | #N/A | #N/A | #N/A | #N/A | #N/A
TRUE | VIC | KGTS22 | Kerang (Powercor) 22 kV | Powercor | Shoulder | Non-coincident | 2021 | ACTUAL_OPG | 0 | NA | VIC Kerang (Powercor) 22 kV |  |  | FALSE | #N/A | #N/A | #N/A | #N/A | #N/A | #N/A | #N/A | #N/A | #N/A | #N/A
TRUE | VIC | KGTS22 | Kerang (Powercor) 22 kV | Powercor | Shoulder | Non-coincident | 2021 | ACTUAL_ADJUSTEDOPG | 0 | NA | VIC Kerang (Powercor) 22 kV |  |  | FALSE | #N/A | #N/A | #N/A | #N/A | #N/A | #N/A | #N/A | #N/A | #N/A | #N/A
TRUE | VIC | KGTS22 | Kerang (Powercor) 22 kV | Powercor | Shoulder | Coincident | 2022 | ACTUAL_OPG | 0.50898 | NA | VIC Kerang (Powercor) 22 kV |  |  | FALSE | #N/A | #N/A | #N/A | #N/A | #N/A | #N/A | #N/A | #N/A | #N/A | #N/A
TRUE | VIC | KGTS22 | Kerang (Powercor) 22 kV | Powercor | Shoulder | Coincident | 2022 | ACTUAL_RAW | 0.50898 | NA | VIC Kerang (Powercor) 22 kV |  |  | FALSE | #N/A | #N/A | #N/A | #N/A | #N/A | #N/A | #N/A | #N/A | #N/A | #N/A
TRUE | VIC | KGTS22 | Kerang (Powercor) 22 kV | Powercor | Shoulder | Non-coincident | 2022 | ACTUAL_RAW | -0.2309 | NA | VIC Kerang (Powercor) 22 kV |  |  | FALSE | #N/A | #N/A | #N/A | #N/A | #N/A | #N/A | #N/A | #N/A | #N/A | #N/A
TRUE | VIC | KGTS22 | Kerang (Powercor) 22 kV | Powercor | Shoulder | Non-coincident | 2022 | ACTUAL_OPG | -0.2309 | NA | VIC Kerang (Powercor) 22 kV |  |  | FALSE | #N/A | #N/A | #N/A | #N/A | #N/A | #N/A | #N/A | #N/A | #N/A | #N/A
TRUE | VIC | KGTS22 | Kerang (Powercor) 22 kV | Powercor | Shoulder | Non-coincident | 2022 | ACTUAL_ADJUSTEDOPG | -0.2309 | NA | VIC Kerang (Powercor) 22 kV |  |  | FALSE | #N/A | #N/A | #N/A | #N/A | #N/A | #N/A | #N/A | #N/A | #N/A | #N/A
TRUE | VIC | KGTS22 | Kerang (Powercor) 22 kV | Powercor | Shoulder | Coincident | 2023 | ACTUAL_OPG | -0.54464 | NA | VIC Kerang (Powercor) 22 kV |  |  | FALSE | #N/A | #N/A | #N/A | #N/A | #N/A | #N/A | #N/A | #N/A | #N/A | #N/A
TRUE | VIC | KGTS22 | Kerang (Powercor) 22 kV | Powercor | Shoulder | Coincident | 2023 | ACTUAL_RAW | -0.54464 | NA | VIC Kerang (Powercor) 22 kV |  |  | FALSE | #N/A | #N/A | #N/A | #N/A | #N/A | #N/A | #N/A | #N/A | #N/A | #N/A
TRUE | VIC | KGTS22 | Kerang (Powercor) 22 kV | Powercor | Shoulder | Non-coincident | 2023 | ACTUAL_RAW | -95.0542 | NA | VIC Kerang (Powercor) 22 kV |  |  | FALSE | #N/A | #N/A | #N/A | #N/A | #N/A | #N/A | #N/A | #N/A | #N/A | #N/A
TRUE | VIC | KGTS22 | Kerang (Powercor) 22 kV | Powercor | Shoulder | Non-coincident | 2023 | ACTUAL_OPG | -95.0542 | NA | VIC Kerang (Powercor) 22 kV |  |  | FALSE | #N/A | #N/A | #N/A | #N/A | #N/A | #N/A | #N/A | #N/A | #N/A | #N/A
TRUE | VIC | KGTS22 | Kerang (Powercor) 22 kV | Powercor | Shoulder | Non-coincident | 2023 | ACTUAL_ADJUSTEDOPG | -95.0542 | NA | VIC Kerang (Powercor) 22 kV |  |  | FALSE | #N/A | #N/A | #N/A | #N/A | #N/A | #N/A | #N/A | #N/A | #N/A | #N/A
TRUE | VIC | KGTS22 | Kerang (Powercor) 22 kV | Powercor | Shoulder | Coincident | 2024 | ACTUAL_OPG | -1.0511 | NA | VIC Kerang (Powercor) 22 kV |  |  | FALSE | #N/A | #N/A | #N/A | #N/A | #N/A | #N/A | #N/A | #N/A | #N/A | #N/A
TRUE | VIC | KGTS22 | Kerang (Powercor) 22 kV | Powercor | Shoulder | Coincident | 2024 | ACTUAL_RAW | -1.0511 | NA | VIC Kerang (Powercor) 22 kV |  |  | FALSE | #N/A | #N/A | #N/A | #N/A | #N/A | #N/A | #N/A | #N/A | #N/A | #N/A
TRUE | VIC | KGTS22 | Kerang (Powercor) 22 kV | Powercor | Shoulder | Non-coincident | 2024 | ACTUAL_RAW | -2.5034 | NA | VIC Kerang (Powercor) 22 kV |  |  | FALSE | #N/A | #N/A | #N/A | #N/A | #N/A | #N/A | #N/A | #N/A | #N/A | #N/A
TRUE | VIC | KGTS22 | Kerang (Powercor) 22 kV | Powercor | Shoulder | Non-coincident | 2024 | ACTUAL_OPG | -2.5034 | NA | VIC Kerang (Powercor) 22 kV |  |  | FALSE | #N/A | #N/A | #N/A | #N/A | #N/A | #N/A | #N/A | #N/A | #N/A | #N/A
TRUE | VIC | KGTS22 | Kerang (Powercor) 22 kV | Powercor | Shoulder | Non-coincident | 2024 | ACTUAL_ADJUSTEDOPG | -2.5034 | NA | VIC Kerang (Powercor) 22 kV |  |  | FALSE | #N/A | #N/A | #N/A | #N/A | #N/A | #N/A | #N/A | #N/A | #N/A | #N/A
TRUE | VIC | KGTS22 | Kerang (Powercor) 22 kV | Powercor | Shoulder | Coincident | 2025 | ACTUAL_OPG | -2.4941 | NA | VIC Kerang (Powercor) 22 kV |  |  | FALSE | #N/A | #N/A | #N/A | #N/A | #N/A | #N/A | #N/A | #N/A | #N/A | #N/A
TRUE | VIC | KGTS22 | Kerang (Powercor) 22 kV | Powercor | Shoulder | Coincident | 2025 | ACTUAL_RAW | -2.4941 | NA | VIC Kerang (Powercor) 22 kV |  |  | FALSE | #N/A | #N/A | #N/A | #N/A | #N/A | #N/A | #N/A | #N/A | #N/A | #N/A
TRUE | VIC | KGTS22 | Kerang (Powercor) 22 kV | Powercor | Shoulder | Non-coincident | 2025 | ACTUAL_RAW | -3.3082 | NA | VIC Kerang (Powercor) 22 kV |  |  | FALSE | #N/A | #N/A | #N/A | #N/A | #N/A | #N/A | #N/A | #N/A | #N/A | #N/A
TRUE | VIC | KGTS22 | Kerang (Powercor) 22 kV | Powercor | Shoulder | Non-coincident | 2025 | ACTUAL_OPG | -3.3082 | NA | VIC Kerang (Powercor) 22 kV |  |  | FALSE | #N/A | #N/A | #N/A | #N/A | #N/A | #N/A | #N/A | #N/A | #N/A | #N/A
TRUE | VIC | KGTS22 | Kerang (Powercor) 22 kV | Powercor | Shoulder | Non-coincident | 2025 | ACTUAL_ADJUSTEDOPG | -3.3082 | NA | VIC Kerang (Powercor) 22 kV |  |  | FALSE | #N/A | #N/A | #N/A | #N/A | #N/A | #N/A | #N/A | #N/A | #N/A | #N/A
TRUE | VIC | KGTS22 | Kerang (Powercor) 22 kV | Powercor | Shoulder | Non-coincident | 2025 | BASEYEARPOE90 | -4.62 | NA | VIC Kerang (Powercor) 22 kV |  |  | FALSE | #N/A | #N/A | #N/A | #N/A | #N/A | #N/A | #N/A | #N/A | #N/A | #N/A
TRUE | VIC | KGTS22 | Kerang (Powercor) 22 kV | Powercor | Shoulder | Non-coincident | 2025 | BASEYEARPOE50 | -4.2779 | NA | VIC Kerang (Powercor) 22 kV |  |  | FALSE | #N/A | #N/A | #N/A | #N/A | #N/A | #N/A | #N/A | #N/A | #N/A | #N/A
TRUE | VIC | KGTS22 | Kerang (Powercor) 22 kV | Powercor | Shoulder | Coincident_unreconciled | 2026 | POE50 | -2.6712 | NA | VIC Kerang (Powercor) 22 kV |  |  | FALSE | #N/A | #N/A | #N/A | #N/A | #N/A | #N/A | #N/A | #N/A | #N/A | #N/A
TRUE | VIC | KGTS22 | Kerang (Powercor) 22 kV | Powercor | Shoulder | Coincident_unreconciled | 2026 | POE90 | -2.7887 | NA | VIC Kerang (Powercor) 22 kV |  |  | FALSE | #N/A | #N/A | #N/A | #N/A | #N/A | #N/A | #N/A | #N/A | #N/A | #N/A
TRUE | VIC | KGTS22 | Kerang (Powercor) 22 kV | Powercor | Shoulder | Non-coincident | 2026 | POE50 | -4.5515 | NA | VIC Kerang (Powercor) 22 kV |  |  | FALSE | #N/A | #N/A | #N/A | #N/A | #N/A | #N/A | #N/A | #N/A | #N/A | #N/A
TRUE | VIC | KGTS22 | Kerang (Powercor) 22 kV | Powercor | Shoulder | Non-coincident | 2026 | POE90 | -4.7517 | NA | VIC Kerang (Powercor) 22 kV |  |  | FALSE | #N/A | #N/A | #N/A | #N/A | #N/A | #N/A | #N/A | #N/A | #N/A | #N/A
TRUE | VIC | KGTS22 | Kerang (Powercor) 22 kV | Powercor | Shoulder | Coincident_unreconciled | 2027 | POE50 | -3.0272 | NA | VIC Kerang (Powercor) 22 kV |  |  | FALSE | #N/A | #N/A | #N/A | #N/A | #N/A | #N/A | #N/A | #N/A | #N/A | #N/A
TRUE | VIC | KGTS22 | Kerang (Powercor) 22 kV | Powercor | Shoulder | Coincident_unreconciled | 2027 | POE90 | -3.1446 | NA | VIC Kerang (Powercor) 22 kV |  |  | FALSE | #N/A | #N/A | #N/A | #N/A | #N/A | #N/A | #N/A | #N/A | #N/A | #N/A
TRUE | VIC | KGTS22 | Kerang (Powercor) 22 kV | Powercor | Shoulder | Non-coincident | 2027 | POE50 | -5.1581 | NA | VIC Kerang (Powercor) 22 kV |  |  | FALSE | #N/A | #N/A | #N/A | #N/A | #N/A | #N/A | #N/A | #N/A | #N/A | #N/A
TRUE | VIC | KGTS22 | Kerang (Powercor) 22 kV | Powercor | Shoulder | Non-coincident | 2027 | POE90 | -5.3582 | NA | VIC Kerang (Powercor) 22 kV |  |  | FALSE | #N/A | #N/A | #N/A | #N/A | #N/A | #N/A | #N/A | #N/A | #N/A | #N/A
TRUE | VIC | KGTS22 | Kerang (Powercor) 22 kV | Powercor | Shoulder | Coincident_unreconciled | 2028 | POE50 | -3.5278 | NA | VIC Kerang (Powercor) 22 kV |  |  | FALSE | #N/A | #N/A | #N/A | #N/A | #N/A | #N/A | #N/A | #N/A | #N/A | #N/A
TRUE | VIC | KGTS22 | Kerang (Powercor) 22 kV | Powercor | Shoulder | Coincident_unreconciled | 2028 | POE90 | -3.6452 | NA | VIC Kerang (Powercor) 22 kV |  |  | FALSE | #N/A | #N/A | #N/A | #N/A | #N/A | #N/A | #N/A | #N/A | #N/A | #N/A
TRUE | VIC | KGTS22 | Kerang (Powercor) 22 kV | Powercor | Shoulder | Non-coincident | 2028 | POE50 | -6.0111 | NA | VIC Kerang (Powercor) 22 kV |  |  | FALSE | #N/A | #N/A | #N/A | #N/A | #N/A | #N/A | #N/A | #N/A | #N/A | #N/A
TRUE | VIC | KGTS22 | Kerang (Powercor) 22 kV | Powercor | Shoulder | Non-coincident | 2028 | POE90 | -6.211 | NA | VIC Kerang (Powercor) 22 kV |  |  | FALSE | #N/A | #N/A | #N/A | #N/A | #N/A | #N/A | #N/A | #N/A | #N/A | #N/A
TRUE | VIC | KGTS22 | Kerang (Powercor) 22 kV | Powercor | Shoulder | Coincident_unreconciled | 2029 | POE50 | -3.9771 | NA | VIC Kerang (Powercor) 22 kV |  |  | FALSE | #N/A | #N/A | #N/A | #N/A | #N/A | #N/A | #N/A | #N/A | #N/A | #N/A
TRUE | VIC | KGTS22 | Kerang (Powercor) 22 kV | Powercor | Shoulder | Coincident_unreconciled | 2029 | POE90 | -4.0944 | NA | VIC Kerang (Powercor) 22 kV |  |  | FALSE | #N/A | #N/A | #N/A | #N/A | #N/A | #N/A | #N/A | #N/A | #N/A | #N/A
TRUE | VIC | KGTS22 | Kerang (Powercor) 22 kV | Powercor | Shoulder | Non-coincident | 2029 | POE50 | -6.7767 | NA | VIC Kerang (Powercor) 22 kV |  |  | FALSE | #N/A | #N/A | #N/A | #N/A | #N/A | #N/A | #N/A | #N/A | #N/A | #N/A
TRUE | VIC | KGTS22 | Kerang (Powercor) 22 kV | Powercor | Shoulder | Non-coincident | 2029 | POE90 | -6.9765 | NA | VIC Kerang (Powercor) 22 kV |  |  | FALSE | #N/A | #N/A | #N/A | #N/A | #N/A | #N/A | #N/A | #N/A | #N/A | #N/A
TRUE | VIC | KGTS22 | Kerang (Powercor) 22 kV | Powercor | Shoulder | Coincident_unreconciled | 2030 | POE50 | -4.4753 | NA | VIC Kerang (Powercor) 22 kV |  |  | FALSE | #N/A | #N/A | #N/A | #N/A | #N/A | #N/A | #N/A | #N/A | #N/A | #N/A
TRUE | VIC | KGTS22 | Kerang (Powercor) 22 kV | Powercor | Shoulder | Coincident_unreconciled | 2030 | POE90 | -4.5925 | NA | VIC Kerang (Powercor) 22 kV |  |  | FALSE | #N/A | #N/A | #N/A | #N/A | #N/A | #N/A | #N/A | #N/A | #N/A | #N/A
TRUE | VIC | KGTS22 | Kerang (Powercor) 22 kV | Powercor | Shoulder | Non-coincident | 2030 | POE50 | -7.6254 | NA | VIC Kerang (Powercor) 22 kV |  |  | FALSE | #N/A | #N/A | #N/A | #N/A | #N/A | #N/A | #N/A | #N/A | #N/A | #N/A
TRUE | VIC | KGTS22 | Kerang (Powercor) 22 kV | Powercor | Shoulder | Non-coincident | 2030 | POE90 | -7.8252 | NA | VIC Kerang (Powercor) 22 kV |  |  | FALSE | #N/A | #N/A | #N/A | #N/A | #N/A | #N/A | #N/A | #N/A | #N/A | #N/A
TRUE | VIC | KGTS22 | Kerang (Powercor) 22 kV | Powercor | Shoulder | Coincident_unreconciled | 2031 | POE50 | -5.0846 | NA | VIC Kerang (Powercor) 22 kV |  |  | FALSE | #N/A | #N/A | #N/A | #N/A | #N/A | #N/A | #N/A | #N/A | #N/A | #N/A
TRUE | VIC | KGTS22 | Kerang (Powercor) 22 kV | Powercor | Shoulder | Coincident_unreconciled | 2031 | POE90 | -5.2017 | NA | VIC Kerang (Powercor) 22 kV |  |  | FALSE | #N/A | #N/A | #N/A | #N/A | #N/A | #N/A | #N/A | #N/A | #N/A | #N/A
TRUE | VIC | KGTS22 | Kerang (Powercor) 22 kV | Powercor | Shoulder | Non-coincident | 2031 | POE50 | -8.6637 | NA | VIC Kerang (Powercor) 22 kV |  |  | FALSE | #N/A | #N/A | #N/A | #N/A | #N/A | #N/A | #N/A | #N/A | #N/A | #N/A
TRUE | VIC | KGTS22 | Kerang (Powercor) 22 kV | Powercor | Shoulder | Non-coincident | 2031 | POE90 | -8.8633 | NA | VIC Kerang (Powercor) 22 kV |  |  | FALSE | #N/A | #N/A | #N/A | #N/A | #N/A | #N/A | #N/A | #N/A | #N/A | #N/A
TRUE | VIC | KGTS22 | Kerang (Powercor) 22 kV | Powercor | Shoulder | Coincident_unreconciled | 2032 | POE50 | -5.5427 | NA | VIC Kerang (Powercor) 22 kV |  |  | FALSE | #N/A | #N/A | #N/A | #N/A | #N/A | #N/A | #N/A | #N/A | #N/A | #N/A
TRUE | VIC | KGTS22 | Kerang (Powercor) 22 kV | Powercor | Shoulder | Coincident_unreconciled | 2032 | POE90 | -5.6597 | NA | VIC Kerang (Powercor) 22 kV |  |  | FALSE | #N/A | #N/A | #N/A | #N/A | #N/A | #N/A | #N/A | #N/A | #N/A | #N/A
TRUE | VIC | KGTS22 | Kerang (Powercor) 22 kV | Powercor | Shoulder | Non-coincident | 2032 | POE50 | -9.4442 | NA | VIC Kerang (Powercor) 22 kV |  |  | FALSE | #N/A | #N/A | #N/A | #N/A | #N/A | #N/A | #N/A | #N/A | #N/A | #N/A
TRUE | VIC | KGTS22 | Kerang (Powercor) 22 kV | Powercor | Shoulder | Non-coincident | 2032 | POE90 | -9.6437 | NA | VIC Kerang (Powercor) 22 kV |  |  | FALSE | #N/A | #N/A | #N/A | #N/A | #N/A | #N/A | #N/A | #N/A | #N/A | #N/A
TRUE | VIC | KGTS22 | Kerang (Powercor) 22 kV | Powercor | Shoulder | Coincident_unreconciled | 2033 | POE50 | -5.8654 | NA | VIC Kerang (Powercor) 22 kV |  |  | FALSE | #N/A | #N/A | #N/A | #N/A | #N/A | #N/A | #N/A | #N/A | #N/A | #N/A
TRUE | VIC | KGTS22 | Kerang (Powercor) 22 kV | Powercor | Shoulder | Coincident_unreconciled | 2033 | POE90 | -5.9823 | NA | VIC Kerang (Powercor) 22 kV |  |  | FALSE | #N/A | #N/A | #N/A | #N/A | #N/A | #N/A | #N/A | #N/A | #N/A | #N/A
TRUE | VIC | KGTS22 | Kerang (Powercor) 22 kV | Powercor | Shoulder | Non-coincident | 2033 | POE50 | -9.994 | NA | VIC Kerang (Powercor) 22 kV |  |  | FALSE | #N/A | #N/A | #N/A | #N/A | #N/A | #N/A | #N/A | #N/A | #N/A | #N/A
TRUE | VIC | KGTS22 | Kerang (Powercor) 22 kV | Powercor | Shoulder | Non-coincident | 2033 | POE90 | -10.1934 | NA | VIC Kerang (Powercor) 22 kV |  |  | FALSE | #N/A | #N/A | #N/A | #N/A | #N/A | #N/A | #N/A | #N/A | #N/A | #N/A
TRUE | VIC | KGTS22 | Kerang (Powercor) 22 kV | Powercor | Shoulder | Coincident_unreconciled | 2034 | POE50 | -6.2311 | NA | VIC Kerang (Powercor) 22 kV |  |  | FALSE | #N/A | #N/A | #N/A | #N/A | #N/A | #N/A | #N/A | #N/A | #N/A | #N/A
TRUE | VIC | KGTS22 | Kerang (Powercor) 22 kV | Powercor | Shoulder | Coincident_unreconciled | 2034 | POE90 | -6.348 | NA | VIC Kerang (Powercor) 22 kV |  |  | FALSE | #N/A | #N/A | #N/A | #N/A | #N/A | #N/A | #N/A | #N/A | #N/A | #N/A
TRUE | VIC | KGTS22 | Kerang (Powercor) 22 kV | Powercor | Shoulder | Non-coincident | 2034 | POE50 | -10.6173 | NA | VIC Kerang (Powercor) 22 kV |  |  | FALSE | #N/A | #N/A | #N/A | #N/A | #N/A | #N/A | #N/A | #N/A | #N/A | #N/A
TRUE | VIC | KGTS22 | Kerang (Powercor) 22 kV | Powercor | Shoulder | Non-coincident | 2034 | POE90 | -10.8164 | NA | VIC Kerang (Powercor) 22 kV |  |  | FALSE | #N/A | #N/A | #N/A | #N/A | #N/A | #N/A | #N/A | #N/A | #N/A | #N/A
TRUE | VIC | KGTS22 | Kerang (Powercor) 22 kV | Powercor | Shoulder | Coincident_unreconciled | 2035 | POE50 | -6.6645 | NA | VIC Kerang (Powercor) 22 kV |  |  | FALSE | #N/A | #N/A | #N/A | #N/A | #N/A | #N/A | #N/A | #N/A | #N/A | #N/A
TRUE | VIC | KGTS22 | Kerang (Powercor) 22 kV | Powercor | Shoulder | Coincident_unreconciled | 2035 | POE90 | -6.7813 | NA | VIC Kerang (Powercor) 22 kV |  |  | FALSE | #N/A | #N/A | #N/A | #N/A | #N/A | #N/A | #N/A | #N/A | #N/A | #N/A
TRUE | VIC | KGTS22 | Kerang (Powercor) 22 kV | Powercor | Shoulder | Non-coincident | 2035 | POE50 | -11.3556 | NA | VIC Kerang (Powercor) 22 kV |  |  | FALSE | #N/A | #N/A | #N/A | #N/A | #N/A | #N/A | #N/A | #N/A | #N/A | #N/A
TRUE | VIC | KGTS22 | Kerang (Powercor) 22 kV | Powercor | Shoulder | Non-coincident | 2035 | POE90 | -11.5546 | NA | VIC Kerang (Powercor) 22 kV |  |  | FALSE | #N/A | #N/A | #N/A | #N/A | #N/A | #N/A | #N/A | #N/A | #N/A | #N/A
TRUE | VIC | KGTS22 | Kerang (Powercor) 22 kV | Powercor | Summer | Coincident | 2019 | ACTUAL_OPG | 4.9864 | 10.0978 | VIC Kerang (Powercor) 22 kV |  |  | FALSE | #N/A | #N/A | #N/A | #N/A | #N/A | #N/A | #N/A | #N/A | #N/A | #N/A
TRUE | VIC | KGTS22 | Kerang (Powercor) 22 kV | Powercor | Summer | Coincident | 2019 | ACTUAL_RAW | 4.9864 | 10.0978 | VIC Kerang (Powercor) 22 kV |  |  | FALSE | #N/A | #N/A | #N/A | #N/A | #N/A | #N/A | #N/A | #N/A | #N/A | #N/A
TRUE | VIC | KGTS22 | Kerang (Powercor) 22 kV | Powercor | Summer | Non-coincident | 2019 | ACTUAL_RAW | 0.54218 | 14.911 | VIC Kerang (Powercor) 22 kV |  |  | FALSE | #N/A | #N/A | #N/A | #N/A | #N/A | #N/A | #N/A | #N/A | #N/A | #N/A
TRUE | VIC | KGTS22 | Kerang (Powercor) 22 kV | Powercor | Summer | Non-coincident | 2019 | ACTUAL_OPG | 0.54218 | 14.911 | VIC Kerang (Powercor) 22 kV |  |  | FALSE | #N/A | #N/A | #N/A | #N/A | #N/A | #N/A | #N/A | #N/A | #N/A | #N/A
TRUE | VIC | KGTS22 | Kerang (Powercor) 22 kV | Powercor | Summer | Non-coincident | 2019 | ACTUAL_ADJUSTEDOPG | 0.54218 | 14.911 | VIC Kerang (Powercor) 22 kV |  |  | FALSE | #N/A | #N/A | #N/A | #N/A | #N/A | #N/A | #N/A | #N/A | #N/A | #N/A
TRUE | VIC | KGTS22 | Kerang (Powercor) 22 kV | Powercor | Summer | Coincident | 2020 | ACTUAL_OPG | 1.5816 | 12.9443 | VIC Kerang (Powercor) 22 kV |  |  | FALSE | #N/A | #N/A | #N/A | #N/A | #N/A | #N/A | #N/A | #N/A | #N/A | #N/A
TRUE | VIC | KGTS22 | Kerang (Powercor) 22 kV | Powercor | Summer | Coincident | 2020 | ACTUAL_RAW | 1.5816 | 12.9443 | VIC Kerang (Powercor) 22 kV |  |  | FALSE | #N/A | #N/A | #N/A | #N/A | #N/A | #N/A | #N/A | #N/A | #N/A | #N/A
TRUE | VIC | KGTS22 | Kerang (Powercor) 22 kV | Powercor | Summer | Non-coincident | 2020 | ACTUAL_RAW | 0 | 14.5875 | VIC Kerang (Powercor) 22 kV |  |  | FALSE | #N/A | #N/A | #N/A | #N/A | #N/A | #N/A | #N/A | #N/A | #N/A | #N/A
TRUE | VIC | KGTS22 | Kerang (Powercor) 22 kV | Powercor | Summer | Non-coincident | 2020 | ACTUAL_OPG | 0 | 14.5875 | VIC Kerang (Powercor) 22 kV |  |  | FALSE | #N/A | #N/A | #N/A | #N/A | #N/A | #N/A | #N/A | #N/A | #N/A | #N/A
TRUE | VIC | KGTS22 | Kerang (Powercor) 22 kV | Powercor | Summer | Non-coincident | 2020 | ACTUAL_ADJUSTEDOPG | 0 | 14.5875 | VIC Kerang (Powercor) 22 kV |  |  | FALSE | #N/A | #N/A | #N/A | #N/A | #N/A | #N/A | #N/A | #N/A | #N/A | #N/A
TRUE | VIC | KGTS22 | Kerang (Powercor) 22 kV | Powercor | Summer | Coincident | 2021 | ACTUAL_OPG | 0.60959 | 7.4403 | VIC Kerang (Powercor) 22 kV |  |  | FALSE | #N/A | #N/A | #N/A | #N/A | #N/A | #N/A | #N/A | #N/A | #N/A | #N/A
TRUE | VIC | KGTS22 | Kerang (Powercor) 22 kV | Powercor | Summer | Coincident | 2021 | ACTUAL_RAW | 0.60959 | 7.4403 | VIC Kerang (Powercor) 22 kV |  |  | FALSE | #N/A | #N/A | #N/A | #N/A | #N/A | #N/A | #N/A | #N/A | #N/A | #N/A
TRUE | VIC | KGTS22 | Kerang (Powercor) 22 kV | Powercor | Summer | Non-coincident | 2021 | ACTUAL_RAW | 0 | 8.3901 | VIC Kerang (Powercor) 22 kV |  |  | FALSE | #N/A | #N/A | #N/A | #N/A | #N/A | #N/A | #N/A | #N/A | #N/A | #N/A
TRUE | VIC | KGTS22 | Kerang (Powercor) 22 kV | Powercor | Summer | Non-coincident | 2021 | ACTUAL_OPG | 0 | 8.3901 | VIC Kerang (Powercor) 22 kV |  |  | FALSE | #N/A | #N/A | #N/A | #N/A | #N/A | #N/A | #N/A | #N/A | #N/A | #N/A
TRUE | VIC | KGTS22 | Kerang (Powercor) 22 kV | Powercor | Summer | Non-coincident | 2021 | ACTUAL_ADJUSTEDOPG | 0 | 8.3901 | VIC Kerang (Powercor) 22 kV |  |  | FALSE | #N/A | #N/A | #N/A | #N/A | #N/A | #N/A | #N/A | #N/A | #N/A | #N/A
TRUE | VIC | KGTS22 | Kerang (Powercor) 22 kV | Powercor | Summer | Coincident | 2022 | ACTUAL_OPG | 0.80017 | 7.893 | VIC Kerang (Powercor) 22 kV |  |  | FALSE | #N/A | #N/A | #N/A | #N/A | #N/A | #N/A | #N/A | #N/A | #N/A | #N/A
TRUE | VIC | KGTS22 | Kerang (Powercor) 22 kV | Powercor | Summer | Coincident | 2022 | ACTUAL_RAW | 0.80017 | 7.893 | VIC Kerang (Powercor) 22 kV |  |  | FALSE | #N/A | #N/A | #N/A | #N/A | #N/A | #N/A | #N/A | #N/A | #N/A | #N/A
TRUE | VIC | KGTS22 | Kerang (Powercor) 22 kV | Powercor | Summer | Non-coincident | 2022 | ACTUAL_RAW | 0.022969 | 8.6804 | VIC Kerang (Powercor) 22 kV |  |  | FALSE | #N/A | #N/A | #N/A | #N/A | #N/A | #N/A | #N/A | #N/A | #N/A | #N/A
TRUE | VIC | KGTS22 | Kerang (Powercor) 22 kV | Powercor | Summer | Non-coincident | 2022 | ACTUAL_OPG | 0.022969 | 8.6804 | VIC Kerang (Powercor) 22 kV |  |  | FALSE | #N/A | #N/A | #N/A | #N/A | #N/A | #N/A | #N/A | #N/A | #N/A | #N/A
TRUE | VIC | KGTS22 | Kerang (Powercor) 22 kV | Powercor | Summer | Non-coincident | 2022 | ACTUAL_ADJUSTEDOPG | 0.022969 | 8.6804 | VIC Kerang (Powercor) 22 kV |  |  | FALSE | #N/A | #N/A | #N/A | #N/A | #N/A | #N/A | #N/A | #N/A | #N/A | #N/A
TRUE | VIC | KGTS22 | Kerang (Powercor) 22 kV | Powercor | Summer | Coincident | 2023 | ACTUAL_OPG | 1.2532 | 16.4792 | VIC Kerang (Powercor) 22 kV |  |  | FALSE | #N/A | #N/A | #N/A | #N/A | #N/A | #N/A | #N/A | #N/A | #N/A | #N/A
TRUE | VIC | KGTS22 | Kerang (Powercor) 22 kV | Powercor | Summer | Coincident | 2023 | ACTUAL_RAW | 1.2532 | 16.4792 | VIC Kerang (Powercor) 22 kV |  |  | FALSE | #N/A | #N/A | #N/A | #N/A | #N/A | #N/A | #N/A | #N/A | #N/A | #N/A
TRUE | VIC | KGTS22 | Kerang (Powercor) 22 kV | Powercor | Summer | Non-coincident | 2023 | ACTUAL_RAW | -21.6153 | 99.8614 | VIC Kerang (Powercor) 22 kV |  |  | FALSE | #N/A | #N/A | #N/A | #N/A | #N/A | #N/A | #N/A | #N/A | #N/A | #N/A
TRUE | VIC | KGTS22 | Kerang (Powercor) 22 kV | Powercor | Summer | Non-coincident | 2023 | ACTUAL_OPG | -21.6153 | 99.8614 | VIC Kerang (Powercor) 22 kV |  |  | FALSE | #N/A | #N/A | #N/A | #N/A | #N/A | #N/A | #N/A | #N/A | #N/A | #N/A
TRUE | VIC | KGTS22 | Kerang (Powercor) 22 kV | Powercor | Summer | Non-coincident | 2023 | ACTUAL_ADJUSTEDOPG | -2.9194 | 17.1981 | VIC Kerang (Powercor) 22 kV |  |  | FALSE | #N/A | #N/A | #N/A | #N/A | #N/A | #N/A | #N/A | #N/A | #N/A | #N/A
TRUE | VIC | KGTS22 | Kerang (Powercor) 22 kV | Powercor | Summer | Coincident | 2024 | ACTUAL_OPG | -1.9488 | 18.1332 | VIC Kerang (Powercor) 22 kV |  |  | FALSE | #N/A | #N/A | #N/A | #N/A | #N/A | #N/A | #N/A | #N/A | #N/A | #N/A
TRUE | VIC | KGTS22 | Kerang (Powercor) 22 kV | Powercor | Summer | Coincident | 2024 | ACTUAL_RAW | -1.9488 | 18.1332 | VIC Kerang (Powercor) 22 kV |  |  | FALSE | #N/A | #N/A | #N/A | #N/A | #N/A | #N/A | #N/A | #N/A | #N/A | #N/A
TRUE | VIC | KGTS22 | Kerang (Powercor) 22 kV | Powercor | Summer | Non-coincident | 2024 | ACTUAL_RAW | -2.9794 | 19.5436 | VIC Kerang (Powercor) 22 kV |  |  | FALSE | #N/A | #N/A | #N/A | #N/A | #N/A | #N/A | #N/A | #N/A | #N/A | #N/A
TRUE | VIC | KGTS22 | Kerang (Powercor) 22 kV | Powercor | Summer | Non-coincident | 2024 | ACTUAL_OPG | -2.9794 | 19.5436 | VIC Kerang (Powercor) 22 kV |  |  | FALSE | #N/A | #N/A | #N/A | #N/A | #N/A | #N/A | #N/A | #N/A | #N/A | #N/A
TRUE | VIC | KGTS22 | Kerang (Powercor) 22 kV | Powercor | Summer | Non-coincident | 2024 | ACTUAL_ADJUSTEDOPG | -2.9794 | 19.5436 | VIC Kerang (Powercor) 22 kV |  |  | FALSE | #N/A | #N/A | #N/A | #N/A | #N/A | #N/A | #N/A | #N/A | #N/A | #N/A
TRUE | VIC | KGTS22 | Kerang (Powercor) 22 kV | Powercor | Summer | Coincident | 2025 | ACTUAL_OPG | 0.37015 | 13.4988 | VIC Kerang (Powercor) 22 kV |  |  | FALSE | #N/A | #N/A | #N/A | #N/A | #N/A | #N/A | #N/A | #N/A | #N/A | #N/A
TRUE | VIC | KGTS22 | Kerang (Powercor) 22 kV | Powercor | Summer | Coincident | 2025 | ACTUAL_RAW | 0.37015 | 13.4988 | VIC Kerang (Powercor) 22 kV |  |  | FALSE | #N/A | #N/A | #N/A | #N/A | #N/A | #N/A | #N/A | #N/A | #N/A | #N/A
TRUE | VIC | KGTS22 | Kerang (Powercor) 22 kV | Powercor | Summer | Non-coincident | 2025 | ACTUAL_RAW | -2.659 | 14.2643 | VIC Kerang (Powercor) 22 kV |  |  | FALSE | #N/A | #N/A | #N/A | #N/A | #N/A | #N/A | #N/A | #N/A | #N/A | #N/A
TRUE | VIC | KGTS22 | Kerang (Powercor) 22 kV | Powercor | Summer | Non-coincident | 2025 | ACTUAL_OPG | -2.659 | 14.2643 | VIC Kerang (Powercor) 22 kV |  |  | FALSE | #N/A | #N/A | #N/A | #N/A | #N/A | #N/A | #N/A | #N/A | #N/A | #N/A
TRUE | VIC | KGTS22 | Kerang (Powercor) 22 kV | Powercor | Summer | Non-coincident | 2025 | ACTUAL_ADJUSTEDOPG | -2.659 | 14.2643 | VIC Kerang (Powercor) 22 kV |  |  | FALSE | #N/A | #N/A | #N/A | #N/A | #N/A | #N/A | #N/A | #N/A | #N/A | #N/A
TRUE | VIC | KGTS22 | Kerang (Powercor) 22 kV | Powercor | Summer | Non-coincident | 2025 | BASEYEARPOE90 | -5.214 | NA | VIC Kerang (Powercor) 22 kV |  |  | FALSE | #N/A | #N/A | #N/A | #N/A | #N/A | #N/A | #N/A | #N/A | #N/A | #N/A
TRUE | VIC | KGTS22 | Kerang (Powercor) 22 kV | Powercor | Summer | Non-coincident | 2025 | BASEYEARPOE50 | -4.4137 | 15.2341 | VIC Kerang (Powercor) 22 kV |  |  | FALSE | #N/A | #N/A | #N/A | #N/A | #N/A | #N/A | #N/A | #N/A | #N/A | #N/A
TRUE | VIC | KGTS22 | Kerang (Powercor) 22 kV | Powercor | Summer | Coincident_unreconciled | 2026 | POE50 | -1.2419 | NA | VIC Kerang (Powercor) 22 kV |  |  | FALSE | #N/A | #N/A | #N/A | #N/A | #N/A | #N/A | #N/A | #N/A | #N/A | #N/A
TRUE | VIC | KGTS22 | Kerang (Powercor) 22 kV | Powercor | Summer | Coincident_unreconciled | 2026 | POE90 | -1.4399 | NA | VIC Kerang (Powercor) 22 kV |  |  | FALSE | #N/A | #N/A | #N/A | #N/A | #N/A | #N/A | #N/A | #N/A | #N/A | #N/A
TRUE | VIC | KGTS22 | Kerang (Powercor) 22 kV | Powercor | Summer | Non-coincident | 2026 | POE50 | -4.6202 | 15.4842 | VIC Kerang (Powercor) 22 kV |  |  | FALSE | #N/A | #N/A | #N/A | #N/A | #N/A | #N/A | #N/A | #N/A | #N/A | #N/A
TRUE | VIC | KGTS22 | Kerang (Powercor) 22 kV | Powercor | Summer | Non-coincident | 2026 | POE90 | -5.357 | NA | VIC Kerang (Powercor) 22 kV |  |  | FALSE | #N/A | #N/A | #N/A | #N/A | #N/A | #N/A | #N/A | #N/A | #N/A | #N/A
TRUE | VIC | KGTS22 | Kerang (Powercor) 22 kV | Powercor | Summer | Coincident_unreconciled | 2027 | POE50 | -1.414 | NA | VIC Kerang (Powercor) 22 kV |  |  | FALSE | #N/A | #N/A | #N/A | #N/A | #N/A | #N/A | #N/A | #N/A | #N/A | #N/A
TRUE | VIC | KGTS22 | Kerang (Powercor) 22 kV | Powercor | Summer | Coincident_unreconciled | 2027 | POE90 | -1.6119 | NA | VIC Kerang (Powercor) 22 kV |  |  | FALSE | #N/A | #N/A | #N/A | #N/A | #N/A | #N/A | #N/A | #N/A | #N/A | #N/A
TRUE | VIC | KGTS22 | Kerang (Powercor) 22 kV | Powercor | Summer | Non-coincident | 2027 | POE50 | -5.2606 | 15.4538 | VIC Kerang (Powercor) 22 kV |  |  | FALSE | #N/A | #N/A | #N/A | #N/A | #N/A | #N/A | #N/A | #N/A | #N/A | #N/A
TRUE | VIC | KGTS22 | Kerang (Powercor) 22 kV | Powercor | Summer | Non-coincident | 2027 | POE90 | -5.9967 | NA | VIC Kerang (Powercor) 22 kV |  |  | FALSE | #N/A | #N/A | #N/A | #N/A | #N/A | #N/A | #N/A | #N/A | #N/A | #N/A
TRUE | VIC | KGTS22 | Kerang (Powercor) 22 kV | Powercor | Summer | Coincident_unreconciled | 2028 | POE50 | -1.6524 | NA | VIC Kerang (Powercor) 22 kV |  |  | FALSE | #N/A | #N/A | #N/A | #N/A | #N/A | #N/A | #N/A | #N/A | #N/A | #N/A
TRUE | VIC | KGTS22 | Kerang (Powercor) 22 kV | Powercor | Summer | Coincident_unreconciled | 2028 | POE90 | -1.8501 | NA | VIC Kerang (Powercor) 22 kV |  |  | FALSE | #N/A | #N/A | #N/A | #N/A | #N/A | #N/A | #N/A | #N/A | #N/A | #N/A
TRUE | VIC | KGTS22 | Kerang (Powercor) 22 kV | Powercor | Summer | Non-coincident | 2028 | POE50 | -6.1474 | 15.4279 | VIC Kerang (Powercor) 22 kV |  |  | FALSE | #N/A | #N/A | #N/A | #N/A | #N/A | #N/A | #N/A | #N/A | #N/A | #N/A
TRUE | VIC | KGTS22 | Kerang (Powercor) 22 kV | Powercor | Summer | Non-coincident | 2028 | POE90 | -6.883 | NA | VIC Kerang (Powercor) 22 kV |  |  | FALSE | #N/A | #N/A | #N/A | #N/A | #N/A | #N/A | #N/A | #N/A | #N/A | #N/A
TRUE | VIC | KGTS22 | Kerang (Powercor) 22 kV | Powercor | Summer | Coincident_unreconciled | 2029 | POE50 | -1.8624 | NA | VIC Kerang (Powercor) 22 kV |  |  | FALSE | #N/A | #N/A | #N/A | #N/A | #N/A | #N/A | #N/A | #N/A | #N/A | #N/A
TRUE | VIC | KGTS22 | Kerang (Powercor) 22 kV | Powercor | Summer | Coincident_unreconciled | 2029 | POE90 | -2.06 | NA | VIC Kerang (Powercor) 22 kV |  |  | FALSE | #N/A | #N/A | #N/A | #N/A | #N/A | #N/A | #N/A | #N/A | #N/A | #N/A
TRUE | VIC | KGTS22 | Kerang (Powercor) 22 kV | Powercor | Summer | Non-coincident | 2029 | POE50 | -6.9288 | 15.4161 | VIC Kerang (Powercor) 22 kV |  |  | FALSE | #N/A | #N/A | #N/A | #N/A | #N/A | #N/A | #N/A | #N/A | #N/A | #N/A
TRUE | VIC | KGTS22 | Kerang (Powercor) 22 kV | Powercor | Summer | Non-coincident | 2029 | POE90 | -7.664 | NA | VIC Kerang (Powercor) 22 kV |  |  | FALSE | #N/A | #N/A | #N/A | #N/A | #N/A | #N/A | #N/A | #N/A | #N/A | #N/A
TRUE | VIC | KGTS22 | Kerang (Powercor) 22 kV | Powercor | Summer | Coincident_unreconciled | 2030 | POE50 | -2.0973 | NA | VIC Kerang (Powercor) 22 kV |  |  | FALSE | #N/A | #N/A | #N/A | #N/A | #N/A | #N/A | #N/A | #N/A | #N/A | #N/A
TRUE | VIC | KGTS22 | Kerang (Powercor) 22 kV | Powercor | Summer | Coincident_unreconciled | 2030 | POE90 | -2.2948 | NA | VIC Kerang (Powercor) 22 kV |  |  | FALSE | #N/A | #N/A | #N/A | #N/A | #N/A | #N/A | #N/A | #N/A | #N/A | #N/A
TRUE | VIC | KGTS22 | Kerang (Powercor) 22 kV | Powercor | Summer | Non-coincident | 2030 | POE50 | -7.8026 | 15.4075 | VIC Kerang (Powercor) 22 kV |  |  | FALSE | #N/A | #N/A | #N/A | #N/A | #N/A | #N/A | #N/A | #N/A | #N/A | #N/A
TRUE | VIC | KGTS22 | Kerang (Powercor) 22 kV | Powercor | Summer | Non-coincident | 2030 | POE90 | -8.5374 | NA | VIC Kerang (Powercor) 22 kV |  |  | FALSE | #N/A | #N/A | #N/A | #N/A | #N/A | #N/A | #N/A | #N/A | #N/A | #N/A
TRUE | VIC | KGTS22 | Kerang (Powercor) 22 kV | Powercor | Summer | Coincident_unreconciled | 2031 | POE50 | -2.3875 | NA | VIC Kerang (Powercor) 22 kV |  |  | FALSE | #N/A | #N/A | #N/A | #N/A | #N/A | #N/A | #N/A | #N/A | #N/A | #N/A
TRUE | VIC | KGTS22 | Kerang (Powercor) 22 kV | Powercor | Summer | Coincident_unreconciled | 2031 | POE90 | -2.5849 | NA | VIC Kerang (Powercor) 22 kV |  |  | FALSE | #N/A | #N/A | #N/A | #N/A | #N/A | #N/A | #N/A | #N/A | #N/A | #N/A
TRUE | VIC | KGTS22 | Kerang (Powercor) 22 kV | Powercor | Summer | Non-coincident | 2031 | POE50 | -8.8825 | 15.3879 | VIC Kerang (Powercor) 22 kV |  |  | FALSE | #N/A | #N/A | #N/A | #N/A | #N/A | #N/A | #N/A | #N/A | #N/A | #N/A
TRUE | VIC | KGTS22 | Kerang (Powercor) 22 kV | Powercor | Summer | Non-coincident | 2031 | POE90 | -9.6167 | NA | VIC Kerang (Powercor) 22 kV |  |  | FALSE | #N/A | #N/A | #N/A | #N/A | #N/A | #N/A | #N/A | #N/A | #N/A | #N/A
TRUE | VIC | KGTS22 | Kerang (Powercor) 22 kV | Powercor | Summer | Coincident_unreconciled | 2032 | POE50 | -2.6017 | NA | VIC Kerang (Powercor) 22 kV |  |  | FALSE | #N/A | #N/A | #N/A | #N/A | #N/A | #N/A | #N/A | #N/A | #N/A | #N/A
TRUE | VIC | KGTS22 | Kerang (Powercor) 22 kV | Powercor | Summer | Coincident_unreconciled | 2032 | POE90 | -2.7989 | NA | VIC Kerang (Powercor) 22 kV |  |  | FALSE | #N/A | #N/A | #N/A | #N/A | #N/A | #N/A | #N/A | #N/A | #N/A | #N/A
TRUE | VIC | KGTS22 | Kerang (Powercor) 22 kV | Powercor | Summer | Non-coincident | 2032 | POE50 | -9.6792 | 15.3871 | VIC Kerang (Powercor) 22 kV |  |  | FALSE | #N/A | #N/A | #N/A | #N/A | #N/A | #N/A | #N/A | #N/A | #N/A | #N/A
TRUE | VIC | KGTS22 | Kerang (Powercor) 22 kV | Powercor | Summer | Non-coincident | 2032 | POE90 | -10.413 | NA | VIC Kerang (Powercor) 22 kV |  |  | FALSE | #N/A | #N/A | #N/A | #N/A | #N/A | #N/A | #N/A | #N/A | #N/A | #N/A
TRUE | VIC | KGTS22 | Kerang (Powercor) 22 kV | Powercor | Summer | Coincident_unreconciled | 2033 | POE50 | -2.7498 | NA | VIC Kerang (Powercor) 22 kV |  |  | FALSE | #N/A | #N/A | #N/A | #N/A | #N/A | #N/A | #N/A | #N/A | #N/A | #N/A
TRUE | VIC | KGTS22 | Kerang (Powercor) 22 kV | Powercor | Summer | Coincident_unreconciled | 2033 | POE90 | -2.947 | NA | VIC Kerang (Powercor) 22 kV |  |  | FALSE | #N/A | #N/A | #N/A | #N/A | #N/A | #N/A | #N/A | #N/A | #N/A | #N/A
TRUE | VIC | KGTS22 | Kerang (Powercor) 22 kV | Powercor | Summer | Non-coincident | 2033 | POE50 | -10.2304 | 15.3992 | VIC Kerang (Powercor) 22 kV |  |  | FALSE | #N/A | #N/A | #N/A | #N/A | #N/A | #N/A | #N/A | #N/A | #N/A | #N/A
TRUE | VIC | KGTS22 | Kerang (Powercor) 22 kV | Powercor | Summer | Non-coincident | 2033 | POE90 | -10.9637 | NA | VIC Kerang (Powercor) 22 kV |  |  | FALSE | #N/A | #N/A | #N/A | #N/A | #N/A | #N/A | #N/A | #N/A | #N/A | #N/A
TRUE | VIC | KGTS22 | Kerang (Powercor) 22 kV | Powercor | Summer | Coincident_unreconciled | 2034 | POE50 | -2.9213 | NA | VIC Kerang (Powercor) 22 kV |  |  | FALSE | #N/A | #N/A | #N/A | #N/A | #N/A | #N/A | #N/A | #N/A | #N/A | #N/A
TRUE | VIC | KGTS22 | Kerang (Powercor) 22 kV | Powercor | Summer | Coincident_unreconciled | 2034 | POE90 | -3.1183 | NA | VIC Kerang (Powercor) 22 kV |  |  | FALSE | #N/A | #N/A | #N/A | #N/A | #N/A | #N/A | #N/A | #N/A | #N/A | #N/A
TRUE | VIC | KGTS22 | Kerang (Powercor) 22 kV | Powercor | Summer | Non-coincident | 2034 | POE50 | -10.8683 | 15.4063 | VIC Kerang (Powercor) 22 kV |  |  | FALSE | #N/A | #N/A | #N/A | #N/A | #N/A | #N/A | #N/A | #N/A | #N/A | #N/A
TRUE | VIC | KGTS22 | Kerang (Powercor) 22 kV | Powercor | Summer | Non-coincident | 2034 | POE90 | -11.6011 | NA | VIC Kerang (Powercor) 22 kV |  |  | FALSE | #N/A | #N/A | #N/A | #N/A | #N/A | #N/A | #N/A | #N/A | #N/A | #N/A
TRUE | VIC | KGTS22 | Kerang (Powercor) 22 kV | Powercor | Summer | Coincident_unreconciled | 2035 | POE50 | -3.1258 | NA | VIC Kerang (Powercor) 22 kV |  |  | FALSE | #N/A | #N/A | #N/A | #N/A | #N/A | #N/A | #N/A | #N/A | #N/A | #N/A
TRUE | VIC | KGTS22 | Kerang (Powercor) 22 kV | Powercor | Summer | Coincident_unreconciled | 2035 | POE90 | -3.3227 | NA | VIC Kerang (Powercor) 22 kV |  |  | FALSE | #N/A | #N/A | #N/A | #N/A | #N/A | #N/A | #N/A | #N/A | #N/A | #N/A
TRUE | VIC | KGTS22 | Kerang (Powercor) 22 kV | Powercor | Summer | Non-coincident | 2035 | POE50 | -11.6292 | 15.4065 | VIC Kerang (Powercor) 22 kV |  |  | FALSE | #N/A | #N/A | #N/A | #N/A | #N/A | #N/A | #N/A | #N/A | #N/A | #N/A
TRUE | VIC | KGTS22 | Kerang (Powercor) 22 kV | Powercor | Summer | Non-coincident | 2035 | POE90 | -12.3615 | NA | VIC Kerang (Powercor) 22 kV |  |  | FALSE | #N/A | #N/A | #N/A | #N/A | #N/A | #N/A | #N/A | #N/A | #N/A | #N/A
TRUE | VIC | KGTS22 | Kerang (Powercor) 22 kV | Powercor | Summer | Non-coincident | 2025 | BASEYEARPOE10 | NA | 16.5899 | VIC Kerang (Powercor) 22 kV |  |  | FALSE | #N/A | #N/A | #N/A | #N/A | #N/A | #N/A | #N/A | #N/A | #N/A | #N/A
TRUE | VIC | KGTS22 | Kerang (Powercor) 22 kV | Powercor | Summer | Coincident | 2026 | POE10 | NA | 15.0387 | VIC Kerang (Powercor) 22 kV |  |  | FALSE | #N/A | #N/A | #N/A | #N/A | #N/A | #N/A | #N/A | #N/A | #N/A | #N/A
TRUE | VIC | KGTS22 | Kerang (Powercor) 22 kV | Powercor | Summer | Coincident | 2026 | POE50 | NA | 14.011 | VIC Kerang (Powercor) 22 kV |  |  | FALSE | #N/A | #N/A | #N/A | #N/A | #N/A | #N/A | #N/A | #N/A | #N/A | #N/A
TRUE | VIC | KGTS22 | Kerang (Powercor) 22 kV | Powercor | Summer | Non-coincident | 2026 | POE10 | NA | 17.1311 | VIC Kerang (Powercor) 22 kV |  |  | FALSE | #N/A | #N/A | #N/A | #N/A | #N/A | #N/A | #N/A | #N/A | #N/A | #N/A
TRUE | VIC | KGTS22 | Kerang (Powercor) 22 kV | Powercor | Summer | Coincident | 2027 | POE10 | NA | 14.6154 | VIC Kerang (Powercor) 22 kV |  |  | FALSE | #N/A | #N/A | #N/A | #N/A | #N/A | #N/A | #N/A | #N/A | #N/A | #N/A
TRUE | VIC | KGTS22 | Kerang (Powercor) 22 kV | Powercor | Summer | Coincident | 2027 | POE50 | NA | 13.5231 | VIC Kerang (Powercor) 22 kV |  |  | FALSE | #N/A | #N/A | #N/A | #N/A | #N/A | #N/A | #N/A | #N/A | #N/A | #N/A
TRUE | VIC | KGTS22 | Kerang (Powercor) 22 kV | Powercor | Summer | Non-coincident | 2027 | POE10 | NA | 17.0992 | VIC Kerang (Powercor) 22 kV |  |  | FALSE | #N/A | #N/A | #N/A | #N/A | #N/A | #N/A | #N/A | #N/A | #N/A | #N/A
TRUE | VIC | KGTS22 | Kerang (Powercor) 22 kV | Powercor | Summer | Coincident | 2028 | POE10 | NA | 14.2421 | VIC Kerang (Powercor) 22 kV |  |  | FALSE | #N/A | #N/A | #N/A | #N/A | #N/A | #N/A | #N/A | #N/A | #N/A | #N/A
TRUE | VIC | KGTS22 | Kerang (Powercor) 22 kV | Powercor | Summer | Coincident | 2028 | POE50 | NA | 13.0779 | VIC Kerang (Powercor) 22 kV |  |  | FALSE | #N/A | #N/A | #N/A | #N/A | #N/A | #N/A | #N/A | #N/A | #N/A | #N/A
TRUE | VIC | KGTS22 | Kerang (Powercor) 22 kV | Powercor | Summer | Non-coincident | 2028 | POE10 | NA | 17.0723 | VIC Kerang (Powercor) 22 kV |  |  | FALSE | #N/A | #N/A | #N/A | #N/A | #N/A | #N/A | #N/A | #N/A | #N/A | #N/A
TRUE | VIC | KGTS22 | Kerang (Powercor) 22 kV | Powercor | Summer | Coincident | 2029 | POE10 | NA | 13.9775 | VIC Kerang (Powercor) 22 kV |  |  | FALSE | #N/A | #N/A | #N/A | #N/A | #N/A | #N/A | #N/A | #N/A | #N/A | #N/A
TRUE | VIC | KGTS22 | Kerang (Powercor) 22 kV | Powercor | Summer | Coincident | 2029 | POE50 | NA | 12.8428 | VIC Kerang (Powercor) 22 kV |  |  | FALSE | #N/A | #N/A | #N/A | #N/A | #N/A | #N/A | #N/A | #N/A | #N/A | #N/A
TRUE | VIC | KGTS22 | Kerang (Powercor) 22 kV | Powercor | Summer | Non-coincident | 2029 | POE10 | NA | 17.0595 | VIC Kerang (Powercor) 22 kV |  |  | FALSE | #N/A | #N/A | #N/A | #N/A | #N/A | #N/A | #N/A | #N/A | #N/A | #N/A
TRUE | VIC | KGTS22 | Kerang (Powercor) 22 kV | Powercor | Summer | Coincident | 2030 | POE10 | NA | 13.7642 | VIC Kerang (Powercor) 22 kV |  |  | FALSE | #N/A | #N/A | #N/A | #N/A | #N/A | #N/A | #N/A | #N/A | #N/A | #N/A
TRUE | VIC | KGTS22 | Kerang (Powercor) 22 kV | Powercor | Summer | Coincident | 2030 | POE50 | NA | 12.6075 | VIC Kerang (Powercor) 22 kV |  |  | FALSE | #N/A | #N/A | #N/A | #N/A | #N/A | #N/A | #N/A | #N/A | #N/A | #N/A
TRUE | VIC | KGTS22 | Kerang (Powercor) 22 kV | Powercor | Summer | Non-coincident | 2030 | POE10 | NA | 17.0499 | VIC Kerang (Powercor) 22 kV |  |  | FALSE | #N/A | #N/A | #N/A | #N/A | #N/A | #N/A | #N/A | #N/A | #N/A | #N/A
TRUE | VIC | KGTS22 | Kerang (Powercor) 22 kV | Powercor | Summer | Coincident | 2031 | POE10 | NA | 13.3988 | VIC Kerang (Powercor) 22 kV |  |  | FALSE | #N/A | #N/A | #N/A | #N/A | #N/A | #N/A | #N/A | #N/A | #N/A | #N/A
TRUE | VIC | KGTS22 | Kerang (Powercor) 22 kV | Powercor | Summer | Coincident | 2031 | POE50 | NA | 12.3315 | VIC Kerang (Powercor) 22 kV |  |  | FALSE | #N/A | #N/A | #N/A | #N/A | #N/A | #N/A | #N/A | #N/A | #N/A | #N/A
TRUE | VIC | KGTS22 | Kerang (Powercor) 22 kV | Powercor | Summer | Non-coincident | 2031 | POE10 | NA | 17.0293 | VIC Kerang (Powercor) 22 kV |  |  | FALSE | #N/A | #N/A | #N/A | #N/A | #N/A | #N/A | #N/A | #N/A | #N/A | #N/A
TRUE | VIC | KGTS22 | Kerang (Powercor) 22 kV | Powercor | Summer | Coincident | 2032 | POE10 | NA | 12.9971 | VIC Kerang (Powercor) 22 kV |  |  | FALSE | #N/A | #N/A | #N/A | #N/A | #N/A | #N/A | #N/A | #N/A | #N/A | #N/A
TRUE | VIC | KGTS22 | Kerang (Powercor) 22 kV | Powercor | Summer | Coincident | 2032 | POE50 | NA | 11.9382 | VIC Kerang (Powercor) 22 kV |  |  | FALSE | #N/A | #N/A | #N/A | #N/A | #N/A | #N/A | #N/A | #N/A | #N/A | #N/A
TRUE | VIC | KGTS22 | Kerang (Powercor) 22 kV | Powercor | Summer | Non-coincident | 2032 | POE10 | NA | 17.0273 | VIC Kerang (Powercor) 22 kV |  |  | FALSE | #N/A | #N/A | #N/A | #N/A | #N/A | #N/A | #N/A | #N/A | #N/A | #N/A
TRUE | VIC | KGTS22 | Kerang (Powercor) 22 kV | Powercor | Summer | Coincident | 2033 | POE10 | NA | 12.701 | VIC Kerang (Powercor) 22 kV |  |  | FALSE | #N/A | #N/A | #N/A | #N/A | #N/A | #N/A | #N/A | #N/A | #N/A | #N/A
TRUE | VIC | KGTS22 | Kerang (Powercor) 22 kV | Powercor | Summer | Coincident | 2033 | POE50 | NA | 11.5586 | VIC Kerang (Powercor) 22 kV |  |  | FALSE | #N/A | #N/A | #N/A | #N/A | #N/A | #N/A | #N/A | #N/A | #N/A | #N/A
TRUE | VIC | KGTS22 | Kerang (Powercor) 22 kV | Powercor | Summer | Non-coincident | 2033 | POE10 | NA | 17.0384 | VIC Kerang (Powercor) 22 kV |  |  | FALSE | #N/A | #N/A | #N/A | #N/A | #N/A | #N/A | #N/A | #N/A | #N/A | #N/A
TRUE | VIC | KGTS22 | Kerang (Powercor) 22 kV | Powercor | Summer | Coincident | 2034 | POE10 | NA | 12.5735 | VIC Kerang (Powercor) 22 kV |  |  | FALSE | #N/A | #N/A | #N/A | #N/A | #N/A | #N/A | #N/A | #N/A | #N/A | #N/A
TRUE | VIC | KGTS22 | Kerang (Powercor) 22 kV | Powercor | Summer | Coincident | 2034 | POE50 | NA | 11.4551 | VIC Kerang (Powercor) 22 kV |  |  | FALSE | #N/A | #N/A | #N/A | #N/A | #N/A | #N/A | #N/A | #N/A | #N/A | #N/A
TRUE | VIC | KGTS22 | Kerang (Powercor) 22 kV | Powercor | Summer | Non-coincident | 2034 | POE10 | NA | 17.0443 | VIC Kerang (Powercor) 22 kV |  |  | FALSE | #N/A | #N/A | #N/A | #N/A | #N/A | #N/A | #N/A | #N/A | #N/A | #N/A
TRUE | VIC | KGTS22 | Kerang (Powercor) 22 kV | Powercor | Summer | Coincident | 2035 | POE10 | NA | 12.4954 | VIC Kerang (Powercor) 22 kV |  |  | FALSE | #N/A | #N/A | #N/A | #N/A | #N/A | #N/A | #N/A | #N/A | #N/A | #N/A
TRUE | VIC | KGTS22 | Kerang (Powercor) 22 kV | Powercor | Summer | Coincident | 2035 | POE50 | NA | 11.3858 | VIC Kerang (Powercor) 22 kV |  |  | FALSE | #N/A | #N/A | #N/A | #N/A | #N/A | #N/A | #N/A | #N/A | #N/A | #N/A
TRUE | VIC | KGTS22 | Kerang (Powercor) 22 kV | Powercor | Summer | Non-coincident | 2035 | POE10 | NA | 17.0434 | VIC Kerang (Powercor) 22 kV |  |  | FALSE | #N/A | #N/A | #N/A | #N/A | #N/A | #N/A | #N/A | #N/A | #N/A | #N/A
TRUE | VIC | KGTS22 | Kerang (Powercor) 22 kV | Powercor | Winter | Coincident | 2018 | ACTUAL_OPG | NA | 8.4095 | VIC Kerang (Powercor) 22 kV |  |  | FALSE | #N/A | #N/A | #N/A | #N/A | #N/A | #N/A | #N/A | #N/A | #N/A | #N/A
TRUE | VIC | KGTS22 | Kerang (Powercor) 22 kV | Powercor | Winter | Coincident | 2018 | ACTUAL_RAW | NA | 8.4095 | VIC Kerang (Powercor) 22 kV |  |  | FALSE | #N/A | #N/A | #N/A | #N/A | #N/A | #N/A | #N/A | #N/A | #N/A | #N/A
TRUE | VIC | KGTS22 | Kerang (Powercor) 22 kV | Powercor | Winter | Non-coincident | 2018 | ACTUAL_RAW | NA | 12.1264 | VIC Kerang (Powercor) 22 kV |  |  | FALSE | #N/A | #N/A | #N/A | #N/A | #N/A | #N/A | #N/A | #N/A | #N/A | #N/A
TRUE | VIC | KGTS22 | Kerang (Powercor) 22 kV | Powercor | Winter | Non-coincident | 2018 | ACTUAL_OPG | NA | 12.1264 | VIC Kerang (Powercor) 22 kV |  |  | FALSE | #N/A | #N/A | #N/A | #N/A | #N/A | #N/A | #N/A | #N/A | #N/A | #N/A
TRUE | VIC | KGTS22 | Kerang (Powercor) 22 kV | Powercor | Winter | Non-coincident | 2018 | ACTUAL_ADJUSTEDOPG | NA | 12.1264 | VIC Kerang (Powercor) 22 kV |  |  | FALSE | #N/A | #N/A | #N/A | #N/A | #N/A | #N/A | #N/A | #N/A | #N/A | #N/A
TRUE | VIC | KGTS22 | Kerang (Powercor) 22 kV | Powercor | Winter | Coincident | 2019 | ACTUAL_OPG | NA | 8.4425 | VIC Kerang (Powercor) 22 kV |  |  | FALSE | #N/A | #N/A | #N/A | #N/A | #N/A | #N/A | #N/A | #N/A | #N/A | #N/A
TRUE | VIC | KGTS22 | Kerang (Powercor) 22 kV | Powercor | Winter | Coincident | 2019 | ACTUAL_RAW | NA | 8.4425 | VIC Kerang (Powercor) 22 kV |  |  | FALSE | #N/A | #N/A | #N/A | #N/A | #N/A | #N/A | #N/A | #N/A | #N/A | #N/A
TRUE | VIC | KGTS22 | Kerang (Powercor) 22 kV | Powercor | Winter | Non-coincident | 2019 | ACTUAL_RAW | NA | 11.251 | VIC Kerang (Powercor) 22 kV |  |  | FALSE | #N/A | #N/A | #N/A | #N/A | #N/A | #N/A | #N/A | #N/A | #N/A | #N/A
TRUE | VIC | KGTS22 | Kerang (Powercor) 22 kV | Powercor | Winter | Non-coincident | 2019 | ACTUAL_OPG | NA | 11.251 | VIC Kerang (Powercor) 22 kV |  |  | FALSE | #N/A | #N/A | #N/A | #N/A | #N/A | #N/A | #N/A | #N/A | #N/A | #N/A
TRUE | VIC | KGTS22 | Kerang (Powercor) 22 kV | Powercor | Winter | Non-coincident | 2019 | ACTUAL_ADJUSTEDOPG | NA | 11.251 | VIC Kerang (Powercor) 22 kV |  |  | FALSE | #N/A | #N/A | #N/A | #N/A | #N/A | #N/A | #N/A | #N/A | #N/A | #N/A
TRUE | VIC | KGTS22 | Kerang (Powercor) 22 kV | Powercor | Winter | Coincident | 2020 | ACTUAL_OPG | NA | 5.7574 | VIC Kerang (Powercor) 22 kV |  |  | FALSE | #N/A | #N/A | #N/A | #N/A | #N/A | #N/A | #N/A | #N/A | #N/A | #N/A
TRUE | VIC | KGTS22 | Kerang (Powercor) 22 kV | Powercor | Winter | Coincident | 2020 | ACTUAL_RAW | NA | 5.7574 | VIC Kerang (Powercor) 22 kV |  |  | FALSE | #N/A | #N/A | #N/A | #N/A | #N/A | #N/A | #N/A | #N/A | #N/A | #N/A
TRUE | VIC | KGTS22 | Kerang (Powercor) 22 kV | Powercor | Winter | Non-coincident | 2020 | ACTUAL_RAW | NA | 7.4587 | VIC Kerang (Powercor) 22 kV |  |  | FALSE | #N/A | #N/A | #N/A | #N/A | #N/A | #N/A | #N/A | #N/A | #N/A | #N/A
TRUE | VIC | KGTS22 | Kerang (Powercor) 22 kV | Powercor | Winter | Non-coincident | 2020 | ACTUAL_OPG | NA | 7.4587 | VIC Kerang (Powercor) 22 kV |  |  | FALSE | #N/A | #N/A | #N/A | #N/A | #N/A | #N/A | #N/A | #N/A | #N/A | #N/A
TRUE | VIC | KGTS22 | Kerang (Powercor) 22 kV | Powercor | Winter | Non-coincident | 2020 | ACTUAL_ADJUSTEDOPG | NA | 7.4587 | VIC Kerang (Powercor) 22 kV |  |  | FALSE | #N/A | #N/A | #N/A | #N/A | #N/A | #N/A | #N/A | #N/A | #N/A | #N/A
TRUE | VIC | KGTS22 | Kerang (Powercor) 22 kV | Powercor | Winter | Coincident | 2021 | ACTUAL_OPG | NA | 6.0901 | VIC Kerang (Powercor) 22 kV |  |  | FALSE | #N/A | #N/A | #N/A | #N/A | #N/A | #N/A | #N/A | #N/A | #N/A | #N/A
TRUE | VIC | KGTS22 | Kerang (Powercor) 22 kV | Powercor | Winter | Coincident | 2021 | ACTUAL_RAW | NA | 6.0901 | VIC Kerang (Powercor) 22 kV |  |  | FALSE | #N/A | #N/A | #N/A | #N/A | #N/A | #N/A | #N/A | #N/A | #N/A | #N/A
TRUE | VIC | KGTS22 | Kerang (Powercor) 22 kV | Powercor | Winter | Non-coincident | 2021 | ACTUAL_RAW | NA | 7.4205 | VIC Kerang (Powercor) 22 kV |  |  | FALSE | #N/A | #N/A | #N/A | #N/A | #N/A | #N/A | #N/A | #N/A | #N/A | #N/A
TRUE | VIC | KGTS22 | Kerang (Powercor) 22 kV | Powercor | Winter | Non-coincident | 2021 | ACTUAL_OPG | NA | 7.4205 | VIC Kerang (Powercor) 22 kV |  |  | FALSE | #N/A | #N/A | #N/A | #N/A | #N/A | #N/A | #N/A | #N/A | #N/A | #N/A
TRUE | VIC | KGTS22 | Kerang (Powercor) 22 kV | Powercor | Winter | Non-coincident | 2021 | ACTUAL_ADJUSTEDOPG | NA | 7.4205 | VIC Kerang (Powercor) 22 kV |  |  | FALSE | #N/A | #N/A | #N/A | #N/A | #N/A | #N/A | #N/A | #N/A | #N/A | #N/A
TRUE | VIC | KGTS22 | Kerang (Powercor) 22 kV | Powercor | Winter | Coincident | 2022 | ACTUAL_OPG | NA | 9.3377 | VIC Kerang (Powercor) 22 kV |  |  | FALSE | #N/A | #N/A | #N/A | #N/A | #N/A | #N/A | #N/A | #N/A | #N/A | #N/A
TRUE | VIC | KGTS22 | Kerang (Powercor) 22 kV | Powercor | Winter | Coincident | 2022 | ACTUAL_RAW | NA | 9.3377 | VIC Kerang (Powercor) 22 kV |  |  | FALSE | #N/A | #N/A | #N/A | #N/A | #N/A | #N/A | #N/A | #N/A | #N/A | #N/A
TRUE | VIC | KGTS22 | Kerang (Powercor) 22 kV | Powercor | Winter | Non-coincident | 2022 | ACTUAL_RAW | NA | 10.795 | VIC Kerang (Powercor) 22 kV |  |  | FALSE | #N/A | #N/A | #N/A | #N/A | #N/A | #N/A | #N/A | #N/A | #N/A | #N/A
TRUE | VIC | KGTS22 | Kerang (Powercor) 22 kV | Powercor | Winter | Non-coincident | 2022 | ACTUAL_OPG | NA | 10.795 | VIC Kerang (Powercor) 22 kV |  |  | FALSE | #N/A | #N/A | #N/A | #N/A | #N/A | #N/A | #N/A | #N/A | #N/A | #N/A
TRUE | VIC | KGTS22 | Kerang (Powercor) 22 kV | Powercor | Winter | Non-coincident | 2022 | ACTUAL_ADJUSTEDOPG | NA | 10.795 | VIC Kerang (Powercor) 22 kV |  |  | FALSE | #N/A | #N/A | #N/A | #N/A | #N/A | #N/A | #N/A | #N/A | #N/A | #N/A
TRUE | VIC | KGTS22 | Kerang (Powercor) 22 kV | Powercor | Winter | Coincident | 2023 | ACTUAL_OPG | NA | 9.2588 | VIC Kerang (Powercor) 22 kV |  |  | FALSE | #N/A | #N/A | #N/A | #N/A | #N/A | #N/A | #N/A | #N/A | #N/A | #N/A
TRUE | VIC | KGTS22 | Kerang (Powercor) 22 kV | Powercor | Winter | Coincident | 2023 | ACTUAL_RAW | NA | 9.2588 | VIC Kerang (Powercor) 22 kV |  |  | FALSE | #N/A | #N/A | #N/A | #N/A | #N/A | #N/A | #N/A | #N/A | #N/A | #N/A
TRUE | VIC | KGTS22 | Kerang (Powercor) 22 kV | Powercor | Winter | Non-coincident | 2023 | ACTUAL_RAW | NA | 12.0829 | VIC Kerang (Powercor) 22 kV |  |  | FALSE | #N/A | #N/A | #N/A | #N/A | #N/A | #N/A | #N/A | #N/A | #N/A | #N/A
TRUE | VIC | KGTS22 | Kerang (Powercor) 22 kV | Powercor | Winter | Non-coincident | 2023 | ACTUAL_OPG | NA | 12.0829 | VIC Kerang (Powercor) 22 kV |  |  | FALSE | #N/A | #N/A | #N/A | #N/A | #N/A | #N/A | #N/A | #N/A | #N/A | #N/A
TRUE | VIC | KGTS22 | Kerang (Powercor) 22 kV | Powercor | Winter | Non-coincident | 2023 | ACTUAL_ADJUSTEDOPG | NA | 12.0829 | VIC Kerang (Powercor) 22 kV |  |  | FALSE | #N/A | #N/A | #N/A | #N/A | #N/A | #N/A | #N/A | #N/A | #N/A | #N/A
TRUE | VIC | KGTS22 | Kerang (Powercor) 22 kV | Powercor | Winter | Coincident | 2024 | ACTUAL_OPG | NA | 9.5253 | VIC Kerang (Powercor) 22 kV |  |  | FALSE | #N/A | #N/A | #N/A | #N/A | #N/A | #N/A | #N/A | #N/A | #N/A | #N/A
TRUE | VIC | KGTS22 | Kerang (Powercor) 22 kV | Powercor | Winter | Coincident | 2024 | ACTUAL_RAW | NA | 9.5253 | VIC Kerang (Powercor) 22 kV |  |  | FALSE | #N/A | #N/A | #N/A | #N/A | #N/A | #N/A | #N/A | #N/A | #N/A | #N/A
TRUE | VIC | KGTS22 | Kerang (Powercor) 22 kV | Powercor | Winter | Non-coincident | 2024 | ACTUAL_RAW | NA | 11.043 | VIC Kerang (Powercor) 22 kV |  |  | FALSE | #N/A | #N/A | #N/A | #N/A | #N/A | #N/A | #N/A | #N/A | #N/A | #N/A
TRUE | VIC | KGTS22 | Kerang (Powercor) 22 kV | Powercor | Winter | Non-coincident | 2024 | ACTUAL_OPG | NA | 11.043 | VIC Kerang (Powercor) 22 kV |  |  | FALSE | #N/A | #N/A | #N/A | #N/A | #N/A | #N/A | #N/A | #N/A | #N/A | #N/A
TRUE | VIC | KGTS22 | Kerang (Powercor) 22 kV | Powercor | Winter | Non-coincident | 2024 | ACTUAL_ADJUSTEDOPG | NA | 11.043 | VIC Kerang (Powercor) 22 kV |  |  | FALSE | #N/A | #N/A | #N/A | #N/A | #N/A | #N/A | #N/A | #N/A | #N/A | #N/A
TRUE | VIC | KGTS22 | Kerang (Powercor) 22 kV | Powercor | Winter | Coincident | 2025 | POE10 | NA | 9.6264 | VIC Kerang (Powercor) 22 kV |  |  | FALSE | #N/A | #N/A | #N/A | #N/A | #N/A | #N/A | #N/A | #N/A | #N/A | #N/A
TRUE | VIC | KGTS22 | Kerang (Powercor) 22 kV | Powercor | Winter | Coincident | 2025 | POE50 | NA | 9.4071 | VIC Kerang (Powercor) 22 kV |  |  | FALSE | #N/A | #N/A | #N/A | #N/A | #N/A | #N/A | #N/A | #N/A | #N/A | #N/A
TRUE | VIC | KGTS22 | Kerang (Powercor) 22 kV | Powercor | Winter | Non-coincident | 2025 | ACTUAL_RAW | NA | 10.9057 | VIC Kerang (Powercor) 22 kV |  |  | FALSE | #N/A | #N/A | #N/A | #N/A | #N/A | #N/A | #N/A | #N/A | #N/A | #N/A
TRUE | VIC | KGTS22 | Kerang (Powercor) 22 kV | Powercor | Winter | Non-coincident | 2025 | ACTUAL_ADJUSTEDOPG | NA | 10.9057 | VIC Kerang (Powercor) 22 kV |  |  | FALSE | #N/A | #N/A | #N/A | #N/A | #N/A | #N/A | #N/A | #N/A | #N/A | #N/A
TRUE | VIC | KGTS22 | Kerang (Powercor) 22 kV | Powercor | Winter | Non-coincident | 2025 | BASEYEARPOE50 | NA | 11.4396 | VIC Kerang (Powercor) 22 kV |  |  | FALSE | #N/A | #N/A | #N/A | #N/A | #N/A | #N/A | #N/A | #N/A | #N/A | #N/A
TRUE | VIC | KGTS22 | Kerang (Powercor) 22 kV | Powercor | Winter | Non-coincident | 2025 | BASEYEARPOE10 | NA | 11.8067 | VIC Kerang (Powercor) 22 kV |  |  | FALSE | #N/A | #N/A | #N/A | #N/A | #N/A | #N/A | #N/A | #N/A | #N/A | #N/A
TRUE | VIC | KGTS22 | Kerang (Powercor) 22 kV | Powercor | Winter | Non-coincident | 2025 | POE10 | NA | 12.07 | VIC Kerang (Powercor) 22 kV |  |  | FALSE | #N/A | #N/A | #N/A | #N/A | #N/A | #N/A | #N/A | #N/A | #N/A | #N/A
TRUE | VIC | KGTS22 | Kerang (Powercor) 22 kV | Powercor | Winter | Non-coincident | 2025 | POE50 | NA | 11.4281 | VIC Kerang (Powercor) 22 kV |  |  | FALSE | #N/A | #N/A | #N/A | #N/A | #N/A | #N/A | #N/A | #N/A | #N/A | #N/A
TRUE | VIC | KGTS22 | Kerang (Powercor) 22 kV | Powercor | Winter | Coincident | 2026 | POE10 | NA | 9.2802 | VIC Kerang (Powercor) 22 kV |  |  | FALSE | #N/A | #N/A | #N/A | #N/A | #N/A | #N/A | #N/A | #N/A | #N/A | #N/A
TRUE | VIC | KGTS22 | Kerang (Powercor) 22 kV | Powercor | Winter | Coincident | 2026 | POE50 | NA | 9.0524 | VIC Kerang (Powercor) 22 kV |  |  | FALSE | #N/A | #N/A | #N/A | #N/A | #N/A | #N/A | #N/A | #N/A | #N/A | #N/A
TRUE | VIC | KGTS22 | Kerang (Powercor) 22 kV | Powercor | Winter | Non-coincident | 2026 | POE10 | NA | 12.0555 | VIC Kerang (Powercor) 22 kV |  |  | FALSE | #N/A | #N/A | #N/A | #N/A | #N/A | #N/A | #N/A | #N/A | #N/A | #N/A
TRUE | VIC | KGTS22 | Kerang (Powercor) 22 kV | Powercor | Winter | Non-coincident | 2026 | POE50 | NA | 11.4355 | VIC Kerang (Powercor) 22 kV |  |  | FALSE | #N/A | #N/A | #N/A | #N/A | #N/A | #N/A | #N/A | #N/A | #N/A | #N/A
TRUE | VIC | KGTS22 | Kerang (Powercor) 22 kV | Powercor | Winter | Coincident | 2027 | POE10 | NA | 8.964 | VIC Kerang (Powercor) 22 kV |  |  | FALSE | #N/A | #N/A | #N/A | #N/A | #N/A | #N/A | #N/A | #N/A | #N/A | #N/A
TRUE | VIC | KGTS22 | Kerang (Powercor) 22 kV | Powercor | Winter | Coincident | 2027 | POE50 | NA | 8.7225 | VIC Kerang (Powercor) 22 kV |  |  | FALSE | #N/A | #N/A | #N/A | #N/A | #N/A | #N/A | #N/A | #N/A | #N/A | #N/A
TRUE | VIC | KGTS22 | Kerang (Powercor) 22 kV | Powercor | Winter | Non-coincident | 2027 | POE10 | NA | 12.0546 | VIC Kerang (Powercor) 22 kV |  |  | FALSE | #N/A | #N/A | #N/A | #N/A | #N/A | #N/A | #N/A | #N/A | #N/A | #N/A
TRUE | VIC | KGTS22 | Kerang (Powercor) 22 kV | Powercor | Winter | Non-coincident | 2027 | POE50 | NA | 11.4655 | VIC Kerang (Powercor) 22 kV |  |  | FALSE | #N/A | #N/A | #N/A | #N/A | #N/A | #N/A | #N/A | #N/A | #N/A | #N/A
TRUE | VIC | KGTS22 | Kerang (Powercor) 22 kV | Powercor | Winter | Coincident | 2028 | POE10 | NA | 8.8246 | VIC Kerang (Powercor) 22 kV |  |  | FALSE | #N/A | #N/A | #N/A | #N/A | #N/A | #N/A | #N/A | #N/A | #N/A | #N/A
TRUE | VIC | KGTS22 | Kerang (Powercor) 22 kV | Powercor | Winter | Coincident | 2028 | POE50 | NA | 8.5949 | VIC Kerang (Powercor) 22 kV |  |  | FALSE | #N/A | #N/A | #N/A | #N/A | #N/A | #N/A | #N/A | #N/A | #N/A | #N/A
TRUE | VIC | KGTS22 | Kerang (Powercor) 22 kV | Powercor | Winter | Non-coincident | 2028 | POE10 | NA | 12.0608 | VIC Kerang (Powercor) 22 kV |  |  | FALSE | #N/A | #N/A | #N/A | #N/A | #N/A | #N/A | #N/A | #N/A | #N/A | #N/A
TRUE | VIC | KGTS22 | Kerang (Powercor) 22 kV | Powercor | Winter | Non-coincident | 2028 | POE50 | NA | 11.5105 | VIC Kerang (Powercor) 22 kV |  |  | FALSE | #N/A | #N/A | #N/A | #N/A | #N/A | #N/A | #N/A | #N/A | #N/A | #N/A
TRUE | VIC | KGTS22 | Kerang (Powercor) 22 kV | Powercor | Winter | Coincident | 2029 | POE10 | NA | 8.7603 | VIC Kerang (Powercor) 22 kV |  |  | FALSE | #N/A | #N/A | #N/A | #N/A | #N/A | #N/A | #N/A | #N/A | #N/A | #N/A
TRUE | VIC | KGTS22 | Kerang (Powercor) 22 kV | Powercor | Winter | Coincident | 2029 | POE50 | NA | 8.5367 | VIC Kerang (Powercor) 22 kV |  |  | FALSE | #N/A | #N/A | #N/A | #N/A | #N/A | #N/A | #N/A | #N/A | #N/A | #N/A
TRUE | VIC | KGTS22 | Kerang (Powercor) 22 kV | Powercor | Winter | Non-coincident | 2029 | POE10 | NA | 12.077 | VIC Kerang (Powercor) 22 kV |  |  | FALSE | #N/A | #N/A | #N/A | #N/A | #N/A | #N/A | #N/A | #N/A | #N/A | #N/A
TRUE | VIC | KGTS22 | Kerang (Powercor) 22 kV | Powercor | Winter | Non-coincident | 2029 | POE50 | NA | 11.5698 | VIC Kerang (Powercor) 22 kV |  |  | FALSE | #N/A | #N/A | #N/A | #N/A | #N/A | #N/A | #N/A | #N/A | #N/A | #N/A
TRUE | VIC | KGTS22 | Kerang (Powercor) 22 kV | Powercor | Winter | Coincident | 2030 | POE10 | NA | 8.6928 | VIC Kerang (Powercor) 22 kV |  |  | FALSE | #N/A | #N/A | #N/A | #N/A | #N/A | #N/A | #N/A | #N/A | #N/A | #N/A
TRUE | VIC | KGTS22 | Kerang (Powercor) 22 kV | Powercor | Winter | Coincident | 2030 | POE50 | NA | 8.4708 | VIC Kerang (Powercor) 22 kV |  |  | FALSE | #N/A | #N/A | #N/A | #N/A | #N/A | #N/A | #N/A | #N/A | #N/A | #N/A
TRUE | VIC | KGTS22 | Kerang (Powercor) 22 kV | Powercor | Winter | Non-coincident | 2030 | POE10 | NA | 12.1031 | VIC Kerang (Powercor) 22 kV |  |  | FALSE | #N/A | #N/A | #N/A | #N/A | #N/A | #N/A | #N/A | #N/A | #N/A | #N/A
TRUE | VIC | KGTS22 | Kerang (Powercor) 22 kV | Powercor | Winter | Non-coincident | 2030 | POE50 | NA | 11.6442 | VIC Kerang (Powercor) 22 kV |  |  | FALSE | #N/A | #N/A | #N/A | #N/A | #N/A | #N/A | #N/A | #N/A | #N/A | #N/A
TRUE | VIC | KGTS22 | Kerang (Powercor) 22 kV | Powercor | Winter | Coincident | 2031 | POE10 | NA | 8.6389 | VIC Kerang (Powercor) 22 kV |  |  | FALSE | #N/A | #N/A | #N/A | #N/A | #N/A | #N/A | #N/A | #N/A | #N/A | #N/A
TRUE | VIC | KGTS22 | Kerang (Powercor) 22 kV | Powercor | Winter | Coincident | 2031 | POE50 | NA | 8.4203 | VIC Kerang (Powercor) 22 kV |  |  | FALSE | #N/A | #N/A | #N/A | #N/A | #N/A | #N/A | #N/A | #N/A | #N/A | #N/A
TRUE | VIC | KGTS22 | Kerang (Powercor) 22 kV | Powercor | Winter | Non-coincident | 2031 | POE10 | NA | 12.1306 | VIC Kerang (Powercor) 22 kV |  |  | FALSE | #N/A | #N/A | #N/A | #N/A | #N/A | #N/A | #N/A | #N/A | #N/A | #N/A
TRUE | VIC | KGTS22 | Kerang (Powercor) 22 kV | Powercor | Winter | Non-coincident | 2031 | POE50 | NA | 11.7184 | VIC Kerang (Powercor) 22 kV |  |  | FALSE | #N/A | #N/A | #N/A | #N/A | #N/A | #N/A | #N/A | #N/A | #N/A | #N/A
TRUE | VIC | KGTS22 | Kerang (Powercor) 22 kV | Powercor | Winter | Coincident | 2032 | POE10 | NA | 8.515 | VIC Kerang (Powercor) 22 kV |  |  | FALSE | #N/A | #N/A | #N/A | #N/A | #N/A | #N/A | #N/A | #N/A | #N/A | #N/A
TRUE | VIC | KGTS22 | Kerang (Powercor) 22 kV | Powercor | Winter | Coincident | 2032 | POE50 | NA | 8.2857 | VIC Kerang (Powercor) 22 kV |  |  | FALSE | #N/A | #N/A | #N/A | #N/A | #N/A | #N/A | #N/A | #N/A | #N/A | #N/A
TRUE | VIC | KGTS22 | Kerang (Powercor) 22 kV | Powercor | Winter | Non-coincident | 2032 | POE10 | NA | 12.1596 | VIC Kerang (Powercor) 22 kV |  |  | FALSE | #N/A | #N/A | #N/A | #N/A | #N/A | #N/A | #N/A | #N/A | #N/A | #N/A
TRUE | VIC | KGTS22 | Kerang (Powercor) 22 kV | Powercor | Winter | Non-coincident | 2032 | POE50 | NA | 11.7947 | VIC Kerang (Powercor) 22 kV |  |  | FALSE | #N/A | #N/A | #N/A | #N/A | #N/A | #N/A | #N/A | #N/A | #N/A | #N/A
TRUE | VIC | KGTS22 | Kerang (Powercor) 22 kV | Powercor | Winter | Coincident | 2033 | POE10 | NA | 8.3535 | VIC Kerang (Powercor) 22 kV |  |  | FALSE | #N/A | #N/A | #N/A | #N/A | #N/A | #N/A | #N/A | #N/A | #N/A | #N/A
TRUE | VIC | KGTS22 | Kerang (Powercor) 22 kV | Powercor | Winter | Coincident | 2033 | POE50 | NA | 8.1312 | VIC Kerang (Powercor) 22 kV |  |  | FALSE | #N/A | #N/A | #N/A | #N/A | #N/A | #N/A | #N/A | #N/A | #N/A | #N/A
TRUE | VIC | KGTS22 | Kerang (Powercor) 22 kV | Powercor | Winter | Non-coincident | 2033 | POE10 | NA | 12.2337 | VIC Kerang (Powercor) 22 kV |  |  | FALSE | #N/A | #N/A | #N/A | #N/A | #N/A | #N/A | #N/A | #N/A | #N/A | #N/A
TRUE | VIC | KGTS22 | Kerang (Powercor) 22 kV | Powercor | Winter | Non-coincident | 2033 | POE50 | NA | 11.8689 | VIC Kerang (Powercor) 22 kV |  |  | FALSE | #N/A | #N/A | #N/A | #N/A | #N/A | #N/A | #N/A | #N/A | #N/A | #N/A
TRUE | VIC | KGTS22 | Kerang (Powercor) 22 kV | Powercor | Winter | Coincident | 2034 | POE10 | NA | 8.3386 | VIC Kerang (Powercor) 22 kV |  |  | FALSE | #N/A | #N/A | #N/A | #N/A | #N/A | #N/A | #N/A | #N/A | #N/A | #N/A
TRUE | VIC | KGTS22 | Kerang (Powercor) 22 kV | Powercor | Winter | Coincident | 2034 | POE50 | NA | 8.1226 | VIC Kerang (Powercor) 22 kV |  |  | FALSE | #N/A | #N/A | #N/A | #N/A | #N/A | #N/A | #N/A | #N/A | #N/A | #N/A
TRUE | VIC | KGTS22 | Kerang (Powercor) 22 kV | Powercor | Winter | Non-coincident | 2034 | POE10 | NA | 12.3031 | VIC Kerang (Powercor) 22 kV |  |  | FALSE | #N/A | #N/A | #N/A | #N/A | #N/A | #N/A | #N/A | #N/A | #N/A | #N/A
TRUE | VIC | KGTS22 | Kerang (Powercor) 22 kV | Powercor | Winter | Non-coincident | 2034 | POE50 | NA | 11.9386 | VIC Kerang (Powercor) 22 kV |  |  | FALSE | #N/A | #N/A | #N/A | #N/A | #N/A | #N/A | #N/A | #N/A | #N/A | #N/A
TRUE | VIC | KGTS66 | Kerang (Powercor) 66 kV | Powercor | Shoulder | Coincident | 2019 | ACTUAL_OPG | 20.9043 | NA | VIC Kerang (Powercor) 66 kV |  |  | FALSE | #N/A | #N/A | #N/A | #N/A | #N/A | #N/A | #N/A | #N/A | #N/A | #N/A
TRUE | VIC | KGTS66 | Kerang (Powercor) 66 kV | Powercor | Shoulder | Coincident | 2019 | ACTUAL_RAW | 20.9043 | NA | VIC Kerang (Powercor) 66 kV |  |  | FALSE | #N/A | #N/A | #N/A | #N/A | #N/A | #N/A | #N/A | #N/A | #N/A | #N/A
TRUE | VIC | KGTS66 | Kerang (Powercor) 66 kV | Powercor | Shoulder | Non-coincident | 2019 | ACTUAL_RAW | -39.3669 | NA | VIC Kerang (Powercor) 66 kV |  |  | FALSE | #N/A | #N/A | #N/A | #N/A | #N/A | #N/A | #N/A | #N/A | #N/A | #N/A
TRUE | VIC | KGTS66 | Kerang (Powercor) 66 kV | Powercor | Shoulder | Non-coincident | 2019 | ACTUAL_OPG | -39.3669 | NA | VIC Kerang (Powercor) 66 kV |  |  | FALSE | #N/A | #N/A | #N/A | #N/A | #N/A | #N/A | #N/A | #N/A | #N/A | #N/A
TRUE | VIC | KGTS66 | Kerang (Powercor) 66 kV | Powercor | Shoulder | Non-coincident | 2019 | ACTUAL_ADJUSTEDOPG | -39.3669 | NA | VIC Kerang (Powercor) 66 kV |  |  | FALSE | #N/A | #N/A | #N/A | #N/A | #N/A | #N/A | #N/A | #N/A | #N/A | #N/A
TRUE | VIC | KGTS66 | Kerang (Powercor) 66 kV | Powercor | Shoulder | Coincident | 2020 | ACTUAL_OPG | -4.4539 | NA | VIC Kerang (Powercor) 66 kV |  |  | FALSE | #N/A | #N/A | #N/A | #N/A | #N/A | #N/A | #N/A | #N/A | #N/A | #N/A
TRUE | VIC | KGTS66 | Kerang (Powercor) 66 kV | Powercor | Shoulder | Coincident | 2020 | ACTUAL_RAW | -4.4539 | NA | VIC Kerang (Powercor) 66 kV |  |  | FALSE | #N/A | #N/A | #N/A | #N/A | #N/A | #N/A | #N/A | #N/A | #N/A | #N/A
TRUE | VIC | KGTS66 | Kerang (Powercor) 66 kV | Powercor | Shoulder | Non-coincident | 2020 | ACTUAL_RAW | -31.947 | NA | VIC Kerang (Powercor) 66 kV |  |  | FALSE | #N/A | #N/A | #N/A | #N/A | #N/A | #N/A | #N/A | #N/A | #N/A | #N/A
TRUE | VIC | KGTS66 | Kerang (Powercor) 66 kV | Powercor | Shoulder | Non-coincident | 2020 | ACTUAL_OPG | -31.947 | NA | VIC Kerang (Powercor) 66 kV |  |  | FALSE | #N/A | #N/A | #N/A | #N/A | #N/A | #N/A | #N/A | #N/A | #N/A | #N/A
TRUE | VIC | KGTS66 | Kerang (Powercor) 66 kV | Powercor | Shoulder | Non-coincident | 2020 | ACTUAL_ADJUSTEDOPG | -31.947 | NA | VIC Kerang (Powercor) 66 kV |  |  | FALSE | #N/A | #N/A | #N/A | #N/A | #N/A | #N/A | #N/A | #N/A | #N/A | #N/A
TRUE | VIC | KGTS66 | Kerang (Powercor) 66 kV | Powercor | Shoulder | Coincident | 2021 | ACTUAL_OPG | -31.077 | NA | VIC Kerang (Powercor) 66 kV |  |  | FALSE | #N/A | #N/A | #N/A | #N/A | #N/A | #N/A | #N/A | #N/A | #N/A | #N/A
TRUE | VIC | KGTS66 | Kerang (Powercor) 66 kV | Powercor | Shoulder | Coincident | 2021 | ACTUAL_RAW | -31.077 | NA | VIC Kerang (Powercor) 66 kV |  |  | FALSE | #N/A | #N/A | #N/A | #N/A | #N/A | #N/A | #N/A | #N/A | #N/A | #N/A
TRUE | VIC | KGTS66 | Kerang (Powercor) 66 kV | Powercor | Shoulder | Non-coincident | 2021 | ACTUAL_RAW | -44.9673 | NA | VIC Kerang (Powercor) 66 kV |  |  | FALSE | #N/A | #N/A | #N/A | #N/A | #N/A | #N/A | #N/A | #N/A | #N/A | #N/A
TRUE | VIC | KGTS66 | Kerang (Powercor) 66 kV | Powercor | Shoulder | Non-coincident | 2021 | ACTUAL_OPG | -44.9673 | NA | VIC Kerang (Powercor) 66 kV |  |  | FALSE | #N/A | #N/A | #N/A | #N/A | #N/A | #N/A | #N/A | #N/A | #N/A | #N/A
TRUE | VIC | KGTS66 | Kerang (Powercor) 66 kV | Powercor | Shoulder | Non-coincident | 2021 | ACTUAL_ADJUSTEDOPG | -44.9673 | NA | VIC Kerang (Powercor) 66 kV |  |  | FALSE | #N/A | #N/A | #N/A | #N/A | #N/A | #N/A | #N/A | #N/A | #N/A | #N/A
TRUE | VIC | KGTS66 | Kerang (Powercor) 66 kV | Powercor | Shoulder | Coincident | 2022 | ACTUAL_OPG | -31.4074 | NA | VIC Kerang (Powercor) 66 kV |  |  | FALSE | #N/A | #N/A | #N/A | #N/A | #N/A | #N/A | #N/A | #N/A | #N/A | #N/A
TRUE | VIC | KGTS66 | Kerang (Powercor) 66 kV | Powercor | Shoulder | Coincident | 2022 | ACTUAL_RAW | -31.4074 | NA | VIC Kerang (Powercor) 66 kV |  |  | FALSE | #N/A | #N/A | #N/A | #N/A | #N/A | #N/A | #N/A | #N/A | #N/A | #N/A
TRUE | VIC | KGTS66 | Kerang (Powercor) 66 kV | Powercor | Shoulder | Non-coincident | 2022 | ACTUAL_RAW | -63.6668 | NA | VIC Kerang (Powercor) 66 kV |  |  | FALSE | #N/A | #N/A | #N/A | #N/A | #N/A | #N/A | #N/A | #N/A | #N/A | #N/A
TRUE | VIC | KGTS66 | Kerang (Powercor) 66 kV | Powercor | Shoulder | Non-coincident | 2022 | ACTUAL_OPG | -63.6668 | NA | VIC Kerang (Powercor) 66 kV |  |  | FALSE | #N/A | #N/A | #N/A | #N/A | #N/A | #N/A | #N/A | #N/A | #N/A | #N/A
TRUE | VIC | KGTS66 | Kerang (Powercor) 66 kV | Powercor | Shoulder | Non-coincident | 2022 | ACTUAL_ADJUSTEDOPG | -63.6668 | NA | VIC Kerang (Powercor) 66 kV |  |  | FALSE | #N/A | #N/A | #N/A | #N/A | #N/A | #N/A | #N/A | #N/A | #N/A | #N/A
TRUE | VIC | KGTS66 | Kerang (Powercor) 66 kV | Powercor | Shoulder | Coincident | 2023 | ACTUAL_OPG | -28.3683 | NA | VIC Kerang (Powercor) 66 kV |  |  | FALSE | #N/A | #N/A | #N/A | #N/A | #N/A | #N/A | #N/A | #N/A | #N/A | #N/A
TRUE | VIC | KGTS66 | Kerang (Powercor) 66 kV | Powercor | Shoulder | Coincident | 2023 | ACTUAL_RAW | -28.3683 | NA | VIC Kerang (Powercor) 66 kV |  |  | FALSE | #N/A | #N/A | #N/A | #N/A | #N/A | #N/A | #N/A | #N/A | #N/A | #N/A
TRUE | VIC | KGTS66 | Kerang (Powercor) 66 kV | Powercor | Shoulder | Non-coincident | 2023 | ACTUAL_RAW | -45.7378 | NA | VIC Kerang (Powercor) 66 kV |  |  | FALSE | #N/A | #N/A | #N/A | #N/A | #N/A | #N/A | #N/A | #N/A | #N/A | #N/A
TRUE | VIC | KGTS66 | Kerang (Powercor) 66 kV | Powercor | Shoulder | Non-coincident | 2023 | ACTUAL_OPG | -45.7378 | NA | VIC Kerang (Powercor) 66 kV |  |  | FALSE | #N/A | #N/A | #N/A | #N/A | #N/A | #N/A | #N/A | #N/A | #N/A | #N/A
TRUE | VIC | KGTS66 | Kerang (Powercor) 66 kV | Powercor | Shoulder | Non-coincident | 2023 | ACTUAL_ADJUSTEDOPG | -45.7378 | NA | VIC Kerang (Powercor) 66 kV |  |  | FALSE | #N/A | #N/A | #N/A | #N/A | #N/A | #N/A | #N/A | #N/A | #N/A | #N/A
TRUE | VIC | KGTS66 | Kerang (Powercor) 66 kV | Powercor | Shoulder | Coincident | 2024 | ACTUAL_OPG | 2.7928 | NA | VIC Kerang (Powercor) 66 kV |  |  | FALSE | #N/A | #N/A | #N/A | #N/A | #N/A | #N/A | #N/A | #N/A | #N/A | #N/A
TRUE | VIC | KGTS66 | Kerang (Powercor) 66 kV | Powercor | Shoulder | Coincident | 2024 | ACTUAL_RAW | 2.7928 | NA | VIC Kerang (Powercor) 66 kV |  |  | FALSE | #N/A | #N/A | #N/A | #N/A | #N/A | #N/A | #N/A | #N/A | #N/A | #N/A
TRUE | VIC | KGTS66 | Kerang (Powercor) 66 kV | Powercor | Shoulder | Non-coincident | 2024 | ACTUAL_RAW | -41.0495 | NA | VIC Kerang (Powercor) 66 kV |  |  | FALSE | #N/A | #N/A | #N/A | #N/A | #N/A | #N/A | #N/A | #N/A | #N/A | #N/A
TRUE | VIC | KGTS66 | Kerang (Powercor) 66 kV | Powercor | Shoulder | Non-coincident | 2024 | ACTUAL_OPG | -41.0495 | NA | VIC Kerang (Powercor) 66 kV |  |  | FALSE | #N/A | #N/A | #N/A | #N/A | #N/A | #N/A | #N/A | #N/A | #N/A | #N/A
TRUE | VIC | KGTS66 | Kerang (Powercor) 66 kV | Powercor | Shoulder | Non-coincident | 2024 | ACTUAL_ADJUSTEDOPG | -41.0495 | NA | VIC Kerang (Powercor) 66 kV |  |  | FALSE | #N/A | #N/A | #N/A | #N/A | #N/A | #N/A | #N/A | #N/A | #N/A | #N/A
TRUE | VIC | KGTS66 | Kerang (Powercor) 66 kV | Powercor | Shoulder | Coincident | 2025 | ACTUAL_OPG | -2.564 | NA | VIC Kerang (Powercor) 66 kV |  |  | FALSE | #N/A | #N/A | #N/A | #N/A | #N/A | #N/A | #N/A | #N/A | #N/A | #N/A
TRUE | VIC | KGTS66 | Kerang (Powercor) 66 kV | Powercor | Shoulder | Coincident | 2025 | ACTUAL_RAW | -2.564 | NA | VIC Kerang (Powercor) 66 kV |  |  | FALSE | #N/A | #N/A | #N/A | #N/A | #N/A | #N/A | #N/A | #N/A | #N/A | #N/A
TRUE | VIC | KGTS66 | Kerang (Powercor) 66 kV | Powercor | Shoulder | Non-coincident | 2025 | ACTUAL_RAW | -15.6538 | NA | VIC Kerang (Powercor) 66 kV |  |  | FALSE | #N/A | #N/A | #N/A | #N/A | #N/A | #N/A | #N/A | #N/A | #N/A | #N/A
TRUE | VIC | KGTS66 | Kerang (Powercor) 66 kV | Powercor | Shoulder | Non-coincident | 2025 | ACTUAL_OPG | -15.6538 | NA | VIC Kerang (Powercor) 66 kV |  |  | FALSE | #N/A | #N/A | #N/A | #N/A | #N/A | #N/A | #N/A | #N/A | #N/A | #N/A
TRUE | VIC | KGTS66 | Kerang (Powercor) 66 kV | Powercor | Shoulder | Non-coincident | 2025 | ACTUAL_ADJUSTEDOPG | -15.6538 | NA | VIC Kerang (Powercor) 66 kV |  |  | FALSE | #N/A | #N/A | #N/A | #N/A | #N/A | #N/A | #N/A | #N/A | #N/A | #N/A
TRUE | VIC | KGTS66 | Kerang (Powercor) 66 kV | Powercor | Shoulder | Non-coincident | 2025 | BASEYEARPOE90 | -52.265 | NA | VIC Kerang (Powercor) 66 kV |  |  | FALSE | #N/A | #N/A | #N/A | #N/A | #N/A | #N/A | #N/A | #N/A | #N/A | #N/A
TRUE | VIC | KGTS66 | Kerang (Powercor) 66 kV | Powercor | Shoulder | Non-coincident | 2025 | BASEYEARPOE50 | -49.2881 | NA | VIC Kerang (Powercor) 66 kV |  |  | FALSE | #N/A | #N/A | #N/A | #N/A | #N/A | #N/A | #N/A | #N/A | #N/A | #N/A
TRUE | VIC | KGTS66 | Kerang (Powercor) 66 kV | Powercor | Shoulder | Coincident_unreconciled | 2026 | POE50 | -2.4468 | NA | VIC Kerang (Powercor) 66 kV |  |  | FALSE | #N/A | #N/A | #N/A | #N/A | #N/A | #N/A | #N/A | #N/A | #N/A | #N/A
TRUE | VIC | KGTS66 | Kerang (Powercor) 66 kV | Powercor | Shoulder | Coincident_unreconciled | 2026 | POE90 | -2.6448 | NA | VIC Kerang (Powercor) 66 kV |  |  | FALSE | #N/A | #N/A | #N/A | #N/A | #N/A | #N/A | #N/A | #N/A | #N/A | #N/A
TRUE | VIC | KGTS66 | Kerang (Powercor) 66 kV | Powercor | Shoulder | Non-coincident | 2026 | POE50 | -51.1049 | NA | VIC Kerang (Powercor) 66 kV |  |  | FALSE | #N/A | #N/A | #N/A | #N/A | #N/A | #N/A | #N/A | #N/A | #N/A | #N/A
TRUE | VIC | KGTS66 | Kerang (Powercor) 66 kV | Powercor | Shoulder | Non-coincident | 2026 | POE90 | -55.24 | NA | VIC Kerang (Powercor) 66 kV |  |  | FALSE | #N/A | #N/A | #N/A | #N/A | #N/A | #N/A | #N/A | #N/A | #N/A | #N/A
TRUE | VIC | KGTS66 | Kerang (Powercor) 66 kV | Powercor | Shoulder | Coincident_unreconciled | 2027 | POE50 | -2.5059 | NA | VIC Kerang (Powercor) 66 kV |  |  | FALSE | #N/A | #N/A | #N/A | #N/A | #N/A | #N/A | #N/A | #N/A | #N/A | #N/A
TRUE | VIC | KGTS66 | Kerang (Powercor) 66 kV | Powercor | Shoulder | Coincident_unreconciled | 2027 | POE90 | -2.7038 | NA | VIC Kerang (Powercor) 66 kV |  |  | FALSE | #N/A | #N/A | #N/A | #N/A | #N/A | #N/A | #N/A | #N/A | #N/A | #N/A
TRUE | VIC | KGTS66 | Kerang (Powercor) 66 kV | Powercor | Shoulder | Non-coincident | 2027 | POE50 | -52.3402 | NA | VIC Kerang (Powercor) 66 kV |  |  | FALSE | #N/A | #N/A | #N/A | #N/A | #N/A | #N/A | #N/A | #N/A | #N/A | #N/A
TRUE | VIC | KGTS66 | Kerang (Powercor) 66 kV | Powercor | Shoulder | Non-coincident | 2027 | POE90 | -56.4728 | NA | VIC Kerang (Powercor) 66 kV |  |  | FALSE | #N/A | #N/A | #N/A | #N/A | #N/A | #N/A | #N/A | #N/A | #N/A | #N/A
TRUE | VIC | KGTS66 | Kerang (Powercor) 66 kV | Powercor | Shoulder | Coincident_unreconciled | 2028 | POE50 | -2.5692 | NA | VIC Kerang (Powercor) 66 kV |  |  | FALSE | #N/A | #N/A | #N/A | #N/A | #N/A | #N/A | #N/A | #N/A | #N/A | #N/A
TRUE | VIC | KGTS66 | Kerang (Powercor) 66 kV | Powercor | Shoulder | Coincident_unreconciled | 2028 | POE90 | -2.767 | NA | VIC Kerang (Powercor) 66 kV |  |  | FALSE | #N/A | #N/A | #N/A | #N/A | #N/A | #N/A | #N/A | #N/A | #N/A | #N/A
TRUE | VIC | KGTS66 | Kerang (Powercor) 66 kV | Powercor | Shoulder | Non-coincident | 2028 | POE50 | -53.6617 | NA | VIC Kerang (Powercor) 66 kV |  |  | FALSE | #N/A | #N/A | #N/A | #N/A | #N/A | #N/A | #N/A | #N/A | #N/A | #N/A
TRUE | VIC | KGTS66 | Kerang (Powercor) 66 kV | Powercor | Shoulder | Non-coincident | 2028 | POE90 | -57.7927 | NA | VIC Kerang (Powercor) 66 kV |  |  | FALSE | #N/A | #N/A | #N/A | #N/A | #N/A | #N/A | #N/A | #N/A | #N/A | #N/A
TRUE | VIC | KGTS66 | Kerang (Powercor) 66 kV | Powercor | Shoulder | Coincident_unreconciled | 2029 | POE50 | -2.635 | NA | VIC Kerang (Powercor) 66 kV |  |  | FALSE | #N/A | #N/A | #N/A | #N/A | #N/A | #N/A | #N/A | #N/A | #N/A | #N/A
TRUE | VIC | KGTS66 | Kerang (Powercor) 66 kV | Powercor | Shoulder | Coincident_unreconciled | 2029 | POE90 | -2.8327 | NA | VIC Kerang (Powercor) 66 kV |  |  | FALSE | #N/A | #N/A | #N/A | #N/A | #N/A | #N/A | #N/A | #N/A | #N/A | #N/A
TRUE | VIC | KGTS66 | Kerang (Powercor) 66 kV | Powercor | Shoulder | Non-coincident | 2029 | POE50 | -55.0365 | NA | VIC Kerang (Powercor) 66 kV |  |  | FALSE | #N/A | #N/A | #N/A | #N/A | #N/A | #N/A | #N/A | #N/A | #N/A | #N/A
TRUE | VIC | KGTS66 | Kerang (Powercor) 66 kV | Powercor | Shoulder | Non-coincident | 2029 | POE90 | -59.166 | NA | VIC Kerang (Powercor) 66 kV |  |  | FALSE | #N/A | #N/A | #N/A | #N/A | #N/A | #N/A | #N/A | #N/A | #N/A | #N/A
TRUE | VIC | KGTS66 | Kerang (Powercor) 66 kV | Powercor | Shoulder | Coincident_unreconciled | 2030 | POE50 | -2.7008 | NA | VIC Kerang (Powercor) 66 kV |  |  | FALSE | #N/A | #N/A | #N/A | #N/A | #N/A | #N/A | #N/A | #N/A | #N/A | #N/A
TRUE | VIC | KGTS66 | Kerang (Powercor) 66 kV | Powercor | Shoulder | Coincident_unreconciled | 2030 | POE90 | -2.8984 | NA | VIC Kerang (Powercor) 66 kV |  |  | FALSE | #N/A | #N/A | #N/A | #N/A | #N/A | #N/A | #N/A | #N/A | #N/A | #N/A
TRUE | VIC | KGTS66 | Kerang (Powercor) 66 kV | Powercor | Shoulder | Non-coincident | 2030 | POE50 | -56.4097 | NA | VIC Kerang (Powercor) 66 kV |  |  | FALSE | #N/A | #N/A | #N/A | #N/A | #N/A | #N/A | #N/A | #N/A | #N/A | #N/A
TRUE | VIC | KGTS66 | Kerang (Powercor) 66 kV | Powercor | Shoulder | Non-coincident | 2030 | POE90 | -60.5376 | NA | VIC Kerang (Powercor) 66 kV |  |  | FALSE | #N/A | #N/A | #N/A | #N/A | #N/A | #N/A | #N/A | #N/A | #N/A | #N/A
TRUE | VIC | KGTS66 | Kerang (Powercor) 66 kV | Powercor | Shoulder | Coincident_unreconciled | 2031 | POE50 | -2.7671 | NA | VIC Kerang (Powercor) 66 kV |  |  | FALSE | #N/A | #N/A | #N/A | #N/A | #N/A | #N/A | #N/A | #N/A | #N/A | #N/A
TRUE | VIC | KGTS66 | Kerang (Powercor) 66 kV | Powercor | Shoulder | Coincident_unreconciled | 2031 | POE90 | -2.9647 | NA | VIC Kerang (Powercor) 66 kV |  |  | FALSE | #N/A | #N/A | #N/A | #N/A | #N/A | #N/A | #N/A | #N/A | #N/A | #N/A
TRUE | VIC | KGTS66 | Kerang (Powercor) 66 kV | Powercor | Shoulder | Non-coincident | 2031 | POE50 | -57.7955 | NA | VIC Kerang (Powercor) 66 kV |  |  | FALSE | #N/A | #N/A | #N/A | #N/A | #N/A | #N/A | #N/A | #N/A | #N/A | #N/A
TRUE | VIC | KGTS66 | Kerang (Powercor) 66 kV | Powercor | Shoulder | Non-coincident | 2031 | POE90 | -61.9217 | NA | VIC Kerang (Powercor) 66 kV |  |  | FALSE | #N/A | #N/A | #N/A | #N/A | #N/A | #N/A | #N/A | #N/A | #N/A | #N/A
TRUE | VIC | KGTS66 | Kerang (Powercor) 66 kV | Powercor | Shoulder | Coincident_unreconciled | 2032 | POE50 | -2.8234 | NA | VIC Kerang (Powercor) 66 kV |  |  | FALSE | #N/A | #N/A | #N/A | #N/A | #N/A | #N/A | #N/A | #N/A | #N/A | #N/A
TRUE | VIC | KGTS66 | Kerang (Powercor) 66 kV | Powercor | Shoulder | Coincident_unreconciled | 2032 | POE90 | -3.0209 | NA | VIC Kerang (Powercor) 66 kV |  |  | FALSE | #N/A | #N/A | #N/A | #N/A | #N/A | #N/A | #N/A | #N/A | #N/A | #N/A
TRUE | VIC | KGTS66 | Kerang (Powercor) 66 kV | Powercor | Shoulder | Non-coincident | 2032 | POE50 | -58.9713 | NA | VIC Kerang (Powercor) 66 kV |  |  | FALSE | #N/A | #N/A | #N/A | #N/A | #N/A | #N/A | #N/A | #N/A | #N/A | #N/A
TRUE | VIC | KGTS66 | Kerang (Powercor) 66 kV | Powercor | Shoulder | Non-coincident | 2032 | POE90 | -63.096 | NA | VIC Kerang (Powercor) 66 kV |  |  | FALSE | #N/A | #N/A | #N/A | #N/A | #N/A | #N/A | #N/A | #N/A | #N/A | #N/A
TRUE | VIC | KGTS66 | Kerang (Powercor) 66 kV | Powercor | Shoulder | Coincident_unreconciled | 2033 | POE50 | -2.9096 | NA | VIC Kerang (Powercor) 66 kV |  |  | FALSE | #N/A | #N/A | #N/A | #N/A | #N/A | #N/A | #N/A | #N/A | #N/A | #N/A
TRUE | VIC | KGTS66 | Kerang (Powercor) 66 kV | Powercor | Shoulder | Coincident_unreconciled | 2033 | POE90 | -3.107 | NA | VIC Kerang (Powercor) 66 kV |  |  | FALSE | #N/A | #N/A | #N/A | #N/A | #N/A | #N/A | #N/A | #N/A | #N/A | #N/A
TRUE | VIC | KGTS66 | Kerang (Powercor) 66 kV | Powercor | Shoulder | Non-coincident | 2033 | POE50 | -60.7719 | NA | VIC Kerang (Powercor) 66 kV |  |  | FALSE | #N/A | #N/A | #N/A | #N/A | #N/A | #N/A | #N/A | #N/A | #N/A | #N/A
TRUE | VIC | KGTS66 | Kerang (Powercor) 66 kV | Powercor | Shoulder | Non-coincident | 2033 | POE90 | -64.8949 | NA | VIC Kerang (Powercor) 66 kV |  |  | FALSE | #N/A | #N/A | #N/A | #N/A | #N/A | #N/A | #N/A | #N/A | #N/A | #N/A
TRUE | VIC | KGTS66 | Kerang (Powercor) 66 kV | Powercor | Shoulder | Coincident_unreconciled | 2034 | POE50 | -3.0164 | NA | VIC Kerang (Powercor) 66 kV |  |  | FALSE | #N/A | #N/A | #N/A | #N/A | #N/A | #N/A | #N/A | #N/A | #N/A | #N/A
TRUE | VIC | KGTS66 | Kerang (Powercor) 66 kV | Powercor | Shoulder | Coincident_unreconciled | 2034 | POE90 | -3.2138 | NA | VIC Kerang (Powercor) 66 kV |  |  | FALSE | #N/A | #N/A | #N/A | #N/A | #N/A | #N/A | #N/A | #N/A | #N/A | #N/A
TRUE | VIC | KGTS66 | Kerang (Powercor) 66 kV | Powercor | Shoulder | Non-coincident | 2034 | POE50 | -63.0028 | NA | VIC Kerang (Powercor) 66 kV |  |  | FALSE | #N/A | #N/A | #N/A | #N/A | #N/A | #N/A | #N/A | #N/A | #N/A | #N/A
TRUE | VIC | KGTS66 | Kerang (Powercor) 66 kV | Powercor | Shoulder | Non-coincident | 2034 | POE90 | -67.1242 | NA | VIC Kerang (Powercor) 66 kV |  |  | FALSE | #N/A | #N/A | #N/A | #N/A | #N/A | #N/A | #N/A | #N/A | #N/A | #N/A
TRUE | VIC | KGTS66 | Kerang (Powercor) 66 kV | Powercor | Shoulder | Coincident_unreconciled | 2035 | POE50 | -3.1409 | NA | VIC Kerang (Powercor) 66 kV |  |  | FALSE | #N/A | #N/A | #N/A | #N/A | #N/A | #N/A | #N/A | #N/A | #N/A | #N/A
TRUE | VIC | KGTS66 | Kerang (Powercor) 66 kV | Powercor | Shoulder | Coincident_unreconciled | 2035 | POE90 | -3.3381 | NA | VIC Kerang (Powercor) 66 kV |  |  | FALSE | #N/A | #N/A | #N/A | #N/A | #N/A | #N/A | #N/A | #N/A | #N/A | #N/A
TRUE | VIC | KGTS66 | Kerang (Powercor) 66 kV | Powercor | Shoulder | Non-coincident | 2035 | POE50 | -65.6016 | NA | VIC Kerang (Powercor) 66 kV |  |  | FALSE | #N/A | #N/A | #N/A | #N/A | #N/A | #N/A | #N/A | #N/A | #N/A | #N/A
TRUE | VIC | KGTS66 | Kerang (Powercor) 66 kV | Powercor | Shoulder | Non-coincident | 2035 | POE90 | -69.7213 | NA | VIC Kerang (Powercor) 66 kV |  |  | FALSE | #N/A | #N/A | #N/A | #N/A | #N/A | #N/A | #N/A | #N/A | #N/A | #N/A
TRUE | VIC | KGTS66 | Kerang (Powercor) 66 kV | Powercor | Summer | Coincident | 2019 | ACTUAL_OPG | 17.6778 | 2.1967 | VIC Kerang (Powercor) 66 kV |  |  | FALSE | #N/A | #N/A | #N/A | #N/A | #N/A | #N/A | #N/A | #N/A | #N/A | #N/A
TRUE | VIC | KGTS66 | Kerang (Powercor) 66 kV | Powercor | Summer | Coincident | 2019 | ACTUAL_RAW | 17.6778 | 2.1967 | VIC Kerang (Powercor) 66 kV |  |  | FALSE | #N/A | #N/A | #N/A | #N/A | #N/A | #N/A | #N/A | #N/A | #N/A | #N/A
TRUE | VIC | KGTS66 | Kerang (Powercor) 66 kV | Powercor | Summer | Non-coincident | 2019 | ACTUAL_RAW | -36.8299 | 55.0476 | VIC Kerang (Powercor) 66 kV |  |  | FALSE | #N/A | #N/A | #N/A | #N/A | #N/A | #N/A | #N/A | #N/A | #N/A | #N/A
TRUE | VIC | KGTS66 | Kerang (Powercor) 66 kV | Powercor | Summer | Non-coincident | 2019 | ACTUAL_OPG | -36.8299 | 55.0476 | VIC Kerang (Powercor) 66 kV |  |  | FALSE | #N/A | #N/A | #N/A | #N/A | #N/A | #N/A | #N/A | #N/A | #N/A | #N/A
TRUE | VIC | KGTS66 | Kerang (Powercor) 66 kV | Powercor | Summer | Non-coincident | 2019 | ACTUAL_ADJUSTEDOPG | -36.8299 | 55.0476 | VIC Kerang (Powercor) 66 kV |  |  | FALSE | #N/A | #N/A | #N/A | #N/A | #N/A | #N/A | #N/A | #N/A | #N/A | #N/A
TRUE | VIC | KGTS66 | Kerang (Powercor) 66 kV | Powercor | Summer | Coincident | 2020 | ACTUAL_OPG | -16.2055 | 20.0155 | VIC Kerang (Powercor) 66 kV |  |  | FALSE | #N/A | #N/A | #N/A | #N/A | #N/A | #N/A | #N/A | #N/A | #N/A | #N/A
TRUE | VIC | KGTS66 | Kerang (Powercor) 66 kV | Powercor | Summer | Coincident | 2020 | ACTUAL_RAW | -16.2055 | 20.0155 | VIC Kerang (Powercor) 66 kV |  |  | FALSE | #N/A | #N/A | #N/A | #N/A | #N/A | #N/A | #N/A | #N/A | #N/A | #N/A
TRUE | VIC | KGTS66 | Kerang (Powercor) 66 kV | Powercor | Summer | Non-coincident | 2020 | ACTUAL_RAW | -33.5723 | 57.4499 | VIC Kerang (Powercor) 66 kV |  |  | FALSE | #N/A | #N/A | #N/A | #N/A | #N/A | #N/A | #N/A | #N/A | #N/A | #N/A
TRUE | VIC | KGTS66 | Kerang (Powercor) 66 kV | Powercor | Summer | Non-coincident | 2020 | ACTUAL_OPG | -33.5723 | 57.4499 | VIC Kerang (Powercor) 66 kV |  |  | FALSE | #N/A | #N/A | #N/A | #N/A | #N/A | #N/A | #N/A | #N/A | #N/A | #N/A
TRUE | VIC | KGTS66 | Kerang (Powercor) 66 kV | Powercor | Summer | Non-coincident | 2020 | ACTUAL_ADJUSTEDOPG | -33.5723 | 57.4499 | VIC Kerang (Powercor) 66 kV |  |  | FALSE | #N/A | #N/A | #N/A | #N/A | #N/A | #N/A | #N/A | #N/A | #N/A | #N/A
TRUE | VIC | KGTS66 | Kerang (Powercor) 66 kV | Powercor | Summer | Coincident | 2021 | ACTUAL_OPG | -32.3552 | 20.605 | VIC Kerang (Powercor) 66 kV |  |  | FALSE | #N/A | #N/A | #N/A | #N/A | #N/A | #N/A | #N/A | #N/A | #N/A | #N/A
TRUE | VIC | KGTS66 | Kerang (Powercor) 66 kV | Powercor | Summer | Coincident | 2021 | ACTUAL_RAW | -32.3552 | 20.605 | VIC Kerang (Powercor) 66 kV |  |  | FALSE | #N/A | #N/A | #N/A | #N/A | #N/A | #N/A | #N/A | #N/A | #N/A | #N/A
TRUE | VIC | KGTS66 | Kerang (Powercor) 66 kV | Powercor | Summer | Non-coincident | 2021 | ACTUAL_RAW | -44.4669 | 46.7904 | VIC Kerang (Powercor) 66 kV |  |  | FALSE | #N/A | #N/A | #N/A | #N/A | #N/A | #N/A | #N/A | #N/A | #N/A | #N/A
TRUE | VIC | KGTS66 | Kerang (Powercor) 66 kV | Powercor | Summer | Non-coincident | 2021 | ACTUAL_OPG | -44.4669 | 46.7904 | VIC Kerang (Powercor) 66 kV |  |  | FALSE | #N/A | #N/A | #N/A | #N/A | #N/A | #N/A | #N/A | #N/A | #N/A | #N/A
TRUE | VIC | KGTS66 | Kerang (Powercor) 66 kV | Powercor | Summer | Non-coincident | 2021 | ACTUAL_ADJUSTEDOPG | -44.4669 | 46.7904 | VIC Kerang (Powercor) 66 kV |  |  | FALSE | #N/A | #N/A | #N/A | #N/A | #N/A | #N/A | #N/A | #N/A | #N/A | #N/A
TRUE | VIC | KGTS66 | Kerang (Powercor) 66 kV | Powercor | Summer | Coincident | 2022 | ACTUAL_OPG | -11.9189 | 46.5529 | VIC Kerang (Powercor) 66 kV |  |  | FALSE | #N/A | #N/A | #N/A | #N/A | #N/A | #N/A | #N/A | #N/A | #N/A | #N/A
TRUE | VIC | KGTS66 | Kerang (Powercor) 66 kV | Powercor | Summer | Coincident | 2022 | ACTUAL_RAW | -11.9189 | 46.5529 | VIC Kerang (Powercor) 66 kV |  |  | FALSE | #N/A | #N/A | #N/A | #N/A | #N/A | #N/A | #N/A | #N/A | #N/A | #N/A
TRUE | VIC | KGTS66 | Kerang (Powercor) 66 kV | Powercor | Summer | Non-coincident | 2022 | ACTUAL_RAW | -45.3579 | 49.4142 | VIC Kerang (Powercor) 66 kV |  |  | FALSE | #N/A | #N/A | #N/A | #N/A | #N/A | #N/A | #N/A | #N/A | #N/A | #N/A
TRUE | VIC | KGTS66 | Kerang (Powercor) 66 kV | Powercor | Summer | Non-coincident | 2022 | ACTUAL_OPG | -45.3579 | 49.4142 | VIC Kerang (Powercor) 66 kV |  |  | FALSE | #N/A | #N/A | #N/A | #N/A | #N/A | #N/A | #N/A | #N/A | #N/A | #N/A
TRUE | VIC | KGTS66 | Kerang (Powercor) 66 kV | Powercor | Summer | Non-coincident | 2022 | ACTUAL_ADJUSTEDOPG | -45.3579 | 49.4142 | VIC Kerang (Powercor) 66 kV |  |  | FALSE | #N/A | #N/A | #N/A | #N/A | #N/A | #N/A | #N/A | #N/A | #N/A | #N/A
TRUE | VIC | KGTS66 | Kerang (Powercor) 66 kV | Powercor | Summer | Coincident | 2023 | ACTUAL_OPG | 0.11595 | 47.7286 | VIC Kerang (Powercor) 66 kV |  |  | FALSE | #N/A | #N/A | #N/A | #N/A | #N/A | #N/A | #N/A | #N/A | #N/A | #N/A
TRUE | VIC | KGTS66 | Kerang (Powercor) 66 kV | Powercor | Summer | Coincident | 2023 | ACTUAL_RAW | 0.11595 | 47.7286 | VIC Kerang (Powercor) 66 kV |  |  | FALSE | #N/A | #N/A | #N/A | #N/A | #N/A | #N/A | #N/A | #N/A | #N/A | #N/A
TRUE | VIC | KGTS66 | Kerang (Powercor) 66 kV | Powercor | Summer | Non-coincident | 2023 | ACTUAL_RAW | -51.1236 | 51.6507 | VIC Kerang (Powercor) 66 kV |  |  | FALSE | #N/A | #N/A | #N/A | #N/A | #N/A | #N/A | #N/A | #N/A | #N/A | #N/A
TRUE | VIC | KGTS66 | Kerang (Powercor) 66 kV | Powercor | Summer | Non-coincident | 2023 | ACTUAL_OPG | -51.1236 | 51.6507 | VIC Kerang (Powercor) 66 kV |  |  | FALSE | #N/A | #N/A | #N/A | #N/A | #N/A | #N/A | #N/A | #N/A | #N/A | #N/A
TRUE | VIC | KGTS66 | Kerang (Powercor) 66 kV | Powercor | Summer | Non-coincident | 2023 | ACTUAL_ADJUSTEDOPG | -51.1236 | 51.6507 | VIC Kerang (Powercor) 66 kV |  |  | FALSE | #N/A | #N/A | #N/A | #N/A | #N/A | #N/A | #N/A | #N/A | #N/A | #N/A
TRUE | VIC | KGTS66 | Kerang (Powercor) 66 kV | Powercor | Summer | Coincident | 2024 | ACTUAL_OPG | -0.1087 | 11.6228 | VIC Kerang (Powercor) 66 kV |  |  | FALSE | #N/A | #N/A | #N/A | #N/A | #N/A | #N/A | #N/A | #N/A | #N/A | #N/A
TRUE | VIC | KGTS66 | Kerang (Powercor) 66 kV | Powercor | Summer | Coincident | 2024 | ACTUAL_RAW | -0.1087 | 11.6228 | VIC Kerang (Powercor) 66 kV |  |  | FALSE | #N/A | #N/A | #N/A | #N/A | #N/A | #N/A | #N/A | #N/A | #N/A | #N/A
TRUE | VIC | KGTS66 | Kerang (Powercor) 66 kV | Powercor | Summer | Non-coincident | 2024 | ACTUAL_RAW | -48.8959 | 48.7804 | VIC Kerang (Powercor) 66 kV |  |  | FALSE | #N/A | #N/A | #N/A | #N/A | #N/A | #N/A | #N/A | #N/A | #N/A | #N/A
TRUE | VIC | KGTS66 | Kerang (Powercor) 66 kV | Powercor | Summer | Non-coincident | 2024 | ACTUAL_OPG | -48.8959 | 48.7804 | VIC Kerang (Powercor) 66 kV |  |  | FALSE | #N/A | #N/A | #N/A | #N/A | #N/A | #N/A | #N/A | #N/A | #N/A | #N/A
TRUE | VIC | KGTS66 | Kerang (Powercor) 66 kV | Powercor | Summer | Non-coincident | 2024 | ACTUAL_ADJUSTEDOPG | -48.8959 | 48.7804 | VIC Kerang (Powercor) 66 kV |  |  | FALSE | #N/A | #N/A | #N/A | #N/A | #N/A | #N/A | #N/A | #N/A | #N/A | #N/A
TRUE | VIC | KGTS66 | Kerang (Powercor) 66 kV | Powercor | Summer | Coincident | 2025 | ACTUAL_OPG | 5.0138 | 51.9721 | VIC Kerang (Powercor) 66 kV |  |  | FALSE | #N/A | #N/A | #N/A | #N/A | #N/A | #N/A | #N/A | #N/A | #N/A | #N/A
TRUE | VIC | KGTS66 | Kerang (Powercor) 66 kV | Powercor | Summer | Coincident | 2025 | ACTUAL_RAW | 5.0138 | 51.9721 | VIC Kerang (Powercor) 66 kV |  |  | FALSE | #N/A | #N/A | #N/A | #N/A | #N/A | #N/A | #N/A | #N/A | #N/A | #N/A
TRUE | VIC | KGTS66 | Kerang (Powercor) 66 kV | Powercor | Summer | Non-coincident | 2025 | ACTUAL_RAW | -13.2862 | 57.0008 | VIC Kerang (Powercor) 66 kV |  |  | FALSE | #N/A | #N/A | #N/A | #N/A | #N/A | #N/A | #N/A | #N/A | #N/A | #N/A
TRUE | VIC | KGTS66 | Kerang (Powercor) 66 kV | Powercor | Summer | Non-coincident | 2025 | ACTUAL_OPG | -13.2862 | 57.0008 | VIC Kerang (Powercor) 66 kV |  |  | FALSE | #N/A | #N/A | #N/A | #N/A | #N/A | #N/A | #N/A | #N/A | #N/A | #N/A
TRUE | VIC | KGTS66 | Kerang (Powercor) 66 kV | Powercor | Summer | Non-coincident | 2025 | ACTUAL_ADJUSTEDOPG | -13.2862 | 57.0008 | VIC Kerang (Powercor) 66 kV |  |  | FALSE | #N/A | #N/A | #N/A | #N/A | #N/A | #N/A | #N/A | #N/A | #N/A | #N/A
TRUE | VIC | KGTS66 | Kerang (Powercor) 66 kV | Powercor | Summer | Non-coincident | 2025 | BASEYEARPOE90 | -51.3563 | NA | VIC Kerang (Powercor) 66 kV |  |  | FALSE | #N/A | #N/A | #N/A | #N/A | #N/A | #N/A | #N/A | #N/A | #N/A | #N/A
TRUE | VIC | KGTS66 | Kerang (Powercor) 66 kV | Powercor | Summer | Non-coincident | 2025 | BASEYEARPOE50 | -49.6315 | 61.6757 | VIC Kerang (Powercor) 66 kV |  |  | FALSE | #N/A | #N/A | #N/A | #N/A | #N/A | #N/A | #N/A | #N/A | #N/A | #N/A
TRUE | VIC | KGTS66 | Kerang (Powercor) 66 kV | Powercor | Summer | Coincident_unreconciled | 2026 | POE50 | 9.587 | NA | VIC Kerang (Powercor) 66 kV |  |  | FALSE | #N/A | #N/A | #N/A | #N/A | #N/A | #N/A | #N/A | #N/A | #N/A | #N/A
TRUE | VIC | KGTS66 | Kerang (Powercor) 66 kV | Powercor | Summer | Coincident_unreconciled | 2026 | POE90 | 9.9193 | NA | VIC Kerang (Powercor) 66 kV |  |  | FALSE | #N/A | #N/A | #N/A | #N/A | #N/A | #N/A | #N/A | #N/A | #N/A | #N/A
TRUE | VIC | KGTS66 | Kerang (Powercor) 66 kV | Powercor | Summer | Non-coincident | 2026 | POE50 | -51.1109 | 61.6925 | VIC Kerang (Powercor) 66 kV |  |  | FALSE | #N/A | #N/A | #N/A | #N/A | #N/A | #N/A | #N/A | #N/A | #N/A | #N/A
TRUE | VIC | KGTS66 | Kerang (Powercor) 66 kV | Powercor | Summer | Non-coincident | 2026 | POE90 | -52.8824 | NA | VIC Kerang (Powercor) 66 kV |  |  | FALSE | #N/A | #N/A | #N/A | #N/A | #N/A | #N/A | #N/A | #N/A | #N/A | #N/A
TRUE | VIC | KGTS66 | Kerang (Powercor) 66 kV | Powercor | Summer | Coincident_unreconciled | 2027 | POE50 | 9.8289 | NA | VIC Kerang (Powercor) 66 kV |  |  | FALSE | #N/A | #N/A | #N/A | #N/A | #N/A | #N/A | #N/A | #N/A | #N/A | #N/A
TRUE | VIC | KGTS66 | Kerang (Powercor) 66 kV | Powercor | Summer | Coincident_unreconciled | 2027 | POE90 | 10.161 | NA | VIC Kerang (Powercor) 66 kV |  |  | FALSE | #N/A | #N/A | #N/A | #N/A | #N/A | #N/A | #N/A | #N/A | #N/A | #N/A
TRUE | VIC | KGTS66 | Kerang (Powercor) 66 kV | Powercor | Summer | Non-coincident | 2027 | POE50 | -52.4009 | 61.7176 | VIC Kerang (Powercor) 66 kV |  |  | FALSE | #N/A | #N/A | #N/A | #N/A | #N/A | #N/A | #N/A | #N/A | #N/A | #N/A
TRUE | VIC | KGTS66 | Kerang (Powercor) 66 kV | Powercor | Summer | Non-coincident | 2027 | POE90 | -54.1713 | NA | VIC Kerang (Powercor) 66 kV |  |  | FALSE | #N/A | #N/A | #N/A | #N/A | #N/A | #N/A | #N/A | #N/A | #N/A | #N/A
TRUE | VIC | KGTS66 | Kerang (Powercor) 66 kV | Powercor | Summer | Coincident_unreconciled | 2028 | POE50 | 10.0862 | NA | VIC Kerang (Powercor) 66 kV |  |  | FALSE | #N/A | #N/A | #N/A | #N/A | #N/A | #N/A | #N/A | #N/A | #N/A | #N/A
TRUE | VIC | KGTS66 | Kerang (Powercor) 66 kV | Powercor | Summer | Coincident_unreconciled | 2028 | POE90 | 10.4182 | NA | VIC Kerang (Powercor) 66 kV |  |  | FALSE | #N/A | #N/A | #N/A | #N/A | #N/A | #N/A | #N/A | #N/A | #N/A | #N/A
TRUE | VIC | KGTS66 | Kerang (Powercor) 66 kV | Powercor | Summer | Non-coincident | 2028 | POE50 | -53.7727 | 61.7942 | VIC Kerang (Powercor) 66 kV |  |  | FALSE | #N/A | #N/A | #N/A | #N/A | #N/A | #N/A | #N/A | #N/A | #N/A | #N/A
TRUE | VIC | KGTS66 | Kerang (Powercor) 66 kV | Powercor | Summer | Non-coincident | 2028 | POE90 | -55.5424 | NA | VIC Kerang (Powercor) 66 kV |  |  | FALSE | #N/A | #N/A | #N/A | #N/A | #N/A | #N/A | #N/A | #N/A | #N/A | #N/A
TRUE | VIC | KGTS66 | Kerang (Powercor) 66 kV | Powercor | Summer | Coincident_unreconciled | 2029 | POE50 | 10.3538 | NA | VIC Kerang (Powercor) 66 kV |  |  | FALSE | #N/A | #N/A | #N/A | #N/A | #N/A | #N/A | #N/A | #N/A | #N/A | #N/A
TRUE | VIC | KGTS66 | Kerang (Powercor) 66 kV | Powercor | Summer | Coincident_unreconciled | 2029 | POE90 | 10.6856 | NA | VIC Kerang (Powercor) 66 kV |  |  | FALSE | #N/A | #N/A | #N/A | #N/A | #N/A | #N/A | #N/A | #N/A | #N/A | #N/A
TRUE | VIC | KGTS66 | Kerang (Powercor) 66 kV | Powercor | Summer | Non-coincident | 2029 | POE50 | -55.199 | 61.9082 | VIC Kerang (Powercor) 66 kV |  |  | FALSE | #N/A | #N/A | #N/A | #N/A | #N/A | #N/A | #N/A | #N/A | #N/A | #N/A
TRUE | VIC | KGTS66 | Kerang (Powercor) 66 kV | Powercor | Summer | Non-coincident | 2029 | POE90 | -56.968 | NA | VIC Kerang (Powercor) 66 kV |  |  | FALSE | #N/A | #N/A | #N/A | #N/A | #N/A | #N/A | #N/A | #N/A | #N/A | #N/A
TRUE | VIC | KGTS66 | Kerang (Powercor) 66 kV | Powercor | Summer | Coincident_unreconciled | 2030 | POE50 | 10.6217 | NA | VIC Kerang (Powercor) 66 kV |  |  | FALSE | #N/A | #N/A | #N/A | #N/A | #N/A | #N/A | #N/A | #N/A | #N/A | #N/A
TRUE | VIC | KGTS66 | Kerang (Powercor) 66 kV | Powercor | Summer | Coincident_unreconciled | 2030 | POE90 | 10.9534 | NA | VIC Kerang (Powercor) 66 kV |  |  | FALSE | #N/A | #N/A | #N/A | #N/A | #N/A | #N/A | #N/A | #N/A | #N/A | #N/A
TRUE | VIC | KGTS66 | Kerang (Powercor) 66 kV | Powercor | Summer | Non-coincident | 2030 | POE50 | -56.6274 | 62.0621 | VIC Kerang (Powercor) 66 kV |  |  | FALSE | #N/A | #N/A | #N/A | #N/A | #N/A | #N/A | #N/A | #N/A | #N/A | #N/A
TRUE | VIC | KGTS66 | Kerang (Powercor) 66 kV | Powercor | Summer | Non-coincident | 2030 | POE90 | -58.3957 | NA | VIC Kerang (Powercor) 66 kV |  |  | FALSE | #N/A | #N/A | #N/A | #N/A | #N/A | #N/A | #N/A | #N/A | #N/A | #N/A
TRUE | VIC | KGTS66 | Kerang (Powercor) 66 kV | Powercor | Summer | Coincident_unreconciled | 2031 | POE50 | 10.8917 | NA | VIC Kerang (Powercor) 66 kV |  |  | FALSE | #N/A | #N/A | #N/A | #N/A | #N/A | #N/A | #N/A | #N/A | #N/A | #N/A
TRUE | VIC | KGTS66 | Kerang (Powercor) 66 kV | Powercor | Summer | Coincident_unreconciled | 2031 | POE90 | 11.2232 | NA | VIC Kerang (Powercor) 66 kV |  |  | FALSE | #N/A | #N/A | #N/A | #N/A | #N/A | #N/A | #N/A | #N/A | #N/A | #N/A
TRUE | VIC | KGTS66 | Kerang (Powercor) 66 kV | Powercor | Summer | Non-coincident | 2031 | POE50 | -58.0666 | 62.2229 | VIC Kerang (Powercor) 66 kV |  |  | FALSE | #N/A | #N/A | #N/A | #N/A | #N/A | #N/A | #N/A | #N/A | #N/A | #N/A
TRUE | VIC | KGTS66 | Kerang (Powercor) 66 kV | Powercor | Summer | Non-coincident | 2031 | POE90 | -59.8343 | NA | VIC Kerang (Powercor) 66 kV |  |  | FALSE | #N/A | #N/A | #N/A | #N/A | #N/A | #N/A | #N/A | #N/A | #N/A | #N/A
TRUE | VIC | KGTS66 | Kerang (Powercor) 66 kV | Powercor | Summer | Coincident_unreconciled | 2032 | POE50 | 11.0969 | NA | VIC Kerang (Powercor) 66 kV |  |  | FALSE | #N/A | #N/A | #N/A | #N/A | #N/A | #N/A | #N/A | #N/A | #N/A | #N/A
TRUE | VIC | KGTS66 | Kerang (Powercor) 66 kV | Powercor | Summer | Coincident_unreconciled | 2032 | POE90 | 11.4283 | NA | VIC Kerang (Powercor) 66 kV |  |  | FALSE | #N/A | #N/A | #N/A | #N/A | #N/A | #N/A | #N/A | #N/A | #N/A | #N/A
TRUE | VIC | KGTS66 | Kerang (Powercor) 66 kV | Powercor | Summer | Non-coincident | 2032 | POE50 | -59.1607 | 62.3931 | VIC Kerang (Powercor) 66 kV |  |  | FALSE | #N/A | #N/A | #N/A | #N/A | #N/A | #N/A | #N/A | #N/A | #N/A | #N/A
TRUE | VIC | KGTS66 | Kerang (Powercor) 66 kV | Powercor | Summer | Non-coincident | 2032 | POE90 | -60.9277 | NA | VIC Kerang (Powercor) 66 kV |  |  | FALSE | #N/A | #N/A | #N/A | #N/A | #N/A | #N/A | #N/A | #N/A | #N/A | #N/A
TRUE | VIC | KGTS66 | Kerang (Powercor) 66 kV | Powercor | Summer | Coincident_unreconciled | 2033 | POE50 | 11.4602 | NA | VIC Kerang (Powercor) 66 kV |  |  | FALSE | #N/A | #N/A | #N/A | #N/A | #N/A | #N/A | #N/A | #N/A | #N/A | #N/A
TRUE | VIC | KGTS66 | Kerang (Powercor) 66 kV | Powercor | Summer | Coincident_unreconciled | 2033 | POE90 | 11.7915 | NA | VIC Kerang (Powercor) 66 kV |  |  | FALSE | #N/A | #N/A | #N/A | #N/A | #N/A | #N/A | #N/A | #N/A | #N/A | #N/A
TRUE | VIC | KGTS66 | Kerang (Powercor) 66 kV | Powercor | Summer | Non-coincident | 2033 | POE50 | -61.0975 | 62.5615 | VIC Kerang (Powercor) 66 kV |  |  | FALSE | #N/A | #N/A | #N/A | #N/A | #N/A | #N/A | #N/A | #N/A | #N/A | #N/A
TRUE | VIC | KGTS66 | Kerang (Powercor) 66 kV | Powercor | Summer | Non-coincident | 2033 | POE90 | -62.8638 | NA | VIC Kerang (Powercor) 66 kV |  |  | FALSE | #N/A | #N/A | #N/A | #N/A | #N/A | #N/A | #N/A | #N/A | #N/A | #N/A
TRUE | VIC | KGTS66 | Kerang (Powercor) 66 kV | Powercor | Summer | Coincident_unreconciled | 2034 | POE50 | 11.8912 | NA | VIC Kerang (Powercor) 66 kV |  |  | FALSE | #N/A | #N/A | #N/A | #N/A | #N/A | #N/A | #N/A | #N/A | #N/A | #N/A
TRUE | VIC | KGTS66 | Kerang (Powercor) 66 kV | Powercor | Summer | Coincident_unreconciled | 2034 | POE90 | 12.2224 | NA | VIC Kerang (Powercor) 66 kV |  |  | FALSE | #N/A | #N/A | #N/A | #N/A | #N/A | #N/A | #N/A | #N/A | #N/A | #N/A
TRUE | VIC | KGTS66 | Kerang (Powercor) 66 kV | Powercor | Summer | Non-coincident | 2034 | POE50 | -63.3956 | 62.7208 | VIC Kerang (Powercor) 66 kV |  |  | FALSE | #N/A | #N/A | #N/A | #N/A | #N/A | #N/A | #N/A | #N/A | #N/A | #N/A
TRUE | VIC | KGTS66 | Kerang (Powercor) 66 kV | Powercor | Summer | Non-coincident | 2034 | POE90 | -65.1612 | NA | VIC Kerang (Powercor) 66 kV |  |  | FALSE | #N/A | #N/A | #N/A | #N/A | #N/A | #N/A | #N/A | #N/A | #N/A | #N/A
TRUE | VIC | KGTS66 | Kerang (Powercor) 66 kV | Powercor | Summer | Coincident_unreconciled | 2035 | POE50 | 12.3996 | NA | VIC Kerang (Powercor) 66 kV |  |  | FALSE | #N/A | #N/A | #N/A | #N/A | #N/A | #N/A | #N/A | #N/A | #N/A | #N/A
TRUE | VIC | KGTS66 | Kerang (Powercor) 66 kV | Powercor | Summer | Coincident_unreconciled | 2035 | POE90 | 12.7306 | NA | VIC Kerang (Powercor) 66 kV |  |  | FALSE | #N/A | #N/A | #N/A | #N/A | #N/A | #N/A | #N/A | #N/A | #N/A | #N/A
TRUE | VIC | KGTS66 | Kerang (Powercor) 66 kV | Powercor | Summer | Non-coincident | 2035 | POE50 | -66.1057 | 62.8682 | VIC Kerang (Powercor) 66 kV |  |  | FALSE | #N/A | #N/A | #N/A | #N/A | #N/A | #N/A | #N/A | #N/A | #N/A | #N/A
TRUE | VIC | KGTS66 | Kerang (Powercor) 66 kV | Powercor | Summer | Non-coincident | 2035 | POE90 | -67.8705 | NA | VIC Kerang (Powercor) 66 kV |  |  | FALSE | #N/A | #N/A | #N/A | #N/A | #N/A | #N/A | #N/A | #N/A | #N/A | #N/A
TRUE | VIC | KGTS66 | Kerang (Powercor) 66 kV | Powercor | Summer | Non-coincident | 2025 | BASEYEARPOE10 | NA | 63.7147 | VIC Kerang (Powercor) 66 kV |  |  | FALSE | #N/A | #N/A | #N/A | #N/A | #N/A | #N/A | #N/A | #N/A | #N/A | #N/A
TRUE | VIC | KGTS66 | Kerang (Powercor) 66 kV | Powercor | Summer | Coincident | 2026 | POE10 | NA | 47.6975 | VIC Kerang (Powercor) 66 kV |  |  | FALSE | #N/A | #N/A | #N/A | #N/A | #N/A | #N/A | #N/A | #N/A | #N/A | #N/A
TRUE | VIC | KGTS66 | Kerang (Powercor) 66 kV | Powercor | Summer | Coincident | 2026 | POE50 | NA | 47.5851 | VIC Kerang (Powercor) 66 kV |  |  | FALSE | #N/A | #N/A | #N/A | #N/A | #N/A | #N/A | #N/A | #N/A | #N/A | #N/A
TRUE | VIC | KGTS66 | Kerang (Powercor) 66 kV | Powercor | Summer | Non-coincident | 2026 | POE10 | NA | 63.7401 | VIC Kerang (Powercor) 66 kV |  |  | FALSE | #N/A | #N/A | #N/A | #N/A | #N/A | #N/A | #N/A | #N/A | #N/A | #N/A
TRUE | VIC | KGTS66 | Kerang (Powercor) 66 kV | Powercor | Summer | Coincident | 2027 | POE10 | NA | 46.4588 | VIC Kerang (Powercor) 66 kV |  |  | FALSE | #N/A | #N/A | #N/A | #N/A | #N/A | #N/A | #N/A | #N/A | #N/A | #N/A
TRUE | VIC | KGTS66 | Kerang (Powercor) 66 kV | Powercor | Summer | Coincident | 2027 | POE50 | NA | 46.0373 | VIC Kerang (Powercor) 66 kV |  |  | FALSE | #N/A | #N/A | #N/A | #N/A | #N/A | #N/A | #N/A | #N/A | #N/A | #N/A
TRUE | VIC | KGTS66 | Kerang (Powercor) 66 kV | Powercor | Summer | Non-coincident | 2027 | POE10 | NA | 63.7639 | VIC Kerang (Powercor) 66 kV |  |  | FALSE | #N/A | #N/A | #N/A | #N/A | #N/A | #N/A | #N/A | #N/A | #N/A | #N/A
TRUE | VIC | KGTS66 | Kerang (Powercor) 66 kV | Powercor | Summer | Coincident | 2028 | POE10 | NA | 45.3976 | VIC Kerang (Powercor) 66 kV |  |  | FALSE | #N/A | #N/A | #N/A | #N/A | #N/A | #N/A | #N/A | #N/A | #N/A | #N/A
TRUE | VIC | KGTS66 | Kerang (Powercor) 66 kV | Powercor | Summer | Coincident | 2028 | POE50 | NA | 44.6517 | VIC Kerang (Powercor) 66 kV |  |  | FALSE | #N/A | #N/A | #N/A | #N/A | #N/A | #N/A | #N/A | #N/A | #N/A | #N/A
TRUE | VIC | KGTS66 | Kerang (Powercor) 66 kV | Powercor | Summer | Non-coincident | 2028 | POE10 | NA | 63.8397 | VIC Kerang (Powercor) 66 kV |  |  | FALSE | #N/A | #N/A | #N/A | #N/A | #N/A | #N/A | #N/A | #N/A | #N/A | #N/A
TRUE | VIC | KGTS66 | Kerang (Powercor) 66 kV | Powercor | Summer | Coincident | 2029 | POE10 | NA | 44.6667 | VIC Kerang (Powercor) 66 kV |  |  | FALSE | #N/A | #N/A | #N/A | #N/A | #N/A | #N/A | #N/A | #N/A | #N/A | #N/A
TRUE | VIC | KGTS66 | Kerang (Powercor) 66 kV | Powercor | Summer | Coincident | 2029 | POE50 | NA | 43.9634 | VIC Kerang (Powercor) 66 kV |  |  | FALSE | #N/A | #N/A | #N/A | #N/A | #N/A | #N/A | #N/A | #N/A | #N/A | #N/A
TRUE | VIC | KGTS66 | Kerang (Powercor) 66 kV | Powercor | Summer | Non-coincident | 2029 | POE10 | NA | 63.953 | VIC Kerang (Powercor) 66 kV |  |  | FALSE | #N/A | #N/A | #N/A | #N/A | #N/A | #N/A | #N/A | #N/A | #N/A | #N/A
TRUE | VIC | KGTS66 | Kerang (Powercor) 66 kV | Powercor | Summer | Coincident | 2030 | POE10 | NA | 44.115 | VIC Kerang (Powercor) 66 kV |  |  | FALSE | #N/A | #N/A | #N/A | #N/A | #N/A | #N/A | #N/A | #N/A | #N/A | #N/A
TRUE | VIC | KGTS66 | Kerang (Powercor) 66 kV | Powercor | Summer | Coincident | 2030 | POE50 | NA | 43.2893 | VIC Kerang (Powercor) 66 kV |  |  | FALSE | #N/A | #N/A | #N/A | #N/A | #N/A | #N/A | #N/A | #N/A | #N/A | #N/A
TRUE | VIC | KGTS66 | Kerang (Powercor) 66 kV | Powercor | Summer | Non-coincident | 2030 | POE10 | NA | 64.106 | VIC Kerang (Powercor) 66 kV |  |  | FALSE | #N/A | #N/A | #N/A | #N/A | #N/A | #N/A | #N/A | #N/A | #N/A | #N/A
TRUE | VIC | KGTS66 | Kerang (Powercor) 66 kV | Powercor | Summer | Coincident | 2031 | POE10 | NA | 43.1033 | VIC Kerang (Powercor) 66 kV |  |  | FALSE | #N/A | #N/A | #N/A | #N/A | #N/A | #N/A | #N/A | #N/A | #N/A | #N/A
TRUE | VIC | KGTS66 | Kerang (Powercor) 66 kV | Powercor | Summer | Coincident | 2031 | POE50 | NA | 42.5055 | VIC Kerang (Powercor) 66 kV |  |  | FALSE | #N/A | #N/A | #N/A | #N/A | #N/A | #N/A | #N/A | #N/A | #N/A | #N/A
TRUE | VIC | KGTS66 | Kerang (Powercor) 66 kV | Powercor | Summer | Non-coincident | 2031 | POE10 | NA | 64.2661 | VIC Kerang (Powercor) 66 kV |  |  | FALSE | #N/A | #N/A | #N/A | #N/A | #N/A | #N/A | #N/A | #N/A | #N/A | #N/A
TRUE | VIC | KGTS66 | Kerang (Powercor) 66 kV | Powercor | Summer | Coincident | 2032 | POE10 | NA | 41.9261 | VIC Kerang (Powercor) 66 kV |  |  | FALSE | #N/A | #N/A | #N/A | #N/A | #N/A | #N/A | #N/A | #N/A | #N/A | #N/A
TRUE | VIC | KGTS66 | Kerang (Powercor) 66 kV | Powercor | Summer | Coincident | 2032 | POE50 | NA | 41.2645 | VIC Kerang (Powercor) 66 kV |  |  | FALSE | #N/A | #N/A | #N/A | #N/A | #N/A | #N/A | #N/A | #N/A | #N/A | #N/A
TRUE | VIC | KGTS66 | Kerang (Powercor) 66 kV | Powercor | Summer | Non-coincident | 2032 | POE10 | NA | 64.4354 | VIC Kerang (Powercor) 66 kV |  |  | FALSE | #N/A | #N/A | #N/A | #N/A | #N/A | #N/A | #N/A | #N/A | #N/A | #N/A
TRUE | VIC | KGTS66 | Kerang (Powercor) 66 kV | Powercor | Summer | Coincident | 2033 | POE10 | NA | 41.0507 | VIC Kerang (Powercor) 66 kV |  |  | FALSE | #N/A | #N/A | #N/A | #N/A | #N/A | #N/A | #N/A | #N/A | #N/A | #N/A
TRUE | VIC | KGTS66 | Kerang (Powercor) 66 kV | Powercor | Summer | Coincident | 2033 | POE50 | NA | 40.0288 | VIC Kerang (Powercor) 66 kV |  |  | FALSE | #N/A | #N/A | #N/A | #N/A | #N/A | #N/A | #N/A | #N/A | #N/A | #N/A
TRUE | VIC | KGTS66 | Kerang (Powercor) 66 kV | Powercor | Summer | Non-coincident | 2033 | POE10 | NA | 64.6031 | VIC Kerang (Powercor) 66 kV |  |  | FALSE | #N/A | #N/A | #N/A | #N/A | #N/A | #N/A | #N/A | #N/A | #N/A | #N/A
TRUE | VIC | KGTS66 | Kerang (Powercor) 66 kV | Powercor | Summer | Coincident | 2034 | POE10 | NA | 40.7242 | VIC Kerang (Powercor) 66 kV |  |  | FALSE | #N/A | #N/A | #N/A | #N/A | #N/A | #N/A | #N/A | #N/A | #N/A | #N/A
TRUE | VIC | KGTS66 | Kerang (Powercor) 66 kV | Powercor | Summer | Coincident | 2034 | POE50 | NA | 39.7529 | VIC Kerang (Powercor) 66 kV |  |  | FALSE | #N/A | #N/A | #N/A | #N/A | #N/A | #N/A | #N/A | #N/A | #N/A | #N/A
TRUE | VIC | KGTS66 | Kerang (Powercor) 66 kV | Powercor | Summer | Non-coincident | 2034 | POE10 | NA | 64.7616 | VIC Kerang (Powercor) 66 kV |  |  | FALSE | #N/A | #N/A | #N/A | #N/A | #N/A | #N/A | #N/A | #N/A | #N/A | #N/A
TRUE | VIC | KGTS66 | Kerang (Powercor) 66 kV | Powercor | Summer | Coincident | 2035 | POE10 | NA | 40.5652 | VIC Kerang (Powercor) 66 kV |  |  | FALSE | #N/A | #N/A | #N/A | #N/A | #N/A | #N/A | #N/A | #N/A | #N/A | #N/A
TRUE | VIC | KGTS66 | Kerang (Powercor) 66 kV | Powercor | Summer | Coincident | 2035 | POE50 | NA | 39.6049 | VIC Kerang (Powercor) 66 kV |  |  | FALSE | #N/A | #N/A | #N/A | #N/A | #N/A | #N/A | #N/A | #N/A | #N/A | #N/A
TRUE | VIC | KGTS66 | Kerang (Powercor) 66 kV | Powercor | Summer | Non-coincident | 2035 | POE10 | NA | 64.9082 | VIC Kerang (Powercor) 66 kV |  |  | FALSE | #N/A | #N/A | #N/A | #N/A | #N/A | #N/A | #N/A | #N/A | #N/A | #N/A
TRUE | VIC | KGTS66 | Kerang (Powercor) 66 kV | Powercor | Winter | Coincident | 2018 | ACTUAL_OPG | NA | 32.0313 | VIC Kerang (Powercor) 66 kV |  |  | FALSE | #N/A | #N/A | #N/A | #N/A | #N/A | #N/A | #N/A | #N/A | #N/A | #N/A
TRUE | VIC | KGTS66 | Kerang (Powercor) 66 kV | Powercor | Winter | Coincident | 2018 | ACTUAL_RAW | NA | 32.0313 | VIC Kerang (Powercor) 66 kV |  |  | FALSE | #N/A | #N/A | #N/A | #N/A | #N/A | #N/A | #N/A | #N/A | #N/A | #N/A
TRUE | VIC | KGTS66 | Kerang (Powercor) 66 kV | Powercor | Winter | Non-coincident | 2018 | ACTUAL_RAW | NA | 44.3975 | VIC Kerang (Powercor) 66 kV |  |  | FALSE | #N/A | #N/A | #N/A | #N/A | #N/A | #N/A | #N/A | #N/A | #N/A | #N/A
TRUE | VIC | KGTS66 | Kerang (Powercor) 66 kV | Powercor | Winter | Non-coincident | 2018 | ACTUAL_OPG | NA | 44.3975 | VIC Kerang (Powercor) 66 kV |  |  | FALSE | #N/A | #N/A | #N/A | #N/A | #N/A | #N/A | #N/A | #N/A | #N/A | #N/A
TRUE | VIC | KGTS66 | Kerang (Powercor) 66 kV | Powercor | Winter | Non-coincident | 2018 | ACTUAL_ADJUSTEDOPG | NA | 44.3975 | VIC Kerang (Powercor) 66 kV |  |  | FALSE | #N/A | #N/A | #N/A | #N/A | #N/A | #N/A | #N/A | #N/A | #N/A | #N/A
TRUE | VIC | KGTS66 | Kerang (Powercor) 66 kV | Powercor | Winter | Coincident | 2019 | ACTUAL_OPG | NA | 32.485 | VIC Kerang (Powercor) 66 kV |  |  | FALSE | #N/A | #N/A | #N/A | #N/A | #N/A | #N/A | #N/A | #N/A | #N/A | #N/A
TRUE | VIC | KGTS66 | Kerang (Powercor) 66 kV | Powercor | Winter | Coincident | 2019 | ACTUAL_RAW | NA | 32.485 | VIC Kerang (Powercor) 66 kV |  |  | FALSE | #N/A | #N/A | #N/A | #N/A | #N/A | #N/A | #N/A | #N/A | #N/A | #N/A
TRUE | VIC | KGTS66 | Kerang (Powercor) 66 kV | Powercor | Winter | Non-coincident | 2019 | ACTUAL_RAW | NA | 47.3327 | VIC Kerang (Powercor) 66 kV |  |  | FALSE | #N/A | #N/A | #N/A | #N/A | #N/A | #N/A | #N/A | #N/A | #N/A | #N/A
TRUE | VIC | KGTS66 | Kerang (Powercor) 66 kV | Powercor | Winter | Non-coincident | 2019 | ACTUAL_OPG | NA | 47.3327 | VIC Kerang (Powercor) 66 kV |  |  | FALSE | #N/A | #N/A | #N/A | #N/A | #N/A | #N/A | #N/A | #N/A | #N/A | #N/A
TRUE | VIC | KGTS66 | Kerang (Powercor) 66 kV | Powercor | Winter | Non-coincident | 2019 | ACTUAL_ADJUSTEDOPG | NA | 47.3327 | VIC Kerang (Powercor) 66 kV |  |  | FALSE | #N/A | #N/A | #N/A | #N/A | #N/A | #N/A | #N/A | #N/A | #N/A | #N/A
TRUE | VIC | KGTS66 | Kerang (Powercor) 66 kV | Powercor | Winter | Coincident | 2020 | ACTUAL_OPG | NA | 18.5387 | VIC Kerang (Powercor) 66 kV |  |  | FALSE | #N/A | #N/A | #N/A | #N/A | #N/A | #N/A | #N/A | #N/A | #N/A | #N/A
TRUE | VIC | KGTS66 | Kerang (Powercor) 66 kV | Powercor | Winter | Coincident | 2020 | ACTUAL_RAW | NA | 18.5387 | VIC Kerang (Powercor) 66 kV |  |  | FALSE | #N/A | #N/A | #N/A | #N/A | #N/A | #N/A | #N/A | #N/A | #N/A | #N/A
TRUE | VIC | KGTS66 | Kerang (Powercor) 66 kV | Powercor | Winter | Non-coincident | 2020 | ACTUAL_RAW | NA | 48.2864 | VIC Kerang (Powercor) 66 kV |  |  | FALSE | #N/A | #N/A | #N/A | #N/A | #N/A | #N/A | #N/A | #N/A | #N/A | #N/A
TRUE | VIC | KGTS66 | Kerang (Powercor) 66 kV | Powercor | Winter | Non-coincident | 2020 | ACTUAL_OPG | NA | 48.2864 | VIC Kerang (Powercor) 66 kV |  |  | FALSE | #N/A | #N/A | #N/A | #N/A | #N/A | #N/A | #N/A | #N/A | #N/A | #N/A
TRUE | VIC | KGTS66 | Kerang (Powercor) 66 kV | Powercor | Winter | Non-coincident | 2020 | ACTUAL_ADJUSTEDOPG | NA | 48.2864 | VIC Kerang (Powercor) 66 kV |  |  | FALSE | #N/A | #N/A | #N/A | #N/A | #N/A | #N/A | #N/A | #N/A | #N/A | #N/A
TRUE | VIC | KGTS66 | Kerang (Powercor) 66 kV | Powercor | Winter | Coincident | 2021 | ACTUAL_OPG | NA | 25.7769 | VIC Kerang (Powercor) 66 kV |  |  | FALSE | #N/A | #N/A | #N/A | #N/A | #N/A | #N/A | #N/A | #N/A | #N/A | #N/A
TRUE | VIC | KGTS66 | Kerang (Powercor) 66 kV | Powercor | Winter | Coincident | 2021 | ACTUAL_RAW | NA | 25.7769 | VIC Kerang (Powercor) 66 kV |  |  | FALSE | #N/A | #N/A | #N/A | #N/A | #N/A | #N/A | #N/A | #N/A | #N/A | #N/A
TRUE | VIC | KGTS66 | Kerang (Powercor) 66 kV | Powercor | Winter | Non-coincident | 2021 | ACTUAL_RAW | NA | 54.1018 | VIC Kerang (Powercor) 66 kV |  |  | FALSE | #N/A | #N/A | #N/A | #N/A | #N/A | #N/A | #N/A | #N/A | #N/A | #N/A
TRUE | VIC | KGTS66 | Kerang (Powercor) 66 kV | Powercor | Winter | Non-coincident | 2021 | ACTUAL_OPG | NA | 54.1018 | VIC Kerang (Powercor) 66 kV |  |  | FALSE | #N/A | #N/A | #N/A | #N/A | #N/A | #N/A | #N/A | #N/A | #N/A | #N/A
TRUE | VIC | KGTS66 | Kerang (Powercor) 66 kV | Powercor | Winter | Non-coincident | 2021 | ACTUAL_ADJUSTEDOPG | NA | 54.1018 | VIC Kerang (Powercor) 66 kV |  |  | FALSE | #N/A | #N/A | #N/A | #N/A | #N/A | #N/A | #N/A | #N/A | #N/A | #N/A
TRUE | VIC | KGTS66 | Kerang (Powercor) 66 kV | Powercor | Winter | Coincident | 2022 | ACTUAL_OPG | NA | 15.8611 | VIC Kerang (Powercor) 66 kV |  |  | FALSE | #N/A | #N/A | #N/A | #N/A | #N/A | #N/A | #N/A | #N/A | #N/A | #N/A
TRUE | VIC | KGTS66 | Kerang (Powercor) 66 kV | Powercor | Winter | Coincident | 2022 | ACTUAL_RAW | NA | 15.8611 | VIC Kerang (Powercor) 66 kV |  |  | FALSE | #N/A | #N/A | #N/A | #N/A | #N/A | #N/A | #N/A | #N/A | #N/A | #N/A
TRUE | VIC | KGTS66 | Kerang (Powercor) 66 kV | Powercor | Winter | Non-coincident | 2022 | ACTUAL_RAW | NA | 54.4498 | VIC Kerang (Powercor) 66 kV |  |  | FALSE | #N/A | #N/A | #N/A | #N/A | #N/A | #N/A | #N/A | #N/A | #N/A | #N/A
TRUE | VIC | KGTS66 | Kerang (Powercor) 66 kV | Powercor | Winter | Non-coincident | 2022 | ACTUAL_OPG | NA | 54.4498 | VIC Kerang (Powercor) 66 kV |  |  | FALSE | #N/A | #N/A | #N/A | #N/A | #N/A | #N/A | #N/A | #N/A | #N/A | #N/A
TRUE | VIC | KGTS66 | Kerang (Powercor) 66 kV | Powercor | Winter | Non-coincident | 2022 | ACTUAL_ADJUSTEDOPG | NA | 54.4498 | VIC Kerang (Powercor) 66 kV |  |  | FALSE | #N/A | #N/A | #N/A | #N/A | #N/A | #N/A | #N/A | #N/A | #N/A | #N/A
TRUE | VIC | KGTS66 | Kerang (Powercor) 66 kV | Powercor | Winter | Coincident | 2023 | ACTUAL_OPG | NA | 23.8311 | VIC Kerang (Powercor) 66 kV |  |  | FALSE | #N/A | #N/A | #N/A | #N/A | #N/A | #N/A | #N/A | #N/A | #N/A | #N/A
TRUE | VIC | KGTS66 | Kerang (Powercor) 66 kV | Powercor | Winter | Coincident | 2023 | ACTUAL_RAW | NA | 23.8311 | VIC Kerang (Powercor) 66 kV |  |  | FALSE | #N/A | #N/A | #N/A | #N/A | #N/A | #N/A | #N/A | #N/A | #N/A | #N/A
TRUE | VIC | KGTS66 | Kerang (Powercor) 66 kV | Powercor | Winter | Non-coincident | 2023 | ACTUAL_RAW | NA | 54.0187 | VIC Kerang (Powercor) 66 kV |  |  | FALSE | #N/A | #N/A | #N/A | #N/A | #N/A | #N/A | #N/A | #N/A | #N/A | #N/A
TRUE | VIC | KGTS66 | Kerang (Powercor) 66 kV | Powercor | Winter | Non-coincident | 2023 | ACTUAL_OPG | NA | 54.0187 | VIC Kerang (Powercor) 66 kV |  |  | FALSE | #N/A | #N/A | #N/A | #N/A | #N/A | #N/A | #N/A | #N/A | #N/A | #N/A
TRUE | VIC | KGTS66 | Kerang (Powercor) 66 kV | Powercor | Winter | Non-coincident | 2023 | ACTUAL_ADJUSTEDOPG | NA | 54.0187 | VIC Kerang (Powercor) 66 kV |  |  | FALSE | #N/A | #N/A | #N/A | #N/A | #N/A | #N/A | #N/A | #N/A | #N/A | #N/A
TRUE | VIC | KGTS66 | Kerang (Powercor) 66 kV | Powercor | Winter | Coincident | 2024 | ACTUAL_OPG | NA | 34.1446 | VIC Kerang (Powercor) 66 kV |  |  | FALSE | #N/A | #N/A | #N/A | #N/A | #N/A | #N/A | #N/A | #N/A | #N/A | #N/A
TRUE | VIC | KGTS66 | Kerang (Powercor) 66 kV | Powercor | Winter | Coincident | 2024 | ACTUAL_RAW | NA | 34.1446 | VIC Kerang (Powercor) 66 kV |  |  | FALSE | #N/A | #N/A | #N/A | #N/A | #N/A | #N/A | #N/A | #N/A | #N/A | #N/A
TRUE | VIC | KGTS66 | Kerang (Powercor) 66 kV | Powercor | Winter | Non-coincident | 2024 | ACTUAL_RAW | NA | 39.9653 | VIC Kerang (Powercor) 66 kV |  |  | FALSE | #N/A | #N/A | #N/A | #N/A | #N/A | #N/A | #N/A | #N/A | #N/A | #N/A
TRUE | VIC | KGTS66 | Kerang (Powercor) 66 kV | Powercor | Winter | Non-coincident | 2024 | ACTUAL_OPG | NA | 39.9653 | VIC Kerang (Powercor) 66 kV |  |  | FALSE | #N/A | #N/A | #N/A | #N/A | #N/A | #N/A | #N/A | #N/A | #N/A | #N/A
TRUE | VIC | KGTS66 | Kerang (Powercor) 66 kV | Powercor | Winter | Non-coincident | 2024 | ACTUAL_ADJUSTEDOPG | NA | 39.9653 | VIC Kerang (Powercor) 66 kV |  |  | FALSE | #N/A | #N/A | #N/A | #N/A | #N/A | #N/A | #N/A | #N/A | #N/A | #N/A
TRUE | VIC | KGTS66 | Kerang (Powercor) 66 kV | Powercor | Winter | Coincident | 2025 | POE10 | NA | 29.8833 | VIC Kerang (Powercor) 66 kV |  |  | FALSE | #N/A | #N/A | #N/A | #N/A | #N/A | #N/A | #N/A | #N/A | #N/A | #N/A
TRUE | VIC | KGTS66 | Kerang (Powercor) 66 kV | Powercor | Winter | Coincident | 2025 | POE50 | NA | 28.1393 | VIC Kerang (Powercor) 66 kV |  |  | FALSE | #N/A | #N/A | #N/A | #N/A | #N/A | #N/A | #N/A | #N/A | #N/A | #N/A
TRUE | VIC | KGTS66 | Kerang (Powercor) 66 kV | Powercor | Winter | Non-coincident | 2025 | ACTUAL_RAW | NA | 39.6015 | VIC Kerang (Powercor) 66 kV |  |  | FALSE | #N/A | #N/A | #N/A | #N/A | #N/A | #N/A | #N/A | #N/A | #N/A | #N/A
TRUE | VIC | KGTS66 | Kerang (Powercor) 66 kV | Powercor | Winter | Non-coincident | 2025 | ACTUAL_ADJUSTEDOPG | NA | 39.6015 | VIC Kerang (Powercor) 66 kV |  |  | FALSE | #N/A | #N/A | #N/A | #N/A | #N/A | #N/A | #N/A | #N/A | #N/A | #N/A
TRUE | VIC | KGTS66 | Kerang (Powercor) 66 kV | Powercor | Winter | Non-coincident | 2025 | BASEYEARPOE50 | NA | 57.8542 | VIC Kerang (Powercor) 66 kV |  |  | FALSE | #N/A | #N/A | #N/A | #N/A | #N/A | #N/A | #N/A | #N/A | #N/A | #N/A
TRUE | VIC | KGTS66 | Kerang (Powercor) 66 kV | Powercor | Winter | Non-coincident | 2025 | BASEYEARPOE10 | NA | 59.288 | VIC Kerang (Powercor) 66 kV |  |  | FALSE | #N/A | #N/A | #N/A | #N/A | #N/A | #N/A | #N/A | #N/A | #N/A | #N/A
TRUE | VIC | KGTS66 | Kerang (Powercor) 66 kV | Powercor | Winter | Non-coincident | 2025 | POE10 | NA | 59.2523 | VIC Kerang (Powercor) 66 kV |  |  | FALSE | #N/A | #N/A | #N/A | #N/A | #N/A | #N/A | #N/A | #N/A | #N/A | #N/A
TRUE | VIC | KGTS66 | Kerang (Powercor) 66 kV | Powercor | Winter | Non-coincident | 2025 | POE50 | NA | 57.8194 | VIC Kerang (Powercor) 66 kV |  |  | FALSE | #N/A | #N/A | #N/A | #N/A | #N/A | #N/A | #N/A | #N/A | #N/A | #N/A
TRUE | VIC | KGTS66 | Kerang (Powercor) 66 kV | Powercor | Winter | Coincident | 2026 | POE10 | NA | 28.7991 | VIC Kerang (Powercor) 66 kV |  |  | FALSE | #N/A | #N/A | #N/A | #N/A | #N/A | #N/A | #N/A | #N/A | #N/A | #N/A
TRUE | VIC | KGTS66 | Kerang (Powercor) 66 kV | Powercor | Winter | Coincident | 2026 | POE50 | NA | 27.0699 | VIC Kerang (Powercor) 66 kV |  |  | FALSE | #N/A | #N/A | #N/A | #N/A | #N/A | #N/A | #N/A | #N/A | #N/A | #N/A
TRUE | VIC | KGTS66 | Kerang (Powercor) 66 kV | Powercor | Winter | Non-coincident | 2026 | POE10 | NA | 59.2614 | VIC Kerang (Powercor) 66 kV |  |  | FALSE | #N/A | #N/A | #N/A | #N/A | #N/A | #N/A | #N/A | #N/A | #N/A | #N/A
TRUE | VIC | KGTS66 | Kerang (Powercor) 66 kV | Powercor | Winter | Non-coincident | 2026 | POE50 | NA | 57.8297 | VIC Kerang (Powercor) 66 kV |  |  | FALSE | #N/A | #N/A | #N/A | #N/A | #N/A | #N/A | #N/A | #N/A | #N/A | #N/A
TRUE | VIC | KGTS66 | Kerang (Powercor) 66 kV | Powercor | Winter | Coincident | 2027 | POE10 | NA | 27.7906 | VIC Kerang (Powercor) 66 kV |  |  | FALSE | #N/A | #N/A | #N/A | #N/A | #N/A | #N/A | #N/A | #N/A | #N/A | #N/A
TRUE | VIC | KGTS66 | Kerang (Powercor) 66 kV | Powercor | Winter | Coincident | 2027 | POE50 | NA | 26.0587 | VIC Kerang (Powercor) 66 kV |  |  | FALSE | #N/A | #N/A | #N/A | #N/A | #N/A | #N/A | #N/A | #N/A | #N/A | #N/A
TRUE | VIC | KGTS66 | Kerang (Powercor) 66 kV | Powercor | Winter | Non-coincident | 2027 | POE10 | NA | 59.3397 | VIC Kerang (Powercor) 66 kV |  |  | FALSE | #N/A | #N/A | #N/A | #N/A | #N/A | #N/A | #N/A | #N/A | #N/A | #N/A
TRUE | VIC | KGTS66 | Kerang (Powercor) 66 kV | Powercor | Winter | Non-coincident | 2027 | POE50 | NA | 57.9086 | VIC Kerang (Powercor) 66 kV |  |  | FALSE | #N/A | #N/A | #N/A | #N/A | #N/A | #N/A | #N/A | #N/A | #N/A | #N/A
TRUE | VIC | KGTS66 | Kerang (Powercor) 66 kV | Powercor | Winter | Coincident | 2028 | POE10 | NA | 27.317 | VIC Kerang (Powercor) 66 kV |  |  | FALSE | #N/A | #N/A | #N/A | #N/A | #N/A | #N/A | #N/A | #N/A | #N/A | #N/A
TRUE | VIC | KGTS66 | Kerang (Powercor) 66 kV | Powercor | Winter | Coincident | 2028 | POE50 | NA | 25.6397 | VIC Kerang (Powercor) 66 kV |  |  | FALSE | #N/A | #N/A | #N/A | #N/A | #N/A | #N/A | #N/A | #N/A | #N/A | #N/A
TRUE | VIC | KGTS66 | Kerang (Powercor) 66 kV | Powercor | Winter | Non-coincident | 2028 | POE10 | NA | 59.4566 | VIC Kerang (Powercor) 66 kV |  |  | FALSE | #N/A | #N/A | #N/A | #N/A | #N/A | #N/A | #N/A | #N/A | #N/A | #N/A
TRUE | VIC | KGTS66 | Kerang (Powercor) 66 kV | Powercor | Winter | Non-coincident | 2028 | POE50 | NA | 58.026 | VIC Kerang (Powercor) 66 kV |  |  | FALSE | #N/A | #N/A | #N/A | #N/A | #N/A | #N/A | #N/A | #N/A | #N/A | #N/A
TRUE | VIC | KGTS66 | Kerang (Powercor) 66 kV | Powercor | Winter | Coincident | 2029 | POE10 | NA | 27.0635 | VIC Kerang (Powercor) 66 kV |  |  | FALSE | #N/A | #N/A | #N/A | #N/A | #N/A | #N/A | #N/A | #N/A | #N/A | #N/A
TRUE | VIC | KGTS66 | Kerang (Powercor) 66 kV | Powercor | Winter | Coincident | 2029 | POE50 | NA | 25.4165 | VIC Kerang (Powercor) 66 kV |  |  | FALSE | #N/A | #N/A | #N/A | #N/A | #N/A | #N/A | #N/A | #N/A | #N/A | #N/A
TRUE | VIC | KGTS66 | Kerang (Powercor) 66 kV | Powercor | Winter | Non-coincident | 2029 | POE10 | NA | 59.613 | VIC Kerang (Powercor) 66 kV |  |  | FALSE | #N/A | #N/A | #N/A | #N/A | #N/A | #N/A | #N/A | #N/A | #N/A | #N/A
TRUE | VIC | KGTS66 | Kerang (Powercor) 66 kV | Powercor | Winter | Non-coincident | 2029 | POE50 | NA | 58.1829 | VIC Kerang (Powercor) 66 kV |  |  | FALSE | #N/A | #N/A | #N/A | #N/A | #N/A | #N/A | #N/A | #N/A | #N/A | #N/A
TRUE | VIC | KGTS66 | Kerang (Powercor) 66 kV | Powercor | Winter | Coincident | 2030 | POE10 | NA | 26.7891 | VIC Kerang (Powercor) 66 kV |  |  | FALSE | #N/A | #N/A | #N/A | #N/A | #N/A | #N/A | #N/A | #N/A | #N/A | #N/A
TRUE | VIC | KGTS66 | Kerang (Powercor) 66 kV | Powercor | Winter | Coincident | 2030 | POE50 | NA | 25.1606 | VIC Kerang (Powercor) 66 kV |  |  | FALSE | #N/A | #N/A | #N/A | #N/A | #N/A | #N/A | #N/A | #N/A | #N/A | #N/A
TRUE | VIC | KGTS66 | Kerang (Powercor) 66 kV | Powercor | Winter | Non-coincident | 2030 | POE10 | NA | 59.8146 | VIC Kerang (Powercor) 66 kV |  |  | FALSE | #N/A | #N/A | #N/A | #N/A | #N/A | #N/A | #N/A | #N/A | #N/A | #N/A
TRUE | VIC | KGTS66 | Kerang (Powercor) 66 kV | Powercor | Winter | Non-coincident | 2030 | POE50 | NA | 58.3851 | VIC Kerang (Powercor) 66 kV |  |  | FALSE | #N/A | #N/A | #N/A | #N/A | #N/A | #N/A | #N/A | #N/A | #N/A | #N/A
TRUE | VIC | KGTS66 | Kerang (Powercor) 66 kV | Powercor | Winter | Coincident | 2031 | POE10 | NA | 26.5596 | VIC Kerang (Powercor) 66 kV |  |  | FALSE | #N/A | #N/A | #N/A | #N/A | #N/A | #N/A | #N/A | #N/A | #N/A | #N/A
TRUE | VIC | KGTS66 | Kerang (Powercor) 66 kV | Powercor | Winter | Coincident | 2031 | POE50 | NA | 24.9531 | VIC Kerang (Powercor) 66 kV |  |  | FALSE | #N/A | #N/A | #N/A | #N/A | #N/A | #N/A | #N/A | #N/A | #N/A | #N/A
TRUE | VIC | KGTS66 | Kerang (Powercor) 66 kV | Powercor | Winter | Non-coincident | 2031 | POE10 | NA | 60.0178 | VIC Kerang (Powercor) 66 kV |  |  | FALSE | #N/A | #N/A | #N/A | #N/A | #N/A | #N/A | #N/A | #N/A | #N/A | #N/A
TRUE | VIC | KGTS66 | Kerang (Powercor) 66 kV | Powercor | Winter | Non-coincident | 2031 | POE50 | NA | 58.5889 | VIC Kerang (Powercor) 66 kV |  |  | FALSE | #N/A | #N/A | #N/A | #N/A | #N/A | #N/A | #N/A | #N/A | #N/A | #N/A
TRUE | VIC | KGTS66 | Kerang (Powercor) 66 kV | Powercor | Winter | Coincident | 2032 | POE10 | NA | 26.1145 | VIC Kerang (Powercor) 66 kV |  |  | FALSE | #N/A | #N/A | #N/A | #N/A | #N/A | #N/A | #N/A | #N/A | #N/A | #N/A
TRUE | VIC | KGTS66 | Kerang (Powercor) 66 kV | Powercor | Winter | Coincident | 2032 | POE50 | NA | 24.4956 | VIC Kerang (Powercor) 66 kV |  |  | FALSE | #N/A | #N/A | #N/A | #N/A | #N/A | #N/A | #N/A | #N/A | #N/A | #N/A
TRUE | VIC | KGTS66 | Kerang (Powercor) 66 kV | Powercor | Winter | Non-coincident | 2032 | POE10 | NA | 60.2231 | VIC Kerang (Powercor) 66 kV |  |  | FALSE | #N/A | #N/A | #N/A | #N/A | #N/A | #N/A | #N/A | #N/A | #N/A | #N/A
TRUE | VIC | KGTS66 | Kerang (Powercor) 66 kV | Powercor | Winter | Non-coincident | 2032 | POE50 | NA | 58.7948 | VIC Kerang (Powercor) 66 kV |  |  | FALSE | #N/A | #N/A | #N/A | #N/A | #N/A | #N/A | #N/A | #N/A | #N/A | #N/A
TRUE | VIC | KGTS66 | Kerang (Powercor) 66 kV | Powercor | Winter | Coincident | 2033 | POE10 | NA | 25.5594 | VIC Kerang (Powercor) 66 kV |  |  | FALSE | #N/A | #N/A | #N/A | #N/A | #N/A | #N/A | #N/A | #N/A | #N/A | #N/A
TRUE | VIC | KGTS66 | Kerang (Powercor) 66 kV | Powercor | Winter | Coincident | 2033 | POE50 | NA | 23.9845 | VIC Kerang (Powercor) 66 kV |  |  | FALSE | #N/A | #N/A | #N/A | #N/A | #N/A | #N/A | #N/A | #N/A | #N/A | #N/A
TRUE | VIC | KGTS66 | Kerang (Powercor) 66 kV | Powercor | Winter | Non-coincident | 2033 | POE10 | NA | 60.424 | VIC Kerang (Powercor) 66 kV |  |  | FALSE | #N/A | #N/A | #N/A | #N/A | #N/A | #N/A | #N/A | #N/A | #N/A | #N/A
TRUE | VIC | KGTS66 | Kerang (Powercor) 66 kV | Powercor | Winter | Non-coincident | 2033 | POE50 | NA | 58.9962 | VIC Kerang (Powercor) 66 kV |  |  | FALSE | #N/A | #N/A | #N/A | #N/A | #N/A | #N/A | #N/A | #N/A | #N/A | #N/A
TRUE | VIC | KGTS66 | Kerang (Powercor) 66 kV | Powercor | Winter | Coincident | 2034 | POE10 | NA | 25.46 | VIC Kerang (Powercor) 66 kV |  |  | FALSE | #N/A | #N/A | #N/A | #N/A | #N/A | #N/A | #N/A | #N/A | #N/A | #N/A
TRUE | VIC | KGTS66 | Kerang (Powercor) 66 kV | Powercor | Winter | Coincident | 2034 | POE50 | NA | 23.9106 | VIC Kerang (Powercor) 66 kV |  |  | FALSE | #N/A | #N/A | #N/A | #N/A | #N/A | #N/A | #N/A | #N/A | #N/A | #N/A
TRUE | VIC | KGTS66 | Kerang (Powercor) 66 kV | Powercor | Winter | Non-coincident | 2034 | POE10 | NA | 60.6144 | VIC Kerang (Powercor) 66 kV |  |  | FALSE | #N/A | #N/A | #N/A | #N/A | #N/A | #N/A | #N/A | #N/A | #N/A | #N/A
TRUE | VIC | KGTS66 | Kerang (Powercor) 66 kV | Powercor | Winter | Non-coincident | 2034 | POE50 | NA | 59.1871 | VIC Kerang (Powercor) 66 kV |  |  | FALSE | #N/A | #N/A | #N/A | #N/A | #N/A | #N/A | #N/A | #N/A | #N/A | #N/A
TRUE | VIC | KTSEJ | Keilor East (Jemena) 66 kV | Jemena | Shoulder | Coincident | 2019 | ACTUAL_OPG | 62.924 | NA | VIC Keilor East (Jemena) 66 kV |  |  | FALSE | #N/A | #N/A | #N/A | #N/A | #N/A | #N/A | #N/A | #N/A | #N/A | #N/A
TRUE | VIC | KTSEJ | Keilor East (Jemena) 66 kV | Jemena | Shoulder | Coincident | 2019 | ACTUAL_RAW | 62.924 | NA | VIC Keilor East (Jemena) 66 kV |  |  | FALSE | #N/A | #N/A | #N/A | #N/A | #N/A | #N/A | #N/A | #N/A | #N/A | #N/A
TRUE | VIC | KTSEJ | Keilor East (Jemena) 66 kV | Jemena | Shoulder | Non-coincident | 2019 | ACTUAL_RAW | 60.7921 | NA | VIC Keilor East (Jemena) 66 kV |  |  | FALSE | #N/A | #N/A | #N/A | #N/A | #N/A | #N/A | #N/A | #N/A | #N/A | #N/A
TRUE | VIC | KTSEJ | Keilor East (Jemena) 66 kV | Jemena | Shoulder | Non-coincident | 2019 | ACTUAL_OPG | 60.7921 | NA | VIC Keilor East (Jemena) 66 kV |  |  | FALSE | #N/A | #N/A | #N/A | #N/A | #N/A | #N/A | #N/A | #N/A | #N/A | #N/A
TRUE | VIC | KTSEJ | Keilor East (Jemena) 66 kV | Jemena | Shoulder | Non-coincident | 2019 | ACTUAL_ADJUSTEDOPG | 60.7921 | NA | VIC Keilor East (Jemena) 66 kV |  |  | FALSE | #N/A | #N/A | #N/A | #N/A | #N/A | #N/A | #N/A | #N/A | #N/A | #N/A
TRUE | VIC | KTSEJ | Keilor East (Jemena) 66 kV | Jemena | Shoulder | Coincident | 2020 | ACTUAL_OPG | 60.4459 | NA | VIC Keilor East (Jemena) 66 kV |  |  | FALSE | #N/A | #N/A | #N/A | #N/A | #N/A | #N/A | #N/A | #N/A | #N/A | #N/A
TRUE | VIC | KTSEJ | Keilor East (Jemena) 66 kV | Jemena | Shoulder | Coincident | 2020 | ACTUAL_RAW | 60.4459 | NA | VIC Keilor East (Jemena) 66 kV |  |  | FALSE | #N/A | #N/A | #N/A | #N/A | #N/A | #N/A | #N/A | #N/A | #N/A | #N/A
TRUE | VIC | KTSEJ | Keilor East (Jemena) 66 kV | Jemena | Shoulder | Non-coincident | 2020 | ACTUAL_RAW | 58.9709 | NA | VIC Keilor East (Jemena) 66 kV |  |  | FALSE | #N/A | #N/A | #N/A | #N/A | #N/A | #N/A | #N/A | #N/A | #N/A | #N/A
TRUE | VIC | KTSEJ | Keilor East (Jemena) 66 kV | Jemena | Shoulder | Non-coincident | 2020 | ACTUAL_OPG | 58.9709 | NA | VIC Keilor East (Jemena) 66 kV |  |  | FALSE | #N/A | #N/A | #N/A | #N/A | #N/A | #N/A | #N/A | #N/A | #N/A | #N/A
TRUE | VIC | KTSEJ | Keilor East (Jemena) 66 kV | Jemena | Shoulder | Non-coincident | 2020 | ACTUAL_ADJUSTEDOPG | 58.9709 | NA | VIC Keilor East (Jemena) 66 kV |  |  | FALSE | #N/A | #N/A | #N/A | #N/A | #N/A | #N/A | #N/A | #N/A | #N/A | #N/A
TRUE | VIC | KTSEJ | Keilor East (Jemena) 66 kV | Jemena | Shoulder | Coincident | 2021 | ACTUAL_OPG | 49.667 | NA | VIC Keilor East (Jemena) 66 kV |  |  | FALSE | #N/A | #N/A | #N/A | #N/A | #N/A | #N/A | #N/A | #N/A | #N/A | #N/A
TRUE | VIC | KTSEJ | Keilor East (Jemena) 66 kV | Jemena | Shoulder | Coincident | 2021 | ACTUAL_RAW | 49.667 | NA | VIC Keilor East (Jemena) 66 kV |  |  | FALSE | #N/A | #N/A | #N/A | #N/A | #N/A | #N/A | #N/A | #N/A | #N/A | #N/A
TRUE | VIC | KTSEJ | Keilor East (Jemena) 66 kV | Jemena | Shoulder | Non-coincident | 2021 | ACTUAL_RAW | 49.667 | NA | VIC Keilor East (Jemena) 66 kV |  |  | FALSE | #N/A | #N/A | #N/A | #N/A | #N/A | #N/A | #N/A | #N/A | #N/A | #N/A
TRUE | VIC | KTSEJ | Keilor East (Jemena) 66 kV | Jemena | Shoulder | Non-coincident | 2021 | ACTUAL_OPG | 49.667 | NA | VIC Keilor East (Jemena) 66 kV |  |  | FALSE | #N/A | #N/A | #N/A | #N/A | #N/A | #N/A | #N/A | #N/A | #N/A | #N/A
TRUE | VIC | KTSEJ | Keilor East (Jemena) 66 kV | Jemena | Shoulder | Non-coincident | 2021 | ACTUAL_ADJUSTEDOPG | 49.667 | NA | VIC Keilor East (Jemena) 66 kV |  |  | FALSE | #N/A | #N/A | #N/A | #N/A | #N/A | #N/A | #N/A | #N/A | #N/A | #N/A
TRUE | VIC | KTSEJ | Keilor East (Jemena) 66 kV | Jemena | Shoulder | Coincident | 2022 | ACTUAL_OPG | 51.9879 | NA | VIC Keilor East (Jemena) 66 kV |  |  | FALSE | #N/A | #N/A | #N/A | #N/A | #N/A | #N/A | #N/A | #N/A | #N/A | #N/A
TRUE | VIC | KTSEJ | Keilor East (Jemena) 66 kV | Jemena | Shoulder | Coincident | 2022 | ACTUAL_RAW | 51.9879 | NA | VIC Keilor East (Jemena) 66 kV |  |  | FALSE | #N/A | #N/A | #N/A | #N/A | #N/A | #N/A | #N/A | #N/A | #N/A | #N/A
TRUE | VIC | KTSEJ | Keilor East (Jemena) 66 kV | Jemena | Shoulder | Non-coincident | 2022 | ACTUAL_RAW | 51.9879 | NA | VIC Keilor East (Jemena) 66 kV |  |  | FALSE | #N/A | #N/A | #N/A | #N/A | #N/A | #N/A | #N/A | #N/A | #N/A | #N/A
TRUE | VIC | KTSEJ | Keilor East (Jemena) 66 kV | Jemena | Shoulder | Non-coincident | 2022 | ACTUAL_OPG | 51.9879 | NA | VIC Keilor East (Jemena) 66 kV |  |  | FALSE | #N/A | #N/A | #N/A | #N/A | #N/A | #N/A | #N/A | #N/A | #N/A | #N/A
TRUE | VIC | KTSEJ | Keilor East (Jemena) 66 kV | Jemena | Shoulder | Non-coincident | 2022 | ACTUAL_ADJUSTEDOPG | 51.9879 | NA | VIC Keilor East (Jemena) 66 kV |  |  | FALSE | #N/A | #N/A | #N/A | #N/A | #N/A | #N/A | #N/A | #N/A | #N/A | #N/A
TRUE | VIC | KTSEJ | Keilor East (Jemena) 66 kV | Jemena | Shoulder | Coincident | 2023 | ACTUAL_OPG | 44.4726 | NA | VIC Keilor East (Jemena) 66 kV |  |  | FALSE | #N/A | #N/A | #N/A | #N/A | #N/A | #N/A | #N/A | #N/A | #N/A | #N/A
TRUE | VIC | KTSEJ | Keilor East (Jemena) 66 kV | Jemena | Shoulder | Coincident | 2023 | ACTUAL_RAW | 44.4726 | NA | VIC Keilor East (Jemena) 66 kV |  |  | FALSE | #N/A | #N/A | #N/A | #N/A | #N/A | #N/A | #N/A | #N/A | #N/A | #N/A
TRUE | VIC | KTSEJ | Keilor East (Jemena) 66 kV | Jemena | Shoulder | Non-coincident | 2023 | ACTUAL_RAW | 41.4902 | NA | VIC Keilor East (Jemena) 66 kV |  |  | FALSE | #N/A | #N/A | #N/A | #N/A | #N/A | #N/A | #N/A | #N/A | #N/A | #N/A
TRUE | VIC | KTSEJ | Keilor East (Jemena) 66 kV | Jemena | Shoulder | Non-coincident | 2023 | ACTUAL_OPG | 41.4902 | NA | VIC Keilor East (Jemena) 66 kV |  |  | FALSE | #N/A | #N/A | #N/A | #N/A | #N/A | #N/A | #N/A | #N/A | #N/A | #N/A
TRUE | VIC | KTSEJ | Keilor East (Jemena) 66 kV | Jemena | Shoulder | Non-coincident | 2023 | ACTUAL_ADJUSTEDOPG | 41.4902 | NA | VIC Keilor East (Jemena) 66 kV |  |  | FALSE | #N/A | #N/A | #N/A | #N/A | #N/A | #N/A | #N/A | #N/A | #N/A | #N/A
TRUE | VIC | KTSEJ | Keilor East (Jemena) 66 kV | Jemena | Shoulder | Coincident | 2024 | ACTUAL_OPG | 39.6452 | NA | VIC Keilor East (Jemena) 66 kV |  |  | FALSE | #N/A | #N/A | #N/A | #N/A | #N/A | #N/A | #N/A | #N/A | #N/A | #N/A
TRUE | VIC | KTSEJ | Keilor East (Jemena) 66 kV | Jemena | Shoulder | Coincident | 2024 | ACTUAL_RAW | 39.6452 | NA | VIC Keilor East (Jemena) 66 kV |  |  | FALSE | #N/A | #N/A | #N/A | #N/A | #N/A | #N/A | #N/A | #N/A | #N/A | #N/A
TRUE | VIC | KTSEJ | Keilor East (Jemena) 66 kV | Jemena | Shoulder | Non-coincident | 2024 | ACTUAL_RAW | 38.5774 | NA | VIC Keilor East (Jemena) 66 kV |  |  | FALSE | #N/A | #N/A | #N/A | #N/A | #N/A | #N/A | #N/A | #N/A | #N/A | #N/A
TRUE | VIC | KTSEJ | Keilor East (Jemena) 66 kV | Jemena | Shoulder | Non-coincident | 2024 | ACTUAL_OPG | 38.5774 | NA | VIC Keilor East (Jemena) 66 kV |  |  | FALSE | #N/A | #N/A | #N/A | #N/A | #N/A | #N/A | #N/A | #N/A | #N/A | #N/A
TRUE | VIC | KTSEJ | Keilor East (Jemena) 66 kV | Jemena | Shoulder | Non-coincident | 2024 | ACTUAL_ADJUSTEDOPG | 38.5774 | NA | VIC Keilor East (Jemena) 66 kV |  |  | FALSE | #N/A | #N/A | #N/A | #N/A | #N/A | #N/A | #N/A | #N/A | #N/A | #N/A
TRUE | VIC | KTSEJ | Keilor East (Jemena) 66 kV | Jemena | Shoulder | Coincident | 2025 | ACTUAL_OPG | 25.0615 | NA | VIC Keilor East (Jemena) 66 kV |  |  | FALSE | #N/A | #N/A | #N/A | #N/A | #N/A | #N/A | #N/A | #N/A | #N/A | #N/A
TRUE | VIC | KTSEJ | Keilor East (Jemena) 66 kV | Jemena | Shoulder | Coincident | 2025 | ACTUAL_RAW | 25.0615 | NA | VIC Keilor East (Jemena) 66 kV |  |  | FALSE | #N/A | #N/A | #N/A | #N/A | #N/A | #N/A | #N/A | #N/A | #N/A | #N/A
TRUE | VIC | KTSEJ | Keilor East (Jemena) 66 kV | Jemena | Shoulder | Non-coincident | 2025 | ACTUAL_RAW | 24.6339 | NA | VIC Keilor East (Jemena) 66 kV |  |  | FALSE | #N/A | #N/A | #N/A | #N/A | #N/A | #N/A | #N/A | #N/A | #N/A | #N/A
TRUE | VIC | KTSEJ | Keilor East (Jemena) 66 kV | Jemena | Shoulder | Non-coincident | 2025 | ACTUAL_OPG | 24.6339 | NA | VIC Keilor East (Jemena) 66 kV |  |  | FALSE | #N/A | #N/A | #N/A | #N/A | #N/A | #N/A | #N/A | #N/A | #N/A | #N/A
TRUE | VIC | KTSEJ | Keilor East (Jemena) 66 kV | Jemena | Shoulder | Non-coincident | 2025 | ACTUAL_ADJUSTEDOPG | 24.6339 | NA | VIC Keilor East (Jemena) 66 kV |  |  | FALSE | #N/A | #N/A | #N/A | #N/A | #N/A | #N/A | #N/A | #N/A | #N/A | #N/A
TRUE | VIC | KTSEJ | Keilor East (Jemena) 66 kV | Jemena | Shoulder | Non-coincident | 2025 | BASEYEARPOE90 | 34.4993 | NA | VIC Keilor East (Jemena) 66 kV |  |  | FALSE | #N/A | #N/A | #N/A | #N/A | #N/A | #N/A | #N/A | #N/A | #N/A | #N/A
TRUE | VIC | KTSEJ | Keilor East (Jemena) 66 kV | Jemena | Shoulder | Non-coincident | 2025 | BASEYEARPOE50 | 37.644 | NA | VIC Keilor East (Jemena) 66 kV |  |  | FALSE | #N/A | #N/A | #N/A | #N/A | #N/A | #N/A | #N/A | #N/A | #N/A | #N/A
TRUE | VIC | KTSEJ | Keilor East (Jemena) 66 kV | Jemena | Shoulder | Coincident_unreconciled | 2026 | POE50 | 29.0944 | NA | VIC Keilor East (Jemena) 66 kV |  |  | FALSE | #N/A | #N/A | #N/A | #N/A | #N/A | #N/A | #N/A | #N/A | #N/A | #N/A
TRUE | VIC | KTSEJ | Keilor East (Jemena) 66 kV | Jemena | Shoulder | Coincident_unreconciled | 2026 | POE90 | 26.2468 | NA | VIC Keilor East (Jemena) 66 kV |  |  | FALSE | #N/A | #N/A | #N/A | #N/A | #N/A | #N/A | #N/A | #N/A | #N/A | #N/A
TRUE | VIC | KTSEJ | Keilor East (Jemena) 66 kV | Jemena | Shoulder | Non-coincident | 2026 | POE50 | 28.4537 | NA | VIC Keilor East (Jemena) 66 kV |  |  | FALSE | #N/A | #N/A | #N/A | #N/A | #N/A | #N/A | #N/A | #N/A | #N/A | #N/A
TRUE | VIC | KTSEJ | Keilor East (Jemena) 66 kV | Jemena | Shoulder | Non-coincident | 2026 | POE90 | 25.6688 | NA | VIC Keilor East (Jemena) 66 kV |  |  | FALSE | #N/A | #N/A | #N/A | #N/A | #N/A | #N/A | #N/A | #N/A | #N/A | #N/A
TRUE | VIC | KTSEJ | Keilor East (Jemena) 66 kV | Jemena | Shoulder | Coincident_unreconciled | 2027 | POE50 | 19.6211 | NA | VIC Keilor East (Jemena) 66 kV |  |  | FALSE | #N/A | #N/A | #N/A | #N/A | #N/A | #N/A | #N/A | #N/A | #N/A | #N/A
TRUE | VIC | KTSEJ | Keilor East (Jemena) 66 kV | Jemena | Shoulder | Coincident_unreconciled | 2027 | POE90 | 16.7552 | NA | VIC Keilor East (Jemena) 66 kV |  |  | FALSE | #N/A | #N/A | #N/A | #N/A | #N/A | #N/A | #N/A | #N/A | #N/A | #N/A
TRUE | VIC | KTSEJ | Keilor East (Jemena) 66 kV | Jemena | Shoulder | Non-coincident | 2027 | POE50 | 19.1889 | NA | VIC Keilor East (Jemena) 66 kV |  |  | FALSE | #N/A | #N/A | #N/A | #N/A | #N/A | #N/A | #N/A | #N/A | #N/A | #N/A
TRUE | VIC | KTSEJ | Keilor East (Jemena) 66 kV | Jemena | Shoulder | Non-coincident | 2027 | POE90 | 16.3862 | NA | VIC Keilor East (Jemena) 66 kV |  |  | FALSE | #N/A | #N/A | #N/A | #N/A | #N/A | #N/A | #N/A | #N/A | #N/A | #N/A
TRUE | VIC | KTSEJ | Keilor East (Jemena) 66 kV | Jemena | Shoulder | Coincident_unreconciled | 2028 | POE50 | 9.608 | NA | VIC Keilor East (Jemena) 66 kV |  |  | FALSE | #N/A | #N/A | #N/A | #N/A | #N/A | #N/A | #N/A | #N/A | #N/A | #N/A
TRUE | VIC | KTSEJ | Keilor East (Jemena) 66 kV | Jemena | Shoulder | Coincident_unreconciled | 2028 | POE90 | 6.7236 | NA | VIC Keilor East (Jemena) 66 kV |  |  | FALSE | #N/A | #N/A | #N/A | #N/A | #N/A | #N/A | #N/A | #N/A | #N/A | #N/A
TRUE | VIC | KTSEJ | Keilor East (Jemena) 66 kV | Jemena | Shoulder | Non-coincident | 2028 | POE50 | 9.3964 | NA | VIC Keilor East (Jemena) 66 kV |  |  | FALSE | #N/A | #N/A | #N/A | #N/A | #N/A | #N/A | #N/A | #N/A | #N/A | #N/A
TRUE | VIC | KTSEJ | Keilor East (Jemena) 66 kV | Jemena | Shoulder | Non-coincident | 2028 | POE90 | 6.5755 | NA | VIC Keilor East (Jemena) 66 kV |  |  | FALSE | #N/A | #N/A | #N/A | #N/A | #N/A | #N/A | #N/A | #N/A | #N/A | #N/A
TRUE | VIC | KTSEJ | Keilor East (Jemena) 66 kV | Jemena | Shoulder | Coincident_unreconciled | 2029 | POE50 | 0.45832 | NA | VIC Keilor East (Jemena) 66 kV |  |  | FALSE | #N/A | #N/A | #N/A | #N/A | #N/A | #N/A | #N/A | #N/A | #N/A | #N/A
TRUE | VIC | KTSEJ | Keilor East (Jemena) 66 kV | Jemena | Shoulder | Coincident_unreconciled | 2029 | POE90 | -2.3369 | NA | VIC Keilor East (Jemena) 66 kV |  |  | FALSE | #N/A | #N/A | #N/A | #N/A | #N/A | #N/A | #N/A | #N/A | #N/A | #N/A
TRUE | VIC | KTSEJ | Keilor East (Jemena) 66 kV | Jemena | Shoulder | Non-coincident | 2029 | POE50 | 0.44823 | NA | VIC Keilor East (Jemena) 66 kV |  |  | FALSE | #N/A | #N/A | #N/A | #N/A | #N/A | #N/A | #N/A | #N/A | #N/A | #N/A
TRUE | VIC | KTSEJ | Keilor East (Jemena) 66 kV | Jemena | Shoulder | Non-coincident | 2029 | POE90 | -2.3908 | NA | VIC Keilor East (Jemena) 66 kV |  |  | FALSE | #N/A | #N/A | #N/A | #N/A | #N/A | #N/A | #N/A | #N/A | #N/A | #N/A
TRUE | VIC | KTSEJ | Keilor East (Jemena) 66 kV | Jemena | Shoulder | Coincident_unreconciled | 2030 | POE50 | -7.9572 | NA | VIC Keilor East (Jemena) 66 kV |  |  | FALSE | #N/A | #N/A | #N/A | #N/A | #N/A | #N/A | #N/A | #N/A | #N/A | #N/A
TRUE | VIC | KTSEJ | Keilor East (Jemena) 66 kV | Jemena | Shoulder | Coincident_unreconciled | 2030 | POE90 | -10.75 | NA | VIC Keilor East (Jemena) 66 kV |  |  | FALSE | #N/A | #N/A | #N/A | #N/A | #N/A | #N/A | #N/A | #N/A | #N/A | #N/A
TRUE | VIC | KTSEJ | Keilor East (Jemena) 66 kV | Jemena | Shoulder | Non-coincident | 2030 | POE50 | -8.1405 | NA | VIC Keilor East (Jemena) 66 kV |  |  | FALSE | #N/A | #N/A | #N/A | #N/A | #N/A | #N/A | #N/A | #N/A | #N/A | #N/A
TRUE | VIC | KTSEJ | Keilor East (Jemena) 66 kV | Jemena | Shoulder | Non-coincident | 2030 | POE90 | -10.9976 | NA | VIC Keilor East (Jemena) 66 kV |  |  | FALSE | #N/A | #N/A | #N/A | #N/A | #N/A | #N/A | #N/A | #N/A | #N/A | #N/A
TRUE | VIC | KTSEJ | Keilor East (Jemena) 66 kV | Jemena | Shoulder | Coincident_unreconciled | 2031 | POE50 | -16.2482 | NA | VIC Keilor East (Jemena) 66 kV |  |  | FALSE | #N/A | #N/A | #N/A | #N/A | #N/A | #N/A | #N/A | #N/A | #N/A | #N/A
TRUE | VIC | KTSEJ | Keilor East (Jemena) 66 kV | Jemena | Shoulder | Coincident_unreconciled | 2031 | POE90 | -19.0587 | NA | VIC Keilor East (Jemena) 66 kV |  |  | FALSE | #N/A | #N/A | #N/A | #N/A | #N/A | #N/A | #N/A | #N/A | #N/A | #N/A
TRUE | VIC | KTSEJ | Keilor East (Jemena) 66 kV | Jemena | Shoulder | Non-coincident | 2031 | POE50 | -16.6225 | NA | VIC Keilor East (Jemena) 66 kV |  |  | FALSE | #N/A | #N/A | #N/A | #N/A | #N/A | #N/A | #N/A | #N/A | #N/A | #N/A
TRUE | VIC | KTSEJ | Keilor East (Jemena) 66 kV | Jemena | Shoulder | Non-coincident | 2031 | POE90 | -19.4977 | NA | VIC Keilor East (Jemena) 66 kV |  |  | FALSE | #N/A | #N/A | #N/A | #N/A | #N/A | #N/A | #N/A | #N/A | #N/A | #N/A
TRUE | VIC | KTSEJ | Keilor East (Jemena) 66 kV | Jemena | Shoulder | Coincident_unreconciled | 2032 | POE50 | -22.9291 | NA | VIC Keilor East (Jemena) 66 kV |  |  | FALSE | #N/A | #N/A | #N/A | #N/A | #N/A | #N/A | #N/A | #N/A | #N/A | #N/A
TRUE | VIC | KTSEJ | Keilor East (Jemena) 66 kV | Jemena | Shoulder | Coincident_unreconciled | 2032 | POE90 | -25.7576 | NA | VIC Keilor East (Jemena) 66 kV |  |  | FALSE | #N/A | #N/A | #N/A | #N/A | #N/A | #N/A | #N/A | #N/A | #N/A | #N/A
TRUE | VIC | KTSEJ | Keilor East (Jemena) 66 kV | Jemena | Shoulder | Non-coincident | 2032 | POE50 | -23.4574 | NA | VIC Keilor East (Jemena) 66 kV |  |  | FALSE | #N/A | #N/A | #N/A | #N/A | #N/A | #N/A | #N/A | #N/A | #N/A | #N/A
TRUE | VIC | KTSEJ | Keilor East (Jemena) 66 kV | Jemena | Shoulder | Non-coincident | 2032 | POE90 | -26.351 | NA | VIC Keilor East (Jemena) 66 kV |  |  | FALSE | #N/A | #N/A | #N/A | #N/A | #N/A | #N/A | #N/A | #N/A | #N/A | #N/A
TRUE | VIC | KTSEJ | Keilor East (Jemena) 66 kV | Jemena | Shoulder | Coincident_unreconciled | 2033 | POE50 | -28.2705 | NA | VIC Keilor East (Jemena) 66 kV |  |  | FALSE | #N/A | #N/A | #N/A | #N/A | #N/A | #N/A | #N/A | #N/A | #N/A | #N/A
TRUE | VIC | KTSEJ | Keilor East (Jemena) 66 kV | Jemena | Shoulder | Coincident_unreconciled | 2033 | POE90 | -31.117 | NA | VIC Keilor East (Jemena) 66 kV |  |  | FALSE | #N/A | #N/A | #N/A | #N/A | #N/A | #N/A | #N/A | #N/A | #N/A | #N/A
TRUE | VIC | KTSEJ | Keilor East (Jemena) 66 kV | Jemena | Shoulder | Non-coincident | 2033 | POE50 | -28.9217 | NA | VIC Keilor East (Jemena) 66 kV |  |  | FALSE | #N/A | #N/A | #N/A | #N/A | #N/A | #N/A | #N/A | #N/A | #N/A | #N/A
TRUE | VIC | KTSEJ | Keilor East (Jemena) 66 kV | Jemena | Shoulder | Non-coincident | 2033 | POE90 | -31.8338 | NA | VIC Keilor East (Jemena) 66 kV |  |  | FALSE | #N/A | #N/A | #N/A | #N/A | #N/A | #N/A | #N/A | #N/A | #N/A | #N/A
TRUE | VIC | KTSEJ | Keilor East (Jemena) 66 kV | Jemena | Shoulder | Coincident_unreconciled | 2034 | POE50 | -33.3535 | NA | VIC Keilor East (Jemena) 66 kV |  |  | FALSE | #N/A | #N/A | #N/A | #N/A | #N/A | #N/A | #N/A | #N/A | #N/A | #N/A
TRUE | VIC | KTSEJ | Keilor East (Jemena) 66 kV | Jemena | Shoulder | Coincident_unreconciled | 2034 | POE90 | -36.2181 | NA | VIC Keilor East (Jemena) 66 kV |  |  | FALSE | #N/A | #N/A | #N/A | #N/A | #N/A | #N/A | #N/A | #N/A | #N/A | #N/A
TRUE | VIC | KTSEJ | Keilor East (Jemena) 66 kV | Jemena | Shoulder | Non-coincident | 2034 | POE50 | -34.1219 | NA | VIC Keilor East (Jemena) 66 kV |  |  | FALSE | #N/A | #N/A | #N/A | #N/A | #N/A | #N/A | #N/A | #N/A | #N/A | #N/A
TRUE | VIC | KTSEJ | Keilor East (Jemena) 66 kV | Jemena | Shoulder | Non-coincident | 2034 | POE90 | -37.0525 | NA | VIC Keilor East (Jemena) 66 kV |  |  | FALSE | #N/A | #N/A | #N/A | #N/A | #N/A | #N/A | #N/A | #N/A | #N/A | #N/A
TRUE | VIC | KTSEJ | Keilor East (Jemena) 66 kV | Jemena | Shoulder | Coincident_unreconciled | 2035 | POE50 | -38.7512 | NA | VIC Keilor East (Jemena) 66 kV |  |  | FALSE | #N/A | #N/A | #N/A | #N/A | #N/A | #N/A | #N/A | #N/A | #N/A | #N/A
TRUE | VIC | KTSEJ | Keilor East (Jemena) 66 kV | Jemena | Shoulder | Coincident_unreconciled | 2035 | POE90 | -41.6338 | NA | VIC Keilor East (Jemena) 66 kV |  |  | FALSE | #N/A | #N/A | #N/A | #N/A | #N/A | #N/A | #N/A | #N/A | #N/A | #N/A
TRUE | VIC | KTSEJ | Keilor East (Jemena) 66 kV | Jemena | Shoulder | Non-coincident | 2035 | POE50 | -39.6439 | NA | VIC Keilor East (Jemena) 66 kV |  |  | FALSE | #N/A | #N/A | #N/A | #N/A | #N/A | #N/A | #N/A | #N/A | #N/A | #N/A
TRUE | VIC | KTSEJ | Keilor East (Jemena) 66 kV | Jemena | Shoulder | Non-coincident | 2035 | POE90 | -42.5929 | NA | VIC Keilor East (Jemena) 66 kV |  |  | FALSE | #N/A | #N/A | #N/A | #N/A | #N/A | #N/A | #N/A | #N/A | #N/A | #N/A
TRUE | VIC | KTSEJ | Keilor East (Jemena) 66 kV | Jemena | Summer | Coincident | 2019 | ACTUAL_OPG | 65.7639 | 220.2559 | VIC Keilor East (Jemena) 66 kV |  |  | FALSE | #N/A | #N/A | #N/A | #N/A | #N/A | #N/A | #N/A | #N/A | #N/A | #N/A
TRUE | VIC | KTSEJ | Keilor East (Jemena) 66 kV | Jemena | Summer | Coincident | 2019 | ACTUAL_RAW | 65.7639 | 220.2559 | VIC Keilor East (Jemena) 66 kV |  |  | FALSE | #N/A | #N/A | #N/A | #N/A | #N/A | #N/A | #N/A | #N/A | #N/A | #N/A
TRUE | VIC | KTSEJ | Keilor East (Jemena) 66 kV | Jemena | Summer | Non-coincident | 2019 | ACTUAL_RAW | 61.3761 | 227.5124 | VIC Keilor East (Jemena) 66 kV |  |  | FALSE | #N/A | #N/A | #N/A | #N/A | #N/A | #N/A | #N/A | #N/A | #N/A | #N/A
TRUE | VIC | KTSEJ | Keilor East (Jemena) 66 kV | Jemena | Summer | Non-coincident | 2019 | ACTUAL_OPG | 61.3761 | 227.5124 | VIC Keilor East (Jemena) 66 kV |  |  | FALSE | #N/A | #N/A | #N/A | #N/A | #N/A | #N/A | #N/A | #N/A | #N/A | #N/A
TRUE | VIC | KTSEJ | Keilor East (Jemena) 66 kV | Jemena | Summer | Non-coincident | 2019 | ACTUAL_ADJUSTEDOPG | 61.3761 | 227.5124 | VIC Keilor East (Jemena) 66 kV |  |  | FALSE | #N/A | #N/A | #N/A | #N/A | #N/A | #N/A | #N/A | #N/A | #N/A | #N/A
TRUE | VIC | KTSEJ | Keilor East (Jemena) 66 kV | Jemena | Summer | Coincident | 2020 | ACTUAL_OPG | 62.7965 | 235.7663 | VIC Keilor East (Jemena) 66 kV |  |  | FALSE | #N/A | #N/A | #N/A | #N/A | #N/A | #N/A | #N/A | #N/A | #N/A | #N/A
TRUE | VIC | KTSEJ | Keilor East (Jemena) 66 kV | Jemena | Summer | Coincident | 2020 | ACTUAL_RAW | 62.7965 | 235.7663 | VIC Keilor East (Jemena) 66 kV |  |  | FALSE | #N/A | #N/A | #N/A | #N/A | #N/A | #N/A | #N/A | #N/A | #N/A | #N/A
TRUE | VIC | KTSEJ | Keilor East (Jemena) 66 kV | Jemena | Summer | Non-coincident | 2020 | ACTUAL_RAW | 58.9622 | 235.7663 | VIC Keilor East (Jemena) 66 kV |  |  | FALSE | #N/A | #N/A | #N/A | #N/A | #N/A | #N/A | #N/A | #N/A | #N/A | #N/A
TRUE | VIC | KTSEJ | Keilor East (Jemena) 66 kV | Jemena | Summer | Non-coincident | 2020 | ACTUAL_OPG | 58.9622 | 235.7663 | VIC Keilor East (Jemena) 66 kV |  |  | FALSE | #N/A | #N/A | #N/A | #N/A | #N/A | #N/A | #N/A | #N/A | #N/A | #N/A
TRUE | VIC | KTSEJ | Keilor East (Jemena) 66 kV | Jemena | Summer | Non-coincident | 2020 | ACTUAL_ADJUSTEDOPG | 58.9622 | 235.7663 | VIC Keilor East (Jemena) 66 kV |  |  | FALSE | #N/A | #N/A | #N/A | #N/A | #N/A | #N/A | #N/A | #N/A | #N/A | #N/A
TRUE | VIC | KTSEJ | Keilor East (Jemena) 66 kV | Jemena | Summer | Coincident | 2021 | ACTUAL_OPG | 39.9535 | 184.147 | VIC Keilor East (Jemena) 66 kV |  |  | FALSE | #N/A | #N/A | #N/A | #N/A | #N/A | #N/A | #N/A | #N/A | #N/A | #N/A
TRUE | VIC | KTSEJ | Keilor East (Jemena) 66 kV | Jemena | Summer | Coincident | 2021 | ACTUAL_RAW | 39.9535 | 184.147 | VIC Keilor East (Jemena) 66 kV |  |  | FALSE | #N/A | #N/A | #N/A | #N/A | #N/A | #N/A | #N/A | #N/A | #N/A | #N/A
TRUE | VIC | KTSEJ | Keilor East (Jemena) 66 kV | Jemena | Summer | Non-coincident | 2021 | ACTUAL_RAW | 39.7314 | 208.6196 | VIC Keilor East (Jemena) 66 kV |  |  | FALSE | #N/A | #N/A | #N/A | #N/A | #N/A | #N/A | #N/A | #N/A | #N/A | #N/A
TRUE | VIC | KTSEJ | Keilor East (Jemena) 66 kV | Jemena | Summer | Non-coincident | 2021 | ACTUAL_OPG | 39.7314 | 208.6196 | VIC Keilor East (Jemena) 66 kV |  |  | FALSE | #N/A | #N/A | #N/A | #N/A | #N/A | #N/A | #N/A | #N/A | #N/A | #N/A
TRUE | VIC | KTSEJ | Keilor East (Jemena) 66 kV | Jemena | Summer | Non-coincident | 2021 | ACTUAL_ADJUSTEDOPG | 39.7314 | 208.6196 | VIC Keilor East (Jemena) 66 kV |  |  | FALSE | #N/A | #N/A | #N/A | #N/A | #N/A | #N/A | #N/A | #N/A | #N/A | #N/A
TRUE | VIC | KTSEJ | Keilor East (Jemena) 66 kV | Jemena | Summer | Coincident | 2022 | ACTUAL_OPG | 54.6626 | 217.6189 | VIC Keilor East (Jemena) 66 kV |  |  | FALSE | #N/A | #N/A | #N/A | #N/A | #N/A | #N/A | #N/A | #N/A | #N/A | #N/A
TRUE | VIC | KTSEJ | Keilor East (Jemena) 66 kV | Jemena | Summer | Coincident | 2022 | ACTUAL_RAW | 54.6626 | 217.6189 | VIC Keilor East (Jemena) 66 kV |  |  | FALSE | #N/A | #N/A | #N/A | #N/A | #N/A | #N/A | #N/A | #N/A | #N/A | #N/A
TRUE | VIC | KTSEJ | Keilor East (Jemena) 66 kV | Jemena | Summer | Non-coincident | 2022 | ACTUAL_RAW | 41.7705 | 217.6189 | VIC Keilor East (Jemena) 66 kV |  |  | FALSE | #N/A | #N/A | #N/A | #N/A | #N/A | #N/A | #N/A | #N/A | #N/A | #N/A
TRUE | VIC | KTSEJ | Keilor East (Jemena) 66 kV | Jemena | Summer | Non-coincident | 2022 | ACTUAL_OPG | 41.7705 | 217.6189 | VIC Keilor East (Jemena) 66 kV |  |  | FALSE | #N/A | #N/A | #N/A | #N/A | #N/A | #N/A | #N/A | #N/A | #N/A | #N/A
TRUE | VIC | KTSEJ | Keilor East (Jemena) 66 kV | Jemena | Summer | Non-coincident | 2022 | ACTUAL_ADJUSTEDOPG | 41.7705 | 217.6189 | VIC Keilor East (Jemena) 66 kV |  |  | FALSE | #N/A | #N/A | #N/A | #N/A | #N/A | #N/A | #N/A | #N/A | #N/A | #N/A
TRUE | VIC | KTSEJ | Keilor East (Jemena) 66 kV | Jemena | Summer | Coincident | 2023 | ACTUAL_OPG | 43.1818 | 170.7952 | VIC Keilor East (Jemena) 66 kV |  |  | FALSE | #N/A | #N/A | #N/A | #N/A | #N/A | #N/A | #N/A | #N/A | #N/A | #N/A
TRUE | VIC | KTSEJ | Keilor East (Jemena) 66 kV | Jemena | Summer | Coincident | 2023 | ACTUAL_RAW | 43.1818 | 170.7952 | VIC Keilor East (Jemena) 66 kV |  |  | FALSE | #N/A | #N/A | #N/A | #N/A | #N/A | #N/A | #N/A | #N/A | #N/A | #N/A
TRUE | VIC | KTSEJ | Keilor East (Jemena) 66 kV | Jemena | Summer | Non-coincident | 2023 | ACTUAL_RAW | 43.1123 | 170.7952 | VIC Keilor East (Jemena) 66 kV |  |  | FALSE | #N/A | #N/A | #N/A | #N/A | #N/A | #N/A | #N/A | #N/A | #N/A | #N/A
TRUE | VIC | KTSEJ | Keilor East (Jemena) 66 kV | Jemena | Summer | Non-coincident | 2023 | ACTUAL_OPG | 43.1123 | 170.7952 | VIC Keilor East (Jemena) 66 kV |  |  | FALSE | #N/A | #N/A | #N/A | #N/A | #N/A | #N/A | #N/A | #N/A | #N/A | #N/A
TRUE | VIC | KTSEJ | Keilor East (Jemena) 66 kV | Jemena | Summer | Non-coincident | 2023 | ACTUAL_ADJUSTEDOPG | 43.1123 | 170.7952 | VIC Keilor East (Jemena) 66 kV |  |  | FALSE | #N/A | #N/A | #N/A | #N/A | #N/A | #N/A | #N/A | #N/A | #N/A | #N/A
TRUE | VIC | KTSEJ | Keilor East (Jemena) 66 kV | Jemena | Summer | Coincident | 2024 | ACTUAL_OPG | 33.2025 | 190.6307 | VIC Keilor East (Jemena) 66 kV |  |  | FALSE | #N/A | #N/A | #N/A | #N/A | #N/A | #N/A | #N/A | #N/A | #N/A | #N/A
TRUE | VIC | KTSEJ | Keilor East (Jemena) 66 kV | Jemena | Summer | Coincident | 2024 | ACTUAL_RAW | 33.2025 | 190.6307 | VIC Keilor East (Jemena) 66 kV |  |  | FALSE | #N/A | #N/A | #N/A | #N/A | #N/A | #N/A | #N/A | #N/A | #N/A | #N/A
TRUE | VIC | KTSEJ | Keilor East (Jemena) 66 kV | Jemena | Summer | Non-coincident | 2024 | ACTUAL_RAW | 30.0338 | 190.6307 | VIC Keilor East (Jemena) 66 kV |  |  | FALSE | #N/A | #N/A | #N/A | #N/A | #N/A | #N/A | #N/A | #N/A | #N/A | #N/A
TRUE | VIC | KTSEJ | Keilor East (Jemena) 66 kV | Jemena | Summer | Non-coincident | 2024 | ACTUAL_OPG | 30.0338 | 190.6307 | VIC Keilor East (Jemena) 66 kV |  |  | FALSE | #N/A | #N/A | #N/A | #N/A | #N/A | #N/A | #N/A | #N/A | #N/A | #N/A
TRUE | VIC | KTSEJ | Keilor East (Jemena) 66 kV | Jemena | Summer | Non-coincident | 2024 | ACTUAL_ADJUSTEDOPG | 30.0338 | 190.6307 | VIC Keilor East (Jemena) 66 kV |  |  | FALSE | #N/A | #N/A | #N/A | #N/A | #N/A | #N/A | #N/A | #N/A | #N/A | #N/A
TRUE | VIC | KTSEJ | Keilor East (Jemena) 66 kV | Jemena | Summer | Coincident | 2025 | ACTUAL_OPG | 31.8121 | 202.0907 | VIC Keilor East (Jemena) 66 kV |  |  | FALSE | #N/A | #N/A | #N/A | #N/A | #N/A | #N/A | #N/A | #N/A | #N/A | #N/A
TRUE | VIC | KTSEJ | Keilor East (Jemena) 66 kV | Jemena | Summer | Coincident | 2025 | ACTUAL_RAW | 31.8121 | 202.0907 | VIC Keilor East (Jemena) 66 kV |  |  | FALSE | #N/A | #N/A | #N/A | #N/A | #N/A | #N/A | #N/A | #N/A | #N/A | #N/A
TRUE | VIC | KTSEJ | Keilor East (Jemena) 66 kV | Jemena | Summer | Non-coincident | 2025 | ACTUAL_RAW | 31.8121 | 202.0907 | VIC Keilor East (Jemena) 66 kV |  |  | FALSE | #N/A | #N/A | #N/A | #N/A | #N/A | #N/A | #N/A | #N/A | #N/A | #N/A
TRUE | VIC | KTSEJ | Keilor East (Jemena) 66 kV | Jemena | Summer | Non-coincident | 2025 | ACTUAL_OPG | 31.8121 | 202.0907 | VIC Keilor East (Jemena) 66 kV |  |  | FALSE | #N/A | #N/A | #N/A | #N/A | #N/A | #N/A | #N/A | #N/A | #N/A | #N/A
TRUE | VIC | KTSEJ | Keilor East (Jemena) 66 kV | Jemena | Summer | Non-coincident | 2025 | ACTUAL_ADJUSTEDOPG | 31.8121 | 202.0907 | VIC Keilor East (Jemena) 66 kV |  |  | FALSE | #N/A | #N/A | #N/A | #N/A | #N/A | #N/A | #N/A | #N/A | #N/A | #N/A
TRUE | VIC | KTSEJ | Keilor East (Jemena) 66 kV | Jemena | Summer | Non-coincident | 2025 | BASEYEARPOE90 | 17.8677 | NA | VIC Keilor East (Jemena) 66 kV |  |  | FALSE | #N/A | #N/A | #N/A | #N/A | #N/A | #N/A | #N/A | #N/A | #N/A | #N/A
TRUE | VIC | KTSEJ | Keilor East (Jemena) 66 kV | Jemena | Summer | Non-coincident | 2025 | BASEYEARPOE50 | 25.5418 | 220.1939 | VIC Keilor East (Jemena) 66 kV |  |  | FALSE | #N/A | #N/A | #N/A | #N/A | #N/A | #N/A | #N/A | #N/A | #N/A | #N/A
TRUE | VIC | KTSEJ | Keilor East (Jemena) 66 kV | Jemena | Summer | Coincident_unreconciled | 2026 | POE50 | 17.5448 | NA | VIC Keilor East (Jemena) 66 kV |  |  | FALSE | #N/A | #N/A | #N/A | #N/A | #N/A | #N/A | #N/A | #N/A | #N/A | #N/A
TRUE | VIC | KTSEJ | Keilor East (Jemena) 66 kV | Jemena | Summer | Coincident_unreconciled | 2026 | POE90 | 9.9034 | NA | VIC Keilor East (Jemena) 66 kV |  |  | FALSE | #N/A | #N/A | #N/A | #N/A | #N/A | #N/A | #N/A | #N/A | #N/A | #N/A
TRUE | VIC | KTSEJ | Keilor East (Jemena) 66 kV | Jemena | Summer | Non-coincident | 2026 | POE50 | 16.6656 | 281.8816 | VIC Keilor East (Jemena) 66 kV |  |  | FALSE | #N/A | #N/A | #N/A | #N/A | #N/A | #N/A | #N/A | #N/A | #N/A | #N/A
TRUE | VIC | KTSEJ | Keilor East (Jemena) 66 kV | Jemena | Summer | Non-coincident | 2026 | POE90 | 9.4072 | NA | VIC Keilor East (Jemena) 66 kV |  |  | FALSE | #N/A | #N/A | #N/A | #N/A | #N/A | #N/A | #N/A | #N/A | #N/A | #N/A
TRUE | VIC | KTSEJ | Keilor East (Jemena) 66 kV | Jemena | Summer | Coincident_unreconciled | 2027 | POE50 | 7.1492 | NA | VIC Keilor East (Jemena) 66 kV |  |  | FALSE | #N/A | #N/A | #N/A | #N/A | #N/A | #N/A | #N/A | #N/A | #N/A | #N/A
TRUE | VIC | KTSEJ | Keilor East (Jemena) 66 kV | Jemena | Summer | Coincident_unreconciled | 2027 | POE90 | -0.48945 | NA | VIC Keilor East (Jemena) 66 kV |  |  | FALSE | #N/A | #N/A | #N/A | #N/A | #N/A | #N/A | #N/A | #N/A | #N/A | #N/A
TRUE | VIC | KTSEJ | Keilor East (Jemena) 66 kV | Jemena | Summer | Non-coincident | 2027 | POE50 | 6.791 | 364.3973 | VIC Keilor East (Jemena) 66 kV |  |  | FALSE | #N/A | #N/A | #N/A | #N/A | #N/A | #N/A | #N/A | #N/A | #N/A | #N/A
TRUE | VIC | KTSEJ | Keilor East (Jemena) 66 kV | Jemena | Summer | Non-coincident | 2027 | POE90 | -0.51671 | NA | VIC Keilor East (Jemena) 66 kV |  |  | FALSE | #N/A | #N/A | #N/A | #N/A | #N/A | #N/A | #N/A | #N/A | #N/A | #N/A
TRUE | VIC | KTSEJ | Keilor East (Jemena) 66 kV | Jemena | Summer | Coincident_unreconciled | 2028 | POE50 | -3.4699 | NA | VIC Keilor East (Jemena) 66 kV |  |  | FALSE | #N/A | #N/A | #N/A | #N/A | #N/A | #N/A | #N/A | #N/A | #N/A | #N/A
TRUE | VIC | KTSEJ | Keilor East (Jemena) 66 kV | Jemena | Summer | Coincident_unreconciled | 2028 | POE90 | -10.4396 | NA | VIC Keilor East (Jemena) 66 kV |  |  | FALSE | #N/A | #N/A | #N/A | #N/A | #N/A | #N/A | #N/A | #N/A | #N/A | #N/A
TRUE | VIC | KTSEJ | Keilor East (Jemena) 66 kV | Jemena | Summer | Non-coincident | 2028 | POE50 | -3.6632 | 435.2781 | VIC Keilor East (Jemena) 66 kV |  |  | FALSE | #N/A | #N/A | #N/A | #N/A | #N/A | #N/A | #N/A | #N/A | #N/A | #N/A
TRUE | VIC | KTSEJ | Keilor East (Jemena) 66 kV | Jemena | Summer | Non-coincident | 2028 | POE90 | -11.0209 | NA | VIC Keilor East (Jemena) 66 kV |  |  | FALSE | #N/A | #N/A | #N/A | #N/A | #N/A | #N/A | #N/A | #N/A | #N/A | #N/A
TRUE | VIC | KTSEJ | Keilor East (Jemena) 66 kV | Jemena | Summer | Coincident_unreconciled | 2029 | POE50 | -12.4923 | NA | VIC Keilor East (Jemena) 66 kV |  |  | FALSE | #N/A | #N/A | #N/A | #N/A | #N/A | #N/A | #N/A | #N/A | #N/A | #N/A
TRUE | VIC | KTSEJ | Keilor East (Jemena) 66 kV | Jemena | Summer | Coincident_unreconciled | 2029 | POE90 | -19.5094 | NA | VIC Keilor East (Jemena) 66 kV |  |  | FALSE | #N/A | #N/A | #N/A | #N/A | #N/A | #N/A | #N/A | #N/A | #N/A | #N/A
TRUE | VIC | KTSEJ | Keilor East (Jemena) 66 kV | Jemena | Summer | Non-coincident | 2029 | POE50 | -13.188 | 521.4542 | VIC Keilor East (Jemena) 66 kV |  |  | FALSE | #N/A | #N/A | #N/A | #N/A | #N/A | #N/A | #N/A | #N/A | #N/A | #N/A
TRUE | VIC | KTSEJ | Keilor East (Jemena) 66 kV | Jemena | Summer | Non-coincident | 2029 | POE90 | -20.5958 | NA | VIC Keilor East (Jemena) 66 kV |  |  | FALSE | #N/A | #N/A | #N/A | #N/A | #N/A | #N/A | #N/A | #N/A | #N/A | #N/A
TRUE | VIC | KTSEJ | Keilor East (Jemena) 66 kV | Jemena | Summer | Coincident_unreconciled | 2030 | POE50 | -21.2247 | NA | VIC Keilor East (Jemena) 66 kV |  |  | FALSE | #N/A | #N/A | #N/A | #N/A | #N/A | #N/A | #N/A | #N/A | #N/A | #N/A
TRUE | VIC | KTSEJ | Keilor East (Jemena) 66 kV | Jemena | Summer | Coincident_unreconciled | 2030 | POE90 | -28.2892 | NA | VIC Keilor East (Jemena) 66 kV |  |  | FALSE | #N/A | #N/A | #N/A | #N/A | #N/A | #N/A | #N/A | #N/A | #N/A | #N/A
TRUE | VIC | KTSEJ | Keilor East (Jemena) 66 kV | Jemena | Summer | Non-coincident | 2030 | POE50 | -22.4067 | 656.7982 | VIC Keilor East (Jemena) 66 kV |  |  | FALSE | #N/A | #N/A | #N/A | #N/A | #N/A | #N/A | #N/A | #N/A | #N/A | #N/A
TRUE | VIC | KTSEJ | Keilor East (Jemena) 66 kV | Jemena | Summer | Non-coincident | 2030 | POE90 | -29.8646 | NA | VIC Keilor East (Jemena) 66 kV |  |  | FALSE | #N/A | #N/A | #N/A | #N/A | #N/A | #N/A | #N/A | #N/A | #N/A | #N/A
TRUE | VIC | KTSEJ | Keilor East (Jemena) 66 kV | Jemena | Summer | Coincident_unreconciled | 2031 | POE50 | -29.8716 | NA | VIC Keilor East (Jemena) 66 kV |  |  | FALSE | #N/A | #N/A | #N/A | #N/A | #N/A | #N/A | #N/A | #N/A | #N/A | #N/A
TRUE | VIC | KTSEJ | Keilor East (Jemena) 66 kV | Jemena | Summer | Coincident_unreconciled | 2031 | POE90 | -36.9835 | NA | VIC Keilor East (Jemena) 66 kV |  |  | FALSE | #N/A | #N/A | #N/A | #N/A | #N/A | #N/A | #N/A | #N/A | #N/A | #N/A
TRUE | VIC | KTSEJ | Keilor East (Jemena) 66 kV | Jemena | Summer | Non-coincident | 2031 | POE50 | -31.5352 | 866.2518 | VIC Keilor East (Jemena) 66 kV |  |  | FALSE | #N/A | #N/A | #N/A | #N/A | #N/A | #N/A | #N/A | #N/A | #N/A | #N/A
TRUE | VIC | KTSEJ | Keilor East (Jemena) 66 kV | Jemena | Summer | Non-coincident | 2031 | POE90 | -39.0431 | NA | VIC Keilor East (Jemena) 66 kV |  |  | FALSE | #N/A | #N/A | #N/A | #N/A | #N/A | #N/A | #N/A | #N/A | #N/A | #N/A
TRUE | VIC | KTSEJ | Keilor East (Jemena) 66 kV | Jemena | Summer | Coincident_unreconciled | 2032 | POE50 | -36.8171 | NA | VIC Keilor East (Jemena) 66 kV |  |  | FALSE | #N/A | #N/A | #N/A | #N/A | #N/A | #N/A | #N/A | #N/A | #N/A | #N/A
TRUE | VIC | KTSEJ | Keilor East (Jemena) 66 kV | Jemena | Summer | Coincident_unreconciled | 2032 | POE90 | -43.977 | NA | VIC Keilor East (Jemena) 66 kV |  |  | FALSE | #N/A | #N/A | #N/A | #N/A | #N/A | #N/A | #N/A | #N/A | #N/A | #N/A
TRUE | VIC | KTSEJ | Keilor East (Jemena) 66 kV | Jemena | Summer | Non-coincident | 2032 | POE50 | -38.8675 | 1124.9309 | VIC Keilor East (Jemena) 66 kV |  |  | FALSE | #N/A | #N/A | #N/A | #N/A | #N/A | #N/A | #N/A | #N/A | #N/A | #N/A
TRUE | VIC | KTSEJ | Keilor East (Jemena) 66 kV | Jemena | Summer | Non-coincident | 2032 | POE90 | -46.426 | NA | VIC Keilor East (Jemena) 66 kV |  |  | FALSE | #N/A | #N/A | #N/A | #N/A | #N/A | #N/A | #N/A | #N/A | #N/A | #N/A
TRUE | VIC | KTSEJ | Keilor East (Jemena) 66 kV | Jemena | Summer | Coincident_unreconciled | 2033 | POE50 | -42.3964 | NA | VIC Keilor East (Jemena) 66 kV |  |  | FALSE | #N/A | #N/A | #N/A | #N/A | #N/A | #N/A | #N/A | #N/A | #N/A | #N/A
TRUE | VIC | KTSEJ | Keilor East (Jemena) 66 kV | Jemena | Summer | Coincident_unreconciled | 2033 | POE90 | -49.6045 | NA | VIC Keilor East (Jemena) 66 kV |  |  | FALSE | #N/A | #N/A | #N/A | #N/A | #N/A | #N/A | #N/A | #N/A | #N/A | #N/A
TRUE | VIC | KTSEJ | Keilor East (Jemena) 66 kV | Jemena | Summer | Non-coincident | 2033 | POE50 | -44.7574 | 1358.5785 | VIC Keilor East (Jemena) 66 kV |  |  | FALSE | #N/A | #N/A | #N/A | #N/A | #N/A | #N/A | #N/A | #N/A | #N/A | #N/A
TRUE | VIC | KTSEJ | Keilor East (Jemena) 66 kV | Jemena | Summer | Non-coincident | 2033 | POE90 | -52.367 | NA | VIC Keilor East (Jemena) 66 kV |  |  | FALSE | #N/A | #N/A | #N/A | #N/A | #N/A | #N/A | #N/A | #N/A | #N/A | #N/A
TRUE | VIC | KTSEJ | Keilor East (Jemena) 66 kV | Jemena | Summer | Coincident_unreconciled | 2034 | POE50 | -47.7298 | NA | VIC Keilor East (Jemena) 66 kV |  |  | FALSE | #N/A | #N/A | #N/A | #N/A | #N/A | #N/A | #N/A | #N/A | #N/A | #N/A
TRUE | VIC | KTSEJ | Keilor East (Jemena) 66 kV | Jemena | Summer | Coincident_unreconciled | 2034 | POE90 | -54.9864 | NA | VIC Keilor East (Jemena) 66 kV |  |  | FALSE | #N/A | #N/A | #N/A | #N/A | #N/A | #N/A | #N/A | #N/A | #N/A | #N/A
TRUE | VIC | KTSEJ | Keilor East (Jemena) 66 kV | Jemena | Summer | Non-coincident | 2034 | POE50 | -50.3879 | 1415.5475 | VIC Keilor East (Jemena) 66 kV |  |  | FALSE | #N/A | #N/A | #N/A | #N/A | #N/A | #N/A | #N/A | #N/A | #N/A | #N/A
TRUE | VIC | KTSEJ | Keilor East (Jemena) 66 kV | Jemena | Summer | Non-coincident | 2034 | POE90 | -58.0485 | NA | VIC Keilor East (Jemena) 66 kV |  |  | FALSE | #N/A | #N/A | #N/A | #N/A | #N/A | #N/A | #N/A | #N/A | #N/A | #N/A
TRUE | VIC | KTSEJ | Keilor East (Jemena) 66 kV | Jemena | Summer | Coincident_unreconciled | 2035 | POE50 | -53.3905 | NA | VIC Keilor East (Jemena) 66 kV |  |  | FALSE | #N/A | #N/A | #N/A | #N/A | #N/A | #N/A | #N/A | #N/A | #N/A | #N/A
TRUE | VIC | KTSEJ | Keilor East (Jemena) 66 kV | Jemena | Summer | Coincident_unreconciled | 2035 | POE90 | -60.6954 | NA | VIC Keilor East (Jemena) 66 kV |  |  | FALSE | #N/A | #N/A | #N/A | #N/A | #N/A | #N/A | #N/A | #N/A | #N/A | #N/A
TRUE | VIC | KTSEJ | Keilor East (Jemena) 66 kV | Jemena | Summer | Non-coincident | 2035 | POE50 | -56.3638 | 1487.3715 | VIC Keilor East (Jemena) 66 kV |  |  | FALSE | #N/A | #N/A | #N/A | #N/A | #N/A | #N/A | #N/A | #N/A | #N/A | #N/A
TRUE | VIC | KTSEJ | Keilor East (Jemena) 66 kV | Jemena | Summer | Non-coincident | 2035 | POE90 | -64.0755 | NA | VIC Keilor East (Jemena) 66 kV |  |  | FALSE | #N/A | #N/A | #N/A | #N/A | #N/A | #N/A | #N/A | #N/A | #N/A | #N/A
TRUE | VIC | KTSEJ | Keilor East (Jemena) 66 kV | Jemena | Summer | Non-coincident | 2025 | BASEYEARPOE10 | NA | 245.3442 | VIC Keilor East (Jemena) 66 kV |  |  | FALSE | #N/A | #N/A | #N/A | #N/A | #N/A | #N/A | #N/A | #N/A | #N/A | #N/A
TRUE | VIC | KTSEJ | Keilor East (Jemena) 66 kV | Jemena | Summer | Coincident | 2026 | POE10 | NA | 285.6193 | VIC Keilor East (Jemena) 66 kV |  |  | FALSE | #N/A | #N/A | #N/A | #N/A | #N/A | #N/A | #N/A | #N/A | #N/A | #N/A
TRUE | VIC | KTSEJ | Keilor East (Jemena) 66 kV | Jemena | Summer | Coincident | 2026 | POE50 | NA | 267.5926 | VIC Keilor East (Jemena) 66 kV |  |  | FALSE | #N/A | #N/A | #N/A | #N/A | #N/A | #N/A | #N/A | #N/A | #N/A | #N/A
TRUE | VIC | KTSEJ | Keilor East (Jemena) 66 kV | Jemena | Summer | Non-coincident | 2026 | POE10 | NA | 310.1241 | VIC Keilor East (Jemena) 66 kV |  |  | FALSE | #N/A | #N/A | #N/A | #N/A | #N/A | #N/A | #N/A | #N/A | #N/A | #N/A
TRUE | VIC | KTSEJ | Keilor East (Jemena) 66 kV | Jemena | Summer | Coincident | 2027 | POE10 | NA | 352.2523 | VIC Keilor East (Jemena) 66 kV |  |  | FALSE | #N/A | #N/A | #N/A | #N/A | #N/A | #N/A | #N/A | #N/A | #N/A | #N/A
TRUE | VIC | KTSEJ | Keilor East (Jemena) 66 kV | Jemena | Summer | Coincident | 2027 | POE50 | NA | 334.5379 | VIC Keilor East (Jemena) 66 kV |  |  | FALSE | #N/A | #N/A | #N/A | #N/A | #N/A | #N/A | #N/A | #N/A | #N/A | #N/A
TRUE | VIC | KTSEJ | Keilor East (Jemena) 66 kV | Jemena | Summer | Non-coincident | 2027 | POE10 | NA | 392.8177 | VIC Keilor East (Jemena) 66 kV |  |  | FALSE | #N/A | #N/A | #N/A | #N/A | #N/A | #N/A | #N/A | #N/A | #N/A | #N/A
TRUE | VIC | KTSEJ | Keilor East (Jemena) 66 kV | Jemena | Summer | Coincident | 2028 | POE10 | NA | 405.9908 | VIC Keilor East (Jemena) 66 kV |  |  | FALSE | #N/A | #N/A | #N/A | #N/A | #N/A | #N/A | #N/A | #N/A | #N/A | #N/A
TRUE | VIC | KTSEJ | Keilor East (Jemena) 66 kV | Jemena | Summer | Coincident | 2028 | POE50 | NA | 387.1024 | VIC Keilor East (Jemena) 66 kV |  |  | FALSE | #N/A | #N/A | #N/A | #N/A | #N/A | #N/A | #N/A | #N/A | #N/A | #N/A
TRUE | VIC | KTSEJ | Keilor East (Jemena) 66 kV | Jemena | Summer | Non-coincident | 2028 | POE10 | NA | 463.8794 | VIC Keilor East (Jemena) 66 kV |  |  | FALSE | #N/A | #N/A | #N/A | #N/A | #N/A | #N/A | #N/A | #N/A | #N/A | #N/A
TRUE | VIC | KTSEJ | Keilor East (Jemena) 66 kV | Jemena | Summer | Coincident | 2029 | POE10 | NA | 472.9786 | VIC Keilor East (Jemena) 66 kV |  |  | FALSE | #N/A | #N/A | #N/A | #N/A | #N/A | #N/A | #N/A | #N/A | #N/A | #N/A
TRUE | VIC | KTSEJ | Keilor East (Jemena) 66 kV | Jemena | Summer | Coincident | 2029 | POE50 | NA | 455.7523 | VIC Keilor East (Jemena) 66 kV |  |  | FALSE | #N/A | #N/A | #N/A | #N/A | #N/A | #N/A | #N/A | #N/A | #N/A | #N/A
TRUE | VIC | KTSEJ | Keilor East (Jemena) 66 kV | Jemena | Summer | Non-coincident | 2029 | POE10 | NA | 550.2364 | VIC Keilor East (Jemena) 66 kV |  |  | FALSE | #N/A | #N/A | #N/A | #N/A | #N/A | #N/A | #N/A | #N/A | #N/A | #N/A
TRUE | VIC | KTSEJ | Keilor East (Jemena) 66 kV | Jemena | Summer | Coincident | 2030 | POE10 | NA | 580.8045 | VIC Keilor East (Jemena) 66 kV |  |  | FALSE | #N/A | #N/A | #N/A | #N/A | #N/A | #N/A | #N/A | #N/A | #N/A | #N/A
TRUE | VIC | KTSEJ | Keilor East (Jemena) 66 kV | Jemena | Summer | Coincident | 2030 | POE50 | NA | 567.1518 | VIC Keilor East (Jemena) 66 kV |  |  | FALSE | #N/A | #N/A | #N/A | #N/A | #N/A | #N/A | #N/A | #N/A | #N/A | #N/A
TRUE | VIC | KTSEJ | Keilor East (Jemena) 66 kV | Jemena | Summer | Non-coincident | 2030 | POE10 | NA | 685.7611 | VIC Keilor East (Jemena) 66 kV |  |  | FALSE | #N/A | #N/A | #N/A | #N/A | #N/A | #N/A | #N/A | #N/A | #N/A | #N/A
TRUE | VIC | KTSEJ | Keilor East (Jemena) 66 kV | Jemena | Summer | Coincident | 2031 | POE10 | NA | 739.117 | VIC Keilor East (Jemena) 66 kV |  |  | FALSE | #N/A | #N/A | #N/A | #N/A | #N/A | #N/A | #N/A | #N/A | #N/A | #N/A
TRUE | VIC | KTSEJ | Keilor East (Jemena) 66 kV | Jemena | Summer | Coincident | 2031 | POE50 | NA | 731.9612 | VIC Keilor East (Jemena) 66 kV |  |  | FALSE | #N/A | #N/A | #N/A | #N/A | #N/A | #N/A | #N/A | #N/A | #N/A | #N/A
TRUE | VIC | KTSEJ | Keilor East (Jemena) 66 kV | Jemena | Summer | Non-coincident | 2031 | POE10 | NA | 895.3957 | VIC Keilor East (Jemena) 66 kV |  |  | FALSE | #N/A | #N/A | #N/A | #N/A | #N/A | #N/A | #N/A | #N/A | #N/A | #N/A
TRUE | VIC | KTSEJ | Keilor East (Jemena) 66 kV | Jemena | Summer | Coincident | 2032 | POE10 | NA | 924.3397 | VIC Keilor East (Jemena) 66 kV |  |  | FALSE | #N/A | #N/A | #N/A | #N/A | #N/A | #N/A | #N/A | #N/A | #N/A | #N/A
TRUE | VIC | KTSEJ | Keilor East (Jemena) 66 kV | Jemena | Summer | Coincident | 2032 | POE50 | NA | 919.9123 | VIC Keilor East (Jemena) 66 kV |  |  | FALSE | #N/A | #N/A | #N/A | #N/A | #N/A | #N/A | #N/A | #N/A | #N/A | #N/A
TRUE | VIC | KTSEJ | Keilor East (Jemena) 66 kV | Jemena | Summer | Non-coincident | 2032 | POE10 | NA | 1154.2577 | VIC Keilor East (Jemena) 66 kV |  |  | FALSE | #N/A | #N/A | #N/A | #N/A | #N/A | #N/A | #N/A | #N/A | #N/A | #N/A
TRUE | VIC | KTSEJ | Keilor East (Jemena) 66 kV | Jemena | Summer | Coincident | 2033 | POE10 | NA | 1085.5607 | VIC Keilor East (Jemena) 66 kV |  |  | FALSE | #N/A | #N/A | #N/A | #N/A | #N/A | #N/A | #N/A | #N/A | #N/A | #N/A
TRUE | VIC | KTSEJ | Keilor East (Jemena) 66 kV | Jemena | Summer | Coincident | 2033 | POE50 | NA | 1074.6915 | VIC Keilor East (Jemena) 66 kV |  |  | FALSE | #N/A | #N/A | #N/A | #N/A | #N/A | #N/A | #N/A | #N/A | #N/A | #N/A
TRUE | VIC | KTSEJ | Keilor East (Jemena) 66 kV | Jemena | Summer | Non-coincident | 2033 | POE10 | NA | 1388.0897 | VIC Keilor East (Jemena) 66 kV |  |  | FALSE | #N/A | #N/A | #N/A | #N/A | #N/A | #N/A | #N/A | #N/A | #N/A | #N/A
TRUE | VIC | KTSEJ | Keilor East (Jemena) 66 kV | Jemena | Summer | Coincident | 2034 | POE10 | NA | 1118.5246 | VIC Keilor East (Jemena) 66 kV |  |  | FALSE | #N/A | #N/A | #N/A | #N/A | #N/A | #N/A | #N/A | #N/A | #N/A | #N/A
TRUE | VIC | KTSEJ | Keilor East (Jemena) 66 kV | Jemena | Summer | Coincident | 2034 | POE50 | NA | 1109.2147 | VIC Keilor East (Jemena) 66 kV |  |  | FALSE | #N/A | #N/A | #N/A | #N/A | #N/A | #N/A | #N/A | #N/A | #N/A | #N/A
TRUE | VIC | KTSEJ | Keilor East (Jemena) 66 kV | Jemena | Summer | Non-coincident | 2034 | POE10 | NA | 1445.2432 | VIC Keilor East (Jemena) 66 kV |  |  | FALSE | #N/A | #N/A | #N/A | #N/A | #N/A | #N/A | #N/A | #N/A | #N/A | #N/A
TRUE | VIC | KTSEJ | Keilor East (Jemena) 66 kV | Jemena | Summer | Coincident | 2035 | POE10 | NA | 1167.0289 | VIC Keilor East (Jemena) 66 kV |  |  | FALSE | #N/A | #N/A | #N/A | #N/A | #N/A | #N/A | #N/A | #N/A | #N/A | #N/A
TRUE | VIC | KTSEJ | Keilor East (Jemena) 66 kV | Jemena | Summer | Coincident | 2035 | POE50 | NA | 1158.2946 | VIC Keilor East (Jemena) 66 kV |  |  | FALSE | #N/A | #N/A | #N/A | #N/A | #N/A | #N/A | #N/A | #N/A | #N/A | #N/A
TRUE | VIC | KTSEJ | Keilor East (Jemena) 66 kV | Jemena | Summer | Non-coincident | 2035 | POE10 | NA | 1517.2516 | VIC Keilor East (Jemena) 66 kV |  |  | FALSE | #N/A | #N/A | #N/A | #N/A | #N/A | #N/A | #N/A | #N/A | #N/A | #N/A
TRUE | VIC | KTSEJ | Keilor East (Jemena) 66 kV | Jemena | Winter | Coincident | 2018 | ACTUAL_OPG | NA | 155.5409 | VIC Keilor East (Jemena) 66 kV |  |  | FALSE | #N/A | #N/A | #N/A | #N/A | #N/A | #N/A | #N/A | #N/A | #N/A | #N/A
TRUE | VIC | KTSEJ | Keilor East (Jemena) 66 kV | Jemena | Winter | Coincident | 2018 | ACTUAL_RAW | NA | 155.5409 | VIC Keilor East (Jemena) 66 kV |  |  | FALSE | #N/A | #N/A | #N/A | #N/A | #N/A | #N/A | #N/A | #N/A | #N/A | #N/A
TRUE | VIC | KTSEJ | Keilor East (Jemena) 66 kV | Jemena | Winter | Non-coincident | 2018 | ACTUAL_RAW | NA | 161.4106 | VIC Keilor East (Jemena) 66 kV |  |  | FALSE | #N/A | #N/A | #N/A | #N/A | #N/A | #N/A | #N/A | #N/A | #N/A | #N/A
TRUE | VIC | KTSEJ | Keilor East (Jemena) 66 kV | Jemena | Winter | Non-coincident | 2018 | ACTUAL_OPG | NA | 161.4106 | VIC Keilor East (Jemena) 66 kV |  |  | FALSE | #N/A | #N/A | #N/A | #N/A | #N/A | #N/A | #N/A | #N/A | #N/A | #N/A
TRUE | VIC | KTSEJ | Keilor East (Jemena) 66 kV | Jemena | Winter | Non-coincident | 2018 | ACTUAL_ADJUSTEDOPG | NA | 161.4106 | VIC Keilor East (Jemena) 66 kV |  |  | FALSE | #N/A | #N/A | #N/A | #N/A | #N/A | #N/A | #N/A | #N/A | #N/A | #N/A
TRUE | VIC | KTSEJ | Keilor East (Jemena) 66 kV | Jemena | Winter | Coincident | 2019 | ACTUAL_OPG | NA | 162.4539 | VIC Keilor East (Jemena) 66 kV |  |  | FALSE | #N/A | #N/A | #N/A | #N/A | #N/A | #N/A | #N/A | #N/A | #N/A | #N/A
TRUE | VIC | KTSEJ | Keilor East (Jemena) 66 kV | Jemena | Winter | Coincident | 2019 | ACTUAL_RAW | NA | 162.4539 | VIC Keilor East (Jemena) 66 kV |  |  | FALSE | #N/A | #N/A | #N/A | #N/A | #N/A | #N/A | #N/A | #N/A | #N/A | #N/A
TRUE | VIC | KTSEJ | Keilor East (Jemena) 66 kV | Jemena | Winter | Non-coincident | 2019 | ACTUAL_RAW | NA | 164.5227 | VIC Keilor East (Jemena) 66 kV |  |  | FALSE | #N/A | #N/A | #N/A | #N/A | #N/A | #N/A | #N/A | #N/A | #N/A | #N/A
TRUE | VIC | KTSEJ | Keilor East (Jemena) 66 kV | Jemena | Winter | Non-coincident | 2019 | ACTUAL_OPG | NA | 164.5227 | VIC Keilor East (Jemena) 66 kV |  |  | FALSE | #N/A | #N/A | #N/A | #N/A | #N/A | #N/A | #N/A | #N/A | #N/A | #N/A
TRUE | VIC | KTSEJ | Keilor East (Jemena) 66 kV | Jemena | Winter | Non-coincident | 2019 | ACTUAL_ADJUSTEDOPG | NA | 164.5227 | VIC Keilor East (Jemena) 66 kV |  |  | FALSE | #N/A | #N/A | #N/A | #N/A | #N/A | #N/A | #N/A | #N/A | #N/A | #N/A
TRUE | VIC | KTSEJ | Keilor East (Jemena) 66 kV | Jemena | Winter | Coincident | 2020 | ACTUAL_OPG | NA | 161.5806 | VIC Keilor East (Jemena) 66 kV |  |  | FALSE | #N/A | #N/A | #N/A | #N/A | #N/A | #N/A | #N/A | #N/A | #N/A | #N/A
TRUE | VIC | KTSEJ | Keilor East (Jemena) 66 kV | Jemena | Winter | Coincident | 2020 | ACTUAL_RAW | NA | 161.5806 | VIC Keilor East (Jemena) 66 kV |  |  | FALSE | #N/A | #N/A | #N/A | #N/A | #N/A | #N/A | #N/A | #N/A | #N/A | #N/A
TRUE | VIC | KTSEJ | Keilor East (Jemena) 66 kV | Jemena | Winter | Non-coincident | 2020 | ACTUAL_RAW | NA | 168.2638 | VIC Keilor East (Jemena) 66 kV |  |  | FALSE | #N/A | #N/A | #N/A | #N/A | #N/A | #N/A | #N/A | #N/A | #N/A | #N/A
TRUE | VIC | KTSEJ | Keilor East (Jemena) 66 kV | Jemena | Winter | Non-coincident | 2020 | ACTUAL_OPG | NA | 168.2638 | VIC Keilor East (Jemena) 66 kV |  |  | FALSE | #N/A | #N/A | #N/A | #N/A | #N/A | #N/A | #N/A | #N/A | #N/A | #N/A
TRUE | VIC | KTSEJ | Keilor East (Jemena) 66 kV | Jemena | Winter | Non-coincident | 2020 | ACTUAL_ADJUSTEDOPG | NA | 168.2638 | VIC Keilor East (Jemena) 66 kV |  |  | FALSE | #N/A | #N/A | #N/A | #N/A | #N/A | #N/A | #N/A | #N/A | #N/A | #N/A
TRUE | VIC | KTSEJ | Keilor East (Jemena) 66 kV | Jemena | Winter | Coincident | 2021 | ACTUAL_OPG | NA | 179.9733 | VIC Keilor East (Jemena) 66 kV |  |  | FALSE | #N/A | #N/A | #N/A | #N/A | #N/A | #N/A | #N/A | #N/A | #N/A | #N/A
TRUE | VIC | KTSEJ | Keilor East (Jemena) 66 kV | Jemena | Winter | Coincident | 2021 | ACTUAL_RAW | NA | 179.9733 | VIC Keilor East (Jemena) 66 kV |  |  | FALSE | #N/A | #N/A | #N/A | #N/A | #N/A | #N/A | #N/A | #N/A | #N/A | #N/A
TRUE | VIC | KTSEJ | Keilor East (Jemena) 66 kV | Jemena | Winter | Non-coincident | 2021 | ACTUAL_RAW | NA | 179.9733 | VIC Keilor East (Jemena) 66 kV |  |  | FALSE | #N/A | #N/A | #N/A | #N/A | #N/A | #N/A | #N/A | #N/A | #N/A | #N/A
TRUE | VIC | KTSEJ | Keilor East (Jemena) 66 kV | Jemena | Winter | Non-coincident | 2021 | ACTUAL_OPG | NA | 179.9733 | VIC Keilor East (Jemena) 66 kV |  |  | FALSE | #N/A | #N/A | #N/A | #N/A | #N/A | #N/A | #N/A | #N/A | #N/A | #N/A
TRUE | VIC | KTSEJ | Keilor East (Jemena) 66 kV | Jemena | Winter | Non-coincident | 2021 | ACTUAL_ADJUSTEDOPG | NA | 179.9733 | VIC Keilor East (Jemena) 66 kV |  |  | FALSE | #N/A | #N/A | #N/A | #N/A | #N/A | #N/A | #N/A | #N/A | #N/A | #N/A
TRUE | VIC | KTSEJ | Keilor East (Jemena) 66 kV | Jemena | Winter | Coincident | 2022 | ACTUAL_OPG | NA | 132.779 | VIC Keilor East (Jemena) 66 kV |  |  | FALSE | #N/A | #N/A | #N/A | #N/A | #N/A | #N/A | #N/A | #N/A | #N/A | #N/A
TRUE | VIC | KTSEJ | Keilor East (Jemena) 66 kV | Jemena | Winter | Coincident | 2022 | ACTUAL_RAW | NA | 132.779 | VIC Keilor East (Jemena) 66 kV |  |  | FALSE | #N/A | #N/A | #N/A | #N/A | #N/A | #N/A | #N/A | #N/A | #N/A | #N/A
TRUE | VIC | KTSEJ | Keilor East (Jemena) 66 kV | Jemena | Winter | Non-coincident | 2022 | ACTUAL_RAW | NA | 144.5412 | VIC Keilor East (Jemena) 66 kV |  |  | FALSE | #N/A | #N/A | #N/A | #N/A | #N/A | #N/A | #N/A | #N/A | #N/A | #N/A
TRUE | VIC | KTSEJ | Keilor East (Jemena) 66 kV | Jemena | Winter | Non-coincident | 2022 | ACTUAL_OPG | NA | 144.5412 | VIC Keilor East (Jemena) 66 kV |  |  | FALSE | #N/A | #N/A | #N/A | #N/A | #N/A | #N/A | #N/A | #N/A | #N/A | #N/A
TRUE | VIC | KTSEJ | Keilor East (Jemena) 66 kV | Jemena | Winter | Non-coincident | 2022 | ACTUAL_ADJUSTEDOPG | NA | 144.5412 | VIC Keilor East (Jemena) 66 kV |  |  | FALSE | #N/A | #N/A | #N/A | #N/A | #N/A | #N/A | #N/A | #N/A | #N/A | #N/A
TRUE | VIC | KTSEJ | Keilor East (Jemena) 66 kV | Jemena | Winter | Coincident | 2023 | ACTUAL_OPG | NA | 137.6512 | VIC Keilor East (Jemena) 66 kV |  |  | FALSE | #N/A | #N/A | #N/A | #N/A | #N/A | #N/A | #N/A | #N/A | #N/A | #N/A
TRUE | VIC | KTSEJ | Keilor East (Jemena) 66 kV | Jemena | Winter | Coincident | 2023 | ACTUAL_RAW | NA | 137.6512 | VIC Keilor East (Jemena) 66 kV |  |  | FALSE | #N/A | #N/A | #N/A | #N/A | #N/A | #N/A | #N/A | #N/A | #N/A | #N/A
TRUE | VIC | KTSEJ | Keilor East (Jemena) 66 kV | Jemena | Winter | Non-coincident | 2023 | ACTUAL_RAW | NA | 151.3793 | VIC Keilor East (Jemena) 66 kV |  |  | FALSE | #N/A | #N/A | #N/A | #N/A | #N/A | #N/A | #N/A | #N/A | #N/A | #N/A
TRUE | VIC | KTSEJ | Keilor East (Jemena) 66 kV | Jemena | Winter | Non-coincident | 2023 | ACTUAL_OPG | NA | 151.3793 | VIC Keilor East (Jemena) 66 kV |  |  | FALSE | #N/A | #N/A | #N/A | #N/A | #N/A | #N/A | #N/A | #N/A | #N/A | #N/A
TRUE | VIC | KTSEJ | Keilor East (Jemena) 66 kV | Jemena | Winter | Non-coincident | 2023 | ACTUAL_ADJUSTEDOPG | NA | 151.3793 | VIC Keilor East (Jemena) 66 kV |  |  | FALSE | #N/A | #N/A | #N/A | #N/A | #N/A | #N/A | #N/A | #N/A | #N/A | #N/A
TRUE | VIC | KTSEJ | Keilor East (Jemena) 66 kV | Jemena | Winter | Coincident | 2024 | ACTUAL_OPG | NA | 148.6067 | VIC Keilor East (Jemena) 66 kV |  |  | FALSE | #N/A | #N/A | #N/A | #N/A | #N/A | #N/A | #N/A | #N/A | #N/A | #N/A
TRUE | VIC | KTSEJ | Keilor East (Jemena) 66 kV | Jemena | Winter | Coincident | 2024 | ACTUAL_RAW | NA | 148.6067 | VIC Keilor East (Jemena) 66 kV |  |  | FALSE | #N/A | #N/A | #N/A | #N/A | #N/A | #N/A | #N/A | #N/A | #N/A | #N/A
TRUE | VIC | KTSEJ | Keilor East (Jemena) 66 kV | Jemena | Winter | Non-coincident | 2024 | ACTUAL_RAW | NA | 156.0585 | VIC Keilor East (Jemena) 66 kV |  |  | FALSE | #N/A | #N/A | #N/A | #N/A | #N/A | #N/A | #N/A | #N/A | #N/A | #N/A
TRUE | VIC | KTSEJ | Keilor East (Jemena) 66 kV | Jemena | Winter | Non-coincident | 2024 | ACTUAL_OPG | NA | 156.0585 | VIC Keilor East (Jemena) 66 kV |  |  | FALSE | #N/A | #N/A | #N/A | #N/A | #N/A | #N/A | #N/A | #N/A | #N/A | #N/A
TRUE | VIC | KTSEJ | Keilor East (Jemena) 66 kV | Jemena | Winter | Non-coincident | 2024 | ACTUAL_ADJUSTEDOPG | NA | 156.0585 | VIC Keilor East (Jemena) 66 kV |  |  | FALSE | #N/A | #N/A | #N/A | #N/A | #N/A | #N/A | #N/A | #N/A | #N/A | #N/A
TRUE | VIC | KTSEJ | Keilor East (Jemena) 66 kV | Jemena | Winter | Coincident | 2025 | POE10 | NA | 171.6003 | VIC Keilor East (Jemena) 66 kV |  |  | FALSE | #N/A | #N/A | #N/A | #N/A | #N/A | #N/A | #N/A | #N/A | #N/A | #N/A
TRUE | VIC | KTSEJ | Keilor East (Jemena) 66 kV | Jemena | Winter | Coincident | 2025 | POE50 | NA | 169.994 | VIC Keilor East (Jemena) 66 kV |  |  | FALSE | #N/A | #N/A | #N/A | #N/A | #N/A | #N/A | #N/A | #N/A | #N/A | #N/A
TRUE | VIC | KTSEJ | Keilor East (Jemena) 66 kV | Jemena | Winter | Non-coincident | 2025 | ACTUAL_RAW | NA | 161.2052 | VIC Keilor East (Jemena) 66 kV |  |  | FALSE | #N/A | #N/A | #N/A | #N/A | #N/A | #N/A | #N/A | #N/A | #N/A | #N/A
TRUE | VIC | KTSEJ | Keilor East (Jemena) 66 kV | Jemena | Winter | Non-coincident | 2025 | ACTUAL_ADJUSTEDOPG | NA | 161.2052 | VIC Keilor East (Jemena) 66 kV |  |  | FALSE | #N/A | #N/A | #N/A | #N/A | #N/A | #N/A | #N/A | #N/A | #N/A | #N/A
TRUE | VIC | KTSEJ | Keilor East (Jemena) 66 kV | Jemena | Winter | Non-coincident | 2025 | BASEYEARPOE50 | NA | 184.0621 | VIC Keilor East (Jemena) 66 kV |  |  | FALSE | #N/A | #N/A | #N/A | #N/A | #N/A | #N/A | #N/A | #N/A | #N/A | #N/A
TRUE | VIC | KTSEJ | Keilor East (Jemena) 66 kV | Jemena | Winter | Non-coincident | 2025 | BASEYEARPOE10 | NA | 187.5321 | VIC Keilor East (Jemena) 66 kV |  |  | FALSE | #N/A | #N/A | #N/A | #N/A | #N/A | #N/A | #N/A | #N/A | #N/A | #N/A
TRUE | VIC | KTSEJ | Keilor East (Jemena) 66 kV | Jemena | Winter | Non-coincident | 2025 | POE10 | NA | 187.962 | VIC Keilor East (Jemena) 66 kV |  |  | FALSE | #N/A | #N/A | #N/A | #N/A | #N/A | #N/A | #N/A | #N/A | #N/A | #N/A
TRUE | VIC | KTSEJ | Keilor East (Jemena) 66 kV | Jemena | Winter | Non-coincident | 2025 | POE50 | NA | 184.6171 | VIC Keilor East (Jemena) 66 kV |  |  | FALSE | #N/A | #N/A | #N/A | #N/A | #N/A | #N/A | #N/A | #N/A | #N/A | #N/A
TRUE | VIC | KTSEJ | Keilor East (Jemena) 66 kV | Jemena | Winter | Coincident | 2026 | POE10 | NA | 219.5387 | VIC Keilor East (Jemena) 66 kV |  |  | FALSE | #N/A | #N/A | #N/A | #N/A | #N/A | #N/A | #N/A | #N/A | #N/A | #N/A
TRUE | VIC | KTSEJ | Keilor East (Jemena) 66 kV | Jemena | Winter | Coincident | 2026 | POE50 | NA | 218.0301 | VIC Keilor East (Jemena) 66 kV |  |  | FALSE | #N/A | #N/A | #N/A | #N/A | #N/A | #N/A | #N/A | #N/A | #N/A | #N/A
TRUE | VIC | KTSEJ | Keilor East (Jemena) 66 kV | Jemena | Winter | Non-coincident | 2026 | POE10 | NA | 249.5911 | VIC Keilor East (Jemena) 66 kV |  |  | FALSE | #N/A | #N/A | #N/A | #N/A | #N/A | #N/A | #N/A | #N/A | #N/A | #N/A
TRUE | VIC | KTSEJ | Keilor East (Jemena) 66 kV | Jemena | Winter | Non-coincident | 2026 | POE50 | NA | 246.2257 | VIC Keilor East (Jemena) 66 kV |  |  | FALSE | #N/A | #N/A | #N/A | #N/A | #N/A | #N/A | #N/A | #N/A | #N/A | #N/A
TRUE | VIC | KTSEJ | Keilor East (Jemena) 66 kV | Jemena | Winter | Coincident | 2027 | POE10 | NA | 282.7372 | VIC Keilor East (Jemena) 66 kV |  |  | FALSE | #N/A | #N/A | #N/A | #N/A | #N/A | #N/A | #N/A | #N/A | #N/A | #N/A
TRUE | VIC | KTSEJ | Keilor East (Jemena) 66 kV | Jemena | Winter | Coincident | 2027 | POE50 | NA | 281.0225 | VIC Keilor East (Jemena) 66 kV |  |  | FALSE | #N/A | #N/A | #N/A | #N/A | #N/A | #N/A | #N/A | #N/A | #N/A | #N/A
TRUE | VIC | KTSEJ | Keilor East (Jemena) 66 kV | Jemena | Winter | Non-coincident | 2027 | POE10 | NA | 333.6166 | VIC Keilor East (Jemena) 66 kV |  |  | FALSE | #N/A | #N/A | #N/A | #N/A | #N/A | #N/A | #N/A | #N/A | #N/A | #N/A
TRUE | VIC | KTSEJ | Keilor East (Jemena) 66 kV | Jemena | Winter | Non-coincident | 2027 | POE50 | NA | 330.2299 | VIC Keilor East (Jemena) 66 kV |  |  | FALSE | #N/A | #N/A | #N/A | #N/A | #N/A | #N/A | #N/A | #N/A | #N/A | #N/A
TRUE | VIC | KTSEJ | Keilor East (Jemena) 66 kV | Jemena | Winter | Coincident | 2028 | POE10 | NA | 337.5645 | VIC Keilor East (Jemena) 66 kV |  |  | FALSE | #N/A | #N/A | #N/A | #N/A | #N/A | #N/A | #N/A | #N/A | #N/A | #N/A
TRUE | VIC | KTSEJ | Keilor East (Jemena) 66 kV | Jemena | Winter | Coincident | 2028 | POE50 | NA | 336.3802 | VIC Keilor East (Jemena) 66 kV |  |  | FALSE | #N/A | #N/A | #N/A | #N/A | #N/A | #N/A | #N/A | #N/A | #N/A | #N/A
TRUE | VIC | KTSEJ | Keilor East (Jemena) 66 kV | Jemena | Winter | Non-coincident | 2028 | POE10 | NA | 406.1314 | VIC Keilor East (Jemena) 66 kV |  |  | FALSE | #N/A | #N/A | #N/A | #N/A | #N/A | #N/A | #N/A | #N/A | #N/A | #N/A
TRUE | VIC | KTSEJ | Keilor East (Jemena) 66 kV | Jemena | Winter | Non-coincident | 2028 | POE50 | NA | 402.7234 | VIC Keilor East (Jemena) 66 kV |  |  | FALSE | #N/A | #N/A | #N/A | #N/A | #N/A | #N/A | #N/A | #N/A | #N/A | #N/A
TRUE | VIC | KTSEJ | Keilor East (Jemena) 66 kV | Jemena | Winter | Coincident | 2029 | POE10 | NA | 405.4653 | VIC Keilor East (Jemena) 66 kV |  |  | FALSE | #N/A | #N/A | #N/A | #N/A | #N/A | #N/A | #N/A | #N/A | #N/A | #N/A
TRUE | VIC | KTSEJ | Keilor East (Jemena) 66 kV | Jemena | Winter | Coincident | 2029 | POE50 | NA | 404.7716 | VIC Keilor East (Jemena) 66 kV |  |  | FALSE | #N/A | #N/A | #N/A | #N/A | #N/A | #N/A | #N/A | #N/A | #N/A | #N/A
TRUE | VIC | KTSEJ | Keilor East (Jemena) 66 kV | Jemena | Winter | Non-coincident | 2029 | POE10 | NA | 493.8508 | VIC Keilor East (Jemena) 66 kV |  |  | FALSE | #N/A | #N/A | #N/A | #N/A | #N/A | #N/A | #N/A | #N/A | #N/A | #N/A
TRUE | VIC | KTSEJ | Keilor East (Jemena) 66 kV | Jemena | Winter | Non-coincident | 2029 | POE50 | NA | 490.4216 | VIC Keilor East (Jemena) 66 kV |  |  | FALSE | #N/A | #N/A | #N/A | #N/A | #N/A | #N/A | #N/A | #N/A | #N/A | #N/A
TRUE | VIC | KTSEJ | Keilor East (Jemena) 66 kV | Jemena | Winter | Coincident | 2030 | POE10 | NA | 510.5772 | VIC Keilor East (Jemena) 66 kV |  |  | FALSE | #N/A | #N/A | #N/A | #N/A | #N/A | #N/A | #N/A | #N/A | #N/A | #N/A
TRUE | VIC | KTSEJ | Keilor East (Jemena) 66 kV | Jemena | Winter | Coincident | 2030 | POE50 | NA | 510.3466 | VIC Keilor East (Jemena) 66 kV |  |  | FALSE | #N/A | #N/A | #N/A | #N/A | #N/A | #N/A | #N/A | #N/A | #N/A | #N/A
TRUE | VIC | KTSEJ | Keilor East (Jemena) 66 kV | Jemena | Winter | Non-coincident | 2030 | POE10 | NA | 630.5991 | VIC Keilor East (Jemena) 66 kV |  |  | FALSE | #N/A | #N/A | #N/A | #N/A | #N/A | #N/A | #N/A | #N/A | #N/A | #N/A
TRUE | VIC | KTSEJ | Keilor East (Jemena) 66 kV | Jemena | Winter | Non-coincident | 2030 | POE50 | NA | 627.1486 | VIC Keilor East (Jemena) 66 kV |  |  | FALSE | #N/A | #N/A | #N/A | #N/A | #N/A | #N/A | #N/A | #N/A | #N/A | #N/A
TRUE | VIC | KTSEJ | Keilor East (Jemena) 66 kV | Jemena | Winter | Coincident | 2031 | POE10 | NA | 672.8852 | VIC Keilor East (Jemena) 66 kV |  |  | FALSE | #N/A | #N/A | #N/A | #N/A | #N/A | #N/A | #N/A | #N/A | #N/A | #N/A
TRUE | VIC | KTSEJ | Keilor East (Jemena) 66 kV | Jemena | Winter | Coincident | 2031 | POE50 | NA | 680.3204 | VIC Keilor East (Jemena) 66 kV |  |  | FALSE | #N/A | #N/A | #N/A | #N/A | #N/A | #N/A | #N/A | #N/A | #N/A | #N/A
TRUE | VIC | KTSEJ | Keilor East (Jemena) 66 kV | Jemena | Winter | Non-coincident | 2031 | POE10 | NA | 841.3995 | VIC Keilor East (Jemena) 66 kV |  |  | FALSE | #N/A | #N/A | #N/A | #N/A | #N/A | #N/A | #N/A | #N/A | #N/A | #N/A
TRUE | VIC | KTSEJ | Keilor East (Jemena) 66 kV | Jemena | Winter | Non-coincident | 2031 | POE50 | NA | 837.9278 | VIC Keilor East (Jemena) 66 kV |  |  | FALSE | #N/A | #N/A | #N/A | #N/A | #N/A | #N/A | #N/A | #N/A | #N/A | #N/A
TRUE | VIC | KTSEJ | Keilor East (Jemena) 66 kV | Jemena | Winter | Coincident | 2032 | POE10 | NA | 862.545 | VIC Keilor East (Jemena) 66 kV |  |  | FALSE | #N/A | #N/A | #N/A | #N/A | #N/A | #N/A | #N/A | #N/A | #N/A | #N/A
TRUE | VIC | KTSEJ | Keilor East (Jemena) 66 kV | Jemena | Winter | Coincident | 2032 | POE50 | NA | 862.5415 | VIC Keilor East (Jemena) 66 kV |  |  | FALSE | #N/A | #N/A | #N/A | #N/A | #N/A | #N/A | #N/A | #N/A | #N/A | #N/A
TRUE | VIC | KTSEJ | Keilor East (Jemena) 66 kV | Jemena | Winter | Non-coincident | 2032 | POE10 | NA | 1101.1279 | VIC Keilor East (Jemena) 66 kV |  |  | FALSE | #N/A | #N/A | #N/A | #N/A | #N/A | #N/A | #N/A | #N/A | #N/A | #N/A
TRUE | VIC | KTSEJ | Keilor East (Jemena) 66 kV | Jemena | Winter | Non-coincident | 2032 | POE50 | NA | 1097.6345 | VIC Keilor East (Jemena) 66 kV |  |  | FALSE | #N/A | #N/A | #N/A | #N/A | #N/A | #N/A | #N/A | #N/A | #N/A | #N/A
TRUE | VIC | KTSEJ | Keilor East (Jemena) 66 kV | Jemena | Winter | Coincident | 2033 | POE10 | NA | 1020.1172 | VIC Keilor East (Jemena) 66 kV |  |  | FALSE | #N/A | #N/A | #N/A | #N/A | #N/A | #N/A | #N/A | #N/A | #N/A | #N/A
TRUE | VIC | KTSEJ | Keilor East (Jemena) 66 kV | Jemena | Winter | Coincident | 2033 | POE50 | NA | 1020.7839 | VIC Keilor East (Jemena) 66 kV |  |  | FALSE | #N/A | #N/A | #N/A | #N/A | #N/A | #N/A | #N/A | #N/A | #N/A | #N/A
TRUE | VIC | KTSEJ | Keilor East (Jemena) 66 kV | Jemena | Winter | Non-coincident | 2033 | POE10 | NA | 1335.5436 | VIC Keilor East (Jemena) 66 kV |  |  | FALSE | #N/A | #N/A | #N/A | #N/A | #N/A | #N/A | #N/A | #N/A | #N/A | #N/A
TRUE | VIC | KTSEJ | Keilor East (Jemena) 66 kV | Jemena | Winter | Non-coincident | 2033 | POE50 | NA | 1332.0285 | VIC Keilor East (Jemena) 66 kV |  |  | FALSE | #N/A | #N/A | #N/A | #N/A | #N/A | #N/A | #N/A | #N/A | #N/A | #N/A
TRUE | VIC | KTSEJ | Keilor East (Jemena) 66 kV | Jemena | Winter | Coincident | 2034 | POE10 | NA | 1056.2697 | VIC Keilor East (Jemena) 66 kV |  |  | FALSE | #N/A | #N/A | #N/A | #N/A | #N/A | #N/A | #N/A | #N/A | #N/A | #N/A
TRUE | VIC | KTSEJ | Keilor East (Jemena) 66 kV | Jemena | Winter | Coincident | 2034 | POE50 | NA | 1057.6274 | VIC Keilor East (Jemena) 66 kV |  |  | FALSE | #N/A | #N/A | #N/A | #N/A | #N/A | #N/A | #N/A | #N/A | #N/A | #N/A
TRUE | VIC | KTSEJ | Keilor East (Jemena) 66 kV | Jemena | Winter | Non-coincident | 2034 | POE10 | NA | 1393.2088 | VIC Keilor East (Jemena) 66 kV |  |  | FALSE | #N/A | #N/A | #N/A | #N/A | #N/A | #N/A | #N/A | #N/A | #N/A | #N/A
TRUE | VIC | KTSEJ | Keilor East (Jemena) 66 kV | Jemena | Winter | Non-coincident | 2034 | POE50 | NA | 1389.6721 | VIC Keilor East (Jemena) 66 kV |  |  | FALSE | #N/A | #N/A | #N/A | #N/A | #N/A | #N/A | #N/A | #N/A | #N/A | #N/A
TRUE | VIC | KTSEP | Keilor East (Powercor) 66 kV | Powercor | Shoulder | Coincident | 2019 | ACTUAL_OPG | 18.5446 | NA | VIC Keilor East (Powercor) 66 kV |  |  | FALSE | #N/A | #N/A | #N/A | #N/A | #N/A | #N/A | #N/A | #N/A | #N/A | #N/A
TRUE | VIC | KTSEP | Keilor East (Powercor) 66 kV | Powercor | Shoulder | Coincident | 2019 | ACTUAL_RAW | 18.5446 | NA | VIC Keilor East (Powercor) 66 kV |  |  | FALSE | #N/A | #N/A | #N/A | #N/A | #N/A | #N/A | #N/A | #N/A | #N/A | #N/A
TRUE | VIC | KTSEP | Keilor East (Powercor) 66 kV | Powercor | Shoulder | Non-coincident | 2019 | ACTUAL_RAW | 18.5446 | NA | VIC Keilor East (Powercor) 66 kV |  |  | FALSE | #N/A | #N/A | #N/A | #N/A | #N/A | #N/A | #N/A | #N/A | #N/A | #N/A
TRUE | VIC | KTSEP | Keilor East (Powercor) 66 kV | Powercor | Shoulder | Non-coincident | 2019 | ACTUAL_OPG | 18.5446 | NA | VIC Keilor East (Powercor) 66 kV |  |  | FALSE | #N/A | #N/A | #N/A | #N/A | #N/A | #N/A | #N/A | #N/A | #N/A | #N/A
TRUE | VIC | KTSEP | Keilor East (Powercor) 66 kV | Powercor | Shoulder | Non-coincident | 2019 | ACTUAL_ADJUSTEDOPG | 18.5446 | NA | VIC Keilor East (Powercor) 66 kV |  |  | FALSE | #N/A | #N/A | #N/A | #N/A | #N/A | #N/A | #N/A | #N/A | #N/A | #N/A
TRUE | VIC | KTSEP | Keilor East (Powercor) 66 kV | Powercor | Shoulder | Coincident | 2020 | ACTUAL_OPG | 19.428 | NA | VIC Keilor East (Powercor) 66 kV |  |  | FALSE | #N/A | #N/A | #N/A | #N/A | #N/A | #N/A | #N/A | #N/A | #N/A | #N/A
TRUE | VIC | KTSEP | Keilor East (Powercor) 66 kV | Powercor | Shoulder | Coincident | 2020 | ACTUAL_RAW | 19.428 | NA | VIC Keilor East (Powercor) 66 kV |  |  | FALSE | #N/A | #N/A | #N/A | #N/A | #N/A | #N/A | #N/A | #N/A | #N/A | #N/A
TRUE | VIC | KTSEP | Keilor East (Powercor) 66 kV | Powercor | Shoulder | Non-coincident | 2020 | ACTUAL_RAW | 17.895 | NA | VIC Keilor East (Powercor) 66 kV |  |  | FALSE | #N/A | #N/A | #N/A | #N/A | #N/A | #N/A | #N/A | #N/A | #N/A | #N/A
TRUE | VIC | KTSEP | Keilor East (Powercor) 66 kV | Powercor | Shoulder | Non-coincident | 2020 | ACTUAL_OPG | 17.895 | NA | VIC Keilor East (Powercor) 66 kV |  |  | FALSE | #N/A | #N/A | #N/A | #N/A | #N/A | #N/A | #N/A | #N/A | #N/A | #N/A
TRUE | VIC | KTSEP | Keilor East (Powercor) 66 kV | Powercor | Shoulder | Non-coincident | 2020 | ACTUAL_ADJUSTEDOPG | 17.895 | NA | VIC Keilor East (Powercor) 66 kV |  |  | FALSE | #N/A | #N/A | #N/A | #N/A | #N/A | #N/A | #N/A | #N/A | #N/A | #N/A
TRUE | VIC | KTSEP | Keilor East (Powercor) 66 kV | Powercor | Shoulder | Coincident | 2021 | ACTUAL_OPG | 16.5139 | NA | VIC Keilor East (Powercor) 66 kV |  |  | FALSE | #N/A | #N/A | #N/A | #N/A | #N/A | #N/A | #N/A | #N/A | #N/A | #N/A
TRUE | VIC | KTSEP | Keilor East (Powercor) 66 kV | Powercor | Shoulder | Coincident | 2021 | ACTUAL_RAW | 16.5139 | NA | VIC Keilor East (Powercor) 66 kV |  |  | FALSE | #N/A | #N/A | #N/A | #N/A | #N/A | #N/A | #N/A | #N/A | #N/A | #N/A
TRUE | VIC | KTSEP | Keilor East (Powercor) 66 kV | Powercor | Shoulder | Non-coincident | 2021 | ACTUAL_RAW | 16.5139 | NA | VIC Keilor East (Powercor) 66 kV |  |  | FALSE | #N/A | #N/A | #N/A | #N/A | #N/A | #N/A | #N/A | #N/A | #N/A | #N/A
TRUE | VIC | KTSEP | Keilor East (Powercor) 66 kV | Powercor | Shoulder | Non-coincident | 2021 | ACTUAL_OPG | 16.5139 | NA | VIC Keilor East (Powercor) 66 kV |  |  | FALSE | #N/A | #N/A | #N/A | #N/A | #N/A | #N/A | #N/A | #N/A | #N/A | #N/A
TRUE | VIC | KTSEP | Keilor East (Powercor) 66 kV | Powercor | Shoulder | Non-coincident | 2021 | ACTUAL_ADJUSTEDOPG | 16.5139 | NA | VIC Keilor East (Powercor) 66 kV |  |  | FALSE | #N/A | #N/A | #N/A | #N/A | #N/A | #N/A | #N/A | #N/A | #N/A | #N/A
TRUE | VIC | KTSEP | Keilor East (Powercor) 66 kV | Powercor | Shoulder | Coincident | 2022 | ACTUAL_OPG | 15.1503 | NA | VIC Keilor East (Powercor) 66 kV |  |  | FALSE | #N/A | #N/A | #N/A | #N/A | #N/A | #N/A | #N/A | #N/A | #N/A | #N/A
TRUE | VIC | KTSEP | Keilor East (Powercor) 66 kV | Powercor | Shoulder | Coincident | 2022 | ACTUAL_RAW | 15.1503 | NA | VIC Keilor East (Powercor) 66 kV |  |  | FALSE | #N/A | #N/A | #N/A | #N/A | #N/A | #N/A | #N/A | #N/A | #N/A | #N/A
TRUE | VIC | KTSEP | Keilor East (Powercor) 66 kV | Powercor | Shoulder | Non-coincident | 2022 | ACTUAL_RAW | 15.1503 | NA | VIC Keilor East (Powercor) 66 kV |  |  | FALSE | #N/A | #N/A | #N/A | #N/A | #N/A | #N/A | #N/A | #N/A | #N/A | #N/A
TRUE | VIC | KTSEP | Keilor East (Powercor) 66 kV | Powercor | Shoulder | Non-coincident | 2022 | ACTUAL_OPG | 15.1503 | NA | VIC Keilor East (Powercor) 66 kV |  |  | FALSE | #N/A | #N/A | #N/A | #N/A | #N/A | #N/A | #N/A | #N/A | #N/A | #N/A
TRUE | VIC | KTSEP | Keilor East (Powercor) 66 kV | Powercor | Shoulder | Non-coincident | 2022 | ACTUAL_ADJUSTEDOPG | 15.1503 | NA | VIC Keilor East (Powercor) 66 kV |  |  | FALSE | #N/A | #N/A | #N/A | #N/A | #N/A | #N/A | #N/A | #N/A | #N/A | #N/A
TRUE | VIC | KTSEP | Keilor East (Powercor) 66 kV | Powercor | Shoulder | Coincident | 2023 | ACTUAL_OPG | 14.6028 | NA | VIC Keilor East (Powercor) 66 kV |  |  | FALSE | #N/A | #N/A | #N/A | #N/A | #N/A | #N/A | #N/A | #N/A | #N/A | #N/A
TRUE | VIC | KTSEP | Keilor East (Powercor) 66 kV | Powercor | Shoulder | Coincident | 2023 | ACTUAL_RAW | 14.6028 | NA | VIC Keilor East (Powercor) 66 kV |  |  | FALSE | #N/A | #N/A | #N/A | #N/A | #N/A | #N/A | #N/A | #N/A | #N/A | #N/A
TRUE | VIC | KTSEP | Keilor East (Powercor) 66 kV | Powercor | Shoulder | Non-coincident | 2023 | ACTUAL_RAW | 12.7375 | NA | VIC Keilor East (Powercor) 66 kV |  |  | FALSE | #N/A | #N/A | #N/A | #N/A | #N/A | #N/A | #N/A | #N/A | #N/A | #N/A
TRUE | VIC | KTSEP | Keilor East (Powercor) 66 kV | Powercor | Shoulder | Non-coincident | 2023 | ACTUAL_OPG | 12.7375 | NA | VIC Keilor East (Powercor) 66 kV |  |  | FALSE | #N/A | #N/A | #N/A | #N/A | #N/A | #N/A | #N/A | #N/A | #N/A | #N/A
TRUE | VIC | KTSEP | Keilor East (Powercor) 66 kV | Powercor | Shoulder | Non-coincident | 2023 | ACTUAL_ADJUSTEDOPG | 12.7375 | NA | VIC Keilor East (Powercor) 66 kV |  |  | FALSE | #N/A | #N/A | #N/A | #N/A | #N/A | #N/A | #N/A | #N/A | #N/A | #N/A
TRUE | VIC | KTSEP | Keilor East (Powercor) 66 kV | Powercor | Shoulder | Coincident | 2024 | ACTUAL_OPG | 11.6446 | NA | VIC Keilor East (Powercor) 66 kV |  |  | FALSE | #N/A | #N/A | #N/A | #N/A | #N/A | #N/A | #N/A | #N/A | #N/A | #N/A
TRUE | VIC | KTSEP | Keilor East (Powercor) 66 kV | Powercor | Shoulder | Coincident | 2024 | ACTUAL_RAW | 11.6446 | NA | VIC Keilor East (Powercor) 66 kV |  |  | FALSE | #N/A | #N/A | #N/A | #N/A | #N/A | #N/A | #N/A | #N/A | #N/A | #N/A
TRUE | VIC | KTSEP | Keilor East (Powercor) 66 kV | Powercor | Shoulder | Non-coincident | 2024 | ACTUAL_RAW | 11.6446 | NA | VIC Keilor East (Powercor) 66 kV |  |  | FALSE | #N/A | #N/A | #N/A | #N/A | #N/A | #N/A | #N/A | #N/A | #N/A | #N/A
TRUE | VIC | KTSEP | Keilor East (Powercor) 66 kV | Powercor | Shoulder | Non-coincident | 2024 | ACTUAL_OPG | 11.6446 | NA | VIC Keilor East (Powercor) 66 kV |  |  | FALSE | #N/A | #N/A | #N/A | #N/A | #N/A | #N/A | #N/A | #N/A | #N/A | #N/A
TRUE | VIC | KTSEP | Keilor East (Powercor) 66 kV | Powercor | Shoulder | Non-coincident | 2024 | ACTUAL_ADJUSTEDOPG | 11.6446 | NA | VIC Keilor East (Powercor) 66 kV |  |  | FALSE | #N/A | #N/A | #N/A | #N/A | #N/A | #N/A | #N/A | #N/A | #N/A | #N/A
TRUE | VIC | KTSEP | Keilor East (Powercor) 66 kV | Powercor | Shoulder | Coincident | 2025 | ACTUAL_OPG | 11.6257 | NA | VIC Keilor East (Powercor) 66 kV |  |  | FALSE | #N/A | #N/A | #N/A | #N/A | #N/A | #N/A | #N/A | #N/A | #N/A | #N/A
TRUE | VIC | KTSEP | Keilor East (Powercor) 66 kV | Powercor | Shoulder | Coincident | 2025 | ACTUAL_RAW | 11.6257 | NA | VIC Keilor East (Powercor) 66 kV |  |  | FALSE | #N/A | #N/A | #N/A | #N/A | #N/A | #N/A | #N/A | #N/A | #N/A | #N/A
TRUE | VIC | KTSEP | Keilor East (Powercor) 66 kV | Powercor | Shoulder | Non-coincident | 2025 | ACTUAL_RAW | 7.7375 | NA | VIC Keilor East (Powercor) 66 kV |  |  | FALSE | #N/A | #N/A | #N/A | #N/A | #N/A | #N/A | #N/A | #N/A | #N/A | #N/A
TRUE | VIC | KTSEP | Keilor East (Powercor) 66 kV | Powercor | Shoulder | Non-coincident | 2025 | ACTUAL_OPG | 7.7375 | NA | VIC Keilor East (Powercor) 66 kV |  |  | FALSE | #N/A | #N/A | #N/A | #N/A | #N/A | #N/A | #N/A | #N/A | #N/A | #N/A
TRUE | VIC | KTSEP | Keilor East (Powercor) 66 kV | Powercor | Shoulder | Non-coincident | 2025 | ACTUAL_ADJUSTEDOPG | 7.7375 | NA | VIC Keilor East (Powercor) 66 kV |  |  | FALSE | #N/A | #N/A | #N/A | #N/A | #N/A | #N/A | #N/A | #N/A | #N/A | #N/A
TRUE | VIC | KTSEP | Keilor East (Powercor) 66 kV | Powercor | Shoulder | Non-coincident | 2025 | BASEYEARPOE90 | 3.0444 | NA | VIC Keilor East (Powercor) 66 kV |  |  | FALSE | #N/A | #N/A | #N/A | #N/A | #N/A | #N/A | #N/A | #N/A | #N/A | #N/A
TRUE | VIC | KTSEP | Keilor East (Powercor) 66 kV | Powercor | Shoulder | Non-coincident | 2025 | BASEYEARPOE50 | 5.3164 | NA | VIC Keilor East (Powercor) 66 kV |  |  | FALSE | #N/A | #N/A | #N/A | #N/A | #N/A | #N/A | #N/A | #N/A | #N/A | #N/A
TRUE | VIC | KTSEP | Keilor East (Powercor) 66 kV | Powercor | Shoulder | Coincident_unreconciled | 2026 | POE50 | 3.6074 | NA | VIC Keilor East (Powercor) 66 kV |  |  | FALSE | #N/A | #N/A | #N/A | #N/A | #N/A | #N/A | #N/A | #N/A | #N/A | #N/A
TRUE | VIC | KTSEP | Keilor East (Powercor) 66 kV | Powercor | Shoulder | Coincident_unreconciled | 2026 | POE90 | 1.164 | NA | VIC Keilor East (Powercor) 66 kV |  |  | FALSE | #N/A | #N/A | #N/A | #N/A | #N/A | #N/A | #N/A | #N/A | #N/A | #N/A
TRUE | VIC | KTSEP | Keilor East (Powercor) 66 kV | Powercor | Shoulder | Non-coincident | 2026 | POE50 | 2.883 | NA | VIC Keilor East (Powercor) 66 kV |  |  | FALSE | #N/A | #N/A | #N/A | #N/A | #N/A | #N/A | #N/A | #N/A | #N/A | #N/A
TRUE | VIC | KTSEP | Keilor East (Powercor) 66 kV | Powercor | Shoulder | Non-coincident | 2026 | POE90 | 0.93026 | NA | VIC Keilor East (Powercor) 66 kV |  |  | FALSE | #N/A | #N/A | #N/A | #N/A | #N/A | #N/A | #N/A | #N/A | #N/A | #N/A
TRUE | VIC | KTSEP | Keilor East (Powercor) 66 kV | Powercor | Shoulder | Coincident_unreconciled | 2027 | POE50 | -0.0551 | NA | VIC Keilor East (Powercor) 66 kV |  |  | FALSE | #N/A | #N/A | #N/A | #N/A | #N/A | #N/A | #N/A | #N/A | #N/A | #N/A
TRUE | VIC | KTSEP | Keilor East (Powercor) 66 kV | Powercor | Shoulder | Coincident_unreconciled | 2027 | POE90 | -1.5216 | NA | VIC Keilor East (Powercor) 66 kV |  |  | FALSE | #N/A | #N/A | #N/A | #N/A | #N/A | #N/A | #N/A | #N/A | #N/A | #N/A
TRUE | VIC | KTSEP | Keilor East (Powercor) 66 kV | Powercor | Shoulder | Non-coincident | 2027 | POE50 | -0.07358 | NA | VIC Keilor East (Powercor) 66 kV |  |  | FALSE | #N/A | #N/A | #N/A | #N/A | #N/A | #N/A | #N/A | #N/A | #N/A | #N/A
TRUE | VIC | KTSEP | Keilor East (Powercor) 66 kV | Powercor | Shoulder | Non-coincident | 2027 | POE90 | -2.0322 | NA | VIC Keilor East (Powercor) 66 kV |  |  | FALSE | #N/A | #N/A | #N/A | #N/A | #N/A | #N/A | #N/A | #N/A | #N/A | #N/A
TRUE | VIC | KTSEP | Keilor East (Powercor) 66 kV | Powercor | Shoulder | Coincident_unreconciled | 2028 | POE50 | -2.5156 | NA | VIC Keilor East (Powercor) 66 kV |  |  | FALSE | #N/A | #N/A | #N/A | #N/A | #N/A | #N/A | #N/A | #N/A | #N/A | #N/A
TRUE | VIC | KTSEP | Keilor East (Powercor) 66 kV | Powercor | Shoulder | Coincident_unreconciled | 2028 | POE90 | -3.9869 | NA | VIC Keilor East (Powercor) 66 kV |  |  | FALSE | #N/A | #N/A | #N/A | #N/A | #N/A | #N/A | #N/A | #N/A | #N/A | #N/A
TRUE | VIC | KTSEP | Keilor East (Powercor) 66 kV | Powercor | Shoulder | Non-coincident | 2028 | POE50 | -3.3598 | NA | VIC Keilor East (Powercor) 66 kV |  |  | FALSE | #N/A | #N/A | #N/A | #N/A | #N/A | #N/A | #N/A | #N/A | #N/A | #N/A
TRUE | VIC | KTSEP | Keilor East (Powercor) 66 kV | Powercor | Shoulder | Non-coincident | 2028 | POE90 | -5.3247 | NA | VIC Keilor East (Powercor) 66 kV |  |  | FALSE | #N/A | #N/A | #N/A | #N/A | #N/A | #N/A | #N/A | #N/A | #N/A | #N/A
TRUE | VIC | KTSEP | Keilor East (Powercor) 66 kV | Powercor | Shoulder | Coincident_unreconciled | 2029 | POE50 | -4.7975 | NA | VIC Keilor East (Powercor) 66 kV |  |  | FALSE | #N/A | #N/A | #N/A | #N/A | #N/A | #N/A | #N/A | #N/A | #N/A | #N/A
TRUE | VIC | KTSEP | Keilor East (Powercor) 66 kV | Powercor | Shoulder | Coincident_unreconciled | 2029 | POE90 | -6.2735 | NA | VIC Keilor East (Powercor) 66 kV |  |  | FALSE | #N/A | #N/A | #N/A | #N/A | #N/A | #N/A | #N/A | #N/A | #N/A | #N/A
TRUE | VIC | KTSEP | Keilor East (Powercor) 66 kV | Powercor | Shoulder | Non-coincident | 2029 | POE50 | -6.4074 | NA | VIC Keilor East (Powercor) 66 kV |  |  | FALSE | #N/A | #N/A | #N/A | #N/A | #N/A | #N/A | #N/A | #N/A | #N/A | #N/A
TRUE | VIC | KTSEP | Keilor East (Powercor) 66 kV | Powercor | Shoulder | Non-coincident | 2029 | POE90 | -8.3787 | NA | VIC Keilor East (Powercor) 66 kV |  |  | FALSE | #N/A | #N/A | #N/A | #N/A | #N/A | #N/A | #N/A | #N/A | #N/A | #N/A
TRUE | VIC | KTSEP | Keilor East (Powercor) 66 kV | Powercor | Shoulder | Coincident_unreconciled | 2030 | POE50 | -6.9613 | NA | VIC Keilor East (Powercor) 66 kV |  |  | FALSE | #N/A | #N/A | #N/A | #N/A | #N/A | #N/A | #N/A | #N/A | #N/A | #N/A
TRUE | VIC | KTSEP | Keilor East (Powercor) 66 kV | Powercor | Shoulder | Coincident_unreconciled | 2030 | POE90 | -8.4421 | NA | VIC Keilor East (Powercor) 66 kV |  |  | FALSE | #N/A | #N/A | #N/A | #N/A | #N/A | #N/A | #N/A | #N/A | #N/A | #N/A
TRUE | VIC | KTSEP | Keilor East (Powercor) 66 kV | Powercor | Shoulder | Non-coincident | 2030 | POE50 | -9.2973 | NA | VIC Keilor East (Powercor) 66 kV |  |  | FALSE | #N/A | #N/A | #N/A | #N/A | #N/A | #N/A | #N/A | #N/A | #N/A | #N/A
TRUE | VIC | KTSEP | Keilor East (Powercor) 66 kV | Powercor | Shoulder | Non-coincident | 2030 | POE90 | -11.2749 | NA | VIC Keilor East (Powercor) 66 kV |  |  | FALSE | #N/A | #N/A | #N/A | #N/A | #N/A | #N/A | #N/A | #N/A | #N/A | #N/A
TRUE | VIC | KTSEP | Keilor East (Powercor) 66 kV | Powercor | Shoulder | Coincident_unreconciled | 2031 | POE50 | -8.9931 | NA | VIC Keilor East (Powercor) 66 kV |  |  | FALSE | #N/A | #N/A | #N/A | #N/A | #N/A | #N/A | #N/A | #N/A | #N/A | #N/A
TRUE | VIC | KTSEP | Keilor East (Powercor) 66 kV | Powercor | Shoulder | Coincident_unreconciled | 2031 | POE90 | -10.4786 | NA | VIC Keilor East (Powercor) 66 kV |  |  | FALSE | #N/A | #N/A | #N/A | #N/A | #N/A | #N/A | #N/A | #N/A | #N/A | #N/A
TRUE | VIC | KTSEP | Keilor East (Powercor) 66 kV | Powercor | Shoulder | Non-coincident | 2031 | POE50 | -12.0109 | NA | VIC Keilor East (Powercor) 66 kV |  |  | FALSE | #N/A | #N/A | #N/A | #N/A | #N/A | #N/A | #N/A | #N/A | #N/A | #N/A
TRUE | VIC | KTSEP | Keilor East (Powercor) 66 kV | Powercor | Shoulder | Non-coincident | 2031 | POE90 | -13.9949 | NA | VIC Keilor East (Powercor) 66 kV |  |  | FALSE | #N/A | #N/A | #N/A | #N/A | #N/A | #N/A | #N/A | #N/A | #N/A | #N/A
TRUE | VIC | KTSEP | Keilor East (Powercor) 66 kV | Powercor | Shoulder | Coincident_unreconciled | 2032 | POE50 | -10.6081 | NA | VIC Keilor East (Powercor) 66 kV |  |  | FALSE | #N/A | #N/A | #N/A | #N/A | #N/A | #N/A | #N/A | #N/A | #N/A | #N/A
TRUE | VIC | KTSEP | Keilor East (Powercor) 66 kV | Powercor | Shoulder | Coincident_unreconciled | 2032 | POE90 | -12.0985 | NA | VIC Keilor East (Powercor) 66 kV |  |  | FALSE | #N/A | #N/A | #N/A | #N/A | #N/A | #N/A | #N/A | #N/A | #N/A | #N/A
TRUE | VIC | KTSEP | Keilor East (Powercor) 66 kV | Powercor | Shoulder | Non-coincident | 2032 | POE50 | -14.1679 | NA | VIC Keilor East (Powercor) 66 kV |  |  | FALSE | #N/A | #N/A | #N/A | #N/A | #N/A | #N/A | #N/A | #N/A | #N/A | #N/A
TRUE | VIC | KTSEP | Keilor East (Powercor) 66 kV | Powercor | Shoulder | Non-coincident | 2032 | POE90 | -16.1583 | NA | VIC Keilor East (Powercor) 66 kV |  |  | FALSE | #N/A | #N/A | #N/A | #N/A | #N/A | #N/A | #N/A | #N/A | #N/A | #N/A
TRUE | VIC | KTSEP | Keilor East (Powercor) 66 kV | Powercor | Shoulder | Coincident_unreconciled | 2033 | POE50 | -11.8697 | NA | VIC Keilor East (Powercor) 66 kV |  |  | FALSE | #N/A | #N/A | #N/A | #N/A | #N/A | #N/A | #N/A | #N/A | #N/A | #N/A
TRUE | VIC | KTSEP | Keilor East (Powercor) 66 kV | Powercor | Shoulder | Coincident_unreconciled | 2033 | POE90 | -13.365 | NA | VIC Keilor East (Powercor) 66 kV |  |  | FALSE | #N/A | #N/A | #N/A | #N/A | #N/A | #N/A | #N/A | #N/A | #N/A | #N/A
TRUE | VIC | KTSEP | Keilor East (Powercor) 66 kV | Powercor | Shoulder | Non-coincident | 2033 | POE50 | -15.8528 | NA | VIC Keilor East (Powercor) 66 kV |  |  | FALSE | #N/A | #N/A | #N/A | #N/A | #N/A | #N/A | #N/A | #N/A | #N/A | #N/A
TRUE | VIC | KTSEP | Keilor East (Powercor) 66 kV | Powercor | Shoulder | Non-coincident | 2033 | POE90 | -17.8498 | NA | VIC Keilor East (Powercor) 66 kV |  |  | FALSE | #N/A | #N/A | #N/A | #N/A | #N/A | #N/A | #N/A | #N/A | #N/A | #N/A
TRUE | VIC | KTSEP | Keilor East (Powercor) 66 kV | Powercor | Shoulder | Coincident_unreconciled | 2034 | POE50 | -13.0197 | NA | VIC Keilor East (Powercor) 66 kV |  |  | FALSE | #N/A | #N/A | #N/A | #N/A | #N/A | #N/A | #N/A | #N/A | #N/A | #N/A
TRUE | VIC | KTSEP | Keilor East (Powercor) 66 kV | Powercor | Shoulder | Coincident_unreconciled | 2034 | POE90 | -14.5199 | NA | VIC Keilor East (Powercor) 66 kV |  |  | FALSE | #N/A | #N/A | #N/A | #N/A | #N/A | #N/A | #N/A | #N/A | #N/A | #N/A
TRUE | VIC | KTSEP | Keilor East (Powercor) 66 kV | Powercor | Shoulder | Non-coincident | 2034 | POE50 | -17.3887 | NA | VIC Keilor East (Powercor) 66 kV |  |  | FALSE | #N/A | #N/A | #N/A | #N/A | #N/A | #N/A | #N/A | #N/A | #N/A | #N/A
TRUE | VIC | KTSEP | Keilor East (Powercor) 66 kV | Powercor | Shoulder | Non-coincident | 2034 | POE90 | -19.3923 | NA | VIC Keilor East (Powercor) 66 kV |  |  | FALSE | #N/A | #N/A | #N/A | #N/A | #N/A | #N/A | #N/A | #N/A | #N/A | #N/A
TRUE | VIC | KTSEP | Keilor East (Powercor) 66 kV | Powercor | Shoulder | Coincident_unreconciled | 2035 | POE50 | -14.225 | NA | VIC Keilor East (Powercor) 66 kV |  |  | FALSE | #N/A | #N/A | #N/A | #N/A | #N/A | #N/A | #N/A | #N/A | #N/A | #N/A
TRUE | VIC | KTSEP | Keilor East (Powercor) 66 kV | Powercor | Shoulder | Coincident_unreconciled | 2035 | POE90 | -15.7301 | NA | VIC Keilor East (Powercor) 66 kV |  |  | FALSE | #N/A | #N/A | #N/A | #N/A | #N/A | #N/A | #N/A | #N/A | #N/A | #N/A
TRUE | VIC | KTSEP | Keilor East (Powercor) 66 kV | Powercor | Shoulder | Non-coincident | 2035 | POE50 | -18.9984 | NA | VIC Keilor East (Powercor) 66 kV |  |  | FALSE | #N/A | #N/A | #N/A | #N/A | #N/A | #N/A | #N/A | #N/A | #N/A | #N/A
TRUE | VIC | KTSEP | Keilor East (Powercor) 66 kV | Powercor | Shoulder | Non-coincident | 2035 | POE90 | -21.0086 | NA | VIC Keilor East (Powercor) 66 kV |  |  | FALSE | #N/A | #N/A | #N/A | #N/A | #N/A | #N/A | #N/A | #N/A | #N/A | #N/A
TRUE | VIC | KTSEP | Keilor East (Powercor) 66 kV | Powercor | Summer | Coincident | 2019 | ACTUAL_OPG | 17.932 | 63.0729 | VIC Keilor East (Powercor) 66 kV |  |  | FALSE | #N/A | #N/A | #N/A | #N/A | #N/A | #N/A | #N/A | #N/A | #N/A | #N/A
TRUE | VIC | KTSEP | Keilor East (Powercor) 66 kV | Powercor | Summer | Coincident | 2019 | ACTUAL_RAW | 17.932 | 63.0729 | VIC Keilor East (Powercor) 66 kV |  |  | FALSE | #N/A | #N/A | #N/A | #N/A | #N/A | #N/A | #N/A | #N/A | #N/A | #N/A
TRUE | VIC | KTSEP | Keilor East (Powercor) 66 kV | Powercor | Summer | Non-coincident | 2019 | ACTUAL_RAW | 17.0125 | 66.3847 | VIC Keilor East (Powercor) 66 kV |  |  | FALSE | #N/A | #N/A | #N/A | #N/A | #N/A | #N/A | #N/A | #N/A | #N/A | #N/A
TRUE | VIC | KTSEP | Keilor East (Powercor) 66 kV | Powercor | Summer | Non-coincident | 2019 | ACTUAL_OPG | 17.0125 | 66.3847 | VIC Keilor East (Powercor) 66 kV |  |  | FALSE | #N/A | #N/A | #N/A | #N/A | #N/A | #N/A | #N/A | #N/A | #N/A | #N/A
TRUE | VIC | KTSEP | Keilor East (Powercor) 66 kV | Powercor | Summer | Non-coincident | 2019 | ACTUAL_ADJUSTEDOPG | 17.0125 | 66.3847 | VIC Keilor East (Powercor) 66 kV |  |  | FALSE | #N/A | #N/A | #N/A | #N/A | #N/A | #N/A | #N/A | #N/A | #N/A | #N/A
TRUE | VIC | KTSEP | Keilor East (Powercor) 66 kV | Powercor | Summer | Coincident | 2020 | ACTUAL_OPG | 16.9446 | 67.8583 | VIC Keilor East (Powercor) 66 kV |  |  | FALSE | #N/A | #N/A | #N/A | #N/A | #N/A | #N/A | #N/A | #N/A | #N/A | #N/A
TRUE | VIC | KTSEP | Keilor East (Powercor) 66 kV | Powercor | Summer | Coincident | 2020 | ACTUAL_RAW | 16.9446 | 67.8583 | VIC Keilor East (Powercor) 66 kV |  |  | FALSE | #N/A | #N/A | #N/A | #N/A | #N/A | #N/A | #N/A | #N/A | #N/A | #N/A
TRUE | VIC | KTSEP | Keilor East (Powercor) 66 kV | Powercor | Summer | Non-coincident | 2020 | ACTUAL_RAW | 15.8522 | 68.2142 | VIC Keilor East (Powercor) 66 kV |  |  | FALSE | #N/A | #N/A | #N/A | #N/A | #N/A | #N/A | #N/A | #N/A | #N/A | #N/A
TRUE | VIC | KTSEP | Keilor East (Powercor) 66 kV | Powercor | Summer | Non-coincident | 2020 | ACTUAL_OPG | 15.8522 | 68.2142 | VIC Keilor East (Powercor) 66 kV |  |  | FALSE | #N/A | #N/A | #N/A | #N/A | #N/A | #N/A | #N/A | #N/A | #N/A | #N/A
TRUE | VIC | KTSEP | Keilor East (Powercor) 66 kV | Powercor | Summer | Non-coincident | 2020 | ACTUAL_ADJUSTEDOPG | 15.8522 | 68.2142 | VIC Keilor East (Powercor) 66 kV |  |  | FALSE | #N/A | #N/A | #N/A | #N/A | #N/A | #N/A | #N/A | #N/A | #N/A | #N/A
TRUE | VIC | KTSEP | Keilor East (Powercor) 66 kV | Powercor | Summer | Coincident | 2021 | ACTUAL_OPG | 12.3412 | 55.447 | VIC Keilor East (Powercor) 66 kV |  |  | FALSE | #N/A | #N/A | #N/A | #N/A | #N/A | #N/A | #N/A | #N/A | #N/A | #N/A
TRUE | VIC | KTSEP | Keilor East (Powercor) 66 kV | Powercor | Summer | Coincident | 2021 | ACTUAL_RAW | 12.3412 | 55.447 | VIC Keilor East (Powercor) 66 kV |  |  | FALSE | #N/A | #N/A | #N/A | #N/A | #N/A | #N/A | #N/A | #N/A | #N/A | #N/A
TRUE | VIC | KTSEP | Keilor East (Powercor) 66 kV | Powercor | Summer | Non-coincident | 2021 | ACTUAL_RAW | 12.3412 | 60.6282 | VIC Keilor East (Powercor) 66 kV |  |  | FALSE | #N/A | #N/A | #N/A | #N/A | #N/A | #N/A | #N/A | #N/A | #N/A | #N/A
TRUE | VIC | KTSEP | Keilor East (Powercor) 66 kV | Powercor | Summer | Non-coincident | 2021 | ACTUAL_OPG | 12.3412 | 60.6282 | VIC Keilor East (Powercor) 66 kV |  |  | FALSE | #N/A | #N/A | #N/A | #N/A | #N/A | #N/A | #N/A | #N/A | #N/A | #N/A
TRUE | VIC | KTSEP | Keilor East (Powercor) 66 kV | Powercor | Summer | Non-coincident | 2021 | ACTUAL_ADJUSTEDOPG | 12.3412 | 60.6282 | VIC Keilor East (Powercor) 66 kV |  |  | FALSE | #N/A | #N/A | #N/A | #N/A | #N/A | #N/A | #N/A | #N/A | #N/A | #N/A
TRUE | VIC | KTSEP | Keilor East (Powercor) 66 kV | Powercor | Summer | Coincident | 2022 | ACTUAL_OPG | 16.5299 | 61.7499 | VIC Keilor East (Powercor) 66 kV |  |  | FALSE | #N/A | #N/A | #N/A | #N/A | #N/A | #N/A | #N/A | #N/A | #N/A | #N/A
TRUE | VIC | KTSEP | Keilor East (Powercor) 66 kV | Powercor | Summer | Coincident | 2022 | ACTUAL_RAW | 16.5299 | 61.7499 | VIC Keilor East (Powercor) 66 kV |  |  | FALSE | #N/A | #N/A | #N/A | #N/A | #N/A | #N/A | #N/A | #N/A | #N/A | #N/A
TRUE | VIC | KTSEP | Keilor East (Powercor) 66 kV | Powercor | Summer | Non-coincident | 2022 | ACTUAL_RAW | 10.6687 | 62.3502 | VIC Keilor East (Powercor) 66 kV |  |  | FALSE | #N/A | #N/A | #N/A | #N/A | #N/A | #N/A | #N/A | #N/A | #N/A | #N/A
TRUE | VIC | KTSEP | Keilor East (Powercor) 66 kV | Powercor | Summer | Non-coincident | 2022 | ACTUAL_OPG | 10.6687 | 62.3502 | VIC Keilor East (Powercor) 66 kV |  |  | FALSE | #N/A | #N/A | #N/A | #N/A | #N/A | #N/A | #N/A | #N/A | #N/A | #N/A
TRUE | VIC | KTSEP | Keilor East (Powercor) 66 kV | Powercor | Summer | Non-coincident | 2022 | ACTUAL_ADJUSTEDOPG | 10.6687 | 62.3502 | VIC Keilor East (Powercor) 66 kV |  |  | FALSE | #N/A | #N/A | #N/A | #N/A | #N/A | #N/A | #N/A | #N/A | #N/A | #N/A
TRUE | VIC | KTSEP | Keilor East (Powercor) 66 kV | Powercor | Summer | Coincident | 2023 | ACTUAL_OPG | 13.1341 | 64.3936 | VIC Keilor East (Powercor) 66 kV |  |  | FALSE | #N/A | #N/A | #N/A | #N/A | #N/A | #N/A | #N/A | #N/A | #N/A | #N/A
TRUE | VIC | KTSEP | Keilor East (Powercor) 66 kV | Powercor | Summer | Coincident | 2023 | ACTUAL_RAW | 13.1341 | 64.3936 | VIC Keilor East (Powercor) 66 kV |  |  | FALSE | #N/A | #N/A | #N/A | #N/A | #N/A | #N/A | #N/A | #N/A | #N/A | #N/A
TRUE | VIC | KTSEP | Keilor East (Powercor) 66 kV | Powercor | Summer | Non-coincident | 2023 | ACTUAL_RAW | 12.3465 | 64.4392 | VIC Keilor East (Powercor) 66 kV |  |  | FALSE | #N/A | #N/A | #N/A | #N/A | #N/A | #N/A | #N/A | #N/A | #N/A | #N/A
TRUE | VIC | KTSEP | Keilor East (Powercor) 66 kV | Powercor | Summer | Non-coincident | 2023 | ACTUAL_OPG | 12.3465 | 64.4392 | VIC Keilor East (Powercor) 66 kV |  |  | FALSE | #N/A | #N/A | #N/A | #N/A | #N/A | #N/A | #N/A | #N/A | #N/A | #N/A
TRUE | VIC | KTSEP | Keilor East (Powercor) 66 kV | Powercor | Summer | Non-coincident | 2023 | ACTUAL_ADJUSTEDOPG | 12.3465 | 64.4392 | VIC Keilor East (Powercor) 66 kV |  |  | FALSE | #N/A | #N/A | #N/A | #N/A | #N/A | #N/A | #N/A | #N/A | #N/A | #N/A
TRUE | VIC | KTSEP | Keilor East (Powercor) 66 kV | Powercor | Summer | Coincident | 2024 | ACTUAL_OPG | 5.0434 | 67.348 | VIC Keilor East (Powercor) 66 kV |  |  | FALSE | #N/A | #N/A | #N/A | #N/A | #N/A | #N/A | #N/A | #N/A | #N/A | #N/A
TRUE | VIC | KTSEP | Keilor East (Powercor) 66 kV | Powercor | Summer | Coincident | 2024 | ACTUAL_RAW | 5.0434 | 67.348 | VIC Keilor East (Powercor) 66 kV |  |  | FALSE | #N/A | #N/A | #N/A | #N/A | #N/A | #N/A | #N/A | #N/A | #N/A | #N/A
TRUE | VIC | KTSEP | Keilor East (Powercor) 66 kV | Powercor | Summer | Non-coincident | 2024 | ACTUAL_RAW | 5.0434 | 67.763 | VIC Keilor East (Powercor) 66 kV |  |  | FALSE | #N/A | #N/A | #N/A | #N/A | #N/A | #N/A | #N/A | #N/A | #N/A | #N/A
TRUE | VIC | KTSEP | Keilor East (Powercor) 66 kV | Powercor | Summer | Non-coincident | 2024 | ACTUAL_OPG | 5.0434 | 67.763 | VIC Keilor East (Powercor) 66 kV |  |  | FALSE | #N/A | #N/A | #N/A | #N/A | #N/A | #N/A | #N/A | #N/A | #N/A | #N/A
TRUE | VIC | KTSEP | Keilor East (Powercor) 66 kV | Powercor | Summer | Non-coincident | 2024 | ACTUAL_ADJUSTEDOPG | 5.0434 | 67.763 | VIC Keilor East (Powercor) 66 kV |  |  | FALSE | #N/A | #N/A | #N/A | #N/A | #N/A | #N/A | #N/A | #N/A | #N/A | #N/A
TRUE | VIC | KTSEP | Keilor East (Powercor) 66 kV | Powercor | Summer | Coincident | 2025 | ACTUAL_OPG | 4.8614 | 68.4126 | VIC Keilor East (Powercor) 66 kV |  |  | FALSE | #N/A | #N/A | #N/A | #N/A | #N/A | #N/A | #N/A | #N/A | #N/A | #N/A
TRUE | VIC | KTSEP | Keilor East (Powercor) 66 kV | Powercor | Summer | Coincident | 2025 | ACTUAL_RAW | 4.8614 | 68.4126 | VIC Keilor East (Powercor) 66 kV |  |  | FALSE | #N/A | #N/A | #N/A | #N/A | #N/A | #N/A | #N/A | #N/A | #N/A | #N/A
TRUE | VIC | KTSEP | Keilor East (Powercor) 66 kV | Powercor | Summer | Non-coincident | 2025 | ACTUAL_RAW | 4.7492 | 68.4126 | VIC Keilor East (Powercor) 66 kV |  |  | FALSE | #N/A | #N/A | #N/A | #N/A | #N/A | #N/A | #N/A | #N/A | #N/A | #N/A
TRUE | VIC | KTSEP | Keilor East (Powercor) 66 kV | Powercor | Summer | Non-coincident | 2025 | ACTUAL_OPG | 4.7492 | 68.4126 | VIC Keilor East (Powercor) 66 kV |  |  | FALSE | #N/A | #N/A | #N/A | #N/A | #N/A | #N/A | #N/A | #N/A | #N/A | #N/A
TRUE | VIC | KTSEP | Keilor East (Powercor) 66 kV | Powercor | Summer | Non-coincident | 2025 | ACTUAL_ADJUSTEDOPG | 4.7492 | 68.4126 | VIC Keilor East (Powercor) 66 kV |  |  | FALSE | #N/A | #N/A | #N/A | #N/A | #N/A | #N/A | #N/A | #N/A | #N/A | #N/A
TRUE | VIC | KTSEP | Keilor East (Powercor) 66 kV | Powercor | Summer | Non-coincident | 2025 | BASEYEARPOE90 | -1.7279 | NA | VIC Keilor East (Powercor) 66 kV |  |  | FALSE | #N/A | #N/A | #N/A | #N/A | #N/A | #N/A | #N/A | #N/A | #N/A | #N/A
TRUE | VIC | KTSEP | Keilor East (Powercor) 66 kV | Powercor | Summer | Non-coincident | 2025 | BASEYEARPOE50 | 1.0731 | 66.2644 | VIC Keilor East (Powercor) 66 kV |  |  | FALSE | #N/A | #N/A | #N/A | #N/A | #N/A | #N/A | #N/A | #N/A | #N/A | #N/A
TRUE | VIC | KTSEP | Keilor East (Powercor) 66 kV | Powercor | Summer | Coincident_unreconciled | 2026 | POE50 | -0.95009 | NA | VIC Keilor East (Powercor) 66 kV |  |  | FALSE | #N/A | #N/A | #N/A | #N/A | #N/A | #N/A | #N/A | #N/A | #N/A | #N/A
TRUE | VIC | KTSEP | Keilor East (Powercor) 66 kV | Powercor | Summer | Coincident_unreconciled | 2026 | POE90 | -3.7461 | NA | VIC Keilor East (Powercor) 66 kV |  |  | FALSE | #N/A | #N/A | #N/A | #N/A | #N/A | #N/A | #N/A | #N/A | #N/A | #N/A
TRUE | VIC | KTSEP | Keilor East (Powercor) 66 kV | Powercor | Summer | Non-coincident | 2026 | POE50 | -0.96144 | 66.9976 | VIC Keilor East (Powercor) 66 kV |  |  | FALSE | #N/A | #N/A | #N/A | #N/A | #N/A | #N/A | #N/A | #N/A | #N/A | #N/A
TRUE | VIC | KTSEP | Keilor East (Powercor) 66 kV | Powercor | Summer | Non-coincident | 2026 | POE90 | -3.7908 | NA | VIC Keilor East (Powercor) 66 kV |  |  | FALSE | #N/A | #N/A | #N/A | #N/A | #N/A | #N/A | #N/A | #N/A | #N/A | #N/A
TRUE | VIC | KTSEP | Keilor East (Powercor) 66 kV | Powercor | Summer | Coincident_unreconciled | 2027 | POE50 | -4.1925 | NA | VIC Keilor East (Powercor) 66 kV |  |  | FALSE | #N/A | #N/A | #N/A | #N/A | #N/A | #N/A | #N/A | #N/A | #N/A | #N/A
TRUE | VIC | KTSEP | Keilor East (Powercor) 66 kV | Powercor | Summer | Coincident_unreconciled | 2027 | POE90 | -6.9967 | NA | VIC Keilor East (Powercor) 66 kV |  |  | FALSE | #N/A | #N/A | #N/A | #N/A | #N/A | #N/A | #N/A | #N/A | #N/A | #N/A
TRUE | VIC | KTSEP | Keilor East (Powercor) 66 kV | Powercor | Summer | Non-coincident | 2027 | POE50 | -4.2425 | 66.8237 | VIC Keilor East (Powercor) 66 kV |  |  | FALSE | #N/A | #N/A | #N/A | #N/A | #N/A | #N/A | #N/A | #N/A | #N/A | #N/A
TRUE | VIC | KTSEP | Keilor East (Powercor) 66 kV | Powercor | Summer | Non-coincident | 2027 | POE90 | -7.0803 | NA | VIC Keilor East (Powercor) 66 kV |  |  | FALSE | #N/A | #N/A | #N/A | #N/A | #N/A | #N/A | #N/A | #N/A | #N/A | #N/A
TRUE | VIC | KTSEP | Keilor East (Powercor) 66 kV | Powercor | Summer | Coincident_unreconciled | 2028 | POE50 | -7.8145 | NA | VIC Keilor East (Powercor) 66 kV |  |  | FALSE | #N/A | #N/A | #N/A | #N/A | #N/A | #N/A | #N/A | #N/A | #N/A | #N/A
TRUE | VIC | KTSEP | Keilor East (Powercor) 66 kV | Powercor | Summer | Coincident_unreconciled | 2028 | POE90 | -10.6279 | NA | VIC Keilor East (Powercor) 66 kV |  |  | FALSE | #N/A | #N/A | #N/A | #N/A | #N/A | #N/A | #N/A | #N/A | #N/A | #N/A
TRUE | VIC | KTSEP | Keilor East (Powercor) 66 kV | Powercor | Summer | Non-coincident | 2028 | POE50 | -7.9079 | 66.6844 | VIC Keilor East (Powercor) 66 kV |  |  | FALSE | #N/A | #N/A | #N/A | #N/A | #N/A | #N/A | #N/A | #N/A | #N/A | #N/A
TRUE | VIC | KTSEP | Keilor East (Powercor) 66 kV | Powercor | Summer | Non-coincident | 2028 | POE90 | -10.7549 | NA | VIC Keilor East (Powercor) 66 kV |  |  | FALSE | #N/A | #N/A | #N/A | #N/A | #N/A | #N/A | #N/A | #N/A | #N/A | #N/A
TRUE | VIC | KTSEP | Keilor East (Powercor) 66 kV | Powercor | Summer | Coincident_unreconciled | 2029 | POE50 | -11.1817 | NA | VIC Keilor East (Powercor) 66 kV |  |  | FALSE | #N/A | #N/A | #N/A | #N/A | #N/A | #N/A | #N/A | #N/A | #N/A | #N/A
TRUE | VIC | KTSEP | Keilor East (Powercor) 66 kV | Powercor | Summer | Coincident_unreconciled | 2029 | POE90 | -14.0042 | NA | VIC Keilor East (Powercor) 66 kV |  |  | FALSE | #N/A | #N/A | #N/A | #N/A | #N/A | #N/A | #N/A | #N/A | #N/A | #N/A
TRUE | VIC | KTSEP | Keilor East (Powercor) 66 kV | Powercor | Summer | Non-coincident | 2029 | POE50 | -11.3153 | 66.623 | VIC Keilor East (Powercor) 66 kV |  |  | FALSE | #N/A | #N/A | #N/A | #N/A | #N/A | #N/A | #N/A | #N/A | #N/A | #N/A
TRUE | VIC | KTSEP | Keilor East (Powercor) 66 kV | Powercor | Summer | Non-coincident | 2029 | POE90 | -14.1715 | NA | VIC Keilor East (Powercor) 66 kV |  |  | FALSE | #N/A | #N/A | #N/A | #N/A | #N/A | #N/A | #N/A | #N/A | #N/A | #N/A
TRUE | VIC | KTSEP | Keilor East (Powercor) 66 kV | Powercor | Summer | Coincident_unreconciled | 2030 | POE50 | -14.4364 | NA | VIC Keilor East (Powercor) 66 kV |  |  | FALSE | #N/A | #N/A | #N/A | #N/A | #N/A | #N/A | #N/A | #N/A | #N/A | #N/A
TRUE | VIC | KTSEP | Keilor East (Powercor) 66 kV | Powercor | Summer | Coincident_unreconciled | 2030 | POE90 | -17.2679 | NA | VIC Keilor East (Powercor) 66 kV |  |  | FALSE | #N/A | #N/A | #N/A | #N/A | #N/A | #N/A | #N/A | #N/A | #N/A | #N/A
TRUE | VIC | KTSEP | Keilor East (Powercor) 66 kV | Powercor | Summer | Non-coincident | 2030 | POE50 | -14.6089 | 66.6009 | VIC Keilor East (Powercor) 66 kV |  |  | FALSE | #N/A | #N/A | #N/A | #N/A | #N/A | #N/A | #N/A | #N/A | #N/A | #N/A
TRUE | VIC | KTSEP | Keilor East (Powercor) 66 kV | Powercor | Summer | Non-coincident | 2030 | POE90 | -17.4743 | NA | VIC Keilor East (Powercor) 66 kV |  |  | FALSE | #N/A | #N/A | #N/A | #N/A | #N/A | #N/A | #N/A | #N/A | #N/A | #N/A
TRUE | VIC | KTSEP | Keilor East (Powercor) 66 kV | Powercor | Summer | Coincident_unreconciled | 2031 | POE50 | -17.5317 | NA | VIC Keilor East (Powercor) 66 kV |  |  | FALSE | #N/A | #N/A | #N/A | #N/A | #N/A | #N/A | #N/A | #N/A | #N/A | #N/A
TRUE | VIC | KTSEP | Keilor East (Powercor) 66 kV | Powercor | Summer | Coincident_unreconciled | 2031 | POE90 | -20.3723 | NA | VIC Keilor East (Powercor) 66 kV |  |  | FALSE | #N/A | #N/A | #N/A | #N/A | #N/A | #N/A | #N/A | #N/A | #N/A | #N/A
TRUE | VIC | KTSEP | Keilor East (Powercor) 66 kV | Powercor | Summer | Non-coincident | 2031 | POE50 | -17.7412 | 66.5669 | VIC Keilor East (Powercor) 66 kV |  |  | FALSE | #N/A | #N/A | #N/A | #N/A | #N/A | #N/A | #N/A | #N/A | #N/A | #N/A
TRUE | VIC | KTSEP | Keilor East (Powercor) 66 kV | Powercor | Summer | Non-coincident | 2031 | POE90 | -20.6157 | NA | VIC Keilor East (Powercor) 66 kV |  |  | FALSE | #N/A | #N/A | #N/A | #N/A | #N/A | #N/A | #N/A | #N/A | #N/A | #N/A
TRUE | VIC | KTSEP | Keilor East (Powercor) 66 kV | Powercor | Summer | Coincident_unreconciled | 2032 | POE50 | -20.0163 | NA | VIC Keilor East (Powercor) 66 kV |  |  | FALSE | #N/A | #N/A | #N/A | #N/A | #N/A | #N/A | #N/A | #N/A | #N/A | #N/A
TRUE | VIC | KTSEP | Keilor East (Powercor) 66 kV | Powercor | Summer | Coincident_unreconciled | 2032 | POE90 | -22.8662 | NA | VIC Keilor East (Powercor) 66 kV |  |  | FALSE | #N/A | #N/A | #N/A | #N/A | #N/A | #N/A | #N/A | #N/A | #N/A | #N/A
TRUE | VIC | KTSEP | Keilor East (Powercor) 66 kV | Powercor | Summer | Non-coincident | 2032 | POE50 | -20.2555 | 66.6476 | VIC Keilor East (Powercor) 66 kV |  |  | FALSE | #N/A | #N/A | #N/A | #N/A | #N/A | #N/A | #N/A | #N/A | #N/A | #N/A
TRUE | VIC | KTSEP | Keilor East (Powercor) 66 kV | Powercor | Summer | Non-coincident | 2032 | POE90 | -23.1395 | NA | VIC Keilor East (Powercor) 66 kV |  |  | FALSE | #N/A | #N/A | #N/A | #N/A | #N/A | #N/A | #N/A | #N/A | #N/A | #N/A
TRUE | VIC | KTSEP | Keilor East (Powercor) 66 kV | Powercor | Summer | Coincident_unreconciled | 2033 | POE50 | -22.007 | NA | VIC Keilor East (Powercor) 66 kV |  |  | FALSE | #N/A | #N/A | #N/A | #N/A | #N/A | #N/A | #N/A | #N/A | #N/A | #N/A
TRUE | VIC | KTSEP | Keilor East (Powercor) 66 kV | Powercor | Summer | Coincident_unreconciled | 2033 | POE90 | -24.8664 | NA | VIC Keilor East (Powercor) 66 kV |  |  | FALSE | #N/A | #N/A | #N/A | #N/A | #N/A | #N/A | #N/A | #N/A | #N/A | #N/A
TRUE | VIC | KTSEP | Keilor East (Powercor) 66 kV | Powercor | Summer | Non-coincident | 2033 | POE50 | -22.27 | 66.7985 | VIC Keilor East (Powercor) 66 kV |  |  | FALSE | #N/A | #N/A | #N/A | #N/A | #N/A | #N/A | #N/A | #N/A | #N/A | #N/A
TRUE | VIC | KTSEP | Keilor East (Powercor) 66 kV | Powercor | Summer | Non-coincident | 2033 | POE90 | -25.1636 | NA | VIC Keilor East (Powercor) 66 kV |  |  | FALSE | #N/A | #N/A | #N/A | #N/A | #N/A | #N/A | #N/A | #N/A | #N/A | #N/A
TRUE | VIC | KTSEP | Keilor East (Powercor) 66 kV | Powercor | Summer | Coincident_unreconciled | 2034 | POE50 | -23.8473 | NA | VIC Keilor East (Powercor) 66 kV |  |  | FALSE | #N/A | #N/A | #N/A | #N/A | #N/A | #N/A | #N/A | #N/A | #N/A | #N/A
TRUE | VIC | KTSEP | Keilor East (Powercor) 66 kV | Powercor | Summer | Coincident_unreconciled | 2034 | POE90 | -26.7161 | NA | VIC Keilor East (Powercor) 66 kV |  |  | FALSE | #N/A | #N/A | #N/A | #N/A | #N/A | #N/A | #N/A | #N/A | #N/A | #N/A
TRUE | VIC | KTSEP | Keilor East (Powercor) 66 kV | Powercor | Summer | Non-coincident | 2034 | POE50 | -24.1323 | 66.9624 | VIC Keilor East (Powercor) 66 kV |  |  | FALSE | #N/A | #N/A | #N/A | #N/A | #N/A | #N/A | #N/A | #N/A | #N/A | #N/A
TRUE | VIC | KTSEP | Keilor East (Powercor) 66 kV | Powercor | Summer | Non-coincident | 2034 | POE90 | -27.0354 | NA | VIC Keilor East (Powercor) 66 kV |  |  | FALSE | #N/A | #N/A | #N/A | #N/A | #N/A | #N/A | #N/A | #N/A | #N/A | #N/A
TRUE | VIC | KTSEP | Keilor East (Powercor) 66 kV | Powercor | Summer | Coincident_unreconciled | 2035 | POE50 | -25.7706 | NA | VIC Keilor East (Powercor) 66 kV |  |  | FALSE | #N/A | #N/A | #N/A | #N/A | #N/A | #N/A | #N/A | #N/A | #N/A | #N/A
TRUE | VIC | KTSEP | Keilor East (Powercor) 66 kV | Powercor | Summer | Coincident_unreconciled | 2035 | POE90 | -28.6488 | NA | VIC Keilor East (Powercor) 66 kV |  |  | FALSE | #N/A | #N/A | #N/A | #N/A | #N/A | #N/A | #N/A | #N/A | #N/A | #N/A
TRUE | VIC | KTSEP | Keilor East (Powercor) 66 kV | Powercor | Summer | Non-coincident | 2035 | POE50 | -26.0786 | 67.3174 | VIC Keilor East (Powercor) 66 kV |  |  | FALSE | #N/A | #N/A | #N/A | #N/A | #N/A | #N/A | #N/A | #N/A | #N/A | #N/A
TRUE | VIC | KTSEP | Keilor East (Powercor) 66 kV | Powercor | Summer | Non-coincident | 2035 | POE90 | -28.9912 | NA | VIC Keilor East (Powercor) 66 kV |  |  | FALSE | #N/A | #N/A | #N/A | #N/A | #N/A | #N/A | #N/A | #N/A | #N/A | #N/A
TRUE | VIC | KTSEP | Keilor East (Powercor) 66 kV | Powercor | Summer | Non-coincident | 2025 | BASEYEARPOE10 | NA | 73.8504 | VIC Keilor East (Powercor) 66 kV |  |  | FALSE | #N/A | #N/A | #N/A | #N/A | #N/A | #N/A | #N/A | #N/A | #N/A | #N/A
TRUE | VIC | KTSEP | Keilor East (Powercor) 66 kV | Powercor | Summer | Coincident | 2026 | POE10 | NA | 69.789 | VIC Keilor East (Powercor) 66 kV |  |  | FALSE | #N/A | #N/A | #N/A | #N/A | #N/A | #N/A | #N/A | #N/A | #N/A | #N/A
TRUE | VIC | KTSEP | Keilor East (Powercor) 66 kV | Powercor | Summer | Coincident | 2026 | POE50 | NA | 63.6014 | VIC Keilor East (Powercor) 66 kV |  |  | FALSE | #N/A | #N/A | #N/A | #N/A | #N/A | #N/A | #N/A | #N/A | #N/A | #N/A
TRUE | VIC | KTSEP | Keilor East (Powercor) 66 kV | Powercor | Summer | Non-coincident | 2026 | POE10 | NA | 76.2226 | VIC Keilor East (Powercor) 66 kV |  |  | FALSE | #N/A | #N/A | #N/A | #N/A | #N/A | #N/A | #N/A | #N/A | #N/A | #N/A
TRUE | VIC | KTSEP | Keilor East (Powercor) 66 kV | Powercor | Summer | Coincident | 2027 | POE10 | NA | 67.8187 | VIC Keilor East (Powercor) 66 kV |  |  | FALSE | #N/A | #N/A | #N/A | #N/A | #N/A | #N/A | #N/A | #N/A | #N/A | #N/A
TRUE | VIC | KTSEP | Keilor East (Powercor) 66 kV | Powercor | Summer | Coincident | 2027 | POE50 | NA | 61.3481 | VIC Keilor East (Powercor) 66 kV |  |  | FALSE | #N/A | #N/A | #N/A | #N/A | #N/A | #N/A | #N/A | #N/A | #N/A | #N/A
TRUE | VIC | KTSEP | Keilor East (Powercor) 66 kV | Powercor | Summer | Non-coincident | 2027 | POE10 | NA | 76.1163 | VIC Keilor East (Powercor) 66 kV |  |  | FALSE | #N/A | #N/A | #N/A | #N/A | #N/A | #N/A | #N/A | #N/A | #N/A | #N/A
TRUE | VIC | KTSEP | Keilor East (Powercor) 66 kV | Powercor | Summer | Coincident | 2028 | POE10 | NA | 66.0939 | VIC Keilor East (Powercor) 66 kV |  |  | FALSE | #N/A | #N/A | #N/A | #N/A | #N/A | #N/A | #N/A | #N/A | #N/A | #N/A
TRUE | VIC | KTSEP | Keilor East (Powercor) 66 kV | Powercor | Summer | Coincident | 2028 | POE50 | NA | 59.3039 | VIC Keilor East (Powercor) 66 kV |  |  | FALSE | #N/A | #N/A | #N/A | #N/A | #N/A | #N/A | #N/A | #N/A | #N/A | #N/A
TRUE | VIC | KTSEP | Keilor East (Powercor) 66 kV | Powercor | Summer | Non-coincident | 2028 | POE10 | NA | 76.0141 | VIC Keilor East (Powercor) 66 kV |  |  | FALSE | #N/A | #N/A | #N/A | #N/A | #N/A | #N/A | #N/A | #N/A | #N/A | #N/A
TRUE | VIC | KTSEP | Keilor East (Powercor) 66 kV | Powercor | Summer | Coincident | 2029 | POE10 | NA | 64.8864 | VIC Keilor East (Powercor) 66 kV |  |  | FALSE | #N/A | #N/A | #N/A | #N/A | #N/A | #N/A | #N/A | #N/A | #N/A | #N/A
TRUE | VIC | KTSEP | Keilor East (Powercor) 66 kV | Powercor | Summer | Coincident | 2029 | POE50 | NA | 58.2287 | VIC Keilor East (Powercor) 66 kV |  |  | FALSE | #N/A | #N/A | #N/A | #N/A | #N/A | #N/A | #N/A | #N/A | #N/A | #N/A
TRUE | VIC | KTSEP | Keilor East (Powercor) 66 kV | Powercor | Summer | Non-coincident | 2029 | POE10 | NA | 76.001 | VIC Keilor East (Powercor) 66 kV |  |  | FALSE | #N/A | #N/A | #N/A | #N/A | #N/A | #N/A | #N/A | #N/A | #N/A | #N/A
TRUE | VIC | KTSEP | Keilor East (Powercor) 66 kV | Powercor | Summer | Coincident | 2030 | POE10 | NA | 63.9374 | VIC Keilor East (Powercor) 66 kV |  |  | FALSE | #N/A | #N/A | #N/A | #N/A | #N/A | #N/A | #N/A | #N/A | #N/A | #N/A
TRUE | VIC | KTSEP | Keilor East (Powercor) 66 kV | Powercor | Summer | Coincident | 2030 | POE50 | NA | 57.1747 | VIC Keilor East (Powercor) 66 kV |  |  | FALSE | #N/A | #N/A | #N/A | #N/A | #N/A | #N/A | #N/A | #N/A | #N/A | #N/A
TRUE | VIC | KTSEP | Keilor East (Powercor) 66 kV | Powercor | Summer | Non-coincident | 2030 | POE10 | NA | 76.1052 | VIC Keilor East (Powercor) 66 kV |  |  | FALSE | #N/A | #N/A | #N/A | #N/A | #N/A | #N/A | #N/A | #N/A | #N/A | #N/A
TRUE | VIC | KTSEP | Keilor East (Powercor) 66 kV | Powercor | Summer | Coincident | 2031 | POE10 | NA | 62.311 | VIC Keilor East (Powercor) 66 kV |  |  | FALSE | #N/A | #N/A | #N/A | #N/A | #N/A | #N/A | #N/A | #N/A | #N/A | #N/A
TRUE | VIC | KTSEP | Keilor East (Powercor) 66 kV | Powercor | Summer | Coincident | 2031 | POE50 | NA | 55.9657 | VIC Keilor East (Powercor) 66 kV |  |  | FALSE | #N/A | #N/A | #N/A | #N/A | #N/A | #N/A | #N/A | #N/A | #N/A | #N/A
TRUE | VIC | KTSEP | Keilor East (Powercor) 66 kV | Powercor | Summer | Non-coincident | 2031 | POE10 | NA | 76.323 | VIC Keilor East (Powercor) 66 kV |  |  | FALSE | #N/A | #N/A | #N/A | #N/A | #N/A | #N/A | #N/A | #N/A | #N/A | #N/A
TRUE | VIC | KTSEP | Keilor East (Powercor) 66 kV | Powercor | Summer | Coincident | 2032 | POE10 | NA | 60.5379 | VIC Keilor East (Powercor) 66 kV |  |  | FALSE | #N/A | #N/A | #N/A | #N/A | #N/A | #N/A | #N/A | #N/A | #N/A | #N/A
TRUE | VIC | KTSEP | Keilor East (Powercor) 66 kV | Powercor | Summer | Coincident | 2032 | POE50 | NA | 54.2494 | VIC Keilor East (Powercor) 66 kV |  |  | FALSE | #N/A | #N/A | #N/A | #N/A | #N/A | #N/A | #N/A | #N/A | #N/A | #N/A
TRUE | VIC | KTSEP | Keilor East (Powercor) 66 kV | Powercor | Summer | Non-coincident | 2032 | POE10 | NA | 76.6423 | VIC Keilor East (Powercor) 66 kV |  |  | FALSE | #N/A | #N/A | #N/A | #N/A | #N/A | #N/A | #N/A | #N/A | #N/A | #N/A
TRUE | VIC | KTSEP | Keilor East (Powercor) 66 kV | Powercor | Summer | Coincident | 2033 | POE10 | NA | 59.2612 | VIC Keilor East (Powercor) 66 kV |  |  | FALSE | #N/A | #N/A | #N/A | #N/A | #N/A | #N/A | #N/A | #N/A | #N/A | #N/A
TRUE | VIC | KTSEP | Keilor East (Powercor) 66 kV | Powercor | Summer | Coincident | 2033 | POE50 | NA | 52.6019 | VIC Keilor East (Powercor) 66 kV |  |  | FALSE | #N/A | #N/A | #N/A | #N/A | #N/A | #N/A | #N/A | #N/A | #N/A | #N/A
TRUE | VIC | KTSEP | Keilor East (Powercor) 66 kV | Powercor | Summer | Non-coincident | 2033 | POE10 | NA | 77.057 | VIC Keilor East (Powercor) 66 kV |  |  | FALSE | #N/A | #N/A | #N/A | #N/A | #N/A | #N/A | #N/A | #N/A | #N/A | #N/A
TRUE | VIC | KTSEP | Keilor East (Powercor) 66 kV | Powercor | Summer | Coincident | 2034 | POE10 | NA | 58.7958 | VIC Keilor East (Powercor) 66 kV |  |  | FALSE | #N/A | #N/A | #N/A | #N/A | #N/A | #N/A | #N/A | #N/A | #N/A | #N/A
TRUE | VIC | KTSEP | Keilor East (Powercor) 66 kV | Powercor | Summer | Coincident | 2034 | POE50 | NA | 52.2346 | VIC Keilor East (Powercor) 66 kV |  |  | FALSE | #N/A | #N/A | #N/A | #N/A | #N/A | #N/A | #N/A | #N/A | #N/A | #N/A
TRUE | VIC | KTSEP | Keilor East (Powercor) 66 kV | Powercor | Summer | Non-coincident | 2034 | POE10 | NA | 77.5037 | VIC Keilor East (Powercor) 66 kV |  |  | FALSE | #N/A | #N/A | #N/A | #N/A | #N/A | #N/A | #N/A | #N/A | #N/A | #N/A
TRUE | VIC | KTSEP | Keilor East (Powercor) 66 kV | Powercor | Summer | Coincident | 2035 | POE10 | NA | 58.5673 | VIC Keilor East (Powercor) 66 kV |  |  | FALSE | #N/A | #N/A | #N/A | #N/A | #N/A | #N/A | #N/A | #N/A | #N/A | #N/A
TRUE | VIC | KTSEP | Keilor East (Powercor) 66 kV | Powercor | Summer | Coincident | 2035 | POE50 | NA | 52.0294 | VIC Keilor East (Powercor) 66 kV |  |  | FALSE | #N/A | #N/A | #N/A | #N/A | #N/A | #N/A | #N/A | #N/A | #N/A | #N/A
TRUE | VIC | KTSEP | Keilor East (Powercor) 66 kV | Powercor | Summer | Non-coincident | 2035 | POE10 | NA | 77.9412 | VIC Keilor East (Powercor) 66 kV |  |  | FALSE | #N/A | #N/A | #N/A | #N/A | #N/A | #N/A | #N/A | #N/A | #N/A | #N/A
TRUE | VIC | KTSEP | Keilor East (Powercor) 66 kV | Powercor | Winter | Coincident | 2018 | ACTUAL_OPG | NA | 45.6271 | VIC Keilor East (Powercor) 66 kV |  |  | FALSE | #N/A | #N/A | #N/A | #N/A | #N/A | #N/A | #N/A | #N/A | #N/A | #N/A
TRUE | VIC | KTSEP | Keilor East (Powercor) 66 kV | Powercor | Winter | Coincident | 2018 | ACTUAL_RAW | NA | 45.6271 | VIC Keilor East (Powercor) 66 kV |  |  | FALSE | #N/A | #N/A | #N/A | #N/A | #N/A | #N/A | #N/A | #N/A | #N/A | #N/A
TRUE | VIC | KTSEP | Keilor East (Powercor) 66 kV | Powercor | Winter | Non-coincident | 2018 | ACTUAL_RAW | NA | 63.7266 | VIC Keilor East (Powercor) 66 kV |  |  | FALSE | #N/A | #N/A | #N/A | #N/A | #N/A | #N/A | #N/A | #N/A | #N/A | #N/A
TRUE | VIC | KTSEP | Keilor East (Powercor) 66 kV | Powercor | Winter | Non-coincident | 2018 | ACTUAL_OPG | NA | 63.7266 | VIC Keilor East (Powercor) 66 kV |  |  | FALSE | #N/A | #N/A | #N/A | #N/A | #N/A | #N/A | #N/A | #N/A | #N/A | #N/A
TRUE | VIC | KTSEP | Keilor East (Powercor) 66 kV | Powercor | Winter | Non-coincident | 2018 | ACTUAL_ADJUSTEDOPG | NA | 63.7266 | VIC Keilor East (Powercor) 66 kV |  |  | FALSE | #N/A | #N/A | #N/A | #N/A | #N/A | #N/A | #N/A | #N/A | #N/A | #N/A
TRUE | VIC | KTSEP | Keilor East (Powercor) 66 kV | Powercor | Winter | Coincident | 2019 | ACTUAL_OPG | NA | 53.5996 | VIC Keilor East (Powercor) 66 kV |  |  | FALSE | #N/A | #N/A | #N/A | #N/A | #N/A | #N/A | #N/A | #N/A | #N/A | #N/A
TRUE | VIC | KTSEP | Keilor East (Powercor) 66 kV | Powercor | Winter | Coincident | 2019 | ACTUAL_RAW | NA | 53.5996 | VIC Keilor East (Powercor) 66 kV |  |  | FALSE | #N/A | #N/A | #N/A | #N/A | #N/A | #N/A | #N/A | #N/A | #N/A | #N/A
TRUE | VIC | KTSEP | Keilor East (Powercor) 66 kV | Powercor | Winter | Non-coincident | 2019 | ACTUAL_RAW | NA | 60.6899 | VIC Keilor East (Powercor) 66 kV |  |  | FALSE | #N/A | #N/A | #N/A | #N/A | #N/A | #N/A | #N/A | #N/A | #N/A | #N/A
TRUE | VIC | KTSEP | Keilor East (Powercor) 66 kV | Powercor | Winter | Non-coincident | 2019 | ACTUAL_OPG | NA | 60.6899 | VIC Keilor East (Powercor) 66 kV |  |  | FALSE | #N/A | #N/A | #N/A | #N/A | #N/A | #N/A | #N/A | #N/A | #N/A | #N/A
TRUE | VIC | KTSEP | Keilor East (Powercor) 66 kV | Powercor | Winter | Non-coincident | 2019 | ACTUAL_ADJUSTEDOPG | NA | 60.6899 | VIC Keilor East (Powercor) 66 kV |  |  | FALSE | #N/A | #N/A | #N/A | #N/A | #N/A | #N/A | #N/A | #N/A | #N/A | #N/A
TRUE | VIC | KTSEP | Keilor East (Powercor) 66 kV | Powercor | Winter | Coincident | 2020 | ACTUAL_OPG | NA | 54.8187 | VIC Keilor East (Powercor) 66 kV |  |  | FALSE | #N/A | #N/A | #N/A | #N/A | #N/A | #N/A | #N/A | #N/A | #N/A | #N/A
TRUE | VIC | KTSEP | Keilor East (Powercor) 66 kV | Powercor | Winter | Coincident | 2020 | ACTUAL_RAW | NA | 54.8187 | VIC Keilor East (Powercor) 66 kV |  |  | FALSE | #N/A | #N/A | #N/A | #N/A | #N/A | #N/A | #N/A | #N/A | #N/A | #N/A
TRUE | VIC | KTSEP | Keilor East (Powercor) 66 kV | Powercor | Winter | Non-coincident | 2020 | ACTUAL_RAW | NA | 57.8711 | VIC Keilor East (Powercor) 66 kV |  |  | FALSE | #N/A | #N/A | #N/A | #N/A | #N/A | #N/A | #N/A | #N/A | #N/A | #N/A
TRUE | VIC | KTSEP | Keilor East (Powercor) 66 kV | Powercor | Winter | Non-coincident | 2020 | ACTUAL_OPG | NA | 57.8711 | VIC Keilor East (Powercor) 66 kV |  |  | FALSE | #N/A | #N/A | #N/A | #N/A | #N/A | #N/A | #N/A | #N/A | #N/A | #N/A
TRUE | VIC | KTSEP | Keilor East (Powercor) 66 kV | Powercor | Winter | Non-coincident | 2020 | ACTUAL_ADJUSTEDOPG | NA | 57.8711 | VIC Keilor East (Powercor) 66 kV |  |  | FALSE | #N/A | #N/A | #N/A | #N/A | #N/A | #N/A | #N/A | #N/A | #N/A | #N/A
TRUE | VIC | KTSEP | Keilor East (Powercor) 66 kV | Powercor | Winter | Coincident | 2021 | ACTUAL_OPG | NA | 55.3234 | VIC Keilor East (Powercor) 66 kV |  |  | FALSE | #N/A | #N/A | #N/A | #N/A | #N/A | #N/A | #N/A | #N/A | #N/A | #N/A
TRUE | VIC | KTSEP | Keilor East (Powercor) 66 kV | Powercor | Winter | Coincident | 2021 | ACTUAL_RAW | NA | 55.3234 | VIC Keilor East (Powercor) 66 kV |  |  | FALSE | #N/A | #N/A | #N/A | #N/A | #N/A | #N/A | #N/A | #N/A | #N/A | #N/A
TRUE | VIC | KTSEP | Keilor East (Powercor) 66 kV | Powercor | Winter | Non-coincident | 2021 | ACTUAL_RAW | NA | 56.5491 | VIC Keilor East (Powercor) 66 kV |  |  | FALSE | #N/A | #N/A | #N/A | #N/A | #N/A | #N/A | #N/A | #N/A | #N/A | #N/A
TRUE | VIC | KTSEP | Keilor East (Powercor) 66 kV | Powercor | Winter | Non-coincident | 2021 | ACTUAL_OPG | NA | 56.5491 | VIC Keilor East (Powercor) 66 kV |  |  | FALSE | #N/A | #N/A | #N/A | #N/A | #N/A | #N/A | #N/A | #N/A | #N/A | #N/A
TRUE | VIC | KTSEP | Keilor East (Powercor) 66 kV | Powercor | Winter | Non-coincident | 2021 | ACTUAL_ADJUSTEDOPG | NA | 56.5491 | VIC Keilor East (Powercor) 66 kV |  |  | FALSE | #N/A | #N/A | #N/A | #N/A | #N/A | #N/A | #N/A | #N/A | #N/A | #N/A
TRUE | VIC | KTSEP | Keilor East (Powercor) 66 kV | Powercor | Winter | Coincident | 2022 | ACTUAL_OPG | NA | 56.6225 | VIC Keilor East (Powercor) 66 kV |  |  | FALSE | #N/A | #N/A | #N/A | #N/A | #N/A | #N/A | #N/A | #N/A | #N/A | #N/A
TRUE | VIC | KTSEP | Keilor East (Powercor) 66 kV | Powercor | Winter | Coincident | 2022 | ACTUAL_RAW | NA | 56.6225 | VIC Keilor East (Powercor) 66 kV |  |  | FALSE | #N/A | #N/A | #N/A | #N/A | #N/A | #N/A | #N/A | #N/A | #N/A | #N/A
TRUE | VIC | KTSEP | Keilor East (Powercor) 66 kV | Powercor | Winter | Non-coincident | 2022 | ACTUAL_RAW | NA | 65.6373 | VIC Keilor East (Powercor) 66 kV |  |  | FALSE | #N/A | #N/A | #N/A | #N/A | #N/A | #N/A | #N/A | #N/A | #N/A | #N/A
TRUE | VIC | KTSEP | Keilor East (Powercor) 66 kV | Powercor | Winter | Non-coincident | 2022 | ACTUAL_OPG | NA | 65.6373 | VIC Keilor East (Powercor) 66 kV |  |  | FALSE | #N/A | #N/A | #N/A | #N/A | #N/A | #N/A | #N/A | #N/A | #N/A | #N/A
TRUE | VIC | KTSEP | Keilor East (Powercor) 66 kV | Powercor | Winter | Non-coincident | 2022 | ACTUAL_ADJUSTEDOPG | NA | 65.6373 | VIC Keilor East (Powercor) 66 kV |  |  | FALSE | #N/A | #N/A | #N/A | #N/A | #N/A | #N/A | #N/A | #N/A | #N/A | #N/A
TRUE | VIC | KTSEP | Keilor East (Powercor) 66 kV | Powercor | Winter | Coincident | 2023 | ACTUAL_OPG | NA | 55.7775 | VIC Keilor East (Powercor) 66 kV |  |  | FALSE | #N/A | #N/A | #N/A | #N/A | #N/A | #N/A | #N/A | #N/A | #N/A | #N/A
TRUE | VIC | KTSEP | Keilor East (Powercor) 66 kV | Powercor | Winter | Coincident | 2023 | ACTUAL_RAW | NA | 55.7775 | VIC Keilor East (Powercor) 66 kV |  |  | FALSE | #N/A | #N/A | #N/A | #N/A | #N/A | #N/A | #N/A | #N/A | #N/A | #N/A
TRUE | VIC | KTSEP | Keilor East (Powercor) 66 kV | Powercor | Winter | Non-coincident | 2023 | ACTUAL_RAW | NA | 56.5852 | VIC Keilor East (Powercor) 66 kV |  |  | FALSE | #N/A | #N/A | #N/A | #N/A | #N/A | #N/A | #N/A | #N/A | #N/A | #N/A
TRUE | VIC | KTSEP | Keilor East (Powercor) 66 kV | Powercor | Winter | Non-coincident | 2023 | ACTUAL_OPG | NA | 56.5852 | VIC Keilor East (Powercor) 66 kV |  |  | FALSE | #N/A | #N/A | #N/A | #N/A | #N/A | #N/A | #N/A | #N/A | #N/A | #N/A
TRUE | VIC | KTSEP | Keilor East (Powercor) 66 kV | Powercor | Winter | Non-coincident | 2023 | ACTUAL_ADJUSTEDOPG | NA | 56.5852 | VIC Keilor East (Powercor) 66 kV |  |  | FALSE | #N/A | #N/A | #N/A | #N/A | #N/A | #N/A | #N/A | #N/A | #N/A | #N/A
TRUE | VIC | KTSEP | Keilor East (Powercor) 66 kV | Powercor | Winter | Coincident | 2024 | ACTUAL_OPG | NA | 59.1794 | VIC Keilor East (Powercor) 66 kV |  |  | FALSE | #N/A | #N/A | #N/A | #N/A | #N/A | #N/A | #N/A | #N/A | #N/A | #N/A
TRUE | VIC | KTSEP | Keilor East (Powercor) 66 kV | Powercor | Winter | Coincident | 2024 | ACTUAL_RAW | NA | 59.1794 | VIC Keilor East (Powercor) 66 kV |  |  | FALSE | #N/A | #N/A | #N/A | #N/A | #N/A | #N/A | #N/A | #N/A | #N/A | #N/A
TRUE | VIC | KTSEP | Keilor East (Powercor) 66 kV | Powercor | Winter | Non-coincident | 2024 | ACTUAL_RAW | NA | 59.9266 | VIC Keilor East (Powercor) 66 kV |  |  | FALSE | #N/A | #N/A | #N/A | #N/A | #N/A | #N/A | #N/A | #N/A | #N/A | #N/A
TRUE | VIC | KTSEP | Keilor East (Powercor) 66 kV | Powercor | Winter | Non-coincident | 2024 | ACTUAL_OPG | NA | 59.9266 | VIC Keilor East (Powercor) 66 kV |  |  | FALSE | #N/A | #N/A | #N/A | #N/A | #N/A | #N/A | #N/A | #N/A | #N/A | #N/A
TRUE | VIC | KTSEP | Keilor East (Powercor) 66 kV | Powercor | Winter | Non-coincident | 2024 | ACTUAL_ADJUSTEDOPG | NA | 59.9266 | VIC Keilor East (Powercor) 66 kV |  |  | FALSE | #N/A | #N/A | #N/A | #N/A | #N/A | #N/A | #N/A | #N/A | #N/A | #N/A
TRUE | VIC | KTSEP | Keilor East (Powercor) 66 kV | Powercor | Winter | Coincident | 2025 | POE10 | NA | 65.9802 | VIC Keilor East (Powercor) 66 kV |  |  | FALSE | #N/A | #N/A | #N/A | #N/A | #N/A | #N/A | #N/A | #N/A | #N/A | #N/A
TRUE | VIC | KTSEP | Keilor East (Powercor) 66 kV | Powercor | Winter | Coincident | 2025 | POE50 | NA | 64.7696 | VIC Keilor East (Powercor) 66 kV |  |  | FALSE | #N/A | #N/A | #N/A | #N/A | #N/A | #N/A | #N/A | #N/A | #N/A | #N/A
TRUE | VIC | KTSEP | Keilor East (Powercor) 66 kV | Powercor | Winter | Non-coincident | 2025 | ACTUAL_RAW | NA | 61.9852 | VIC Keilor East (Powercor) 66 kV |  |  | FALSE | #N/A | #N/A | #N/A | #N/A | #N/A | #N/A | #N/A | #N/A | #N/A | #N/A
TRUE | VIC | KTSEP | Keilor East (Powercor) 66 kV | Powercor | Winter | Non-coincident | 2025 | ACTUAL_ADJUSTEDOPG | NA | 61.9852 | VIC Keilor East (Powercor) 66 kV |  |  | FALSE | #N/A | #N/A | #N/A | #N/A | #N/A | #N/A | #N/A | #N/A | #N/A | #N/A
TRUE | VIC | KTSEP | Keilor East (Powercor) 66 kV | Powercor | Winter | Non-coincident | 2025 | BASEYEARPOE50 | NA | 70.1867 | VIC Keilor East (Powercor) 66 kV |  |  | FALSE | #N/A | #N/A | #N/A | #N/A | #N/A | #N/A | #N/A | #N/A | #N/A | #N/A
TRUE | VIC | KTSEP | Keilor East (Powercor) 66 kV | Powercor | Winter | Non-coincident | 2025 | BASEYEARPOE10 | NA | 72.1327 | VIC Keilor East (Powercor) 66 kV |  |  | FALSE | #N/A | #N/A | #N/A | #N/A | #N/A | #N/A | #N/A | #N/A | #N/A | #N/A
TRUE | VIC | KTSEP | Keilor East (Powercor) 66 kV | Powercor | Winter | Non-coincident | 2025 | POE10 | NA | 72.2325 | VIC Keilor East (Powercor) 66 kV |  |  | FALSE | #N/A | #N/A | #N/A | #N/A | #N/A | #N/A | #N/A | #N/A | #N/A | #N/A
TRUE | VIC | KTSEP | Keilor East (Powercor) 66 kV | Powercor | Winter | Non-coincident | 2025 | POE50 | NA | 70.3033 | VIC Keilor East (Powercor) 66 kV |  |  | FALSE | #N/A | #N/A | #N/A | #N/A | #N/A | #N/A | #N/A | #N/A | #N/A | #N/A
TRUE | VIC | KTSEP | Keilor East (Powercor) 66 kV | Powercor | Winter | Coincident | 2026 | POE10 | NA | 63.639 | VIC Keilor East (Powercor) 66 kV |  |  | FALSE | #N/A | #N/A | #N/A | #N/A | #N/A | #N/A | #N/A | #N/A | #N/A | #N/A
TRUE | VIC | KTSEP | Keilor East (Powercor) 66 kV | Powercor | Winter | Coincident | 2026 | POE50 | NA | 62.3518 | VIC Keilor East (Powercor) 66 kV |  |  | FALSE | #N/A | #N/A | #N/A | #N/A | #N/A | #N/A | #N/A | #N/A | #N/A | #N/A
TRUE | VIC | KTSEP | Keilor East (Powercor) 66 kV | Powercor | Winter | Non-coincident | 2026 | POE10 | NA | 72.3117 | VIC Keilor East (Powercor) 66 kV |  |  | FALSE | #N/A | #N/A | #N/A | #N/A | #N/A | #N/A | #N/A | #N/A | #N/A | #N/A
TRUE | VIC | KTSEP | Keilor East (Powercor) 66 kV | Powercor | Winter | Non-coincident | 2026 | POE50 | NA | 70.3774 | VIC Keilor East (Powercor) 66 kV |  |  | FALSE | #N/A | #N/A | #N/A | #N/A | #N/A | #N/A | #N/A | #N/A | #N/A | #N/A
TRUE | VIC | KTSEP | Keilor East (Powercor) 66 kV | Powercor | Winter | Coincident | 2027 | POE10 | NA | 61.475 | VIC Keilor East (Powercor) 66 kV |  |  | FALSE | #N/A | #N/A | #N/A | #N/A | #N/A | #N/A | #N/A | #N/A | #N/A | #N/A
TRUE | VIC | KTSEP | Keilor East (Powercor) 66 kV | Powercor | Winter | Coincident | 2027 | POE50 | NA | 60.0765 | VIC Keilor East (Powercor) 66 kV |  |  | FALSE | #N/A | #N/A | #N/A | #N/A | #N/A | #N/A | #N/A | #N/A | #N/A | #N/A
TRUE | VIC | KTSEP | Keilor East (Powercor) 66 kV | Powercor | Winter | Non-coincident | 2027 | POE10 | NA | 72.4987 | VIC Keilor East (Powercor) 66 kV |  |  | FALSE | #N/A | #N/A | #N/A | #N/A | #N/A | #N/A | #N/A | #N/A | #N/A | #N/A
TRUE | VIC | KTSEP | Keilor East (Powercor) 66 kV | Powercor | Winter | Non-coincident | 2027 | POE50 | NA | 70.5581 | VIC Keilor East (Powercor) 66 kV |  |  | FALSE | #N/A | #N/A | #N/A | #N/A | #N/A | #N/A | #N/A | #N/A | #N/A | #N/A
TRUE | VIC | KTSEP | Keilor East (Powercor) 66 kV | Powercor | Winter | Coincident | 2028 | POE10 | NA | 60.4886 | VIC Keilor East (Powercor) 66 kV |  |  | FALSE | #N/A | #N/A | #N/A | #N/A | #N/A | #N/A | #N/A | #N/A | #N/A | #N/A
TRUE | VIC | KTSEP | Keilor East (Powercor) 66 kV | Powercor | Winter | Coincident | 2028 | POE50 | NA | 59.1594 | VIC Keilor East (Powercor) 66 kV |  |  | FALSE | #N/A | #N/A | #N/A | #N/A | #N/A | #N/A | #N/A | #N/A | #N/A | #N/A
TRUE | VIC | KTSEP | Keilor East (Powercor) 66 kV | Powercor | Winter | Non-coincident | 2028 | POE10 | NA | 72.7361 | VIC Keilor East (Powercor) 66 kV |  |  | FALSE | #N/A | #N/A | #N/A | #N/A | #N/A | #N/A | #N/A | #N/A | #N/A | #N/A
TRUE | VIC | KTSEP | Keilor East (Powercor) 66 kV | Powercor | Winter | Non-coincident | 2028 | POE50 | NA | 70.7892 | VIC Keilor East (Powercor) 66 kV |  |  | FALSE | #N/A | #N/A | #N/A | #N/A | #N/A | #N/A | #N/A | #N/A | #N/A | #N/A
TRUE | VIC | KTSEP | Keilor East (Powercor) 66 kV | Powercor | Winter | Coincident | 2029 | POE10 | NA | 59.9959 | VIC Keilor East (Powercor) 66 kV |  |  | FALSE | #N/A | #N/A | #N/A | #N/A | #N/A | #N/A | #N/A | #N/A | #N/A | #N/A
TRUE | VIC | KTSEP | Keilor East (Powercor) 66 kV | Powercor | Winter | Coincident | 2029 | POE50 | NA | 58.6992 | VIC Keilor East (Powercor) 66 kV |  |  | FALSE | #N/A | #N/A | #N/A | #N/A | #N/A | #N/A | #N/A | #N/A | #N/A | #N/A
TRUE | VIC | KTSEP | Keilor East (Powercor) 66 kV | Powercor | Winter | Non-coincident | 2029 | POE10 | NA | 73.035 | VIC Keilor East (Powercor) 66 kV |  |  | FALSE | #N/A | #N/A | #N/A | #N/A | #N/A | #N/A | #N/A | #N/A | #N/A | #N/A
TRUE | VIC | KTSEP | Keilor East (Powercor) 66 kV | Powercor | Winter | Non-coincident | 2029 | POE50 | NA | 71.0818 | VIC Keilor East (Powercor) 66 kV |  |  | FALSE | #N/A | #N/A | #N/A | #N/A | #N/A | #N/A | #N/A | #N/A | #N/A | #N/A
TRUE | VIC | KTSEP | Keilor East (Powercor) 66 kV | Powercor | Winter | Coincident | 2030 | POE10 | NA | 59.376 | VIC Keilor East (Powercor) 66 kV |  |  | FALSE | #N/A | #N/A | #N/A | #N/A | #N/A | #N/A | #N/A | #N/A | #N/A | #N/A
TRUE | VIC | KTSEP | Keilor East (Powercor) 66 kV | Powercor | Winter | Coincident | 2030 | POE50 | NA | 58.0804 | VIC Keilor East (Powercor) 66 kV |  |  | FALSE | #N/A | #N/A | #N/A | #N/A | #N/A | #N/A | #N/A | #N/A | #N/A | #N/A
TRUE | VIC | KTSEP | Keilor East (Powercor) 66 kV | Powercor | Winter | Non-coincident | 2030 | POE10 | NA | 73.2942 | VIC Keilor East (Powercor) 66 kV |  |  | FALSE | #N/A | #N/A | #N/A | #N/A | #N/A | #N/A | #N/A | #N/A | #N/A | #N/A
TRUE | VIC | KTSEP | Keilor East (Powercor) 66 kV | Powercor | Winter | Non-coincident | 2030 | POE50 | NA | 71.3348 | VIC Keilor East (Powercor) 66 kV |  |  | FALSE | #N/A | #N/A | #N/A | #N/A | #N/A | #N/A | #N/A | #N/A | #N/A | #N/A
TRUE | VIC | KTSEP | Keilor East (Powercor) 66 kV | Powercor | Winter | Coincident | 2031 | POE10 | NA | 58.8611 | VIC Keilor East (Powercor) 66 kV |  |  | FALSE | #N/A | #N/A | #N/A | #N/A | #N/A | #N/A | #N/A | #N/A | #N/A | #N/A
TRUE | VIC | KTSEP | Keilor East (Powercor) 66 kV | Powercor | Winter | Coincident | 2031 | POE50 | NA | 57.5794 | VIC Keilor East (Powercor) 66 kV |  |  | FALSE | #N/A | #N/A | #N/A | #N/A | #N/A | #N/A | #N/A | #N/A | #N/A | #N/A
TRUE | VIC | KTSEP | Keilor East (Powercor) 66 kV | Powercor | Winter | Non-coincident | 2031 | POE10 | NA | 73.5626 | VIC Keilor East (Powercor) 66 kV |  |  | FALSE | #N/A | #N/A | #N/A | #N/A | #N/A | #N/A | #N/A | #N/A | #N/A | #N/A
TRUE | VIC | KTSEP | Keilor East (Powercor) 66 kV | Powercor | Winter | Non-coincident | 2031 | POE50 | NA | 71.5968 | VIC Keilor East (Powercor) 66 kV |  |  | FALSE | #N/A | #N/A | #N/A | #N/A | #N/A | #N/A | #N/A | #N/A | #N/A | #N/A
TRUE | VIC | KTSEP | Keilor East (Powercor) 66 kV | Powercor | Winter | Coincident | 2032 | POE10 | NA | 57.8946 | VIC Keilor East (Powercor) 66 kV |  |  | FALSE | #N/A | #N/A | #N/A | #N/A | #N/A | #N/A | #N/A | #N/A | #N/A | #N/A
TRUE | VIC | KTSEP | Keilor East (Powercor) 66 kV | Powercor | Winter | Coincident | 2032 | POE50 | NA | 56.528 | VIC Keilor East (Powercor) 66 kV |  |  | FALSE | #N/A | #N/A | #N/A | #N/A | #N/A | #N/A | #N/A | #N/A | #N/A | #N/A
TRUE | VIC | KTSEP | Keilor East (Powercor) 66 kV | Powercor | Winter | Non-coincident | 2032 | POE10 | NA | 73.8688 | VIC Keilor East (Powercor) 66 kV |  |  | FALSE | #N/A | #N/A | #N/A | #N/A | #N/A | #N/A | #N/A | #N/A | #N/A | #N/A
TRUE | VIC | KTSEP | Keilor East (Powercor) 66 kV | Powercor | Winter | Non-coincident | 2032 | POE50 | NA | 71.8966 | VIC Keilor East (Powercor) 66 kV |  |  | FALSE | #N/A | #N/A | #N/A | #N/A | #N/A | #N/A | #N/A | #N/A | #N/A | #N/A
TRUE | VIC | KTSEP | Keilor East (Powercor) 66 kV | Powercor | Winter | Coincident | 2033 | POE10 | NA | 56.685 | VIC Keilor East (Powercor) 66 kV |  |  | FALSE | #N/A | #N/A | #N/A | #N/A | #N/A | #N/A | #N/A | #N/A | #N/A | #N/A
TRUE | VIC | KTSEP | Keilor East (Powercor) 66 kV | Powercor | Winter | Coincident | 2033 | POE50 | NA | 55.3545 | VIC Keilor East (Powercor) 66 kV |  |  | FALSE | #N/A | #N/A | #N/A | #N/A | #N/A | #N/A | #N/A | #N/A | #N/A | #N/A
TRUE | VIC | KTSEP | Keilor East (Powercor) 66 kV | Powercor | Winter | Non-coincident | 2033 | POE10 | NA | 74.1725 | VIC Keilor East (Powercor) 66 kV |  |  | FALSE | #N/A | #N/A | #N/A | #N/A | #N/A | #N/A | #N/A | #N/A | #N/A | #N/A
TRUE | VIC | KTSEP | Keilor East (Powercor) 66 kV | Powercor | Winter | Non-coincident | 2033 | POE50 | NA | 72.1937 | VIC Keilor East (Powercor) 66 kV |  |  | FALSE | #N/A | #N/A | #N/A | #N/A | #N/A | #N/A | #N/A | #N/A | #N/A | #N/A
TRUE | VIC | KTSEP | Keilor East (Powercor) 66 kV | Powercor | Winter | Coincident | 2034 | POE10 | NA | 56.4836 | VIC Keilor East (Powercor) 66 kV |  |  | FALSE | #N/A | #N/A | #N/A | #N/A | #N/A | #N/A | #N/A | #N/A | #N/A | #N/A
TRUE | VIC | KTSEP | Keilor East (Powercor) 66 kV | Powercor | Winter | Coincident | 2034 | POE50 | NA | 55.1883 | VIC Keilor East (Powercor) 66 kV |  |  | FALSE | #N/A | #N/A | #N/A | #N/A | #N/A | #N/A | #N/A | #N/A | #N/A | #N/A
TRUE | VIC | KTSEP | Keilor East (Powercor) 66 kV | Powercor | Winter | Non-coincident | 2034 | POE10 | NA | 74.4613 | VIC Keilor East (Powercor) 66 kV |  |  | FALSE | #N/A | #N/A | #N/A | #N/A | #N/A | #N/A | #N/A | #N/A | #N/A | #N/A
TRUE | VIC | KTSEP | Keilor East (Powercor) 66 kV | Powercor | Winter | Non-coincident | 2034 | POE50 | NA | 72.476 | VIC Keilor East (Powercor) 66 kV |  |  | FALSE | #N/A | #N/A | #N/A | #N/A | #N/A | #N/A | #N/A | #N/A | #N/A | #N/A
TRUE | VIC | KTSWJ | Keilor West (Jemena) 66 kV | Jemena | Shoulder | Coincident | 2019 | ACTUAL_OPG | 32.156 | NA | VIC Keilor West (Jemena) 66 kV |  |  | FALSE | #N/A | #N/A | #N/A | #N/A | #N/A | #N/A | #N/A | #N/A | #N/A | #N/A
TRUE | VIC | KTSWJ | Keilor West (Jemena) 66 kV | Jemena | Shoulder | Coincident | 2019 | ACTUAL_RAW | 32.156 | NA | VIC Keilor West (Jemena) 66 kV |  |  | FALSE | #N/A | #N/A | #N/A | #N/A | #N/A | #N/A | #N/A | #N/A | #N/A | #N/A
TRUE | VIC | KTSWJ | Keilor West (Jemena) 66 kV | Jemena | Shoulder | Non-coincident | 2019 | ACTUAL_RAW | 14.5635 | NA | VIC Keilor West (Jemena) 66 kV |  |  | FALSE | #N/A | #N/A | #N/A | #N/A | #N/A | #N/A | #N/A | #N/A | #N/A | #N/A
TRUE | VIC | KTSWJ | Keilor West (Jemena) 66 kV | Jemena | Shoulder | Non-coincident | 2019 | ACTUAL_OPG | 14.5635 | NA | VIC Keilor West (Jemena) 66 kV |  |  | FALSE | #N/A | #N/A | #N/A | #N/A | #N/A | #N/A | #N/A | #N/A | #N/A | #N/A
TRUE | VIC | KTSWJ | Keilor West (Jemena) 66 kV | Jemena | Shoulder | Non-coincident | 2019 | ACTUAL_ADJUSTEDOPG | 14.5635 | NA | VIC Keilor West (Jemena) 66 kV |  |  | FALSE | #N/A | #N/A | #N/A | #N/A | #N/A | #N/A | #N/A | #N/A | #N/A | #N/A
TRUE | VIC | KTSWJ | Keilor West (Jemena) 66 kV | Jemena | Shoulder | Coincident | 2020 | ACTUAL_OPG | 20.5399 | NA | VIC Keilor West (Jemena) 66 kV |  |  | FALSE | #N/A | #N/A | #N/A | #N/A | #N/A | #N/A | #N/A | #N/A | #N/A | #N/A
TRUE | VIC | KTSWJ | Keilor West (Jemena) 66 kV | Jemena | Shoulder | Coincident | 2020 | ACTUAL_RAW | 20.5399 | NA | VIC Keilor West (Jemena) 66 kV |  |  | FALSE | #N/A | #N/A | #N/A | #N/A | #N/A | #N/A | #N/A | #N/A | #N/A | #N/A
TRUE | VIC | KTSWJ | Keilor West (Jemena) 66 kV | Jemena | Shoulder | Non-coincident | 2020 | ACTUAL_RAW | 10.7402 | NA | VIC Keilor West (Jemena) 66 kV |  |  | FALSE | #N/A | #N/A | #N/A | #N/A | #N/A | #N/A | #N/A | #N/A | #N/A | #N/A
TRUE | VIC | KTSWJ | Keilor West (Jemena) 66 kV | Jemena | Shoulder | Non-coincident | 2020 | ACTUAL_OPG | 10.7402 | NA | VIC Keilor West (Jemena) 66 kV |  |  | FALSE | #N/A | #N/A | #N/A | #N/A | #N/A | #N/A | #N/A | #N/A | #N/A | #N/A
TRUE | VIC | KTSWJ | Keilor West (Jemena) 66 kV | Jemena | Shoulder | Non-coincident | 2020 | ACTUAL_ADJUSTEDOPG | 10.7402 | NA | VIC Keilor West (Jemena) 66 kV |  |  | FALSE | #N/A | #N/A | #N/A | #N/A | #N/A | #N/A | #N/A | #N/A | #N/A | #N/A
TRUE | VIC | KTSWJ | Keilor West (Jemena) 66 kV | Jemena | Shoulder | Coincident | 2021 | ACTUAL_OPG | 17.5901 | NA | VIC Keilor West (Jemena) 66 kV |  |  | FALSE | #N/A | #N/A | #N/A | #N/A | #N/A | #N/A | #N/A | #N/A | #N/A | #N/A
TRUE | VIC | KTSWJ | Keilor West (Jemena) 66 kV | Jemena | Shoulder | Coincident | 2021 | ACTUAL_RAW | 17.5901 | NA | VIC Keilor West (Jemena) 66 kV |  |  | FALSE | #N/A | #N/A | #N/A | #N/A | #N/A | #N/A | #N/A | #N/A | #N/A | #N/A
TRUE | VIC | KTSWJ | Keilor West (Jemena) 66 kV | Jemena | Shoulder | Non-coincident | 2021 | ACTUAL_RAW | 8.1463 | NA | VIC Keilor West (Jemena) 66 kV |  |  | FALSE | #N/A | #N/A | #N/A | #N/A | #N/A | #N/A | #N/A | #N/A | #N/A | #N/A
TRUE | VIC | KTSWJ | Keilor West (Jemena) 66 kV | Jemena | Shoulder | Non-coincident | 2021 | ACTUAL_OPG | 8.1463 | NA | VIC Keilor West (Jemena) 66 kV |  |  | FALSE | #N/A | #N/A | #N/A | #N/A | #N/A | #N/A | #N/A | #N/A | #N/A | #N/A
TRUE | VIC | KTSWJ | Keilor West (Jemena) 66 kV | Jemena | Shoulder | Non-coincident | 2021 | ACTUAL_ADJUSTEDOPG | 8.1463 | NA | VIC Keilor West (Jemena) 66 kV |  |  | FALSE | #N/A | #N/A | #N/A | #N/A | #N/A | #N/A | #N/A | #N/A | #N/A | #N/A
TRUE | VIC | KTSWJ | Keilor West (Jemena) 66 kV | Jemena | Shoulder | Coincident | 2022 | ACTUAL_OPG | -0.44029 | NA | VIC Keilor West (Jemena) 66 kV |  |  | FALSE | #N/A | #N/A | #N/A | #N/A | #N/A | #N/A | #N/A | #N/A | #N/A | #N/A
TRUE | VIC | KTSWJ | Keilor West (Jemena) 66 kV | Jemena | Shoulder | Coincident | 2022 | ACTUAL_RAW | -0.44029 | NA | VIC Keilor West (Jemena) 66 kV |  |  | FALSE | #N/A | #N/A | #N/A | #N/A | #N/A | #N/A | #N/A | #N/A | #N/A | #N/A
TRUE | VIC | KTSWJ | Keilor West (Jemena) 66 kV | Jemena | Shoulder | Non-coincident | 2022 | ACTUAL_RAW | -3.0093 | NA | VIC Keilor West (Jemena) 66 kV |  |  | FALSE | #N/A | #N/A | #N/A | #N/A | #N/A | #N/A | #N/A | #N/A | #N/A | #N/A
TRUE | VIC | KTSWJ | Keilor West (Jemena) 66 kV | Jemena | Shoulder | Non-coincident | 2022 | ACTUAL_OPG | -3.0093 | NA | VIC Keilor West (Jemena) 66 kV |  |  | FALSE | #N/A | #N/A | #N/A | #N/A | #N/A | #N/A | #N/A | #N/A | #N/A | #N/A
TRUE | VIC | KTSWJ | Keilor West (Jemena) 66 kV | Jemena | Shoulder | Non-coincident | 2022 | ACTUAL_ADJUSTEDOPG | -3.0093 | NA | VIC Keilor West (Jemena) 66 kV |  |  | FALSE | #N/A | #N/A | #N/A | #N/A | #N/A | #N/A | #N/A | #N/A | #N/A | #N/A
TRUE | VIC | KTSWJ | Keilor West (Jemena) 66 kV | Jemena | Shoulder | Coincident | 2023 | ACTUAL_OPG | -0.68015 | NA | VIC Keilor West (Jemena) 66 kV |  |  | FALSE | #N/A | #N/A | #N/A | #N/A | #N/A | #N/A | #N/A | #N/A | #N/A | #N/A
TRUE | VIC | KTSWJ | Keilor West (Jemena) 66 kV | Jemena | Shoulder | Coincident | 2023 | ACTUAL_RAW | -0.68015 | NA | VIC Keilor West (Jemena) 66 kV |  |  | FALSE | #N/A | #N/A | #N/A | #N/A | #N/A | #N/A | #N/A | #N/A | #N/A | #N/A
TRUE | VIC | KTSWJ | Keilor West (Jemena) 66 kV | Jemena | Shoulder | Non-coincident | 2023 | ACTUAL_RAW | -10.4492 | NA | VIC Keilor West (Jemena) 66 kV |  |  | FALSE | #N/A | #N/A | #N/A | #N/A | #N/A | #N/A | #N/A | #N/A | #N/A | #N/A
TRUE | VIC | KTSWJ | Keilor West (Jemena) 66 kV | Jemena | Shoulder | Non-coincident | 2023 | ACTUAL_OPG | -10.4492 | NA | VIC Keilor West (Jemena) 66 kV |  |  | FALSE | #N/A | #N/A | #N/A | #N/A | #N/A | #N/A | #N/A | #N/A | #N/A | #N/A
TRUE | VIC | KTSWJ | Keilor West (Jemena) 66 kV | Jemena | Shoulder | Non-coincident | 2023 | ACTUAL_ADJUSTEDOPG | -10.4492 | NA | VIC Keilor West (Jemena) 66 kV |  |  | FALSE | #N/A | #N/A | #N/A | #N/A | #N/A | #N/A | #N/A | #N/A | #N/A | #N/A
TRUE | VIC | KTSWJ | Keilor West (Jemena) 66 kV | Jemena | Shoulder | Coincident | 2024 | ACTUAL_OPG | -16.694 | NA | VIC Keilor West (Jemena) 66 kV |  |  | FALSE | #N/A | #N/A | #N/A | #N/A | #N/A | #N/A | #N/A | #N/A | #N/A | #N/A
TRUE | VIC | KTSWJ | Keilor West (Jemena) 66 kV | Jemena | Shoulder | Coincident | 2024 | ACTUAL_RAW | -16.694 | NA | VIC Keilor West (Jemena) 66 kV |  |  | FALSE | #N/A | #N/A | #N/A | #N/A | #N/A | #N/A | #N/A | #N/A | #N/A | #N/A
TRUE | VIC | KTSWJ | Keilor West (Jemena) 66 kV | Jemena | Shoulder | Non-coincident | 2024 | ACTUAL_RAW | -17.5112 | NA | VIC Keilor West (Jemena) 66 kV |  |  | FALSE | #N/A | #N/A | #N/A | #N/A | #N/A | #N/A | #N/A | #N/A | #N/A | #N/A
TRUE | VIC | KTSWJ | Keilor West (Jemena) 66 kV | Jemena | Shoulder | Non-coincident | 2024 | ACTUAL_OPG | -17.5112 | NA | VIC Keilor West (Jemena) 66 kV |  |  | FALSE | #N/A | #N/A | #N/A | #N/A | #N/A | #N/A | #N/A | #N/A | #N/A | #N/A
TRUE | VIC | KTSWJ | Keilor West (Jemena) 66 kV | Jemena | Shoulder | Non-coincident | 2024 | ACTUAL_ADJUSTEDOPG | -17.5112 | NA | VIC Keilor West (Jemena) 66 kV |  |  | FALSE | #N/A | #N/A | #N/A | #N/A | #N/A | #N/A | #N/A | #N/A | #N/A | #N/A
TRUE | VIC | KTSWJ | Keilor West (Jemena) 66 kV | Jemena | Shoulder | Coincident | 2025 | ACTUAL_OPG | -22.9074 | NA | VIC Keilor West (Jemena) 66 kV |  |  | FALSE | #N/A | #N/A | #N/A | #N/A | #N/A | #N/A | #N/A | #N/A | #N/A | #N/A
TRUE | VIC | KTSWJ | Keilor West (Jemena) 66 kV | Jemena | Shoulder | Coincident | 2025 | ACTUAL_RAW | -22.9074 | NA | VIC Keilor West (Jemena) 66 kV |  |  | FALSE | #N/A | #N/A | #N/A | #N/A | #N/A | #N/A | #N/A | #N/A | #N/A | #N/A
TRUE | VIC | KTSWJ | Keilor West (Jemena) 66 kV | Jemena | Shoulder | Non-coincident | 2025 | ACTUAL_RAW | -25.1545 | NA | VIC Keilor West (Jemena) 66 kV |  |  | FALSE | #N/A | #N/A | #N/A | #N/A | #N/A | #N/A | #N/A | #N/A | #N/A | #N/A
TRUE | VIC | KTSWJ | Keilor West (Jemena) 66 kV | Jemena | Shoulder | Non-coincident | 2025 | ACTUAL_OPG | -25.1545 | NA | VIC Keilor West (Jemena) 66 kV |  |  | FALSE | #N/A | #N/A | #N/A | #N/A | #N/A | #N/A | #N/A | #N/A | #N/A | #N/A
TRUE | VIC | KTSWJ | Keilor West (Jemena) 66 kV | Jemena | Shoulder | Non-coincident | 2025 | ACTUAL_ADJUSTEDOPG | -25.1545 | NA | VIC Keilor West (Jemena) 66 kV |  |  | FALSE | #N/A | #N/A | #N/A | #N/A | #N/A | #N/A | #N/A | #N/A | #N/A | #N/A
TRUE | VIC | KTSWJ | Keilor West (Jemena) 66 kV | Jemena | Shoulder | Non-coincident | 2025 | BASEYEARPOE90 | -26.9705 | NA | VIC Keilor West (Jemena) 66 kV |  |  | FALSE | #N/A | #N/A | #N/A | #N/A | #N/A | #N/A | #N/A | #N/A | #N/A | #N/A
TRUE | VIC | KTSWJ | Keilor West (Jemena) 66 kV | Jemena | Shoulder | Non-coincident | 2025 | BASEYEARPOE50 | -24.4292 | NA | VIC Keilor West (Jemena) 66 kV |  |  | FALSE | #N/A | #N/A | #N/A | #N/A | #N/A | #N/A | #N/A | #N/A | #N/A | #N/A
TRUE | VIC | KTSWJ | Keilor West (Jemena) 66 kV | Jemena | Shoulder | Coincident_unreconciled | 2026 | POE50 | -26.8251 | NA | VIC Keilor West (Jemena) 66 kV |  |  | FALSE | #N/A | #N/A | #N/A | #N/A | #N/A | #N/A | #N/A | #N/A | #N/A | #N/A
TRUE | VIC | KTSWJ | Keilor West (Jemena) 66 kV | Jemena | Shoulder | Coincident_unreconciled | 2026 | POE90 | -28.8175 | NA | VIC Keilor West (Jemena) 66 kV |  |  | FALSE | #N/A | #N/A | #N/A | #N/A | #N/A | #N/A | #N/A | #N/A | #N/A | #N/A
TRUE | VIC | KTSWJ | Keilor West (Jemena) 66 kV | Jemena | Shoulder | Non-coincident | 2026 | POE50 | -28.7823 | NA | VIC Keilor West (Jemena) 66 kV |  |  | FALSE | #N/A | #N/A | #N/A | #N/A | #N/A | #N/A | #N/A | #N/A | #N/A | #N/A
TRUE | VIC | KTSWJ | Keilor West (Jemena) 66 kV | Jemena | Shoulder | Non-coincident | 2026 | POE90 | -30.92 | NA | VIC Keilor West (Jemena) 66 kV |  |  | FALSE | #N/A | #N/A | #N/A | #N/A | #N/A | #N/A | #N/A | #N/A | #N/A | #N/A
TRUE | VIC | KTSWJ | Keilor West (Jemena) 66 kV | Jemena | Shoulder | Coincident_unreconciled | 2027 | POE50 | -30.0826 | NA | VIC Keilor West (Jemena) 66 kV |  |  | FALSE | #N/A | #N/A | #N/A | #N/A | #N/A | #N/A | #N/A | #N/A | #N/A | #N/A
TRUE | VIC | KTSWJ | Keilor West (Jemena) 66 kV | Jemena | Shoulder | Coincident_unreconciled | 2027 | POE90 | -32.0953 | NA | VIC Keilor West (Jemena) 66 kV |  |  | FALSE | #N/A | #N/A | #N/A | #N/A | #N/A | #N/A | #N/A | #N/A | #N/A | #N/A
TRUE | VIC | KTSWJ | Keilor West (Jemena) 66 kV | Jemena | Shoulder | Non-coincident | 2027 | POE50 | -32.2775 | NA | VIC Keilor West (Jemena) 66 kV |  |  | FALSE | #N/A | #N/A | #N/A | #N/A | #N/A | #N/A | #N/A | #N/A | #N/A | #N/A
TRUE | VIC | KTSWJ | Keilor West (Jemena) 66 kV | Jemena | Shoulder | Non-coincident | 2027 | POE90 | -34.437 | NA | VIC Keilor West (Jemena) 66 kV |  |  | FALSE | #N/A | #N/A | #N/A | #N/A | #N/A | #N/A | #N/A | #N/A | #N/A | #N/A
TRUE | VIC | KTSWJ | Keilor West (Jemena) 66 kV | Jemena | Shoulder | Coincident_unreconciled | 2028 | POE50 | -35.6877 | NA | VIC Keilor West (Jemena) 66 kV |  |  | FALSE | #N/A | #N/A | #N/A | #N/A | #N/A | #N/A | #N/A | #N/A | #N/A | #N/A
TRUE | VIC | KTSWJ | Keilor West (Jemena) 66 kV | Jemena | Shoulder | Coincident_unreconciled | 2028 | POE90 | -37.7202 | NA | VIC Keilor West (Jemena) 66 kV |  |  | FALSE | #N/A | #N/A | #N/A | #N/A | #N/A | #N/A | #N/A | #N/A | #N/A | #N/A
TRUE | VIC | KTSWJ | Keilor West (Jemena) 66 kV | Jemena | Shoulder | Non-coincident | 2028 | POE50 | -38.2915 | NA | VIC Keilor West (Jemena) 66 kV |  |  | FALSE | #N/A | #N/A | #N/A | #N/A | #N/A | #N/A | #N/A | #N/A | #N/A | #N/A
TRUE | VIC | KTSWJ | Keilor West (Jemena) 66 kV | Jemena | Shoulder | Non-coincident | 2028 | POE90 | -40.4724 | NA | VIC Keilor West (Jemena) 66 kV |  |  | FALSE | #N/A | #N/A | #N/A | #N/A | #N/A | #N/A | #N/A | #N/A | #N/A | #N/A
TRUE | VIC | KTSWJ | Keilor West (Jemena) 66 kV | Jemena | Shoulder | Coincident_unreconciled | 2029 | POE50 | -40.64 | NA | VIC Keilor West (Jemena) 66 kV |  |  | FALSE | #N/A | #N/A | #N/A | #N/A | #N/A | #N/A | #N/A | #N/A | #N/A | #N/A
TRUE | VIC | KTSWJ | Keilor West (Jemena) 66 kV | Jemena | Shoulder | Coincident_unreconciled | 2029 | POE90 | -42.6924 | NA | VIC Keilor West (Jemena) 66 kV |  |  | FALSE | #N/A | #N/A | #N/A | #N/A | #N/A | #N/A | #N/A | #N/A | #N/A | #N/A
TRUE | VIC | KTSWJ | Keilor West (Jemena) 66 kV | Jemena | Shoulder | Non-coincident | 2029 | POE50 | -43.6051 | NA | VIC Keilor West (Jemena) 66 kV |  |  | FALSE | #N/A | #N/A | #N/A | #N/A | #N/A | #N/A | #N/A | #N/A | #N/A | #N/A
TRUE | VIC | KTSWJ | Keilor West (Jemena) 66 kV | Jemena | Shoulder | Non-coincident | 2029 | POE90 | -45.8073 | NA | VIC Keilor West (Jemena) 66 kV |  |  | FALSE | #N/A | #N/A | #N/A | #N/A | #N/A | #N/A | #N/A | #N/A | #N/A | #N/A
TRUE | VIC | KTSWJ | Keilor West (Jemena) 66 kV | Jemena | Shoulder | Coincident_unreconciled | 2030 | POE50 | -45.558 | NA | VIC Keilor West (Jemena) 66 kV |  |  | FALSE | #N/A | #N/A | #N/A | #N/A | #N/A | #N/A | #N/A | #N/A | #N/A | #N/A
TRUE | VIC | KTSWJ | Keilor West (Jemena) 66 kV | Jemena | Shoulder | Coincident_unreconciled | 2030 | POE90 | -47.6303 | NA | VIC Keilor West (Jemena) 66 kV |  |  | FALSE | #N/A | #N/A | #N/A | #N/A | #N/A | #N/A | #N/A | #N/A | #N/A | #N/A
TRUE | VIC | KTSWJ | Keilor West (Jemena) 66 kV | Jemena | Shoulder | Non-coincident | 2030 | POE50 | -48.882 | NA | VIC Keilor West (Jemena) 66 kV |  |  | FALSE | #N/A | #N/A | #N/A | #N/A | #N/A | #N/A | #N/A | #N/A | #N/A | #N/A
TRUE | VIC | KTSWJ | Keilor West (Jemena) 66 kV | Jemena | Shoulder | Non-coincident | 2030 | POE90 | -51.1054 | NA | VIC Keilor West (Jemena) 66 kV |  |  | FALSE | #N/A | #N/A | #N/A | #N/A | #N/A | #N/A | #N/A | #N/A | #N/A | #N/A
TRUE | VIC | KTSWJ | Keilor West (Jemena) 66 kV | Jemena | Shoulder | Coincident_unreconciled | 2031 | POE50 | -50.385 | NA | VIC Keilor West (Jemena) 66 kV |  |  | FALSE | #N/A | #N/A | #N/A | #N/A | #N/A | #N/A | #N/A | #N/A | #N/A | #N/A
TRUE | VIC | KTSWJ | Keilor West (Jemena) 66 kV | Jemena | Shoulder | Coincident_unreconciled | 2031 | POE90 | -52.4772 | NA | VIC Keilor West (Jemena) 66 kV |  |  | FALSE | #N/A | #N/A | #N/A | #N/A | #N/A | #N/A | #N/A | #N/A | #N/A | #N/A
TRUE | VIC | KTSWJ | Keilor West (Jemena) 66 kV | Jemena | Shoulder | Non-coincident | 2031 | POE50 | -54.0612 | NA | VIC Keilor West (Jemena) 66 kV |  |  | FALSE | #N/A | #N/A | #N/A | #N/A | #N/A | #N/A | #N/A | #N/A | #N/A | #N/A
TRUE | VIC | KTSWJ | Keilor West (Jemena) 66 kV | Jemena | Shoulder | Non-coincident | 2031 | POE90 | -56.306 | NA | VIC Keilor West (Jemena) 66 kV |  |  | FALSE | #N/A | #N/A | #N/A | #N/A | #N/A | #N/A | #N/A | #N/A | #N/A | #N/A
TRUE | VIC | KTSWJ | Keilor West (Jemena) 66 kV | Jemena | Shoulder | Coincident_unreconciled | 2032 | POE50 | -54.1247 | NA | VIC Keilor West (Jemena) 66 kV |  |  | FALSE | #N/A | #N/A | #N/A | #N/A | #N/A | #N/A | #N/A | #N/A | #N/A | #N/A
TRUE | VIC | KTSWJ | Keilor West (Jemena) 66 kV | Jemena | Shoulder | Coincident_unreconciled | 2032 | POE90 | -56.2372 | NA | VIC Keilor West (Jemena) 66 kV |  |  | FALSE | #N/A | #N/A | #N/A | #N/A | #N/A | #N/A | #N/A | #N/A | #N/A | #N/A
TRUE | VIC | KTSWJ | Keilor West (Jemena) 66 kV | Jemena | Shoulder | Non-coincident | 2032 | POE50 | -58.0738 | NA | VIC Keilor West (Jemena) 66 kV |  |  | FALSE | #N/A | #N/A | #N/A | #N/A | #N/A | #N/A | #N/A | #N/A | #N/A | #N/A
TRUE | VIC | KTSWJ | Keilor West (Jemena) 66 kV | Jemena | Shoulder | Non-coincident | 2032 | POE90 | -60.3404 | NA | VIC Keilor West (Jemena) 66 kV |  |  | FALSE | #N/A | #N/A | #N/A | #N/A | #N/A | #N/A | #N/A | #N/A | #N/A | #N/A
TRUE | VIC | KTSWJ | Keilor West (Jemena) 66 kV | Jemena | Shoulder | Coincident_unreconciled | 2033 | POE50 | -56.9832 | NA | VIC Keilor West (Jemena) 66 kV |  |  | FALSE | #N/A | #N/A | #N/A | #N/A | #N/A | #N/A | #N/A | #N/A | #N/A | #N/A
TRUE | VIC | KTSWJ | Keilor West (Jemena) 66 kV | Jemena | Shoulder | Coincident_unreconciled | 2033 | POE90 | -59.1163 | NA | VIC Keilor West (Jemena) 66 kV |  |  | FALSE | #N/A | #N/A | #N/A | #N/A | #N/A | #N/A | #N/A | #N/A | #N/A | #N/A
TRUE | VIC | KTSWJ | Keilor West (Jemena) 66 kV | Jemena | Shoulder | Non-coincident | 2033 | POE50 | -61.1408 | NA | VIC Keilor West (Jemena) 66 kV |  |  | FALSE | #N/A | #N/A | #N/A | #N/A | #N/A | #N/A | #N/A | #N/A | #N/A | #N/A
TRUE | VIC | KTSWJ | Keilor West (Jemena) 66 kV | Jemena | Shoulder | Non-coincident | 2033 | POE90 | -63.4296 | NA | VIC Keilor West (Jemena) 66 kV |  |  | FALSE | #N/A | #N/A | #N/A | #N/A | #N/A | #N/A | #N/A | #N/A | #N/A | #N/A
TRUE | VIC | KTSWJ | Keilor West (Jemena) 66 kV | Jemena | Shoulder | Coincident_unreconciled | 2034 | POE50 | -59.6335 | NA | VIC Keilor West (Jemena) 66 kV |  |  | FALSE | #N/A | #N/A | #N/A | #N/A | #N/A | #N/A | #N/A | #N/A | #N/A | #N/A
TRUE | VIC | KTSWJ | Keilor West (Jemena) 66 kV | Jemena | Shoulder | Coincident_unreconciled | 2034 | POE90 | -61.7873 | NA | VIC Keilor West (Jemena) 66 kV |  |  | FALSE | #N/A | #N/A | #N/A | #N/A | #N/A | #N/A | #N/A | #N/A | #N/A | #N/A
TRUE | VIC | KTSWJ | Keilor West (Jemena) 66 kV | Jemena | Shoulder | Non-coincident | 2034 | POE50 | -63.9844 | NA | VIC Keilor West (Jemena) 66 kV |  |  | FALSE | #N/A | #N/A | #N/A | #N/A | #N/A | #N/A | #N/A | #N/A | #N/A | #N/A
TRUE | VIC | KTSWJ | Keilor West (Jemena) 66 kV | Jemena | Shoulder | Non-coincident | 2034 | POE90 | -66.2954 | NA | VIC Keilor West (Jemena) 66 kV |  |  | FALSE | #N/A | #N/A | #N/A | #N/A | #N/A | #N/A | #N/A | #N/A | #N/A | #N/A
TRUE | VIC | KTSWJ | Keilor West (Jemena) 66 kV | Jemena | Shoulder | Coincident_unreconciled | 2035 | POE50 | -62.4885 | NA | VIC Keilor West (Jemena) 66 kV |  |  | FALSE | #N/A | #N/A | #N/A | #N/A | #N/A | #N/A | #N/A | #N/A | #N/A | #N/A
TRUE | VIC | KTSWJ | Keilor West (Jemena) 66 kV | Jemena | Shoulder | Coincident_unreconciled | 2035 | POE90 | -64.6631 | NA | VIC Keilor West (Jemena) 66 kV |  |  | FALSE | #N/A | #N/A | #N/A | #N/A | #N/A | #N/A | #N/A | #N/A | #N/A | #N/A
TRUE | VIC | KTSWJ | Keilor West (Jemena) 66 kV | Jemena | Shoulder | Non-coincident | 2035 | POE50 | -67.0478 | NA | VIC Keilor West (Jemena) 66 kV |  |  | FALSE | #N/A | #N/A | #N/A | #N/A | #N/A | #N/A | #N/A | #N/A | #N/A | #N/A
TRUE | VIC | KTSWJ | Keilor West (Jemena) 66 kV | Jemena | Shoulder | Non-coincident | 2035 | POE90 | -69.381 | NA | VIC Keilor West (Jemena) 66 kV |  |  | FALSE | #N/A | #N/A | #N/A | #N/A | #N/A | #N/A | #N/A | #N/A | #N/A | #N/A
TRUE | VIC | KTSWJ | Keilor West (Jemena) 66 kV | Jemena | Summer | Coincident | 2019 | ACTUAL_OPG | 33.2746 | 105.9103 | VIC Keilor West (Jemena) 66 kV |  |  | FALSE | #N/A | #N/A | #N/A | #N/A | #N/A | #N/A | #N/A | #N/A | #N/A | #N/A
TRUE | VIC | KTSWJ | Keilor West (Jemena) 66 kV | Jemena | Summer | Coincident | 2019 | ACTUAL_RAW | 33.2746 | 105.9103 | VIC Keilor West (Jemena) 66 kV |  |  | FALSE | #N/A | #N/A | #N/A | #N/A | #N/A | #N/A | #N/A | #N/A | #N/A | #N/A
TRUE | VIC | KTSWJ | Keilor West (Jemena) 66 kV | Jemena | Summer | Non-coincident | 2019 | ACTUAL_RAW | 14.3511 | 128.5179 | VIC Keilor West (Jemena) 66 kV |  |  | FALSE | #N/A | #N/A | #N/A | #N/A | #N/A | #N/A | #N/A | #N/A | #N/A | #N/A
TRUE | VIC | KTSWJ | Keilor West (Jemena) 66 kV | Jemena | Summer | Non-coincident | 2019 | ACTUAL_OPG | 14.3511 | 128.5179 | VIC Keilor West (Jemena) 66 kV |  |  | FALSE | #N/A | #N/A | #N/A | #N/A | #N/A | #N/A | #N/A | #N/A | #N/A | #N/A
TRUE | VIC | KTSWJ | Keilor West (Jemena) 66 kV | Jemena | Summer | Non-coincident | 2019 | ACTUAL_ADJUSTEDOPG | 14.3511 | 128.5179 | VIC Keilor West (Jemena) 66 kV |  |  | FALSE | #N/A | #N/A | #N/A | #N/A | #N/A | #N/A | #N/A | #N/A | #N/A | #N/A
TRUE | VIC | KTSWJ | Keilor West (Jemena) 66 kV | Jemena | Summer | Coincident | 2020 | ACTUAL_OPG | 9.3749 | 128.7825 | VIC Keilor West (Jemena) 66 kV |  |  | FALSE | #N/A | #N/A | #N/A | #N/A | #N/A | #N/A | #N/A | #N/A | #N/A | #N/A
TRUE | VIC | KTSWJ | Keilor West (Jemena) 66 kV | Jemena | Summer | Coincident | 2020 | ACTUAL_RAW | 9.3749 | 128.7825 | VIC Keilor West (Jemena) 66 kV |  |  | FALSE | #N/A | #N/A | #N/A | #N/A | #N/A | #N/A | #N/A | #N/A | #N/A | #N/A
TRUE | VIC | KTSWJ | Keilor West (Jemena) 66 kV | Jemena | Summer | Non-coincident | 2020 | ACTUAL_RAW | 7.3307 | 141.1923 | VIC Keilor West (Jemena) 66 kV |  |  | FALSE | #N/A | #N/A | #N/A | #N/A | #N/A | #N/A | #N/A | #N/A | #N/A | #N/A
TRUE | VIC | KTSWJ | Keilor West (Jemena) 66 kV | Jemena | Summer | Non-coincident | 2020 | ACTUAL_OPG | 7.3307 | 141.1923 | VIC Keilor West (Jemena) 66 kV |  |  | FALSE | #N/A | #N/A | #N/A | #N/A | #N/A | #N/A | #N/A | #N/A | #N/A | #N/A
TRUE | VIC | KTSWJ | Keilor West (Jemena) 66 kV | Jemena | Summer | Non-coincident | 2020 | ACTUAL_ADJUSTEDOPG | 7.3307 | 141.1923 | VIC Keilor West (Jemena) 66 kV |  |  | FALSE | #N/A | #N/A | #N/A | #N/A | #N/A | #N/A | #N/A | #N/A | #N/A | #N/A
TRUE | VIC | KTSWJ | Keilor West (Jemena) 66 kV | Jemena | Summer | Coincident | 2021 | ACTUAL_OPG | 4.3441 | 96.094 | VIC Keilor West (Jemena) 66 kV |  |  | FALSE | #N/A | #N/A | #N/A | #N/A | #N/A | #N/A | #N/A | #N/A | #N/A | #N/A
TRUE | VIC | KTSWJ | Keilor West (Jemena) 66 kV | Jemena | Summer | Coincident | 2021 | ACTUAL_RAW | 4.3441 | 96.094 | VIC Keilor West (Jemena) 66 kV |  |  | FALSE | #N/A | #N/A | #N/A | #N/A | #N/A | #N/A | #N/A | #N/A | #N/A | #N/A
TRUE | VIC | KTSWJ | Keilor West (Jemena) 66 kV | Jemena | Summer | Non-coincident | 2021 | ACTUAL_RAW | 1.6258 | 111.0384 | VIC Keilor West (Jemena) 66 kV |  |  | FALSE | #N/A | #N/A | #N/A | #N/A | #N/A | #N/A | #N/A | #N/A | #N/A | #N/A
TRUE | VIC | KTSWJ | Keilor West (Jemena) 66 kV | Jemena | Summer | Non-coincident | 2021 | ACTUAL_OPG | 1.6258 | 111.0384 | VIC Keilor West (Jemena) 66 kV |  |  | FALSE | #N/A | #N/A | #N/A | #N/A | #N/A | #N/A | #N/A | #N/A | #N/A | #N/A
TRUE | VIC | KTSWJ | Keilor West (Jemena) 66 kV | Jemena | Summer | Non-coincident | 2021 | ACTUAL_ADJUSTEDOPG | 1.6258 | 111.0384 | VIC Keilor West (Jemena) 66 kV |  |  | FALSE | #N/A | #N/A | #N/A | #N/A | #N/A | #N/A | #N/A | #N/A | #N/A | #N/A
TRUE | VIC | KTSWJ | Keilor West (Jemena) 66 kV | Jemena | Summer | Coincident | 2022 | ACTUAL_OPG | -2.8762 | 110.3283 | VIC Keilor West (Jemena) 66 kV |  |  | FALSE | #N/A | #N/A | #N/A | #N/A | #N/A | #N/A | #N/A | #N/A | #N/A | #N/A
TRUE | VIC | KTSWJ | Keilor West (Jemena) 66 kV | Jemena | Summer | Coincident | 2022 | ACTUAL_RAW | -2.8762 | 110.3283 | VIC Keilor West (Jemena) 66 kV |  |  | FALSE | #N/A | #N/A | #N/A | #N/A | #N/A | #N/A | #N/A | #N/A | #N/A | #N/A
TRUE | VIC | KTSWJ | Keilor West (Jemena) 66 kV | Jemena | Summer | Non-coincident | 2022 | ACTUAL_RAW | -6.0303 | 117.3846 | VIC Keilor West (Jemena) 66 kV |  |  | FALSE | #N/A | #N/A | #N/A | #N/A | #N/A | #N/A | #N/A | #N/A | #N/A | #N/A
TRUE | VIC | KTSWJ | Keilor West (Jemena) 66 kV | Jemena | Summer | Non-coincident | 2022 | ACTUAL_OPG | -6.0303 | 117.3846 | VIC Keilor West (Jemena) 66 kV |  |  | FALSE | #N/A | #N/A | #N/A | #N/A | #N/A | #N/A | #N/A | #N/A | #N/A | #N/A
TRUE | VIC | KTSWJ | Keilor West (Jemena) 66 kV | Jemena | Summer | Non-coincident | 2022 | ACTUAL_ADJUSTEDOPG | -5.7915 | 117.3846 | VIC Keilor West (Jemena) 66 kV |  |  | FALSE | #N/A | #N/A | #N/A | #N/A | #N/A | #N/A | #N/A | #N/A | #N/A | #N/A
TRUE | VIC | KTSWJ | Keilor West (Jemena) 66 kV | Jemena | Summer | Coincident | 2023 | ACTUAL_OPG | -9.3939 | 126.4012 | VIC Keilor West (Jemena) 66 kV |  |  | FALSE | #N/A | #N/A | #N/A | #N/A | #N/A | #N/A | #N/A | #N/A | #N/A | #N/A
TRUE | VIC | KTSWJ | Keilor West (Jemena) 66 kV | Jemena | Summer | Coincident | 2023 | ACTUAL_RAW | -9.3939 | 126.4012 | VIC Keilor West (Jemena) 66 kV |  |  | FALSE | #N/A | #N/A | #N/A | #N/A | #N/A | #N/A | #N/A | #N/A | #N/A | #N/A
TRUE | VIC | KTSWJ | Keilor West (Jemena) 66 kV | Jemena | Summer | Non-coincident | 2023 | ACTUAL_RAW | -10.9173 | 126.4012 | VIC Keilor West (Jemena) 66 kV |  |  | FALSE | #N/A | #N/A | #N/A | #N/A | #N/A | #N/A | #N/A | #N/A | #N/A | #N/A
TRUE | VIC | KTSWJ | Keilor West (Jemena) 66 kV | Jemena | Summer | Non-coincident | 2023 | ACTUAL_OPG | -10.9173 | 126.4012 | VIC Keilor West (Jemena) 66 kV |  |  | FALSE | #N/A | #N/A | #N/A | #N/A | #N/A | #N/A | #N/A | #N/A | #N/A | #N/A
TRUE | VIC | KTSWJ | Keilor West (Jemena) 66 kV | Jemena | Summer | Non-coincident | 2023 | ACTUAL_ADJUSTEDOPG | -10.9173 | 126.4012 | VIC Keilor West (Jemena) 66 kV |  |  | FALSE | #N/A | #N/A | #N/A | #N/A | #N/A | #N/A | #N/A | #N/A | #N/A | #N/A
TRUE | VIC | KTSWJ | Keilor West (Jemena) 66 kV | Jemena | Summer | Coincident | 2024 | ACTUAL_OPG | -21.9353 | 113.1082 | VIC Keilor West (Jemena) 66 kV |  |  | FALSE | #N/A | #N/A | #N/A | #N/A | #N/A | #N/A | #N/A | #N/A | #N/A | #N/A
TRUE | VIC | KTSWJ | Keilor West (Jemena) 66 kV | Jemena | Summer | Coincident | 2024 | ACTUAL_RAW | -21.9353 | 113.1082 | VIC Keilor West (Jemena) 66 kV |  |  | FALSE | #N/A | #N/A | #N/A | #N/A | #N/A | #N/A | #N/A | #N/A | #N/A | #N/A
TRUE | VIC | KTSWJ | Keilor West (Jemena) 66 kV | Jemena | Summer | Non-coincident | 2024 | ACTUAL_RAW | -22.4799 | 125.4205 | VIC Keilor West (Jemena) 66 kV |  |  | FALSE | #N/A | #N/A | #N/A | #N/A | #N/A | #N/A | #N/A | #N/A | #N/A | #N/A
TRUE | VIC | KTSWJ | Keilor West (Jemena) 66 kV | Jemena | Summer | Non-coincident | 2024 | ACTUAL_OPG | -22.4799 | 125.4205 | VIC Keilor West (Jemena) 66 kV |  |  | FALSE | #N/A | #N/A | #N/A | #N/A | #N/A | #N/A | #N/A | #N/A | #N/A | #N/A
TRUE | VIC | KTSWJ | Keilor West (Jemena) 66 kV | Jemena | Summer | Non-coincident | 2024 | ACTUAL_ADJUSTEDOPG | -22.4799 | 125.4205 | VIC Keilor West (Jemena) 66 kV |  |  | FALSE | #N/A | #N/A | #N/A | #N/A | #N/A | #N/A | #N/A | #N/A | #N/A | #N/A
TRUE | VIC | KTSWJ | Keilor West (Jemena) 66 kV | Jemena | Summer | Coincident | 2025 | ACTUAL_OPG | -28.6629 | 133.2093 | VIC Keilor West (Jemena) 66 kV |  |  | FALSE | #N/A | #N/A | #N/A | #N/A | #N/A | #N/A | #N/A | #N/A | #N/A | #N/A
TRUE | VIC | KTSWJ | Keilor West (Jemena) 66 kV | Jemena | Summer | Coincident | 2025 | ACTUAL_RAW | -28.6629 | 133.2093 | VIC Keilor West (Jemena) 66 kV |  |  | FALSE | #N/A | #N/A | #N/A | #N/A | #N/A | #N/A | #N/A | #N/A | #N/A | #N/A
TRUE | VIC | KTSWJ | Keilor West (Jemena) 66 kV | Jemena | Summer | Non-coincident | 2025 | ACTUAL_RAW | -30.8591 | 154.8136 | VIC Keilor West (Jemena) 66 kV |  |  | FALSE | #N/A | #N/A | #N/A | #N/A | #N/A | #N/A | #N/A | #N/A | #N/A | #N/A
TRUE | VIC | KTSWJ | Keilor West (Jemena) 66 kV | Jemena | Summer | Non-coincident | 2025 | ACTUAL_OPG | -30.8591 | 154.8136 | VIC Keilor West (Jemena) 66 kV |  |  | FALSE | #N/A | #N/A | #N/A | #N/A | #N/A | #N/A | #N/A | #N/A | #N/A | #N/A
TRUE | VIC | KTSWJ | Keilor West (Jemena) 66 kV | Jemena | Summer | Non-coincident | 2025 | ACTUAL_ADJUSTEDOPG | -28.8661 | 154.8136 | VIC Keilor West (Jemena) 66 kV |  |  | FALSE | #N/A | #N/A | #N/A | #N/A | #N/A | #N/A | #N/A | #N/A | #N/A | #N/A
TRUE | VIC | KTSWJ | Keilor West (Jemena) 66 kV | Jemena | Summer | Non-coincident | 2025 | BASEYEARPOE90 | -32.3627 | NA | VIC Keilor West (Jemena) 66 kV |  |  | FALSE | #N/A | #N/A | #N/A | #N/A | #N/A | #N/A | #N/A | #N/A | #N/A | #N/A
TRUE | VIC | KTSWJ | Keilor West (Jemena) 66 kV | Jemena | Summer | Non-coincident | 2025 | BASEYEARPOE50 | -30.0557 | 143.4113 | VIC Keilor West (Jemena) 66 kV |  |  | FALSE | #N/A | #N/A | #N/A | #N/A | #N/A | #N/A | #N/A | #N/A | #N/A | #N/A
TRUE | VIC | KTSWJ | Keilor West (Jemena) 66 kV | Jemena | Summer | Coincident_unreconciled | 2026 | POE50 | -31.7738 | NA | VIC Keilor West (Jemena) 66 kV |  |  | FALSE | #N/A | #N/A | #N/A | #N/A | #N/A | #N/A | #N/A | #N/A | #N/A | #N/A
TRUE | VIC | KTSWJ | Keilor West (Jemena) 66 kV | Jemena | Summer | Coincident_unreconciled | 2026 | POE90 | -33.2873 | NA | VIC Keilor West (Jemena) 66 kV |  |  | FALSE | #N/A | #N/A | #N/A | #N/A | #N/A | #N/A | #N/A | #N/A | #N/A | #N/A
TRUE | VIC | KTSWJ | Keilor West (Jemena) 66 kV | Jemena | Summer | Non-coincident | 2026 | POE50 | -33.3652 | 156.0342 | VIC Keilor West (Jemena) 66 kV |  |  | FALSE | #N/A | #N/A | #N/A | #N/A | #N/A | #N/A | #N/A | #N/A | #N/A | #N/A
TRUE | VIC | KTSWJ | Keilor West (Jemena) 66 kV | Jemena | Summer | Non-coincident | 2026 | POE90 | -34.9545 | NA | VIC Keilor West (Jemena) 66 kV |  |  | FALSE | #N/A | #N/A | #N/A | #N/A | #N/A | #N/A | #N/A | #N/A | #N/A | #N/A
TRUE | VIC | KTSWJ | Keilor West (Jemena) 66 kV | Jemena | Summer | Coincident_unreconciled | 2027 | POE50 | -35.3707 | NA | VIC Keilor West (Jemena) 66 kV |  |  | FALSE | #N/A | #N/A | #N/A | #N/A | #N/A | #N/A | #N/A | #N/A | #N/A | #N/A
TRUE | VIC | KTSWJ | Keilor West (Jemena) 66 kV | Jemena | Summer | Coincident_unreconciled | 2027 | POE90 | -36.8996 | NA | VIC Keilor West (Jemena) 66 kV |  |  | FALSE | #N/A | #N/A | #N/A | #N/A | #N/A | #N/A | #N/A | #N/A | #N/A | #N/A
TRUE | VIC | KTSWJ | Keilor West (Jemena) 66 kV | Jemena | Summer | Non-coincident | 2027 | POE50 | -37.1423 | 177.3752 | VIC Keilor West (Jemena) 66 kV |  |  | FALSE | #N/A | #N/A | #N/A | #N/A | #N/A | #N/A | #N/A | #N/A | #N/A | #N/A
TRUE | VIC | KTSWJ | Keilor West (Jemena) 66 kV | Jemena | Summer | Non-coincident | 2027 | POE90 | -38.7478 | NA | VIC Keilor West (Jemena) 66 kV |  |  | FALSE | #N/A | #N/A | #N/A | #N/A | #N/A | #N/A | #N/A | #N/A | #N/A | #N/A
TRUE | VIC | KTSWJ | Keilor West (Jemena) 66 kV | Jemena | Summer | Coincident_unreconciled | 2028 | POE50 | -41.5019 | NA | VIC Keilor West (Jemena) 66 kV |  |  | FALSE | #N/A | #N/A | #N/A | #N/A | #N/A | #N/A | #N/A | #N/A | #N/A | #N/A
TRUE | VIC | KTSWJ | Keilor West (Jemena) 66 kV | Jemena | Summer | Coincident_unreconciled | 2028 | POE90 | -43.0459 | NA | VIC Keilor West (Jemena) 66 kV |  |  | FALSE | #N/A | #N/A | #N/A | #N/A | #N/A | #N/A | #N/A | #N/A | #N/A | #N/A
TRUE | VIC | KTSWJ | Keilor West (Jemena) 66 kV | Jemena | Summer | Non-coincident | 2028 | POE50 | -43.5806 | 193.5683 | VIC Keilor West (Jemena) 66 kV |  |  | FALSE | #N/A | #N/A | #N/A | #N/A | #N/A | #N/A | #N/A | #N/A | #N/A | #N/A
TRUE | VIC | KTSWJ | Keilor West (Jemena) 66 kV | Jemena | Summer | Non-coincident | 2028 | POE90 | -45.2019 | NA | VIC Keilor West (Jemena) 66 kV |  |  | FALSE | #N/A | #N/A | #N/A | #N/A | #N/A | #N/A | #N/A | #N/A | #N/A | #N/A
TRUE | VIC | KTSWJ | Keilor West (Jemena) 66 kV | Jemena | Summer | Coincident_unreconciled | 2029 | POE50 | -46.8079 | NA | VIC Keilor West (Jemena) 66 kV |  |  | FALSE | #N/A | #N/A | #N/A | #N/A | #N/A | #N/A | #N/A | #N/A | #N/A | #N/A
TRUE | VIC | KTSWJ | Keilor West (Jemena) 66 kV | Jemena | Summer | Coincident_unreconciled | 2029 | POE90 | -48.367 | NA | VIC Keilor West (Jemena) 66 kV |  |  | FALSE | #N/A | #N/A | #N/A | #N/A | #N/A | #N/A | #N/A | #N/A | #N/A | #N/A
TRUE | VIC | KTSWJ | Keilor West (Jemena) 66 kV | Jemena | Summer | Non-coincident | 2029 | POE50 | -49.1523 | 212.8936 | VIC Keilor West (Jemena) 66 kV |  |  | FALSE | #N/A | #N/A | #N/A | #N/A | #N/A | #N/A | #N/A | #N/A | #N/A | #N/A
TRUE | VIC | KTSWJ | Keilor West (Jemena) 66 kV | Jemena | Summer | Non-coincident | 2029 | POE90 | -50.7895 | NA | VIC Keilor West (Jemena) 66 kV |  |  | FALSE | #N/A | #N/A | #N/A | #N/A | #N/A | #N/A | #N/A | #N/A | #N/A | #N/A
TRUE | VIC | KTSWJ | Keilor West (Jemena) 66 kV | Jemena | Summer | Coincident_unreconciled | 2030 | POE50 | -52.1478 | NA | VIC Keilor West (Jemena) 66 kV |  |  | FALSE | #N/A | #N/A | #N/A | #N/A | #N/A | #N/A | #N/A | #N/A | #N/A | #N/A
TRUE | VIC | KTSWJ | Keilor West (Jemena) 66 kV | Jemena | Summer | Coincident_unreconciled | 2030 | POE90 | -53.722 | NA | VIC Keilor West (Jemena) 66 kV |  |  | FALSE | #N/A | #N/A | #N/A | #N/A | #N/A | #N/A | #N/A | #N/A | #N/A | #N/A
TRUE | VIC | KTSWJ | Keilor West (Jemena) 66 kV | Jemena | Summer | Non-coincident | 2030 | POE50 | -54.7597 | 248.6701 | VIC Keilor West (Jemena) 66 kV |  |  | FALSE | #N/A | #N/A | #N/A | #N/A | #N/A | #N/A | #N/A | #N/A | #N/A | #N/A
TRUE | VIC | KTSWJ | Keilor West (Jemena) 66 kV | Jemena | Summer | Non-coincident | 2030 | POE90 | -56.4127 | NA | VIC Keilor West (Jemena) 66 kV |  |  | FALSE | #N/A | #N/A | #N/A | #N/A | #N/A | #N/A | #N/A | #N/A | #N/A | #N/A
TRUE | VIC | KTSWJ | Keilor West (Jemena) 66 kV | Jemena | Summer | Coincident_unreconciled | 2031 | POE50 | -57.3905 | NA | VIC Keilor West (Jemena) 66 kV |  |  | FALSE | #N/A | #N/A | #N/A | #N/A | #N/A | #N/A | #N/A | #N/A | #N/A | #N/A
TRUE | VIC | KTSWJ | Keilor West (Jemena) 66 kV | Jemena | Summer | Coincident_unreconciled | 2031 | POE90 | -58.9798 | NA | VIC Keilor West (Jemena) 66 kV |  |  | FALSE | #N/A | #N/A | #N/A | #N/A | #N/A | #N/A | #N/A | #N/A | #N/A | #N/A
TRUE | VIC | KTSWJ | Keilor West (Jemena) 66 kV | Jemena | Summer | Non-coincident | 2031 | POE50 | -60.265 | 283.9057 | VIC Keilor West (Jemena) 66 kV |  |  | FALSE | #N/A | #N/A | #N/A | #N/A | #N/A | #N/A | #N/A | #N/A | #N/A | #N/A
TRUE | VIC | KTSWJ | Keilor West (Jemena) 66 kV | Jemena | Summer | Non-coincident | 2031 | POE90 | -61.9339 | NA | VIC Keilor West (Jemena) 66 kV |  |  | FALSE | #N/A | #N/A | #N/A | #N/A | #N/A | #N/A | #N/A | #N/A | #N/A | #N/A
TRUE | VIC | KTSWJ | Keilor West (Jemena) 66 kV | Jemena | Summer | Coincident_unreconciled | 2032 | POE50 | -61.4394 | NA | VIC Keilor West (Jemena) 66 kV |  |  | FALSE | #N/A | #N/A | #N/A | #N/A | #N/A | #N/A | #N/A | #N/A | #N/A | #N/A
TRUE | VIC | KTSWJ | Keilor West (Jemena) 66 kV | Jemena | Summer | Coincident_unreconciled | 2032 | POE90 | -63.0442 | NA | VIC Keilor West (Jemena) 66 kV |  |  | FALSE | #N/A | #N/A | #N/A | #N/A | #N/A | #N/A | #N/A | #N/A | #N/A | #N/A
TRUE | VIC | KTSWJ | Keilor West (Jemena) 66 kV | Jemena | Summer | Non-coincident | 2032 | POE50 | -64.5167 | 305.4916 | VIC Keilor West (Jemena) 66 kV |  |  | FALSE | #N/A | #N/A | #N/A | #N/A | #N/A | #N/A | #N/A | #N/A | #N/A | #N/A
TRUE | VIC | KTSWJ | Keilor West (Jemena) 66 kV | Jemena | Summer | Non-coincident | 2032 | POE90 | -66.2019 | NA | VIC Keilor West (Jemena) 66 kV |  |  | FALSE | #N/A | #N/A | #N/A | #N/A | #N/A | #N/A | #N/A | #N/A | #N/A | #N/A
TRUE | VIC | KTSWJ | Keilor West (Jemena) 66 kV | Jemena | Summer | Coincident_unreconciled | 2033 | POE50 | -64.5591 | NA | VIC Keilor West (Jemena) 66 kV |  |  | FALSE | #N/A | #N/A | #N/A | #N/A | #N/A | #N/A | #N/A | #N/A | #N/A | #N/A
TRUE | VIC | KTSWJ | Keilor West (Jemena) 66 kV | Jemena | Summer | Coincident_unreconciled | 2033 | POE90 | -66.1796 | NA | VIC Keilor West (Jemena) 66 kV |  |  | FALSE | #N/A | #N/A | #N/A | #N/A | #N/A | #N/A | #N/A | #N/A | #N/A | #N/A
TRUE | VIC | KTSWJ | Keilor West (Jemena) 66 kV | Jemena | Summer | Non-coincident | 2033 | POE50 | -67.7926 | 343.3334 | VIC Keilor West (Jemena) 66 kV |  |  | FALSE | #N/A | #N/A | #N/A | #N/A | #N/A | #N/A | #N/A | #N/A | #N/A | #N/A
TRUE | VIC | KTSWJ | Keilor West (Jemena) 66 kV | Jemena | Summer | Non-coincident | 2033 | POE90 | -69.4942 | NA | VIC Keilor West (Jemena) 66 kV |  |  | FALSE | #N/A | #N/A | #N/A | #N/A | #N/A | #N/A | #N/A | #N/A | #N/A | #N/A
TRUE | VIC | KTSWJ | Keilor West (Jemena) 66 kV | Jemena | Summer | Coincident_unreconciled | 2034 | POE50 | -67.4678 | NA | VIC Keilor West (Jemena) 66 kV |  |  | FALSE | #N/A | #N/A | #N/A | #N/A | #N/A | #N/A | #N/A | #N/A | #N/A | #N/A
TRUE | VIC | KTSWJ | Keilor West (Jemena) 66 kV | Jemena | Summer | Coincident_unreconciled | 2034 | POE90 | -69.104 | NA | VIC Keilor West (Jemena) 66 kV |  |  | FALSE | #N/A | #N/A | #N/A | #N/A | #N/A | #N/A | #N/A | #N/A | #N/A | #N/A
TRUE | VIC | KTSWJ | Keilor West (Jemena) 66 kV | Jemena | Summer | Non-coincident | 2034 | POE50 | -70.8471 | 415.3262 | VIC Keilor West (Jemena) 66 kV |  |  | FALSE | #N/A | #N/A | #N/A | #N/A | #N/A | #N/A | #N/A | #N/A | #N/A | #N/A
TRUE | VIC | KTSWJ | Keilor West (Jemena) 66 kV | Jemena | Summer | Non-coincident | 2034 | POE90 | -72.5652 | NA | VIC Keilor West (Jemena) 66 kV |  |  | FALSE | #N/A | #N/A | #N/A | #N/A | #N/A | #N/A | #N/A | #N/A | #N/A | #N/A
TRUE | VIC | KTSWJ | Keilor West (Jemena) 66 kV | Jemena | Summer | Coincident_unreconciled | 2035 | POE50 | -70.5987 | NA | VIC Keilor West (Jemena) 66 kV |  |  | FALSE | #N/A | #N/A | #N/A | #N/A | #N/A | #N/A | #N/A | #N/A | #N/A | #N/A
TRUE | VIC | KTSWJ | Keilor West (Jemena) 66 kV | Jemena | Summer | Coincident_unreconciled | 2035 | POE90 | -72.2506 | NA | VIC Keilor West (Jemena) 66 kV |  |  | FALSE | #N/A | #N/A | #N/A | #N/A | #N/A | #N/A | #N/A | #N/A | #N/A | #N/A
TRUE | VIC | KTSWJ | Keilor West (Jemena) 66 kV | Jemena | Summer | Non-coincident | 2035 | POE50 | -74.1347 | 479.7429 | VIC Keilor West (Jemena) 66 kV |  |  | FALSE | #N/A | #N/A | #N/A | #N/A | #N/A | #N/A | #N/A | #N/A | #N/A | #N/A
TRUE | VIC | KTSWJ | Keilor West (Jemena) 66 kV | Jemena | Summer | Non-coincident | 2035 | POE90 | -75.8693 | NA | VIC Keilor West (Jemena) 66 kV |  |  | FALSE | #N/A | #N/A | #N/A | #N/A | #N/A | #N/A | #N/A | #N/A | #N/A | #N/A
TRUE | VIC | KTSWJ | Keilor West (Jemena) 66 kV | Jemena | Summer | Non-coincident | 2025 | BASEYEARPOE10 | NA | 160.4745 | VIC Keilor West (Jemena) 66 kV |  |  | FALSE | #N/A | #N/A | #N/A | #N/A | #N/A | #N/A | #N/A | #N/A | #N/A | #N/A
TRUE | VIC | KTSWJ | Keilor West (Jemena) 66 kV | Jemena | Summer | Coincident | 2026 | POE10 | NA | 151.4407 | VIC Keilor West (Jemena) 66 kV |  |  | FALSE | #N/A | #N/A | #N/A | #N/A | #N/A | #N/A | #N/A | #N/A | #N/A | #N/A
TRUE | VIC | KTSWJ | Keilor West (Jemena) 66 kV | Jemena | Summer | Coincident | 2026 | POE50 | NA | 140.7309 | VIC Keilor West (Jemena) 66 kV |  |  | FALSE | #N/A | #N/A | #N/A | #N/A | #N/A | #N/A | #N/A | #N/A | #N/A | #N/A
TRUE | VIC | KTSWJ | Keilor West (Jemena) 66 kV | Jemena | Summer | Non-coincident | 2026 | POE10 | NA | 173.0727 | VIC Keilor West (Jemena) 66 kV |  |  | FALSE | #N/A | #N/A | #N/A | #N/A | #N/A | #N/A | #N/A | #N/A | #N/A | #N/A
TRUE | VIC | KTSWJ | Keilor West (Jemena) 66 kV | Jemena | Summer | Coincident | 2027 | POE10 | NA | 165.7827 | VIC Keilor West (Jemena) 66 kV |  |  | FALSE | #N/A | #N/A | #N/A | #N/A | #N/A | #N/A | #N/A | #N/A | #N/A | #N/A
TRUE | VIC | KTSWJ | Keilor West (Jemena) 66 kV | Jemena | Summer | Coincident | 2027 | POE50 | NA | 154.7124 | VIC Keilor West (Jemena) 66 kV |  |  | FALSE | #N/A | #N/A | #N/A | #N/A | #N/A | #N/A | #N/A | #N/A | #N/A | #N/A
TRUE | VIC | KTSWJ | Keilor West (Jemena) 66 kV | Jemena | Summer | Non-coincident | 2027 | POE10 | NA | 194.5872 | VIC Keilor West (Jemena) 66 kV |  |  | FALSE | #N/A | #N/A | #N/A | #N/A | #N/A | #N/A | #N/A | #N/A | #N/A | #N/A
TRUE | VIC | KTSWJ | Keilor West (Jemena) 66 kV | Jemena | Summer | Coincident | 2028 | POE10 | NA | 175.4095 | VIC Keilor West (Jemena) 66 kV |  |  | FALSE | #N/A | #N/A | #N/A | #N/A | #N/A | #N/A | #N/A | #N/A | #N/A | #N/A
TRUE | VIC | KTSWJ | Keilor West (Jemena) 66 kV | Jemena | Summer | Coincident | 2028 | POE50 | NA | 163.5518 | VIC Keilor West (Jemena) 66 kV |  |  | FALSE | #N/A | #N/A | #N/A | #N/A | #N/A | #N/A | #N/A | #N/A | #N/A | #N/A
TRUE | VIC | KTSWJ | Keilor West (Jemena) 66 kV | Jemena | Summer | Non-coincident | 2028 | POE10 | NA | 210.9502 | VIC Keilor West (Jemena) 66 kV |  |  | FALSE | #N/A | #N/A | #N/A | #N/A | #N/A | #N/A | #N/A | #N/A | #N/A | #N/A
TRUE | VIC | KTSWJ | Keilor West (Jemena) 66 kV | Jemena | Summer | Coincident | 2029 | POE10 | NA | 188.2013 | VIC Keilor West (Jemena) 66 kV |  |  | FALSE | #N/A | #N/A | #N/A | #N/A | #N/A | #N/A | #N/A | #N/A | #N/A | #N/A
TRUE | VIC | KTSWJ | Keilor West (Jemena) 66 kV | Jemena | Summer | Coincident | 2029 | POE50 | NA | 176.7818 | VIC Keilor West (Jemena) 66 kV |  |  | FALSE | #N/A | #N/A | #N/A | #N/A | #N/A | #N/A | #N/A | #N/A | #N/A | #N/A
TRUE | VIC | KTSWJ | Keilor West (Jemena) 66 kV | Jemena | Summer | Non-coincident | 2029 | POE10 | NA | 230.4455 | VIC Keilor West (Jemena) 66 kV |  |  | FALSE | #N/A | #N/A | #N/A | #N/A | #N/A | #N/A | #N/A | #N/A | #N/A | #N/A
TRUE | VIC | KTSWJ | Keilor West (Jemena) 66 kV | Jemena | Summer | Coincident | 2030 | POE10 | NA | 214.3583 | VIC Keilor West (Jemena) 66 kV |  |  | FALSE | #N/A | #N/A | #N/A | #N/A | #N/A | #N/A | #N/A | #N/A | #N/A | #N/A
TRUE | VIC | KTSWJ | Keilor West (Jemena) 66 kV | Jemena | Summer | Coincident | 2030 | POE50 | NA | 202.8194 | VIC Keilor West (Jemena) 66 kV |  |  | FALSE | #N/A | #N/A | #N/A | #N/A | #N/A | #N/A | #N/A | #N/A | #N/A | #N/A
TRUE | VIC | KTSWJ | Keilor West (Jemena) 66 kV | Jemena | Summer | Non-coincident | 2030 | POE10 | NA | 266.392 | VIC Keilor West (Jemena) 66 kV |  |  | FALSE | #N/A | #N/A | #N/A | #N/A | #N/A | #N/A | #N/A | #N/A | #N/A | #N/A
TRUE | VIC | KTSWJ | Keilor West (Jemena) 66 kV | Jemena | Summer | Coincident | 2031 | POE10 | NA | 236.6878 | VIC Keilor West (Jemena) 66 kV |  |  | FALSE | #N/A | #N/A | #N/A | #N/A | #N/A | #N/A | #N/A | #N/A | #N/A | #N/A
TRUE | VIC | KTSWJ | Keilor West (Jemena) 66 kV | Jemena | Summer | Coincident | 2031 | POE50 | NA | 226.7775 | VIC Keilor West (Jemena) 66 kV |  |  | FALSE | #N/A | #N/A | #N/A | #N/A | #N/A | #N/A | #N/A | #N/A | #N/A | #N/A
TRUE | VIC | KTSWJ | Keilor West (Jemena) 66 kV | Jemena | Summer | Non-coincident | 2031 | POE10 | NA | 301.7975 | VIC Keilor West (Jemena) 66 kV |  |  | FALSE | #N/A | #N/A | #N/A | #N/A | #N/A | #N/A | #N/A | #N/A | #N/A | #N/A
TRUE | VIC | KTSWJ | Keilor West (Jemena) 66 kV | Jemena | Summer | Coincident | 2032 | POE10 | NA | 246.1739 | VIC Keilor West (Jemena) 66 kV |  |  | FALSE | #N/A | #N/A | #N/A | #N/A | #N/A | #N/A | #N/A | #N/A | #N/A | #N/A
TRUE | VIC | KTSWJ | Keilor West (Jemena) 66 kV | Jemena | Summer | Coincident | 2032 | POE50 | NA | 236.2498 | VIC Keilor West (Jemena) 66 kV |  |  | FALSE | #N/A | #N/A | #N/A | #N/A | #N/A | #N/A | #N/A | #N/A | #N/A | #N/A
TRUE | VIC | KTSWJ | Keilor West (Jemena) 66 kV | Jemena | Summer | Non-coincident | 2032 | POE10 | NA | 323.5573 | VIC Keilor West (Jemena) 66 kV |  |  | FALSE | #N/A | #N/A | #N/A | #N/A | #N/A | #N/A | #N/A | #N/A | #N/A | #N/A
TRUE | VIC | KTSWJ | Keilor West (Jemena) 66 kV | Jemena | Summer | Coincident | 2033 | POE10 | NA | 268.6569 | VIC Keilor West (Jemena) 66 kV |  |  | FALSE | #N/A | #N/A | #N/A | #N/A | #N/A | #N/A | #N/A | #N/A | #N/A | #N/A
TRUE | VIC | KTSWJ | Keilor West (Jemena) 66 kV | Jemena | Summer | Coincident | 2033 | POE50 | NA | 256.8699 | VIC Keilor West (Jemena) 66 kV |  |  | FALSE | #N/A | #N/A | #N/A | #N/A | #N/A | #N/A | #N/A | #N/A | #N/A | #N/A
TRUE | VIC | KTSWJ | Keilor West (Jemena) 66 kV | Jemena | Summer | Non-coincident | 2033 | POE10 | NA | 361.5758 | VIC Keilor West (Jemena) 66 kV |  |  | FALSE | #N/A | #N/A | #N/A | #N/A | #N/A | #N/A | #N/A | #N/A | #N/A | #N/A
TRUE | VIC | KTSWJ | Keilor West (Jemena) 66 kV | Jemena | Summer | Coincident | 2034 | POE10 | NA | 318.9346 | VIC Keilor West (Jemena) 66 kV |  |  | FALSE | #N/A | #N/A | #N/A | #N/A | #N/A | #N/A | #N/A | #N/A | #N/A | #N/A
TRUE | VIC | KTSWJ | Keilor West (Jemena) 66 kV | Jemena | Summer | Coincident | 2034 | POE50 | NA | 307.807 | VIC Keilor West (Jemena) 66 kV |  |  | FALSE | #N/A | #N/A | #N/A | #N/A | #N/A | #N/A | #N/A | #N/A | #N/A | #N/A
TRUE | VIC | KTSWJ | Keilor West (Jemena) 66 kV | Jemena | Summer | Non-coincident | 2034 | POE10 | NA | 433.7454 | VIC Keilor West (Jemena) 66 kV |  |  | FALSE | #N/A | #N/A | #N/A | #N/A | #N/A | #N/A | #N/A | #N/A | #N/A | #N/A
TRUE | VIC | KTSWJ | Keilor West (Jemena) 66 kV | Jemena | Summer | Coincident | 2035 | POE10 | NA | 364.1756 | VIC Keilor West (Jemena) 66 kV |  |  | FALSE | #N/A | #N/A | #N/A | #N/A | #N/A | #N/A | #N/A | #N/A | #N/A | #N/A
TRUE | VIC | KTSWJ | Keilor West (Jemena) 66 kV | Jemena | Summer | Coincident | 2035 | POE50 | NA | 353.3932 | VIC Keilor West (Jemena) 66 kV |  |  | FALSE | #N/A | #N/A | #N/A | #N/A | #N/A | #N/A | #N/A | #N/A | #N/A | #N/A
TRUE | VIC | KTSWJ | Keilor West (Jemena) 66 kV | Jemena | Summer | Non-coincident | 2035 | POE10 | NA | 498.3388 | VIC Keilor West (Jemena) 66 kV |  |  | FALSE | #N/A | #N/A | #N/A | #N/A | #N/A | #N/A | #N/A | #N/A | #N/A | #N/A
TRUE | VIC | KTSWJ | Keilor West (Jemena) 66 kV | Jemena | Winter | Coincident | 2018 | ACTUAL_OPG | NA | 92.3953 | VIC Keilor West (Jemena) 66 kV |  |  | FALSE | #N/A | #N/A | #N/A | #N/A | #N/A | #N/A | #N/A | #N/A | #N/A | #N/A
TRUE | VIC | KTSWJ | Keilor West (Jemena) 66 kV | Jemena | Winter | Coincident | 2018 | ACTUAL_RAW | NA | 92.3953 | VIC Keilor West (Jemena) 66 kV |  |  | FALSE | #N/A | #N/A | #N/A | #N/A | #N/A | #N/A | #N/A | #N/A | #N/A | #N/A
TRUE | VIC | KTSWJ | Keilor West (Jemena) 66 kV | Jemena | Winter | Non-coincident | 2018 | ACTUAL_RAW | NA | 103.9634 | VIC Keilor West (Jemena) 66 kV |  |  | FALSE | #N/A | #N/A | #N/A | #N/A | #N/A | #N/A | #N/A | #N/A | #N/A | #N/A
TRUE | VIC | KTSWJ | Keilor West (Jemena) 66 kV | Jemena | Winter | Non-coincident | 2018 | ACTUAL_OPG | NA | 103.9634 | VIC Keilor West (Jemena) 66 kV |  |  | FALSE | #N/A | #N/A | #N/A | #N/A | #N/A | #N/A | #N/A | #N/A | #N/A | #N/A
TRUE | VIC | KTSWJ | Keilor West (Jemena) 66 kV | Jemena | Winter | Non-coincident | 2018 | ACTUAL_ADJUSTEDOPG | NA | 103.9634 | VIC Keilor West (Jemena) 66 kV |  |  | FALSE | #N/A | #N/A | #N/A | #N/A | #N/A | #N/A | #N/A | #N/A | #N/A | #N/A
TRUE | VIC | KTSWJ | Keilor West (Jemena) 66 kV | Jemena | Winter | Coincident | 2019 | ACTUAL_OPG | NA | 102.2234 | VIC Keilor West (Jemena) 66 kV |  |  | FALSE | #N/A | #N/A | #N/A | #N/A | #N/A | #N/A | #N/A | #N/A | #N/A | #N/A
TRUE | VIC | KTSWJ | Keilor West (Jemena) 66 kV | Jemena | Winter | Coincident | 2019 | ACTUAL_RAW | NA | 102.2234 | VIC Keilor West (Jemena) 66 kV |  |  | FALSE | #N/A | #N/A | #N/A | #N/A | #N/A | #N/A | #N/A | #N/A | #N/A | #N/A
TRUE | VIC | KTSWJ | Keilor West (Jemena) 66 kV | Jemena | Winter | Non-coincident | 2019 | ACTUAL_RAW | NA | 105.076 | VIC Keilor West (Jemena) 66 kV |  |  | FALSE | #N/A | #N/A | #N/A | #N/A | #N/A | #N/A | #N/A | #N/A | #N/A | #N/A
TRUE | VIC | KTSWJ | Keilor West (Jemena) 66 kV | Jemena | Winter | Non-coincident | 2019 | ACTUAL_OPG | NA | 105.076 | VIC Keilor West (Jemena) 66 kV |  |  | FALSE | #N/A | #N/A | #N/A | #N/A | #N/A | #N/A | #N/A | #N/A | #N/A | #N/A
TRUE | VIC | KTSWJ | Keilor West (Jemena) 66 kV | Jemena | Winter | Non-coincident | 2019 | ACTUAL_ADJUSTEDOPG | NA | 105.076 | VIC Keilor West (Jemena) 66 kV |  |  | FALSE | #N/A | #N/A | #N/A | #N/A | #N/A | #N/A | #N/A | #N/A | #N/A | #N/A
TRUE | VIC | KTSWJ | Keilor West (Jemena) 66 kV | Jemena | Winter | Coincident | 2020 | ACTUAL_OPG | NA | 114.7252 | VIC Keilor West (Jemena) 66 kV |  |  | FALSE | #N/A | #N/A | #N/A | #N/A | #N/A | #N/A | #N/A | #N/A | #N/A | #N/A
TRUE | VIC | KTSWJ | Keilor West (Jemena) 66 kV | Jemena | Winter | Coincident | 2020 | ACTUAL_RAW | NA | 114.7252 | VIC Keilor West (Jemena) 66 kV |  |  | FALSE | #N/A | #N/A | #N/A | #N/A | #N/A | #N/A | #N/A | #N/A | #N/A | #N/A
TRUE | VIC | KTSWJ | Keilor West (Jemena) 66 kV | Jemena | Winter | Non-coincident | 2020 | ACTUAL_RAW | NA | 114.7252 | VIC Keilor West (Jemena) 66 kV |  |  | FALSE | #N/A | #N/A | #N/A | #N/A | #N/A | #N/A | #N/A | #N/A | #N/A | #N/A
TRUE | VIC | KTSWJ | Keilor West (Jemena) 66 kV | Jemena | Winter | Non-coincident | 2020 | ACTUAL_OPG | NA | 114.7252 | VIC Keilor West (Jemena) 66 kV |  |  | FALSE | #N/A | #N/A | #N/A | #N/A | #N/A | #N/A | #N/A | #N/A | #N/A | #N/A
TRUE | VIC | KTSWJ | Keilor West (Jemena) 66 kV | Jemena | Winter | Non-coincident | 2020 | ACTUAL_ADJUSTEDOPG | NA | 114.7252 | VIC Keilor West (Jemena) 66 kV |  |  | FALSE | #N/A | #N/A | #N/A | #N/A | #N/A | #N/A | #N/A | #N/A | #N/A | #N/A
TRUE | VIC | KTSWJ | Keilor West (Jemena) 66 kV | Jemena | Winter | Coincident | 2021 | ACTUAL_OPG | NA | 117.8008 | VIC Keilor West (Jemena) 66 kV |  |  | FALSE | #N/A | #N/A | #N/A | #N/A | #N/A | #N/A | #N/A | #N/A | #N/A | #N/A
TRUE | VIC | KTSWJ | Keilor West (Jemena) 66 kV | Jemena | Winter | Coincident | 2021 | ACTUAL_RAW | NA | 117.8008 | VIC Keilor West (Jemena) 66 kV |  |  | FALSE | #N/A | #N/A | #N/A | #N/A | #N/A | #N/A | #N/A | #N/A | #N/A | #N/A
TRUE | VIC | KTSWJ | Keilor West (Jemena) 66 kV | Jemena | Winter | Non-coincident | 2021 | ACTUAL_RAW | NA | 118.8679 | VIC Keilor West (Jemena) 66 kV |  |  | FALSE | #N/A | #N/A | #N/A | #N/A | #N/A | #N/A | #N/A | #N/A | #N/A | #N/A
TRUE | VIC | KTSWJ | Keilor West (Jemena) 66 kV | Jemena | Winter | Non-coincident | 2021 | ACTUAL_OPG | NA | 118.8679 | VIC Keilor West (Jemena) 66 kV |  |  | FALSE | #N/A | #N/A | #N/A | #N/A | #N/A | #N/A | #N/A | #N/A | #N/A | #N/A
TRUE | VIC | KTSWJ | Keilor West (Jemena) 66 kV | Jemena | Winter | Non-coincident | 2021 | ACTUAL_ADJUSTEDOPG | NA | 118.8679 | VIC Keilor West (Jemena) 66 kV |  |  | FALSE | #N/A | #N/A | #N/A | #N/A | #N/A | #N/A | #N/A | #N/A | #N/A | #N/A
TRUE | VIC | KTSWJ | Keilor West (Jemena) 66 kV | Jemena | Winter | Coincident | 2022 | ACTUAL_OPG | NA | 112.8446 | VIC Keilor West (Jemena) 66 kV |  |  | FALSE | #N/A | #N/A | #N/A | #N/A | #N/A | #N/A | #N/A | #N/A | #N/A | #N/A
TRUE | VIC | KTSWJ | Keilor West (Jemena) 66 kV | Jemena | Winter | Coincident | 2022 | ACTUAL_RAW | NA | 112.8446 | VIC Keilor West (Jemena) 66 kV |  |  | FALSE | #N/A | #N/A | #N/A | #N/A | #N/A | #N/A | #N/A | #N/A | #N/A | #N/A
TRUE | VIC | KTSWJ | Keilor West (Jemena) 66 kV | Jemena | Winter | Non-coincident | 2022 | ACTUAL_RAW | NA | 117.4914 | VIC Keilor West (Jemena) 66 kV |  |  | FALSE | #N/A | #N/A | #N/A | #N/A | #N/A | #N/A | #N/A | #N/A | #N/A | #N/A
TRUE | VIC | KTSWJ | Keilor West (Jemena) 66 kV | Jemena | Winter | Non-coincident | 2022 | ACTUAL_OPG | NA | 117.4914 | VIC Keilor West (Jemena) 66 kV |  |  | FALSE | #N/A | #N/A | #N/A | #N/A | #N/A | #N/A | #N/A | #N/A | #N/A | #N/A
TRUE | VIC | KTSWJ | Keilor West (Jemena) 66 kV | Jemena | Winter | Non-coincident | 2022 | ACTUAL_ADJUSTEDOPG | NA | 117.4914 | VIC Keilor West (Jemena) 66 kV |  |  | FALSE | #N/A | #N/A | #N/A | #N/A | #N/A | #N/A | #N/A | #N/A | #N/A | #N/A
TRUE | VIC | KTSWJ | Keilor West (Jemena) 66 kV | Jemena | Winter | Coincident | 2023 | ACTUAL_OPG | NA | 115.3647 | VIC Keilor West (Jemena) 66 kV |  |  | FALSE | #N/A | #N/A | #N/A | #N/A | #N/A | #N/A | #N/A | #N/A | #N/A | #N/A
TRUE | VIC | KTSWJ | Keilor West (Jemena) 66 kV | Jemena | Winter | Coincident | 2023 | ACTUAL_RAW | NA | 115.3647 | VIC Keilor West (Jemena) 66 kV |  |  | FALSE | #N/A | #N/A | #N/A | #N/A | #N/A | #N/A | #N/A | #N/A | #N/A | #N/A
TRUE | VIC | KTSWJ | Keilor West (Jemena) 66 kV | Jemena | Winter | Non-coincident | 2023 | ACTUAL_RAW | NA | 120.3874 | VIC Keilor West (Jemena) 66 kV |  |  | FALSE | #N/A | #N/A | #N/A | #N/A | #N/A | #N/A | #N/A | #N/A | #N/A | #N/A
TRUE | VIC | KTSWJ | Keilor West (Jemena) 66 kV | Jemena | Winter | Non-coincident | 2023 | ACTUAL_OPG | NA | 120.3874 | VIC Keilor West (Jemena) 66 kV |  |  | FALSE | #N/A | #N/A | #N/A | #N/A | #N/A | #N/A | #N/A | #N/A | #N/A | #N/A
TRUE | VIC | KTSWJ | Keilor West (Jemena) 66 kV | Jemena | Winter | Non-coincident | 2023 | ACTUAL_ADJUSTEDOPG | NA | 120.3874 | VIC Keilor West (Jemena) 66 kV |  |  | FALSE | #N/A | #N/A | #N/A | #N/A | #N/A | #N/A | #N/A | #N/A | #N/A | #N/A
TRUE | VIC | KTSWJ | Keilor West (Jemena) 66 kV | Jemena | Winter | Coincident | 2024 | ACTUAL_OPG | NA | 131.6031 | VIC Keilor West (Jemena) 66 kV |  |  | FALSE | #N/A | #N/A | #N/A | #N/A | #N/A | #N/A | #N/A | #N/A | #N/A | #N/A
TRUE | VIC | KTSWJ | Keilor West (Jemena) 66 kV | Jemena | Winter | Coincident | 2024 | ACTUAL_RAW | NA | 131.6031 | VIC Keilor West (Jemena) 66 kV |  |  | FALSE | #N/A | #N/A | #N/A | #N/A | #N/A | #N/A | #N/A | #N/A | #N/A | #N/A
TRUE | VIC | KTSWJ | Keilor West (Jemena) 66 kV | Jemena | Winter | Non-coincident | 2024 | ACTUAL_RAW | NA | 131.6031 | VIC Keilor West (Jemena) 66 kV |  |  | FALSE | #N/A | #N/A | #N/A | #N/A | #N/A | #N/A | #N/A | #N/A | #N/A | #N/A
TRUE | VIC | KTSWJ | Keilor West (Jemena) 66 kV | Jemena | Winter | Non-coincident | 2024 | ACTUAL_OPG | NA | 131.6031 | VIC Keilor West (Jemena) 66 kV |  |  | FALSE | #N/A | #N/A | #N/A | #N/A | #N/A | #N/A | #N/A | #N/A | #N/A | #N/A
TRUE | VIC | KTSWJ | Keilor West (Jemena) 66 kV | Jemena | Winter | Non-coincident | 2024 | ACTUAL_ADJUSTEDOPG | NA | 131.6031 | VIC Keilor West (Jemena) 66 kV |  |  | FALSE | #N/A | #N/A | #N/A | #N/A | #N/A | #N/A | #N/A | #N/A | #N/A | #N/A
TRUE | VIC | KTSWJ | Keilor West (Jemena) 66 kV | Jemena | Winter | Coincident | 2025 | POE10 | NA | 112.9036 | VIC Keilor West (Jemena) 66 kV |  |  | FALSE | #N/A | #N/A | #N/A | #N/A | #N/A | #N/A | #N/A | #N/A | #N/A | #N/A
TRUE | VIC | KTSWJ | Keilor West (Jemena) 66 kV | Jemena | Winter | Coincident | 2025 | POE50 | NA | 110.8696 | VIC Keilor West (Jemena) 66 kV |  |  | FALSE | #N/A | #N/A | #N/A | #N/A | #N/A | #N/A | #N/A | #N/A | #N/A | #N/A
TRUE | VIC | KTSWJ | Keilor West (Jemena) 66 kV | Jemena | Winter | Non-coincident | 2025 | ACTUAL_RAW | NA | 138.8774 | VIC Keilor West (Jemena) 66 kV |  |  | FALSE | #N/A | #N/A | #N/A | #N/A | #N/A | #N/A | #N/A | #N/A | #N/A | #N/A
TRUE | VIC | KTSWJ | Keilor West (Jemena) 66 kV | Jemena | Winter | Non-coincident | 2025 | ACTUAL_ADJUSTEDOPG | NA | 138.8774 | VIC Keilor West (Jemena) 66 kV |  |  | FALSE | #N/A | #N/A | #N/A | #N/A | #N/A | #N/A | #N/A | #N/A | #N/A | #N/A
TRUE | VIC | KTSWJ | Keilor West (Jemena) 66 kV | Jemena | Winter | Non-coincident | 2025 | BASEYEARPOE50 | NA | 117.1528 | VIC Keilor West (Jemena) 66 kV |  |  | FALSE | #N/A | #N/A | #N/A | #N/A | #N/A | #N/A | #N/A | #N/A | #N/A | #N/A
TRUE | VIC | KTSWJ | Keilor West (Jemena) 66 kV | Jemena | Winter | Non-coincident | 2025 | BASEYEARPOE10 | NA | 120.3188 | VIC Keilor West (Jemena) 66 kV |  |  | FALSE | #N/A | #N/A | #N/A | #N/A | #N/A | #N/A | #N/A | #N/A | #N/A | #N/A
TRUE | VIC | KTSWJ | Keilor West (Jemena) 66 kV | Jemena | Winter | Non-coincident | 2025 | POE10 | NA | 121.0808 | VIC Keilor West (Jemena) 66 kV |  |  | FALSE | #N/A | #N/A | #N/A | #N/A | #N/A | #N/A | #N/A | #N/A | #N/A | #N/A
TRUE | VIC | KTSWJ | Keilor West (Jemena) 66 kV | Jemena | Winter | Non-coincident | 2025 | POE50 | NA | 117.8871 | VIC Keilor West (Jemena) 66 kV |  |  | FALSE | #N/A | #N/A | #N/A | #N/A | #N/A | #N/A | #N/A | #N/A | #N/A | #N/A
TRUE | VIC | KTSWJ | Keilor West (Jemena) 66 kV | Jemena | Winter | Coincident | 2026 | POE10 | NA | 118.7998 | VIC Keilor West (Jemena) 66 kV |  |  | FALSE | #N/A | #N/A | #N/A | #N/A | #N/A | #N/A | #N/A | #N/A | #N/A | #N/A
TRUE | VIC | KTSWJ | Keilor West (Jemena) 66 kV | Jemena | Winter | Coincident | 2026 | POE50 | NA | 116.6771 | VIC Keilor West (Jemena) 66 kV |  |  | FALSE | #N/A | #N/A | #N/A | #N/A | #N/A | #N/A | #N/A | #N/A | #N/A | #N/A
TRUE | VIC | KTSWJ | Keilor West (Jemena) 66 kV | Jemena | Winter | Non-coincident | 2026 | POE10 | NA | 132.2359 | VIC Keilor West (Jemena) 66 kV |  |  | FALSE | #N/A | #N/A | #N/A | #N/A | #N/A | #N/A | #N/A | #N/A | #N/A | #N/A
TRUE | VIC | KTSWJ | Keilor West (Jemena) 66 kV | Jemena | Winter | Non-coincident | 2026 | POE50 | NA | 129.0085 | VIC Keilor West (Jemena) 66 kV |  |  | FALSE | #N/A | #N/A | #N/A | #N/A | #N/A | #N/A | #N/A | #N/A | #N/A | #N/A
TRUE | VIC | KTSWJ | Keilor West (Jemena) 66 kV | Jemena | Winter | Coincident | 2027 | POE10 | NA | 132.9166 | VIC Keilor West (Jemena) 66 kV |  |  | FALSE | #N/A | #N/A | #N/A | #N/A | #N/A | #N/A | #N/A | #N/A | #N/A | #N/A
TRUE | VIC | KTSWJ | Keilor West (Jemena) 66 kV | Jemena | Winter | Coincident | 2027 | POE50 | NA | 130.6322 | VIC Keilor West (Jemena) 66 kV |  |  | FALSE | #N/A | #N/A | #N/A | #N/A | #N/A | #N/A | #N/A | #N/A | #N/A | #N/A
TRUE | VIC | KTSWJ | Keilor West (Jemena) 66 kV | Jemena | Winter | Non-coincident | 2027 | POE10 | NA | 153.5534 | VIC Keilor West (Jemena) 66 kV |  |  | FALSE | #N/A | #N/A | #N/A | #N/A | #N/A | #N/A | #N/A | #N/A | #N/A | #N/A
TRUE | VIC | KTSWJ | Keilor West (Jemena) 66 kV | Jemena | Winter | Non-coincident | 2027 | POE50 | NA | 150.2938 | VIC Keilor West (Jemena) 66 kV |  |  | FALSE | #N/A | #N/A | #N/A | #N/A | #N/A | #N/A | #N/A | #N/A | #N/A | #N/A
TRUE | VIC | KTSWJ | Keilor West (Jemena) 66 kV | Jemena | Winter | Coincident | 2028 | POE10 | NA | 144.2848 | VIC Keilor West (Jemena) 66 kV |  |  | FALSE | #N/A | #N/A | #N/A | #N/A | #N/A | #N/A | #N/A | #N/A | #N/A | #N/A
TRUE | VIC | KTSWJ | Keilor West (Jemena) 66 kV | Jemena | Winter | Coincident | 2028 | POE50 | NA | 142.1871 | VIC Keilor West (Jemena) 66 kV |  |  | FALSE | #N/A | #N/A | #N/A | #N/A | #N/A | #N/A | #N/A | #N/A | #N/A | #N/A
TRUE | VIC | KTSWJ | Keilor West (Jemena) 66 kV | Jemena | Winter | Non-coincident | 2028 | POE10 | NA | 169.9597 | VIC Keilor West (Jemena) 66 kV |  |  | FALSE | #N/A | #N/A | #N/A | #N/A | #N/A | #N/A | #N/A | #N/A | #N/A | #N/A
TRUE | VIC | KTSWJ | Keilor West (Jemena) 66 kV | Jemena | Winter | Non-coincident | 2028 | POE50 | NA | 166.668 | VIC Keilor West (Jemena) 66 kV |  |  | FALSE | #N/A | #N/A | #N/A | #N/A | #N/A | #N/A | #N/A | #N/A | #N/A | #N/A
TRUE | VIC | KTSWJ | Keilor West (Jemena) 66 kV | Jemena | Winter | Coincident | 2029 | POE10 | NA | 158.8702 | VIC Keilor West (Jemena) 66 kV |  |  | FALSE | #N/A | #N/A | #N/A | #N/A | #N/A | #N/A | #N/A | #N/A | #N/A | #N/A
TRUE | VIC | KTSWJ | Keilor West (Jemena) 66 kV | Jemena | Winter | Coincident | 2029 | POE50 | NA | 156.9054 | VIC Keilor West (Jemena) 66 kV |  |  | FALSE | #N/A | #N/A | #N/A | #N/A | #N/A | #N/A | #N/A | #N/A | #N/A | #N/A
TRUE | VIC | KTSWJ | Keilor West (Jemena) 66 kV | Jemena | Winter | Non-coincident | 2029 | POE10 | NA | 189.4524 | VIC Keilor West (Jemena) 66 kV |  |  | FALSE | #N/A | #N/A | #N/A | #N/A | #N/A | #N/A | #N/A | #N/A | #N/A | #N/A
TRUE | VIC | KTSWJ | Keilor West (Jemena) 66 kV | Jemena | Winter | Non-coincident | 2029 | POE50 | NA | 186.1286 | VIC Keilor West (Jemena) 66 kV |  |  | FALSE | #N/A | #N/A | #N/A | #N/A | #N/A | #N/A | #N/A | #N/A | #N/A | #N/A
TRUE | VIC | KTSWJ | Keilor West (Jemena) 66 kV | Jemena | Winter | Coincident | 2030 | POE10 | NA | 186.3499 | VIC Keilor West (Jemena) 66 kV |  |  | FALSE | #N/A | #N/A | #N/A | #N/A | #N/A | #N/A | #N/A | #N/A | #N/A | #N/A
TRUE | VIC | KTSWJ | Keilor West (Jemena) 66 kV | Jemena | Winter | Coincident | 2030 | POE50 | NA | 184.5012 | VIC Keilor West (Jemena) 66 kV |  |  | FALSE | #N/A | #N/A | #N/A | #N/A | #N/A | #N/A | #N/A | #N/A | #N/A | #N/A
TRUE | VIC | KTSWJ | Keilor West (Jemena) 66 kV | Jemena | Winter | Non-coincident | 2030 | POE10 | NA | 225.3391 | VIC Keilor West (Jemena) 66 kV |  |  | FALSE | #N/A | #N/A | #N/A | #N/A | #N/A | #N/A | #N/A | #N/A | #N/A | #N/A
TRUE | VIC | KTSWJ | Keilor West (Jemena) 66 kV | Jemena | Winter | Non-coincident | 2030 | POE50 | NA | 221.9832 | VIC Keilor West (Jemena) 66 kV |  |  | FALSE | #N/A | #N/A | #N/A | #N/A | #N/A | #N/A | #N/A | #N/A | #N/A | #N/A
TRUE | VIC | KTSWJ | Keilor West (Jemena) 66 kV | Jemena | Winter | Coincident | 2031 | POE10 | NA | 212.9334 | VIC Keilor West (Jemena) 66 kV |  |  | FALSE | #N/A | #N/A | #N/A | #N/A | #N/A | #N/A | #N/A | #N/A | #N/A | #N/A
TRUE | VIC | KTSWJ | Keilor West (Jemena) 66 kV | Jemena | Winter | Coincident | 2031 | POE50 | NA | 211.234 | VIC Keilor West (Jemena) 66 kV |  |  | FALSE | #N/A | #N/A | #N/A | #N/A | #N/A | #N/A | #N/A | #N/A | #N/A | #N/A
TRUE | VIC | KTSWJ | Keilor West (Jemena) 66 kV | Jemena | Winter | Non-coincident | 2031 | POE10 | NA | 260.6878 | VIC Keilor West (Jemena) 66 kV |  |  | FALSE | #N/A | #N/A | #N/A | #N/A | #N/A | #N/A | #N/A | #N/A | #N/A | #N/A
TRUE | VIC | KTSWJ | Keilor West (Jemena) 66 kV | Jemena | Winter | Non-coincident | 2031 | POE50 | NA | 257.2996 | VIC Keilor West (Jemena) 66 kV |  |  | FALSE | #N/A | #N/A | #N/A | #N/A | #N/A | #N/A | #N/A | #N/A | #N/A | #N/A
TRUE | VIC | KTSWJ | Keilor West (Jemena) 66 kV | Jemena | Winter | Coincident | 2032 | POE10 | NA | 225.8499 | VIC Keilor West (Jemena) 66 kV |  |  | FALSE | #N/A | #N/A | #N/A | #N/A | #N/A | #N/A | #N/A | #N/A | #N/A | #N/A
TRUE | VIC | KTSWJ | Keilor West (Jemena) 66 kV | Jemena | Winter | Coincident | 2032 | POE50 | NA | 223.8216 | VIC Keilor West (Jemena) 66 kV |  |  | FALSE | #N/A | #N/A | #N/A | #N/A | #N/A | #N/A | #N/A | #N/A | #N/A | #N/A
TRUE | VIC | KTSWJ | Keilor West (Jemena) 66 kV | Jemena | Winter | Non-coincident | 2032 | POE10 | NA | 282.2874 | VIC Keilor West (Jemena) 66 kV |  |  | FALSE | #N/A | #N/A | #N/A | #N/A | #N/A | #N/A | #N/A | #N/A | #N/A | #N/A
TRUE | VIC | KTSWJ | Keilor West (Jemena) 66 kV | Jemena | Winter | Non-coincident | 2032 | POE50 | NA | 278.8658 | VIC Keilor West (Jemena) 66 kV |  |  | FALSE | #N/A | #N/A | #N/A | #N/A | #N/A | #N/A | #N/A | #N/A | #N/A | #N/A
TRUE | VIC | KTSWJ | Keilor West (Jemena) 66 kV | Jemena | Winter | Coincident | 2033 | POE10 | NA | 249.6675 | VIC Keilor West (Jemena) 66 kV |  |  | FALSE | #N/A | #N/A | #N/A | #N/A | #N/A | #N/A | #N/A | #N/A | #N/A | #N/A
TRUE | VIC | KTSWJ | Keilor West (Jemena) 66 kV | Jemena | Winter | Coincident | 2033 | POE50 | NA | 247.7857 | VIC Keilor West (Jemena) 66 kV |  |  | FALSE | #N/A | #N/A | #N/A | #N/A | #N/A | #N/A | #N/A | #N/A | #N/A | #N/A
TRUE | VIC | KTSWJ | Keilor West (Jemena) 66 kV | Jemena | Winter | Non-coincident | 2033 | POE10 | NA | 320.0263 | VIC Keilor West (Jemena) 66 kV |  |  | FALSE | #N/A | #N/A | #N/A | #N/A | #N/A | #N/A | #N/A | #N/A | #N/A | #N/A
TRUE | VIC | KTSWJ | Keilor West (Jemena) 66 kV | Jemena | Winter | Non-coincident | 2033 | POE50 | NA | 316.5713 | VIC Keilor West (Jemena) 66 kV |  |  | FALSE | #N/A | #N/A | #N/A | #N/A | #N/A | #N/A | #N/A | #N/A | #N/A | #N/A
TRUE | VIC | KTSWJ | Keilor West (Jemena) 66 kV | Jemena | Winter | Coincident | 2034 | POE10 | NA | 303.4607 | VIC Keilor West (Jemena) 66 kV |  |  | FALSE | #N/A | #N/A | #N/A | #N/A | #N/A | #N/A | #N/A | #N/A | #N/A | #N/A
TRUE | VIC | KTSWJ | Keilor West (Jemena) 66 kV | Jemena | Winter | Coincident | 2034 | POE50 | NA | 301.9124 | VIC Keilor West (Jemena) 66 kV |  |  | FALSE | #N/A | #N/A | #N/A | #N/A | #N/A | #N/A | #N/A | #N/A | #N/A | #N/A
TRUE | VIC | KTSWJ | Keilor West (Jemena) 66 kV | Jemena | Winter | Non-coincident | 2034 | POE10 | NA | 391.8857 | VIC Keilor West (Jemena) 66 kV |  |  | FALSE | #N/A | #N/A | #N/A | #N/A | #N/A | #N/A | #N/A | #N/A | #N/A | #N/A
TRUE | VIC | KTSWJ | Keilor West (Jemena) 66 kV | Jemena | Winter | Non-coincident | 2034 | POE50 | NA | 388.3973 | VIC Keilor West (Jemena) 66 kV |  |  | FALSE | #N/A | #N/A | #N/A | #N/A | #N/A | #N/A | #N/A | #N/A | #N/A | #N/A
TRUE | VIC | KTSWP | Keilor West (Powercor) 66 kV | Powercor | Shoulder | Coincident | 2019 | ACTUAL_OPG | 34.0134 | NA | VIC Keilor West (Powercor) 66 kV |  |  | FALSE | #N/A | #N/A | #N/A | #N/A | #N/A | #N/A | #N/A | #N/A | #N/A | #N/A
TRUE | VIC | KTSWP | Keilor West (Powercor) 66 kV | Powercor | Shoulder | Coincident | 2019 | ACTUAL_RAW | 34.0134 | NA | VIC Keilor West (Powercor) 66 kV |  |  | FALSE | #N/A | #N/A | #N/A | #N/A | #N/A | #N/A | #N/A | #N/A | #N/A | #N/A
TRUE | VIC | KTSWP | Keilor West (Powercor) 66 kV | Powercor | Shoulder | Non-coincident | 2019 | ACTUAL_RAW | 21.3908 | NA | VIC Keilor West (Powercor) 66 kV |  |  | FALSE | #N/A | #N/A | #N/A | #N/A | #N/A | #N/A | #N/A | #N/A | #N/A | #N/A
TRUE | VIC | KTSWP | Keilor West (Powercor) 66 kV | Powercor | Shoulder | Non-coincident | 2019 | ACTUAL_OPG | 21.3908 | NA | VIC Keilor West (Powercor) 66 kV |  |  | FALSE | #N/A | #N/A | #N/A | #N/A | #N/A | #N/A | #N/A | #N/A | #N/A | #N/A
TRUE | VIC | KTSWP | Keilor West (Powercor) 66 kV | Powercor | Shoulder | Non-coincident | 2019 | ACTUAL_ADJUSTEDOPG | 21.3908 | NA | VIC Keilor West (Powercor) 66 kV |  |  | FALSE | #N/A | #N/A | #N/A | #N/A | #N/A | #N/A | #N/A | #N/A | #N/A | #N/A
TRUE | VIC | KTSWP | Keilor West (Powercor) 66 kV | Powercor | Shoulder | Coincident | 2020 | ACTUAL_OPG | 23.0528 | NA | VIC Keilor West (Powercor) 66 kV |  |  | FALSE | #N/A | #N/A | #N/A | #N/A | #N/A | #N/A | #N/A | #N/A | #N/A | #N/A
TRUE | VIC | KTSWP | Keilor West (Powercor) 66 kV | Powercor | Shoulder | Coincident | 2020 | ACTUAL_RAW | 23.0528 | NA | VIC Keilor West (Powercor) 66 kV |  |  | FALSE | #N/A | #N/A | #N/A | #N/A | #N/A | #N/A | #N/A | #N/A | #N/A | #N/A
TRUE | VIC | KTSWP | Keilor West (Powercor) 66 kV | Powercor | Shoulder | Non-coincident | 2020 | ACTUAL_RAW | 15.7506 | NA | VIC Keilor West (Powercor) 66 kV |  |  | FALSE | #N/A | #N/A | #N/A | #N/A | #N/A | #N/A | #N/A | #N/A | #N/A | #N/A
TRUE | VIC | KTSWP | Keilor West (Powercor) 66 kV | Powercor | Shoulder | Non-coincident | 2020 | ACTUAL_OPG | 15.7506 | NA | VIC Keilor West (Powercor) 66 kV |  |  | FALSE | #N/A | #N/A | #N/A | #N/A | #N/A | #N/A | #N/A | #N/A | #N/A | #N/A
TRUE | VIC | KTSWP | Keilor West (Powercor) 66 kV | Powercor | Shoulder | Non-coincident | 2020 | ACTUAL_ADJUSTEDOPG | 15.7506 | NA | VIC Keilor West (Powercor) 66 kV |  |  | FALSE | #N/A | #N/A | #N/A | #N/A | #N/A | #N/A | #N/A | #N/A | #N/A | #N/A
TRUE | VIC | KTSWP | Keilor West (Powercor) 66 kV | Powercor | Shoulder | Coincident | 2021 | ACTUAL_OPG | 18.8826 | NA | VIC Keilor West (Powercor) 66 kV |  |  | FALSE | #N/A | #N/A | #N/A | #N/A | #N/A | #N/A | #N/A | #N/A | #N/A | #N/A
TRUE | VIC | KTSWP | Keilor West (Powercor) 66 kV | Powercor | Shoulder | Coincident | 2021 | ACTUAL_RAW | 18.8826 | NA | VIC Keilor West (Powercor) 66 kV |  |  | FALSE | #N/A | #N/A | #N/A | #N/A | #N/A | #N/A | #N/A | #N/A | #N/A | #N/A
TRUE | VIC | KTSWP | Keilor West (Powercor) 66 kV | Powercor | Shoulder | Non-coincident | 2021 | ACTUAL_RAW | 12.9673 | NA | VIC Keilor West (Powercor) 66 kV |  |  | FALSE | #N/A | #N/A | #N/A | #N/A | #N/A | #N/A | #N/A | #N/A | #N/A | #N/A
TRUE | VIC | KTSWP | Keilor West (Powercor) 66 kV | Powercor | Shoulder | Non-coincident | 2021 | ACTUAL_OPG | 12.9673 | NA | VIC Keilor West (Powercor) 66 kV |  |  | FALSE | #N/A | #N/A | #N/A | #N/A | #N/A | #N/A | #N/A | #N/A | #N/A | #N/A
TRUE | VIC | KTSWP | Keilor West (Powercor) 66 kV | Powercor | Shoulder | Non-coincident | 2021 | ACTUAL_ADJUSTEDOPG | 12.9673 | NA | VIC Keilor West (Powercor) 66 kV |  |  | FALSE | #N/A | #N/A | #N/A | #N/A | #N/A | #N/A | #N/A | #N/A | #N/A | #N/A
TRUE | VIC | KTSWP | Keilor West (Powercor) 66 kV | Powercor | Shoulder | Coincident | 2022 | ACTUAL_OPG | 1.7209 | NA | VIC Keilor West (Powercor) 66 kV |  |  | FALSE | #N/A | #N/A | #N/A | #N/A | #N/A | #N/A | #N/A | #N/A | #N/A | #N/A
TRUE | VIC | KTSWP | Keilor West (Powercor) 66 kV | Powercor | Shoulder | Coincident | 2022 | ACTUAL_RAW | 1.7209 | NA | VIC Keilor West (Powercor) 66 kV |  |  | FALSE | #N/A | #N/A | #N/A | #N/A | #N/A | #N/A | #N/A | #N/A | #N/A | #N/A
TRUE | VIC | KTSWP | Keilor West (Powercor) 66 kV | Powercor | Shoulder | Non-coincident | 2022 | ACTUAL_RAW | 0.50264 | NA | VIC Keilor West (Powercor) 66 kV |  |  | FALSE | #N/A | #N/A | #N/A | #N/A | #N/A | #N/A | #N/A | #N/A | #N/A | #N/A
TRUE | VIC | KTSWP | Keilor West (Powercor) 66 kV | Powercor | Shoulder | Non-coincident | 2022 | ACTUAL_OPG | 0.50264 | NA | VIC Keilor West (Powercor) 66 kV |  |  | FALSE | #N/A | #N/A | #N/A | #N/A | #N/A | #N/A | #N/A | #N/A | #N/A | #N/A
TRUE | VIC | KTSWP | Keilor West (Powercor) 66 kV | Powercor | Shoulder | Non-coincident | 2022 | ACTUAL_ADJUSTEDOPG | 0.50264 | NA | VIC Keilor West (Powercor) 66 kV |  |  | FALSE | #N/A | #N/A | #N/A | #N/A | #N/A | #N/A | #N/A | #N/A | #N/A | #N/A
TRUE | VIC | KTSWP | Keilor West (Powercor) 66 kV | Powercor | Shoulder | Coincident | 2023 | ACTUAL_OPG | 1.3811 | NA | VIC Keilor West (Powercor) 66 kV |  |  | FALSE | #N/A | #N/A | #N/A | #N/A | #N/A | #N/A | #N/A | #N/A | #N/A | #N/A
TRUE | VIC | KTSWP | Keilor West (Powercor) 66 kV | Powercor | Shoulder | Coincident | 2023 | ACTUAL_RAW | 1.3811 | NA | VIC Keilor West (Powercor) 66 kV |  |  | FALSE | #N/A | #N/A | #N/A | #N/A | #N/A | #N/A | #N/A | #N/A | #N/A | #N/A
TRUE | VIC | KTSWP | Keilor West (Powercor) 66 kV | Powercor | Shoulder | Non-coincident | 2023 | ACTUAL_RAW | -7.3484 | NA | VIC Keilor West (Powercor) 66 kV |  |  | FALSE | #N/A | #N/A | #N/A | #N/A | #N/A | #N/A | #N/A | #N/A | #N/A | #N/A
TRUE | VIC | KTSWP | Keilor West (Powercor) 66 kV | Powercor | Shoulder | Non-coincident | 2023 | ACTUAL_OPG | -7.3484 | NA | VIC Keilor West (Powercor) 66 kV |  |  | FALSE | #N/A | #N/A | #N/A | #N/A | #N/A | #N/A | #N/A | #N/A | #N/A | #N/A
TRUE | VIC | KTSWP | Keilor West (Powercor) 66 kV | Powercor | Shoulder | Non-coincident | 2023 | ACTUAL_ADJUSTEDOPG | -7.3484 | NA | VIC Keilor West (Powercor) 66 kV |  |  | FALSE | #N/A | #N/A | #N/A | #N/A | #N/A | #N/A | #N/A | #N/A | #N/A | #N/A
TRUE | VIC | KTSWP | Keilor West (Powercor) 66 kV | Powercor | Shoulder | Coincident | 2024 | ACTUAL_OPG | -10.9058 | NA | VIC Keilor West (Powercor) 66 kV |  |  | FALSE | #N/A | #N/A | #N/A | #N/A | #N/A | #N/A | #N/A | #N/A | #N/A | #N/A
TRUE | VIC | KTSWP | Keilor West (Powercor) 66 kV | Powercor | Shoulder | Coincident | 2024 | ACTUAL_RAW | -10.9058 | NA | VIC Keilor West (Powercor) 66 kV |  |  | FALSE | #N/A | #N/A | #N/A | #N/A | #N/A | #N/A | #N/A | #N/A | #N/A | #N/A
TRUE | VIC | KTSWP | Keilor West (Powercor) 66 kV | Powercor | Shoulder | Non-coincident | 2024 | ACTUAL_RAW | -11.9189 | NA | VIC Keilor West (Powercor) 66 kV |  |  | FALSE | #N/A | #N/A | #N/A | #N/A | #N/A | #N/A | #N/A | #N/A | #N/A | #N/A
TRUE | VIC | KTSWP | Keilor West (Powercor) 66 kV | Powercor | Shoulder | Non-coincident | 2024 | ACTUAL_OPG | -11.9189 | NA | VIC Keilor West (Powercor) 66 kV |  |  | FALSE | #N/A | #N/A | #N/A | #N/A | #N/A | #N/A | #N/A | #N/A | #N/A | #N/A
TRUE | VIC | KTSWP | Keilor West (Powercor) 66 kV | Powercor | Shoulder | Non-coincident | 2024 | ACTUAL_ADJUSTEDOPG | -11.9189 | NA | VIC Keilor West (Powercor) 66 kV |  |  | FALSE | #N/A | #N/A | #N/A | #N/A | #N/A | #N/A | #N/A | #N/A | #N/A | #N/A
TRUE | VIC | KTSWP | Keilor West (Powercor) 66 kV | Powercor | Shoulder | Coincident | 2025 | ACTUAL_OPG | -17.9692 | NA | VIC Keilor West (Powercor) 66 kV |  |  | FALSE | #N/A | #N/A | #N/A | #N/A | #N/A | #N/A | #N/A | #N/A | #N/A | #N/A
TRUE | VIC | KTSWP | Keilor West (Powercor) 66 kV | Powercor | Shoulder | Coincident | 2025 | ACTUAL_RAW | -17.9692 | NA | VIC Keilor West (Powercor) 66 kV |  |  | FALSE | #N/A | #N/A | #N/A | #N/A | #N/A | #N/A | #N/A | #N/A | #N/A | #N/A
TRUE | VIC | KTSWP | Keilor West (Powercor) 66 kV | Powercor | Shoulder | Non-coincident | 2025 | ACTUAL_RAW | -19.0119 | NA | VIC Keilor West (Powercor) 66 kV |  |  | FALSE | #N/A | #N/A | #N/A | #N/A | #N/A | #N/A | #N/A | #N/A | #N/A | #N/A
TRUE | VIC | KTSWP | Keilor West (Powercor) 66 kV | Powercor | Shoulder | Non-coincident | 2025 | ACTUAL_OPG | -19.0119 | NA | VIC Keilor West (Powercor) 66 kV |  |  | FALSE | #N/A | #N/A | #N/A | #N/A | #N/A | #N/A | #N/A | #N/A | #N/A | #N/A
TRUE | VIC | KTSWP | Keilor West (Powercor) 66 kV | Powercor | Shoulder | Non-coincident | 2025 | ACTUAL_ADJUSTEDOPG | -19.0119 | NA | VIC Keilor West (Powercor) 66 kV |  |  | FALSE | #N/A | #N/A | #N/A | #N/A | #N/A | #N/A | #N/A | #N/A | #N/A | #N/A
TRUE | VIC | KTSWP | Keilor West (Powercor) 66 kV | Powercor | Shoulder | Non-coincident | 2025 | BASEYEARPOE90 | -37.433 | NA | VIC Keilor West (Powercor) 66 kV |  |  | FALSE | #N/A | #N/A | #N/A | #N/A | #N/A | #N/A | #N/A | #N/A | #N/A | #N/A
TRUE | VIC | KTSWP | Keilor West (Powercor) 66 kV | Powercor | Shoulder | Non-coincident | 2025 | BASEYEARPOE50 | -34.1971 | NA | VIC Keilor West (Powercor) 66 kV |  |  | FALSE | #N/A | #N/A | #N/A | #N/A | #N/A | #N/A | #N/A | #N/A | #N/A | #N/A
TRUE | VIC | KTSWP | Keilor West (Powercor) 66 kV | Powercor | Shoulder | Coincident_unreconciled | 2026 | POE50 | -37.6302 | NA | VIC Keilor West (Powercor) 66 kV |  |  | FALSE | #N/A | #N/A | #N/A | #N/A | #N/A | #N/A | #N/A | #N/A | #N/A | #N/A
TRUE | VIC | KTSWP | Keilor West (Powercor) 66 kV | Powercor | Shoulder | Coincident_unreconciled | 2026 | POE90 | -39.9001 | NA | VIC Keilor West (Powercor) 66 kV |  |  | FALSE | #N/A | #N/A | #N/A | #N/A | #N/A | #N/A | #N/A | #N/A | #N/A | #N/A
TRUE | VIC | KTSWP | Keilor West (Powercor) 66 kV | Powercor | Shoulder | Non-coincident | 2026 | POE50 | -40.4592 | NA | VIC Keilor West (Powercor) 66 kV |  |  | FALSE | #N/A | #N/A | #N/A | #N/A | #N/A | #N/A | #N/A | #N/A | #N/A | #N/A
TRUE | VIC | KTSWP | Keilor West (Powercor) 66 kV | Powercor | Shoulder | Non-coincident | 2026 | POE90 | -42.8998 | NA | VIC Keilor West (Powercor) 66 kV |  |  | FALSE | #N/A | #N/A | #N/A | #N/A | #N/A | #N/A | #N/A | #N/A | #N/A | #N/A
TRUE | VIC | KTSWP | Keilor West (Powercor) 66 kV | Powercor | Shoulder | Coincident_unreconciled | 2027 | POE50 | -43.6509 | NA | VIC Keilor West (Powercor) 66 kV |  |  | FALSE | #N/A | #N/A | #N/A | #N/A | #N/A | #N/A | #N/A | #N/A | #N/A | #N/A
TRUE | VIC | KTSWP | Keilor West (Powercor) 66 kV | Powercor | Shoulder | Coincident_unreconciled | 2027 | POE90 | -45.9361 | NA | VIC Keilor West (Powercor) 66 kV |  |  | FALSE | #N/A | #N/A | #N/A | #N/A | #N/A | #N/A | #N/A | #N/A | #N/A | #N/A
TRUE | VIC | KTSWP | Keilor West (Powercor) 66 kV | Powercor | Shoulder | Non-coincident | 2027 | POE50 | -46.9326 | NA | VIC Keilor West (Powercor) 66 kV |  |  | FALSE | #N/A | #N/A | #N/A | #N/A | #N/A | #N/A | #N/A | #N/A | #N/A | #N/A
TRUE | VIC | KTSWP | Keilor West (Powercor) 66 kV | Powercor | Shoulder | Non-coincident | 2027 | POE90 | -49.3896 | NA | VIC Keilor West (Powercor) 66 kV |  |  | FALSE | #N/A | #N/A | #N/A | #N/A | #N/A | #N/A | #N/A | #N/A | #N/A | #N/A
TRUE | VIC | KTSWP | Keilor West (Powercor) 66 kV | Powercor | Shoulder | Coincident_unreconciled | 2028 | POE50 | -50.7632 | NA | VIC Keilor West (Powercor) 66 kV |  |  | FALSE | #N/A | #N/A | #N/A | #N/A | #N/A | #N/A | #N/A | #N/A | #N/A | #N/A
TRUE | VIC | KTSWP | Keilor West (Powercor) 66 kV | Powercor | Shoulder | Coincident_unreconciled | 2028 | POE90 | -53.064 | NA | VIC Keilor West (Powercor) 66 kV |  |  | FALSE | #N/A | #N/A | #N/A | #N/A | #N/A | #N/A | #N/A | #N/A | #N/A | #N/A
TRUE | VIC | KTSWP | Keilor West (Powercor) 66 kV | Powercor | Shoulder | Non-coincident | 2028 | POE50 | -54.5795 | NA | VIC Keilor West (Powercor) 66 kV |  |  | FALSE | #N/A | #N/A | #N/A | #N/A | #N/A | #N/A | #N/A | #N/A | #N/A | #N/A
TRUE | VIC | KTSWP | Keilor West (Powercor) 66 kV | Powercor | Shoulder | Non-coincident | 2028 | POE90 | -57.0533 | NA | VIC Keilor West (Powercor) 66 kV |  |  | FALSE | #N/A | #N/A | #N/A | #N/A | #N/A | #N/A | #N/A | #N/A | #N/A | #N/A
TRUE | VIC | KTSWP | Keilor West (Powercor) 66 kV | Powercor | Shoulder | Coincident_unreconciled | 2029 | POE50 | -57.3782 | NA | VIC Keilor West (Powercor) 66 kV |  |  | FALSE | #N/A | #N/A | #N/A | #N/A | #N/A | #N/A | #N/A | #N/A | #N/A | #N/A
TRUE | VIC | KTSWP | Keilor West (Powercor) 66 kV | Powercor | Shoulder | Coincident_unreconciled | 2029 | POE90 | -59.6947 | NA | VIC Keilor West (Powercor) 66 kV |  |  | FALSE | #N/A | #N/A | #N/A | #N/A | #N/A | #N/A | #N/A | #N/A | #N/A | #N/A
TRUE | VIC | KTSWP | Keilor West (Powercor) 66 kV | Powercor | Shoulder | Non-coincident | 2029 | POE50 | -61.6919 | NA | VIC Keilor West (Powercor) 66 kV |  |  | FALSE | #N/A | #N/A | #N/A | #N/A | #N/A | #N/A | #N/A | #N/A | #N/A | #N/A
TRUE | VIC | KTSWP | Keilor West (Powercor) 66 kV | Powercor | Shoulder | Non-coincident | 2029 | POE90 | -64.1826 | NA | VIC Keilor West (Powercor) 66 kV |  |  | FALSE | #N/A | #N/A | #N/A | #N/A | #N/A | #N/A | #N/A | #N/A | #N/A | #N/A
TRUE | VIC | KTSWP | Keilor West (Powercor) 66 kV | Powercor | Shoulder | Coincident_unreconciled | 2030 | POE50 | -64.0389 | NA | VIC Keilor West (Powercor) 66 kV |  |  | FALSE | #N/A | #N/A | #N/A | #N/A | #N/A | #N/A | #N/A | #N/A | #N/A | #N/A
TRUE | VIC | KTSWP | Keilor West (Powercor) 66 kV | Powercor | Shoulder | Coincident_unreconciled | 2030 | POE90 | -66.371 | NA | VIC Keilor West (Powercor) 66 kV |  |  | FALSE | #N/A | #N/A | #N/A | #N/A | #N/A | #N/A | #N/A | #N/A | #N/A | #N/A
TRUE | VIC | KTSWP | Keilor West (Powercor) 66 kV | Powercor | Shoulder | Non-coincident | 2030 | POE50 | -68.8533 | NA | VIC Keilor West (Powercor) 66 kV |  |  | FALSE | #N/A | #N/A | #N/A | #N/A | #N/A | #N/A | #N/A | #N/A | #N/A | #N/A
TRUE | VIC | KTSWP | Keilor West (Powercor) 66 kV | Powercor | Shoulder | Non-coincident | 2030 | POE90 | -71.3607 | NA | VIC Keilor West (Powercor) 66 kV |  |  | FALSE | #N/A | #N/A | #N/A | #N/A | #N/A | #N/A | #N/A | #N/A | #N/A | #N/A
TRUE | VIC | KTSWP | Keilor West (Powercor) 66 kV | Powercor | Shoulder | Coincident_unreconciled | 2031 | POE50 | -71.0463 | NA | VIC Keilor West (Powercor) 66 kV |  |  | FALSE | #N/A | #N/A | #N/A | #N/A | #N/A | #N/A | #N/A | #N/A | #N/A | #N/A
TRUE | VIC | KTSWP | Keilor West (Powercor) 66 kV | Powercor | Shoulder | Coincident_unreconciled | 2031 | POE90 | -73.3941 | NA | VIC Keilor West (Powercor) 66 kV |  |  | FALSE | #N/A | #N/A | #N/A | #N/A | #N/A | #N/A | #N/A | #N/A | #N/A | #N/A
TRUE | VIC | KTSWP | Keilor West (Powercor) 66 kV | Powercor | Shoulder | Non-coincident | 2031 | POE50 | -76.3875 | NA | VIC Keilor West (Powercor) 66 kV |  |  | FALSE | #N/A | #N/A | #N/A | #N/A | #N/A | #N/A | #N/A | #N/A | #N/A | #N/A
TRUE | VIC | KTSWP | Keilor West (Powercor) 66 kV | Powercor | Shoulder | Non-coincident | 2031 | POE90 | -78.9118 | NA | VIC Keilor West (Powercor) 66 kV |  |  | FALSE | #N/A | #N/A | #N/A | #N/A | #N/A | #N/A | #N/A | #N/A | #N/A | #N/A
TRUE | VIC | KTSWP | Keilor West (Powercor) 66 kV | Powercor | Shoulder | Coincident_unreconciled | 2032 | POE50 | -76.3314 | NA | VIC Keilor West (Powercor) 66 kV |  |  | FALSE | #N/A | #N/A | #N/A | #N/A | #N/A | #N/A | #N/A | #N/A | #N/A | #N/A
TRUE | VIC | KTSWP | Keilor West (Powercor) 66 kV | Powercor | Shoulder | Coincident_unreconciled | 2032 | POE90 | -78.6953 | NA | VIC Keilor West (Powercor) 66 kV |  |  | FALSE | #N/A | #N/A | #N/A | #N/A | #N/A | #N/A | #N/A | #N/A | #N/A | #N/A
TRUE | VIC | KTSWP | Keilor West (Powercor) 66 kV | Powercor | Shoulder | Non-coincident | 2032 | POE50 | -82.07 | NA | VIC Keilor West (Powercor) 66 kV |  |  | FALSE | #N/A | #N/A | #N/A | #N/A | #N/A | #N/A | #N/A | #N/A | #N/A | #N/A
TRUE | VIC | KTSWP | Keilor West (Powercor) 66 kV | Powercor | Shoulder | Non-coincident | 2032 | POE90 | -84.6116 | NA | VIC Keilor West (Powercor) 66 kV |  |  | FALSE | #N/A | #N/A | #N/A | #N/A | #N/A | #N/A | #N/A | #N/A | #N/A | #N/A
TRUE | VIC | KTSWP | Keilor West (Powercor) 66 kV | Powercor | Shoulder | Coincident_unreconciled | 2033 | POE50 | -80.1976 | NA | VIC Keilor West (Powercor) 66 kV |  |  | FALSE | #N/A | #N/A | #N/A | #N/A | #N/A | #N/A | #N/A | #N/A | #N/A | #N/A
TRUE | VIC | KTSWP | Keilor West (Powercor) 66 kV | Powercor | Shoulder | Coincident_unreconciled | 2033 | POE90 | -82.5779 | NA | VIC Keilor West (Powercor) 66 kV |  |  | FALSE | #N/A | #N/A | #N/A | #N/A | #N/A | #N/A | #N/A | #N/A | #N/A | #N/A
TRUE | VIC | KTSWP | Keilor West (Powercor) 66 kV | Powercor | Shoulder | Non-coincident | 2033 | POE50 | -86.2268 | NA | VIC Keilor West (Powercor) 66 kV |  |  | FALSE | #N/A | #N/A | #N/A | #N/A | #N/A | #N/A | #N/A | #N/A | #N/A | #N/A
TRUE | VIC | KTSWP | Keilor West (Powercor) 66 kV | Powercor | Shoulder | Non-coincident | 2033 | POE90 | -88.786 | NA | VIC Keilor West (Powercor) 66 kV |  |  | FALSE | #N/A | #N/A | #N/A | #N/A | #N/A | #N/A | #N/A | #N/A | #N/A | #N/A
TRUE | VIC | KTSWP | Keilor West (Powercor) 66 kV | Powercor | Shoulder | Coincident_unreconciled | 2034 | POE50 | -84.0144 | NA | VIC Keilor West (Powercor) 66 kV |  |  | FALSE | #N/A | #N/A | #N/A | #N/A | #N/A | #N/A | #N/A | #N/A | #N/A | #N/A
TRUE | VIC | KTSWP | Keilor West (Powercor) 66 kV | Powercor | Shoulder | Coincident_unreconciled | 2034 | POE90 | -86.4111 | NA | VIC Keilor West (Powercor) 66 kV |  |  | FALSE | #N/A | #N/A | #N/A | #N/A | #N/A | #N/A | #N/A | #N/A | #N/A | #N/A
TRUE | VIC | KTSWP | Keilor West (Powercor) 66 kV | Powercor | Shoulder | Non-coincident | 2034 | POE50 | -90.3306 | NA | VIC Keilor West (Powercor) 66 kV |  |  | FALSE | #N/A | #N/A | #N/A | #N/A | #N/A | #N/A | #N/A | #N/A | #N/A | #N/A
TRUE | VIC | KTSWP | Keilor West (Powercor) 66 kV | Powercor | Shoulder | Non-coincident | 2034 | POE90 | -92.9074 | NA | VIC Keilor West (Powercor) 66 kV |  |  | FALSE | #N/A | #N/A | #N/A | #N/A | #N/A | #N/A | #N/A | #N/A | #N/A | #N/A
TRUE | VIC | KTSWP | Keilor West (Powercor) 66 kV | Powercor | Shoulder | Coincident_unreconciled | 2035 | POE50 | -88.3257 | NA | VIC Keilor West (Powercor) 66 kV |  |  | FALSE | #N/A | #N/A | #N/A | #N/A | #N/A | #N/A | #N/A | #N/A | #N/A | #N/A
TRUE | VIC | KTSWP | Keilor West (Powercor) 66 kV | Powercor | Shoulder | Coincident_unreconciled | 2035 | POE90 | -90.7388 | NA | VIC Keilor West (Powercor) 66 kV |  |  | FALSE | #N/A | #N/A | #N/A | #N/A | #N/A | #N/A | #N/A | #N/A | #N/A | #N/A
TRUE | VIC | KTSWP | Keilor West (Powercor) 66 kV | Powercor | Shoulder | Non-coincident | 2035 | POE50 | -94.966 | NA | VIC Keilor West (Powercor) 66 kV |  |  | FALSE | #N/A | #N/A | #N/A | #N/A | #N/A | #N/A | #N/A | #N/A | #N/A | #N/A
TRUE | VIC | KTSWP | Keilor West (Powercor) 66 kV | Powercor | Shoulder | Non-coincident | 2035 | POE90 | -97.5605 | NA | VIC Keilor West (Powercor) 66 kV |  |  | FALSE | #N/A | #N/A | #N/A | #N/A | #N/A | #N/A | #N/A | #N/A | #N/A | #N/A
TRUE | VIC | KTSWP | Keilor West (Powercor) 66 kV | Powercor | Summer | Coincident | 2019 | ACTUAL_OPG | 35.4773 | 110.0644 | VIC Keilor West (Powercor) 66 kV |  |  | FALSE | #N/A | #N/A | #N/A | #N/A | #N/A | #N/A | #N/A | #N/A | #N/A | #N/A
TRUE | VIC | KTSWP | Keilor West (Powercor) 66 kV | Powercor | Summer | Coincident | 2019 | ACTUAL_RAW | 35.4773 | 110.0644 | VIC Keilor West (Powercor) 66 kV |  |  | FALSE | #N/A | #N/A | #N/A | #N/A | #N/A | #N/A | #N/A | #N/A | #N/A | #N/A
TRUE | VIC | KTSWP | Keilor West (Powercor) 66 kV | Powercor | Summer | Non-coincident | 2019 | ACTUAL_RAW | 20.0133 | 132.8409 | VIC Keilor West (Powercor) 66 kV |  |  | FALSE | #N/A | #N/A | #N/A | #N/A | #N/A | #N/A | #N/A | #N/A | #N/A | #N/A
TRUE | VIC | KTSWP | Keilor West (Powercor) 66 kV | Powercor | Summer | Non-coincident | 2019 | ACTUAL_OPG | 20.0133 | 132.8409 | VIC Keilor West (Powercor) 66 kV |  |  | FALSE | #N/A | #N/A | #N/A | #N/A | #N/A | #N/A | #N/A | #N/A | #N/A | #N/A
TRUE | VIC | KTSWP | Keilor West (Powercor) 66 kV | Powercor | Summer | Non-coincident | 2019 | ACTUAL_ADJUSTEDOPG | 20.102 | 132.8409 | VIC Keilor West (Powercor) 66 kV |  |  | FALSE | #N/A | #N/A | #N/A | #N/A | #N/A | #N/A | #N/A | #N/A | #N/A | #N/A
TRUE | VIC | KTSWP | Keilor West (Powercor) 66 kV | Powercor | Summer | Coincident | 2020 | ACTUAL_OPG | 14.1327 | 135.7504 | VIC Keilor West (Powercor) 66 kV |  |  | FALSE | #N/A | #N/A | #N/A | #N/A | #N/A | #N/A | #N/A | #N/A | #N/A | #N/A
TRUE | VIC | KTSWP | Keilor West (Powercor) 66 kV | Powercor | Summer | Coincident | 2020 | ACTUAL_RAW | 14.1327 | 135.7504 | VIC Keilor West (Powercor) 66 kV |  |  | FALSE | #N/A | #N/A | #N/A | #N/A | #N/A | #N/A | #N/A | #N/A | #N/A | #N/A
TRUE | VIC | KTSWP | Keilor West (Powercor) 66 kV | Powercor | Summer | Non-coincident | 2020 | ACTUAL_RAW | 13.0716 | 146.6897 | VIC Keilor West (Powercor) 66 kV |  |  | FALSE | #N/A | #N/A | #N/A | #N/A | #N/A | #N/A | #N/A | #N/A | #N/A | #N/A
TRUE | VIC | KTSWP | Keilor West (Powercor) 66 kV | Powercor | Summer | Non-coincident | 2020 | ACTUAL_OPG | 13.0716 | 146.6897 | VIC Keilor West (Powercor) 66 kV |  |  | FALSE | #N/A | #N/A | #N/A | #N/A | #N/A | #N/A | #N/A | #N/A | #N/A | #N/A
TRUE | VIC | KTSWP | Keilor West (Powercor) 66 kV | Powercor | Summer | Non-coincident | 2020 | ACTUAL_ADJUSTEDOPG | 13.0716 | 146.6897 | VIC Keilor West (Powercor) 66 kV |  |  | FALSE | #N/A | #N/A | #N/A | #N/A | #N/A | #N/A | #N/A | #N/A | #N/A | #N/A
TRUE | VIC | KTSWP | Keilor West (Powercor) 66 kV | Powercor | Summer | Coincident | 2021 | ACTUAL_OPG | 6.5308 | 99.3432 | VIC Keilor West (Powercor) 66 kV |  |  | FALSE | #N/A | #N/A | #N/A | #N/A | #N/A | #N/A | #N/A | #N/A | #N/A | #N/A
TRUE | VIC | KTSWP | Keilor West (Powercor) 66 kV | Powercor | Summer | Coincident | 2021 | ACTUAL_RAW | 6.5308 | 99.3432 | VIC Keilor West (Powercor) 66 kV |  |  | FALSE | #N/A | #N/A | #N/A | #N/A | #N/A | #N/A | #N/A | #N/A | #N/A | #N/A
TRUE | VIC | KTSWP | Keilor West (Powercor) 66 kV | Powercor | Summer | Non-coincident | 2021 | ACTUAL_RAW | 5.9563 | 112.4515 | VIC Keilor West (Powercor) 66 kV |  |  | FALSE | #N/A | #N/A | #N/A | #N/A | #N/A | #N/A | #N/A | #N/A | #N/A | #N/A
TRUE | VIC | KTSWP | Keilor West (Powercor) 66 kV | Powercor | Summer | Non-coincident | 2021 | ACTUAL_OPG | 5.9563 | 112.4515 | VIC Keilor West (Powercor) 66 kV |  |  | FALSE | #N/A | #N/A | #N/A | #N/A | #N/A | #N/A | #N/A | #N/A | #N/A | #N/A
TRUE | VIC | KTSWP | Keilor West (Powercor) 66 kV | Powercor | Summer | Non-coincident | 2021 | ACTUAL_ADJUSTEDOPG | 6.0399 | 112.4515 | VIC Keilor West (Powercor) 66 kV |  |  | FALSE | #N/A | #N/A | #N/A | #N/A | #N/A | #N/A | #N/A | #N/A | #N/A | #N/A
TRUE | VIC | KTSWP | Keilor West (Powercor) 66 kV | Powercor | Summer | Coincident | 2022 | ACTUAL_OPG | 0.33303 | 112.9424 | VIC Keilor West (Powercor) 66 kV |  |  | FALSE | #N/A | #N/A | #N/A | #N/A | #N/A | #N/A | #N/A | #N/A | #N/A | #N/A
TRUE | VIC | KTSWP | Keilor West (Powercor) 66 kV | Powercor | Summer | Coincident | 2022 | ACTUAL_RAW | 0.33303 | 112.9424 | VIC Keilor West (Powercor) 66 kV |  |  | FALSE | #N/A | #N/A | #N/A | #N/A | #N/A | #N/A | #N/A | #N/A | #N/A | #N/A
TRUE | VIC | KTSWP | Keilor West (Powercor) 66 kV | Powercor | Summer | Non-coincident | 2022 | ACTUAL_RAW | -3.5973 | 114.5238 | VIC Keilor West (Powercor) 66 kV |  |  | FALSE | #N/A | #N/A | #N/A | #N/A | #N/A | #N/A | #N/A | #N/A | #N/A | #N/A
TRUE | VIC | KTSWP | Keilor West (Powercor) 66 kV | Powercor | Summer | Non-coincident | 2022 | ACTUAL_OPG | -3.5973 | 114.5238 | VIC Keilor West (Powercor) 66 kV |  |  | FALSE | #N/A | #N/A | #N/A | #N/A | #N/A | #N/A | #N/A | #N/A | #N/A | #N/A
TRUE | VIC | KTSWP | Keilor West (Powercor) 66 kV | Powercor | Summer | Non-coincident | 2022 | ACTUAL_ADJUSTEDOPG | -2.9142 | 114.5238 | VIC Keilor West (Powercor) 66 kV |  |  | FALSE | #N/A | #N/A | #N/A | #N/A | #N/A | #N/A | #N/A | #N/A | #N/A | #N/A
TRUE | VIC | KTSWP | Keilor West (Powercor) 66 kV | Powercor | Summer | Coincident | 2023 | ACTUAL_OPG | -6.4514 | 124.8923 | VIC Keilor West (Powercor) 66 kV |  |  | FALSE | #N/A | #N/A | #N/A | #N/A | #N/A | #N/A | #N/A | #N/A | #N/A | #N/A
TRUE | VIC | KTSWP | Keilor West (Powercor) 66 kV | Powercor | Summer | Coincident | 2023 | ACTUAL_RAW | -6.4514 | 124.8923 | VIC Keilor West (Powercor) 66 kV |  |  | FALSE | #N/A | #N/A | #N/A | #N/A | #N/A | #N/A | #N/A | #N/A | #N/A | #N/A
TRUE | VIC | KTSWP | Keilor West (Powercor) 66 kV | Powercor | Summer | Non-coincident | 2023 | ACTUAL_RAW | -6.943 | 124.8923 | VIC Keilor West (Powercor) 66 kV |  |  | FALSE | #N/A | #N/A | #N/A | #N/A | #N/A | #N/A | #N/A | #N/A | #N/A | #N/A
TRUE | VIC | KTSWP | Keilor West (Powercor) 66 kV | Powercor | Summer | Non-coincident | 2023 | ACTUAL_OPG | -6.943 | 124.8923 | VIC Keilor West (Powercor) 66 kV |  |  | FALSE | #N/A | #N/A | #N/A | #N/A | #N/A | #N/A | #N/A | #N/A | #N/A | #N/A
TRUE | VIC | KTSWP | Keilor West (Powercor) 66 kV | Powercor | Summer | Non-coincident | 2023 | ACTUAL_ADJUSTEDOPG | -6.943 | 124.8923 | VIC Keilor West (Powercor) 66 kV |  |  | FALSE | #N/A | #N/A | #N/A | #N/A | #N/A | #N/A | #N/A | #N/A | #N/A | #N/A
TRUE | VIC | KTSWP | Keilor West (Powercor) 66 kV | Powercor | Summer | Coincident | 2024 | ACTUAL_OPG | -15.2613 | 113.6363 | VIC Keilor West (Powercor) 66 kV |  |  | FALSE | #N/A | #N/A | #N/A | #N/A | #N/A | #N/A | #N/A | #N/A | #N/A | #N/A
TRUE | VIC | KTSWP | Keilor West (Powercor) 66 kV | Powercor | Summer | Coincident | 2024 | ACTUAL_RAW | -15.2613 | 113.6363 | VIC Keilor West (Powercor) 66 kV |  |  | FALSE | #N/A | #N/A | #N/A | #N/A | #N/A | #N/A | #N/A | #N/A | #N/A | #N/A
TRUE | VIC | KTSWP | Keilor West (Powercor) 66 kV | Powercor | Summer | Non-coincident | 2024 | ACTUAL_RAW | -16.0494 | 129.6564 | VIC Keilor West (Powercor) 66 kV |  |  | FALSE | #N/A | #N/A | #N/A | #N/A | #N/A | #N/A | #N/A | #N/A | #N/A | #N/A
TRUE | VIC | KTSWP | Keilor West (Powercor) 66 kV | Powercor | Summer | Non-coincident | 2024 | ACTUAL_OPG | -16.0494 | 129.6564 | VIC Keilor West (Powercor) 66 kV |  |  | FALSE | #N/A | #N/A | #N/A | #N/A | #N/A | #N/A | #N/A | #N/A | #N/A | #N/A
TRUE | VIC | KTSWP | Keilor West (Powercor) 66 kV | Powercor | Summer | Non-coincident | 2024 | ACTUAL_ADJUSTEDOPG | -16.0494 | 129.6564 | VIC Keilor West (Powercor) 66 kV |  |  | FALSE | #N/A | #N/A | #N/A | #N/A | #N/A | #N/A | #N/A | #N/A | #N/A | #N/A
TRUE | VIC | KTSWP | Keilor West (Powercor) 66 kV | Powercor | Summer | Coincident | 2025 | ACTUAL_OPG | -20.8276 | 133.8973 | VIC Keilor West (Powercor) 66 kV |  |  | FALSE | #N/A | #N/A | #N/A | #N/A | #N/A | #N/A | #N/A | #N/A | #N/A | #N/A
TRUE | VIC | KTSWP | Keilor West (Powercor) 66 kV | Powercor | Summer | Coincident | 2025 | ACTUAL_RAW | -20.8276 | 133.8973 | VIC Keilor West (Powercor) 66 kV |  |  | FALSE | #N/A | #N/A | #N/A | #N/A | #N/A | #N/A | #N/A | #N/A | #N/A | #N/A
TRUE | VIC | KTSWP | Keilor West (Powercor) 66 kV | Powercor | Summer | Non-coincident | 2025 | ACTUAL_RAW | -23.8311 | 145.3097 | VIC Keilor West (Powercor) 66 kV |  |  | FALSE | #N/A | #N/A | #N/A | #N/A | #N/A | #N/A | #N/A | #N/A | #N/A | #N/A
TRUE | VIC | KTSWP | Keilor West (Powercor) 66 kV | Powercor | Summer | Non-coincident | 2025 | ACTUAL_OPG | -23.8311 | 145.3097 | VIC Keilor West (Powercor) 66 kV |  |  | FALSE | #N/A | #N/A | #N/A | #N/A | #N/A | #N/A | #N/A | #N/A | #N/A | #N/A
TRUE | VIC | KTSWP | Keilor West (Powercor) 66 kV | Powercor | Summer | Non-coincident | 2025 | ACTUAL_ADJUSTEDOPG | -21.3408 | 145.3097 | VIC Keilor West (Powercor) 66 kV |  |  | FALSE | #N/A | #N/A | #N/A | #N/A | #N/A | #N/A | #N/A | #N/A | #N/A | #N/A
TRUE | VIC | KTSWP | Keilor West (Powercor) 66 kV | Powercor | Summer | Non-coincident | 2025 | BASEYEARPOE90 | -43.9457 | NA | VIC Keilor West (Powercor) 66 kV |  |  | FALSE | #N/A | #N/A | #N/A | #N/A | #N/A | #N/A | #N/A | #N/A | #N/A | #N/A
TRUE | VIC | KTSWP | Keilor West (Powercor) 66 kV | Powercor | Summer | Non-coincident | 2025 | BASEYEARPOE50 | -41.1361 | 140.9352 | VIC Keilor West (Powercor) 66 kV |  |  | FALSE | #N/A | #N/A | #N/A | #N/A | #N/A | #N/A | #N/A | #N/A | #N/A | #N/A
TRUE | VIC | KTSWP | Keilor West (Powercor) 66 kV | Powercor | Summer | Coincident_unreconciled | 2026 | POE50 | -41.8642 | NA | VIC Keilor West (Powercor) 66 kV |  |  | FALSE | #N/A | #N/A | #N/A | #N/A | #N/A | #N/A | #N/A | #N/A | #N/A | #N/A
TRUE | VIC | KTSWP | Keilor West (Powercor) 66 kV | Powercor | Summer | Coincident_unreconciled | 2026 | POE90 | -43.4001 | NA | VIC Keilor West (Powercor) 66 kV |  |  | FALSE | #N/A | #N/A | #N/A | #N/A | #N/A | #N/A | #N/A | #N/A | #N/A | #N/A
TRUE | VIC | KTSWP | Keilor West (Powercor) 66 kV | Powercor | Summer | Non-coincident | 2026 | POE50 | -45.8821 | 142.6059 | VIC Keilor West (Powercor) 66 kV |  |  | FALSE | #N/A | #N/A | #N/A | #N/A | #N/A | #N/A | #N/A | #N/A | #N/A | #N/A
TRUE | VIC | KTSWP | Keilor West (Powercor) 66 kV | Powercor | Summer | Non-coincident | 2026 | POE90 | -47.5654 | NA | VIC Keilor West (Powercor) 66 kV |  |  | FALSE | #N/A | #N/A | #N/A | #N/A | #N/A | #N/A | #N/A | #N/A | #N/A | #N/A
TRUE | VIC | KTSWP | Keilor West (Powercor) 66 kV | Powercor | Summer | Coincident_unreconciled | 2027 | POE50 | -48.2026 | NA | VIC Keilor West (Powercor) 66 kV |  |  | FALSE | #N/A | #N/A | #N/A | #N/A | #N/A | #N/A | #N/A | #N/A | #N/A | #N/A
TRUE | VIC | KTSWP | Keilor West (Powercor) 66 kV | Powercor | Summer | Coincident_unreconciled | 2027 | POE90 | -49.7488 | NA | VIC Keilor West (Powercor) 66 kV |  |  | FALSE | #N/A | #N/A | #N/A | #N/A | #N/A | #N/A | #N/A | #N/A | #N/A | #N/A
TRUE | VIC | KTSWP | Keilor West (Powercor) 66 kV | Powercor | Summer | Non-coincident | 2027 | POE50 | -52.8287 | 143.3092 | VIC Keilor West (Powercor) 66 kV |  |  | FALSE | #N/A | #N/A | #N/A | #N/A | #N/A | #N/A | #N/A | #N/A | #N/A | #N/A
TRUE | VIC | KTSWP | Keilor West (Powercor) 66 kV | Powercor | Summer | Non-coincident | 2027 | POE90 | -54.5234 | NA | VIC Keilor West (Powercor) 66 kV |  |  | FALSE | #N/A | #N/A | #N/A | #N/A | #N/A | #N/A | #N/A | #N/A | #N/A | #N/A
TRUE | VIC | KTSWP | Keilor West (Powercor) 66 kV | Powercor | Summer | Coincident_unreconciled | 2028 | POE50 | -55.6801 | NA | VIC Keilor West (Powercor) 66 kV |  |  | FALSE | #N/A | #N/A | #N/A | #N/A | #N/A | #N/A | #N/A | #N/A | #N/A | #N/A
TRUE | VIC | KTSWP | Keilor West (Powercor) 66 kV | Powercor | Summer | Coincident_unreconciled | 2028 | POE90 | -57.2369 | NA | VIC Keilor West (Powercor) 66 kV |  |  | FALSE | #N/A | #N/A | #N/A | #N/A | #N/A | #N/A | #N/A | #N/A | #N/A | #N/A
TRUE | VIC | KTSWP | Keilor West (Powercor) 66 kV | Powercor | Summer | Non-coincident | 2028 | POE50 | -61.0239 | 144.0833 | VIC Keilor West (Powercor) 66 kV |  |  | FALSE | #N/A | #N/A | #N/A | #N/A | #N/A | #N/A | #N/A | #N/A | #N/A | #N/A
TRUE | VIC | KTSWP | Keilor West (Powercor) 66 kV | Powercor | Summer | Non-coincident | 2028 | POE90 | -62.7301 | NA | VIC Keilor West (Powercor) 66 kV |  |  | FALSE | #N/A | #N/A | #N/A | #N/A | #N/A | #N/A | #N/A | #N/A | #N/A | #N/A
TRUE | VIC | KTSWP | Keilor West (Powercor) 66 kV | Powercor | Summer | Coincident_unreconciled | 2029 | POE50 | -62.6361 | NA | VIC Keilor West (Powercor) 66 kV |  |  | FALSE | #N/A | #N/A | #N/A | #N/A | #N/A | #N/A | #N/A | #N/A | #N/A | #N/A
TRUE | VIC | KTSWP | Keilor West (Powercor) 66 kV | Powercor | Summer | Coincident_unreconciled | 2029 | POE90 | -64.2034 | NA | VIC Keilor West (Powercor) 66 kV |  |  | FALSE | #N/A | #N/A | #N/A | #N/A | #N/A | #N/A | #N/A | #N/A | #N/A | #N/A
TRUE | VIC | KTSWP | Keilor West (Powercor) 66 kV | Powercor | Summer | Non-coincident | 2029 | POE50 | -68.6474 | 144.998 | VIC Keilor West (Powercor) 66 kV |  |  | FALSE | #N/A | #N/A | #N/A | #N/A | #N/A | #N/A | #N/A | #N/A | #N/A | #N/A
TRUE | VIC | KTSWP | Keilor West (Powercor) 66 kV | Powercor | Summer | Non-coincident | 2029 | POE90 | -70.3652 | NA | VIC Keilor West (Powercor) 66 kV |  |  | FALSE | #N/A | #N/A | #N/A | #N/A | #N/A | #N/A | #N/A | #N/A | #N/A | #N/A
TRUE | VIC | KTSWP | Keilor West (Powercor) 66 kV | Powercor | Summer | Coincident_unreconciled | 2030 | POE50 | -69.7266 | NA | VIC Keilor West (Powercor) 66 kV |  |  | FALSE | #N/A | #N/A | #N/A | #N/A | #N/A | #N/A | #N/A | #N/A | #N/A | #N/A
TRUE | VIC | KTSWP | Keilor West (Powercor) 66 kV | Powercor | Summer | Coincident_unreconciled | 2030 | POE90 | -71.3046 | NA | VIC Keilor West (Powercor) 66 kV |  |  | FALSE | #N/A | #N/A | #N/A | #N/A | #N/A | #N/A | #N/A | #N/A | #N/A | #N/A
TRUE | VIC | KTSWP | Keilor West (Powercor) 66 kV | Powercor | Summer | Non-coincident | 2030 | POE50 | -76.4185 | 146.0165 | VIC Keilor West (Powercor) 66 kV |  |  | FALSE | #N/A | #N/A | #N/A | #N/A | #N/A | #N/A | #N/A | #N/A | #N/A | #N/A
TRUE | VIC | KTSWP | Keilor West (Powercor) 66 kV | Powercor | Summer | Non-coincident | 2030 | POE90 | -78.1479 | NA | VIC Keilor West (Powercor) 66 kV |  |  | FALSE | #N/A | #N/A | #N/A | #N/A | #N/A | #N/A | #N/A | #N/A | #N/A | #N/A
TRUE | VIC | KTSWP | Keilor West (Powercor) 66 kV | Powercor | Summer | Coincident_unreconciled | 2031 | POE50 | -77.167 | NA | VIC Keilor West (Powercor) 66 kV |  |  | FALSE | #N/A | #N/A | #N/A | #N/A | #N/A | #N/A | #N/A | #N/A | #N/A | #N/A
TRUE | VIC | KTSWP | Keilor West (Powercor) 66 kV | Powercor | Summer | Coincident_unreconciled | 2031 | POE90 | -78.7556 | NA | VIC Keilor West (Powercor) 66 kV |  |  | FALSE | #N/A | #N/A | #N/A | #N/A | #N/A | #N/A | #N/A | #N/A | #N/A | #N/A
TRUE | VIC | KTSWP | Keilor West (Powercor) 66 kV | Powercor | Summer | Non-coincident | 2031 | POE50 | -84.5729 | 147.0264 | VIC Keilor West (Powercor) 66 kV |  |  | FALSE | #N/A | #N/A | #N/A | #N/A | #N/A | #N/A | #N/A | #N/A | #N/A | #N/A
TRUE | VIC | KTSWP | Keilor West (Powercor) 66 kV | Powercor | Summer | Non-coincident | 2031 | POE90 | -86.314 | NA | VIC Keilor West (Powercor) 66 kV |  |  | FALSE | #N/A | #N/A | #N/A | #N/A | #N/A | #N/A | #N/A | #N/A | #N/A | #N/A
TRUE | VIC | KTSWP | Keilor West (Powercor) 66 kV | Powercor | Summer | Coincident_unreconciled | 2032 | POE50 | -82.779 | NA | VIC Keilor West (Powercor) 66 kV |  |  | FALSE | #N/A | #N/A | #N/A | #N/A | #N/A | #N/A | #N/A | #N/A | #N/A | #N/A
TRUE | VIC | KTSWP | Keilor West (Powercor) 66 kV | Powercor | Summer | Coincident_unreconciled | 2032 | POE90 | -84.3785 | NA | VIC Keilor West (Powercor) 66 kV |  |  | FALSE | #N/A | #N/A | #N/A | #N/A | #N/A | #N/A | #N/A | #N/A | #N/A | #N/A
TRUE | VIC | KTSWP | Keilor West (Powercor) 66 kV | Powercor | Summer | Non-coincident | 2032 | POE50 | -90.7236 | 148.2625 | VIC Keilor West (Powercor) 66 kV |  |  | FALSE | #N/A | #N/A | #N/A | #N/A | #N/A | #N/A | #N/A | #N/A | #N/A | #N/A
TRUE | VIC | KTSWP | Keilor West (Powercor) 66 kV | Powercor | Summer | Non-coincident | 2032 | POE90 | -92.4765 | NA | VIC Keilor West (Powercor) 66 kV |  |  | FALSE | #N/A | #N/A | #N/A | #N/A | #N/A | #N/A | #N/A | #N/A | #N/A | #N/A
TRUE | VIC | KTSWP | Keilor West (Powercor) 66 kV | Powercor | Summer | Coincident_unreconciled | 2033 | POE50 | -86.9283 | NA | VIC Keilor West (Powercor) 66 kV |  |  | FALSE | #N/A | #N/A | #N/A | #N/A | #N/A | #N/A | #N/A | #N/A | #N/A | #N/A
TRUE | VIC | KTSWP | Keilor West (Powercor) 66 kV | Powercor | Summer | Coincident_unreconciled | 2033 | POE90 | -88.5388 | NA | VIC Keilor West (Powercor) 66 kV |  |  | FALSE | #N/A | #N/A | #N/A | #N/A | #N/A | #N/A | #N/A | #N/A | #N/A | #N/A
TRUE | VIC | KTSWP | Keilor West (Powercor) 66 kV | Powercor | Summer | Non-coincident | 2033 | POE50 | -95.2711 | 149.6545 | VIC Keilor West (Powercor) 66 kV |  |  | FALSE | #N/A | #N/A | #N/A | #N/A | #N/A | #N/A | #N/A | #N/A | #N/A | #N/A
TRUE | VIC | KTSWP | Keilor West (Powercor) 66 kV | Powercor | Summer | Non-coincident | 2033 | POE90 | -97.0362 | NA | VIC Keilor West (Powercor) 66 kV |  |  | FALSE | #N/A | #N/A | #N/A | #N/A | #N/A | #N/A | #N/A | #N/A | #N/A | #N/A
TRUE | VIC | KTSWP | Keilor West (Powercor) 66 kV | Powercor | Summer | Coincident_unreconciled | 2034 | POE50 | -91.0412 | NA | VIC Keilor West (Powercor) 66 kV |  |  | FALSE | #N/A | #N/A | #N/A | #N/A | #N/A | #N/A | #N/A | #N/A | #N/A | #N/A
TRUE | VIC | KTSWP | Keilor West (Powercor) 66 kV | Powercor | Summer | Coincident_unreconciled | 2034 | POE90 | -92.6628 | NA | VIC Keilor West (Powercor) 66 kV |  |  | FALSE | #N/A | #N/A | #N/A | #N/A | #N/A | #N/A | #N/A | #N/A | #N/A | #N/A
TRUE | VIC | KTSWP | Keilor West (Powercor) 66 kV | Powercor | Summer | Non-coincident | 2034 | POE50 | -99.7786 | 151.055 | VIC Keilor West (Powercor) 66 kV |  |  | FALSE | #N/A | #N/A | #N/A | #N/A | #N/A | #N/A | #N/A | #N/A | #N/A | #N/A
TRUE | VIC | KTSWP | Keilor West (Powercor) 66 kV | Powercor | Summer | Non-coincident | 2034 | POE90 | -101.5559 | NA | VIC Keilor West (Powercor) 66 kV |  |  | FALSE | #N/A | #N/A | #N/A | #N/A | #N/A | #N/A | #N/A | #N/A | #N/A | #N/A
TRUE | VIC | KTSWP | Keilor West (Powercor) 66 kV | Powercor | Summer | Coincident_unreconciled | 2035 | POE50 | -95.6493 | NA | VIC Keilor West (Powercor) 66 kV |  |  | FALSE | #N/A | #N/A | #N/A | #N/A | #N/A | #N/A | #N/A | #N/A | #N/A | #N/A
TRUE | VIC | KTSWP | Keilor West (Powercor) 66 kV | Powercor | Summer | Coincident_unreconciled | 2035 | POE90 | -97.282 | NA | VIC Keilor West (Powercor) 66 kV |  |  | FALSE | #N/A | #N/A | #N/A | #N/A | #N/A | #N/A | #N/A | #N/A | #N/A | #N/A
TRUE | VIC | KTSWP | Keilor West (Powercor) 66 kV | Powercor | Summer | Non-coincident | 2035 | POE50 | -104.8291 | 152.42 | VIC Keilor West (Powercor) 66 kV |  |  | FALSE | #N/A | #N/A | #N/A | #N/A | #N/A | #N/A | #N/A | #N/A | #N/A | #N/A
TRUE | VIC | KTSWP | Keilor West (Powercor) 66 kV | Powercor | Summer | Non-coincident | 2035 | POE90 | -106.6185 | NA | VIC Keilor West (Powercor) 66 kV |  |  | FALSE | #N/A | #N/A | #N/A | #N/A | #N/A | #N/A | #N/A | #N/A | #N/A | #N/A
TRUE | VIC | KTSWP | Keilor West (Powercor) 66 kV | Powercor | Summer | Non-coincident | 2025 | BASEYEARPOE10 | NA | 158.6756 | VIC Keilor West (Powercor) 66 kV |  |  | FALSE | #N/A | #N/A | #N/A | #N/A | #N/A | #N/A | #N/A | #N/A | #N/A | #N/A
TRUE | VIC | KTSWP | Keilor West (Powercor) 66 kV | Powercor | Summer | Coincident | 2026 | POE10 | NA | 146.4589 | VIC Keilor West (Powercor) 66 kV |  |  | FALSE | #N/A | #N/A | #N/A | #N/A | #N/A | #N/A | #N/A | #N/A | #N/A | #N/A
TRUE | VIC | KTSWP | Keilor West (Powercor) 66 kV | Powercor | Summer | Coincident | 2026 | POE50 | NA | 132.2516 | VIC Keilor West (Powercor) 66 kV |  |  | FALSE | #N/A | #N/A | #N/A | #N/A | #N/A | #N/A | #N/A | #N/A | #N/A | #N/A
TRUE | VIC | KTSWP | Keilor West (Powercor) 66 kV | Powercor | Summer | Non-coincident | 2026 | POE10 | NA | 162.7826 | VIC Keilor West (Powercor) 66 kV |  |  | FALSE | #N/A | #N/A | #N/A | #N/A | #N/A | #N/A | #N/A | #N/A | #N/A | #N/A
TRUE | VIC | KTSWP | Keilor West (Powercor) 66 kV | Powercor | Summer | Coincident | 2027 | POE10 | NA | 143.3371 | VIC Keilor West (Powercor) 66 kV |  |  | FALSE | #N/A | #N/A | #N/A | #N/A | #N/A | #N/A | #N/A | #N/A | #N/A | #N/A
TRUE | VIC | KTSWP | Keilor West (Powercor) 66 kV | Powercor | Summer | Coincident | 2027 | POE50 | NA | 128.5287 | VIC Keilor West (Powercor) 66 kV |  |  | FALSE | #N/A | #N/A | #N/A | #N/A | #N/A | #N/A | #N/A | #N/A | #N/A | #N/A
TRUE | VIC | KTSWP | Keilor West (Powercor) 66 kV | Powercor | Summer | Non-coincident | 2027 | POE10 | NA | 163.6213 | VIC Keilor West (Powercor) 66 kV |  |  | FALSE | #N/A | #N/A | #N/A | #N/A | #N/A | #N/A | #N/A | #N/A | #N/A | #N/A
TRUE | VIC | KTSWP | Keilor West (Powercor) 66 kV | Powercor | Summer | Coincident | 2028 | POE10 | NA | 140.6772 | VIC Keilor West (Powercor) 66 kV |  |  | FALSE | #N/A | #N/A | #N/A | #N/A | #N/A | #N/A | #N/A | #N/A | #N/A | #N/A
TRUE | VIC | KTSWP | Keilor West (Powercor) 66 kV | Powercor | Summer | Coincident | 2028 | POE50 | NA | 125.1782 | VIC Keilor West (Powercor) 66 kV |  |  | FALSE | #N/A | #N/A | #N/A | #N/A | #N/A | #N/A | #N/A | #N/A | #N/A | #N/A
TRUE | VIC | KTSWP | Keilor West (Powercor) 66 kV | Powercor | Summer | Non-coincident | 2028 | POE10 | NA | 164.5344 | VIC Keilor West (Powercor) 66 kV |  |  | FALSE | #N/A | #N/A | #N/A | #N/A | #N/A | #N/A | #N/A | #N/A | #N/A | #N/A
TRUE | VIC | KTSWP | Keilor West (Powercor) 66 kV | Powercor | Summer | Coincident | 2029 | POE10 | NA | 139.0522 | VIC Keilor West (Powercor) 66 kV |  |  | FALSE | #N/A | #N/A | #N/A | #N/A | #N/A | #N/A | #N/A | #N/A | #N/A | #N/A
TRUE | VIC | KTSWP | Keilor West (Powercor) 66 kV | Powercor | Summer | Coincident | 2029 | POE50 | NA | 123.8029 | VIC Keilor West (Powercor) 66 kV |  |  | FALSE | #N/A | #N/A | #N/A | #N/A | #N/A | #N/A | #N/A | #N/A | #N/A | #N/A
TRUE | VIC | KTSWP | Keilor West (Powercor) 66 kV | Powercor | Summer | Non-coincident | 2029 | POE10 | NA | 165.5883 | VIC Keilor West (Powercor) 66 kV |  |  | FALSE | #N/A | #N/A | #N/A | #N/A | #N/A | #N/A | #N/A | #N/A | #N/A | #N/A
TRUE | VIC | KTSWP | Keilor West (Powercor) 66 kV | Powercor | Summer | Coincident | 2030 | POE10 | NA | 137.9648 | VIC Keilor West (Powercor) 66 kV |  |  | FALSE | #N/A | #N/A | #N/A | #N/A | #N/A | #N/A | #N/A | #N/A | #N/A | #N/A
TRUE | VIC | KTSWP | Keilor West (Powercor) 66 kV | Powercor | Summer | Coincident | 2030 | POE50 | NA | 122.4565 | VIC Keilor West (Powercor) 66 kV |  |  | FALSE | #N/A | #N/A | #N/A | #N/A | #N/A | #N/A | #N/A | #N/A | #N/A | #N/A
TRUE | VIC | KTSWP | Keilor West (Powercor) 66 kV | Powercor | Summer | Non-coincident | 2030 | POE10 | NA | 166.7459 | VIC Keilor West (Powercor) 66 kV |  |  | FALSE | #N/A | #N/A | #N/A | #N/A | #N/A | #N/A | #N/A | #N/A | #N/A | #N/A
TRUE | VIC | KTSWP | Keilor West (Powercor) 66 kV | Powercor | Summer | Coincident | 2031 | POE10 | NA | 135.3916 | VIC Keilor West (Powercor) 66 kV |  |  | FALSE | #N/A | #N/A | #N/A | #N/A | #N/A | #N/A | #N/A | #N/A | #N/A | #N/A
TRUE | VIC | KTSWP | Keilor West (Powercor) 66 kV | Powercor | Summer | Coincident | 2031 | POE50 | NA | 120.7578 | VIC Keilor West (Powercor) 66 kV |  |  | FALSE | #N/A | #N/A | #N/A | #N/A | #N/A | #N/A | #N/A | #N/A | #N/A | #N/A
TRUE | VIC | KTSWP | Keilor West (Powercor) 66 kV | Powercor | Summer | Non-coincident | 2031 | POE10 | NA | 167.8949 | VIC Keilor West (Powercor) 66 kV |  |  | FALSE | #N/A | #N/A | #N/A | #N/A | #N/A | #N/A | #N/A | #N/A | #N/A | #N/A
TRUE | VIC | KTSWP | Keilor West (Powercor) 66 kV | Powercor | Summer | Coincident | 2032 | POE10 | NA | 132.4265 | VIC Keilor West (Powercor) 66 kV |  |  | FALSE | #N/A | #N/A | #N/A | #N/A | #N/A | #N/A | #N/A | #N/A | #N/A | #N/A
TRUE | VIC | KTSWP | Keilor West (Powercor) 66 kV | Powercor | Summer | Coincident | 2032 | POE50 | NA | 117.8956 | VIC Keilor West (Powercor) 66 kV |  |  | FALSE | #N/A | #N/A | #N/A | #N/A | #N/A | #N/A | #N/A | #N/A | #N/A | #N/A
TRUE | VIC | KTSWP | Keilor West (Powercor) 66 kV | Powercor | Summer | Non-coincident | 2032 | POE10 | NA | 169.274 | VIC Keilor West (Powercor) 66 kV |  |  | FALSE | #N/A | #N/A | #N/A | #N/A | #N/A | #N/A | #N/A | #N/A | #N/A | #N/A
TRUE | VIC | KTSWP | Keilor West (Powercor) 66 kV | Powercor | Summer | Coincident | 2033 | POE10 | NA | 130.4998 | VIC Keilor West (Powercor) 66 kV |  |  | FALSE | #N/A | #N/A | #N/A | #N/A | #N/A | #N/A | #N/A | #N/A | #N/A | #N/A
TRUE | VIC | KTSWP | Keilor West (Powercor) 66 kV | Powercor | Summer | Coincident | 2033 | POE50 | NA | 115.128 | VIC Keilor West (Powercor) 66 kV |  |  | FALSE | #N/A | #N/A | #N/A | #N/A | #N/A | #N/A | #N/A | #N/A | #N/A | #N/A
TRUE | VIC | KTSWP | Keilor West (Powercor) 66 kV | Powercor | Summer | Non-coincident | 2033 | POE10 | NA | 170.8116 | VIC Keilor West (Powercor) 66 kV |  |  | FALSE | #N/A | #N/A | #N/A | #N/A | #N/A | #N/A | #N/A | #N/A | #N/A | #N/A
TRUE | VIC | KTSWP | Keilor West (Powercor) 66 kV | Powercor | Summer | Coincident | 2034 | POE10 | NA | 130.3141 | VIC Keilor West (Powercor) 66 kV |  |  | FALSE | #N/A | #N/A | #N/A | #N/A | #N/A | #N/A | #N/A | #N/A | #N/A | #N/A
TRUE | VIC | KTSWP | Keilor West (Powercor) 66 kV | Powercor | Summer | Coincident | 2034 | POE50 | NA | 115.1113 | VIC Keilor West (Powercor) 66 kV |  |  | FALSE | #N/A | #N/A | #N/A | #N/A | #N/A | #N/A | #N/A | #N/A | #N/A | #N/A
TRUE | VIC | KTSWP | Keilor West (Powercor) 66 kV | Powercor | Summer | Non-coincident | 2034 | POE10 | NA | 172.3577 | VIC Keilor West (Powercor) 66 kV |  |  | FALSE | #N/A | #N/A | #N/A | #N/A | #N/A | #N/A | #N/A | #N/A | #N/A | #N/A
TRUE | VIC | KTSWP | Keilor West (Powercor) 66 kV | Powercor | Summer | Coincident | 2035 | POE10 | NA | 130.6474 | VIC Keilor West (Powercor) 66 kV |  |  | FALSE | #N/A | #N/A | #N/A | #N/A | #N/A | #N/A | #N/A | #N/A | #N/A | #N/A
TRUE | VIC | KTSWP | Keilor West (Powercor) 66 kV | Powercor | Summer | Coincident | 2035 | POE50 | NA | 115.4477 | VIC Keilor West (Powercor) 66 kV |  |  | FALSE | #N/A | #N/A | #N/A | #N/A | #N/A | #N/A | #N/A | #N/A | #N/A | #N/A
TRUE | VIC | KTSWP | Keilor West (Powercor) 66 kV | Powercor | Summer | Non-coincident | 2035 | POE10 | NA | 173.8684 | VIC Keilor West (Powercor) 66 kV |  |  | FALSE | #N/A | #N/A | #N/A | #N/A | #N/A | #N/A | #N/A | #N/A | #N/A | #N/A
TRUE | VIC | KTSWP | Keilor West (Powercor) 66 kV | Powercor | Winter | Coincident | 2018 | ACTUAL_OPG | NA | 96.6317 | VIC Keilor West (Powercor) 66 kV |  |  | FALSE | #N/A | #N/A | #N/A | #N/A | #N/A | #N/A | #N/A | #N/A | #N/A | #N/A
TRUE | VIC | KTSWP | Keilor West (Powercor) 66 kV | Powercor | Winter | Coincident | 2018 | ACTUAL_RAW | NA | 96.6317 | VIC Keilor West (Powercor) 66 kV |  |  | FALSE | #N/A | #N/A | #N/A | #N/A | #N/A | #N/A | #N/A | #N/A | #N/A | #N/A
TRUE | VIC | KTSWP | Keilor West (Powercor) 66 kV | Powercor | Winter | Non-coincident | 2018 | ACTUAL_RAW | NA | 105.6135 | VIC Keilor West (Powercor) 66 kV |  |  | FALSE | #N/A | #N/A | #N/A | #N/A | #N/A | #N/A | #N/A | #N/A | #N/A | #N/A
TRUE | VIC | KTSWP | Keilor West (Powercor) 66 kV | Powercor | Winter | Non-coincident | 2018 | ACTUAL_OPG | NA | 105.6135 | VIC Keilor West (Powercor) 66 kV |  |  | FALSE | #N/A | #N/A | #N/A | #N/A | #N/A | #N/A | #N/A | #N/A | #N/A | #N/A
TRUE | VIC | KTSWP | Keilor West (Powercor) 66 kV | Powercor | Winter | Non-coincident | 2018 | ACTUAL_ADJUSTEDOPG | NA | 105.6135 | VIC Keilor West (Powercor) 66 kV |  |  | FALSE | #N/A | #N/A | #N/A | #N/A | #N/A | #N/A | #N/A | #N/A | #N/A | #N/A
TRUE | VIC | KTSWP | Keilor West (Powercor) 66 kV | Powercor | Winter | Coincident | 2019 | ACTUAL_OPG | NA | 105.9013 | VIC Keilor West (Powercor) 66 kV |  |  | FALSE | #N/A | #N/A | #N/A | #N/A | #N/A | #N/A | #N/A | #N/A | #N/A | #N/A
TRUE | VIC | KTSWP | Keilor West (Powercor) 66 kV | Powercor | Winter | Coincident | 2019 | ACTUAL_RAW | NA | 105.9013 | VIC Keilor West (Powercor) 66 kV |  |  | FALSE | #N/A | #N/A | #N/A | #N/A | #N/A | #N/A | #N/A | #N/A | #N/A | #N/A
TRUE | VIC | KTSWP | Keilor West (Powercor) 66 kV | Powercor | Winter | Non-coincident | 2019 | ACTUAL_RAW | NA | 106.3103 | VIC Keilor West (Powercor) 66 kV |  |  | FALSE | #N/A | #N/A | #N/A | #N/A | #N/A | #N/A | #N/A | #N/A | #N/A | #N/A
TRUE | VIC | KTSWP | Keilor West (Powercor) 66 kV | Powercor | Winter | Non-coincident | 2019 | ACTUAL_OPG | NA | 106.3103 | VIC Keilor West (Powercor) 66 kV |  |  | FALSE | #N/A | #N/A | #N/A | #N/A | #N/A | #N/A | #N/A | #N/A | #N/A | #N/A
TRUE | VIC | KTSWP | Keilor West (Powercor) 66 kV | Powercor | Winter | Non-coincident | 2019 | ACTUAL_ADJUSTEDOPG | NA | 106.3103 | VIC Keilor West (Powercor) 66 kV |  |  | FALSE | #N/A | #N/A | #N/A | #N/A | #N/A | #N/A | #N/A | #N/A | #N/A | #N/A
TRUE | VIC | KTSWP | Keilor West (Powercor) 66 kV | Powercor | Winter | Coincident | 2020 | ACTUAL_OPG | NA | 115.3458 | VIC Keilor West (Powercor) 66 kV |  |  | FALSE | #N/A | #N/A | #N/A | #N/A | #N/A | #N/A | #N/A | #N/A | #N/A | #N/A
TRUE | VIC | KTSWP | Keilor West (Powercor) 66 kV | Powercor | Winter | Coincident | 2020 | ACTUAL_RAW | NA | 115.3458 | VIC Keilor West (Powercor) 66 kV |  |  | FALSE | #N/A | #N/A | #N/A | #N/A | #N/A | #N/A | #N/A | #N/A | #N/A | #N/A
TRUE | VIC | KTSWP | Keilor West (Powercor) 66 kV | Powercor | Winter | Non-coincident | 2020 | ACTUAL_RAW | NA | 115.3458 | VIC Keilor West (Powercor) 66 kV |  |  | FALSE | #N/A | #N/A | #N/A | #N/A | #N/A | #N/A | #N/A | #N/A | #N/A | #N/A
TRUE | VIC | KTSWP | Keilor West (Powercor) 66 kV | Powercor | Winter | Non-coincident | 2020 | ACTUAL_OPG | NA | 115.3458 | VIC Keilor West (Powercor) 66 kV |  |  | FALSE | #N/A | #N/A | #N/A | #N/A | #N/A | #N/A | #N/A | #N/A | #N/A | #N/A
TRUE | VIC | KTSWP | Keilor West (Powercor) 66 kV | Powercor | Winter | Non-coincident | 2020 | ACTUAL_ADJUSTEDOPG | NA | 115.3458 | VIC Keilor West (Powercor) 66 kV |  |  | FALSE | #N/A | #N/A | #N/A | #N/A | #N/A | #N/A | #N/A | #N/A | #N/A | #N/A
TRUE | VIC | KTSWP | Keilor West (Powercor) 66 kV | Powercor | Winter | Coincident | 2021 | ACTUAL_OPG | NA | 117.5622 | VIC Keilor West (Powercor) 66 kV |  |  | FALSE | #N/A | #N/A | #N/A | #N/A | #N/A | #N/A | #N/A | #N/A | #N/A | #N/A
TRUE | VIC | KTSWP | Keilor West (Powercor) 66 kV | Powercor | Winter | Coincident | 2021 | ACTUAL_RAW | NA | 117.5622 | VIC Keilor West (Powercor) 66 kV |  |  | FALSE | #N/A | #N/A | #N/A | #N/A | #N/A | #N/A | #N/A | #N/A | #N/A | #N/A
TRUE | VIC | KTSWP | Keilor West (Powercor) 66 kV | Powercor | Winter | Non-coincident | 2021 | ACTUAL_RAW | NA | 120.0144 | VIC Keilor West (Powercor) 66 kV |  |  | FALSE | #N/A | #N/A | #N/A | #N/A | #N/A | #N/A | #N/A | #N/A | #N/A | #N/A
TRUE | VIC | KTSWP | Keilor West (Powercor) 66 kV | Powercor | Winter | Non-coincident | 2021 | ACTUAL_OPG | NA | 120.0144 | VIC Keilor West (Powercor) 66 kV |  |  | FALSE | #N/A | #N/A | #N/A | #N/A | #N/A | #N/A | #N/A | #N/A | #N/A | #N/A
TRUE | VIC | KTSWP | Keilor West (Powercor) 66 kV | Powercor | Winter | Non-coincident | 2021 | ACTUAL_ADJUSTEDOPG | NA | 120.0144 | VIC Keilor West (Powercor) 66 kV |  |  | FALSE | #N/A | #N/A | #N/A | #N/A | #N/A | #N/A | #N/A | #N/A | #N/A | #N/A
TRUE | VIC | KTSWP | Keilor West (Powercor) 66 kV | Powercor | Winter | Coincident | 2022 | ACTUAL_OPG | NA | 112.3844 | VIC Keilor West (Powercor) 66 kV |  |  | FALSE | #N/A | #N/A | #N/A | #N/A | #N/A | #N/A | #N/A | #N/A | #N/A | #N/A
TRUE | VIC | KTSWP | Keilor West (Powercor) 66 kV | Powercor | Winter | Coincident | 2022 | ACTUAL_RAW | NA | 112.3844 | VIC Keilor West (Powercor) 66 kV |  |  | FALSE | #N/A | #N/A | #N/A | #N/A | #N/A | #N/A | #N/A | #N/A | #N/A | #N/A
TRUE | VIC | KTSWP | Keilor West (Powercor) 66 kV | Powercor | Winter | Non-coincident | 2022 | ACTUAL_RAW | NA | 117.0529 | VIC Keilor West (Powercor) 66 kV |  |  | FALSE | #N/A | #N/A | #N/A | #N/A | #N/A | #N/A | #N/A | #N/A | #N/A | #N/A
TRUE | VIC | KTSWP | Keilor West (Powercor) 66 kV | Powercor | Winter | Non-coincident | 2022 | ACTUAL_OPG | NA | 117.0529 | VIC Keilor West (Powercor) 66 kV |  |  | FALSE | #N/A | #N/A | #N/A | #N/A | #N/A | #N/A | #N/A | #N/A | #N/A | #N/A
TRUE | VIC | KTSWP | Keilor West (Powercor) 66 kV | Powercor | Winter | Non-coincident | 2022 | ACTUAL_ADJUSTEDOPG | NA | 117.0529 | VIC Keilor West (Powercor) 66 kV |  |  | FALSE | #N/A | #N/A | #N/A | #N/A | #N/A | #N/A | #N/A | #N/A | #N/A | #N/A
TRUE | VIC | KTSWP | Keilor West (Powercor) 66 kV | Powercor | Winter | Coincident | 2023 | ACTUAL_OPG | NA | 115.0508 | VIC Keilor West (Powercor) 66 kV |  |  | FALSE | #N/A | #N/A | #N/A | #N/A | #N/A | #N/A | #N/A | #N/A | #N/A | #N/A
TRUE | VIC | KTSWP | Keilor West (Powercor) 66 kV | Powercor | Winter | Coincident | 2023 | ACTUAL_RAW | NA | 115.0508 | VIC Keilor West (Powercor) 66 kV |  |  | FALSE | #N/A | #N/A | #N/A | #N/A | #N/A | #N/A | #N/A | #N/A | #N/A | #N/A
TRUE | VIC | KTSWP | Keilor West (Powercor) 66 kV | Powercor | Winter | Non-coincident | 2023 | ACTUAL_RAW | NA | 121.8211 | VIC Keilor West (Powercor) 66 kV |  |  | FALSE | #N/A | #N/A | #N/A | #N/A | #N/A | #N/A | #N/A | #N/A | #N/A | #N/A
TRUE | VIC | KTSWP | Keilor West (Powercor) 66 kV | Powercor | Winter | Non-coincident | 2023 | ACTUAL_OPG | NA | 121.8211 | VIC Keilor West (Powercor) 66 kV |  |  | FALSE | #N/A | #N/A | #N/A | #N/A | #N/A | #N/A | #N/A | #N/A | #N/A | #N/A
TRUE | VIC | KTSWP | Keilor West (Powercor) 66 kV | Powercor | Winter | Non-coincident | 2023 | ACTUAL_ADJUSTEDOPG | NA | 121.8211 | VIC Keilor West (Powercor) 66 kV |  |  | FALSE | #N/A | #N/A | #N/A | #N/A | #N/A | #N/A | #N/A | #N/A | #N/A | #N/A
TRUE | VIC | KTSWP | Keilor West (Powercor) 66 kV | Powercor | Winter | Coincident | 2024 | ACTUAL_OPG | NA | 127.6774 | VIC Keilor West (Powercor) 66 kV |  |  | FALSE | #N/A | #N/A | #N/A | #N/A | #N/A | #N/A | #N/A | #N/A | #N/A | #N/A
TRUE | VIC | KTSWP | Keilor West (Powercor) 66 kV | Powercor | Winter | Coincident | 2024 | ACTUAL_RAW | NA | 127.6774 | VIC Keilor West (Powercor) 66 kV |  |  | FALSE | #N/A | #N/A | #N/A | #N/A | #N/A | #N/A | #N/A | #N/A | #N/A | #N/A
TRUE | VIC | KTSWP | Keilor West (Powercor) 66 kV | Powercor | Winter | Non-coincident | 2024 | ACTUAL_RAW | NA | 127.9526 | VIC Keilor West (Powercor) 66 kV |  |  | FALSE | #N/A | #N/A | #N/A | #N/A | #N/A | #N/A | #N/A | #N/A | #N/A | #N/A
TRUE | VIC | KTSWP | Keilor West (Powercor) 66 kV | Powercor | Winter | Non-coincident | 2024 | ACTUAL_OPG | NA | 127.9526 | VIC Keilor West (Powercor) 66 kV |  |  | FALSE | #N/A | #N/A | #N/A | #N/A | #N/A | #N/A | #N/A | #N/A | #N/A | #N/A
TRUE | VIC | KTSWP | Keilor West (Powercor) 66 kV | Powercor | Winter | Non-coincident | 2024 | ACTUAL_ADJUSTEDOPG | NA | 127.9526 | VIC Keilor West (Powercor) 66 kV |  |  | FALSE | #N/A | #N/A | #N/A | #N/A | #N/A | #N/A | #N/A | #N/A | #N/A | #N/A
TRUE | VIC | KTSWP | Keilor West (Powercor) 66 kV | Powercor | Winter | Coincident | 2025 | POE10 | NA | 136.7309 | VIC Keilor West (Powercor) 66 kV |  |  | FALSE | #N/A | #N/A | #N/A | #N/A | #N/A | #N/A | #N/A | #N/A | #N/A | #N/A
TRUE | VIC | KTSWP | Keilor West (Powercor) 66 kV | Powercor | Winter | Coincident | 2025 | POE50 | NA | 134.7054 | VIC Keilor West (Powercor) 66 kV |  |  | FALSE | #N/A | #N/A | #N/A | #N/A | #N/A | #N/A | #N/A | #N/A | #N/A | #N/A
TRUE | VIC | KTSWP | Keilor West (Powercor) 66 kV | Powercor | Winter | Non-coincident | 2025 | ACTUAL_RAW | NA | 137.6782 | VIC Keilor West (Powercor) 66 kV |  |  | FALSE | #N/A | #N/A | #N/A | #N/A | #N/A | #N/A | #N/A | #N/A | #N/A | #N/A
TRUE | VIC | KTSWP | Keilor West (Powercor) 66 kV | Powercor | Winter | Non-coincident | 2025 | ACTUAL_ADJUSTEDOPG | NA | 137.6782 | VIC Keilor West (Powercor) 66 kV |  |  | FALSE | #N/A | #N/A | #N/A | #N/A | #N/A | #N/A | #N/A | #N/A | #N/A | #N/A
TRUE | VIC | KTSWP | Keilor West (Powercor) 66 kV | Powercor | Winter | Non-coincident | 2025 | BASEYEARPOE50 | NA | 118.3116 | VIC Keilor West (Powercor) 66 kV |  |  | FALSE | #N/A | #N/A | #N/A | #N/A | #N/A | #N/A | #N/A | #N/A | #N/A | #N/A
TRUE | VIC | KTSWP | Keilor West (Powercor) 66 kV | Powercor | Winter | Non-coincident | 2025 | BASEYEARPOE10 | NA | 121.7206 | VIC Keilor West (Powercor) 66 kV |  |  | FALSE | #N/A | #N/A | #N/A | #N/A | #N/A | #N/A | #N/A | #N/A | #N/A | #N/A
TRUE | VIC | KTSWP | Keilor West (Powercor) 66 kV | Powercor | Winter | Non-coincident | 2025 | POE10 | NA | 143.4267 | VIC Keilor West (Powercor) 66 kV |  |  | FALSE | #N/A | #N/A | #N/A | #N/A | #N/A | #N/A | #N/A | #N/A | #N/A | #N/A
TRUE | VIC | KTSWP | Keilor West (Powercor) 66 kV | Powercor | Winter | Non-coincident | 2025 | POE50 | NA | 140 | VIC Keilor West (Powercor) 66 kV |  |  | FALSE | #N/A | #N/A | #N/A | #N/A | #N/A | #N/A | #N/A | #N/A | #N/A | #N/A
TRUE | VIC | KTSWP | Keilor West (Powercor) 66 kV | Powercor | Winter | Coincident | 2026 | POE10 | NA | 132.4949 | VIC Keilor West (Powercor) 66 kV |  |  | FALSE | #N/A | #N/A | #N/A | #N/A | #N/A | #N/A | #N/A | #N/A | #N/A | #N/A
TRUE | VIC | KTSWP | Keilor West (Powercor) 66 kV | Powercor | Winter | Coincident | 2026 | POE50 | NA | 130.2857 | VIC Keilor West (Powercor) 66 kV |  |  | FALSE | #N/A | #N/A | #N/A | #N/A | #N/A | #N/A | #N/A | #N/A | #N/A | #N/A
TRUE | VIC | KTSWP | Keilor West (Powercor) 66 kV | Powercor | Winter | Non-coincident | 2026 | POE10 | NA | 144.2787 | VIC Keilor West (Powercor) 66 kV |  |  | FALSE | #N/A | #N/A | #N/A | #N/A | #N/A | #N/A | #N/A | #N/A | #N/A | #N/A
TRUE | VIC | KTSWP | Keilor West (Powercor) 66 kV | Powercor | Winter | Non-coincident | 2026 | POE50 | NA | 140.8297 | VIC Keilor West (Powercor) 66 kV |  |  | FALSE | #N/A | #N/A | #N/A | #N/A | #N/A | #N/A | #N/A | #N/A | #N/A | #N/A
TRUE | VIC | KTSWP | Keilor West (Powercor) 66 kV | Powercor | Winter | Coincident | 2027 | POE10 | NA | 128.5639 | VIC Keilor West (Powercor) 66 kV |  |  | FALSE | #N/A | #N/A | #N/A | #N/A | #N/A | #N/A | #N/A | #N/A | #N/A | #N/A
TRUE | VIC | KTSWP | Keilor West (Powercor) 66 kV | Powercor | Winter | Coincident | 2027 | POE50 | NA | 126.0977 | VIC Keilor West (Powercor) 66 kV |  |  | FALSE | #N/A | #N/A | #N/A | #N/A | #N/A | #N/A | #N/A | #N/A | #N/A | #N/A
TRUE | VIC | KTSWP | Keilor West (Powercor) 66 kV | Powercor | Winter | Non-coincident | 2027 | POE10 | NA | 145.3312 | VIC Keilor West (Powercor) 66 kV |  |  | FALSE | #N/A | #N/A | #N/A | #N/A | #N/A | #N/A | #N/A | #N/A | #N/A | #N/A
TRUE | VIC | KTSWP | Keilor West (Powercor) 66 kV | Powercor | Winter | Non-coincident | 2027 | POE50 | NA | 141.8584 | VIC Keilor West (Powercor) 66 kV |  |  | FALSE | #N/A | #N/A | #N/A | #N/A | #N/A | #N/A | #N/A | #N/A | #N/A | #N/A
TRUE | VIC | KTSWP | Keilor West (Powercor) 66 kV | Powercor | Winter | Coincident | 2028 | POE10 | NA | 127.0835 | VIC Keilor West (Powercor) 66 kV |  |  | FALSE | #N/A | #N/A | #N/A | #N/A | #N/A | #N/A | #N/A | #N/A | #N/A | #N/A
TRUE | VIC | KTSWP | Keilor West (Powercor) 66 kV | Powercor | Winter | Coincident | 2028 | POE50 | NA | 124.7475 | VIC Keilor West (Powercor) 66 kV |  |  | FALSE | #N/A | #N/A | #N/A | #N/A | #N/A | #N/A | #N/A | #N/A | #N/A | #N/A
TRUE | VIC | KTSWP | Keilor West (Powercor) 66 kV | Powercor | Winter | Non-coincident | 2028 | POE10 | NA | 146.5122 | VIC Keilor West (Powercor) 66 kV |  |  | FALSE | #N/A | #N/A | #N/A | #N/A | #N/A | #N/A | #N/A | #N/A | #N/A | #N/A
TRUE | VIC | KTSWP | Keilor West (Powercor) 66 kV | Powercor | Winter | Non-coincident | 2028 | POE50 | NA | 143.0157 | VIC Keilor West (Powercor) 66 kV |  |  | FALSE | #N/A | #N/A | #N/A | #N/A | #N/A | #N/A | #N/A | #N/A | #N/A | #N/A
TRUE | VIC | KTSWP | Keilor West (Powercor) 66 kV | Powercor | Winter | Coincident | 2029 | POE10 | NA | 126.6197 | VIC Keilor West (Powercor) 66 kV |  |  | FALSE | #N/A | #N/A | #N/A | #N/A | #N/A | #N/A | #N/A | #N/A | #N/A | #N/A
TRUE | VIC | KTSWP | Keilor West (Powercor) 66 kV | Powercor | Winter | Coincident | 2029 | POE50 | NA | 124.3405 | VIC Keilor West (Powercor) 66 kV |  |  | FALSE | #N/A | #N/A | #N/A | #N/A | #N/A | #N/A | #N/A | #N/A | #N/A | #N/A
TRUE | VIC | KTSWP | Keilor West (Powercor) 66 kV | Powercor | Winter | Non-coincident | 2029 | POE10 | NA | 147.8178 | VIC Keilor West (Powercor) 66 kV |  |  | FALSE | #N/A | #N/A | #N/A | #N/A | #N/A | #N/A | #N/A | #N/A | #N/A | #N/A
TRUE | VIC | KTSWP | Keilor West (Powercor) 66 kV | Powercor | Winter | Non-coincident | 2029 | POE50 | NA | 144.2975 | VIC Keilor West (Powercor) 66 kV |  |  | FALSE | #N/A | #N/A | #N/A | #N/A | #N/A | #N/A | #N/A | #N/A | #N/A | #N/A
TRUE | VIC | KTSWP | Keilor West (Powercor) 66 kV | Powercor | Winter | Coincident | 2030 | POE10 | NA | 125.9621 | VIC Keilor West (Powercor) 66 kV |  |  | FALSE | #N/A | #N/A | #N/A | #N/A | #N/A | #N/A | #N/A | #N/A | #N/A | #N/A
TRUE | VIC | KTSWP | Keilor West (Powercor) 66 kV | Powercor | Winter | Coincident | 2030 | POE50 | NA | 123.6732 | VIC Keilor West (Powercor) 66 kV |  |  | FALSE | #N/A | #N/A | #N/A | #N/A | #N/A | #N/A | #N/A | #N/A | #N/A | #N/A
TRUE | VIC | KTSWP | Keilor West (Powercor) 66 kV | Powercor | Winter | Non-coincident | 2030 | POE10 | NA | 149.1502 | VIC Keilor West (Powercor) 66 kV |  |  | FALSE | #N/A | #N/A | #N/A | #N/A | #N/A | #N/A | #N/A | #N/A | #N/A | #N/A
TRUE | VIC | KTSWP | Keilor West (Powercor) 66 kV | Powercor | Winter | Non-coincident | 2030 | POE50 | NA | 145.6061 | VIC Keilor West (Powercor) 66 kV |  |  | FALSE | #N/A | #N/A | #N/A | #N/A | #N/A | #N/A | #N/A | #N/A | #N/A | #N/A
TRUE | VIC | KTSWP | Keilor West (Powercor) 66 kV | Powercor | Winter | Coincident | 2031 | POE10 | NA | 125.5152 | VIC Keilor West (Powercor) 66 kV |  |  | FALSE | #N/A | #N/A | #N/A | #N/A | #N/A | #N/A | #N/A | #N/A | #N/A | #N/A
TRUE | VIC | KTSWP | Keilor West (Powercor) 66 kV | Powercor | Winter | Coincident | 2031 | POE50 | NA | 123.2448 | VIC Keilor West (Powercor) 66 kV |  |  | FALSE | #N/A | #N/A | #N/A | #N/A | #N/A | #N/A | #N/A | #N/A | #N/A | #N/A
TRUE | VIC | KTSWP | Keilor West (Powercor) 66 kV | Powercor | Winter | Non-coincident | 2031 | POE10 | NA | 150.5075 | VIC Keilor West (Powercor) 66 kV |  |  | FALSE | #N/A | #N/A | #N/A | #N/A | #N/A | #N/A | #N/A | #N/A | #N/A | #N/A
TRUE | VIC | KTSWP | Keilor West (Powercor) 66 kV | Powercor | Winter | Non-coincident | 2031 | POE50 | NA | 146.9396 | VIC Keilor West (Powercor) 66 kV |  |  | FALSE | #N/A | #N/A | #N/A | #N/A | #N/A | #N/A | #N/A | #N/A | #N/A | #N/A
TRUE | VIC | KTSWP | Keilor West (Powercor) 66 kV | Powercor | Winter | Coincident | 2032 | POE10 | NA | 124.0796 | VIC Keilor West (Powercor) 66 kV |  |  | FALSE | #N/A | #N/A | #N/A | #N/A | #N/A | #N/A | #N/A | #N/A | #N/A | #N/A
TRUE | VIC | KTSWP | Keilor West (Powercor) 66 kV | Powercor | Winter | Coincident | 2032 | POE50 | NA | 121.6109 | VIC Keilor West (Powercor) 66 kV |  |  | FALSE | #N/A | #N/A | #N/A | #N/A | #N/A | #N/A | #N/A | #N/A | #N/A | #N/A
TRUE | VIC | KTSWP | Keilor West (Powercor) 66 kV | Powercor | Winter | Non-coincident | 2032 | POE10 | NA | 151.9391 | VIC Keilor West (Powercor) 66 kV |  |  | FALSE | #N/A | #N/A | #N/A | #N/A | #N/A | #N/A | #N/A | #N/A | #N/A | #N/A
TRUE | VIC | KTSWP | Keilor West (Powercor) 66 kV | Powercor | Winter | Non-coincident | 2032 | POE50 | NA | 148.3463 | VIC Keilor West (Powercor) 66 kV |  |  | FALSE | #N/A | #N/A | #N/A | #N/A | #N/A | #N/A | #N/A | #N/A | #N/A | #N/A
TRUE | VIC | KTSWP | Keilor West (Powercor) 66 kV | Powercor | Winter | Coincident | 2033 | POE10 | NA | 122.0952 | VIC Keilor West (Powercor) 66 kV |  |  | FALSE | #N/A | #N/A | #N/A | #N/A | #N/A | #N/A | #N/A | #N/A | #N/A | #N/A
TRUE | VIC | KTSWP | Keilor West (Powercor) 66 kV | Powercor | Winter | Coincident | 2033 | POE50 | NA | 119.686 | VIC Keilor West (Powercor) 66 kV |  |  | FALSE | #N/A | #N/A | #N/A | #N/A | #N/A | #N/A | #N/A | #N/A | #N/A | #N/A
TRUE | VIC | KTSWP | Keilor West (Powercor) 66 kV | Powercor | Winter | Non-coincident | 2033 | POE10 | NA | 153.3663 | VIC Keilor West (Powercor) 66 kV |  |  | FALSE | #N/A | #N/A | #N/A | #N/A | #N/A | #N/A | #N/A | #N/A | #N/A | #N/A
TRUE | VIC | KTSWP | Keilor West (Powercor) 66 kV | Powercor | Winter | Non-coincident | 2033 | POE50 | NA | 149.7487 | VIC Keilor West (Powercor) 66 kV |  |  | FALSE | #N/A | #N/A | #N/A | #N/A | #N/A | #N/A | #N/A | #N/A | #N/A | #N/A
TRUE | VIC | KTSWP | Keilor West (Powercor) 66 kV | Powercor | Winter | Coincident | 2034 | POE10 | NA | 122.2767 | VIC Keilor West (Powercor) 66 kV |  |  | FALSE | #N/A | #N/A | #N/A | #N/A | #N/A | #N/A | #N/A | #N/A | #N/A | #N/A
TRUE | VIC | KTSWP | Keilor West (Powercor) 66 kV | Powercor | Winter | Coincident | 2034 | POE50 | NA | 119.9342 | VIC Keilor West (Powercor) 66 kV |  |  | FALSE | #N/A | #N/A | #N/A | #N/A | #N/A | #N/A | #N/A | #N/A | #N/A | #N/A
TRUE | VIC | KTSWP | Keilor West (Powercor) 66 kV | Powercor | Winter | Non-coincident | 2034 | POE10 | NA | 154.7803 | VIC Keilor West (Powercor) 66 kV |  |  | FALSE | #N/A | #N/A | #N/A | #N/A | #N/A | #N/A | #N/A | #N/A | #N/A | #N/A
TRUE | VIC | KTSWP | Keilor West (Powercor) 66 kV | Powercor | Winter | Non-coincident | 2034 | POE50 | NA | 151.1377 | VIC Keilor West (Powercor) 66 kV |  |  | FALSE | #N/A | #N/A | #N/A | #N/A | #N/A | #N/A | #N/A | #N/A | #N/A | #N/A
TRUE | VIC | LY66 | Loy Yang (AusNet) 66 kV | AusNet | Shoulder | Coincident | 2019 | ACTUAL_OPG | 18.2375 | NA | VIC Loy Yang (AusNet) 66 kV |  |  | FALSE | #N/A | #N/A | #N/A | #N/A | #N/A | #N/A | #N/A | #N/A | #N/A | #N/A
TRUE | VIC | LY66 | Loy Yang (AusNet) 66 kV | AusNet | Shoulder | Coincident | 2019 | ACTUAL_RAW | 18.2375 | NA | VIC Loy Yang (AusNet) 66 kV |  |  | FALSE | #N/A | #N/A | #N/A | #N/A | #N/A | #N/A | #N/A | #N/A | #N/A | #N/A
TRUE | VIC | LY66 | Loy Yang (AusNet) 66 kV | AusNet | Shoulder | Non-coincident | 2019 | ACTUAL_RAW | 3.0365 | NA | VIC Loy Yang (AusNet) 66 kV |  |  | FALSE | #N/A | #N/A | #N/A | #N/A | #N/A | #N/A | #N/A | #N/A | #N/A | #N/A
TRUE | VIC | LY66 | Loy Yang (AusNet) 66 kV | AusNet | Shoulder | Non-coincident | 2019 | ACTUAL_OPG | 3.0365 | NA | VIC Loy Yang (AusNet) 66 kV |  |  | FALSE | #N/A | #N/A | #N/A | #N/A | #N/A | #N/A | #N/A | #N/A | #N/A | #N/A
TRUE | VIC | LY66 | Loy Yang (AusNet) 66 kV | AusNet | Shoulder | Non-coincident | 2019 | ACTUAL_ADJUSTEDOPG | 3.0365 | NA | VIC Loy Yang (AusNet) 66 kV |  |  | FALSE | #N/A | #N/A | #N/A | #N/A | #N/A | #N/A | #N/A | #N/A | #N/A | #N/A
TRUE | VIC | LY66 | Loy Yang (AusNet) 66 kV | AusNet | Shoulder | Coincident | 2020 | ACTUAL_OPG | 10.8748 | NA | VIC Loy Yang (AusNet) 66 kV |  |  | FALSE | #N/A | #N/A | #N/A | #N/A | #N/A | #N/A | #N/A | #N/A | #N/A | #N/A
TRUE | VIC | LY66 | Loy Yang (AusNet) 66 kV | AusNet | Shoulder | Coincident | 2020 | ACTUAL_RAW | 10.8748 | NA | VIC Loy Yang (AusNet) 66 kV |  |  | FALSE | #N/A | #N/A | #N/A | #N/A | #N/A | #N/A | #N/A | #N/A | #N/A | #N/A
TRUE | VIC | LY66 | Loy Yang (AusNet) 66 kV | AusNet | Shoulder | Non-coincident | 2020 | ACTUAL_RAW | 3.3326 | NA | VIC Loy Yang (AusNet) 66 kV |  |  | FALSE | #N/A | #N/A | #N/A | #N/A | #N/A | #N/A | #N/A | #N/A | #N/A | #N/A
TRUE | VIC | LY66 | Loy Yang (AusNet) 66 kV | AusNet | Shoulder | Non-coincident | 2020 | ACTUAL_OPG | 3.3326 | NA | VIC Loy Yang (AusNet) 66 kV |  |  | FALSE | #N/A | #N/A | #N/A | #N/A | #N/A | #N/A | #N/A | #N/A | #N/A | #N/A
TRUE | VIC | LY66 | Loy Yang (AusNet) 66 kV | AusNet | Shoulder | Non-coincident | 2020 | ACTUAL_ADJUSTEDOPG | 3.3326 | NA | VIC Loy Yang (AusNet) 66 kV |  |  | FALSE | #N/A | #N/A | #N/A | #N/A | #N/A | #N/A | #N/A | #N/A | #N/A | #N/A
TRUE | VIC | LY66 | Loy Yang (AusNet) 66 kV | AusNet | Shoulder | Coincident | 2021 | ACTUAL_OPG | 12.2279 | NA | VIC Loy Yang (AusNet) 66 kV |  |  | FALSE | #N/A | #N/A | #N/A | #N/A | #N/A | #N/A | #N/A | #N/A | #N/A | #N/A
TRUE | VIC | LY66 | Loy Yang (AusNet) 66 kV | AusNet | Shoulder | Coincident | 2021 | ACTUAL_RAW | 12.2279 | NA | VIC Loy Yang (AusNet) 66 kV |  |  | FALSE | #N/A | #N/A | #N/A | #N/A | #N/A | #N/A | #N/A | #N/A | #N/A | #N/A
TRUE | VIC | LY66 | Loy Yang (AusNet) 66 kV | AusNet | Shoulder | Non-coincident | 2021 | ACTUAL_RAW | 3.261 | NA | VIC Loy Yang (AusNet) 66 kV |  |  | FALSE | #N/A | #N/A | #N/A | #N/A | #N/A | #N/A | #N/A | #N/A | #N/A | #N/A
TRUE | VIC | LY66 | Loy Yang (AusNet) 66 kV | AusNet | Shoulder | Non-coincident | 2021 | ACTUAL_OPG | 3.261 | NA | VIC Loy Yang (AusNet) 66 kV |  |  | FALSE | #N/A | #N/A | #N/A | #N/A | #N/A | #N/A | #N/A | #N/A | #N/A | #N/A
TRUE | VIC | LY66 | Loy Yang (AusNet) 66 kV | AusNet | Shoulder | Non-coincident | 2021 | ACTUAL_ADJUSTEDOPG | 3.261 | NA | VIC Loy Yang (AusNet) 66 kV |  |  | FALSE | #N/A | #N/A | #N/A | #N/A | #N/A | #N/A | #N/A | #N/A | #N/A | #N/A
TRUE | VIC | LY66 | Loy Yang (AusNet) 66 kV | AusNet | Shoulder | Coincident | 2022 | ACTUAL_OPG | 10.911 | NA | VIC Loy Yang (AusNet) 66 kV |  |  | FALSE | #N/A | #N/A | #N/A | #N/A | #N/A | #N/A | #N/A | #N/A | #N/A | #N/A
TRUE | VIC | LY66 | Loy Yang (AusNet) 66 kV | AusNet | Shoulder | Coincident | 2022 | ACTUAL_RAW | 10.911 | NA | VIC Loy Yang (AusNet) 66 kV |  |  | FALSE | #N/A | #N/A | #N/A | #N/A | #N/A | #N/A | #N/A | #N/A | #N/A | #N/A
TRUE | VIC | LY66 | Loy Yang (AusNet) 66 kV | AusNet | Shoulder | Non-coincident | 2022 | ACTUAL_RAW | 2.3092 | NA | VIC Loy Yang (AusNet) 66 kV |  |  | FALSE | #N/A | #N/A | #N/A | #N/A | #N/A | #N/A | #N/A | #N/A | #N/A | #N/A
TRUE | VIC | LY66 | Loy Yang (AusNet) 66 kV | AusNet | Shoulder | Non-coincident | 2022 | ACTUAL_OPG | 2.3092 | NA | VIC Loy Yang (AusNet) 66 kV |  |  | FALSE | #N/A | #N/A | #N/A | #N/A | #N/A | #N/A | #N/A | #N/A | #N/A | #N/A
TRUE | VIC | LY66 | Loy Yang (AusNet) 66 kV | AusNet | Shoulder | Non-coincident | 2022 | ACTUAL_ADJUSTEDOPG | 2.3092 | NA | VIC Loy Yang (AusNet) 66 kV |  |  | FALSE | #N/A | #N/A | #N/A | #N/A | #N/A | #N/A | #N/A | #N/A | #N/A | #N/A
TRUE | VIC | LY66 | Loy Yang (AusNet) 66 kV | AusNet | Shoulder | Coincident | 2023 | ACTUAL_OPG | 11.1582 | NA | VIC Loy Yang (AusNet) 66 kV |  |  | FALSE | #N/A | #N/A | #N/A | #N/A | #N/A | #N/A | #N/A | #N/A | #N/A | #N/A
TRUE | VIC | LY66 | Loy Yang (AusNet) 66 kV | AusNet | Shoulder | Coincident | 2023 | ACTUAL_RAW | 11.1582 | NA | VIC Loy Yang (AusNet) 66 kV |  |  | FALSE | #N/A | #N/A | #N/A | #N/A | #N/A | #N/A | #N/A | #N/A | #N/A | #N/A
TRUE | VIC | LY66 | Loy Yang (AusNet) 66 kV | AusNet | Shoulder | Non-coincident | 2023 | ACTUAL_RAW | 3.0444 | NA | VIC Loy Yang (AusNet) 66 kV |  |  | FALSE | #N/A | #N/A | #N/A | #N/A | #N/A | #N/A | #N/A | #N/A | #N/A | #N/A
TRUE | VIC | LY66 | Loy Yang (AusNet) 66 kV | AusNet | Shoulder | Non-coincident | 2023 | ACTUAL_OPG | 3.0444 | NA | VIC Loy Yang (AusNet) 66 kV |  |  | FALSE | #N/A | #N/A | #N/A | #N/A | #N/A | #N/A | #N/A | #N/A | #N/A | #N/A
TRUE | VIC | LY66 | Loy Yang (AusNet) 66 kV | AusNet | Shoulder | Non-coincident | 2023 | ACTUAL_ADJUSTEDOPG | 3.0444 | NA | VIC Loy Yang (AusNet) 66 kV |  |  | FALSE | #N/A | #N/A | #N/A | #N/A | #N/A | #N/A | #N/A | #N/A | #N/A | #N/A
TRUE | VIC | LY66 | Loy Yang (AusNet) 66 kV | AusNet | Shoulder | Coincident | 2024 | ACTUAL_OPG | 7.9804 | NA | VIC Loy Yang (AusNet) 66 kV |  |  | FALSE | #N/A | #N/A | #N/A | #N/A | #N/A | #N/A | #N/A | #N/A | #N/A | #N/A
TRUE | VIC | LY66 | Loy Yang (AusNet) 66 kV | AusNet | Shoulder | Coincident | 2024 | ACTUAL_RAW | 7.9804 | NA | VIC Loy Yang (AusNet) 66 kV |  |  | FALSE | #N/A | #N/A | #N/A | #N/A | #N/A | #N/A | #N/A | #N/A | #N/A | #N/A
TRUE | VIC | LY66 | Loy Yang (AusNet) 66 kV | AusNet | Shoulder | Non-coincident | 2024 | ACTUAL_RAW | 2.3962 | NA | VIC Loy Yang (AusNet) 66 kV |  |  | FALSE | #N/A | #N/A | #N/A | #N/A | #N/A | #N/A | #N/A | #N/A | #N/A | #N/A
TRUE | VIC | LY66 | Loy Yang (AusNet) 66 kV | AusNet | Shoulder | Non-coincident | 2024 | ACTUAL_OPG | 2.3962 | NA | VIC Loy Yang (AusNet) 66 kV |  |  | FALSE | #N/A | #N/A | #N/A | #N/A | #N/A | #N/A | #N/A | #N/A | #N/A | #N/A
TRUE | VIC | LY66 | Loy Yang (AusNet) 66 kV | AusNet | Shoulder | Non-coincident | 2024 | ACTUAL_ADJUSTEDOPG | 2.3962 | NA | VIC Loy Yang (AusNet) 66 kV |  |  | FALSE | #N/A | #N/A | #N/A | #N/A | #N/A | #N/A | #N/A | #N/A | #N/A | #N/A
TRUE | VIC | LY66 | Loy Yang (AusNet) 66 kV | AusNet | Shoulder | Coincident | 2025 | ACTUAL_OPG | 15.5208 | NA | VIC Loy Yang (AusNet) 66 kV |  |  | FALSE | #N/A | #N/A | #N/A | #N/A | #N/A | #N/A | #N/A | #N/A | #N/A | #N/A
TRUE | VIC | LY66 | Loy Yang (AusNet) 66 kV | AusNet | Shoulder | Coincident | 2025 | ACTUAL_RAW | 15.5208 | NA | VIC Loy Yang (AusNet) 66 kV |  |  | FALSE | #N/A | #N/A | #N/A | #N/A | #N/A | #N/A | #N/A | #N/A | #N/A | #N/A
TRUE | VIC | LY66 | Loy Yang (AusNet) 66 kV | AusNet | Shoulder | Non-coincident | 2025 | ACTUAL_RAW | 1.3418 | NA | VIC Loy Yang (AusNet) 66 kV |  |  | FALSE | #N/A | #N/A | #N/A | #N/A | #N/A | #N/A | #N/A | #N/A | #N/A | #N/A
TRUE | VIC | LY66 | Loy Yang (AusNet) 66 kV | AusNet | Shoulder | Non-coincident | 2025 | ACTUAL_OPG | 1.3418 | NA | VIC Loy Yang (AusNet) 66 kV |  |  | FALSE | #N/A | #N/A | #N/A | #N/A | #N/A | #N/A | #N/A | #N/A | #N/A | #N/A
TRUE | VIC | LY66 | Loy Yang (AusNet) 66 kV | AusNet | Shoulder | Non-coincident | 2025 | ACTUAL_ADJUSTEDOPG | 1.3418 | NA | VIC Loy Yang (AusNet) 66 kV |  |  | FALSE | #N/A | #N/A | #N/A | #N/A | #N/A | #N/A | #N/A | #N/A | #N/A | #N/A
TRUE | VIC | LY66 | Loy Yang (AusNet) 66 kV | AusNet | Shoulder | Non-coincident | 2025 | BASEYEARPOE90 | 3.7124 | NA | VIC Loy Yang (AusNet) 66 kV |  |  | FALSE | #N/A | #N/A | #N/A | #N/A | #N/A | #N/A | #N/A | #N/A | #N/A | #N/A
TRUE | VIC | LY66 | Loy Yang (AusNet) 66 kV | AusNet | Shoulder | Non-coincident | 2025 | BASEYEARPOE50 | 4.7695 | NA | VIC Loy Yang (AusNet) 66 kV |  |  | FALSE | #N/A | #N/A | #N/A | #N/A | #N/A | #N/A | #N/A | #N/A | #N/A | #N/A
TRUE | VIC | LY66 | Loy Yang (AusNet) 66 kV | AusNet | Shoulder | Coincident_unreconciled | 2026 | POE50 | 21.7579 | NA | VIC Loy Yang (AusNet) 66 kV |  |  | FALSE | #N/A | #N/A | #N/A | #N/A | #N/A | #N/A | #N/A | #N/A | #N/A | #N/A
TRUE | VIC | LY66 | Loy Yang (AusNet) 66 kV | AusNet | Shoulder | Coincident_unreconciled | 2026 | POE90 | 19.0232 | NA | VIC Loy Yang (AusNet) 66 kV |  |  | FALSE | #N/A | #N/A | #N/A | #N/A | #N/A | #N/A | #N/A | #N/A | #N/A | #N/A
TRUE | VIC | LY66 | Loy Yang (AusNet) 66 kV | AusNet | Shoulder | Non-coincident | 2026 | POE50 | 4.9424 | NA | VIC Loy Yang (AusNet) 66 kV |  |  | FALSE | #N/A | #N/A | #N/A | #N/A | #N/A | #N/A | #N/A | #N/A | #N/A | #N/A
TRUE | VIC | LY66 | Loy Yang (AusNet) 66 kV | AusNet | Shoulder | Non-coincident | 2026 | POE90 | 3.7091 | NA | VIC Loy Yang (AusNet) 66 kV |  |  | FALSE | #N/A | #N/A | #N/A | #N/A | #N/A | #N/A | #N/A | #N/A | #N/A | #N/A
TRUE | VIC | LY66 | Loy Yang (AusNet) 66 kV | AusNet | Shoulder | Coincident_unreconciled | 2027 | POE50 | 22.7221 | NA | VIC Loy Yang (AusNet) 66 kV |  |  | FALSE | #N/A | #N/A | #N/A | #N/A | #N/A | #N/A | #N/A | #N/A | #N/A | #N/A
TRUE | VIC | LY66 | Loy Yang (AusNet) 66 kV | AusNet | Shoulder | Coincident_unreconciled | 2027 | POE90 | 19.9873 | NA | VIC Loy Yang (AusNet) 66 kV |  |  | FALSE | #N/A | #N/A | #N/A | #N/A | #N/A | #N/A | #N/A | #N/A | #N/A | #N/A
TRUE | VIC | LY66 | Loy Yang (AusNet) 66 kV | AusNet | Shoulder | Non-coincident | 2027 | POE50 | 5.0293 | NA | VIC Loy Yang (AusNet) 66 kV |  |  | FALSE | #N/A | #N/A | #N/A | #N/A | #N/A | #N/A | #N/A | #N/A | #N/A | #N/A
TRUE | VIC | LY66 | Loy Yang (AusNet) 66 kV | AusNet | Shoulder | Non-coincident | 2027 | POE90 | 3.7125 | NA | VIC Loy Yang (AusNet) 66 kV |  |  | FALSE | #N/A | #N/A | #N/A | #N/A | #N/A | #N/A | #N/A | #N/A | #N/A | #N/A
TRUE | VIC | LY66 | Loy Yang (AusNet) 66 kV | AusNet | Shoulder | Coincident_unreconciled | 2028 | POE50 | 22.6829 | NA | VIC Loy Yang (AusNet) 66 kV |  |  | FALSE | #N/A | #N/A | #N/A | #N/A | #N/A | #N/A | #N/A | #N/A | #N/A | #N/A
TRUE | VIC | LY66 | Loy Yang (AusNet) 66 kV | AusNet | Shoulder | Coincident_unreconciled | 2028 | POE90 | 19.9481 | NA | VIC Loy Yang (AusNet) 66 kV |  |  | FALSE | #N/A | #N/A | #N/A | #N/A | #N/A | #N/A | #N/A | #N/A | #N/A | #N/A
TRUE | VIC | LY66 | Loy Yang (AusNet) 66 kV | AusNet | Shoulder | Non-coincident | 2028 | POE50 | 5.0258 | NA | VIC Loy Yang (AusNet) 66 kV |  |  | FALSE | #N/A | #N/A | #N/A | #N/A | #N/A | #N/A | #N/A | #N/A | #N/A | #N/A
TRUE | VIC | LY66 | Loy Yang (AusNet) 66 kV | AusNet | Shoulder | Non-coincident | 2028 | POE90 | 3.7124 | NA | VIC Loy Yang (AusNet) 66 kV |  |  | FALSE | #N/A | #N/A | #N/A | #N/A | #N/A | #N/A | #N/A | #N/A | #N/A | #N/A
TRUE | VIC | LY66 | Loy Yang (AusNet) 66 kV | AusNet | Shoulder | Coincident_unreconciled | 2029 | POE50 | 22.7214 | NA | VIC Loy Yang (AusNet) 66 kV |  |  | FALSE | #N/A | #N/A | #N/A | #N/A | #N/A | #N/A | #N/A | #N/A | #N/A | #N/A
TRUE | VIC | LY66 | Loy Yang (AusNet) 66 kV | AusNet | Shoulder | Coincident_unreconciled | 2029 | POE90 | 19.9866 | NA | VIC Loy Yang (AusNet) 66 kV |  |  | FALSE | #N/A | #N/A | #N/A | #N/A | #N/A | #N/A | #N/A | #N/A | #N/A | #N/A
TRUE | VIC | LY66 | Loy Yang (AusNet) 66 kV | AusNet | Shoulder | Non-coincident | 2029 | POE50 | 5.0293 | NA | VIC Loy Yang (AusNet) 66 kV |  |  | FALSE | #N/A | #N/A | #N/A | #N/A | #N/A | #N/A | #N/A | #N/A | #N/A | #N/A
TRUE | VIC | LY66 | Loy Yang (AusNet) 66 kV | AusNet | Shoulder | Non-coincident | 2029 | POE90 | 3.7127 | NA | VIC Loy Yang (AusNet) 66 kV |  |  | FALSE | #N/A | #N/A | #N/A | #N/A | #N/A | #N/A | #N/A | #N/A | #N/A | #N/A
TRUE | VIC | LY66 | Loy Yang (AusNet) 66 kV | AusNet | Shoulder | Coincident_unreconciled | 2030 | POE50 | 22.7168 | NA | VIC Loy Yang (AusNet) 66 kV |  |  | FALSE | #N/A | #N/A | #N/A | #N/A | #N/A | #N/A | #N/A | #N/A | #N/A | #N/A
TRUE | VIC | LY66 | Loy Yang (AusNet) 66 kV | AusNet | Shoulder | Coincident_unreconciled | 2030 | POE90 | 19.9821 | NA | VIC Loy Yang (AusNet) 66 kV |  |  | FALSE | #N/A | #N/A | #N/A | #N/A | #N/A | #N/A | #N/A | #N/A | #N/A | #N/A
TRUE | VIC | LY66 | Loy Yang (AusNet) 66 kV | AusNet | Shoulder | Non-coincident | 2030 | POE50 | 5.0289 | NA | VIC Loy Yang (AusNet) 66 kV |  |  | FALSE | #N/A | #N/A | #N/A | #N/A | #N/A | #N/A | #N/A | #N/A | #N/A | #N/A
TRUE | VIC | LY66 | Loy Yang (AusNet) 66 kV | AusNet | Shoulder | Non-coincident | 2030 | POE90 | 3.7128 | NA | VIC Loy Yang (AusNet) 66 kV |  |  | FALSE | #N/A | #N/A | #N/A | #N/A | #N/A | #N/A | #N/A | #N/A | #N/A | #N/A
TRUE | VIC | LY66 | Loy Yang (AusNet) 66 kV | AusNet | Shoulder | Coincident_unreconciled | 2031 | POE50 | 22.7198 | NA | VIC Loy Yang (AusNet) 66 kV |  |  | FALSE | #N/A | #N/A | #N/A | #N/A | #N/A | #N/A | #N/A | #N/A | #N/A | #N/A
TRUE | VIC | LY66 | Loy Yang (AusNet) 66 kV | AusNet | Shoulder | Coincident_unreconciled | 2031 | POE90 | 19.9851 | NA | VIC Loy Yang (AusNet) 66 kV |  |  | FALSE | #N/A | #N/A | #N/A | #N/A | #N/A | #N/A | #N/A | #N/A | #N/A | #N/A
TRUE | VIC | LY66 | Loy Yang (AusNet) 66 kV | AusNet | Shoulder | Non-coincident | 2031 | POE50 | 5.0292 | NA | VIC Loy Yang (AusNet) 66 kV |  |  | FALSE | #N/A | #N/A | #N/A | #N/A | #N/A | #N/A | #N/A | #N/A | #N/A | #N/A
TRUE | VIC | LY66 | Loy Yang (AusNet) 66 kV | AusNet | Shoulder | Non-coincident | 2031 | POE90 | 3.7129 | NA | VIC Loy Yang (AusNet) 66 kV |  |  | FALSE | #N/A | #N/A | #N/A | #N/A | #N/A | #N/A | #N/A | #N/A | #N/A | #N/A
TRUE | VIC | LY66 | Loy Yang (AusNet) 66 kV | AusNet | Shoulder | Coincident_unreconciled | 2032 | POE50 | 22.7186 | NA | VIC Loy Yang (AusNet) 66 kV |  |  | FALSE | #N/A | #N/A | #N/A | #N/A | #N/A | #N/A | #N/A | #N/A | #N/A | #N/A
TRUE | VIC | LY66 | Loy Yang (AusNet) 66 kV | AusNet | Shoulder | Coincident_unreconciled | 2032 | POE90 | 19.9839 | NA | VIC Loy Yang (AusNet) 66 kV |  |  | FALSE | #N/A | #N/A | #N/A | #N/A | #N/A | #N/A | #N/A | #N/A | #N/A | #N/A
TRUE | VIC | LY66 | Loy Yang (AusNet) 66 kV | AusNet | Shoulder | Non-coincident | 2032 | POE50 | 5.0292 | NA | VIC Loy Yang (AusNet) 66 kV |  |  | FALSE | #N/A | #N/A | #N/A | #N/A | #N/A | #N/A | #N/A | #N/A | #N/A | #N/A
TRUE | VIC | LY66 | Loy Yang (AusNet) 66 kV | AusNet | Shoulder | Non-coincident | 2032 | POE90 | 3.713 | NA | VIC Loy Yang (AusNet) 66 kV |  |  | FALSE | #N/A | #N/A | #N/A | #N/A | #N/A | #N/A | #N/A | #N/A | #N/A | #N/A
TRUE | VIC | LY66 | Loy Yang (AusNet) 66 kV | AusNet | Shoulder | Coincident_unreconciled | 2033 | POE50 | 22.7187 | NA | VIC Loy Yang (AusNet) 66 kV |  |  | FALSE | #N/A | #N/A | #N/A | #N/A | #N/A | #N/A | #N/A | #N/A | #N/A | #N/A
TRUE | VIC | LY66 | Loy Yang (AusNet) 66 kV | AusNet | Shoulder | Coincident_unreconciled | 2033 | POE90 | 19.984 | NA | VIC Loy Yang (AusNet) 66 kV |  |  | FALSE | #N/A | #N/A | #N/A | #N/A | #N/A | #N/A | #N/A | #N/A | #N/A | #N/A
TRUE | VIC | LY66 | Loy Yang (AusNet) 66 kV | AusNet | Shoulder | Non-coincident | 2033 | POE50 | 5.0293 | NA | VIC Loy Yang (AusNet) 66 kV |  |  | FALSE | #N/A | #N/A | #N/A | #N/A | #N/A | #N/A | #N/A | #N/A | #N/A | #N/A
TRUE | VIC | LY66 | Loy Yang (AusNet) 66 kV | AusNet | Shoulder | Non-coincident | 2033 | POE90 | 3.7132 | NA | VIC Loy Yang (AusNet) 66 kV |  |  | FALSE | #N/A | #N/A | #N/A | #N/A | #N/A | #N/A | #N/A | #N/A | #N/A | #N/A
TRUE | VIC | LY66 | Loy Yang (AusNet) 66 kV | AusNet | Shoulder | Coincident_unreconciled | 2034 | POE50 | 22.7185 | NA | VIC Loy Yang (AusNet) 66 kV |  |  | FALSE | #N/A | #N/A | #N/A | #N/A | #N/A | #N/A | #N/A | #N/A | #N/A | #N/A
TRUE | VIC | LY66 | Loy Yang (AusNet) 66 kV | AusNet | Shoulder | Coincident_unreconciled | 2034 | POE90 | 19.9838 | NA | VIC Loy Yang (AusNet) 66 kV |  |  | FALSE | #N/A | #N/A | #N/A | #N/A | #N/A | #N/A | #N/A | #N/A | #N/A | #N/A
TRUE | VIC | LY66 | Loy Yang (AusNet) 66 kV | AusNet | Shoulder | Non-coincident | 2034 | POE50 | 5.0293 | NA | VIC Loy Yang (AusNet) 66 kV |  |  | FALSE | #N/A | #N/A | #N/A | #N/A | #N/A | #N/A | #N/A | #N/A | #N/A | #N/A
TRUE | VIC | LY66 | Loy Yang (AusNet) 66 kV | AusNet | Shoulder | Non-coincident | 2034 | POE90 | 3.7134 | NA | VIC Loy Yang (AusNet) 66 kV |  |  | FALSE | #N/A | #N/A | #N/A | #N/A | #N/A | #N/A | #N/A | #N/A | #N/A | #N/A
TRUE | VIC | LY66 | Loy Yang (AusNet) 66 kV | AusNet | Shoulder | Coincident_unreconciled | 2035 | POE50 | 22.7182 | NA | VIC Loy Yang (AusNet) 66 kV |  |  | FALSE | #N/A | #N/A | #N/A | #N/A | #N/A | #N/A | #N/A | #N/A | #N/A | #N/A
TRUE | VIC | LY66 | Loy Yang (AusNet) 66 kV | AusNet | Shoulder | Coincident_unreconciled | 2035 | POE90 | 19.9835 | NA | VIC Loy Yang (AusNet) 66 kV |  |  | FALSE | #N/A | #N/A | #N/A | #N/A | #N/A | #N/A | #N/A | #N/A | #N/A | #N/A
TRUE | VIC | LY66 | Loy Yang (AusNet) 66 kV | AusNet | Shoulder | Non-coincident | 2035 | POE50 | 5.0294 | NA | VIC Loy Yang (AusNet) 66 kV |  |  | FALSE | #N/A | #N/A | #N/A | #N/A | #N/A | #N/A | #N/A | #N/A | #N/A | #N/A
TRUE | VIC | LY66 | Loy Yang (AusNet) 66 kV | AusNet | Shoulder | Non-coincident | 2035 | POE90 | 3.7135 | NA | VIC Loy Yang (AusNet) 66 kV |  |  | FALSE | #N/A | #N/A | #N/A | #N/A | #N/A | #N/A | #N/A | #N/A | #N/A | #N/A
TRUE | VIC | LY66 | Loy Yang (AusNet) 66 kV | AusNet | Summer | Coincident | 2019 | ACTUAL_OPG | 17.6444 | 4.3545 | VIC Loy Yang (AusNet) 66 kV |  |  | FALSE | #N/A | #N/A | #N/A | #N/A | #N/A | #N/A | #N/A | #N/A | #N/A | #N/A
TRUE | VIC | LY66 | Loy Yang (AusNet) 66 kV | AusNet | Summer | Coincident | 2019 | ACTUAL_RAW | 17.6444 | 4.3545 | VIC Loy Yang (AusNet) 66 kV |  |  | FALSE | #N/A | #N/A | #N/A | #N/A | #N/A | #N/A | #N/A | #N/A | #N/A | #N/A
TRUE | VIC | LY66 | Loy Yang (AusNet) 66 kV | AusNet | Summer | Non-coincident | 2019 | ACTUAL_RAW | 2.4834 | 26.4127 | VIC Loy Yang (AusNet) 66 kV |  |  | FALSE | #N/A | #N/A | #N/A | #N/A | #N/A | #N/A | #N/A | #N/A | #N/A | #N/A
TRUE | VIC | LY66 | Loy Yang (AusNet) 66 kV | AusNet | Summer | Non-coincident | 2019 | ACTUAL_OPG | 2.4834 | 26.4127 | VIC Loy Yang (AusNet) 66 kV |  |  | FALSE | #N/A | #N/A | #N/A | #N/A | #N/A | #N/A | #N/A | #N/A | #N/A | #N/A
TRUE | VIC | LY66 | Loy Yang (AusNet) 66 kV | AusNet | Summer | Non-coincident | 2019 | ACTUAL_ADJUSTEDOPG | 2.4834 | 26.4127 | VIC Loy Yang (AusNet) 66 kV |  |  | FALSE | #N/A | #N/A | #N/A | #N/A | #N/A | #N/A | #N/A | #N/A | #N/A | #N/A
TRUE | VIC | LY66 | Loy Yang (AusNet) 66 kV | AusNet | Summer | Coincident | 2020 | ACTUAL_OPG | 9.3724 | 7.8999 | VIC Loy Yang (AusNet) 66 kV |  |  | FALSE | #N/A | #N/A | #N/A | #N/A | #N/A | #N/A | #N/A | #N/A | #N/A | #N/A
TRUE | VIC | LY66 | Loy Yang (AusNet) 66 kV | AusNet | Summer | Coincident | 2020 | ACTUAL_RAW | 9.3724 | 7.8999 | VIC Loy Yang (AusNet) 66 kV |  |  | FALSE | #N/A | #N/A | #N/A | #N/A | #N/A | #N/A | #N/A | #N/A | #N/A | #N/A
TRUE | VIC | LY66 | Loy Yang (AusNet) 66 kV | AusNet | Summer | Non-coincident | 2020 | ACTUAL_RAW | 3.0776 | 26.4642 | VIC Loy Yang (AusNet) 66 kV |  |  | FALSE | #N/A | #N/A | #N/A | #N/A | #N/A | #N/A | #N/A | #N/A | #N/A | #N/A
TRUE | VIC | LY66 | Loy Yang (AusNet) 66 kV | AusNet | Summer | Non-coincident | 2020 | ACTUAL_OPG | 3.0776 | 26.4642 | VIC Loy Yang (AusNet) 66 kV |  |  | FALSE | #N/A | #N/A | #N/A | #N/A | #N/A | #N/A | #N/A | #N/A | #N/A | #N/A
TRUE | VIC | LY66 | Loy Yang (AusNet) 66 kV | AusNet | Summer | Non-coincident | 2020 | ACTUAL_ADJUSTEDOPG | 3.0776 | 26.4642 | VIC Loy Yang (AusNet) 66 kV |  |  | FALSE | #N/A | #N/A | #N/A | #N/A | #N/A | #N/A | #N/A | #N/A | #N/A | #N/A
TRUE | VIC | LY66 | Loy Yang (AusNet) 66 kV | AusNet | Summer | Coincident | 2021 | ACTUAL_OPG | 11.8197 | 9.0398 | VIC Loy Yang (AusNet) 66 kV |  |  | FALSE | #N/A | #N/A | #N/A | #N/A | #N/A | #N/A | #N/A | #N/A | #N/A | #N/A
TRUE | VIC | LY66 | Loy Yang (AusNet) 66 kV | AusNet | Summer | Coincident | 2021 | ACTUAL_RAW | 11.8197 | 9.0398 | VIC Loy Yang (AusNet) 66 kV |  |  | FALSE | #N/A | #N/A | #N/A | #N/A | #N/A | #N/A | #N/A | #N/A | #N/A | #N/A
TRUE | VIC | LY66 | Loy Yang (AusNet) 66 kV | AusNet | Summer | Non-coincident | 2021 | ACTUAL_RAW | 2.8223 | 28.6811 | VIC Loy Yang (AusNet) 66 kV |  |  | FALSE | #N/A | #N/A | #N/A | #N/A | #N/A | #N/A | #N/A | #N/A | #N/A | #N/A
TRUE | VIC | LY66 | Loy Yang (AusNet) 66 kV | AusNet | Summer | Non-coincident | 2021 | ACTUAL_OPG | 2.8223 | 28.6811 | VIC Loy Yang (AusNet) 66 kV |  |  | FALSE | #N/A | #N/A | #N/A | #N/A | #N/A | #N/A | #N/A | #N/A | #N/A | #N/A
TRUE | VIC | LY66 | Loy Yang (AusNet) 66 kV | AusNet | Summer | Non-coincident | 2021 | ACTUAL_ADJUSTEDOPG | 2.8223 | 28.6811 | VIC Loy Yang (AusNet) 66 kV |  |  | FALSE | #N/A | #N/A | #N/A | #N/A | #N/A | #N/A | #N/A | #N/A | #N/A | #N/A
TRUE | VIC | LY66 | Loy Yang (AusNet) 66 kV | AusNet | Summer | Coincident | 2022 | ACTUAL_OPG | 10.3114 | 8.3511 | VIC Loy Yang (AusNet) 66 kV |  |  | FALSE | #N/A | #N/A | #N/A | #N/A | #N/A | #N/A | #N/A | #N/A | #N/A | #N/A
TRUE | VIC | LY66 | Loy Yang (AusNet) 66 kV | AusNet | Summer | Coincident | 2022 | ACTUAL_RAW | 10.3114 | 8.3511 | VIC Loy Yang (AusNet) 66 kV |  |  | FALSE | #N/A | #N/A | #N/A | #N/A | #N/A | #N/A | #N/A | #N/A | #N/A | #N/A
TRUE | VIC | LY66 | Loy Yang (AusNet) 66 kV | AusNet | Summer | Non-coincident | 2022 | ACTUAL_RAW | 1.9051 | 24.2525 | VIC Loy Yang (AusNet) 66 kV |  |  | FALSE | #N/A | #N/A | #N/A | #N/A | #N/A | #N/A | #N/A | #N/A | #N/A | #N/A
TRUE | VIC | LY66 | Loy Yang (AusNet) 66 kV | AusNet | Summer | Non-coincident | 2022 | ACTUAL_OPG | 1.9051 | 24.2525 | VIC Loy Yang (AusNet) 66 kV |  |  | FALSE | #N/A | #N/A | #N/A | #N/A | #N/A | #N/A | #N/A | #N/A | #N/A | #N/A
TRUE | VIC | LY66 | Loy Yang (AusNet) 66 kV | AusNet | Summer | Non-coincident | 2022 | ACTUAL_ADJUSTEDOPG | 1.9051 | 24.2525 | VIC Loy Yang (AusNet) 66 kV |  |  | FALSE | #N/A | #N/A | #N/A | #N/A | #N/A | #N/A | #N/A | #N/A | #N/A | #N/A
TRUE | VIC | LY66 | Loy Yang (AusNet) 66 kV | AusNet | Summer | Coincident | 2023 | ACTUAL_OPG | 13.8629 | 9.16 | VIC Loy Yang (AusNet) 66 kV |  |  | FALSE | #N/A | #N/A | #N/A | #N/A | #N/A | #N/A | #N/A | #N/A | #N/A | #N/A
TRUE | VIC | LY66 | Loy Yang (AusNet) 66 kV | AusNet | Summer | Coincident | 2023 | ACTUAL_RAW | 13.8629 | 9.16 | VIC Loy Yang (AusNet) 66 kV |  |  | FALSE | #N/A | #N/A | #N/A | #N/A | #N/A | #N/A | #N/A | #N/A | #N/A | #N/A
TRUE | VIC | LY66 | Loy Yang (AusNet) 66 kV | AusNet | Summer | Non-coincident | 2023 | ACTUAL_RAW | 2.7936 | 23.715 | VIC Loy Yang (AusNet) 66 kV |  |  | FALSE | #N/A | #N/A | #N/A | #N/A | #N/A | #N/A | #N/A | #N/A | #N/A | #N/A
TRUE | VIC | LY66 | Loy Yang (AusNet) 66 kV | AusNet | Summer | Non-coincident | 2023 | ACTUAL_OPG | 2.7936 | 23.715 | VIC Loy Yang (AusNet) 66 kV |  |  | FALSE | #N/A | #N/A | #N/A | #N/A | #N/A | #N/A | #N/A | #N/A | #N/A | #N/A
TRUE | VIC | LY66 | Loy Yang (AusNet) 66 kV | AusNet | Summer | Non-coincident | 2023 | ACTUAL_ADJUSTEDOPG | 2.7936 | 23.715 | VIC Loy Yang (AusNet) 66 kV |  |  | FALSE | #N/A | #N/A | #N/A | #N/A | #N/A | #N/A | #N/A | #N/A | #N/A | #N/A
TRUE | VIC | LY66 | Loy Yang (AusNet) 66 kV | AusNet | Summer | Coincident | 2024 | ACTUAL_OPG | 10.5839 | 9.9755 | VIC Loy Yang (AusNet) 66 kV |  |  | FALSE | #N/A | #N/A | #N/A | #N/A | #N/A | #N/A | #N/A | #N/A | #N/A | #N/A
TRUE | VIC | LY66 | Loy Yang (AusNet) 66 kV | AusNet | Summer | Coincident | 2024 | ACTUAL_RAW | 10.5839 | 9.9755 | VIC Loy Yang (AusNet) 66 kV |  |  | FALSE | #N/A | #N/A | #N/A | #N/A | #N/A | #N/A | #N/A | #N/A | #N/A | #N/A
TRUE | VIC | LY66 | Loy Yang (AusNet) 66 kV | AusNet | Summer | Non-coincident | 2024 | ACTUAL_RAW | 2.3158 | 25.3205 | VIC Loy Yang (AusNet) 66 kV |  |  | FALSE | #N/A | #N/A | #N/A | #N/A | #N/A | #N/A | #N/A | #N/A | #N/A | #N/A
TRUE | VIC | LY66 | Loy Yang (AusNet) 66 kV | AusNet | Summer | Non-coincident | 2024 | ACTUAL_OPG | 2.3158 | 25.3205 | VIC Loy Yang (AusNet) 66 kV |  |  | FALSE | #N/A | #N/A | #N/A | #N/A | #N/A | #N/A | #N/A | #N/A | #N/A | #N/A
TRUE | VIC | LY66 | Loy Yang (AusNet) 66 kV | AusNet | Summer | Non-coincident | 2024 | ACTUAL_ADJUSTEDOPG | 2.3158 | 25.3205 | VIC Loy Yang (AusNet) 66 kV |  |  | FALSE | #N/A | #N/A | #N/A | #N/A | #N/A | #N/A | #N/A | #N/A | #N/A | #N/A
TRUE | VIC | LY66 | Loy Yang (AusNet) 66 kV | AusNet | Summer | Coincident | 2025 | ACTUAL_OPG | 21.5102 | 10.969 | VIC Loy Yang (AusNet) 66 kV |  |  | FALSE | #N/A | #N/A | #N/A | #N/A | #N/A | #N/A | #N/A | #N/A | #N/A | #N/A
TRUE | VIC | LY66 | Loy Yang (AusNet) 66 kV | AusNet | Summer | Coincident | 2025 | ACTUAL_RAW | 21.5102 | 10.969 | VIC Loy Yang (AusNet) 66 kV |  |  | FALSE | #N/A | #N/A | #N/A | #N/A | #N/A | #N/A | #N/A | #N/A | #N/A | #N/A
TRUE | VIC | LY66 | Loy Yang (AusNet) 66 kV | AusNet | Summer | Non-coincident | 2025 | ACTUAL_RAW | 2.1513 | 27.021 | VIC Loy Yang (AusNet) 66 kV |  |  | FALSE | #N/A | #N/A | #N/A | #N/A | #N/A | #N/A | #N/A | #N/A | #N/A | #N/A
TRUE | VIC | LY66 | Loy Yang (AusNet) 66 kV | AusNet | Summer | Non-coincident | 2025 | ACTUAL_OPG | 2.1513 | 27.021 | VIC Loy Yang (AusNet) 66 kV |  |  | FALSE | #N/A | #N/A | #N/A | #N/A | #N/A | #N/A | #N/A | #N/A | #N/A | #N/A
TRUE | VIC | LY66 | Loy Yang (AusNet) 66 kV | AusNet | Summer | Non-coincident | 2025 | ACTUAL_ADJUSTEDOPG | 2.1513 | 27.021 | VIC Loy Yang (AusNet) 66 kV |  |  | FALSE | #N/A | #N/A | #N/A | #N/A | #N/A | #N/A | #N/A | #N/A | #N/A | #N/A
TRUE | VIC | LY66 | Loy Yang (AusNet) 66 kV | AusNet | Summer | Non-coincident | 2025 | BASEYEARPOE90 | 4.1112 | NA | VIC Loy Yang (AusNet) 66 kV |  |  | FALSE | #N/A | #N/A | #N/A | #N/A | #N/A | #N/A | #N/A | #N/A | #N/A | #N/A
TRUE | VIC | LY66 | Loy Yang (AusNet) 66 kV | AusNet | Summer | Non-coincident | 2025 | BASEYEARPOE50 | 4.5875 | 24.3335 | VIC Loy Yang (AusNet) 66 kV |  |  | FALSE | #N/A | #N/A | #N/A | #N/A | #N/A | #N/A | #N/A | #N/A | #N/A | #N/A
TRUE | VIC | LY66 | Loy Yang (AusNet) 66 kV | AusNet | Summer | Coincident_unreconciled | 2026 | POE50 | 23 | NA | VIC Loy Yang (AusNet) 66 kV |  |  | FALSE | #N/A | #N/A | #N/A | #N/A | #N/A | #N/A | #N/A | #N/A | #N/A | #N/A
TRUE | VIC | LY66 | Loy Yang (AusNet) 66 kV | AusNet | Summer | Coincident_unreconciled | 2026 | POE90 | 19.5544 | NA | VIC Loy Yang (AusNet) 66 kV |  |  | FALSE | #N/A | #N/A | #N/A | #N/A | #N/A | #N/A | #N/A | #N/A | #N/A | #N/A
TRUE | VIC | LY66 | Loy Yang (AusNet) 66 kV | AusNet | Summer | Non-coincident | 2026 | POE50 | 4.9722 | 24.3336 | VIC Loy Yang (AusNet) 66 kV |  |  | FALSE | #N/A | #N/A | #N/A | #N/A | #N/A | #N/A | #N/A | #N/A | #N/A | #N/A
TRUE | VIC | LY66 | Loy Yang (AusNet) 66 kV | AusNet | Summer | Non-coincident | 2026 | POE90 | 4.3573 | NA | VIC Loy Yang (AusNet) 66 kV |  |  | FALSE | #N/A | #N/A | #N/A | #N/A | #N/A | #N/A | #N/A | #N/A | #N/A | #N/A
TRUE | VIC | LY66 | Loy Yang (AusNet) 66 kV | AusNet | Summer | Coincident_unreconciled | 2027 | POE50 | 24.4708 | NA | VIC Loy Yang (AusNet) 66 kV |  |  | FALSE | #N/A | #N/A | #N/A | #N/A | #N/A | #N/A | #N/A | #N/A | #N/A | #N/A
TRUE | VIC | LY66 | Loy Yang (AusNet) 66 kV | AusNet | Summer | Coincident_unreconciled | 2027 | POE90 | 21.0252 | NA | VIC Loy Yang (AusNet) 66 kV |  |  | FALSE | #N/A | #N/A | #N/A | #N/A | #N/A | #N/A | #N/A | #N/A | #N/A | #N/A
TRUE | VIC | LY66 | Loy Yang (AusNet) 66 kV | AusNet | Summer | Non-coincident | 2027 | POE50 | 5.0263 | 24.3336 | VIC Loy Yang (AusNet) 66 kV |  |  | FALSE | #N/A | #N/A | #N/A | #N/A | #N/A | #N/A | #N/A | #N/A | #N/A | #N/A
TRUE | VIC | LY66 | Loy Yang (AusNet) 66 kV | AusNet | Summer | Non-coincident | 2027 | POE90 | 4.4114 | NA | VIC Loy Yang (AusNet) 66 kV |  |  | FALSE | #N/A | #N/A | #N/A | #N/A | #N/A | #N/A | #N/A | #N/A | #N/A | #N/A
TRUE | VIC | LY66 | Loy Yang (AusNet) 66 kV | AusNet | Summer | Coincident_unreconciled | 2028 | POE50 | 24.3868 | NA | VIC Loy Yang (AusNet) 66 kV |  |  | FALSE | #N/A | #N/A | #N/A | #N/A | #N/A | #N/A | #N/A | #N/A | #N/A | #N/A
TRUE | VIC | LY66 | Loy Yang (AusNet) 66 kV | AusNet | Summer | Coincident_unreconciled | 2028 | POE90 | 20.9412 | NA | VIC Loy Yang (AusNet) 66 kV |  |  | FALSE | #N/A | #N/A | #N/A | #N/A | #N/A | #N/A | #N/A | #N/A | #N/A | #N/A
TRUE | VIC | LY66 | Loy Yang (AusNet) 66 kV | AusNet | Summer | Non-coincident | 2028 | POE50 | 5.0233 | 24.3337 | VIC Loy Yang (AusNet) 66 kV |  |  | FALSE | #N/A | #N/A | #N/A | #N/A | #N/A | #N/A | #N/A | #N/A | #N/A | #N/A
TRUE | VIC | LY66 | Loy Yang (AusNet) 66 kV | AusNet | Summer | Non-coincident | 2028 | POE90 | 4.4084 | NA | VIC Loy Yang (AusNet) 66 kV |  |  | FALSE | #N/A | #N/A | #N/A | #N/A | #N/A | #N/A | #N/A | #N/A | #N/A | #N/A
TRUE | VIC | LY66 | Loy Yang (AusNet) 66 kV | AusNet | Summer | Coincident_unreconciled | 2029 | POE50 | 24.4695 | NA | VIC Loy Yang (AusNet) 66 kV |  |  | FALSE | #N/A | #N/A | #N/A | #N/A | #N/A | #N/A | #N/A | #N/A | #N/A | #N/A
TRUE | VIC | LY66 | Loy Yang (AusNet) 66 kV | AusNet | Summer | Coincident_unreconciled | 2029 | POE90 | 21.0238 | NA | VIC Loy Yang (AusNet) 66 kV |  |  | FALSE | #N/A | #N/A | #N/A | #N/A | #N/A | #N/A | #N/A | #N/A | #N/A | #N/A
TRUE | VIC | LY66 | Loy Yang (AusNet) 66 kV | AusNet | Summer | Non-coincident | 2029 | POE50 | 5.0264 | 24.3338 | VIC Loy Yang (AusNet) 66 kV |  |  | FALSE | #N/A | #N/A | #N/A | #N/A | #N/A | #N/A | #N/A | #N/A | #N/A | #N/A
TRUE | VIC | LY66 | Loy Yang (AusNet) 66 kV | AusNet | Summer | Non-coincident | 2029 | POE90 | 4.4115 | NA | VIC Loy Yang (AusNet) 66 kV |  |  | FALSE | #N/A | #N/A | #N/A | #N/A | #N/A | #N/A | #N/A | #N/A | #N/A | #N/A
TRUE | VIC | LY66 | Loy Yang (AusNet) 66 kV | AusNet | Summer | Coincident_unreconciled | 2030 | POE50 | 24.4605 | NA | VIC Loy Yang (AusNet) 66 kV |  |  | FALSE | #N/A | #N/A | #N/A | #N/A | #N/A | #N/A | #N/A | #N/A | #N/A | #N/A
TRUE | VIC | LY66 | Loy Yang (AusNet) 66 kV | AusNet | Summer | Coincident_unreconciled | 2030 | POE90 | 21.0148 | NA | VIC Loy Yang (AusNet) 66 kV |  |  | FALSE | #N/A | #N/A | #N/A | #N/A | #N/A | #N/A | #N/A | #N/A | #N/A | #N/A
TRUE | VIC | LY66 | Loy Yang (AusNet) 66 kV | AusNet | Summer | Non-coincident | 2030 | POE50 | 5.0262 | 24.334 | VIC Loy Yang (AusNet) 66 kV |  |  | FALSE | #N/A | #N/A | #N/A | #N/A | #N/A | #N/A | #N/A | #N/A | #N/A | #N/A
TRUE | VIC | LY66 | Loy Yang (AusNet) 66 kV | AusNet | Summer | Non-coincident | 2030 | POE90 | 4.4112 | NA | VIC Loy Yang (AusNet) 66 kV |  |  | FALSE | #N/A | #N/A | #N/A | #N/A | #N/A | #N/A | #N/A | #N/A | #N/A | #N/A
TRUE | VIC | LY66 | Loy Yang (AusNet) 66 kV | AusNet | Summer | Coincident_unreconciled | 2031 | POE50 | 24.4671 | NA | VIC Loy Yang (AusNet) 66 kV |  |  | FALSE | #N/A | #N/A | #N/A | #N/A | #N/A | #N/A | #N/A | #N/A | #N/A | #N/A
TRUE | VIC | LY66 | Loy Yang (AusNet) 66 kV | AusNet | Summer | Coincident_unreconciled | 2031 | POE90 | 21.0215 | NA | VIC Loy Yang (AusNet) 66 kV |  |  | FALSE | #N/A | #N/A | #N/A | #N/A | #N/A | #N/A | #N/A | #N/A | #N/A | #N/A
TRUE | VIC | LY66 | Loy Yang (AusNet) 66 kV | AusNet | Summer | Non-coincident | 2031 | POE50 | 5.0266 | 24.3342 | VIC Loy Yang (AusNet) 66 kV |  |  | FALSE | #N/A | #N/A | #N/A | #N/A | #N/A | #N/A | #N/A | #N/A | #N/A | #N/A
TRUE | VIC | LY66 | Loy Yang (AusNet) 66 kV | AusNet | Summer | Non-coincident | 2031 | POE90 | 4.4116 | NA | VIC Loy Yang (AusNet) 66 kV |  |  | FALSE | #N/A | #N/A | #N/A | #N/A | #N/A | #N/A | #N/A | #N/A | #N/A | #N/A
TRUE | VIC | LY66 | Loy Yang (AusNet) 66 kV | AusNet | Summer | Coincident_unreconciled | 2032 | POE50 | 24.4646 | NA | VIC Loy Yang (AusNet) 66 kV |  |  | FALSE | #N/A | #N/A | #N/A | #N/A | #N/A | #N/A | #N/A | #N/A | #N/A | #N/A
TRUE | VIC | LY66 | Loy Yang (AusNet) 66 kV | AusNet | Summer | Coincident_unreconciled | 2032 | POE90 | 21.019 | NA | VIC Loy Yang (AusNet) 66 kV |  |  | FALSE | #N/A | #N/A | #N/A | #N/A | #N/A | #N/A | #N/A | #N/A | #N/A | #N/A
TRUE | VIC | LY66 | Loy Yang (AusNet) 66 kV | AusNet | Summer | Non-coincident | 2032 | POE50 | 5.0266 | 24.3343 | VIC Loy Yang (AusNet) 66 kV |  |  | FALSE | #N/A | #N/A | #N/A | #N/A | #N/A | #N/A | #N/A | #N/A | #N/A | #N/A
TRUE | VIC | LY66 | Loy Yang (AusNet) 66 kV | AusNet | Summer | Non-coincident | 2032 | POE90 | 4.4116 | NA | VIC Loy Yang (AusNet) 66 kV |  |  | FALSE | #N/A | #N/A | #N/A | #N/A | #N/A | #N/A | #N/A | #N/A | #N/A | #N/A
TRUE | VIC | LY66 | Loy Yang (AusNet) 66 kV | AusNet | Summer | Coincident_unreconciled | 2033 | POE50 | 24.465 | NA | VIC Loy Yang (AusNet) 66 kV |  |  | FALSE | #N/A | #N/A | #N/A | #N/A | #N/A | #N/A | #N/A | #N/A | #N/A | #N/A
TRUE | VIC | LY66 | Loy Yang (AusNet) 66 kV | AusNet | Summer | Coincident_unreconciled | 2033 | POE90 | 21.0194 | NA | VIC Loy Yang (AusNet) 66 kV |  |  | FALSE | #N/A | #N/A | #N/A | #N/A | #N/A | #N/A | #N/A | #N/A | #N/A | #N/A
TRUE | VIC | LY66 | Loy Yang (AusNet) 66 kV | AusNet | Summer | Non-coincident | 2033 | POE50 | 5.0267 | 24.3345 | VIC Loy Yang (AusNet) 66 kV |  |  | FALSE | #N/A | #N/A | #N/A | #N/A | #N/A | #N/A | #N/A | #N/A | #N/A | #N/A
TRUE | VIC | LY66 | Loy Yang (AusNet) 66 kV | AusNet | Summer | Non-coincident | 2033 | POE90 | 4.4117 | NA | VIC Loy Yang (AusNet) 66 kV |  |  | FALSE | #N/A | #N/A | #N/A | #N/A | #N/A | #N/A | #N/A | #N/A | #N/A | #N/A
TRUE | VIC | LY66 | Loy Yang (AusNet) 66 kV | AusNet | Summer | Coincident_unreconciled | 2034 | POE50 | 24.4646 | NA | VIC Loy Yang (AusNet) 66 kV |  |  | FALSE | #N/A | #N/A | #N/A | #N/A | #N/A | #N/A | #N/A | #N/A | #N/A | #N/A
TRUE | VIC | LY66 | Loy Yang (AusNet) 66 kV | AusNet | Summer | Coincident_unreconciled | 2034 | POE90 | 21.019 | NA | VIC Loy Yang (AusNet) 66 kV |  |  | FALSE | #N/A | #N/A | #N/A | #N/A | #N/A | #N/A | #N/A | #N/A | #N/A | #N/A
TRUE | VIC | LY66 | Loy Yang (AusNet) 66 kV | AusNet | Summer | Non-coincident | 2034 | POE50 | 5.0268 | 24.3346 | VIC Loy Yang (AusNet) 66 kV |  |  | FALSE | #N/A | #N/A | #N/A | #N/A | #N/A | #N/A | #N/A | #N/A | #N/A | #N/A
TRUE | VIC | LY66 | Loy Yang (AusNet) 66 kV | AusNet | Summer | Non-coincident | 2034 | POE90 | 4.4118 | NA | VIC Loy Yang (AusNet) 66 kV |  |  | FALSE | #N/A | #N/A | #N/A | #N/A | #N/A | #N/A | #N/A | #N/A | #N/A | #N/A
TRUE | VIC | LY66 | Loy Yang (AusNet) 66 kV | AusNet | Summer | Coincident_unreconciled | 2035 | POE50 | 24.4643 | NA | VIC Loy Yang (AusNet) 66 kV |  |  | FALSE | #N/A | #N/A | #N/A | #N/A | #N/A | #N/A | #N/A | #N/A | #N/A | #N/A
TRUE | VIC | LY66 | Loy Yang (AusNet) 66 kV | AusNet | Summer | Coincident_unreconciled | 2035 | POE90 | 21.0187 | NA | VIC Loy Yang (AusNet) 66 kV |  |  | FALSE | #N/A | #N/A | #N/A | #N/A | #N/A | #N/A | #N/A | #N/A | #N/A | #N/A
TRUE | VIC | LY66 | Loy Yang (AusNet) 66 kV | AusNet | Summer | Non-coincident | 2035 | POE50 | 5.0269 | 24.3348 | VIC Loy Yang (AusNet) 66 kV |  |  | FALSE | #N/A | #N/A | #N/A | #N/A | #N/A | #N/A | #N/A | #N/A | #N/A | #N/A
TRUE | VIC | LY66 | Loy Yang (AusNet) 66 kV | AusNet | Summer | Non-coincident | 2035 | POE90 | 4.4119 | NA | VIC Loy Yang (AusNet) 66 kV |  |  | FALSE | #N/A | #N/A | #N/A | #N/A | #N/A | #N/A | #N/A | #N/A | #N/A | #N/A
TRUE | VIC | LY66 | Loy Yang (AusNet) 66 kV | AusNet | Summer | Non-coincident | 2025 | BASEYEARPOE10 | NA | 24.7342 | VIC Loy Yang (AusNet) 66 kV |  |  | FALSE | #N/A | #N/A | #N/A | #N/A | #N/A | #N/A | #N/A | #N/A | #N/A | #N/A
TRUE | VIC | LY66 | Loy Yang (AusNet) 66 kV | AusNet | Summer | Coincident | 2026 | POE10 | NA | 8.8145 | VIC Loy Yang (AusNet) 66 kV |  |  | FALSE | #N/A | #N/A | #N/A | #N/A | #N/A | #N/A | #N/A | #N/A | #N/A | #N/A
TRUE | VIC | LY66 | Loy Yang (AusNet) 66 kV | AusNet | Summer | Coincident | 2026 | POE50 | NA | 8.9384 | VIC Loy Yang (AusNet) 66 kV |  |  | FALSE | #N/A | #N/A | #N/A | #N/A | #N/A | #N/A | #N/A | #N/A | #N/A | #N/A
TRUE | VIC | LY66 | Loy Yang (AusNet) 66 kV | AusNet | Summer | Non-coincident | 2026 | POE10 | NA | 24.7342 | VIC Loy Yang (AusNet) 66 kV |  |  | FALSE | #N/A | #N/A | #N/A | #N/A | #N/A | #N/A | #N/A | #N/A | #N/A | #N/A
TRUE | VIC | LY66 | Loy Yang (AusNet) 66 kV | AusNet | Summer | Coincident | 2027 | POE10 | NA | 8.5824 | VIC Loy Yang (AusNet) 66 kV |  |  | FALSE | #N/A | #N/A | #N/A | #N/A | #N/A | #N/A | #N/A | #N/A | #N/A | #N/A
TRUE | VIC | LY66 | Loy Yang (AusNet) 66 kV | AusNet | Summer | Coincident | 2027 | POE50 | NA | 8.6442 | VIC Loy Yang (AusNet) 66 kV |  |  | FALSE | #N/A | #N/A | #N/A | #N/A | #N/A | #N/A | #N/A | #N/A | #N/A | #N/A
TRUE | VIC | LY66 | Loy Yang (AusNet) 66 kV | AusNet | Summer | Non-coincident | 2027 | POE10 | NA | 24.7343 | VIC Loy Yang (AusNet) 66 kV |  |  | FALSE | #N/A | #N/A | #N/A | #N/A | #N/A | #N/A | #N/A | #N/A | #N/A | #N/A
TRUE | VIC | LY66 | Loy Yang (AusNet) 66 kV | AusNet | Summer | Coincident | 2028 | POE10 | NA | 8.3764 | VIC Loy Yang (AusNet) 66 kV |  |  | FALSE | #N/A | #N/A | #N/A | #N/A | #N/A | #N/A | #N/A | #N/A | #N/A | #N/A
TRUE | VIC | LY66 | Loy Yang (AusNet) 66 kV | AusNet | Summer | Coincident | 2028 | POE50 | NA | 8.3736 | VIC Loy Yang (AusNet) 66 kV |  |  | FALSE | #N/A | #N/A | #N/A | #N/A | #N/A | #N/A | #N/A | #N/A | #N/A | #N/A
TRUE | VIC | LY66 | Loy Yang (AusNet) 66 kV | AusNet | Summer | Non-coincident | 2028 | POE10 | NA | 24.7344 | VIC Loy Yang (AusNet) 66 kV |  |  | FALSE | #N/A | #N/A | #N/A | #N/A | #N/A | #N/A | #N/A | #N/A | #N/A | #N/A
TRUE | VIC | LY66 | Loy Yang (AusNet) 66 kV | AusNet | Summer | Coincident | 2029 | POE10 | NA | 8.227 | VIC Loy Yang (AusNet) 66 kV |  |  | FALSE | #N/A | #N/A | #N/A | #N/A | #N/A | #N/A | #N/A | #N/A | #N/A | #N/A
TRUE | VIC | LY66 | Loy Yang (AusNet) 66 kV | AusNet | Summer | Coincident | 2029 | POE50 | NA | 8.2294 | VIC Loy Yang (AusNet) 66 kV |  |  | FALSE | #N/A | #N/A | #N/A | #N/A | #N/A | #N/A | #N/A | #N/A | #N/A | #N/A
TRUE | VIC | LY66 | Loy Yang (AusNet) 66 kV | AusNet | Summer | Non-coincident | 2029 | POE10 | NA | 24.7345 | VIC Loy Yang (AusNet) 66 kV |  |  | FALSE | #N/A | #N/A | #N/A | #N/A | #N/A | #N/A | #N/A | #N/A | #N/A | #N/A
TRUE | VIC | LY66 | Loy Yang (AusNet) 66 kV | AusNet | Summer | Coincident | 2030 | POE10 | NA | 8.106 | VIC Loy Yang (AusNet) 66 kV |  |  | FALSE | #N/A | #N/A | #N/A | #N/A | #N/A | #N/A | #N/A | #N/A | #N/A | #N/A
TRUE | VIC | LY66 | Loy Yang (AusNet) 66 kV | AusNet | Summer | Coincident | 2030 | POE50 | NA | 8.0832 | VIC Loy Yang (AusNet) 66 kV |  |  | FALSE | #N/A | #N/A | #N/A | #N/A | #N/A | #N/A | #N/A | #N/A | #N/A | #N/A
TRUE | VIC | LY66 | Loy Yang (AusNet) 66 kV | AusNet | Summer | Non-coincident | 2030 | POE10 | NA | 24.7346 | VIC Loy Yang (AusNet) 66 kV |  |  | FALSE | #N/A | #N/A | #N/A | #N/A | #N/A | #N/A | #N/A | #N/A | #N/A | #N/A
TRUE | VIC | LY66 | Loy Yang (AusNet) 66 kV | AusNet | Summer | Coincident | 2031 | POE10 | NA | 7.9005 | VIC Loy Yang (AusNet) 66 kV |  |  | FALSE | #N/A | #N/A | #N/A | #N/A | #N/A | #N/A | #N/A | #N/A | #N/A | #N/A
TRUE | VIC | LY66 | Loy Yang (AusNet) 66 kV | AusNet | Summer | Coincident | 2031 | POE50 | NA | 7.9164 | VIC Loy Yang (AusNet) 66 kV |  |  | FALSE | #N/A | #N/A | #N/A | #N/A | #N/A | #N/A | #N/A | #N/A | #N/A | #N/A
TRUE | VIC | LY66 | Loy Yang (AusNet) 66 kV | AusNet | Summer | Non-coincident | 2031 | POE10 | NA | 24.7348 | VIC Loy Yang (AusNet) 66 kV |  |  | FALSE | #N/A | #N/A | #N/A | #N/A | #N/A | #N/A | #N/A | #N/A | #N/A | #N/A
TRUE | VIC | LY66 | Loy Yang (AusNet) 66 kV | AusNet | Summer | Coincident | 2032 | POE10 | NA | 7.6645 | VIC Loy Yang (AusNet) 66 kV |  |  | FALSE | #N/A | #N/A | #N/A | #N/A | #N/A | #N/A | #N/A | #N/A | #N/A | #N/A
TRUE | VIC | LY66 | Loy Yang (AusNet) 66 kV | AusNet | Summer | Coincident | 2032 | POE50 | NA | 7.6643 | VIC Loy Yang (AusNet) 66 kV |  |  | FALSE | #N/A | #N/A | #N/A | #N/A | #N/A | #N/A | #N/A | #N/A | #N/A | #N/A
TRUE | VIC | LY66 | Loy Yang (AusNet) 66 kV | AusNet | Summer | Non-coincident | 2032 | POE10 | NA | 24.735 | VIC Loy Yang (AusNet) 66 kV |  |  | FALSE | #N/A | #N/A | #N/A | #N/A | #N/A | #N/A | #N/A | #N/A | #N/A | #N/A
TRUE | VIC | LY66 | Loy Yang (AusNet) 66 kV | AusNet | Summer | Coincident | 2033 | POE10 | NA | 7.4851 | VIC Loy Yang (AusNet) 66 kV |  |  | FALSE | #N/A | #N/A | #N/A | #N/A | #N/A | #N/A | #N/A | #N/A | #N/A | #N/A
TRUE | VIC | LY66 | Loy Yang (AusNet) 66 kV | AusNet | Summer | Coincident | 2033 | POE50 | NA | 7.4149 | VIC Loy Yang (AusNet) 66 kV |  |  | FALSE | #N/A | #N/A | #N/A | #N/A | #N/A | #N/A | #N/A | #N/A | #N/A | #N/A
TRUE | VIC | LY66 | Loy Yang (AusNet) 66 kV | AusNet | Summer | Non-coincident | 2033 | POE10 | NA | 24.7351 | VIC Loy Yang (AusNet) 66 kV |  |  | FALSE | #N/A | #N/A | #N/A | #N/A | #N/A | #N/A | #N/A | #N/A | #N/A | #N/A
TRUE | VIC | LY66 | Loy Yang (AusNet) 66 kV | AusNet | Summer | Coincident | 2034 | POE10 | NA | 7.4074 | VIC Loy Yang (AusNet) 66 kV |  |  | FALSE | #N/A | #N/A | #N/A | #N/A | #N/A | #N/A | #N/A | #N/A | #N/A | #N/A
TRUE | VIC | LY66 | Loy Yang (AusNet) 66 kV | AusNet | Summer | Coincident | 2034 | POE50 | NA | 7.3451 | VIC Loy Yang (AusNet) 66 kV |  |  | FALSE | #N/A | #N/A | #N/A | #N/A | #N/A | #N/A | #N/A | #N/A | #N/A | #N/A
TRUE | VIC | LY66 | Loy Yang (AusNet) 66 kV | AusNet | Summer | Non-coincident | 2034 | POE10 | NA | 24.7353 | VIC Loy Yang (AusNet) 66 kV |  |  | FALSE | #N/A | #N/A | #N/A | #N/A | #N/A | #N/A | #N/A | #N/A | #N/A | #N/A
TRUE | VIC | LY66 | Loy Yang (AusNet) 66 kV | AusNet | Summer | Coincident | 2035 | POE10 | NA | 7.3619 | VIC Loy Yang (AusNet) 66 kV |  |  | FALSE | #N/A | #N/A | #N/A | #N/A | #N/A | #N/A | #N/A | #N/A | #N/A | #N/A
TRUE | VIC | LY66 | Loy Yang (AusNet) 66 kV | AusNet | Summer | Coincident | 2035 | POE50 | NA | 7.3007 | VIC Loy Yang (AusNet) 66 kV |  |  | FALSE | #N/A | #N/A | #N/A | #N/A | #N/A | #N/A | #N/A | #N/A | #N/A | #N/A
TRUE | VIC | LY66 | Loy Yang (AusNet) 66 kV | AusNet | Summer | Non-coincident | 2035 | POE10 | NA | 24.7354 | VIC Loy Yang (AusNet) 66 kV |  |  | FALSE | #N/A | #N/A | #N/A | #N/A | #N/A | #N/A | #N/A | #N/A | #N/A | #N/A
TRUE | VIC | LY66 | Loy Yang (AusNet) 66 kV | AusNet | Winter | Coincident | 2018 | ACTUAL_OPG | NA | 13.5256 | VIC Loy Yang (AusNet) 66 kV |  |  | FALSE | #N/A | #N/A | #N/A | #N/A | #N/A | #N/A | #N/A | #N/A | #N/A | #N/A
TRUE | VIC | LY66 | Loy Yang (AusNet) 66 kV | AusNet | Winter | Coincident | 2018 | ACTUAL_RAW | NA | 13.5256 | VIC Loy Yang (AusNet) 66 kV |  |  | FALSE | #N/A | #N/A | #N/A | #N/A | #N/A | #N/A | #N/A | #N/A | #N/A | #N/A
TRUE | VIC | LY66 | Loy Yang (AusNet) 66 kV | AusNet | Winter | Non-coincident | 2018 | ACTUAL_RAW | NA | 29.3346 | VIC Loy Yang (AusNet) 66 kV |  |  | FALSE | #N/A | #N/A | #N/A | #N/A | #N/A | #N/A | #N/A | #N/A | #N/A | #N/A
TRUE | VIC | LY66 | Loy Yang (AusNet) 66 kV | AusNet | Winter | Non-coincident | 2018 | ACTUAL_OPG | NA | 29.3346 | VIC Loy Yang (AusNet) 66 kV |  |  | FALSE | #N/A | #N/A | #N/A | #N/A | #N/A | #N/A | #N/A | #N/A | #N/A | #N/A
TRUE | VIC | LY66 | Loy Yang (AusNet) 66 kV | AusNet | Winter | Non-coincident | 2018 | ACTUAL_ADJUSTEDOPG | NA | 29.3346 | VIC Loy Yang (AusNet) 66 kV |  |  | FALSE | #N/A | #N/A | #N/A | #N/A | #N/A | #N/A | #N/A | #N/A | #N/A | #N/A
TRUE | VIC | LY66 | Loy Yang (AusNet) 66 kV | AusNet | Winter | Coincident | 2019 | ACTUAL_OPG | NA | 9.662 | VIC Loy Yang (AusNet) 66 kV |  |  | FALSE | #N/A | #N/A | #N/A | #N/A | #N/A | #N/A | #N/A | #N/A | #N/A | #N/A
TRUE | VIC | LY66 | Loy Yang (AusNet) 66 kV | AusNet | Winter | Coincident | 2019 | ACTUAL_RAW | NA | 9.662 | VIC Loy Yang (AusNet) 66 kV |  |  | FALSE | #N/A | #N/A | #N/A | #N/A | #N/A | #N/A | #N/A | #N/A | #N/A | #N/A
TRUE | VIC | LY66 | Loy Yang (AusNet) 66 kV | AusNet | Winter | Non-coincident | 2019 | ACTUAL_RAW | NA | 27.951 | VIC Loy Yang (AusNet) 66 kV |  |  | FALSE | #N/A | #N/A | #N/A | #N/A | #N/A | #N/A | #N/A | #N/A | #N/A | #N/A
TRUE | VIC | LY66 | Loy Yang (AusNet) 66 kV | AusNet | Winter | Non-coincident | 2019 | ACTUAL_OPG | NA | 27.951 | VIC Loy Yang (AusNet) 66 kV |  |  | FALSE | #N/A | #N/A | #N/A | #N/A | #N/A | #N/A | #N/A | #N/A | #N/A | #N/A
TRUE | VIC | LY66 | Loy Yang (AusNet) 66 kV | AusNet | Winter | Non-coincident | 2019 | ACTUAL_ADJUSTEDOPG | NA | 27.951 | VIC Loy Yang (AusNet) 66 kV |  |  | FALSE | #N/A | #N/A | #N/A | #N/A | #N/A | #N/A | #N/A | #N/A | #N/A | #N/A
TRUE | VIC | LY66 | Loy Yang (AusNet) 66 kV | AusNet | Winter | Coincident | 2020 | ACTUAL_OPG | NA | 10.6539 | VIC Loy Yang (AusNet) 66 kV |  |  | FALSE | #N/A | #N/A | #N/A | #N/A | #N/A | #N/A | #N/A | #N/A | #N/A | #N/A
TRUE | VIC | LY66 | Loy Yang (AusNet) 66 kV | AusNet | Winter | Coincident | 2020 | ACTUAL_RAW | NA | 10.6539 | VIC Loy Yang (AusNet) 66 kV |  |  | FALSE | #N/A | #N/A | #N/A | #N/A | #N/A | #N/A | #N/A | #N/A | #N/A | #N/A
TRUE | VIC | LY66 | Loy Yang (AusNet) 66 kV | AusNet | Winter | Non-coincident | 2020 | ACTUAL_RAW | NA | 29.3923 | VIC Loy Yang (AusNet) 66 kV |  |  | FALSE | #N/A | #N/A | #N/A | #N/A | #N/A | #N/A | #N/A | #N/A | #N/A | #N/A
TRUE | VIC | LY66 | Loy Yang (AusNet) 66 kV | AusNet | Winter | Non-coincident | 2020 | ACTUAL_OPG | NA | 29.3923 | VIC Loy Yang (AusNet) 66 kV |  |  | FALSE | #N/A | #N/A | #N/A | #N/A | #N/A | #N/A | #N/A | #N/A | #N/A | #N/A
TRUE | VIC | LY66 | Loy Yang (AusNet) 66 kV | AusNet | Winter | Non-coincident | 2020 | ACTUAL_ADJUSTEDOPG | NA | 29.3923 | VIC Loy Yang (AusNet) 66 kV |  |  | FALSE | #N/A | #N/A | #N/A | #N/A | #N/A | #N/A | #N/A | #N/A | #N/A | #N/A
TRUE | VIC | LY66 | Loy Yang (AusNet) 66 kV | AusNet | Winter | Coincident | 2021 | ACTUAL_OPG | NA | 18.0807 | VIC Loy Yang (AusNet) 66 kV |  |  | FALSE | #N/A | #N/A | #N/A | #N/A | #N/A | #N/A | #N/A | #N/A | #N/A | #N/A
TRUE | VIC | LY66 | Loy Yang (AusNet) 66 kV | AusNet | Winter | Coincident | 2021 | ACTUAL_RAW | NA | 18.0807 | VIC Loy Yang (AusNet) 66 kV |  |  | FALSE | #N/A | #N/A | #N/A | #N/A | #N/A | #N/A | #N/A | #N/A | #N/A | #N/A
TRUE | VIC | LY66 | Loy Yang (AusNet) 66 kV | AusNet | Winter | Non-coincident | 2021 | ACTUAL_RAW | NA | 28.0315 | VIC Loy Yang (AusNet) 66 kV |  |  | FALSE | #N/A | #N/A | #N/A | #N/A | #N/A | #N/A | #N/A | #N/A | #N/A | #N/A
TRUE | VIC | LY66 | Loy Yang (AusNet) 66 kV | AusNet | Winter | Non-coincident | 2021 | ACTUAL_OPG | NA | 28.0315 | VIC Loy Yang (AusNet) 66 kV |  |  | FALSE | #N/A | #N/A | #N/A | #N/A | #N/A | #N/A | #N/A | #N/A | #N/A | #N/A
TRUE | VIC | LY66 | Loy Yang (AusNet) 66 kV | AusNet | Winter | Non-coincident | 2021 | ACTUAL_ADJUSTEDOPG | NA | 28.0315 | VIC Loy Yang (AusNet) 66 kV |  |  | FALSE | #N/A | #N/A | #N/A | #N/A | #N/A | #N/A | #N/A | #N/A | #N/A | #N/A
TRUE | VIC | LY66 | Loy Yang (AusNet) 66 kV | AusNet | Winter | Coincident | 2022 | ACTUAL_OPG | NA | 13.6715 | VIC Loy Yang (AusNet) 66 kV |  |  | FALSE | #N/A | #N/A | #N/A | #N/A | #N/A | #N/A | #N/A | #N/A | #N/A | #N/A
TRUE | VIC | LY66 | Loy Yang (AusNet) 66 kV | AusNet | Winter | Coincident | 2022 | ACTUAL_RAW | NA | 13.6715 | VIC Loy Yang (AusNet) 66 kV |  |  | FALSE | #N/A | #N/A | #N/A | #N/A | #N/A | #N/A | #N/A | #N/A | #N/A | #N/A
TRUE | VIC | LY66 | Loy Yang (AusNet) 66 kV | AusNet | Winter | Non-coincident | 2022 | ACTUAL_RAW | NA | 25.3679 | VIC Loy Yang (AusNet) 66 kV |  |  | FALSE | #N/A | #N/A | #N/A | #N/A | #N/A | #N/A | #N/A | #N/A | #N/A | #N/A
TRUE | VIC | LY66 | Loy Yang (AusNet) 66 kV | AusNet | Winter | Non-coincident | 2022 | ACTUAL_OPG | NA | 25.3679 | VIC Loy Yang (AusNet) 66 kV |  |  | FALSE | #N/A | #N/A | #N/A | #N/A | #N/A | #N/A | #N/A | #N/A | #N/A | #N/A
TRUE | VIC | LY66 | Loy Yang (AusNet) 66 kV | AusNet | Winter | Non-coincident | 2022 | ACTUAL_ADJUSTEDOPG | NA | 25.3679 | VIC Loy Yang (AusNet) 66 kV |  |  | FALSE | #N/A | #N/A | #N/A | #N/A | #N/A | #N/A | #N/A | #N/A | #N/A | #N/A
TRUE | VIC | LY66 | Loy Yang (AusNet) 66 kV | AusNet | Winter | Coincident | 2023 | ACTUAL_OPG | NA | 9.961 | VIC Loy Yang (AusNet) 66 kV |  |  | FALSE | #N/A | #N/A | #N/A | #N/A | #N/A | #N/A | #N/A | #N/A | #N/A | #N/A
TRUE | VIC | LY66 | Loy Yang (AusNet) 66 kV | AusNet | Winter | Coincident | 2023 | ACTUAL_RAW | NA | 9.961 | VIC Loy Yang (AusNet) 66 kV |  |  | FALSE | #N/A | #N/A | #N/A | #N/A | #N/A | #N/A | #N/A | #N/A | #N/A | #N/A
TRUE | VIC | LY66 | Loy Yang (AusNet) 66 kV | AusNet | Winter | Non-coincident | 2023 | ACTUAL_RAW | NA | 25.927 | VIC Loy Yang (AusNet) 66 kV |  |  | FALSE | #N/A | #N/A | #N/A | #N/A | #N/A | #N/A | #N/A | #N/A | #N/A | #N/A
TRUE | VIC | LY66 | Loy Yang (AusNet) 66 kV | AusNet | Winter | Non-coincident | 2023 | ACTUAL_OPG | NA | 25.927 | VIC Loy Yang (AusNet) 66 kV |  |  | FALSE | #N/A | #N/A | #N/A | #N/A | #N/A | #N/A | #N/A | #N/A | #N/A | #N/A
TRUE | VIC | LY66 | Loy Yang (AusNet) 66 kV | AusNet | Winter | Non-coincident | 2023 | ACTUAL_ADJUSTEDOPG | NA | 25.927 | VIC Loy Yang (AusNet) 66 kV |  |  | FALSE | #N/A | #N/A | #N/A | #N/A | #N/A | #N/A | #N/A | #N/A | #N/A | #N/A
TRUE | VIC | LY66 | Loy Yang (AusNet) 66 kV | AusNet | Winter | Coincident | 2024 | ACTUAL_OPG | NA | 12.2409 | VIC Loy Yang (AusNet) 66 kV |  |  | FALSE | #N/A | #N/A | #N/A | #N/A | #N/A | #N/A | #N/A | #N/A | #N/A | #N/A
TRUE | VIC | LY66 | Loy Yang (AusNet) 66 kV | AusNet | Winter | Coincident | 2024 | ACTUAL_RAW | NA | 12.2409 | VIC Loy Yang (AusNet) 66 kV |  |  | FALSE | #N/A | #N/A | #N/A | #N/A | #N/A | #N/A | #N/A | #N/A | #N/A | #N/A
TRUE | VIC | LY66 | Loy Yang (AusNet) 66 kV | AusNet | Winter | Non-coincident | 2024 | ACTUAL_RAW | NA | 29.0925 | VIC Loy Yang (AusNet) 66 kV |  |  | FALSE | #N/A | #N/A | #N/A | #N/A | #N/A | #N/A | #N/A | #N/A | #N/A | #N/A
TRUE | VIC | LY66 | Loy Yang (AusNet) 66 kV | AusNet | Winter | Non-coincident | 2024 | ACTUAL_OPG | NA | 29.0925 | VIC Loy Yang (AusNet) 66 kV |  |  | FALSE | #N/A | #N/A | #N/A | #N/A | #N/A | #N/A | #N/A | #N/A | #N/A | #N/A
TRUE | VIC | LY66 | Loy Yang (AusNet) 66 kV | AusNet | Winter | Non-coincident | 2024 | ACTUAL_ADJUSTEDOPG | NA | 29.0925 | VIC Loy Yang (AusNet) 66 kV |  |  | FALSE | #N/A | #N/A | #N/A | #N/A | #N/A | #N/A | #N/A | #N/A | #N/A | #N/A
TRUE | VIC | LY66 | Loy Yang (AusNet) 66 kV | AusNet | Winter | Coincident | 2025 | POE10 | NA | 14.037 | VIC Loy Yang (AusNet) 66 kV |  |  | FALSE | #N/A | #N/A | #N/A | #N/A | #N/A | #N/A | #N/A | #N/A | #N/A | #N/A
TRUE | VIC | LY66 | Loy Yang (AusNet) 66 kV | AusNet | Winter | Coincident | 2025 | POE50 | NA | 13.6947 | VIC Loy Yang (AusNet) 66 kV |  |  | FALSE | #N/A | #N/A | #N/A | #N/A | #N/A | #N/A | #N/A | #N/A | #N/A | #N/A
TRUE | VIC | LY66 | Loy Yang (AusNet) 66 kV | AusNet | Winter | Non-coincident | 2025 | ACTUAL_RAW | NA | 24.5171 | VIC Loy Yang (AusNet) 66 kV |  |  | FALSE | #N/A | #N/A | #N/A | #N/A | #N/A | #N/A | #N/A | #N/A | #N/A | #N/A
TRUE | VIC | LY66 | Loy Yang (AusNet) 66 kV | AusNet | Winter | Non-coincident | 2025 | ACTUAL_ADJUSTEDOPG | NA | 24.5171 | VIC Loy Yang (AusNet) 66 kV |  |  | FALSE | #N/A | #N/A | #N/A | #N/A | #N/A | #N/A | #N/A | #N/A | #N/A | #N/A
TRUE | VIC | LY66 | Loy Yang (AusNet) 66 kV | AusNet | Winter | Non-coincident | 2025 | BASEYEARPOE50 | NA | 28.8981 | VIC Loy Yang (AusNet) 66 kV |  |  | FALSE | #N/A | #N/A | #N/A | #N/A | #N/A | #N/A | #N/A | #N/A | #N/A | #N/A
TRUE | VIC | LY66 | Loy Yang (AusNet) 66 kV | AusNet | Winter | Non-coincident | 2025 | BASEYEARPOE10 | NA | 29.6881 | VIC Loy Yang (AusNet) 66 kV |  |  | FALSE | #N/A | #N/A | #N/A | #N/A | #N/A | #N/A | #N/A | #N/A | #N/A | #N/A
TRUE | VIC | LY66 | Loy Yang (AusNet) 66 kV | AusNet | Winter | Non-coincident | 2025 | POE10 | NA | 29.6881 | VIC Loy Yang (AusNet) 66 kV |  |  | FALSE | #N/A | #N/A | #N/A | #N/A | #N/A | #N/A | #N/A | #N/A | #N/A | #N/A
TRUE | VIC | LY66 | Loy Yang (AusNet) 66 kV | AusNet | Winter | Non-coincident | 2025 | POE50 | NA | 28.8981 | VIC Loy Yang (AusNet) 66 kV |  |  | FALSE | #N/A | #N/A | #N/A | #N/A | #N/A | #N/A | #N/A | #N/A | #N/A | #N/A
TRUE | VIC | LY66 | Loy Yang (AusNet) 66 kV | AusNet | Winter | Coincident | 2026 | POE10 | NA | 13.5241 | VIC Loy Yang (AusNet) 66 kV |  |  | FALSE | #N/A | #N/A | #N/A | #N/A | #N/A | #N/A | #N/A | #N/A | #N/A | #N/A
TRUE | VIC | LY66 | Loy Yang (AusNet) 66 kV | AusNet | Winter | Coincident | 2026 | POE50 | NA | 13.1697 | VIC Loy Yang (AusNet) 66 kV |  |  | FALSE | #N/A | #N/A | #N/A | #N/A | #N/A | #N/A | #N/A | #N/A | #N/A | #N/A
TRUE | VIC | LY66 | Loy Yang (AusNet) 66 kV | AusNet | Winter | Non-coincident | 2026 | POE10 | NA | 29.6881 | VIC Loy Yang (AusNet) 66 kV |  |  | FALSE | #N/A | #N/A | #N/A | #N/A | #N/A | #N/A | #N/A | #N/A | #N/A | #N/A
TRUE | VIC | LY66 | Loy Yang (AusNet) 66 kV | AusNet | Winter | Non-coincident | 2026 | POE50 | NA | 28.8981 | VIC Loy Yang (AusNet) 66 kV |  |  | FALSE | #N/A | #N/A | #N/A | #N/A | #N/A | #N/A | #N/A | #N/A | #N/A | #N/A
TRUE | VIC | LY66 | Loy Yang (AusNet) 66 kV | AusNet | Winter | Coincident | 2027 | POE10 | NA | 13.0306 | VIC Loy Yang (AusNet) 66 kV |  |  | FALSE | #N/A | #N/A | #N/A | #N/A | #N/A | #N/A | #N/A | #N/A | #N/A | #N/A
TRUE | VIC | LY66 | Loy Yang (AusNet) 66 kV | AusNet | Winter | Coincident | 2027 | POE50 | NA | 12.6566 | VIC Loy Yang (AusNet) 66 kV |  |  | FALSE | #N/A | #N/A | #N/A | #N/A | #N/A | #N/A | #N/A | #N/A | #N/A | #N/A
TRUE | VIC | LY66 | Loy Yang (AusNet) 66 kV | AusNet | Winter | Non-coincident | 2027 | POE10 | NA | 29.6881 | VIC Loy Yang (AusNet) 66 kV |  |  | FALSE | #N/A | #N/A | #N/A | #N/A | #N/A | #N/A | #N/A | #N/A | #N/A | #N/A
TRUE | VIC | LY66 | Loy Yang (AusNet) 66 kV | AusNet | Winter | Non-coincident | 2027 | POE50 | NA | 28.8981 | VIC Loy Yang (AusNet) 66 kV |  |  | FALSE | #N/A | #N/A | #N/A | #N/A | #N/A | #N/A | #N/A | #N/A | #N/A | #N/A
TRUE | VIC | LY66 | Loy Yang (AusNet) 66 kV | AusNet | Winter | Coincident | 2028 | POE10 | NA | 12.7797 | VIC Loy Yang (AusNet) 66 kV |  |  | FALSE | #N/A | #N/A | #N/A | #N/A | #N/A | #N/A | #N/A | #N/A | #N/A | #N/A
TRUE | VIC | LY66 | Loy Yang (AusNet) 66 kV | AusNet | Winter | Coincident | 2028 | POE50 | NA | 12.4228 | VIC Loy Yang (AusNet) 66 kV |  |  | FALSE | #N/A | #N/A | #N/A | #N/A | #N/A | #N/A | #N/A | #N/A | #N/A | #N/A
TRUE | VIC | LY66 | Loy Yang (AusNet) 66 kV | AusNet | Winter | Non-coincident | 2028 | POE10 | NA | 29.6882 | VIC Loy Yang (AusNet) 66 kV |  |  | FALSE | #N/A | #N/A | #N/A | #N/A | #N/A | #N/A | #N/A | #N/A | #N/A | #N/A
TRUE | VIC | LY66 | Loy Yang (AusNet) 66 kV | AusNet | Winter | Non-coincident | 2028 | POE50 | NA | 28.8982 | VIC Loy Yang (AusNet) 66 kV |  |  | FALSE | #N/A | #N/A | #N/A | #N/A | #N/A | #N/A | #N/A | #N/A | #N/A | #N/A
TRUE | VIC | LY66 | Loy Yang (AusNet) 66 kV | AusNet | Winter | Coincident | 2029 | POE10 | NA | 12.6238 | VIC Loy Yang (AusNet) 66 kV |  |  | FALSE | #N/A | #N/A | #N/A | #N/A | #N/A | #N/A | #N/A | #N/A | #N/A | #N/A
TRUE | VIC | LY66 | Loy Yang (AusNet) 66 kV | AusNet | Winter | Coincident | 2029 | POE50 | NA | 12.2754 | VIC Loy Yang (AusNet) 66 kV |  |  | FALSE | #N/A | #N/A | #N/A | #N/A | #N/A | #N/A | #N/A | #N/A | #N/A | #N/A
TRUE | VIC | LY66 | Loy Yang (AusNet) 66 kV | AusNet | Winter | Non-coincident | 2029 | POE10 | NA | 29.6883 | VIC Loy Yang (AusNet) 66 kV |  |  | FALSE | #N/A | #N/A | #N/A | #N/A | #N/A | #N/A | #N/A | #N/A | #N/A | #N/A
TRUE | VIC | LY66 | Loy Yang (AusNet) 66 kV | AusNet | Winter | Non-coincident | 2029 | POE50 | NA | 28.8983 | VIC Loy Yang (AusNet) 66 kV |  |  | FALSE | #N/A | #N/A | #N/A | #N/A | #N/A | #N/A | #N/A | #N/A | #N/A | #N/A
TRUE | VIC | LY66 | Loy Yang (AusNet) 66 kV | AusNet | Winter | Coincident | 2030 | POE10 | NA | 12.4492 | VIC Loy Yang (AusNet) 66 kV |  |  | FALSE | #N/A | #N/A | #N/A | #N/A | #N/A | #N/A | #N/A | #N/A | #N/A | #N/A
TRUE | VIC | LY66 | Loy Yang (AusNet) 66 kV | AusNet | Winter | Coincident | 2030 | POE50 | NA | 12.103 | VIC Loy Yang (AusNet) 66 kV |  |  | FALSE | #N/A | #N/A | #N/A | #N/A | #N/A | #N/A | #N/A | #N/A | #N/A | #N/A
TRUE | VIC | LY66 | Loy Yang (AusNet) 66 kV | AusNet | Winter | Non-coincident | 2030 | POE10 | NA | 29.6884 | VIC Loy Yang (AusNet) 66 kV |  |  | FALSE | #N/A | #N/A | #N/A | #N/A | #N/A | #N/A | #N/A | #N/A | #N/A | #N/A
TRUE | VIC | LY66 | Loy Yang (AusNet) 66 kV | AusNet | Winter | Non-coincident | 2030 | POE50 | NA | 28.8984 | VIC Loy Yang (AusNet) 66 kV |  |  | FALSE | #N/A | #N/A | #N/A | #N/A | #N/A | #N/A | #N/A | #N/A | #N/A | #N/A
TRUE | VIC | LY66 | Loy Yang (AusNet) 66 kV | AusNet | Winter | Coincident | 2031 | POE10 | NA | 12.2963 | VIC Loy Yang (AusNet) 66 kV |  |  | FALSE | #N/A | #N/A | #N/A | #N/A | #N/A | #N/A | #N/A | #N/A | #N/A | #N/A
TRUE | VIC | LY66 | Loy Yang (AusNet) 66 kV | AusNet | Winter | Coincident | 2031 | POE50 | NA | 11.9548 | VIC Loy Yang (AusNet) 66 kV |  |  | FALSE | #N/A | #N/A | #N/A | #N/A | #N/A | #N/A | #N/A | #N/A | #N/A | #N/A
TRUE | VIC | LY66 | Loy Yang (AusNet) 66 kV | AusNet | Winter | Non-coincident | 2031 | POE10 | NA | 29.6886 | VIC Loy Yang (AusNet) 66 kV |  |  | FALSE | #N/A | #N/A | #N/A | #N/A | #N/A | #N/A | #N/A | #N/A | #N/A | #N/A
TRUE | VIC | LY66 | Loy Yang (AusNet) 66 kV | AusNet | Winter | Non-coincident | 2031 | POE50 | NA | 28.8986 | VIC Loy Yang (AusNet) 66 kV |  |  | FALSE | #N/A | #N/A | #N/A | #N/A | #N/A | #N/A | #N/A | #N/A | #N/A | #N/A
TRUE | VIC | LY66 | Loy Yang (AusNet) 66 kV | AusNet | Winter | Coincident | 2032 | POE10 | NA | 12.0443 | VIC Loy Yang (AusNet) 66 kV |  |  | FALSE | #N/A | #N/A | #N/A | #N/A | #N/A | #N/A | #N/A | #N/A | #N/A | #N/A
TRUE | VIC | LY66 | Loy Yang (AusNet) 66 kV | AusNet | Winter | Coincident | 2032 | POE50 | NA | 11.6876 | VIC Loy Yang (AusNet) 66 kV |  |  | FALSE | #N/A | #N/A | #N/A | #N/A | #N/A | #N/A | #N/A | #N/A | #N/A | #N/A
TRUE | VIC | LY66 | Loy Yang (AusNet) 66 kV | AusNet | Winter | Non-coincident | 2032 | POE10 | NA | 29.6887 | VIC Loy Yang (AusNet) 66 kV |  |  | FALSE | #N/A | #N/A | #N/A | #N/A | #N/A | #N/A | #N/A | #N/A | #N/A | #N/A
TRUE | VIC | LY66 | Loy Yang (AusNet) 66 kV | AusNet | Winter | Non-coincident | 2032 | POE50 | NA | 28.8987 | VIC Loy Yang (AusNet) 66 kV |  |  | FALSE | #N/A | #N/A | #N/A | #N/A | #N/A | #N/A | #N/A | #N/A | #N/A | #N/A
TRUE | VIC | LY66 | Loy Yang (AusNet) 66 kV | AusNet | Winter | Coincident | 2033 | POE10 | NA | 11.7445 | VIC Loy Yang (AusNet) 66 kV |  |  | FALSE | #N/A | #N/A | #N/A | #N/A | #N/A | #N/A | #N/A | #N/A | #N/A | #N/A
TRUE | VIC | LY66 | Loy Yang (AusNet) 66 kV | AusNet | Winter | Coincident | 2033 | POE50 | NA | 11.398 | VIC Loy Yang (AusNet) 66 kV |  |  | FALSE | #N/A | #N/A | #N/A | #N/A | #N/A | #N/A | #N/A | #N/A | #N/A | #N/A
TRUE | VIC | LY66 | Loy Yang (AusNet) 66 kV | AusNet | Winter | Non-coincident | 2033 | POE10 | NA | 29.6888 | VIC Loy Yang (AusNet) 66 kV |  |  | FALSE | #N/A | #N/A | #N/A | #N/A | #N/A | #N/A | #N/A | #N/A | #N/A | #N/A
TRUE | VIC | LY66 | Loy Yang (AusNet) 66 kV | AusNet | Winter | Non-coincident | 2033 | POE50 | NA | 28.8988 | VIC Loy Yang (AusNet) 66 kV |  |  | FALSE | #N/A | #N/A | #N/A | #N/A | #N/A | #N/A | #N/A | #N/A | #N/A | #N/A
TRUE | VIC | LY66 | Loy Yang (AusNet) 66 kV | AusNet | Winter | Coincident | 2034 | POE10 | NA | 11.6574 | VIC Loy Yang (AusNet) 66 kV |  |  | FALSE | #N/A | #N/A | #N/A | #N/A | #N/A | #N/A | #N/A | #N/A | #N/A | #N/A
TRUE | VIC | LY66 | Loy Yang (AusNet) 66 kV | AusNet | Winter | Coincident | 2034 | POE50 | NA | 11.3196 | VIC Loy Yang (AusNet) 66 kV |  |  | FALSE | #N/A | #N/A | #N/A | #N/A | #N/A | #N/A | #N/A | #N/A | #N/A | #N/A
TRUE | VIC | LY66 | Loy Yang (AusNet) 66 kV | AusNet | Winter | Non-coincident | 2034 | POE10 | NA | 29.6889 | VIC Loy Yang (AusNet) 66 kV |  |  | FALSE | #N/A | #N/A | #N/A | #N/A | #N/A | #N/A | #N/A | #N/A | #N/A | #N/A
TRUE | VIC | LY66 | Loy Yang (AusNet) 66 kV | AusNet | Winter | Non-coincident | 2034 | POE50 | NA | 28.8989 | VIC Loy Yang (AusNet) 66 kV |  |  | FALSE | #N/A | #N/A | #N/A | #N/A | #N/A | #N/A | #N/A | #N/A | #N/A | #N/A
TRUE | VIC | MBTS66 | Mt Beauty (AusNet) 66 kV | AusNet | Shoulder | Coincident | 2019 | ACTUAL_OPG | 11.1251 | NA | VIC Mt Beauty (AusNet) 66 kV |  |  | FALSE | #N/A | #N/A | #N/A | #N/A | #N/A | #N/A | #N/A | #N/A | #N/A | #N/A
TRUE | VIC | MBTS66 | Mt Beauty (AusNet) 66 kV | AusNet | Shoulder | Coincident | 2019 | ACTUAL_RAW | 11.1251 | NA | VIC Mt Beauty (AusNet) 66 kV |  |  | FALSE | #N/A | #N/A | #N/A | #N/A | #N/A | #N/A | #N/A | #N/A | #N/A | #N/A
TRUE | VIC | MBTS66 | Mt Beauty (AusNet) 66 kV | AusNet | Shoulder | Non-coincident | 2019 | ACTUAL_RAW | -13.9163 | NA | VIC Mt Beauty (AusNet) 66 kV |  |  | FALSE | #N/A | #N/A | #N/A | #N/A | #N/A | #N/A | #N/A | #N/A | #N/A | #N/A
TRUE | VIC | MBTS66 | Mt Beauty (AusNet) 66 kV | AusNet | Shoulder | Non-coincident | 2019 | ACTUAL_OPG | -13.9163 | NA | VIC Mt Beauty (AusNet) 66 kV |  |  | FALSE | #N/A | #N/A | #N/A | #N/A | #N/A | #N/A | #N/A | #N/A | #N/A | #N/A
TRUE | VIC | MBTS66 | Mt Beauty (AusNet) 66 kV | AusNet | Shoulder | Non-coincident | 2019 | ACTUAL_ADJUSTEDOPG | -13.9163 | NA | VIC Mt Beauty (AusNet) 66 kV |  |  | FALSE | #N/A | #N/A | #N/A | #N/A | #N/A | #N/A | #N/A | #N/A | #N/A | #N/A
TRUE | VIC | MBTS66 | Mt Beauty (AusNet) 66 kV | AusNet | Shoulder | Coincident | 2020 | ACTUAL_OPG | 6.7643 | NA | VIC Mt Beauty (AusNet) 66 kV |  |  | FALSE | #N/A | #N/A | #N/A | #N/A | #N/A | #N/A | #N/A | #N/A | #N/A | #N/A
TRUE | VIC | MBTS66 | Mt Beauty (AusNet) 66 kV | AusNet | Shoulder | Coincident | 2020 | ACTUAL_RAW | 6.7643 | NA | VIC Mt Beauty (AusNet) 66 kV |  |  | FALSE | #N/A | #N/A | #N/A | #N/A | #N/A | #N/A | #N/A | #N/A | #N/A | #N/A
TRUE | VIC | MBTS66 | Mt Beauty (AusNet) 66 kV | AusNet | Shoulder | Non-coincident | 2020 | ACTUAL_RAW | 1.9405 | NA | VIC Mt Beauty (AusNet) 66 kV |  |  | FALSE | #N/A | #N/A | #N/A | #N/A | #N/A | #N/A | #N/A | #N/A | #N/A | #N/A
TRUE | VIC | MBTS66 | Mt Beauty (AusNet) 66 kV | AusNet | Shoulder | Non-coincident | 2020 | ACTUAL_OPG | 1.9405 | NA | VIC Mt Beauty (AusNet) 66 kV |  |  | FALSE | #N/A | #N/A | #N/A | #N/A | #N/A | #N/A | #N/A | #N/A | #N/A | #N/A
TRUE | VIC | MBTS66 | Mt Beauty (AusNet) 66 kV | AusNet | Shoulder | Non-coincident | 2020 | ACTUAL_ADJUSTEDOPG | 1.9405 | NA | VIC Mt Beauty (AusNet) 66 kV |  |  | FALSE | #N/A | #N/A | #N/A | #N/A | #N/A | #N/A | #N/A | #N/A | #N/A | #N/A
TRUE | VIC | MBTS66 | Mt Beauty (AusNet) 66 kV | AusNet | Shoulder | Coincident | 2021 | ACTUAL_OPG | 5.0602 | NA | VIC Mt Beauty (AusNet) 66 kV |  |  | FALSE | #N/A | #N/A | #N/A | #N/A | #N/A | #N/A | #N/A | #N/A | #N/A | #N/A
TRUE | VIC | MBTS66 | Mt Beauty (AusNet) 66 kV | AusNet | Shoulder | Coincident | 2021 | ACTUAL_RAW | 5.0602 | NA | VIC Mt Beauty (AusNet) 66 kV |  |  | FALSE | #N/A | #N/A | #N/A | #N/A | #N/A | #N/A | #N/A | #N/A | #N/A | #N/A
TRUE | VIC | MBTS66 | Mt Beauty (AusNet) 66 kV | AusNet | Shoulder | Non-coincident | 2021 | ACTUAL_RAW | -4.7294 | NA | VIC Mt Beauty (AusNet) 66 kV |  |  | FALSE | #N/A | #N/A | #N/A | #N/A | #N/A | #N/A | #N/A | #N/A | #N/A | #N/A
TRUE | VIC | MBTS66 | Mt Beauty (AusNet) 66 kV | AusNet | Shoulder | Non-coincident | 2021 | ACTUAL_OPG | -4.7294 | NA | VIC Mt Beauty (AusNet) 66 kV |  |  | FALSE | #N/A | #N/A | #N/A | #N/A | #N/A | #N/A | #N/A | #N/A | #N/A | #N/A
TRUE | VIC | MBTS66 | Mt Beauty (AusNet) 66 kV | AusNet | Shoulder | Non-coincident | 2021 | ACTUAL_ADJUSTEDOPG | -4.7294 | NA | VIC Mt Beauty (AusNet) 66 kV |  |  | FALSE | #N/A | #N/A | #N/A | #N/A | #N/A | #N/A | #N/A | #N/A | #N/A | #N/A
TRUE | VIC | MBTS66 | Mt Beauty (AusNet) 66 kV | AusNet | Shoulder | Coincident | 2022 | ACTUAL_OPG | -5.4432 | NA | VIC Mt Beauty (AusNet) 66 kV |  |  | FALSE | #N/A | #N/A | #N/A | #N/A | #N/A | #N/A | #N/A | #N/A | #N/A | #N/A
TRUE | VIC | MBTS66 | Mt Beauty (AusNet) 66 kV | AusNet | Shoulder | Coincident | 2022 | ACTUAL_RAW | -5.4432 | NA | VIC Mt Beauty (AusNet) 66 kV |  |  | FALSE | #N/A | #N/A | #N/A | #N/A | #N/A | #N/A | #N/A | #N/A | #N/A | #N/A
TRUE | VIC | MBTS66 | Mt Beauty (AusNet) 66 kV | AusNet | Shoulder | Non-coincident | 2022 | ACTUAL_RAW | -22.2553 | NA | VIC Mt Beauty (AusNet) 66 kV |  |  | FALSE | #N/A | #N/A | #N/A | #N/A | #N/A | #N/A | #N/A | #N/A | #N/A | #N/A
TRUE | VIC | MBTS66 | Mt Beauty (AusNet) 66 kV | AusNet | Shoulder | Non-coincident | 2022 | ACTUAL_OPG | -22.2553 | NA | VIC Mt Beauty (AusNet) 66 kV |  |  | FALSE | #N/A | #N/A | #N/A | #N/A | #N/A | #N/A | #N/A | #N/A | #N/A | #N/A
TRUE | VIC | MBTS66 | Mt Beauty (AusNet) 66 kV | AusNet | Shoulder | Non-coincident | 2022 | ACTUAL_ADJUSTEDOPG | -22.2553 | NA | VIC Mt Beauty (AusNet) 66 kV |  |  | FALSE | #N/A | #N/A | #N/A | #N/A | #N/A | #N/A | #N/A | #N/A | #N/A | #N/A
TRUE | VIC | MBTS66 | Mt Beauty (AusNet) 66 kV | AusNet | Shoulder | Coincident | 2023 | ACTUAL_OPG | 5.5612 | NA | VIC Mt Beauty (AusNet) 66 kV |  |  | FALSE | #N/A | #N/A | #N/A | #N/A | #N/A | #N/A | #N/A | #N/A | #N/A | #N/A
TRUE | VIC | MBTS66 | Mt Beauty (AusNet) 66 kV | AusNet | Shoulder | Coincident | 2023 | ACTUAL_RAW | 5.5612 | NA | VIC Mt Beauty (AusNet) 66 kV |  |  | FALSE | #N/A | #N/A | #N/A | #N/A | #N/A | #N/A | #N/A | #N/A | #N/A | #N/A
TRUE | VIC | MBTS66 | Mt Beauty (AusNet) 66 kV | AusNet | Shoulder | Non-coincident | 2023 | ACTUAL_RAW | -12.4851 | NA | VIC Mt Beauty (AusNet) 66 kV |  |  | FALSE | #N/A | #N/A | #N/A | #N/A | #N/A | #N/A | #N/A | #N/A | #N/A | #N/A
TRUE | VIC | MBTS66 | Mt Beauty (AusNet) 66 kV | AusNet | Shoulder | Non-coincident | 2023 | ACTUAL_OPG | -12.4851 | NA | VIC Mt Beauty (AusNet) 66 kV |  |  | FALSE | #N/A | #N/A | #N/A | #N/A | #N/A | #N/A | #N/A | #N/A | #N/A | #N/A
TRUE | VIC | MBTS66 | Mt Beauty (AusNet) 66 kV | AusNet | Shoulder | Non-coincident | 2023 | ACTUAL_ADJUSTEDOPG | -12.4851 | NA | VIC Mt Beauty (AusNet) 66 kV |  |  | FALSE | #N/A | #N/A | #N/A | #N/A | #N/A | #N/A | #N/A | #N/A | #N/A | #N/A
TRUE | VIC | MBTS66 | Mt Beauty (AusNet) 66 kV | AusNet | Shoulder | Coincident | 2024 | ACTUAL_OPG | -0.63094 | NA | VIC Mt Beauty (AusNet) 66 kV |  |  | FALSE | #N/A | #N/A | #N/A | #N/A | #N/A | #N/A | #N/A | #N/A | #N/A | #N/A
TRUE | VIC | MBTS66 | Mt Beauty (AusNet) 66 kV | AusNet | Shoulder | Coincident | 2024 | ACTUAL_RAW | -0.63094 | NA | VIC Mt Beauty (AusNet) 66 kV |  |  | FALSE | #N/A | #N/A | #N/A | #N/A | #N/A | #N/A | #N/A | #N/A | #N/A | #N/A
TRUE | VIC | MBTS66 | Mt Beauty (AusNet) 66 kV | AusNet | Shoulder | Non-coincident | 2024 | ACTUAL_RAW | -21.8857 | NA | VIC Mt Beauty (AusNet) 66 kV |  |  | FALSE | #N/A | #N/A | #N/A | #N/A | #N/A | #N/A | #N/A | #N/A | #N/A | #N/A
TRUE | VIC | MBTS66 | Mt Beauty (AusNet) 66 kV | AusNet | Shoulder | Non-coincident | 2024 | ACTUAL_OPG | -21.8857 | NA | VIC Mt Beauty (AusNet) 66 kV |  |  | FALSE | #N/A | #N/A | #N/A | #N/A | #N/A | #N/A | #N/A | #N/A | #N/A | #N/A
TRUE | VIC | MBTS66 | Mt Beauty (AusNet) 66 kV | AusNet | Shoulder | Non-coincident | 2024 | ACTUAL_ADJUSTEDOPG | -21.8857 | NA | VIC Mt Beauty (AusNet) 66 kV |  |  | FALSE | #N/A | #N/A | #N/A | #N/A | #N/A | #N/A | #N/A | #N/A | #N/A | #N/A
TRUE | VIC | MBTS66 | Mt Beauty (AusNet) 66 kV | AusNet | Shoulder | Coincident | 2025 | ACTUAL_OPG | -3.2564 | NA | VIC Mt Beauty (AusNet) 66 kV |  |  | FALSE | #N/A | #N/A | #N/A | #N/A | #N/A | #N/A | #N/A | #N/A | #N/A | #N/A
TRUE | VIC | MBTS66 | Mt Beauty (AusNet) 66 kV | AusNet | Shoulder | Coincident | 2025 | ACTUAL_RAW | -3.2564 | NA | VIC Mt Beauty (AusNet) 66 kV |  |  | FALSE | #N/A | #N/A | #N/A | #N/A | #N/A | #N/A | #N/A | #N/A | #N/A | #N/A
TRUE | VIC | MBTS66 | Mt Beauty (AusNet) 66 kV | AusNet | Shoulder | Non-coincident | 2025 | ACTUAL_RAW | -3.3736 | NA | VIC Mt Beauty (AusNet) 66 kV |  |  | FALSE | #N/A | #N/A | #N/A | #N/A | #N/A | #N/A | #N/A | #N/A | #N/A | #N/A
TRUE | VIC | MBTS66 | Mt Beauty (AusNet) 66 kV | AusNet | Shoulder | Non-coincident | 2025 | ACTUAL_OPG | -3.3736 | NA | VIC Mt Beauty (AusNet) 66 kV |  |  | FALSE | #N/A | #N/A | #N/A | #N/A | #N/A | #N/A | #N/A | #N/A | #N/A | #N/A
TRUE | VIC | MBTS66 | Mt Beauty (AusNet) 66 kV | AusNet | Shoulder | Non-coincident | 2025 | ACTUAL_ADJUSTEDOPG | -3.3736 | NA | VIC Mt Beauty (AusNet) 66 kV |  |  | FALSE | #N/A | #N/A | #N/A | #N/A | #N/A | #N/A | #N/A | #N/A | #N/A | #N/A
TRUE | VIC | MBTS66 | Mt Beauty (AusNet) 66 kV | AusNet | Shoulder | Non-coincident | 2025 | BASEYEARPOE90 | -19.5077 | NA | VIC Mt Beauty (AusNet) 66 kV |  |  | FALSE | #N/A | #N/A | #N/A | #N/A | #N/A | #N/A | #N/A | #N/A | #N/A | #N/A
TRUE | VIC | MBTS66 | Mt Beauty (AusNet) 66 kV | AusNet | Shoulder | Non-coincident | 2025 | BASEYEARPOE50 | -17.7126 | NA | VIC Mt Beauty (AusNet) 66 kV |  |  | FALSE | #N/A | #N/A | #N/A | #N/A | #N/A | #N/A | #N/A | #N/A | #N/A | #N/A
TRUE | VIC | MBTS66 | Mt Beauty (AusNet) 66 kV | AusNet | Shoulder | Coincident_unreconciled | 2026 | POE50 | -7.564 | NA | VIC Mt Beauty (AusNet) 66 kV |  |  | FALSE | #N/A | #N/A | #N/A | #N/A | #N/A | #N/A | #N/A | #N/A | #N/A | #N/A
TRUE | VIC | MBTS66 | Mt Beauty (AusNet) 66 kV | AusNet | Shoulder | Coincident_unreconciled | 2026 | POE90 | -8.2302 | NA | VIC Mt Beauty (AusNet) 66 kV |  |  | FALSE | #N/A | #N/A | #N/A | #N/A | #N/A | #N/A | #N/A | #N/A | #N/A | #N/A
TRUE | VIC | MBTS66 | Mt Beauty (AusNet) 66 kV | AusNet | Shoulder | Non-coincident | 2026 | POE50 | -15.218 | NA | VIC Mt Beauty (AusNet) 66 kV |  |  | FALSE | #N/A | #N/A | #N/A | #N/A | #N/A | #N/A | #N/A | #N/A | #N/A | #N/A
TRUE | VIC | MBTS66 | Mt Beauty (AusNet) 66 kV | AusNet | Shoulder | Non-coincident | 2026 | POE90 | -16.5583 | NA | VIC Mt Beauty (AusNet) 66 kV |  |  | FALSE | #N/A | #N/A | #N/A | #N/A | #N/A | #N/A | #N/A | #N/A | #N/A | #N/A
TRUE | VIC | MBTS66 | Mt Beauty (AusNet) 66 kV | AusNet | Shoulder | Coincident_unreconciled | 2027 | POE50 | -7.9867 | NA | VIC Mt Beauty (AusNet) 66 kV |  |  | FALSE | #N/A | #N/A | #N/A | #N/A | #N/A | #N/A | #N/A | #N/A | #N/A | #N/A
TRUE | VIC | MBTS66 | Mt Beauty (AusNet) 66 kV | AusNet | Shoulder | Coincident_unreconciled | 2027 | POE90 | -8.6541 | NA | VIC Mt Beauty (AusNet) 66 kV |  |  | FALSE | #N/A | #N/A | #N/A | #N/A | #N/A | #N/A | #N/A | #N/A | #N/A | #N/A
TRUE | VIC | MBTS66 | Mt Beauty (AusNet) 66 kV | AusNet | Shoulder | Non-coincident | 2027 | POE50 | -16.0686 | NA | VIC Mt Beauty (AusNet) 66 kV |  |  | FALSE | #N/A | #N/A | #N/A | #N/A | #N/A | #N/A | #N/A | #N/A | #N/A | #N/A
TRUE | VIC | MBTS66 | Mt Beauty (AusNet) 66 kV | AusNet | Shoulder | Non-coincident | 2027 | POE90 | -17.4113 | NA | VIC Mt Beauty (AusNet) 66 kV |  |  | FALSE | #N/A | #N/A | #N/A | #N/A | #N/A | #N/A | #N/A | #N/A | #N/A | #N/A
TRUE | VIC | MBTS66 | Mt Beauty (AusNet) 66 kV | AusNet | Shoulder | Coincident_unreconciled | 2028 | POE50 | -8.9301 | NA | VIC Mt Beauty (AusNet) 66 kV |  |  | FALSE | #N/A | #N/A | #N/A | #N/A | #N/A | #N/A | #N/A | #N/A | #N/A | #N/A
TRUE | VIC | MBTS66 | Mt Beauty (AusNet) 66 kV | AusNet | Shoulder | Coincident_unreconciled | 2028 | POE90 | -9.5987 | NA | VIC Mt Beauty (AusNet) 66 kV |  |  | FALSE | #N/A | #N/A | #N/A | #N/A | #N/A | #N/A | #N/A | #N/A | #N/A | #N/A
TRUE | VIC | MBTS66 | Mt Beauty (AusNet) 66 kV | AusNet | Shoulder | Non-coincident | 2028 | POE50 | -17.9667 | NA | VIC Mt Beauty (AusNet) 66 kV |  |  | FALSE | #N/A | #N/A | #N/A | #N/A | #N/A | #N/A | #N/A | #N/A | #N/A | #N/A
TRUE | VIC | MBTS66 | Mt Beauty (AusNet) 66 kV | AusNet | Shoulder | Non-coincident | 2028 | POE90 | -19.3118 | NA | VIC Mt Beauty (AusNet) 66 kV |  |  | FALSE | #N/A | #N/A | #N/A | #N/A | #N/A | #N/A | #N/A | #N/A | #N/A | #N/A
TRUE | VIC | MBTS66 | Mt Beauty (AusNet) 66 kV | AusNet | Shoulder | Coincident_unreconciled | 2029 | POE50 | -9.7285 | NA | VIC Mt Beauty (AusNet) 66 kV |  |  | FALSE | #N/A | #N/A | #N/A | #N/A | #N/A | #N/A | #N/A | #N/A | #N/A | #N/A
TRUE | VIC | MBTS66 | Mt Beauty (AusNet) 66 kV | AusNet | Shoulder | Coincident_unreconciled | 2029 | POE90 | -10.3983 | NA | VIC Mt Beauty (AusNet) 66 kV |  |  | FALSE | #N/A | #N/A | #N/A | #N/A | #N/A | #N/A | #N/A | #N/A | #N/A | #N/A
TRUE | VIC | MBTS66 | Mt Beauty (AusNet) 66 kV | AusNet | Shoulder | Non-coincident | 2029 | POE50 | -19.5728 | NA | VIC Mt Beauty (AusNet) 66 kV |  |  | FALSE | #N/A | #N/A | #N/A | #N/A | #N/A | #N/A | #N/A | #N/A | #N/A | #N/A
TRUE | VIC | MBTS66 | Mt Beauty (AusNet) 66 kV | AusNet | Shoulder | Non-coincident | 2029 | POE90 | -20.9204 | NA | VIC Mt Beauty (AusNet) 66 kV |  |  | FALSE | #N/A | #N/A | #N/A | #N/A | #N/A | #N/A | #N/A | #N/A | #N/A | #N/A
TRUE | VIC | MBTS66 | Mt Beauty (AusNet) 66 kV | AusNet | Shoulder | Coincident_unreconciled | 2030 | POE50 | -10.6308 | NA | VIC Mt Beauty (AusNet) 66 kV |  |  | FALSE | #N/A | #N/A | #N/A | #N/A | #N/A | #N/A | #N/A | #N/A | #N/A | #N/A
TRUE | VIC | MBTS66 | Mt Beauty (AusNet) 66 kV | AusNet | Shoulder | Coincident_unreconciled | 2030 | POE90 | -11.3018 | NA | VIC Mt Beauty (AusNet) 66 kV |  |  | FALSE | #N/A | #N/A | #N/A | #N/A | #N/A | #N/A | #N/A | #N/A | #N/A | #N/A
TRUE | VIC | MBTS66 | Mt Beauty (AusNet) 66 kV | AusNet | Shoulder | Non-coincident | 2030 | POE50 | -21.3882 | NA | VIC Mt Beauty (AusNet) 66 kV |  |  | FALSE | #N/A | #N/A | #N/A | #N/A | #N/A | #N/A | #N/A | #N/A | #N/A | #N/A
TRUE | VIC | MBTS66 | Mt Beauty (AusNet) 66 kV | AusNet | Shoulder | Non-coincident | 2030 | POE90 | -22.7382 | NA | VIC Mt Beauty (AusNet) 66 kV |  |  | FALSE | #N/A | #N/A | #N/A | #N/A | #N/A | #N/A | #N/A | #N/A | #N/A | #N/A
TRUE | VIC | MBTS66 | Mt Beauty (AusNet) 66 kV | AusNet | Shoulder | Coincident_unreconciled | 2031 | POE50 | -11.7504 | NA | VIC Mt Beauty (AusNet) 66 kV |  |  | FALSE | #N/A | #N/A | #N/A | #N/A | #N/A | #N/A | #N/A | #N/A | #N/A | #N/A
TRUE | VIC | MBTS66 | Mt Beauty (AusNet) 66 kV | AusNet | Shoulder | Coincident_unreconciled | 2031 | POE90 | -12.4226 | NA | VIC Mt Beauty (AusNet) 66 kV |  |  | FALSE | #N/A | #N/A | #N/A | #N/A | #N/A | #N/A | #N/A | #N/A | #N/A | #N/A
TRUE | VIC | MBTS66 | Mt Beauty (AusNet) 66 kV | AusNet | Shoulder | Non-coincident | 2031 | POE50 | -23.6408 | NA | VIC Mt Beauty (AusNet) 66 kV |  |  | FALSE | #N/A | #N/A | #N/A | #N/A | #N/A | #N/A | #N/A | #N/A | #N/A | #N/A
TRUE | VIC | MBTS66 | Mt Beauty (AusNet) 66 kV | AusNet | Shoulder | Non-coincident | 2031 | POE90 | -24.9932 | NA | VIC Mt Beauty (AusNet) 66 kV |  |  | FALSE | #N/A | #N/A | #N/A | #N/A | #N/A | #N/A | #N/A | #N/A | #N/A | #N/A
TRUE | VIC | MBTS66 | Mt Beauty (AusNet) 66 kV | AusNet | Shoulder | Coincident_unreconciled | 2032 | POE50 | -12.5724 | NA | VIC Mt Beauty (AusNet) 66 kV |  |  | FALSE | #N/A | #N/A | #N/A | #N/A | #N/A | #N/A | #N/A | #N/A | #N/A | #N/A
TRUE | VIC | MBTS66 | Mt Beauty (AusNet) 66 kV | AusNet | Shoulder | Coincident_unreconciled | 2032 | POE90 | -13.2458 | NA | VIC Mt Beauty (AusNet) 66 kV |  |  | FALSE | #N/A | #N/A | #N/A | #N/A | #N/A | #N/A | #N/A | #N/A | #N/A | #N/A
TRUE | VIC | MBTS66 | Mt Beauty (AusNet) 66 kV | AusNet | Shoulder | Non-coincident | 2032 | POE50 | -25.2945 | NA | VIC Mt Beauty (AusNet) 66 kV |  |  | FALSE | #N/A | #N/A | #N/A | #N/A | #N/A | #N/A | #N/A | #N/A | #N/A | #N/A
TRUE | VIC | MBTS66 | Mt Beauty (AusNet) 66 kV | AusNet | Shoulder | Non-coincident | 2032 | POE90 | -26.6493 | NA | VIC Mt Beauty (AusNet) 66 kV |  |  | FALSE | #N/A | #N/A | #N/A | #N/A | #N/A | #N/A | #N/A | #N/A | #N/A | #N/A
TRUE | VIC | MBTS66 | Mt Beauty (AusNet) 66 kV | AusNet | Shoulder | Coincident_unreconciled | 2033 | POE50 | -13.1275 | NA | VIC Mt Beauty (AusNet) 66 kV |  |  | FALSE | #N/A | #N/A | #N/A | #N/A | #N/A | #N/A | #N/A | #N/A | #N/A | #N/A
TRUE | VIC | MBTS66 | Mt Beauty (AusNet) 66 kV | AusNet | Shoulder | Coincident_unreconciled | 2033 | POE90 | -13.8021 | NA | VIC Mt Beauty (AusNet) 66 kV |  |  | FALSE | #N/A | #N/A | #N/A | #N/A | #N/A | #N/A | #N/A | #N/A | #N/A | #N/A
TRUE | VIC | MBTS66 | Mt Beauty (AusNet) 66 kV | AusNet | Shoulder | Non-coincident | 2033 | POE50 | -26.4114 | NA | VIC Mt Beauty (AusNet) 66 kV |  |  | FALSE | #N/A | #N/A | #N/A | #N/A | #N/A | #N/A | #N/A | #N/A | #N/A | #N/A
TRUE | VIC | MBTS66 | Mt Beauty (AusNet) 66 kV | AusNet | Shoulder | Non-coincident | 2033 | POE90 | -27.7687 | NA | VIC Mt Beauty (AusNet) 66 kV |  |  | FALSE | #N/A | #N/A | #N/A | #N/A | #N/A | #N/A | #N/A | #N/A | #N/A | #N/A
TRUE | VIC | MBTS66 | Mt Beauty (AusNet) 66 kV | AusNet | Shoulder | Coincident_unreconciled | 2034 | POE50 | -13.7706 | NA | VIC Mt Beauty (AusNet) 66 kV |  |  | FALSE | #N/A | #N/A | #N/A | #N/A | #N/A | #N/A | #N/A | #N/A | #N/A | #N/A
TRUE | VIC | MBTS66 | Mt Beauty (AusNet) 66 kV | AusNet | Shoulder | Coincident_unreconciled | 2034 | POE90 | -14.4464 | NA | VIC Mt Beauty (AusNet) 66 kV |  |  | FALSE | #N/A | #N/A | #N/A | #N/A | #N/A | #N/A | #N/A | #N/A | #N/A | #N/A
TRUE | VIC | MBTS66 | Mt Beauty (AusNet) 66 kV | AusNet | Shoulder | Non-coincident | 2034 | POE50 | -27.7052 | NA | VIC Mt Beauty (AusNet) 66 kV |  |  | FALSE | #N/A | #N/A | #N/A | #N/A | #N/A | #N/A | #N/A | #N/A | #N/A | #N/A
TRUE | VIC | MBTS66 | Mt Beauty (AusNet) 66 kV | AusNet | Shoulder | Non-coincident | 2034 | POE90 | -29.0648 | NA | VIC Mt Beauty (AusNet) 66 kV |  |  | FALSE | #N/A | #N/A | #N/A | #N/A | #N/A | #N/A | #N/A | #N/A | #N/A | #N/A
TRUE | VIC | MBTS66 | Mt Beauty (AusNet) 66 kV | AusNet | Shoulder | Coincident_unreconciled | 2035 | POE50 | -14.5475 | NA | VIC Mt Beauty (AusNet) 66 kV |  |  | FALSE | #N/A | #N/A | #N/A | #N/A | #N/A | #N/A | #N/A | #N/A | #N/A | #N/A
TRUE | VIC | MBTS66 | Mt Beauty (AusNet) 66 kV | AusNet | Shoulder | Coincident_unreconciled | 2035 | POE90 | -15.2244 | NA | VIC Mt Beauty (AusNet) 66 kV |  |  | FALSE | #N/A | #N/A | #N/A | #N/A | #N/A | #N/A | #N/A | #N/A | #N/A | #N/A
TRUE | VIC | MBTS66 | Mt Beauty (AusNet) 66 kV | AusNet | Shoulder | Non-coincident | 2035 | POE50 | -29.2682 | NA | VIC Mt Beauty (AusNet) 66 kV |  |  | FALSE | #N/A | #N/A | #N/A | #N/A | #N/A | #N/A | #N/A | #N/A | #N/A | #N/A
TRUE | VIC | MBTS66 | Mt Beauty (AusNet) 66 kV | AusNet | Shoulder | Non-coincident | 2035 | POE90 | -30.6302 | NA | VIC Mt Beauty (AusNet) 66 kV |  |  | FALSE | #N/A | #N/A | #N/A | #N/A | #N/A | #N/A | #N/A | #N/A | #N/A | #N/A
TRUE | VIC | MBTS66 | Mt Beauty (AusNet) 66 kV | AusNet | Summer | Coincident | 2019 | ACTUAL_OPG | 10.2895 | 4.7357 | VIC Mt Beauty (AusNet) 66 kV |  |  | FALSE | #N/A | #N/A | #N/A | #N/A | #N/A | #N/A | #N/A | #N/A | #N/A | #N/A
TRUE | VIC | MBTS66 | Mt Beauty (AusNet) 66 kV | AusNet | Summer | Coincident | 2019 | ACTUAL_RAW | 10.2895 | 4.7357 | VIC Mt Beauty (AusNet) 66 kV |  |  | FALSE | #N/A | #N/A | #N/A | #N/A | #N/A | #N/A | #N/A | #N/A | #N/A | #N/A
TRUE | VIC | MBTS66 | Mt Beauty (AusNet) 66 kV | AusNet | Summer | Non-coincident | 2019 | ACTUAL_RAW | -14.1734 | 30.8077 | VIC Mt Beauty (AusNet) 66 kV |  |  | FALSE | #N/A | #N/A | #N/A | #N/A | #N/A | #N/A | #N/A | #N/A | #N/A | #N/A
TRUE | VIC | MBTS66 | Mt Beauty (AusNet) 66 kV | AusNet | Summer | Non-coincident | 2019 | ACTUAL_OPG | -14.1734 | 30.8077 | VIC Mt Beauty (AusNet) 66 kV |  |  | FALSE | #N/A | #N/A | #N/A | #N/A | #N/A | #N/A | #N/A | #N/A | #N/A | #N/A
TRUE | VIC | MBTS66 | Mt Beauty (AusNet) 66 kV | AusNet | Summer | Non-coincident | 2019 | ACTUAL_ADJUSTEDOPG | -14.1734 | 30.8077 | VIC Mt Beauty (AusNet) 66 kV |  |  | FALSE | #N/A | #N/A | #N/A | #N/A | #N/A | #N/A | #N/A | #N/A | #N/A | #N/A
TRUE | VIC | MBTS66 | Mt Beauty (AusNet) 66 kV | AusNet | Summer | Coincident | 2020 | ACTUAL_OPG | 7.7818 | 27.9194 | VIC Mt Beauty (AusNet) 66 kV |  |  | FALSE | #N/A | #N/A | #N/A | #N/A | #N/A | #N/A | #N/A | #N/A | #N/A | #N/A
TRUE | VIC | MBTS66 | Mt Beauty (AusNet) 66 kV | AusNet | Summer | Coincident | 2020 | ACTUAL_RAW | 7.7818 | 27.9194 | VIC Mt Beauty (AusNet) 66 kV |  |  | FALSE | #N/A | #N/A | #N/A | #N/A | #N/A | #N/A | #N/A | #N/A | #N/A | #N/A
TRUE | VIC | MBTS66 | Mt Beauty (AusNet) 66 kV | AusNet | Summer | Non-coincident | 2020 | ACTUAL_RAW | 2.1247 | 30.8021 | VIC Mt Beauty (AusNet) 66 kV |  |  | FALSE | #N/A | #N/A | #N/A | #N/A | #N/A | #N/A | #N/A | #N/A | #N/A | #N/A
TRUE | VIC | MBTS66 | Mt Beauty (AusNet) 66 kV | AusNet | Summer | Non-coincident | 2020 | ACTUAL_OPG | 2.1247 | 30.8021 | VIC Mt Beauty (AusNet) 66 kV |  |  | FALSE | #N/A | #N/A | #N/A | #N/A | #N/A | #N/A | #N/A | #N/A | #N/A | #N/A
TRUE | VIC | MBTS66 | Mt Beauty (AusNet) 66 kV | AusNet | Summer | Non-coincident | 2020 | ACTUAL_ADJUSTEDOPG | 2.1247 | 30.8021 | VIC Mt Beauty (AusNet) 66 kV |  |  | FALSE | #N/A | #N/A | #N/A | #N/A | #N/A | #N/A | #N/A | #N/A | #N/A | #N/A
TRUE | VIC | MBTS66 | Mt Beauty (AusNet) 66 kV | AusNet | Summer | Coincident | 2021 | ACTUAL_OPG | 2.6537 | 24.6805 | VIC Mt Beauty (AusNet) 66 kV |  |  | FALSE | #N/A | #N/A | #N/A | #N/A | #N/A | #N/A | #N/A | #N/A | #N/A | #N/A
TRUE | VIC | MBTS66 | Mt Beauty (AusNet) 66 kV | AusNet | Summer | Coincident | 2021 | ACTUAL_RAW | 2.6537 | 24.6805 | VIC Mt Beauty (AusNet) 66 kV |  |  | FALSE | #N/A | #N/A | #N/A | #N/A | #N/A | #N/A | #N/A | #N/A | #N/A | #N/A
TRUE | VIC | MBTS66 | Mt Beauty (AusNet) 66 kV | AusNet | Summer | Non-coincident | 2021 | ACTUAL_RAW | -1.8685 | 28.3043 | VIC Mt Beauty (AusNet) 66 kV |  |  | FALSE | #N/A | #N/A | #N/A | #N/A | #N/A | #N/A | #N/A | #N/A | #N/A | #N/A
TRUE | VIC | MBTS66 | Mt Beauty (AusNet) 66 kV | AusNet | Summer | Non-coincident | 2021 | ACTUAL_OPG | -1.8685 | 28.3043 | VIC Mt Beauty (AusNet) 66 kV |  |  | FALSE | #N/A | #N/A | #N/A | #N/A | #N/A | #N/A | #N/A | #N/A | #N/A | #N/A
TRUE | VIC | MBTS66 | Mt Beauty (AusNet) 66 kV | AusNet | Summer | Non-coincident | 2021 | ACTUAL_ADJUSTEDOPG | -1.8685 | 28.3043 | VIC Mt Beauty (AusNet) 66 kV |  |  | FALSE | #N/A | #N/A | #N/A | #N/A | #N/A | #N/A | #N/A | #N/A | #N/A | #N/A
TRUE | VIC | MBTS66 | Mt Beauty (AusNet) 66 kV | AusNet | Summer | Coincident | 2022 | ACTUAL_OPG | -8.1947 | -0.2598 | VIC Mt Beauty (AusNet) 66 kV |  |  | FALSE | #N/A | #N/A | #N/A | #N/A | #N/A | #N/A | #N/A | #N/A | #N/A | #N/A
TRUE | VIC | MBTS66 | Mt Beauty (AusNet) 66 kV | AusNet | Summer | Coincident | 2022 | ACTUAL_RAW | -8.1947 | -0.2598 | VIC Mt Beauty (AusNet) 66 kV |  |  | FALSE | #N/A | #N/A | #N/A | #N/A | #N/A | #N/A | #N/A | #N/A | #N/A | #N/A
TRUE | VIC | MBTS66 | Mt Beauty (AusNet) 66 kV | AusNet | Summer | Non-coincident | 2022 | ACTUAL_RAW | -23.4399 | 22.739 | VIC Mt Beauty (AusNet) 66 kV |  |  | FALSE | #N/A | #N/A | #N/A | #N/A | #N/A | #N/A | #N/A | #N/A | #N/A | #N/A
TRUE | VIC | MBTS66 | Mt Beauty (AusNet) 66 kV | AusNet | Summer | Non-coincident | 2022 | ACTUAL_OPG | -23.4399 | 22.739 | VIC Mt Beauty (AusNet) 66 kV |  |  | FALSE | #N/A | #N/A | #N/A | #N/A | #N/A | #N/A | #N/A | #N/A | #N/A | #N/A
TRUE | VIC | MBTS66 | Mt Beauty (AusNet) 66 kV | AusNet | Summer | Non-coincident | 2022 | ACTUAL_ADJUSTEDOPG | -23.4399 | 22.739 | VIC Mt Beauty (AusNet) 66 kV |  |  | FALSE | #N/A | #N/A | #N/A | #N/A | #N/A | #N/A | #N/A | #N/A | #N/A | #N/A
TRUE | VIC | MBTS66 | Mt Beauty (AusNet) 66 kV | AusNet | Summer | Coincident | 2023 | ACTUAL_OPG | -0.89778 | 9.9164 | VIC Mt Beauty (AusNet) 66 kV |  |  | FALSE | #N/A | #N/A | #N/A | #N/A | #N/A | #N/A | #N/A | #N/A | #N/A | #N/A
TRUE | VIC | MBTS66 | Mt Beauty (AusNet) 66 kV | AusNet | Summer | Coincident | 2023 | ACTUAL_RAW | -0.89778 | 9.9164 | VIC Mt Beauty (AusNet) 66 kV |  |  | FALSE | #N/A | #N/A | #N/A | #N/A | #N/A | #N/A | #N/A | #N/A | #N/A | #N/A
TRUE | VIC | MBTS66 | Mt Beauty (AusNet) 66 kV | AusNet | Summer | Non-coincident | 2023 | ACTUAL_RAW | -14.6474 | 26.204 | VIC Mt Beauty (AusNet) 66 kV |  |  | FALSE | #N/A | #N/A | #N/A | #N/A | #N/A | #N/A | #N/A | #N/A | #N/A | #N/A
TRUE | VIC | MBTS66 | Mt Beauty (AusNet) 66 kV | AusNet | Summer | Non-coincident | 2023 | ACTUAL_OPG | -14.6474 | 26.204 | VIC Mt Beauty (AusNet) 66 kV |  |  | FALSE | #N/A | #N/A | #N/A | #N/A | #N/A | #N/A | #N/A | #N/A | #N/A | #N/A
TRUE | VIC | MBTS66 | Mt Beauty (AusNet) 66 kV | AusNet | Summer | Non-coincident | 2023 | ACTUAL_ADJUSTEDOPG | -14.6474 | 26.204 | VIC Mt Beauty (AusNet) 66 kV |  |  | FALSE | #N/A | #N/A | #N/A | #N/A | #N/A | #N/A | #N/A | #N/A | #N/A | #N/A
TRUE | VIC | MBTS66 | Mt Beauty (AusNet) 66 kV | AusNet | Summer | Coincident | 2024 | ACTUAL_OPG | 0.17689 | 13.9599 | VIC Mt Beauty (AusNet) 66 kV |  |  | FALSE | #N/A | #N/A | #N/A | #N/A | #N/A | #N/A | #N/A | #N/A | #N/A | #N/A
TRUE | VIC | MBTS66 | Mt Beauty (AusNet) 66 kV | AusNet | Summer | Coincident | 2024 | ACTUAL_RAW | 0.17689 | 13.9599 | VIC Mt Beauty (AusNet) 66 kV |  |  | FALSE | #N/A | #N/A | #N/A | #N/A | #N/A | #N/A | #N/A | #N/A | #N/A | #N/A
TRUE | VIC | MBTS66 | Mt Beauty (AusNet) 66 kV | AusNet | Summer | Non-coincident | 2024 | ACTUAL_RAW | -17.9987 | 23.2021 | VIC Mt Beauty (AusNet) 66 kV |  |  | FALSE | #N/A | #N/A | #N/A | #N/A | #N/A | #N/A | #N/A | #N/A | #N/A | #N/A
TRUE | VIC | MBTS66 | Mt Beauty (AusNet) 66 kV | AusNet | Summer | Non-coincident | 2024 | ACTUAL_OPG | -17.9987 | 23.2021 | VIC Mt Beauty (AusNet) 66 kV |  |  | FALSE | #N/A | #N/A | #N/A | #N/A | #N/A | #N/A | #N/A | #N/A | #N/A | #N/A
TRUE | VIC | MBTS66 | Mt Beauty (AusNet) 66 kV | AusNet | Summer | Non-coincident | 2024 | ACTUAL_ADJUSTEDOPG | -17.9987 | 23.2021 | VIC Mt Beauty (AusNet) 66 kV |  |  | FALSE | #N/A | #N/A | #N/A | #N/A | #N/A | #N/A | #N/A | #N/A | #N/A | #N/A
TRUE | VIC | MBTS66 | Mt Beauty (AusNet) 66 kV | AusNet | Summer | Coincident | 2025 | ACTUAL_OPG | 1.9388 | -4.4257 | VIC Mt Beauty (AusNet) 66 kV |  |  | FALSE | #N/A | #N/A | #N/A | #N/A | #N/A | #N/A | #N/A | #N/A | #N/A | #N/A
TRUE | VIC | MBTS66 | Mt Beauty (AusNet) 66 kV | AusNet | Summer | Coincident | 2025 | ACTUAL_RAW | 1.9388 | -4.4257 | VIC Mt Beauty (AusNet) 66 kV |  |  | FALSE | #N/A | #N/A | #N/A | #N/A | #N/A | #N/A | #N/A | #N/A | #N/A | #N/A
TRUE | VIC | MBTS66 | Mt Beauty (AusNet) 66 kV | AusNet | Summer | Non-coincident | 2025 | ACTUAL_RAW | -22.7525 | 23.6323 | VIC Mt Beauty (AusNet) 66 kV |  |  | FALSE | #N/A | #N/A | #N/A | #N/A | #N/A | #N/A | #N/A | #N/A | #N/A | #N/A
TRUE | VIC | MBTS66 | Mt Beauty (AusNet) 66 kV | AusNet | Summer | Non-coincident | 2025 | ACTUAL_OPG | -22.7525 | 23.6323 | VIC Mt Beauty (AusNet) 66 kV |  |  | FALSE | #N/A | #N/A | #N/A | #N/A | #N/A | #N/A | #N/A | #N/A | #N/A | #N/A
TRUE | VIC | MBTS66 | Mt Beauty (AusNet) 66 kV | AusNet | Summer | Non-coincident | 2025 | ACTUAL_ADJUSTEDOPG | -22.7525 | 23.6323 | VIC Mt Beauty (AusNet) 66 kV |  |  | FALSE | #N/A | #N/A | #N/A | #N/A | #N/A | #N/A | #N/A | #N/A | #N/A | #N/A
TRUE | VIC | MBTS66 | Mt Beauty (AusNet) 66 kV | AusNet | Summer | Non-coincident | 2025 | BASEYEARPOE90 | -19.6438 | NA | VIC Mt Beauty (AusNet) 66 kV |  |  | FALSE | #N/A | #N/A | #N/A | #N/A | #N/A | #N/A | #N/A | #N/A | #N/A | #N/A
TRUE | VIC | MBTS66 | Mt Beauty (AusNet) 66 kV | AusNet | Summer | Non-coincident | 2025 | BASEYEARPOE50 | -18.0721 | 25.5638 | VIC Mt Beauty (AusNet) 66 kV |  |  | FALSE | #N/A | #N/A | #N/A | #N/A | #N/A | #N/A | #N/A | #N/A | #N/A | #N/A
TRUE | VIC | MBTS66 | Mt Beauty (AusNet) 66 kV | AusNet | Summer | Coincident_unreconciled | 2026 | POE50 | 0.84316 | NA | VIC Mt Beauty (AusNet) 66 kV |  |  | FALSE | #N/A | #N/A | #N/A | #N/A | #N/A | #N/A | #N/A | #N/A | #N/A | #N/A
TRUE | VIC | MBTS66 | Mt Beauty (AusNet) 66 kV | AusNet | Summer | Coincident_unreconciled | 2026 | POE90 | 0.87977 | NA | VIC Mt Beauty (AusNet) 66 kV |  |  | FALSE | #N/A | #N/A | #N/A | #N/A | #N/A | #N/A | #N/A | #N/A | #N/A | #N/A
TRUE | VIC | MBTS66 | Mt Beauty (AusNet) 66 kV | AusNet | Summer | Non-coincident | 2026 | POE50 | -16.076 | 24.403 | VIC Mt Beauty (AusNet) 66 kV |  |  | FALSE | #N/A | #N/A | #N/A | #N/A | #N/A | #N/A | #N/A | #N/A | #N/A | #N/A
TRUE | VIC | MBTS66 | Mt Beauty (AusNet) 66 kV | AusNet | Summer | Non-coincident | 2026 | POE90 | -16.7741 | NA | VIC Mt Beauty (AusNet) 66 kV |  |  | FALSE | #N/A | #N/A | #N/A | #N/A | #N/A | #N/A | #N/A | #N/A | #N/A | #N/A
TRUE | VIC | MBTS66 | Mt Beauty (AusNet) 66 kV | AusNet | Summer | Coincident_unreconciled | 2027 | POE50 | 0.89049 | NA | VIC Mt Beauty (AusNet) 66 kV |  |  | FALSE | #N/A | #N/A | #N/A | #N/A | #N/A | #N/A | #N/A | #N/A | #N/A | #N/A
TRUE | VIC | MBTS66 | Mt Beauty (AusNet) 66 kV | AusNet | Summer | Coincident_unreconciled | 2027 | POE90 | 0.92717 | NA | VIC Mt Beauty (AusNet) 66 kV |  |  | FALSE | #N/A | #N/A | #N/A | #N/A | #N/A | #N/A | #N/A | #N/A | #N/A | #N/A
TRUE | VIC | MBTS66 | Mt Beauty (AusNet) 66 kV | AusNet | Summer | Non-coincident | 2027 | POE50 | -16.9785 | 24.2916 | VIC Mt Beauty (AusNet) 66 kV |  |  | FALSE | #N/A | #N/A | #N/A | #N/A | #N/A | #N/A | #N/A | #N/A | #N/A | #N/A
TRUE | VIC | MBTS66 | Mt Beauty (AusNet) 66 kV | AusNet | Summer | Non-coincident | 2027 | POE90 | -17.6778 | NA | VIC Mt Beauty (AusNet) 66 kV |  |  | FALSE | #N/A | #N/A | #N/A | #N/A | #N/A | #N/A | #N/A | #N/A | #N/A | #N/A
TRUE | VIC | MBTS66 | Mt Beauty (AusNet) 66 kV | AusNet | Summer | Coincident_unreconciled | 2028 | POE50 | 0.99239 | NA | VIC Mt Beauty (AusNet) 66 kV |  |  | FALSE | #N/A | #N/A | #N/A | #N/A | #N/A | #N/A | #N/A | #N/A | #N/A | #N/A
TRUE | VIC | MBTS66 | Mt Beauty (AusNet) 66 kV | AusNet | Summer | Coincident_unreconciled | 2028 | POE90 | 1.0291 | NA | VIC Mt Beauty (AusNet) 66 kV |  |  | FALSE | #N/A | #N/A | #N/A | #N/A | #N/A | #N/A | #N/A | #N/A | #N/A | #N/A
TRUE | VIC | MBTS66 | Mt Beauty (AusNet) 66 kV | AusNet | Summer | Non-coincident | 2028 | POE50 | -18.9214 | 23.9317 | VIC Mt Beauty (AusNet) 66 kV |  |  | FALSE | #N/A | #N/A | #N/A | #N/A | #N/A | #N/A | #N/A | #N/A | #N/A | #N/A
TRUE | VIC | MBTS66 | Mt Beauty (AusNet) 66 kV | AusNet | Summer | Non-coincident | 2028 | POE90 | -19.6219 | NA | VIC Mt Beauty (AusNet) 66 kV |  |  | FALSE | #N/A | #N/A | #N/A | #N/A | #N/A | #N/A | #N/A | #N/A | #N/A | #N/A
TRUE | VIC | MBTS66 | Mt Beauty (AusNet) 66 kV | AusNet | Summer | Coincident_unreconciled | 2029 | POE50 | 1.0761 | NA | VIC Mt Beauty (AusNet) 66 kV |  |  | FALSE | #N/A | #N/A | #N/A | #N/A | #N/A | #N/A | #N/A | #N/A | #N/A | #N/A
TRUE | VIC | MBTS66 | Mt Beauty (AusNet) 66 kV | AusNet | Summer | Coincident_unreconciled | 2029 | POE90 | 1.1129 | NA | VIC Mt Beauty (AusNet) 66 kV |  |  | FALSE | #N/A | #N/A | #N/A | #N/A | #N/A | #N/A | #N/A | #N/A | #N/A | #N/A
TRUE | VIC | MBTS66 | Mt Beauty (AusNet) 66 kV | AusNet | Summer | Non-coincident | 2029 | POE50 | -20.518 | 23.6828 | VIC Mt Beauty (AusNet) 66 kV |  |  | FALSE | #N/A | #N/A | #N/A | #N/A | #N/A | #N/A | #N/A | #N/A | #N/A | #N/A
TRUE | VIC | MBTS66 | Mt Beauty (AusNet) 66 kV | AusNet | Summer | Non-coincident | 2029 | POE90 | -21.2199 | NA | VIC Mt Beauty (AusNet) 66 kV |  |  | FALSE | #N/A | #N/A | #N/A | #N/A | #N/A | #N/A | #N/A | #N/A | #N/A | #N/A
TRUE | VIC | MBTS66 | Mt Beauty (AusNet) 66 kV | AusNet | Summer | Coincident_unreconciled | 2030 | POE50 | 1.1721 | NA | VIC Mt Beauty (AusNet) 66 kV |  |  | FALSE | #N/A | #N/A | #N/A | #N/A | #N/A | #N/A | #N/A | #N/A | #N/A | #N/A
TRUE | VIC | MBTS66 | Mt Beauty (AusNet) 66 kV | AusNet | Summer | Coincident_unreconciled | 2030 | POE90 | 1.2089 | NA | VIC Mt Beauty (AusNet) 66 kV |  |  | FALSE | #N/A | #N/A | #N/A | #N/A | #N/A | #N/A | #N/A | #N/A | #N/A | #N/A
TRUE | VIC | MBTS66 | Mt Beauty (AusNet) 66 kV | AusNet | Summer | Non-coincident | 2030 | POE50 | -22.3469 | 23.4011 | VIC Mt Beauty (AusNet) 66 kV |  |  | FALSE | #N/A | #N/A | #N/A | #N/A | #N/A | #N/A | #N/A | #N/A | #N/A | #N/A
TRUE | VIC | MBTS66 | Mt Beauty (AusNet) 66 kV | AusNet | Summer | Non-coincident | 2030 | POE90 | -23.05 | NA | VIC Mt Beauty (AusNet) 66 kV |  |  | FALSE | #N/A | #N/A | #N/A | #N/A | #N/A | #N/A | #N/A | #N/A | #N/A | #N/A
TRUE | VIC | MBTS66 | Mt Beauty (AusNet) 66 kV | AusNet | Summer | Coincident_unreconciled | 2031 | POE50 | 1.2918 | NA | VIC Mt Beauty (AusNet) 66 kV |  |  | FALSE | #N/A | #N/A | #N/A | #N/A | #N/A | #N/A | #N/A | #N/A | #N/A | #N/A
TRUE | VIC | MBTS66 | Mt Beauty (AusNet) 66 kV | AusNet | Summer | Coincident_unreconciled | 2031 | POE90 | 1.3288 | NA | VIC Mt Beauty (AusNet) 66 kV |  |  | FALSE | #N/A | #N/A | #N/A | #N/A | #N/A | #N/A | #N/A | #N/A | #N/A | #N/A
TRUE | VIC | MBTS66 | Mt Beauty (AusNet) 66 kV | AusNet | Summer | Non-coincident | 2031 | POE50 | -24.6306 | 23.0136 | VIC Mt Beauty (AusNet) 66 kV |  |  | FALSE | #N/A | #N/A | #N/A | #N/A | #N/A | #N/A | #N/A | #N/A | #N/A | #N/A
TRUE | VIC | MBTS66 | Mt Beauty (AusNet) 66 kV | AusNet | Summer | Non-coincident | 2031 | POE90 | -25.3349 | NA | VIC Mt Beauty (AusNet) 66 kV |  |  | FALSE | #N/A | #N/A | #N/A | #N/A | #N/A | #N/A | #N/A | #N/A | #N/A | #N/A
TRUE | VIC | MBTS66 | Mt Beauty (AusNet) 66 kV | AusNet | Summer | Coincident_unreconciled | 2032 | POE50 | 1.3785 | NA | VIC Mt Beauty (AusNet) 66 kV |  |  | FALSE | #N/A | #N/A | #N/A | #N/A | #N/A | #N/A | #N/A | #N/A | #N/A | #N/A
TRUE | VIC | MBTS66 | Mt Beauty (AusNet) 66 kV | AusNet | Summer | Coincident_unreconciled | 2032 | POE90 | 1.4155 | NA | VIC Mt Beauty (AusNet) 66 kV |  |  | FALSE | #N/A | #N/A | #N/A | #N/A | #N/A | #N/A | #N/A | #N/A | #N/A | #N/A
TRUE | VIC | MBTS66 | Mt Beauty (AusNet) 66 kV | AusNet | Summer | Non-coincident | 2032 | POE50 | -26.2822 | 22.8399 | VIC Mt Beauty (AusNet) 66 kV |  |  | FALSE | #N/A | #N/A | #N/A | #N/A | #N/A | #N/A | #N/A | #N/A | #N/A | #N/A
TRUE | VIC | MBTS66 | Mt Beauty (AusNet) 66 kV | AusNet | Summer | Non-coincident | 2032 | POE90 | -26.9878 | NA | VIC Mt Beauty (AusNet) 66 kV |  |  | FALSE | #N/A | #N/A | #N/A | #N/A | #N/A | #N/A | #N/A | #N/A | #N/A | #N/A
TRUE | VIC | MBTS66 | Mt Beauty (AusNet) 66 kV | AusNet | Summer | Coincident_unreconciled | 2033 | POE50 | 1.4362 | NA | VIC Mt Beauty (AusNet) 66 kV |  |  | FALSE | #N/A | #N/A | #N/A | #N/A | #N/A | #N/A | #N/A | #N/A | #N/A | #N/A
TRUE | VIC | MBTS66 | Mt Beauty (AusNet) 66 kV | AusNet | Summer | Coincident_unreconciled | 2033 | POE90 | 1.4732 | NA | VIC Mt Beauty (AusNet) 66 kV |  |  | FALSE | #N/A | #N/A | #N/A | #N/A | #N/A | #N/A | #N/A | #N/A | #N/A | #N/A
TRUE | VIC | MBTS66 | Mt Beauty (AusNet) 66 kV | AusNet | Summer | Non-coincident | 2033 | POE50 | -27.3825 | 22.8158 | VIC Mt Beauty (AusNet) 66 kV |  |  | FALSE | #N/A | #N/A | #N/A | #N/A | #N/A | #N/A | #N/A | #N/A | #N/A | #N/A
TRUE | VIC | MBTS66 | Mt Beauty (AusNet) 66 kV | AusNet | Summer | Non-coincident | 2033 | POE90 | -28.0894 | NA | VIC Mt Beauty (AusNet) 66 kV |  |  | FALSE | #N/A | #N/A | #N/A | #N/A | #N/A | #N/A | #N/A | #N/A | #N/A | #N/A
TRUE | VIC | MBTS66 | Mt Beauty (AusNet) 66 kV | AusNet | Summer | Coincident_unreconciled | 2034 | POE50 | 1.5043 | NA | VIC Mt Beauty (AusNet) 66 kV |  |  | FALSE | #N/A | #N/A | #N/A | #N/A | #N/A | #N/A | #N/A | #N/A | #N/A | #N/A
TRUE | VIC | MBTS66 | Mt Beauty (AusNet) 66 kV | AusNet | Summer | Coincident_unreconciled | 2034 | POE90 | 1.5415 | NA | VIC Mt Beauty (AusNet) 66 kV |  |  | FALSE | #N/A | #N/A | #N/A | #N/A | #N/A | #N/A | #N/A | #N/A | #N/A | #N/A
TRUE | VIC | MBTS66 | Mt Beauty (AusNet) 66 kV | AusNet | Summer | Non-coincident | 2034 | POE50 | -28.6823 | 22.7565 | VIC Mt Beauty (AusNet) 66 kV |  |  | FALSE | #N/A | #N/A | #N/A | #N/A | #N/A | #N/A | #N/A | #N/A | #N/A | #N/A
TRUE | VIC | MBTS66 | Mt Beauty (AusNet) 66 kV | AusNet | Summer | Non-coincident | 2034 | POE90 | -29.3904 | NA | VIC Mt Beauty (AusNet) 66 kV |  |  | FALSE | #N/A | #N/A | #N/A | #N/A | #N/A | #N/A | #N/A | #N/A | #N/A | #N/A
TRUE | VIC | MBTS66 | Mt Beauty (AusNet) 66 kV | AusNet | Summer | Coincident_unreconciled | 2035 | POE50 | 1.587 | NA | VIC Mt Beauty (AusNet) 66 kV |  |  | FALSE | #N/A | #N/A | #N/A | #N/A | #N/A | #N/A | #N/A | #N/A | #N/A | #N/A
TRUE | VIC | MBTS66 | Mt Beauty (AusNet) 66 kV | AusNet | Summer | Coincident_unreconciled | 2035 | POE90 | 1.6242 | NA | VIC Mt Beauty (AusNet) 66 kV |  |  | FALSE | #N/A | #N/A | #N/A | #N/A | #N/A | #N/A | #N/A | #N/A | #N/A | #N/A
TRUE | VIC | MBTS66 | Mt Beauty (AusNet) 66 kV | AusNet | Summer | Non-coincident | 2035 | POE50 | -30.2576 | 22.6483 | VIC Mt Beauty (AusNet) 66 kV |  |  | FALSE | #N/A | #N/A | #N/A | #N/A | #N/A | #N/A | #N/A | #N/A | #N/A | #N/A
TRUE | VIC | MBTS66 | Mt Beauty (AusNet) 66 kV | AusNet | Summer | Non-coincident | 2035 | POE90 | -30.9669 | NA | VIC Mt Beauty (AusNet) 66 kV |  |  | FALSE | #N/A | #N/A | #N/A | #N/A | #N/A | #N/A | #N/A | #N/A | #N/A | #N/A
TRUE | VIC | MBTS66 | Mt Beauty (AusNet) 66 kV | AusNet | Summer | Non-coincident | 2025 | BASEYEARPOE10 | NA | 28.4599 | VIC Mt Beauty (AusNet) 66 kV |  |  | FALSE | #N/A | #N/A | #N/A | #N/A | #N/A | #N/A | #N/A | #N/A | #N/A | #N/A
TRUE | VIC | MBTS66 | Mt Beauty (AusNet) 66 kV | AusNet | Summer | Coincident | 2026 | POE10 | NA | 28.8894 | VIC Mt Beauty (AusNet) 66 kV |  |  | FALSE | #N/A | #N/A | #N/A | #N/A | #N/A | #N/A | #N/A | #N/A | #N/A | #N/A
TRUE | VIC | MBTS66 | Mt Beauty (AusNet) 66 kV | AusNet | Summer | Coincident | 2026 | POE50 | NA | 24.403 | VIC Mt Beauty (AusNet) 66 kV |  |  | FALSE | #N/A | #N/A | #N/A | #N/A | #N/A | #N/A | #N/A | #N/A | #N/A | #N/A
TRUE | VIC | MBTS66 | Mt Beauty (AusNet) 66 kV | AusNet | Summer | Non-coincident | 2026 | POE10 | NA | 31.9761 | VIC Mt Beauty (AusNet) 66 kV |  |  | FALSE | #N/A | #N/A | #N/A | #N/A | #N/A | #N/A | #N/A | #N/A | #N/A | #N/A
TRUE | VIC | MBTS66 | Mt Beauty (AusNet) 66 kV | AusNet | Summer | Coincident | 2027 | POE10 | NA | 28.1162 | VIC Mt Beauty (AusNet) 66 kV |  |  | FALSE | #N/A | #N/A | #N/A | #N/A | #N/A | #N/A | #N/A | #N/A | #N/A | #N/A
TRUE | VIC | MBTS66 | Mt Beauty (AusNet) 66 kV | AusNet | Summer | Coincident | 2027 | POE50 | NA | 24.2916 | VIC Mt Beauty (AusNet) 66 kV |  |  | FALSE | #N/A | #N/A | #N/A | #N/A | #N/A | #N/A | #N/A | #N/A | #N/A | #N/A
TRUE | VIC | MBTS66 | Mt Beauty (AusNet) 66 kV | AusNet | Summer | Non-coincident | 2027 | POE10 | NA | 31.9851 | VIC Mt Beauty (AusNet) 66 kV |  |  | FALSE | #N/A | #N/A | #N/A | #N/A | #N/A | #N/A | #N/A | #N/A | #N/A | #N/A
TRUE | VIC | MBTS66 | Mt Beauty (AusNet) 66 kV | AusNet | Summer | Coincident | 2028 | POE10 | NA | 27.3941 | VIC Mt Beauty (AusNet) 66 kV |  |  | FALSE | #N/A | #N/A | #N/A | #N/A | #N/A | #N/A | #N/A | #N/A | #N/A | #N/A
TRUE | VIC | MBTS66 | Mt Beauty (AusNet) 66 kV | AusNet | Summer | Coincident | 2028 | POE50 | NA | 23.9317 | VIC Mt Beauty (AusNet) 66 kV |  |  | FALSE | #N/A | #N/A | #N/A | #N/A | #N/A | #N/A | #N/A | #N/A | #N/A | #N/A
TRUE | VIC | MBTS66 | Mt Beauty (AusNet) 66 kV | AusNet | Summer | Non-coincident | 2028 | POE10 | NA | 31.8271 | VIC Mt Beauty (AusNet) 66 kV |  |  | FALSE | #N/A | #N/A | #N/A | #N/A | #N/A | #N/A | #N/A | #N/A | #N/A | #N/A
TRUE | VIC | MBTS66 | Mt Beauty (AusNet) 66 kV | AusNet | Summer | Coincident | 2029 | POE10 | NA | 26.8756 | VIC Mt Beauty (AusNet) 66 kV |  |  | FALSE | #N/A | #N/A | #N/A | #N/A | #N/A | #N/A | #N/A | #N/A | #N/A | #N/A
TRUE | VIC | MBTS66 | Mt Beauty (AusNet) 66 kV | AusNet | Summer | Coincident | 2029 | POE50 | NA | 23.6828 | VIC Mt Beauty (AusNet) 66 kV |  |  | FALSE | #N/A | #N/A | #N/A | #N/A | #N/A | #N/A | #N/A | #N/A | #N/A | #N/A
TRUE | VIC | MBTS66 | Mt Beauty (AusNet) 66 kV | AusNet | Summer | Non-coincident | 2029 | POE10 | NA | 31.7638 | VIC Mt Beauty (AusNet) 66 kV |  |  | FALSE | #N/A | #N/A | #N/A | #N/A | #N/A | #N/A | #N/A | #N/A | #N/A | #N/A
TRUE | VIC | MBTS66 | Mt Beauty (AusNet) 66 kV | AusNet | Summer | Coincident | 2030 | POE10 | NA | 26.4466 | VIC Mt Beauty (AusNet) 66 kV |  |  | FALSE | #N/A | #N/A | #N/A | #N/A | #N/A | #N/A | #N/A | #N/A | #N/A | #N/A
TRUE | VIC | MBTS66 | Mt Beauty (AusNet) 66 kV | AusNet | Summer | Coincident | 2030 | POE50 | NA | 23.4011 | VIC Mt Beauty (AusNet) 66 kV |  |  | FALSE | #N/A | #N/A | #N/A | #N/A | #N/A | #N/A | #N/A | #N/A | #N/A | #N/A
TRUE | VIC | MBTS66 | Mt Beauty (AusNet) 66 kV | AusNet | Summer | Non-coincident | 2030 | POE10 | NA | 31.6965 | VIC Mt Beauty (AusNet) 66 kV |  |  | FALSE | #N/A | #N/A | #N/A | #N/A | #N/A | #N/A | #N/A | #N/A | #N/A | #N/A
TRUE | VIC | MBTS66 | Mt Beauty (AusNet) 66 kV | AusNet | Summer | Coincident | 2031 | POE10 | NA | 25.7274 | VIC Mt Beauty (AusNet) 66 kV |  |  | FALSE | #N/A | #N/A | #N/A | #N/A | #N/A | #N/A | #N/A | #N/A | #N/A | #N/A
TRUE | VIC | MBTS66 | Mt Beauty (AusNet) 66 kV | AusNet | Summer | Coincident | 2031 | POE50 | NA | 23.0136 | VIC Mt Beauty (AusNet) 66 kV |  |  | FALSE | #N/A | #N/A | #N/A | #N/A | #N/A | #N/A | #N/A | #N/A | #N/A | #N/A
TRUE | VIC | MBTS66 | Mt Beauty (AusNet) 66 kV | AusNet | Summer | Non-coincident | 2031 | POE10 | NA | 31.5555 | VIC Mt Beauty (AusNet) 66 kV |  |  | FALSE | #N/A | #N/A | #N/A | #N/A | #N/A | #N/A | #N/A | #N/A | #N/A | #N/A
TRUE | VIC | MBTS66 | Mt Beauty (AusNet) 66 kV | AusNet | Summer | Coincident | 2032 | POE10 | NA | 24.9361 | VIC Mt Beauty (AusNet) 66 kV |  |  | FALSE | #N/A | #N/A | #N/A | #N/A | #N/A | #N/A | #N/A | #N/A | #N/A | #N/A
TRUE | VIC | MBTS66 | Mt Beauty (AusNet) 66 kV | AusNet | Summer | Coincident | 2032 | POE50 | NA | 22.8399 | VIC Mt Beauty (AusNet) 66 kV |  |  | FALSE | #N/A | #N/A | #N/A | #N/A | #N/A | #N/A | #N/A | #N/A | #N/A | #N/A
TRUE | VIC | MBTS66 | Mt Beauty (AusNet) 66 kV | AusNet | Summer | Non-coincident | 2032 | POE10 | NA | 31.5326 | VIC Mt Beauty (AusNet) 66 kV |  |  | FALSE | #N/A | #N/A | #N/A | #N/A | #N/A | #N/A | #N/A | #N/A | #N/A | #N/A
TRUE | VIC | MBTS66 | Mt Beauty (AusNet) 66 kV | AusNet | Summer | Coincident | 2033 | POE10 | NA | 24.3496 | VIC Mt Beauty (AusNet) 66 kV |  |  | FALSE | #N/A | #N/A | #N/A | #N/A | #N/A | #N/A | #N/A | #N/A | #N/A | #N/A
TRUE | VIC | MBTS66 | Mt Beauty (AusNet) 66 kV | AusNet | Summer | Coincident | 2033 | POE50 | NA | 22.8158 | VIC Mt Beauty (AusNet) 66 kV |  |  | FALSE | #N/A | #N/A | #N/A | #N/A | #N/A | #N/A | #N/A | #N/A | #N/A | #N/A
TRUE | VIC | MBTS66 | Mt Beauty (AusNet) 66 kV | AusNet | Summer | Non-coincident | 2033 | POE10 | NA | 31.6129 | VIC Mt Beauty (AusNet) 66 kV |  |  | FALSE | #N/A | #N/A | #N/A | #N/A | #N/A | #N/A | #N/A | #N/A | #N/A | #N/A
TRUE | VIC | MBTS66 | Mt Beauty (AusNet) 66 kV | AusNet | Summer | Coincident | 2034 | POE10 | NA | 24.0878 | VIC Mt Beauty (AusNet) 66 kV |  |  | FALSE | #N/A | #N/A | #N/A | #N/A | #N/A | #N/A | #N/A | #N/A | #N/A | #N/A
TRUE | VIC | MBTS66 | Mt Beauty (AusNet) 66 kV | AusNet | Summer | Coincident | 2034 | POE50 | NA | 22.7565 | VIC Mt Beauty (AusNet) 66 kV |  |  | FALSE | #N/A | #N/A | #N/A | #N/A | #N/A | #N/A | #N/A | #N/A | #N/A | #N/A
TRUE | VIC | MBTS66 | Mt Beauty (AusNet) 66 kV | AusNet | Summer | Non-coincident | 2034 | POE10 | NA | 31.6514 | VIC Mt Beauty (AusNet) 66 kV |  |  | FALSE | #N/A | #N/A | #N/A | #N/A | #N/A | #N/A | #N/A | #N/A | #N/A | #N/A
TRUE | VIC | MBTS66 | Mt Beauty (AusNet) 66 kV | AusNet | Summer | Coincident | 2035 | POE10 | NA | 23.9217 | VIC Mt Beauty (AusNet) 66 kV |  |  | FALSE | #N/A | #N/A | #N/A | #N/A | #N/A | #N/A | #N/A | #N/A | #N/A | #N/A
TRUE | VIC | MBTS66 | Mt Beauty (AusNet) 66 kV | AusNet | Summer | Coincident | 2035 | POE50 | NA | 22.6483 | VIC Mt Beauty (AusNet) 66 kV |  |  | FALSE | #N/A | #N/A | #N/A | #N/A | #N/A | #N/A | #N/A | #N/A | #N/A | #N/A
TRUE | VIC | MBTS66 | Mt Beauty (AusNet) 66 kV | AusNet | Summer | Non-coincident | 2035 | POE10 | NA | 31.6346 | VIC Mt Beauty (AusNet) 66 kV |  |  | FALSE | #N/A | #N/A | #N/A | #N/A | #N/A | #N/A | #N/A | #N/A | #N/A | #N/A
TRUE | VIC | MBTS66 | Mt Beauty (AusNet) 66 kV | AusNet | Winter | Coincident | 2018 | ACTUAL_OPG | NA | 24.8328 | VIC Mt Beauty (AusNet) 66 kV |  |  | FALSE | #N/A | #N/A | #N/A | #N/A | #N/A | #N/A | #N/A | #N/A | #N/A | #N/A
TRUE | VIC | MBTS66 | Mt Beauty (AusNet) 66 kV | AusNet | Winter | Coincident | 2018 | ACTUAL_RAW | NA | 24.8328 | VIC Mt Beauty (AusNet) 66 kV |  |  | FALSE | #N/A | #N/A | #N/A | #N/A | #N/A | #N/A | #N/A | #N/A | #N/A | #N/A
TRUE | VIC | MBTS66 | Mt Beauty (AusNet) 66 kV | AusNet | Winter | Non-coincident | 2018 | ACTUAL_RAW | NA | 41.9531 | VIC Mt Beauty (AusNet) 66 kV |  |  | FALSE | #N/A | #N/A | #N/A | #N/A | #N/A | #N/A | #N/A | #N/A | #N/A | #N/A
TRUE | VIC | MBTS66 | Mt Beauty (AusNet) 66 kV | AusNet | Winter | Non-coincident | 2018 | ACTUAL_OPG | NA | 41.9531 | VIC Mt Beauty (AusNet) 66 kV |  |  | FALSE | #N/A | #N/A | #N/A | #N/A | #N/A | #N/A | #N/A | #N/A | #N/A | #N/A
TRUE | VIC | MBTS66 | Mt Beauty (AusNet) 66 kV | AusNet | Winter | Non-coincident | 2018 | ACTUAL_ADJUSTEDOPG | NA | 41.9531 | VIC Mt Beauty (AusNet) 66 kV |  |  | FALSE | #N/A | #N/A | #N/A | #N/A | #N/A | #N/A | #N/A | #N/A | #N/A | #N/A
TRUE | VIC | MBTS66 | Mt Beauty (AusNet) 66 kV | AusNet | Winter | Coincident | 2019 | ACTUAL_OPG | NA | 36.7048 | VIC Mt Beauty (AusNet) 66 kV |  |  | FALSE | #N/A | #N/A | #N/A | #N/A | #N/A | #N/A | #N/A | #N/A | #N/A | #N/A
TRUE | VIC | MBTS66 | Mt Beauty (AusNet) 66 kV | AusNet | Winter | Coincident | 2019 | ACTUAL_RAW | NA | 36.7048 | VIC Mt Beauty (AusNet) 66 kV |  |  | FALSE | #N/A | #N/A | #N/A | #N/A | #N/A | #N/A | #N/A | #N/A | #N/A | #N/A
TRUE | VIC | MBTS66 | Mt Beauty (AusNet) 66 kV | AusNet | Winter | Non-coincident | 2019 | ACTUAL_RAW | NA | 44.031 | VIC Mt Beauty (AusNet) 66 kV |  |  | FALSE | #N/A | #N/A | #N/A | #N/A | #N/A | #N/A | #N/A | #N/A | #N/A | #N/A
TRUE | VIC | MBTS66 | Mt Beauty (AusNet) 66 kV | AusNet | Winter | Non-coincident | 2019 | ACTUAL_OPG | NA | 44.031 | VIC Mt Beauty (AusNet) 66 kV |  |  | FALSE | #N/A | #N/A | #N/A | #N/A | #N/A | #N/A | #N/A | #N/A | #N/A | #N/A
TRUE | VIC | MBTS66 | Mt Beauty (AusNet) 66 kV | AusNet | Winter | Non-coincident | 2019 | ACTUAL_ADJUSTEDOPG | NA | 44.031 | VIC Mt Beauty (AusNet) 66 kV |  |  | FALSE | #N/A | #N/A | #N/A | #N/A | #N/A | #N/A | #N/A | #N/A | #N/A | #N/A
TRUE | VIC | MBTS66 | Mt Beauty (AusNet) 66 kV | AusNet | Winter | Coincident | 2020 | ACTUAL_OPG | NA | 26.4223 | VIC Mt Beauty (AusNet) 66 kV |  |  | FALSE | #N/A | #N/A | #N/A | #N/A | #N/A | #N/A | #N/A | #N/A | #N/A | #N/A
TRUE | VIC | MBTS66 | Mt Beauty (AusNet) 66 kV | AusNet | Winter | Coincident | 2020 | ACTUAL_RAW | NA | 26.4223 | VIC Mt Beauty (AusNet) 66 kV |  |  | FALSE | #N/A | #N/A | #N/A | #N/A | #N/A | #N/A | #N/A | #N/A | #N/A | #N/A
TRUE | VIC | MBTS66 | Mt Beauty (AusNet) 66 kV | AusNet | Winter | Non-coincident | 2020 | ACTUAL_RAW | NA | 38.2902 | VIC Mt Beauty (AusNet) 66 kV |  |  | FALSE | #N/A | #N/A | #N/A | #N/A | #N/A | #N/A | #N/A | #N/A | #N/A | #N/A
TRUE | VIC | MBTS66 | Mt Beauty (AusNet) 66 kV | AusNet | Winter | Non-coincident | 2020 | ACTUAL_OPG | NA | 38.2902 | VIC Mt Beauty (AusNet) 66 kV |  |  | FALSE | #N/A | #N/A | #N/A | #N/A | #N/A | #N/A | #N/A | #N/A | #N/A | #N/A
TRUE | VIC | MBTS66 | Mt Beauty (AusNet) 66 kV | AusNet | Winter | Non-coincident | 2020 | ACTUAL_ADJUSTEDOPG | NA | 38.2902 | VIC Mt Beauty (AusNet) 66 kV |  |  | FALSE | #N/A | #N/A | #N/A | #N/A | #N/A | #N/A | #N/A | #N/A | #N/A | #N/A
TRUE | VIC | MBTS66 | Mt Beauty (AusNet) 66 kV | AusNet | Winter | Coincident | 2021 | ACTUAL_OPG | NA | 28.3276 | VIC Mt Beauty (AusNet) 66 kV |  |  | FALSE | #N/A | #N/A | #N/A | #N/A | #N/A | #N/A | #N/A | #N/A | #N/A | #N/A
TRUE | VIC | MBTS66 | Mt Beauty (AusNet) 66 kV | AusNet | Winter | Coincident | 2021 | ACTUAL_RAW | NA | 28.3276 | VIC Mt Beauty (AusNet) 66 kV |  |  | FALSE | #N/A | #N/A | #N/A | #N/A | #N/A | #N/A | #N/A | #N/A | #N/A | #N/A
TRUE | VIC | MBTS66 | Mt Beauty (AusNet) 66 kV | AusNet | Winter | Non-coincident | 2021 | ACTUAL_RAW | NA | 39.4576 | VIC Mt Beauty (AusNet) 66 kV |  |  | FALSE | #N/A | #N/A | #N/A | #N/A | #N/A | #N/A | #N/A | #N/A | #N/A | #N/A
TRUE | VIC | MBTS66 | Mt Beauty (AusNet) 66 kV | AusNet | Winter | Non-coincident | 2021 | ACTUAL_OPG | NA | 39.4576 | VIC Mt Beauty (AusNet) 66 kV |  |  | FALSE | #N/A | #N/A | #N/A | #N/A | #N/A | #N/A | #N/A | #N/A | #N/A | #N/A
TRUE | VIC | MBTS66 | Mt Beauty (AusNet) 66 kV | AusNet | Winter | Non-coincident | 2021 | ACTUAL_ADJUSTEDOPG | NA | 39.4576 | VIC Mt Beauty (AusNet) 66 kV |  |  | FALSE | #N/A | #N/A | #N/A | #N/A | #N/A | #N/A | #N/A | #N/A | #N/A | #N/A
TRUE | VIC | MBTS66 | Mt Beauty (AusNet) 66 kV | AusNet | Winter | Coincident | 2022 | ACTUAL_OPG | NA | 19.4255 | VIC Mt Beauty (AusNet) 66 kV |  |  | FALSE | #N/A | #N/A | #N/A | #N/A | #N/A | #N/A | #N/A | #N/A | #N/A | #N/A
TRUE | VIC | MBTS66 | Mt Beauty (AusNet) 66 kV | AusNet | Winter | Coincident | 2022 | ACTUAL_RAW | NA | 19.4255 | VIC Mt Beauty (AusNet) 66 kV |  |  | FALSE | #N/A | #N/A | #N/A | #N/A | #N/A | #N/A | #N/A | #N/A | #N/A | #N/A
TRUE | VIC | MBTS66 | Mt Beauty (AusNet) 66 kV | AusNet | Winter | Non-coincident | 2022 | ACTUAL_RAW | NA | 48.6764 | VIC Mt Beauty (AusNet) 66 kV |  |  | FALSE | #N/A | #N/A | #N/A | #N/A | #N/A | #N/A | #N/A | #N/A | #N/A | #N/A
TRUE | VIC | MBTS66 | Mt Beauty (AusNet) 66 kV | AusNet | Winter | Non-coincident | 2022 | ACTUAL_OPG | NA | 48.6764 | VIC Mt Beauty (AusNet) 66 kV |  |  | FALSE | #N/A | #N/A | #N/A | #N/A | #N/A | #N/A | #N/A | #N/A | #N/A | #N/A
TRUE | VIC | MBTS66 | Mt Beauty (AusNet) 66 kV | AusNet | Winter | Non-coincident | 2022 | ACTUAL_ADJUSTEDOPG | NA | 48.6764 | VIC Mt Beauty (AusNet) 66 kV |  |  | FALSE | #N/A | #N/A | #N/A | #N/A | #N/A | #N/A | #N/A | #N/A | #N/A | #N/A
TRUE | VIC | MBTS66 | Mt Beauty (AusNet) 66 kV | AusNet | Winter | Coincident | 2023 | ACTUAL_OPG | NA | 12.5825 | VIC Mt Beauty (AusNet) 66 kV |  |  | FALSE | #N/A | #N/A | #N/A | #N/A | #N/A | #N/A | #N/A | #N/A | #N/A | #N/A
TRUE | VIC | MBTS66 | Mt Beauty (AusNet) 66 kV | AusNet | Winter | Coincident | 2023 | ACTUAL_RAW | NA | 12.5825 | VIC Mt Beauty (AusNet) 66 kV |  |  | FALSE | #N/A | #N/A | #N/A | #N/A | #N/A | #N/A | #N/A | #N/A | #N/A | #N/A
TRUE | VIC | MBTS66 | Mt Beauty (AusNet) 66 kV | AusNet | Winter | Non-coincident | 2023 | ACTUAL_RAW | NA | 44.1019 | VIC Mt Beauty (AusNet) 66 kV |  |  | FALSE | #N/A | #N/A | #N/A | #N/A | #N/A | #N/A | #N/A | #N/A | #N/A | #N/A
TRUE | VIC | MBTS66 | Mt Beauty (AusNet) 66 kV | AusNet | Winter | Non-coincident | 2023 | ACTUAL_OPG | NA | 44.1019 | VIC Mt Beauty (AusNet) 66 kV |  |  | FALSE | #N/A | #N/A | #N/A | #N/A | #N/A | #N/A | #N/A | #N/A | #N/A | #N/A
TRUE | VIC | MBTS66 | Mt Beauty (AusNet) 66 kV | AusNet | Winter | Non-coincident | 2023 | ACTUAL_ADJUSTEDOPG | NA | 44.1019 | VIC Mt Beauty (AusNet) 66 kV |  |  | FALSE | #N/A | #N/A | #N/A | #N/A | #N/A | #N/A | #N/A | #N/A | #N/A | #N/A
TRUE | VIC | MBTS66 | Mt Beauty (AusNet) 66 kV | AusNet | Winter | Coincident | 2024 | ACTUAL_OPG | NA | 41.5259 | VIC Mt Beauty (AusNet) 66 kV |  |  | FALSE | #N/A | #N/A | #N/A | #N/A | #N/A | #N/A | #N/A | #N/A | #N/A | #N/A
TRUE | VIC | MBTS66 | Mt Beauty (AusNet) 66 kV | AusNet | Winter | Coincident | 2024 | ACTUAL_RAW | NA | 41.5259 | VIC Mt Beauty (AusNet) 66 kV |  |  | FALSE | #N/A | #N/A | #N/A | #N/A | #N/A | #N/A | #N/A | #N/A | #N/A | #N/A
TRUE | VIC | MBTS66 | Mt Beauty (AusNet) 66 kV | AusNet | Winter | Non-coincident | 2024 | ACTUAL_RAW | NA | 43.8277 | VIC Mt Beauty (AusNet) 66 kV |  |  | FALSE | #N/A | #N/A | #N/A | #N/A | #N/A | #N/A | #N/A | #N/A | #N/A | #N/A
TRUE | VIC | MBTS66 | Mt Beauty (AusNet) 66 kV | AusNet | Winter | Non-coincident | 2024 | ACTUAL_OPG | NA | 43.8277 | VIC Mt Beauty (AusNet) 66 kV |  |  | FALSE | #N/A | #N/A | #N/A | #N/A | #N/A | #N/A | #N/A | #N/A | #N/A | #N/A
TRUE | VIC | MBTS66 | Mt Beauty (AusNet) 66 kV | AusNet | Winter | Non-coincident | 2024 | ACTUAL_ADJUSTEDOPG | NA | 43.8277 | VIC Mt Beauty (AusNet) 66 kV |  |  | FALSE | #N/A | #N/A | #N/A | #N/A | #N/A | #N/A | #N/A | #N/A | #N/A | #N/A
TRUE | VIC | MBTS66 | Mt Beauty (AusNet) 66 kV | AusNet | Winter | Coincident | 2025 | POE10 | NA | 39.4056 | VIC Mt Beauty (AusNet) 66 kV |  |  | FALSE | #N/A | #N/A | #N/A | #N/A | #N/A | #N/A | #N/A | #N/A | #N/A | #N/A
TRUE | VIC | MBTS66 | Mt Beauty (AusNet) 66 kV | AusNet | Winter | Coincident | 2025 | POE50 | NA | 38.4873 | VIC Mt Beauty (AusNet) 66 kV |  |  | FALSE | #N/A | #N/A | #N/A | #N/A | #N/A | #N/A | #N/A | #N/A | #N/A | #N/A
TRUE | VIC | MBTS66 | Mt Beauty (AusNet) 66 kV | AusNet | Winter | Non-coincident | 2025 | ACTUAL_RAW | NA | 39.6723 | VIC Mt Beauty (AusNet) 66 kV |  |  | FALSE | #N/A | #N/A | #N/A | #N/A | #N/A | #N/A | #N/A | #N/A | #N/A | #N/A
TRUE | VIC | MBTS66 | Mt Beauty (AusNet) 66 kV | AusNet | Winter | Non-coincident | 2025 | ACTUAL_ADJUSTEDOPG | NA | 39.6723 | VIC Mt Beauty (AusNet) 66 kV |  |  | FALSE | #N/A | #N/A | #N/A | #N/A | #N/A | #N/A | #N/A | #N/A | #N/A | #N/A
TRUE | VIC | MBTS66 | Mt Beauty (AusNet) 66 kV | AusNet | Winter | Non-coincident | 2025 | BASEYEARPOE50 | NA | 42.5278 | VIC Mt Beauty (AusNet) 66 kV |  |  | FALSE | #N/A | #N/A | #N/A | #N/A | #N/A | #N/A | #N/A | #N/A | #N/A | #N/A
TRUE | VIC | MBTS66 | Mt Beauty (AusNet) 66 kV | AusNet | Winter | Non-coincident | 2025 | BASEYEARPOE10 | NA | 44.614 | VIC Mt Beauty (AusNet) 66 kV |  |  | FALSE | #N/A | #N/A | #N/A | #N/A | #N/A | #N/A | #N/A | #N/A | #N/A | #N/A
TRUE | VIC | MBTS66 | Mt Beauty (AusNet) 66 kV | AusNet | Winter | Non-coincident | 2025 | POE10 | NA | 44.8452 | VIC Mt Beauty (AusNet) 66 kV |  |  | FALSE | #N/A | #N/A | #N/A | #N/A | #N/A | #N/A | #N/A | #N/A | #N/A | #N/A
TRUE | VIC | MBTS66 | Mt Beauty (AusNet) 66 kV | AusNet | Winter | Non-coincident | 2025 | POE50 | NA | 42.609 | VIC Mt Beauty (AusNet) 66 kV |  |  | FALSE | #N/A | #N/A | #N/A | #N/A | #N/A | #N/A | #N/A | #N/A | #N/A | #N/A
TRUE | VIC | MBTS66 | Mt Beauty (AusNet) 66 kV | AusNet | Winter | Coincident | 2026 | POE10 | NA | 38.0346 | VIC Mt Beauty (AusNet) 66 kV |  |  | FALSE | #N/A | #N/A | #N/A | #N/A | #N/A | #N/A | #N/A | #N/A | #N/A | #N/A
TRUE | VIC | MBTS66 | Mt Beauty (AusNet) 66 kV | AusNet | Winter | Coincident | 2026 | POE50 | NA | 37.0789 | VIC Mt Beauty (AusNet) 66 kV |  |  | FALSE | #N/A | #N/A | #N/A | #N/A | #N/A | #N/A | #N/A | #N/A | #N/A | #N/A
TRUE | VIC | MBTS66 | Mt Beauty (AusNet) 66 kV | AusNet | Winter | Non-coincident | 2026 | POE10 | NA | 44.9602 | VIC Mt Beauty (AusNet) 66 kV |  |  | FALSE | #N/A | #N/A | #N/A | #N/A | #N/A | #N/A | #N/A | #N/A | #N/A | #N/A
TRUE | VIC | MBTS66 | Mt Beauty (AusNet) 66 kV | AusNet | Winter | Non-coincident | 2026 | POE50 | NA | 42.7203 | VIC Mt Beauty (AusNet) 66 kV |  |  | FALSE | #N/A | #N/A | #N/A | #N/A | #N/A | #N/A | #N/A | #N/A | #N/A | #N/A
TRUE | VIC | MBTS66 | Mt Beauty (AusNet) 66 kV | AusNet | Winter | Coincident | 2027 | POE10 | NA | 36.7408 | VIC Mt Beauty (AusNet) 66 kV |  |  | FALSE | #N/A | #N/A | #N/A | #N/A | #N/A | #N/A | #N/A | #N/A | #N/A | #N/A
TRUE | VIC | MBTS66 | Mt Beauty (AusNet) 66 kV | AusNet | Winter | Coincident | 2027 | POE50 | NA | 35.727 | VIC Mt Beauty (AusNet) 66 kV |  |  | FALSE | #N/A | #N/A | #N/A | #N/A | #N/A | #N/A | #N/A | #N/A | #N/A | #N/A
TRUE | VIC | MBTS66 | Mt Beauty (AusNet) 66 kV | AusNet | Winter | Non-coincident | 2027 | POE10 | NA | 45.1206 | VIC Mt Beauty (AusNet) 66 kV |  |  | FALSE | #N/A | #N/A | #N/A | #N/A | #N/A | #N/A | #N/A | #N/A | #N/A | #N/A
TRUE | VIC | MBTS66 | Mt Beauty (AusNet) 66 kV | AusNet | Winter | Non-coincident | 2027 | POE50 | NA | 42.8766 | VIC Mt Beauty (AusNet) 66 kV |  |  | FALSE | #N/A | #N/A | #N/A | #N/A | #N/A | #N/A | #N/A | #N/A | #N/A | #N/A
TRUE | VIC | MBTS66 | Mt Beauty (AusNet) 66 kV | AusNet | Winter | Coincident | 2028 | POE10 | NA | 36.1465 | VIC Mt Beauty (AusNet) 66 kV |  |  | FALSE | #N/A | #N/A | #N/A | #N/A | #N/A | #N/A | #N/A | #N/A | #N/A | #N/A
TRUE | VIC | MBTS66 | Mt Beauty (AusNet) 66 kV | AusNet | Winter | Coincident | 2028 | POE50 | NA | 35.1784 | VIC Mt Beauty (AusNet) 66 kV |  |  | FALSE | #N/A | #N/A | #N/A | #N/A | #N/A | #N/A | #N/A | #N/A | #N/A | #N/A
TRUE | VIC | MBTS66 | Mt Beauty (AusNet) 66 kV | AusNet | Winter | Non-coincident | 2028 | POE10 | NA | 45.3145 | VIC Mt Beauty (AusNet) 66 kV |  |  | FALSE | #N/A | #N/A | #N/A | #N/A | #N/A | #N/A | #N/A | #N/A | #N/A | #N/A
TRUE | VIC | MBTS66 | Mt Beauty (AusNet) 66 kV | AusNet | Winter | Non-coincident | 2028 | POE50 | NA | 43.0665 | VIC Mt Beauty (AusNet) 66 kV |  |  | FALSE | #N/A | #N/A | #N/A | #N/A | #N/A | #N/A | #N/A | #N/A | #N/A | #N/A
TRUE | VIC | MBTS66 | Mt Beauty (AusNet) 66 kV | AusNet | Winter | Coincident | 2029 | POE10 | NA | 35.8369 | VIC Mt Beauty (AusNet) 66 kV |  |  | FALSE | #N/A | #N/A | #N/A | #N/A | #N/A | #N/A | #N/A | #N/A | #N/A | #N/A
TRUE | VIC | MBTS66 | Mt Beauty (AusNet) 66 kV | AusNet | Winter | Coincident | 2029 | POE50 | NA | 34.8912 | VIC Mt Beauty (AusNet) 66 kV |  |  | FALSE | #N/A | #N/A | #N/A | #N/A | #N/A | #N/A | #N/A | #N/A | #N/A | #N/A
TRUE | VIC | MBTS66 | Mt Beauty (AusNet) 66 kV | AusNet | Winter | Non-coincident | 2029 | POE10 | NA | 45.5465 | VIC Mt Beauty (AusNet) 66 kV |  |  | FALSE | #N/A | #N/A | #N/A | #N/A | #N/A | #N/A | #N/A | #N/A | #N/A | #N/A
TRUE | VIC | MBTS66 | Mt Beauty (AusNet) 66 kV | AusNet | Winter | Non-coincident | 2029 | POE50 | NA | 43.2944 | VIC Mt Beauty (AusNet) 66 kV |  |  | FALSE | #N/A | #N/A | #N/A | #N/A | #N/A | #N/A | #N/A | #N/A | #N/A | #N/A
TRUE | VIC | MBTS66 | Mt Beauty (AusNet) 66 kV | AusNet | Winter | Coincident | 2030 | POE10 | NA | 35.4898 | VIC Mt Beauty (AusNet) 66 kV |  |  | FALSE | #N/A | #N/A | #N/A | #N/A | #N/A | #N/A | #N/A | #N/A | #N/A | #N/A
TRUE | VIC | MBTS66 | Mt Beauty (AusNet) 66 kV | AusNet | Winter | Coincident | 2030 | POE50 | NA | 34.5483 | VIC Mt Beauty (AusNet) 66 kV |  |  | FALSE | #N/A | #N/A | #N/A | #N/A | #N/A | #N/A | #N/A | #N/A | #N/A | #N/A
TRUE | VIC | MBTS66 | Mt Beauty (AusNet) 66 kV | AusNet | Winter | Non-coincident | 2030 | POE10 | NA | 45.8171 | VIC Mt Beauty (AusNet) 66 kV |  |  | FALSE | #N/A | #N/A | #N/A | #N/A | #N/A | #N/A | #N/A | #N/A | #N/A | #N/A
TRUE | VIC | MBTS66 | Mt Beauty (AusNet) 66 kV | AusNet | Winter | Non-coincident | 2030 | POE50 | NA | 43.5609 | VIC Mt Beauty (AusNet) 66 kV |  |  | FALSE | #N/A | #N/A | #N/A | #N/A | #N/A | #N/A | #N/A | #N/A | #N/A | #N/A
TRUE | VIC | MBTS66 | Mt Beauty (AusNet) 66 kV | AusNet | Winter | Coincident | 2031 | POE10 | NA | 35.2009 | VIC Mt Beauty (AusNet) 66 kV |  |  | FALSE | #N/A | #N/A | #N/A | #N/A | #N/A | #N/A | #N/A | #N/A | #N/A | #N/A
TRUE | VIC | MBTS66 | Mt Beauty (AusNet) 66 kV | AusNet | Winter | Coincident | 2031 | POE50 | NA | 34.2709 | VIC Mt Beauty (AusNet) 66 kV |  |  | FALSE | #N/A | #N/A | #N/A | #N/A | #N/A | #N/A | #N/A | #N/A | #N/A | #N/A
TRUE | VIC | MBTS66 | Mt Beauty (AusNet) 66 kV | AusNet | Winter | Non-coincident | 2031 | POE10 | NA | 46.0876 | VIC Mt Beauty (AusNet) 66 kV |  |  | FALSE | #N/A | #N/A | #N/A | #N/A | #N/A | #N/A | #N/A | #N/A | #N/A | #N/A
TRUE | VIC | MBTS66 | Mt Beauty (AusNet) 66 kV | AusNet | Winter | Non-coincident | 2031 | POE50 | NA | 43.8274 | VIC Mt Beauty (AusNet) 66 kV |  |  | FALSE | #N/A | #N/A | #N/A | #N/A | #N/A | #N/A | #N/A | #N/A | #N/A | #N/A
TRUE | VIC | MBTS66 | Mt Beauty (AusNet) 66 kV | AusNet | Winter | Coincident | 2032 | POE10 | NA | 34.6263 | VIC Mt Beauty (AusNet) 66 kV |  |  | FALSE | #N/A | #N/A | #N/A | #N/A | #N/A | #N/A | #N/A | #N/A | #N/A | #N/A
TRUE | VIC | MBTS66 | Mt Beauty (AusNet) 66 kV | AusNet | Winter | Coincident | 2032 | POE50 | NA | 33.6503 | VIC Mt Beauty (AusNet) 66 kV |  |  | FALSE | #N/A | #N/A | #N/A | #N/A | #N/A | #N/A | #N/A | #N/A | #N/A | #N/A
TRUE | VIC | MBTS66 | Mt Beauty (AusNet) 66 kV | AusNet | Winter | Non-coincident | 2032 | POE10 | NA | 46.3601 | VIC Mt Beauty (AusNet) 66 kV |  |  | FALSE | #N/A | #N/A | #N/A | #N/A | #N/A | #N/A | #N/A | #N/A | #N/A | #N/A
TRUE | VIC | MBTS66 | Mt Beauty (AusNet) 66 kV | AusNet | Winter | Non-coincident | 2032 | POE50 | NA | 44.0959 | VIC Mt Beauty (AusNet) 66 kV |  |  | FALSE | #N/A | #N/A | #N/A | #N/A | #N/A | #N/A | #N/A | #N/A | #N/A | #N/A
TRUE | VIC | MBTS66 | Mt Beauty (AusNet) 66 kV | AusNet | Winter | Coincident | 2033 | POE10 | NA | 33.9036 | VIC Mt Beauty (AusNet) 66 kV |  |  | FALSE | #N/A | #N/A | #N/A | #N/A | #N/A | #N/A | #N/A | #N/A | #N/A | #N/A
TRUE | VIC | MBTS66 | Mt Beauty (AusNet) 66 kV | AusNet | Winter | Coincident | 2033 | POE50 | NA | 32.9543 | VIC Mt Beauty (AusNet) 66 kV |  |  | FALSE | #N/A | #N/A | #N/A | #N/A | #N/A | #N/A | #N/A | #N/A | #N/A | #N/A
TRUE | VIC | MBTS66 | Mt Beauty (AusNet) 66 kV | AusNet | Winter | Non-coincident | 2033 | POE10 | NA | 46.6216 | VIC Mt Beauty (AusNet) 66 kV |  |  | FALSE | #N/A | #N/A | #N/A | #N/A | #N/A | #N/A | #N/A | #N/A | #N/A | #N/A
TRUE | VIC | MBTS66 | Mt Beauty (AusNet) 66 kV | AusNet | Winter | Non-coincident | 2033 | POE50 | NA | 44.3535 | VIC Mt Beauty (AusNet) 66 kV |  |  | FALSE | #N/A | #N/A | #N/A | #N/A | #N/A | #N/A | #N/A | #N/A | #N/A | #N/A
TRUE | VIC | MBTS66 | Mt Beauty (AusNet) 66 kV | AusNet | Winter | Coincident | 2034 | POE10 | NA | 33.7866 | VIC Mt Beauty (AusNet) 66 kV |  |  | FALSE | #N/A | #N/A | #N/A | #N/A | #N/A | #N/A | #N/A | #N/A | #N/A | #N/A
TRUE | VIC | MBTS66 | Mt Beauty (AusNet) 66 kV | AusNet | Winter | Coincident | 2034 | POE50 | NA | 32.8606 | VIC Mt Beauty (AusNet) 66 kV |  |  | FALSE | #N/A | #N/A | #N/A | #N/A | #N/A | #N/A | #N/A | #N/A | #N/A | #N/A
TRUE | VIC | MBTS66 | Mt Beauty (AusNet) 66 kV | AusNet | Winter | Non-coincident | 2034 | POE10 | NA | 46.8723 | VIC Mt Beauty (AusNet) 66 kV |  |  | FALSE | #N/A | #N/A | #N/A | #N/A | #N/A | #N/A | #N/A | #N/A | #N/A | #N/A
TRUE | VIC | MBTS66 | Mt Beauty (AusNet) 66 kV | AusNet | Winter | Non-coincident | 2034 | POE50 | NA | 44.6001 | VIC Mt Beauty (AusNet) 66 kV |  |  | FALSE | #N/A | #N/A | #N/A | #N/A | #N/A | #N/A | #N/A | #N/A | #N/A | #N/A
TRUE | VIC | MTS22U | Malvern (United Energy) 22 kV | United Energy | Shoulder | Coincident | 2019 | ACTUAL_OPG | 5.6828 | NA | VIC Malvern (United Energy) 22 kV |  |  | FALSE | #N/A | #N/A | #N/A | #N/A | #N/A | #N/A | #N/A | #N/A | #N/A | #N/A
TRUE | VIC | MTS22U | Malvern (United Energy) 22 kV | United Energy | Shoulder | Coincident | 2019 | ACTUAL_RAW | 5.6828 | NA | VIC Malvern (United Energy) 22 kV |  |  | FALSE | #N/A | #N/A | #N/A | #N/A | #N/A | #N/A | #N/A | #N/A | #N/A | #N/A
TRUE | VIC | MTS22U | Malvern (United Energy) 22 kV | United Energy | Shoulder | Non-coincident | 2019 | ACTUAL_RAW | 5.5825 | NA | VIC Malvern (United Energy) 22 kV |  |  | FALSE | #N/A | #N/A | #N/A | #N/A | #N/A | #N/A | #N/A | #N/A | #N/A | #N/A
TRUE | VIC | MTS22U | Malvern (United Energy) 22 kV | United Energy | Shoulder | Non-coincident | 2019 | ACTUAL_OPG | 5.5825 | NA | VIC Malvern (United Energy) 22 kV |  |  | FALSE | #N/A | #N/A | #N/A | #N/A | #N/A | #N/A | #N/A | #N/A | #N/A | #N/A
TRUE | VIC | MTS22U | Malvern (United Energy) 22 kV | United Energy | Shoulder | Non-coincident | 2019 | ACTUAL_ADJUSTEDOPG | 5.5825 | NA | VIC Malvern (United Energy) 22 kV |  |  | FALSE | #N/A | #N/A | #N/A | #N/A | #N/A | #N/A | #N/A | #N/A | #N/A | #N/A
TRUE | VIC | MTS22U | Malvern (United Energy) 22 kV | United Energy | Shoulder | Coincident | 2020 | ACTUAL_OPG | 11.4233 | NA | VIC Malvern (United Energy) 22 kV |  |  | FALSE | #N/A | #N/A | #N/A | #N/A | #N/A | #N/A | #N/A | #N/A | #N/A | #N/A
TRUE | VIC | MTS22U | Malvern (United Energy) 22 kV | United Energy | Shoulder | Coincident | 2020 | ACTUAL_RAW | 11.4233 | NA | VIC Malvern (United Energy) 22 kV |  |  | FALSE | #N/A | #N/A | #N/A | #N/A | #N/A | #N/A | #N/A | #N/A | #N/A | #N/A
TRUE | VIC | MTS22U | Malvern (United Energy) 22 kV | United Energy | Shoulder | Non-coincident | 2020 | ACTUAL_RAW | 5.7452 | NA | VIC Malvern (United Energy) 22 kV |  |  | FALSE | #N/A | #N/A | #N/A | #N/A | #N/A | #N/A | #N/A | #N/A | #N/A | #N/A
TRUE | VIC | MTS22U | Malvern (United Energy) 22 kV | United Energy | Shoulder | Non-coincident | 2020 | ACTUAL_OPG | 5.7452 | NA | VIC Malvern (United Energy) 22 kV |  |  | FALSE | #N/A | #N/A | #N/A | #N/A | #N/A | #N/A | #N/A | #N/A | #N/A | #N/A
TRUE | VIC | MTS22U | Malvern (United Energy) 22 kV | United Energy | Shoulder | Non-coincident | 2020 | ACTUAL_ADJUSTEDOPG | 5.7452 | NA | VIC Malvern (United Energy) 22 kV |  |  | FALSE | #N/A | #N/A | #N/A | #N/A | #N/A | #N/A | #N/A | #N/A | #N/A | #N/A
TRUE | VIC | MTS22U | Malvern (United Energy) 22 kV | United Energy | Shoulder | Coincident | 2021 | ACTUAL_OPG | 9.6667 | NA | VIC Malvern (United Energy) 22 kV |  |  | FALSE | #N/A | #N/A | #N/A | #N/A | #N/A | #N/A | #N/A | #N/A | #N/A | #N/A
TRUE | VIC | MTS22U | Malvern (United Energy) 22 kV | United Energy | Shoulder | Coincident | 2021 | ACTUAL_RAW | 9.6667 | NA | VIC Malvern (United Energy) 22 kV |  |  | FALSE | #N/A | #N/A | #N/A | #N/A | #N/A | #N/A | #N/A | #N/A | #N/A | #N/A
TRUE | VIC | MTS22U | Malvern (United Energy) 22 kV | United Energy | Shoulder | Non-coincident | 2021 | ACTUAL_RAW | 5.7 | NA | VIC Malvern (United Energy) 22 kV |  |  | FALSE | #N/A | #N/A | #N/A | #N/A | #N/A | #N/A | #N/A | #N/A | #N/A | #N/A
TRUE | VIC | MTS22U | Malvern (United Energy) 22 kV | United Energy | Shoulder | Non-coincident | 2021 | ACTUAL_OPG | 5.7 | NA | VIC Malvern (United Energy) 22 kV |  |  | FALSE | #N/A | #N/A | #N/A | #N/A | #N/A | #N/A | #N/A | #N/A | #N/A | #N/A
TRUE | VIC | MTS22U | Malvern (United Energy) 22 kV | United Energy | Shoulder | Non-coincident | 2021 | ACTUAL_ADJUSTEDOPG | 5.7 | NA | VIC Malvern (United Energy) 22 kV |  |  | FALSE | #N/A | #N/A | #N/A | #N/A | #N/A | #N/A | #N/A | #N/A | #N/A | #N/A
TRUE | VIC | MTS22U | Malvern (United Energy) 22 kV | United Energy | Shoulder | Coincident | 2022 | ACTUAL_OPG | 8.0402 | NA | VIC Malvern (United Energy) 22 kV |  |  | FALSE | #N/A | #N/A | #N/A | #N/A | #N/A | #N/A | #N/A | #N/A | #N/A | #N/A
TRUE | VIC | MTS22U | Malvern (United Energy) 22 kV | United Energy | Shoulder | Coincident | 2022 | ACTUAL_RAW | 8.0402 | NA | VIC Malvern (United Energy) 22 kV |  |  | FALSE | #N/A | #N/A | #N/A | #N/A | #N/A | #N/A | #N/A | #N/A | #N/A | #N/A
TRUE | VIC | MTS22U | Malvern (United Energy) 22 kV | United Energy | Shoulder | Non-coincident | 2022 | ACTUAL_RAW | 5.8683 | NA | VIC Malvern (United Energy) 22 kV |  |  | FALSE | #N/A | #N/A | #N/A | #N/A | #N/A | #N/A | #N/A | #N/A | #N/A | #N/A
TRUE | VIC | MTS22U | Malvern (United Energy) 22 kV | United Energy | Shoulder | Non-coincident | 2022 | ACTUAL_OPG | 5.8683 | NA | VIC Malvern (United Energy) 22 kV |  |  | FALSE | #N/A | #N/A | #N/A | #N/A | #N/A | #N/A | #N/A | #N/A | #N/A | #N/A
TRUE | VIC | MTS22U | Malvern (United Energy) 22 kV | United Energy | Shoulder | Non-coincident | 2022 | ACTUAL_ADJUSTEDOPG | 5.8683 | NA | VIC Malvern (United Energy) 22 kV |  |  | FALSE | #N/A | #N/A | #N/A | #N/A | #N/A | #N/A | #N/A | #N/A | #N/A | #N/A
TRUE | VIC | MTS22U | Malvern (United Energy) 22 kV | United Energy | Shoulder | Coincident | 2023 | ACTUAL_OPG | 7.8982 | NA | VIC Malvern (United Energy) 22 kV |  |  | FALSE | #N/A | #N/A | #N/A | #N/A | #N/A | #N/A | #N/A | #N/A | #N/A | #N/A
TRUE | VIC | MTS22U | Malvern (United Energy) 22 kV | United Energy | Shoulder | Coincident | 2023 | ACTUAL_RAW | 7.8982 | NA | VIC Malvern (United Energy) 22 kV |  |  | FALSE | #N/A | #N/A | #N/A | #N/A | #N/A | #N/A | #N/A | #N/A | #N/A | #N/A
TRUE | VIC | MTS22U | Malvern (United Energy) 22 kV | United Energy | Shoulder | Non-coincident | 2023 | ACTUAL_RAW | 7.0429 | NA | VIC Malvern (United Energy) 22 kV |  |  | FALSE | #N/A | #N/A | #N/A | #N/A | #N/A | #N/A | #N/A | #N/A | #N/A | #N/A
TRUE | VIC | MTS22U | Malvern (United Energy) 22 kV | United Energy | Shoulder | Non-coincident | 2023 | ACTUAL_OPG | 7.0429 | NA | VIC Malvern (United Energy) 22 kV |  |  | FALSE | #N/A | #N/A | #N/A | #N/A | #N/A | #N/A | #N/A | #N/A | #N/A | #N/A
TRUE | VIC | MTS22U | Malvern (United Energy) 22 kV | United Energy | Shoulder | Non-coincident | 2023 | ACTUAL_ADJUSTEDOPG | 7.0429 | NA | VIC Malvern (United Energy) 22 kV |  |  | FALSE | #N/A | #N/A | #N/A | #N/A | #N/A | #N/A | #N/A | #N/A | #N/A | #N/A
TRUE | VIC | MTS22U | Malvern (United Energy) 22 kV | United Energy | Shoulder | Coincident | 2024 | ACTUAL_OPG | 5.4039 | NA | VIC Malvern (United Energy) 22 kV |  |  | FALSE | #N/A | #N/A | #N/A | #N/A | #N/A | #N/A | #N/A | #N/A | #N/A | #N/A
TRUE | VIC | MTS22U | Malvern (United Energy) 22 kV | United Energy | Shoulder | Coincident | 2024 | ACTUAL_RAW | 5.4039 | NA | VIC Malvern (United Energy) 22 kV |  |  | FALSE | #N/A | #N/A | #N/A | #N/A | #N/A | #N/A | #N/A | #N/A | #N/A | #N/A
TRUE | VIC | MTS22U | Malvern (United Energy) 22 kV | United Energy | Shoulder | Non-coincident | 2024 | ACTUAL_RAW | 5.4039 | NA | VIC Malvern (United Energy) 22 kV |  |  | FALSE | #N/A | #N/A | #N/A | #N/A | #N/A | #N/A | #N/A | #N/A | #N/A | #N/A
TRUE | VIC | MTS22U | Malvern (United Energy) 22 kV | United Energy | Shoulder | Non-coincident | 2024 | ACTUAL_OPG | 5.4039 | NA | VIC Malvern (United Energy) 22 kV |  |  | FALSE | #N/A | #N/A | #N/A | #N/A | #N/A | #N/A | #N/A | #N/A | #N/A | #N/A
TRUE | VIC | MTS22U | Malvern (United Energy) 22 kV | United Energy | Shoulder | Non-coincident | 2024 | ACTUAL_ADJUSTEDOPG | 5.4039 | NA | VIC Malvern (United Energy) 22 kV |  |  | FALSE | #N/A | #N/A | #N/A | #N/A | #N/A | #N/A | #N/A | #N/A | #N/A | #N/A
TRUE | VIC | MTS22U | Malvern (United Energy) 22 kV | United Energy | Shoulder | Coincident | 2025 | ACTUAL_OPG | 5.6469 | NA | VIC Malvern (United Energy) 22 kV |  |  | FALSE | #N/A | #N/A | #N/A | #N/A | #N/A | #N/A | #N/A | #N/A | #N/A | #N/A
TRUE | VIC | MTS22U | Malvern (United Energy) 22 kV | United Energy | Shoulder | Coincident | 2025 | ACTUAL_RAW | 5.6469 | NA | VIC Malvern (United Energy) 22 kV |  |  | FALSE | #N/A | #N/A | #N/A | #N/A | #N/A | #N/A | #N/A | #N/A | #N/A | #N/A
TRUE | VIC | MTS22U | Malvern (United Energy) 22 kV | United Energy | Shoulder | Non-coincident | 2025 | ACTUAL_RAW | 4.4251 | NA | VIC Malvern (United Energy) 22 kV |  |  | FALSE | #N/A | #N/A | #N/A | #N/A | #N/A | #N/A | #N/A | #N/A | #N/A | #N/A
TRUE | VIC | MTS22U | Malvern (United Energy) 22 kV | United Energy | Shoulder | Non-coincident | 2025 | ACTUAL_OPG | 4.4251 | NA | VIC Malvern (United Energy) 22 kV |  |  | FALSE | #N/A | #N/A | #N/A | #N/A | #N/A | #N/A | #N/A | #N/A | #N/A | #N/A
TRUE | VIC | MTS22U | Malvern (United Energy) 22 kV | United Energy | Shoulder | Non-coincident | 2025 | ACTUAL_ADJUSTEDOPG | 4.4251 | NA | VIC Malvern (United Energy) 22 kV |  |  | FALSE | #N/A | #N/A | #N/A | #N/A | #N/A | #N/A | #N/A | #N/A | #N/A | #N/A
TRUE | VIC | MTS22U | Malvern (United Energy) 22 kV | United Energy | Shoulder | Non-coincident | 2025 | BASEYEARPOE90 | 2.2411 | NA | VIC Malvern (United Energy) 22 kV |  |  | FALSE | #N/A | #N/A | #N/A | #N/A | #N/A | #N/A | #N/A | #N/A | #N/A | #N/A
TRUE | VIC | MTS22U | Malvern (United Energy) 22 kV | United Energy | Shoulder | Non-coincident | 2025 | BASEYEARPOE50 | 3.1757 | NA | VIC Malvern (United Energy) 22 kV |  |  | FALSE | #N/A | #N/A | #N/A | #N/A | #N/A | #N/A | #N/A | #N/A | #N/A | #N/A
TRUE | VIC | MTS22U | Malvern (United Energy) 22 kV | United Energy | Shoulder | Coincident_unreconciled | 2026 | POE50 | 2.3653 | NA | VIC Malvern (United Energy) 22 kV |  |  | FALSE | #N/A | #N/A | #N/A | #N/A | #N/A | #N/A | #N/A | #N/A | #N/A | #N/A
TRUE | VIC | MTS22U | Malvern (United Energy) 22 kV | United Energy | Shoulder | Coincident_unreconciled | 2026 | POE90 | 1.1117 | NA | VIC Malvern (United Energy) 22 kV |  |  | FALSE | #N/A | #N/A | #N/A | #N/A | #N/A | #N/A | #N/A | #N/A | #N/A | #N/A
TRUE | VIC | MTS22U | Malvern (United Energy) 22 kV | United Energy | Shoulder | Non-coincident | 2026 | POE50 | 2.0175 | NA | VIC Malvern (United Energy) 22 kV |  |  | FALSE | #N/A | #N/A | #N/A | #N/A | #N/A | #N/A | #N/A | #N/A | #N/A | #N/A
TRUE | VIC | MTS22U | Malvern (United Energy) 22 kV | United Energy | Shoulder | Non-coincident | 2026 | POE90 | 0.94852 | NA | VIC Malvern (United Energy) 22 kV |  |  | FALSE | #N/A | #N/A | #N/A | #N/A | #N/A | #N/A | #N/A | #N/A | #N/A | #N/A
TRUE | VIC | MTS22U | Malvern (United Energy) 22 kV | United Energy | Shoulder | Coincident_unreconciled | 2027 | POE50 | 0.90072 | NA | VIC Malvern (United Energy) 22 kV |  |  | FALSE | #N/A | #N/A | #N/A | #N/A | #N/A | #N/A | #N/A | #N/A | #N/A | #N/A
TRUE | VIC | MTS22U | Malvern (United Energy) 22 kV | United Energy | Shoulder | Coincident_unreconciled | 2027 | POE90 | -0.27145 | NA | VIC Malvern (United Energy) 22 kV |  |  | FALSE | #N/A | #N/A | #N/A | #N/A | #N/A | #N/A | #N/A | #N/A | #N/A | #N/A
TRUE | VIC | MTS22U | Malvern (United Energy) 22 kV | United Energy | Shoulder | Non-coincident | 2027 | POE50 | 0.79145 | NA | VIC Malvern (United Energy) 22 kV |  |  | FALSE | #N/A | #N/A | #N/A | #N/A | #N/A | #N/A | #N/A | #N/A | #N/A | #N/A
TRUE | VIC | MTS22U | Malvern (United Energy) 22 kV | United Energy | Shoulder | Non-coincident | 2027 | POE90 | -0.31492 | NA | VIC Malvern (United Energy) 22 kV |  |  | FALSE | #N/A | #N/A | #N/A | #N/A | #N/A | #N/A | #N/A | #N/A | #N/A | #N/A
TRUE | VIC | MTS22U | Malvern (United Energy) 22 kV | United Energy | Shoulder | Coincident_unreconciled | 2028 | POE50 | -0.31762 | NA | VIC Malvern (United Energy) 22 kV |  |  | FALSE | #N/A | #N/A | #N/A | #N/A | #N/A | #N/A | #N/A | #N/A | #N/A | #N/A
TRUE | VIC | MTS22U | Malvern (United Energy) 22 kV | United Energy | Shoulder | Coincident_unreconciled | 2028 | POE90 | -1.2752 | NA | VIC Malvern (United Energy) 22 kV |  |  | FALSE | #N/A | #N/A | #N/A | #N/A | #N/A | #N/A | #N/A | #N/A | #N/A | #N/A
TRUE | VIC | MTS22U | Malvern (United Energy) 22 kV | United Energy | Shoulder | Non-coincident | 2028 | POE50 | -0.36849 | NA | VIC Malvern (United Energy) 22 kV |  |  | FALSE | #N/A | #N/A | #N/A | #N/A | #N/A | #N/A | #N/A | #N/A | #N/A | #N/A
TRUE | VIC | MTS22U | Malvern (United Energy) 22 kV | United Energy | Shoulder | Non-coincident | 2028 | POE90 | -1.4795 | NA | VIC Malvern (United Energy) 22 kV |  |  | FALSE | #N/A | #N/A | #N/A | #N/A | #N/A | #N/A | #N/A | #N/A | #N/A | #N/A
TRUE | VIC | MTS22U | Malvern (United Energy) 22 kV | United Energy | Shoulder | Coincident_unreconciled | 2029 | POE50 | -1.2606 | NA | VIC Malvern (United Energy) 22 kV |  |  | FALSE | #N/A | #N/A | #N/A | #N/A | #N/A | #N/A | #N/A | #N/A | #N/A | #N/A
TRUE | VIC | MTS22U | Malvern (United Energy) 22 kV | United Energy | Shoulder | Coincident_unreconciled | 2029 | POE90 | -2.2222 | NA | VIC Malvern (United Energy) 22 kV |  |  | FALSE | #N/A | #N/A | #N/A | #N/A | #N/A | #N/A | #N/A | #N/A | #N/A | #N/A
TRUE | VIC | MTS22U | Malvern (United Energy) 22 kV | United Energy | Shoulder | Non-coincident | 2029 | POE50 | -1.4625 | NA | VIC Malvern (United Energy) 22 kV |  |  | FALSE | #N/A | #N/A | #N/A | #N/A | #N/A | #N/A | #N/A | #N/A | #N/A | #N/A
TRUE | VIC | MTS22U | Malvern (United Energy) 22 kV | United Energy | Shoulder | Non-coincident | 2029 | POE90 | -2.5781 | NA | VIC Malvern (United Energy) 22 kV |  |  | FALSE | #N/A | #N/A | #N/A | #N/A | #N/A | #N/A | #N/A | #N/A | #N/A | #N/A
TRUE | VIC | MTS22U | Malvern (United Energy) 22 kV | United Energy | Shoulder | Coincident_unreconciled | 2030 | POE50 | -2.1594 | NA | VIC Malvern (United Energy) 22 kV |  |  | FALSE | #N/A | #N/A | #N/A | #N/A | #N/A | #N/A | #N/A | #N/A | #N/A | #N/A
TRUE | VIC | MTS22U | Malvern (United Energy) 22 kV | United Energy | Shoulder | Coincident_unreconciled | 2030 | POE90 | -3.125 | NA | VIC Malvern (United Energy) 22 kV |  |  | FALSE | #N/A | #N/A | #N/A | #N/A | #N/A | #N/A | #N/A | #N/A | #N/A | #N/A
TRUE | VIC | MTS22U | Malvern (United Energy) 22 kV | United Energy | Shoulder | Non-coincident | 2030 | POE50 | -2.5053 | NA | VIC Malvern (United Energy) 22 kV |  |  | FALSE | #N/A | #N/A | #N/A | #N/A | #N/A | #N/A | #N/A | #N/A | #N/A | #N/A
TRUE | VIC | MTS22U | Malvern (United Energy) 22 kV | United Energy | Shoulder | Non-coincident | 2030 | POE90 | -3.6255 | NA | VIC Malvern (United Energy) 22 kV |  |  | FALSE | #N/A | #N/A | #N/A | #N/A | #N/A | #N/A | #N/A | #N/A | #N/A | #N/A
TRUE | VIC | MTS22U | Malvern (United Energy) 22 kV | United Energy | Shoulder | Coincident_unreconciled | 2031 | POE50 | -3.0568 | NA | VIC Malvern (United Energy) 22 kV |  |  | FALSE | #N/A | #N/A | #N/A | #N/A | #N/A | #N/A | #N/A | #N/A | #N/A | #N/A
TRUE | VIC | MTS22U | Malvern (United Energy) 22 kV | United Energy | Shoulder | Coincident_unreconciled | 2031 | POE90 | -4.0263 | NA | VIC Malvern (United Energy) 22 kV |  |  | FALSE | #N/A | #N/A | #N/A | #N/A | #N/A | #N/A | #N/A | #N/A | #N/A | #N/A
TRUE | VIC | MTS22U | Malvern (United Energy) 22 kV | United Energy | Shoulder | Non-coincident | 2031 | POE50 | -3.5464 | NA | VIC Malvern (United Energy) 22 kV |  |  | FALSE | #N/A | #N/A | #N/A | #N/A | #N/A | #N/A | #N/A | #N/A | #N/A | #N/A
TRUE | VIC | MTS22U | Malvern (United Energy) 22 kV | United Energy | Shoulder | Non-coincident | 2031 | POE90 | -4.6712 | NA | VIC Malvern (United Energy) 22 kV |  |  | FALSE | #N/A | #N/A | #N/A | #N/A | #N/A | #N/A | #N/A | #N/A | #N/A | #N/A
TRUE | VIC | MTS22U | Malvern (United Energy) 22 kV | United Energy | Shoulder | Coincident_unreconciled | 2032 | POE50 | -3.7452 | NA | VIC Malvern (United Energy) 22 kV |  |  | FALSE | #N/A | #N/A | #N/A | #N/A | #N/A | #N/A | #N/A | #N/A | #N/A | #N/A
TRUE | VIC | MTS22U | Malvern (United Energy) 22 kV | United Energy | Shoulder | Coincident_unreconciled | 2032 | POE90 | -4.7187 | NA | VIC Malvern (United Energy) 22 kV |  |  | FALSE | #N/A | #N/A | #N/A | #N/A | #N/A | #N/A | #N/A | #N/A | #N/A | #N/A
TRUE | VIC | MTS22U | Malvern (United Energy) 22 kV | United Energy | Shoulder | Non-coincident | 2032 | POE50 | -4.345 | NA | VIC Malvern (United Energy) 22 kV |  |  | FALSE | #N/A | #N/A | #N/A | #N/A | #N/A | #N/A | #N/A | #N/A | #N/A | #N/A
TRUE | VIC | MTS22U | Malvern (United Energy) 22 kV | United Energy | Shoulder | Non-coincident | 2032 | POE90 | -5.4745 | NA | VIC Malvern (United Energy) 22 kV |  |  | FALSE | #N/A | #N/A | #N/A | #N/A | #N/A | #N/A | #N/A | #N/A | #N/A | #N/A
TRUE | VIC | MTS22U | Malvern (United Energy) 22 kV | United Energy | Shoulder | Coincident_unreconciled | 2033 | POE50 | -4.2602 | NA | VIC Malvern (United Energy) 22 kV |  |  | FALSE | #N/A | #N/A | #N/A | #N/A | #N/A | #N/A | #N/A | #N/A | #N/A | #N/A
TRUE | VIC | MTS22U | Malvern (United Energy) 22 kV | United Energy | Shoulder | Coincident_unreconciled | 2033 | POE90 | -5.2378 | NA | VIC Malvern (United Energy) 22 kV |  |  | FALSE | #N/A | #N/A | #N/A | #N/A | #N/A | #N/A | #N/A | #N/A | #N/A | #N/A
TRUE | VIC | MTS22U | Malvern (United Energy) 22 kV | United Energy | Shoulder | Non-coincident | 2033 | POE50 | -4.9426 | NA | VIC Malvern (United Energy) 22 kV |  |  | FALSE | #N/A | #N/A | #N/A | #N/A | #N/A | #N/A | #N/A | #N/A | #N/A | #N/A
TRUE | VIC | MTS22U | Malvern (United Energy) 22 kV | United Energy | Shoulder | Non-coincident | 2033 | POE90 | -6.0768 | NA | VIC Malvern (United Energy) 22 kV |  |  | FALSE | #N/A | #N/A | #N/A | #N/A | #N/A | #N/A | #N/A | #N/A | #N/A | #N/A
TRUE | VIC | MTS22U | Malvern (United Energy) 22 kV | United Energy | Shoulder | Coincident_unreconciled | 2034 | POE50 | -4.7495 | NA | VIC Malvern (United Energy) 22 kV |  |  | FALSE | #N/A | #N/A | #N/A | #N/A | #N/A | #N/A | #N/A | #N/A | #N/A | #N/A
TRUE | VIC | MTS22U | Malvern (United Energy) 22 kV | United Energy | Shoulder | Coincident_unreconciled | 2034 | POE90 | -5.7312 | NA | VIC Malvern (United Energy) 22 kV |  |  | FALSE | #N/A | #N/A | #N/A | #N/A | #N/A | #N/A | #N/A | #N/A | #N/A | #N/A
TRUE | VIC | MTS22U | Malvern (United Energy) 22 kV | United Energy | Shoulder | Non-coincident | 2034 | POE50 | -5.5103 | NA | VIC Malvern (United Energy) 22 kV |  |  | FALSE | #N/A | #N/A | #N/A | #N/A | #N/A | #N/A | #N/A | #N/A | #N/A | #N/A
TRUE | VIC | MTS22U | Malvern (United Energy) 22 kV | United Energy | Shoulder | Non-coincident | 2034 | POE90 | -6.6491 | NA | VIC Malvern (United Energy) 22 kV |  |  | FALSE | #N/A | #N/A | #N/A | #N/A | #N/A | #N/A | #N/A | #N/A | #N/A | #N/A
TRUE | VIC | MTS22U | Malvern (United Energy) 22 kV | United Energy | Shoulder | Coincident_unreconciled | 2035 | POE50 | -5.2873 | NA | VIC Malvern (United Energy) 22 kV |  |  | FALSE | #N/A | #N/A | #N/A | #N/A | #N/A | #N/A | #N/A | #N/A | #N/A | #N/A
TRUE | VIC | MTS22U | Malvern (United Energy) 22 kV | United Energy | Shoulder | Coincident_unreconciled | 2035 | POE90 | -6.273 | NA | VIC Malvern (United Energy) 22 kV |  |  | FALSE | #N/A | #N/A | #N/A | #N/A | #N/A | #N/A | #N/A | #N/A | #N/A | #N/A
TRUE | VIC | MTS22U | Malvern (United Energy) 22 kV | United Energy | Shoulder | Non-coincident | 2035 | POE50 | -6.1341 | NA | VIC Malvern (United Energy) 22 kV |  |  | FALSE | #N/A | #N/A | #N/A | #N/A | #N/A | #N/A | #N/A | #N/A | #N/A | #N/A
TRUE | VIC | MTS22U | Malvern (United Energy) 22 kV | United Energy | Shoulder | Non-coincident | 2035 | POE90 | -7.2777 | NA | VIC Malvern (United Energy) 22 kV |  |  | FALSE | #N/A | #N/A | #N/A | #N/A | #N/A | #N/A | #N/A | #N/A | #N/A | #N/A
TRUE | VIC | MTS22U | Malvern (United Energy) 22 kV | United Energy | Summer | Coincident | 2019 | ACTUAL_OPG | 6.4378 | 30.8226 | VIC Malvern (United Energy) 22 kV |  |  | FALSE | #N/A | #N/A | #N/A | #N/A | #N/A | #N/A | #N/A | #N/A | #N/A | #N/A
TRUE | VIC | MTS22U | Malvern (United Energy) 22 kV | United Energy | Summer | Coincident | 2019 | ACTUAL_RAW | 6.4378 | 30.8226 | VIC Malvern (United Energy) 22 kV |  |  | FALSE | #N/A | #N/A | #N/A | #N/A | #N/A | #N/A | #N/A | #N/A | #N/A | #N/A
TRUE | VIC | MTS22U | Malvern (United Energy) 22 kV | United Energy | Summer | Non-coincident | 2019 | ACTUAL_RAW | 5.4955 | 36.8759 | VIC Malvern (United Energy) 22 kV |  |  | FALSE | #N/A | #N/A | #N/A | #N/A | #N/A | #N/A | #N/A | #N/A | #N/A | #N/A
TRUE | VIC | MTS22U | Malvern (United Energy) 22 kV | United Energy | Summer | Non-coincident | 2019 | ACTUAL_OPG | 5.4955 | 36.8759 | VIC Malvern (United Energy) 22 kV |  |  | FALSE | #N/A | #N/A | #N/A | #N/A | #N/A | #N/A | #N/A | #N/A | #N/A | #N/A
TRUE | VIC | MTS22U | Malvern (United Energy) 22 kV | United Energy | Summer | Non-coincident | 2019 | ACTUAL_ADJUSTEDOPG | 5.4955 | 36.8759 | VIC Malvern (United Energy) 22 kV |  |  | FALSE | #N/A | #N/A | #N/A | #N/A | #N/A | #N/A | #N/A | #N/A | #N/A | #N/A
TRUE | VIC | MTS22U | Malvern (United Energy) 22 kV | United Energy | Summer | Coincident | 2020 | ACTUAL_OPG | 8.0306 | 37.0042 | VIC Malvern (United Energy) 22 kV |  |  | FALSE | #N/A | #N/A | #N/A | #N/A | #N/A | #N/A | #N/A | #N/A | #N/A | #N/A
TRUE | VIC | MTS22U | Malvern (United Energy) 22 kV | United Energy | Summer | Coincident | 2020 | ACTUAL_RAW | 8.0306 | 37.0042 | VIC Malvern (United Energy) 22 kV |  |  | FALSE | #N/A | #N/A | #N/A | #N/A | #N/A | #N/A | #N/A | #N/A | #N/A | #N/A
TRUE | VIC | MTS22U | Malvern (United Energy) 22 kV | United Energy | Summer | Non-coincident | 2020 | ACTUAL_RAW | 5.4945 | 37.1857 | VIC Malvern (United Energy) 22 kV |  |  | FALSE | #N/A | #N/A | #N/A | #N/A | #N/A | #N/A | #N/A | #N/A | #N/A | #N/A
TRUE | VIC | MTS22U | Malvern (United Energy) 22 kV | United Energy | Summer | Non-coincident | 2020 | ACTUAL_OPG | 5.4945 | 37.1857 | VIC Malvern (United Energy) 22 kV |  |  | FALSE | #N/A | #N/A | #N/A | #N/A | #N/A | #N/A | #N/A | #N/A | #N/A | #N/A
TRUE | VIC | MTS22U | Malvern (United Energy) 22 kV | United Energy | Summer | Non-coincident | 2020 | ACTUAL_ADJUSTEDOPG | 5.4945 | 37.1857 | VIC Malvern (United Energy) 22 kV |  |  | FALSE | #N/A | #N/A | #N/A | #N/A | #N/A | #N/A | #N/A | #N/A | #N/A | #N/A
TRUE | VIC | MTS22U | Malvern (United Energy) 22 kV | United Energy | Summer | Coincident | 2021 | ACTUAL_OPG | 9.4286 | 32.3749 | VIC Malvern (United Energy) 22 kV |  |  | FALSE | #N/A | #N/A | #N/A | #N/A | #N/A | #N/A | #N/A | #N/A | #N/A | #N/A
TRUE | VIC | MTS22U | Malvern (United Energy) 22 kV | United Energy | Summer | Coincident | 2021 | ACTUAL_RAW | 9.4286 | 32.3749 | VIC Malvern (United Energy) 22 kV |  |  | FALSE | #N/A | #N/A | #N/A | #N/A | #N/A | #N/A | #N/A | #N/A | #N/A | #N/A
TRUE | VIC | MTS22U | Malvern (United Energy) 22 kV | United Energy | Summer | Non-coincident | 2021 | ACTUAL_RAW | 5.9307 | 33.8691 | VIC Malvern (United Energy) 22 kV |  |  | FALSE | #N/A | #N/A | #N/A | #N/A | #N/A | #N/A | #N/A | #N/A | #N/A | #N/A
TRUE | VIC | MTS22U | Malvern (United Energy) 22 kV | United Energy | Summer | Non-coincident | 2021 | ACTUAL_OPG | 5.9307 | 33.8691 | VIC Malvern (United Energy) 22 kV |  |  | FALSE | #N/A | #N/A | #N/A | #N/A | #N/A | #N/A | #N/A | #N/A | #N/A | #N/A
TRUE | VIC | MTS22U | Malvern (United Energy) 22 kV | United Energy | Summer | Non-coincident | 2021 | ACTUAL_ADJUSTEDOPG | 5.9307 | 33.8691 | VIC Malvern (United Energy) 22 kV |  |  | FALSE | #N/A | #N/A | #N/A | #N/A | #N/A | #N/A | #N/A | #N/A | #N/A | #N/A
TRUE | VIC | MTS22U | Malvern (United Energy) 22 kV | United Energy | Summer | Coincident | 2022 | ACTUAL_OPG | 6.6656 | 34.8051 | VIC Malvern (United Energy) 22 kV |  |  | FALSE | #N/A | #N/A | #N/A | #N/A | #N/A | #N/A | #N/A | #N/A | #N/A | #N/A
TRUE | VIC | MTS22U | Malvern (United Energy) 22 kV | United Energy | Summer | Coincident | 2022 | ACTUAL_RAW | 6.6656 | 34.8051 | VIC Malvern (United Energy) 22 kV |  |  | FALSE | #N/A | #N/A | #N/A | #N/A | #N/A | #N/A | #N/A | #N/A | #N/A | #N/A
TRUE | VIC | MTS22U | Malvern (United Energy) 22 kV | United Energy | Summer | Non-coincident | 2022 | ACTUAL_RAW | 4.3397 | 34.8051 | VIC Malvern (United Energy) 22 kV |  |  | FALSE | #N/A | #N/A | #N/A | #N/A | #N/A | #N/A | #N/A | #N/A | #N/A | #N/A
TRUE | VIC | MTS22U | Malvern (United Energy) 22 kV | United Energy | Summer | Non-coincident | 2022 | ACTUAL_OPG | 4.3397 | 34.8051 | VIC Malvern (United Energy) 22 kV |  |  | FALSE | #N/A | #N/A | #N/A | #N/A | #N/A | #N/A | #N/A | #N/A | #N/A | #N/A
TRUE | VIC | MTS22U | Malvern (United Energy) 22 kV | United Energy | Summer | Non-coincident | 2022 | ACTUAL_ADJUSTEDOPG | 4.3397 | 34.8051 | VIC Malvern (United Energy) 22 kV |  |  | FALSE | #N/A | #N/A | #N/A | #N/A | #N/A | #N/A | #N/A | #N/A | #N/A | #N/A
TRUE | VIC | MTS22U | Malvern (United Energy) 22 kV | United Energy | Summer | Coincident | 2023 | ACTUAL_OPG | 4.4333 | 35.9987 | VIC Malvern (United Energy) 22 kV |  |  | FALSE | #N/A | #N/A | #N/A | #N/A | #N/A | #N/A | #N/A | #N/A | #N/A | #N/A
TRUE | VIC | MTS22U | Malvern (United Energy) 22 kV | United Energy | Summer | Coincident | 2023 | ACTUAL_RAW | 4.4333 | 35.9987 | VIC Malvern (United Energy) 22 kV |  |  | FALSE | #N/A | #N/A | #N/A | #N/A | #N/A | #N/A | #N/A | #N/A | #N/A | #N/A
TRUE | VIC | MTS22U | Malvern (United Energy) 22 kV | United Energy | Summer | Non-coincident | 2023 | ACTUAL_RAW | 3.363 | 40.9314 | VIC Malvern (United Energy) 22 kV |  |  | FALSE | #N/A | #N/A | #N/A | #N/A | #N/A | #N/A | #N/A | #N/A | #N/A | #N/A
TRUE | VIC | MTS22U | Malvern (United Energy) 22 kV | United Energy | Summer | Non-coincident | 2023 | ACTUAL_OPG | 3.363 | 40.9314 | VIC Malvern (United Energy) 22 kV |  |  | FALSE | #N/A | #N/A | #N/A | #N/A | #N/A | #N/A | #N/A | #N/A | #N/A | #N/A
TRUE | VIC | MTS22U | Malvern (United Energy) 22 kV | United Energy | Summer | Non-coincident | 2023 | ACTUAL_ADJUSTEDOPG | 3.363 | 40.9314 | VIC Malvern (United Energy) 22 kV |  |  | FALSE | #N/A | #N/A | #N/A | #N/A | #N/A | #N/A | #N/A | #N/A | #N/A | #N/A
TRUE | VIC | MTS22U | Malvern (United Energy) 22 kV | United Energy | Summer | Coincident | 2024 | ACTUAL_OPG | 4.2248 | 42.3621 | VIC Malvern (United Energy) 22 kV |  |  | FALSE | #N/A | #N/A | #N/A | #N/A | #N/A | #N/A | #N/A | #N/A | #N/A | #N/A
TRUE | VIC | MTS22U | Malvern (United Energy) 22 kV | United Energy | Summer | Coincident | 2024 | ACTUAL_RAW | 4.2248 | 42.3621 | VIC Malvern (United Energy) 22 kV |  |  | FALSE | #N/A | #N/A | #N/A | #N/A | #N/A | #N/A | #N/A | #N/A | #N/A | #N/A
TRUE | VIC | MTS22U | Malvern (United Energy) 22 kV | United Energy | Summer | Non-coincident | 2024 | ACTUAL_RAW | 2.4866 | 43.3196 | VIC Malvern (United Energy) 22 kV |  |  | FALSE | #N/A | #N/A | #N/A | #N/A | #N/A | #N/A | #N/A | #N/A | #N/A | #N/A
TRUE | VIC | MTS22U | Malvern (United Energy) 22 kV | United Energy | Summer | Non-coincident | 2024 | ACTUAL_OPG | 2.4866 | 43.3196 | VIC Malvern (United Energy) 22 kV |  |  | FALSE | #N/A | #N/A | #N/A | #N/A | #N/A | #N/A | #N/A | #N/A | #N/A | #N/A
TRUE | VIC | MTS22U | Malvern (United Energy) 22 kV | United Energy | Summer | Non-coincident | 2024 | ACTUAL_ADJUSTEDOPG | 2.4866 | 43.3196 | VIC Malvern (United Energy) 22 kV |  |  | FALSE | #N/A | #N/A | #N/A | #N/A | #N/A | #N/A | #N/A | #N/A | #N/A | #N/A
TRUE | VIC | MTS22U | Malvern (United Energy) 22 kV | United Energy | Summer | Coincident | 2025 | ACTUAL_OPG | 3.506 | 40.9582 | VIC Malvern (United Energy) 22 kV |  |  | FALSE | #N/A | #N/A | #N/A | #N/A | #N/A | #N/A | #N/A | #N/A | #N/A | #N/A
TRUE | VIC | MTS22U | Malvern (United Energy) 22 kV | United Energy | Summer | Coincident | 2025 | ACTUAL_RAW | 3.506 | 40.9582 | VIC Malvern (United Energy) 22 kV |  |  | FALSE | #N/A | #N/A | #N/A | #N/A | #N/A | #N/A | #N/A | #N/A | #N/A | #N/A
TRUE | VIC | MTS22U | Malvern (United Energy) 22 kV | United Energy | Summer | Non-coincident | 2025 | ACTUAL_RAW | 2.6897 | 41.9293 | VIC Malvern (United Energy) 22 kV |  |  | FALSE | #N/A | #N/A | #N/A | #N/A | #N/A | #N/A | #N/A | #N/A | #N/A | #N/A
TRUE | VIC | MTS22U | Malvern (United Energy) 22 kV | United Energy | Summer | Non-coincident | 2025 | ACTUAL_OPG | 2.6897 | 41.9293 | VIC Malvern (United Energy) 22 kV |  |  | FALSE | #N/A | #N/A | #N/A | #N/A | #N/A | #N/A | #N/A | #N/A | #N/A | #N/A
TRUE | VIC | MTS22U | Malvern (United Energy) 22 kV | United Energy | Summer | Non-coincident | 2025 | ACTUAL_ADJUSTEDOPG | 2.6897 | 41.9293 | VIC Malvern (United Energy) 22 kV |  |  | FALSE | #N/A | #N/A | #N/A | #N/A | #N/A | #N/A | #N/A | #N/A | #N/A | #N/A
TRUE | VIC | MTS22U | Malvern (United Energy) 22 kV | United Energy | Summer | Non-coincident | 2025 | BASEYEARPOE90 | 0.97015 | NA | VIC Malvern (United Energy) 22 kV |  |  | FALSE | #N/A | #N/A | #N/A | #N/A | #N/A | #N/A | #N/A | #N/A | #N/A | #N/A
TRUE | VIC | MTS22U | Malvern (United Energy) 22 kV | United Energy | Summer | Non-coincident | 2025 | BASEYEARPOE50 | 1.9313 | 41.5392 | VIC Malvern (United Energy) 22 kV |  |  | FALSE | #N/A | #N/A | #N/A | #N/A | #N/A | #N/A | #N/A | #N/A | #N/A | #N/A
TRUE | VIC | MTS22U | Malvern (United Energy) 22 kV | United Energy | Summer | Coincident_unreconciled | 2026 | POE50 | 1.2592 | NA | VIC Malvern (United Energy) 22 kV |  |  | FALSE | #N/A | #N/A | #N/A | #N/A | #N/A | #N/A | #N/A | #N/A | #N/A | #N/A
TRUE | VIC | MTS22U | Malvern (United Energy) 22 kV | United Energy | Summer | Coincident_unreconciled | 2026 | POE90 | -0.20765 | NA | VIC Malvern (United Energy) 22 kV |  |  | FALSE | #N/A | #N/A | #N/A | #N/A | #N/A | #N/A | #N/A | #N/A | #N/A | #N/A
TRUE | VIC | MTS22U | Malvern (United Energy) 22 kV | United Energy | Summer | Non-coincident | 2026 | POE50 | 0.83877 | 41.4674 | VIC Malvern (United Energy) 22 kV |  |  | FALSE | #N/A | #N/A | #N/A | #N/A | #N/A | #N/A | #N/A | #N/A | #N/A | #N/A
TRUE | VIC | MTS22U | Malvern (United Energy) 22 kV | United Energy | Summer | Non-coincident | 2026 | POE90 | -0.41632 | NA | VIC Malvern (United Energy) 22 kV |  |  | FALSE | #N/A | #N/A | #N/A | #N/A | #N/A | #N/A | #N/A | #N/A | #N/A | #N/A
TRUE | VIC | MTS22U | Malvern (United Energy) 22 kV | United Energy | Summer | Coincident_unreconciled | 2027 | POE50 | -0.24711 | NA | VIC Malvern (United Energy) 22 kV |  |  | FALSE | #N/A | #N/A | #N/A | #N/A | #N/A | #N/A | #N/A | #N/A | #N/A | #N/A
TRUE | VIC | MTS22U | Malvern (United Energy) 22 kV | United Energy | Summer | Coincident_unreconciled | 2027 | POE90 | -0.87585 | NA | VIC Malvern (United Energy) 22 kV |  |  | FALSE | #N/A | #N/A | #N/A | #N/A | #N/A | #N/A | #N/A | #N/A | #N/A | #N/A
TRUE | VIC | MTS22U | Malvern (United Energy) 22 kV | United Energy | Summer | Non-coincident | 2027 | POE50 | -0.49543 | 41.3972 | VIC Malvern (United Energy) 22 kV |  |  | FALSE | #N/A | #N/A | #N/A | #N/A | #N/A | #N/A | #N/A | #N/A | #N/A | #N/A
TRUE | VIC | MTS22U | Malvern (United Energy) 22 kV | United Energy | Summer | Non-coincident | 2027 | POE90 | -1.756 | NA | VIC Malvern (United Energy) 22 kV |  |  | FALSE | #N/A | #N/A | #N/A | #N/A | #N/A | #N/A | #N/A | #N/A | #N/A | #N/A
TRUE | VIC | MTS22U | Malvern (United Energy) 22 kV | United Energy | Summer | Coincident_unreconciled | 2028 | POE50 | -0.84668 | NA | VIC Malvern (United Energy) 22 kV |  |  | FALSE | #N/A | #N/A | #N/A | #N/A | #N/A | #N/A | #N/A | #N/A | #N/A | #N/A
TRUE | VIC | MTS22U | Malvern (United Energy) 22 kV | United Energy | Summer | Coincident_unreconciled | 2028 | POE90 | -1.478 | NA | VIC Malvern (United Energy) 22 kV |  |  | FALSE | #N/A | #N/A | #N/A | #N/A | #N/A | #N/A | #N/A | #N/A | #N/A | #N/A
TRUE | VIC | MTS22U | Malvern (United Energy) 22 kV | United Energy | Summer | Non-coincident | 2028 | POE50 | -1.6975 | 41.3667 | VIC Malvern (United Energy) 22 kV |  |  | FALSE | #N/A | #N/A | #N/A | #N/A | #N/A | #N/A | #N/A | #N/A | #N/A | #N/A
TRUE | VIC | MTS22U | Malvern (United Energy) 22 kV | United Energy | Summer | Non-coincident | 2028 | POE90 | -2.9633 | NA | VIC Malvern (United Energy) 22 kV |  |  | FALSE | #N/A | #N/A | #N/A | #N/A | #N/A | #N/A | #N/A | #N/A | #N/A | #N/A
TRUE | VIC | MTS22U | Malvern (United Energy) 22 kV | United Energy | Summer | Coincident_unreconciled | 2029 | POE50 | -1.4153 | NA | VIC Malvern (United Energy) 22 kV |  |  | FALSE | #N/A | #N/A | #N/A | #N/A | #N/A | #N/A | #N/A | #N/A | #N/A | #N/A
TRUE | VIC | MTS22U | Malvern (United Energy) 22 kV | United Energy | Summer | Coincident_unreconciled | 2029 | POE90 | -2.0493 | NA | VIC Malvern (United Energy) 22 kV |  |  | FALSE | #N/A | #N/A | #N/A | #N/A | #N/A | #N/A | #N/A | #N/A | #N/A | #N/A
TRUE | VIC | MTS22U | Malvern (United Energy) 22 kV | United Energy | Summer | Non-coincident | 2029 | POE50 | -2.8375 | 41.3644 | VIC Malvern (United Energy) 22 kV |  |  | FALSE | #N/A | #N/A | #N/A | #N/A | #N/A | #N/A | #N/A | #N/A | #N/A | #N/A
TRUE | VIC | MTS22U | Malvern (United Energy) 22 kV | United Energy | Summer | Non-coincident | 2029 | POE90 | -4.1086 | NA | VIC Malvern (United Energy) 22 kV |  |  | FALSE | #N/A | #N/A | #N/A | #N/A | #N/A | #N/A | #N/A | #N/A | #N/A | #N/A
TRUE | VIC | MTS22U | Malvern (United Energy) 22 kV | United Energy | Summer | Coincident_unreconciled | 2030 | POE50 | -1.9604 | NA | VIC Malvern (United Energy) 22 kV |  |  | FALSE | #N/A | #N/A | #N/A | #N/A | #N/A | #N/A | #N/A | #N/A | #N/A | #N/A
TRUE | VIC | MTS22U | Malvern (United Energy) 22 kV | United Energy | Summer | Coincident_unreconciled | 2030 | POE90 | -2.597 | NA | VIC Malvern (United Energy) 22 kV |  |  | FALSE | #N/A | #N/A | #N/A | #N/A | #N/A | #N/A | #N/A | #N/A | #N/A | #N/A
TRUE | VIC | MTS22U | Malvern (United Energy) 22 kV | United Energy | Summer | Non-coincident | 2030 | POE50 | -3.9304 | 41.3903 | VIC Malvern (United Energy) 22 kV |  |  | FALSE | #N/A | #N/A | #N/A | #N/A | #N/A | #N/A | #N/A | #N/A | #N/A | #N/A
TRUE | VIC | MTS22U | Malvern (United Energy) 22 kV | United Energy | Summer | Non-coincident | 2030 | POE90 | -5.2068 | NA | VIC Malvern (United Energy) 22 kV |  |  | FALSE | #N/A | #N/A | #N/A | #N/A | #N/A | #N/A | #N/A | #N/A | #N/A | #N/A
TRUE | VIC | MTS22U | Malvern (United Energy) 22 kV | United Energy | Summer | Coincident_unreconciled | 2031 | POE50 | -2.5074 | NA | VIC Malvern (United Energy) 22 kV |  |  | FALSE | #N/A | #N/A | #N/A | #N/A | #N/A | #N/A | #N/A | #N/A | #N/A | #N/A
TRUE | VIC | MTS22U | Malvern (United Energy) 22 kV | United Energy | Summer | Coincident_unreconciled | 2031 | POE90 | -3.1466 | NA | VIC Malvern (United Energy) 22 kV |  |  | FALSE | #N/A | #N/A | #N/A | #N/A | #N/A | #N/A | #N/A | #N/A | #N/A | #N/A
TRUE | VIC | MTS22U | Malvern (United Energy) 22 kV | United Energy | Summer | Non-coincident | 2031 | POE50 | -5.027 | 41.4202 | VIC Malvern (United Energy) 22 kV |  |  | FALSE | #N/A | #N/A | #N/A | #N/A | #N/A | #N/A | #N/A | #N/A | #N/A | #N/A
TRUE | VIC | MTS22U | Malvern (United Energy) 22 kV | United Energy | Summer | Non-coincident | 2031 | POE90 | -6.3086 | NA | VIC Malvern (United Energy) 22 kV |  |  | FALSE | #N/A | #N/A | #N/A | #N/A | #N/A | #N/A | #N/A | #N/A | #N/A | #N/A
TRUE | VIC | MTS22U | Malvern (United Energy) 22 kV | United Energy | Summer | Coincident_unreconciled | 2032 | POE50 | -2.9246 | NA | VIC Malvern (United Energy) 22 kV |  |  | FALSE | #N/A | #N/A | #N/A | #N/A | #N/A | #N/A | #N/A | #N/A | #N/A | #N/A
TRUE | VIC | MTS22U | Malvern (United Energy) 22 kV | United Energy | Summer | Coincident_unreconciled | 2032 | POE90 | -3.5665 | NA | VIC Malvern (United Energy) 22 kV |  |  | FALSE | #N/A | #N/A | #N/A | #N/A | #N/A | #N/A | #N/A | #N/A | #N/A | #N/A
TRUE | VIC | MTS22U | Malvern (United Energy) 22 kV | United Energy | Summer | Non-coincident | 2032 | POE50 | -5.8634 | 41.5169 | VIC Malvern (United Energy) 22 kV |  |  | FALSE | #N/A | #N/A | #N/A | #N/A | #N/A | #N/A | #N/A | #N/A | #N/A | #N/A
TRUE | VIC | MTS22U | Malvern (United Energy) 22 kV | United Energy | Summer | Non-coincident | 2032 | POE90 | -7.1503 | NA | VIC Malvern (United Energy) 22 kV |  |  | FALSE | #N/A | #N/A | #N/A | #N/A | #N/A | #N/A | #N/A | #N/A | #N/A | #N/A
TRUE | VIC | MTS22U | Malvern (United Energy) 22 kV | United Energy | Summer | Coincident_unreconciled | 2033 | POE50 | -3.239 | NA | VIC Malvern (United Energy) 22 kV |  |  | FALSE | #N/A | #N/A | #N/A | #N/A | #N/A | #N/A | #N/A | #N/A | #N/A | #N/A
TRUE | VIC | MTS22U | Malvern (United Energy) 22 kV | United Energy | Summer | Coincident_unreconciled | 2033 | POE90 | -3.8836 | NA | VIC Malvern (United Energy) 22 kV |  |  | FALSE | #N/A | #N/A | #N/A | #N/A | #N/A | #N/A | #N/A | #N/A | #N/A | #N/A
TRUE | VIC | MTS22U | Malvern (United Energy) 22 kV | United Energy | Summer | Non-coincident | 2033 | POE50 | -6.4939 | 41.6627 | VIC Malvern (United Energy) 22 kV |  |  | FALSE | #N/A | #N/A | #N/A | #N/A | #N/A | #N/A | #N/A | #N/A | #N/A | #N/A
TRUE | VIC | MTS22U | Malvern (United Energy) 22 kV | United Energy | Summer | Non-coincident | 2033 | POE90 | -7.7862 | NA | VIC Malvern (United Energy) 22 kV |  |  | FALSE | #N/A | #N/A | #N/A | #N/A | #N/A | #N/A | #N/A | #N/A | #N/A | #N/A
TRUE | VIC | MTS22U | Malvern (United Energy) 22 kV | United Energy | Summer | Coincident_unreconciled | 2034 | POE50 | -3.5396 | NA | VIC Malvern (United Energy) 22 kV |  |  | FALSE | #N/A | #N/A | #N/A | #N/A | #N/A | #N/A | #N/A | #N/A | #N/A | #N/A
TRUE | VIC | MTS22U | Malvern (United Energy) 22 kV | United Energy | Summer | Coincident_unreconciled | 2034 | POE90 | -4.1869 | NA | VIC Malvern (United Energy) 22 kV |  |  | FALSE | #N/A | #N/A | #N/A | #N/A | #N/A | #N/A | #N/A | #N/A | #N/A | #N/A
TRUE | VIC | MTS22U | Malvern (United Energy) 22 kV | United Energy | Summer | Non-coincident | 2034 | POE50 | -7.0966 | 41.817 | VIC Malvern (United Energy) 22 kV |  |  | FALSE | #N/A | #N/A | #N/A | #N/A | #N/A | #N/A | #N/A | #N/A | #N/A | #N/A
TRUE | VIC | MTS22U | Malvern (United Energy) 22 kV | United Energy | Summer | Non-coincident | 2034 | POE90 | -8.3942 | NA | VIC Malvern (United Energy) 22 kV |  |  | FALSE | #N/A | #N/A | #N/A | #N/A | #N/A | #N/A | #N/A | #N/A | #N/A | #N/A
TRUE | VIC | MTS22U | Malvern (United Energy) 22 kV | United Energy | Summer | Coincident_unreconciled | 2035 | POE50 | -3.8694 | NA | VIC Malvern (United Energy) 22 kV |  |  | FALSE | #N/A | #N/A | #N/A | #N/A | #N/A | #N/A | #N/A | #N/A | #N/A | #N/A
TRUE | VIC | MTS22U | Malvern (United Energy) 22 kV | United Energy | Summer | Coincident_unreconciled | 2035 | POE90 | -4.5193 | NA | VIC Malvern (United Energy) 22 kV |  |  | FALSE | #N/A | #N/A | #N/A | #N/A | #N/A | #N/A | #N/A | #N/A | #N/A | #N/A
TRUE | VIC | MTS22U | Malvern (United Energy) 22 kV | United Energy | Summer | Non-coincident | 2035 | POE50 | -7.7577 | 41.9616 | VIC Malvern (United Energy) 22 kV |  |  | FALSE | #N/A | #N/A | #N/A | #N/A | #N/A | #N/A | #N/A | #N/A | #N/A | #N/A
TRUE | VIC | MTS22U | Malvern (United Energy) 22 kV | United Energy | Summer | Non-coincident | 2035 | POE90 | -9.0607 | NA | VIC Malvern (United Energy) 22 kV |  |  | FALSE | #N/A | #N/A | #N/A | #N/A | #N/A | #N/A | #N/A | #N/A | #N/A | #N/A
TRUE | VIC | MTS22U | Malvern (United Energy) 22 kV | United Energy | Summer | Non-coincident | 2025 | BASEYEARPOE10 | NA | 45.5259 | VIC Malvern (United Energy) 22 kV |  |  | FALSE | #N/A | #N/A | #N/A | #N/A | #N/A | #N/A | #N/A | #N/A | #N/A | #N/A
TRUE | VIC | MTS22U | Malvern (United Energy) 22 kV | United Energy | Summer | Coincident | 2026 | POE10 | NA | 41.4116 | VIC Malvern (United Energy) 22 kV |  |  | FALSE | #N/A | #N/A | #N/A | #N/A | #N/A | #N/A | #N/A | #N/A | #N/A | #N/A
TRUE | VIC | MTS22U | Malvern (United Energy) 22 kV | United Energy | Summer | Coincident | 2026 | POE50 | NA | 38.4128 | VIC Malvern (United Energy) 22 kV |  |  | FALSE | #N/A | #N/A | #N/A | #N/A | #N/A | #N/A | #N/A | #N/A | #N/A | #N/A
TRUE | VIC | MTS22U | Malvern (United Energy) 22 kV | United Energy | Summer | Non-coincident | 2026 | POE10 | NA | 46.0795 | VIC Malvern (United Energy) 22 kV |  |  | FALSE | #N/A | #N/A | #N/A | #N/A | #N/A | #N/A | #N/A | #N/A | #N/A | #N/A
TRUE | VIC | MTS22U | Malvern (United Energy) 22 kV | United Energy | Summer | Coincident | 2027 | POE10 | NA | 40.2773 | VIC Malvern (United Energy) 22 kV |  |  | FALSE | #N/A | #N/A | #N/A | #N/A | #N/A | #N/A | #N/A | #N/A | #N/A | #N/A
TRUE | VIC | MTS22U | Malvern (United Energy) 22 kV | United Energy | Summer | Coincident | 2027 | POE50 | NA | 37.0855 | VIC Malvern (United Energy) 22 kV |  |  | FALSE | #N/A | #N/A | #N/A | #N/A | #N/A | #N/A | #N/A | #N/A | #N/A | #N/A
TRUE | VIC | MTS22U | Malvern (United Energy) 22 kV | United Energy | Summer | Non-coincident | 2027 | POE10 | NA | 46.0294 | VIC Malvern (United Energy) 22 kV |  |  | FALSE | #N/A | #N/A | #N/A | #N/A | #N/A | #N/A | #N/A | #N/A | #N/A | #N/A
TRUE | VIC | MTS22U | Malvern (United Energy) 22 kV | United Energy | Summer | Coincident | 2028 | POE10 | NA | 39.301 | VIC Malvern (United Energy) 22 kV |  |  | FALSE | #N/A | #N/A | #N/A | #N/A | #N/A | #N/A | #N/A | #N/A | #N/A | #N/A
TRUE | VIC | MTS22U | Malvern (United Energy) 22 kV | United Energy | Summer | Coincident | 2028 | POE50 | NA | 35.8982 | VIC Malvern (United Energy) 22 kV |  |  | FALSE | #N/A | #N/A | #N/A | #N/A | #N/A | #N/A | #N/A | #N/A | #N/A | #N/A
TRUE | VIC | MTS22U | Malvern (United Energy) 22 kV | United Energy | Summer | Non-coincident | 2028 | POE10 | NA | 46.0182 | VIC Malvern (United Energy) 22 kV |  |  | FALSE | #N/A | #N/A | #N/A | #N/A | #N/A | #N/A | #N/A | #N/A | #N/A | #N/A
TRUE | VIC | MTS22U | Malvern (United Energy) 22 kV | United Energy | Summer | Coincident | 2029 | POE10 | NA | 38.614 | VIC Malvern (United Energy) 22 kV |  |  | FALSE | #N/A | #N/A | #N/A | #N/A | #N/A | #N/A | #N/A | #N/A | #N/A | #N/A
TRUE | VIC | MTS22U | Malvern (United Energy) 22 kV | United Energy | Summer | Coincident | 2029 | POE50 | NA | 35.2778 | VIC Malvern (United Energy) 22 kV |  |  | FALSE | #N/A | #N/A | #N/A | #N/A | #N/A | #N/A | #N/A | #N/A | #N/A | #N/A
TRUE | VIC | MTS22U | Malvern (United Energy) 22 kV | United Energy | Summer | Non-coincident | 2029 | POE10 | NA | 46.0352 | VIC Malvern (United Energy) 22 kV |  |  | FALSE | #N/A | #N/A | #N/A | #N/A | #N/A | #N/A | #N/A | #N/A | #N/A | #N/A
TRUE | VIC | MTS22U | Malvern (United Energy) 22 kV | United Energy | Summer | Coincident | 2030 | POE10 | NA | 38.0834 | VIC Malvern (United Energy) 22 kV |  |  | FALSE | #N/A | #N/A | #N/A | #N/A | #N/A | #N/A | #N/A | #N/A | #N/A | #N/A
TRUE | VIC | MTS22U | Malvern (United Energy) 22 kV | United Energy | Summer | Coincident | 2030 | POE50 | NA | 34.6724 | VIC Malvern (United Energy) 22 kV |  |  | FALSE | #N/A | #N/A | #N/A | #N/A | #N/A | #N/A | #N/A | #N/A | #N/A | #N/A
TRUE | VIC | MTS22U | Malvern (United Energy) 22 kV | United Energy | Summer | Non-coincident | 2030 | POE10 | NA | 46.0804 | VIC Malvern (United Energy) 22 kV |  |  | FALSE | #N/A | #N/A | #N/A | #N/A | #N/A | #N/A | #N/A | #N/A | #N/A | #N/A
TRUE | VIC | MTS22U | Malvern (United Energy) 22 kV | United Energy | Summer | Coincident | 2031 | POE10 | NA | 37.157 | VIC Malvern (United Energy) 22 kV |  |  | FALSE | #N/A | #N/A | #N/A | #N/A | #N/A | #N/A | #N/A | #N/A | #N/A | #N/A
TRUE | VIC | MTS22U | Malvern (United Energy) 22 kV | United Energy | Summer | Coincident | 2031 | POE50 | NA | 33.9811 | VIC Malvern (United Energy) 22 kV |  |  | FALSE | #N/A | #N/A | #N/A | #N/A | #N/A | #N/A | #N/A | #N/A | #N/A | #N/A
TRUE | VIC | MTS22U | Malvern (United Energy) 22 kV | United Energy | Summer | Non-coincident | 2031 | POE10 | NA | 46.1296 | VIC Malvern (United Energy) 22 kV |  |  | FALSE | #N/A | #N/A | #N/A | #N/A | #N/A | #N/A | #N/A | #N/A | #N/A | #N/A
TRUE | VIC | MTS22U | Malvern (United Energy) 22 kV | United Energy | Summer | Coincident | 2032 | POE10 | NA | 36.138 | VIC Malvern (United Energy) 22 kV |  |  | FALSE | #N/A | #N/A | #N/A | #N/A | #N/A | #N/A | #N/A | #N/A | #N/A | #N/A
TRUE | VIC | MTS22U | Malvern (United Energy) 22 kV | United Energy | Summer | Coincident | 2032 | POE50 | NA | 32.9759 | VIC Malvern (United Energy) 22 kV |  |  | FALSE | #N/A | #N/A | #N/A | #N/A | #N/A | #N/A | #N/A | #N/A | #N/A | #N/A
TRUE | VIC | MTS22U | Malvern (United Energy) 22 kV | United Energy | Summer | Non-coincident | 2032 | POE10 | NA | 46.2459 | VIC Malvern (United Energy) 22 kV |  |  | FALSE | #N/A | #N/A | #N/A | #N/A | #N/A | #N/A | #N/A | #N/A | #N/A | #N/A
TRUE | VIC | MTS22U | Malvern (United Energy) 22 kV | United Energy | Summer | Coincident | 2033 | POE10 | NA | 35.4179 | VIC Malvern (United Energy) 22 kV |  |  | FALSE | #N/A | #N/A | #N/A | #N/A | #N/A | #N/A | #N/A | #N/A | #N/A | #N/A
TRUE | VIC | MTS22U | Malvern (United Energy) 22 kV | United Energy | Summer | Coincident | 2033 | POE50 | NA | 32.0144 | VIC Malvern (United Energy) 22 kV |  |  | FALSE | #N/A | #N/A | #N/A | #N/A | #N/A | #N/A | #N/A | #N/A | #N/A | #N/A
TRUE | VIC | MTS22U | Malvern (United Energy) 22 kV | United Energy | Summer | Non-coincident | 2033 | POE10 | NA | 46.4114 | VIC Malvern (United Energy) 22 kV |  |  | FALSE | #N/A | #N/A | #N/A | #N/A | #N/A | #N/A | #N/A | #N/A | #N/A | #N/A
TRUE | VIC | MTS22U | Malvern (United Energy) 22 kV | United Energy | Summer | Coincident | 2034 | POE10 | NA | 35.1816 | VIC Malvern (United Energy) 22 kV |  |  | FALSE | #N/A | #N/A | #N/A | #N/A | #N/A | #N/A | #N/A | #N/A | #N/A | #N/A
TRUE | VIC | MTS22U | Malvern (United Energy) 22 kV | United Energy | Summer | Coincident | 2034 | POE50 | NA | 31.8304 | VIC Malvern (United Energy) 22 kV |  |  | FALSE | #N/A | #N/A | #N/A | #N/A | #N/A | #N/A | #N/A | #N/A | #N/A | #N/A
TRUE | VIC | MTS22U | Malvern (United Energy) 22 kV | United Energy | Summer | Non-coincident | 2034 | POE10 | NA | 46.5853 | VIC Malvern (United Energy) 22 kV |  |  | FALSE | #N/A | #N/A | #N/A | #N/A | #N/A | #N/A | #N/A | #N/A | #N/A | #N/A
TRUE | VIC | MTS22U | Malvern (United Energy) 22 kV | United Energy | Summer | Coincident | 2035 | POE10 | NA | 35.0884 | VIC Malvern (United Energy) 22 kV |  |  | FALSE | #N/A | #N/A | #N/A | #N/A | #N/A | #N/A | #N/A | #N/A | #N/A | #N/A
TRUE | VIC | MTS22U | Malvern (United Energy) 22 kV | United Energy | Summer | Coincident | 2035 | POE50 | NA | 31.747 | VIC Malvern (United Energy) 22 kV |  |  | FALSE | #N/A | #N/A | #N/A | #N/A | #N/A | #N/A | #N/A | #N/A | #N/A | #N/A
TRUE | VIC | MTS22U | Malvern (United Energy) 22 kV | United Energy | Summer | Non-coincident | 2035 | POE10 | NA | 46.7496 | VIC Malvern (United Energy) 22 kV |  |  | FALSE | #N/A | #N/A | #N/A | #N/A | #N/A | #N/A | #N/A | #N/A | #N/A | #N/A
TRUE | VIC | MTS22U | Malvern (United Energy) 22 kV | United Energy | Winter | Coincident | 2018 | ACTUAL_OPG | NA | 30.0338 | VIC Malvern (United Energy) 22 kV |  |  | FALSE | #N/A | #N/A | #N/A | #N/A | #N/A | #N/A | #N/A | #N/A | #N/A | #N/A
TRUE | VIC | MTS22U | Malvern (United Energy) 22 kV | United Energy | Winter | Coincident | 2018 | ACTUAL_RAW | NA | 30.0338 | VIC Malvern (United Energy) 22 kV |  |  | FALSE | #N/A | #N/A | #N/A | #N/A | #N/A | #N/A | #N/A | #N/A | #N/A | #N/A
TRUE | VIC | MTS22U | Malvern (United Energy) 22 kV | United Energy | Winter | Non-coincident | 2018 | ACTUAL_RAW | NA | 30.5881 | VIC Malvern (United Energy) 22 kV |  |  | FALSE | #N/A | #N/A | #N/A | #N/A | #N/A | #N/A | #N/A | #N/A | #N/A | #N/A
TRUE | VIC | MTS22U | Malvern (United Energy) 22 kV | United Energy | Winter | Non-coincident | 2018 | ACTUAL_OPG | NA | 30.5881 | VIC Malvern (United Energy) 22 kV |  |  | FALSE | #N/A | #N/A | #N/A | #N/A | #N/A | #N/A | #N/A | #N/A | #N/A | #N/A
TRUE | VIC | MTS22U | Malvern (United Energy) 22 kV | United Energy | Winter | Non-coincident | 2018 | ACTUAL_ADJUSTEDOPG | NA | 30.5881 | VIC Malvern (United Energy) 22 kV |  |  | FALSE | #N/A | #N/A | #N/A | #N/A | #N/A | #N/A | #N/A | #N/A | #N/A | #N/A
TRUE | VIC | MTS22U | Malvern (United Energy) 22 kV | United Energy | Winter | Coincident | 2019 | ACTUAL_OPG | NA | 27.6433 | VIC Malvern (United Energy) 22 kV |  |  | FALSE | #N/A | #N/A | #N/A | #N/A | #N/A | #N/A | #N/A | #N/A | #N/A | #N/A
TRUE | VIC | MTS22U | Malvern (United Energy) 22 kV | United Energy | Winter | Coincident | 2019 | ACTUAL_RAW | NA | 27.6433 | VIC Malvern (United Energy) 22 kV |  |  | FALSE | #N/A | #N/A | #N/A | #N/A | #N/A | #N/A | #N/A | #N/A | #N/A | #N/A
TRUE | VIC | MTS22U | Malvern (United Energy) 22 kV | United Energy | Winter | Non-coincident | 2019 | ACTUAL_RAW | NA | 27.6433 | VIC Malvern (United Energy) 22 kV |  |  | FALSE | #N/A | #N/A | #N/A | #N/A | #N/A | #N/A | #N/A | #N/A | #N/A | #N/A
TRUE | VIC | MTS22U | Malvern (United Energy) 22 kV | United Energy | Winter | Non-coincident | 2019 | ACTUAL_OPG | NA | 27.6433 | VIC Malvern (United Energy) 22 kV |  |  | FALSE | #N/A | #N/A | #N/A | #N/A | #N/A | #N/A | #N/A | #N/A | #N/A | #N/A
TRUE | VIC | MTS22U | Malvern (United Energy) 22 kV | United Energy | Winter | Non-coincident | 2019 | ACTUAL_ADJUSTEDOPG | NA | 27.6433 | VIC Malvern (United Energy) 22 kV |  |  | FALSE | #N/A | #N/A | #N/A | #N/A | #N/A | #N/A | #N/A | #N/A | #N/A | #N/A
TRUE | VIC | MTS22U | Malvern (United Energy) 22 kV | United Energy | Winter | Coincident | 2020 | ACTUAL_OPG | NA | 29.2638 | VIC Malvern (United Energy) 22 kV |  |  | FALSE | #N/A | #N/A | #N/A | #N/A | #N/A | #N/A | #N/A | #N/A | #N/A | #N/A
TRUE | VIC | MTS22U | Malvern (United Energy) 22 kV | United Energy | Winter | Coincident | 2020 | ACTUAL_RAW | NA | 29.2638 | VIC Malvern (United Energy) 22 kV |  |  | FALSE | #N/A | #N/A | #N/A | #N/A | #N/A | #N/A | #N/A | #N/A | #N/A | #N/A
TRUE | VIC | MTS22U | Malvern (United Energy) 22 kV | United Energy | Winter | Non-coincident | 2020 | ACTUAL_RAW | NA | 29.7012 | VIC Malvern (United Energy) 22 kV |  |  | FALSE | #N/A | #N/A | #N/A | #N/A | #N/A | #N/A | #N/A | #N/A | #N/A | #N/A
TRUE | VIC | MTS22U | Malvern (United Energy) 22 kV | United Energy | Winter | Non-coincident | 2020 | ACTUAL_OPG | NA | 29.7012 | VIC Malvern (United Energy) 22 kV |  |  | FALSE | #N/A | #N/A | #N/A | #N/A | #N/A | #N/A | #N/A | #N/A | #N/A | #N/A
TRUE | VIC | MTS22U | Malvern (United Energy) 22 kV | United Energy | Winter | Non-coincident | 2020 | ACTUAL_ADJUSTEDOPG | NA | 29.7012 | VIC Malvern (United Energy) 22 kV |  |  | FALSE | #N/A | #N/A | #N/A | #N/A | #N/A | #N/A | #N/A | #N/A | #N/A | #N/A
TRUE | VIC | MTS22U | Malvern (United Energy) 22 kV | United Energy | Winter | Coincident | 2021 | ACTUAL_OPG | NA | 31.1425 | VIC Malvern (United Energy) 22 kV |  |  | FALSE | #N/A | #N/A | #N/A | #N/A | #N/A | #N/A | #N/A | #N/A | #N/A | #N/A
TRUE | VIC | MTS22U | Malvern (United Energy) 22 kV | United Energy | Winter | Coincident | 2021 | ACTUAL_RAW | NA | 31.1425 | VIC Malvern (United Energy) 22 kV |  |  | FALSE | #N/A | #N/A | #N/A | #N/A | #N/A | #N/A | #N/A | #N/A | #N/A | #N/A
TRUE | VIC | MTS22U | Malvern (United Energy) 22 kV | United Energy | Winter | Non-coincident | 2021 | ACTUAL_RAW | NA | 31.1425 | VIC Malvern (United Energy) 22 kV |  |  | FALSE | #N/A | #N/A | #N/A | #N/A | #N/A | #N/A | #N/A | #N/A | #N/A | #N/A
TRUE | VIC | MTS22U | Malvern (United Energy) 22 kV | United Energy | Winter | Non-coincident | 2021 | ACTUAL_OPG | NA | 31.1425 | VIC Malvern (United Energy) 22 kV |  |  | FALSE | #N/A | #N/A | #N/A | #N/A | #N/A | #N/A | #N/A | #N/A | #N/A | #N/A
TRUE | VIC | MTS22U | Malvern (United Energy) 22 kV | United Energy | Winter | Non-coincident | 2021 | ACTUAL_ADJUSTEDOPG | NA | 31.1425 | VIC Malvern (United Energy) 22 kV |  |  | FALSE | #N/A | #N/A | #N/A | #N/A | #N/A | #N/A | #N/A | #N/A | #N/A | #N/A
TRUE | VIC | MTS22U | Malvern (United Energy) 22 kV | United Energy | Winter | Coincident | 2022 | ACTUAL_OPG | NA | 35.8289 | VIC Malvern (United Energy) 22 kV |  |  | FALSE | #N/A | #N/A | #N/A | #N/A | #N/A | #N/A | #N/A | #N/A | #N/A | #N/A
TRUE | VIC | MTS22U | Malvern (United Energy) 22 kV | United Energy | Winter | Coincident | 2022 | ACTUAL_RAW | NA | 35.8289 | VIC Malvern (United Energy) 22 kV |  |  | FALSE | #N/A | #N/A | #N/A | #N/A | #N/A | #N/A | #N/A | #N/A | #N/A | #N/A
TRUE | VIC | MTS22U | Malvern (United Energy) 22 kV | United Energy | Winter | Non-coincident | 2022 | ACTUAL_RAW | NA | 38.6759 | VIC Malvern (United Energy) 22 kV |  |  | FALSE | #N/A | #N/A | #N/A | #N/A | #N/A | #N/A | #N/A | #N/A | #N/A | #N/A
TRUE | VIC | MTS22U | Malvern (United Energy) 22 kV | United Energy | Winter | Non-coincident | 2022 | ACTUAL_OPG | NA | 38.6759 | VIC Malvern (United Energy) 22 kV |  |  | FALSE | #N/A | #N/A | #N/A | #N/A | #N/A | #N/A | #N/A | #N/A | #N/A | #N/A
TRUE | VIC | MTS22U | Malvern (United Energy) 22 kV | United Energy | Winter | Non-coincident | 2022 | ACTUAL_ADJUSTEDOPG | NA | 38.6759 | VIC Malvern (United Energy) 22 kV |  |  | FALSE | #N/A | #N/A | #N/A | #N/A | #N/A | #N/A | #N/A | #N/A | #N/A | #N/A
TRUE | VIC | MTS22U | Malvern (United Energy) 22 kV | United Energy | Winter | Coincident | 2023 | ACTUAL_OPG | NA | 31.6999 | VIC Malvern (United Energy) 22 kV |  |  | FALSE | #N/A | #N/A | #N/A | #N/A | #N/A | #N/A | #N/A | #N/A | #N/A | #N/A
TRUE | VIC | MTS22U | Malvern (United Energy) 22 kV | United Energy | Winter | Coincident | 2023 | ACTUAL_RAW | NA | 31.6999 | VIC Malvern (United Energy) 22 kV |  |  | FALSE | #N/A | #N/A | #N/A | #N/A | #N/A | #N/A | #N/A | #N/A | #N/A | #N/A
TRUE | VIC | MTS22U | Malvern (United Energy) 22 kV | United Energy | Winter | Non-coincident | 2023 | ACTUAL_RAW | NA | 34.4643 | VIC Malvern (United Energy) 22 kV |  |  | FALSE | #N/A | #N/A | #N/A | #N/A | #N/A | #N/A | #N/A | #N/A | #N/A | #N/A
TRUE | VIC | MTS22U | Malvern (United Energy) 22 kV | United Energy | Winter | Non-coincident | 2023 | ACTUAL_OPG | NA | 34.4643 | VIC Malvern (United Energy) 22 kV |  |  | FALSE | #N/A | #N/A | #N/A | #N/A | #N/A | #N/A | #N/A | #N/A | #N/A | #N/A
TRUE | VIC | MTS22U | Malvern (United Energy) 22 kV | United Energy | Winter | Non-coincident | 2023 | ACTUAL_ADJUSTEDOPG | NA | 34.4643 | VIC Malvern (United Energy) 22 kV |  |  | FALSE | #N/A | #N/A | #N/A | #N/A | #N/A | #N/A | #N/A | #N/A | #N/A | #N/A
TRUE | VIC | MTS22U | Malvern (United Energy) 22 kV | United Energy | Winter | Coincident | 2024 | ACTUAL_OPG | NA | 35.1807 | VIC Malvern (United Energy) 22 kV |  |  | FALSE | #N/A | #N/A | #N/A | #N/A | #N/A | #N/A | #N/A | #N/A | #N/A | #N/A
TRUE | VIC | MTS22U | Malvern (United Energy) 22 kV | United Energy | Winter | Coincident | 2024 | ACTUAL_RAW | NA | 35.1807 | VIC Malvern (United Energy) 22 kV |  |  | FALSE | #N/A | #N/A | #N/A | #N/A | #N/A | #N/A | #N/A | #N/A | #N/A | #N/A
TRUE | VIC | MTS22U | Malvern (United Energy) 22 kV | United Energy | Winter | Non-coincident | 2024 | ACTUAL_RAW | NA | 35.1807 | VIC Malvern (United Energy) 22 kV |  |  | FALSE | #N/A | #N/A | #N/A | #N/A | #N/A | #N/A | #N/A | #N/A | #N/A | #N/A
TRUE | VIC | MTS22U | Malvern (United Energy) 22 kV | United Energy | Winter | Non-coincident | 2024 | ACTUAL_OPG | NA | 35.1807 | VIC Malvern (United Energy) 22 kV |  |  | FALSE | #N/A | #N/A | #N/A | #N/A | #N/A | #N/A | #N/A | #N/A | #N/A | #N/A
TRUE | VIC | MTS22U | Malvern (United Energy) 22 kV | United Energy | Winter | Non-coincident | 2024 | ACTUAL_ADJUSTEDOPG | NA | 35.1807 | VIC Malvern (United Energy) 22 kV |  |  | FALSE | #N/A | #N/A | #N/A | #N/A | #N/A | #N/A | #N/A | #N/A | #N/A | #N/A
TRUE | VIC | MTS22U | Malvern (United Energy) 22 kV | United Energy | Winter | Coincident | 2025 | POE10 | NA | 31.1005 | VIC Malvern (United Energy) 22 kV |  |  | FALSE | #N/A | #N/A | #N/A | #N/A | #N/A | #N/A | #N/A | #N/A | #N/A | #N/A
TRUE | VIC | MTS22U | Malvern (United Energy) 22 kV | United Energy | Winter | Coincident | 2025 | POE50 | NA | 30.6059 | VIC Malvern (United Energy) 22 kV |  |  | FALSE | #N/A | #N/A | #N/A | #N/A | #N/A | #N/A | #N/A | #N/A | #N/A | #N/A
TRUE | VIC | MTS22U | Malvern (United Energy) 22 kV | United Energy | Winter | Non-coincident | 2025 | ACTUAL_RAW | NA | 36.1628 | VIC Malvern (United Energy) 22 kV |  |  | FALSE | #N/A | #N/A | #N/A | #N/A | #N/A | #N/A | #N/A | #N/A | #N/A | #N/A
TRUE | VIC | MTS22U | Malvern (United Energy) 22 kV | United Energy | Winter | Non-coincident | 2025 | ACTUAL_ADJUSTEDOPG | NA | 36.1628 | VIC Malvern (United Energy) 22 kV |  |  | FALSE | #N/A | #N/A | #N/A | #N/A | #N/A | #N/A | #N/A | #N/A | #N/A | #N/A
TRUE | VIC | MTS22U | Malvern (United Energy) 22 kV | United Energy | Winter | Non-coincident | 2025 | BASEYEARPOE50 | NA | 32.6328 | VIC Malvern (United Energy) 22 kV |  |  | FALSE | #N/A | #N/A | #N/A | #N/A | #N/A | #N/A | #N/A | #N/A | #N/A | #N/A
TRUE | VIC | MTS22U | Malvern (United Energy) 22 kV | United Energy | Winter | Non-coincident | 2025 | BASEYEARPOE10 | NA | 33.4437 | VIC Malvern (United Energy) 22 kV |  |  | FALSE | #N/A | #N/A | #N/A | #N/A | #N/A | #N/A | #N/A | #N/A | #N/A | #N/A
TRUE | VIC | MTS22U | Malvern (United Energy) 22 kV | United Energy | Winter | Non-coincident | 2025 | POE10 | NA | 34.0257 | VIC Malvern (United Energy) 22 kV |  |  | FALSE | #N/A | #N/A | #N/A | #N/A | #N/A | #N/A | #N/A | #N/A | #N/A | #N/A
TRUE | VIC | MTS22U | Malvern (United Energy) 22 kV | United Energy | Winter | Non-coincident | 2025 | POE50 | NA | 32.7017 | VIC Malvern (United Energy) 22 kV |  |  | FALSE | #N/A | #N/A | #N/A | #N/A | #N/A | #N/A | #N/A | #N/A | #N/A | #N/A
TRUE | VIC | MTS22U | Malvern (United Energy) 22 kV | United Energy | Winter | Coincident | 2026 | POE10 | NA | 30.1039 | VIC Malvern (United Energy) 22 kV |  |  | FALSE | #N/A | #N/A | #N/A | #N/A | #N/A | #N/A | #N/A | #N/A | #N/A | #N/A
TRUE | VIC | MTS22U | Malvern (United Energy) 22 kV | United Energy | Winter | Coincident | 2026 | POE50 | NA | 29.5698 | VIC Malvern (United Energy) 22 kV |  |  | FALSE | #N/A | #N/A | #N/A | #N/A | #N/A | #N/A | #N/A | #N/A | #N/A | #N/A
TRUE | VIC | MTS22U | Malvern (United Energy) 22 kV | United Energy | Winter | Non-coincident | 2026 | POE10 | NA | 34.0773 | VIC Malvern (United Energy) 22 kV |  |  | FALSE | #N/A | #N/A | #N/A | #N/A | #N/A | #N/A | #N/A | #N/A | #N/A | #N/A
TRUE | VIC | MTS22U | Malvern (United Energy) 22 kV | United Energy | Winter | Non-coincident | 2026 | POE50 | NA | 32.8542 | VIC Malvern (United Energy) 22 kV |  |  | FALSE | #N/A | #N/A | #N/A | #N/A | #N/A | #N/A | #N/A | #N/A | #N/A | #N/A
TRUE | VIC | MTS22U | Malvern (United Energy) 22 kV | United Energy | Winter | Coincident | 2027 | POE10 | NA | 29.1559 | VIC Malvern (United Energy) 22 kV |  |  | FALSE | #N/A | #N/A | #N/A | #N/A | #N/A | #N/A | #N/A | #N/A | #N/A | #N/A
TRUE | VIC | MTS22U | Malvern (United Energy) 22 kV | United Energy | Winter | Coincident | 2027 | POE50 | NA | 28.5662 | VIC Malvern (United Energy) 22 kV |  |  | FALSE | #N/A | #N/A | #N/A | #N/A | #N/A | #N/A | #N/A | #N/A | #N/A | #N/A
TRUE | VIC | MTS22U | Malvern (United Energy) 22 kV | United Energy | Winter | Non-coincident | 2027 | POE10 | NA | 34.1537 | VIC Malvern (United Energy) 22 kV |  |  | FALSE | #N/A | #N/A | #N/A | #N/A | #N/A | #N/A | #N/A | #N/A | #N/A | #N/A
TRUE | VIC | MTS22U | Malvern (United Energy) 22 kV | United Energy | Winter | Non-coincident | 2027 | POE50 | NA | 33.0258 | VIC Malvern (United Energy) 22 kV |  |  | FALSE | #N/A | #N/A | #N/A | #N/A | #N/A | #N/A | #N/A | #N/A | #N/A | #N/A
TRUE | VIC | MTS22U | Malvern (United Energy) 22 kV | United Energy | Winter | Coincident | 2028 | POE10 | NA | 28.7657 | VIC Malvern (United Energy) 22 kV |  |  | FALSE | #N/A | #N/A | #N/A | #N/A | #N/A | #N/A | #N/A | #N/A | #N/A | #N/A
TRUE | VIC | MTS22U | Malvern (United Energy) 22 kV | United Energy | Winter | Coincident | 2028 | POE50 | NA | 28.2075 | VIC Malvern (United Energy) 22 kV |  |  | FALSE | #N/A | #N/A | #N/A | #N/A | #N/A | #N/A | #N/A | #N/A | #N/A | #N/A
TRUE | VIC | MTS22U | Malvern (United Energy) 22 kV | United Energy | Winter | Non-coincident | 2028 | POE10 | NA | 34.2614 | VIC Malvern (United Energy) 22 kV |  |  | FALSE | #N/A | #N/A | #N/A | #N/A | #N/A | #N/A | #N/A | #N/A | #N/A | #N/A
TRUE | VIC | MTS22U | Malvern (United Energy) 22 kV | United Energy | Winter | Non-coincident | 2028 | POE50 | NA | 33.2251 | VIC Malvern (United Energy) 22 kV |  |  | FALSE | #N/A | #N/A | #N/A | #N/A | #N/A | #N/A | #N/A | #N/A | #N/A | #N/A
TRUE | VIC | MTS22U | Malvern (United Energy) 22 kV | United Energy | Winter | Coincident | 2029 | POE10 | NA | 28.6063 | VIC Malvern (United Energy) 22 kV |  |  | FALSE | #N/A | #N/A | #N/A | #N/A | #N/A | #N/A | #N/A | #N/A | #N/A | #N/A
TRUE | VIC | MTS22U | Malvern (United Energy) 22 kV | United Energy | Winter | Coincident | 2029 | POE50 | NA | 28.0625 | VIC Malvern (United Energy) 22 kV |  |  | FALSE | #N/A | #N/A | #N/A | #N/A | #N/A | #N/A | #N/A | #N/A | #N/A | #N/A
TRUE | VIC | MTS22U | Malvern (United Energy) 22 kV | United Energy | Winter | Non-coincident | 2029 | POE10 | NA | 34.3977 | VIC Malvern (United Energy) 22 kV |  |  | FALSE | #N/A | #N/A | #N/A | #N/A | #N/A | #N/A | #N/A | #N/A | #N/A | #N/A
TRUE | VIC | MTS22U | Malvern (United Energy) 22 kV | United Energy | Winter | Non-coincident | 2029 | POE50 | NA | 33.4513 | VIC Malvern (United Energy) 22 kV |  |  | FALSE | #N/A | #N/A | #N/A | #N/A | #N/A | #N/A | #N/A | #N/A | #N/A | #N/A
TRUE | VIC | MTS22U | Malvern (United Energy) 22 kV | United Energy | Winter | Coincident | 2030 | POE10 | NA | 28.4063 | VIC Malvern (United Energy) 22 kV |  |  | FALSE | #N/A | #N/A | #N/A | #N/A | #N/A | #N/A | #N/A | #N/A | #N/A | #N/A
TRUE | VIC | MTS22U | Malvern (United Energy) 22 kV | United Energy | Winter | Coincident | 2030 | POE50 | NA | 27.8622 | VIC Malvern (United Energy) 22 kV |  |  | FALSE | #N/A | #N/A | #N/A | #N/A | #N/A | #N/A | #N/A | #N/A | #N/A | #N/A
TRUE | VIC | MTS22U | Malvern (United Energy) 22 kV | United Energy | Winter | Non-coincident | 2030 | POE10 | NA | 34.5673 | VIC Malvern (United Energy) 22 kV |  |  | FALSE | #N/A | #N/A | #N/A | #N/A | #N/A | #N/A | #N/A | #N/A | #N/A | #N/A
TRUE | VIC | MTS22U | Malvern (United Energy) 22 kV | United Energy | Winter | Non-coincident | 2030 | POE50 | NA | 33.6858 | VIC Malvern (United Energy) 22 kV |  |  | FALSE | #N/A | #N/A | #N/A | #N/A | #N/A | #N/A | #N/A | #N/A | #N/A | #N/A
TRUE | VIC | MTS22U | Malvern (United Energy) 22 kV | United Energy | Winter | Coincident | 2031 | POE10 | NA | 28.2557 | VIC Malvern (United Energy) 22 kV |  |  | FALSE | #N/A | #N/A | #N/A | #N/A | #N/A | #N/A | #N/A | #N/A | #N/A | #N/A
TRUE | VIC | MTS22U | Malvern (United Energy) 22 kV | United Energy | Winter | Coincident | 2031 | POE50 | NA | 27.7174 | VIC Malvern (United Energy) 22 kV |  |  | FALSE | #N/A | #N/A | #N/A | #N/A | #N/A | #N/A | #N/A | #N/A | #N/A | #N/A
TRUE | VIC | MTS22U | Malvern (United Energy) 22 kV | United Energy | Winter | Non-coincident | 2031 | POE10 | NA | 34.7612 | VIC Malvern (United Energy) 22 kV |  |  | FALSE | #N/A | #N/A | #N/A | #N/A | #N/A | #N/A | #N/A | #N/A | #N/A | #N/A
TRUE | VIC | MTS22U | Malvern (United Energy) 22 kV | United Energy | Winter | Non-coincident | 2031 | POE50 | NA | 33.9265 | VIC Malvern (United Energy) 22 kV |  |  | FALSE | #N/A | #N/A | #N/A | #N/A | #N/A | #N/A | #N/A | #N/A | #N/A | #N/A
TRUE | VIC | MTS22U | Malvern (United Energy) 22 kV | United Energy | Winter | Coincident | 2032 | POE10 | NA | 27.8794 | VIC Malvern (United Energy) 22 kV |  |  | FALSE | #N/A | #N/A | #N/A | #N/A | #N/A | #N/A | #N/A | #N/A | #N/A | #N/A
TRUE | VIC | MTS22U | Malvern (United Energy) 22 kV | United Energy | Winter | Coincident | 2032 | POE50 | NA | 27.2986 | VIC Malvern (United Energy) 22 kV |  |  | FALSE | #N/A | #N/A | #N/A | #N/A | #N/A | #N/A | #N/A | #N/A | #N/A | #N/A
TRUE | VIC | MTS22U | Malvern (United Energy) 22 kV | United Energy | Winter | Non-coincident | 2032 | POE10 | NA | 35.016 | VIC Malvern (United Energy) 22 kV |  |  | FALSE | #N/A | #N/A | #N/A | #N/A | #N/A | #N/A | #N/A | #N/A | #N/A | #N/A
TRUE | VIC | MTS22U | Malvern (United Energy) 22 kV | United Energy | Winter | Non-coincident | 2032 | POE50 | NA | 34.1778 | VIC Malvern (United Energy) 22 kV |  |  | FALSE | #N/A | #N/A | #N/A | #N/A | #N/A | #N/A | #N/A | #N/A | #N/A | #N/A
TRUE | VIC | MTS22U | Malvern (United Energy) 22 kV | United Energy | Winter | Coincident | 2033 | POE10 | NA | 27.383 | VIC Malvern (United Energy) 22 kV |  |  | FALSE | #N/A | #N/A | #N/A | #N/A | #N/A | #N/A | #N/A | #N/A | #N/A | #N/A
TRUE | VIC | MTS22U | Malvern (United Energy) 22 kV | United Energy | Winter | Coincident | 2033 | POE50 | NA | 26.8176 | VIC Malvern (United Energy) 22 kV |  |  | FALSE | #N/A | #N/A | #N/A | #N/A | #N/A | #N/A | #N/A | #N/A | #N/A | #N/A
TRUE | VIC | MTS22U | Malvern (United Energy) 22 kV | United Energy | Winter | Non-coincident | 2033 | POE10 | NA | 35.2708 | VIC Malvern (United Energy) 22 kV |  |  | FALSE | #N/A | #N/A | #N/A | #N/A | #N/A | #N/A | #N/A | #N/A | #N/A | #N/A
TRUE | VIC | MTS22U | Malvern (United Energy) 22 kV | United Energy | Winter | Non-coincident | 2033 | POE50 | NA | 34.4291 | VIC Malvern (United Energy) 22 kV |  |  | FALSE | #N/A | #N/A | #N/A | #N/A | #N/A | #N/A | #N/A | #N/A | #N/A | #N/A
TRUE | VIC | MTS22U | Malvern (United Energy) 22 kV | United Energy | Winter | Coincident | 2034 | POE10 | NA | 27.3749 | VIC Malvern (United Energy) 22 kV |  |  | FALSE | #N/A | #N/A | #N/A | #N/A | #N/A | #N/A | #N/A | #N/A | #N/A | #N/A
TRUE | VIC | MTS22U | Malvern (United Energy) 22 kV | United Energy | Winter | Coincident | 2034 | POE50 | NA | 26.8261 | VIC Malvern (United Energy) 22 kV |  |  | FALSE | #N/A | #N/A | #N/A | #N/A | #N/A | #N/A | #N/A | #N/A | #N/A | #N/A
TRUE | VIC | MTS22U | Malvern (United Energy) 22 kV | United Energy | Winter | Non-coincident | 2034 | POE10 | NA | 35.5239 | VIC Malvern (United Energy) 22 kV |  |  | FALSE | #N/A | #N/A | #N/A | #N/A | #N/A | #N/A | #N/A | #N/A | #N/A | #N/A
TRUE | VIC | MTS22U | Malvern (United Energy) 22 kV | United Energy | Winter | Non-coincident | 2034 | POE50 | NA | 34.6787 | VIC Malvern (United Energy) 22 kV |  |  | FALSE | #N/A | #N/A | #N/A | #N/A | #N/A | #N/A | #N/A | #N/A | #N/A | #N/A
TRUE | VIC | MTS66U | Malvern (United Energy) 66 kV | United Energy | Shoulder | Coincident | 2019 | ACTUAL_OPG | 36.8977 | NA | VIC Malvern (United Energy) 66 kV |  |  | FALSE | #N/A | #N/A | #N/A | #N/A | #N/A | #N/A | #N/A | #N/A | #N/A | #N/A
TRUE | VIC | MTS66U | Malvern (United Energy) 66 kV | United Energy | Shoulder | Coincident | 2019 | ACTUAL_RAW | 36.8977 | NA | VIC Malvern (United Energy) 66 kV |  |  | FALSE | #N/A | #N/A | #N/A | #N/A | #N/A | #N/A | #N/A | #N/A | #N/A | #N/A
TRUE | VIC | MTS66U | Malvern (United Energy) 66 kV | United Energy | Shoulder | Non-coincident | 2019 | ACTUAL_RAW | 36.1011 | NA | VIC Malvern (United Energy) 66 kV |  |  | FALSE | #N/A | #N/A | #N/A | #N/A | #N/A | #N/A | #N/A | #N/A | #N/A | #N/A
TRUE | VIC | MTS66U | Malvern (United Energy) 66 kV | United Energy | Shoulder | Non-coincident | 2019 | ACTUAL_OPG | 36.1011 | NA | VIC Malvern (United Energy) 66 kV |  |  | FALSE | #N/A | #N/A | #N/A | #N/A | #N/A | #N/A | #N/A | #N/A | #N/A | #N/A
TRUE | VIC | MTS66U | Malvern (United Energy) 66 kV | United Energy | Shoulder | Non-coincident | 2019 | ACTUAL_ADJUSTEDOPG | 36.1011 | NA | VIC Malvern (United Energy) 66 kV |  |  | FALSE | #N/A | #N/A | #N/A | #N/A | #N/A | #N/A | #N/A | #N/A | #N/A | #N/A
TRUE | VIC | MTS66U | Malvern (United Energy) 66 kV | United Energy | Shoulder | Coincident | 2020 | ACTUAL_OPG | 51.8843 | NA | VIC Malvern (United Energy) 66 kV |  |  | FALSE | #N/A | #N/A | #N/A | #N/A | #N/A | #N/A | #N/A | #N/A | #N/A | #N/A
TRUE | VIC | MTS66U | Malvern (United Energy) 66 kV | United Energy | Shoulder | Coincident | 2020 | ACTUAL_RAW | 51.8843 | NA | VIC Malvern (United Energy) 66 kV |  |  | FALSE | #N/A | #N/A | #N/A | #N/A | #N/A | #N/A | #N/A | #N/A | #N/A | #N/A
TRUE | VIC | MTS66U | Malvern (United Energy) 66 kV | United Energy | Shoulder | Non-coincident | 2020 | ACTUAL_RAW | 36.2289 | NA | VIC Malvern (United Energy) 66 kV |  |  | FALSE | #N/A | #N/A | #N/A | #N/A | #N/A | #N/A | #N/A | #N/A | #N/A | #N/A
TRUE | VIC | MTS66U | Malvern (United Energy) 66 kV | United Energy | Shoulder | Non-coincident | 2020 | ACTUAL_OPG | 36.2289 | NA | VIC Malvern (United Energy) 66 kV |  |  | FALSE | #N/A | #N/A | #N/A | #N/A | #N/A | #N/A | #N/A | #N/A | #N/A | #N/A
TRUE | VIC | MTS66U | Malvern (United Energy) 66 kV | United Energy | Shoulder | Non-coincident | 2020 | ACTUAL_ADJUSTEDOPG | 36.2289 | NA | VIC Malvern (United Energy) 66 kV |  |  | FALSE | #N/A | #N/A | #N/A | #N/A | #N/A | #N/A | #N/A | #N/A | #N/A | #N/A
TRUE | VIC | MTS66U | Malvern (United Energy) 66 kV | United Energy | Shoulder | Coincident | 2021 | ACTUAL_OPG | 46.3529 | NA | VIC Malvern (United Energy) 66 kV |  |  | FALSE | #N/A | #N/A | #N/A | #N/A | #N/A | #N/A | #N/A | #N/A | #N/A | #N/A
TRUE | VIC | MTS66U | Malvern (United Energy) 66 kV | United Energy | Shoulder | Coincident | 2021 | ACTUAL_RAW | 46.3529 | NA | VIC Malvern (United Energy) 66 kV |  |  | FALSE | #N/A | #N/A | #N/A | #N/A | #N/A | #N/A | #N/A | #N/A | #N/A | #N/A
TRUE | VIC | MTS66U | Malvern (United Energy) 66 kV | United Energy | Shoulder | Non-coincident | 2021 | ACTUAL_RAW | 35.985 | NA | VIC Malvern (United Energy) 66 kV |  |  | FALSE | #N/A | #N/A | #N/A | #N/A | #N/A | #N/A | #N/A | #N/A | #N/A | #N/A
TRUE | VIC | MTS66U | Malvern (United Energy) 66 kV | United Energy | Shoulder | Non-coincident | 2021 | ACTUAL_OPG | 35.985 | NA | VIC Malvern (United Energy) 66 kV |  |  | FALSE | #N/A | #N/A | #N/A | #N/A | #N/A | #N/A | #N/A | #N/A | #N/A | #N/A
TRUE | VIC | MTS66U | Malvern (United Energy) 66 kV | United Energy | Shoulder | Non-coincident | 2021 | ACTUAL_ADJUSTEDOPG | 35.985 | NA | VIC Malvern (United Energy) 66 kV |  |  | FALSE | #N/A | #N/A | #N/A | #N/A | #N/A | #N/A | #N/A | #N/A | #N/A | #N/A
TRUE | VIC | MTS66U | Malvern (United Energy) 66 kV | United Energy | Shoulder | Coincident | 2022 | ACTUAL_OPG | 40.7853 | NA | VIC Malvern (United Energy) 66 kV |  |  | FALSE | #N/A | #N/A | #N/A | #N/A | #N/A | #N/A | #N/A | #N/A | #N/A | #N/A
TRUE | VIC | MTS66U | Malvern (United Energy) 66 kV | United Energy | Shoulder | Coincident | 2022 | ACTUAL_RAW | 40.7853 | NA | VIC Malvern (United Energy) 66 kV |  |  | FALSE | #N/A | #N/A | #N/A | #N/A | #N/A | #N/A | #N/A | #N/A | #N/A | #N/A
TRUE | VIC | MTS66U | Malvern (United Energy) 66 kV | United Energy | Shoulder | Non-coincident | 2022 | ACTUAL_RAW | 36.2956 | NA | VIC Malvern (United Energy) 66 kV |  |  | FALSE | #N/A | #N/A | #N/A | #N/A | #N/A | #N/A | #N/A | #N/A | #N/A | #N/A
TRUE | VIC | MTS66U | Malvern (United Energy) 66 kV | United Energy | Shoulder | Non-coincident | 2022 | ACTUAL_OPG | 36.2956 | NA | VIC Malvern (United Energy) 66 kV |  |  | FALSE | #N/A | #N/A | #N/A | #N/A | #N/A | #N/A | #N/A | #N/A | #N/A | #N/A
TRUE | VIC | MTS66U | Malvern (United Energy) 66 kV | United Energy | Shoulder | Non-coincident | 2022 | ACTUAL_ADJUSTEDOPG | 36.2956 | NA | VIC Malvern (United Energy) 66 kV |  |  | FALSE | #N/A | #N/A | #N/A | #N/A | #N/A | #N/A | #N/A | #N/A | #N/A | #N/A
TRUE | VIC | MTS66U | Malvern (United Energy) 66 kV | United Energy | Shoulder | Coincident | 2023 | ACTUAL_OPG | 35.3714 | NA | VIC Malvern (United Energy) 66 kV |  |  | FALSE | #N/A | #N/A | #N/A | #N/A | #N/A | #N/A | #N/A | #N/A | #N/A | #N/A
TRUE | VIC | MTS66U | Malvern (United Energy) 66 kV | United Energy | Shoulder | Coincident | 2023 | ACTUAL_RAW | 35.3714 | NA | VIC Malvern (United Energy) 66 kV |  |  | FALSE | #N/A | #N/A | #N/A | #N/A | #N/A | #N/A | #N/A | #N/A | #N/A | #N/A
TRUE | VIC | MTS66U | Malvern (United Energy) 66 kV | United Energy | Shoulder | Non-coincident | 2023 | ACTUAL_RAW | 34.2246 | NA | VIC Malvern (United Energy) 66 kV |  |  | FALSE | #N/A | #N/A | #N/A | #N/A | #N/A | #N/A | #N/A | #N/A | #N/A | #N/A
TRUE | VIC | MTS66U | Malvern (United Energy) 66 kV | United Energy | Shoulder | Non-coincident | 2023 | ACTUAL_OPG | 34.2246 | NA | VIC Malvern (United Energy) 66 kV |  |  | FALSE | #N/A | #N/A | #N/A | #N/A | #N/A | #N/A | #N/A | #N/A | #N/A | #N/A
TRUE | VIC | MTS66U | Malvern (United Energy) 66 kV | United Energy | Shoulder | Non-coincident | 2023 | ACTUAL_ADJUSTEDOPG | 34.2246 | NA | VIC Malvern (United Energy) 66 kV |  |  | FALSE | #N/A | #N/A | #N/A | #N/A | #N/A | #N/A | #N/A | #N/A | #N/A | #N/A
TRUE | VIC | MTS66U | Malvern (United Energy) 66 kV | United Energy | Shoulder | Coincident | 2024 | ACTUAL_OPG | 30.6969 | NA | VIC Malvern (United Energy) 66 kV |  |  | FALSE | #N/A | #N/A | #N/A | #N/A | #N/A | #N/A | #N/A | #N/A | #N/A | #N/A
TRUE | VIC | MTS66U | Malvern (United Energy) 66 kV | United Energy | Shoulder | Coincident | 2024 | ACTUAL_RAW | 30.6969 | NA | VIC Malvern (United Energy) 66 kV |  |  | FALSE | #N/A | #N/A | #N/A | #N/A | #N/A | #N/A | #N/A | #N/A | #N/A | #N/A
TRUE | VIC | MTS66U | Malvern (United Energy) 66 kV | United Energy | Shoulder | Non-coincident | 2024 | ACTUAL_RAW | 29.8004 | NA | VIC Malvern (United Energy) 66 kV |  |  | FALSE | #N/A | #N/A | #N/A | #N/A | #N/A | #N/A | #N/A | #N/A | #N/A | #N/A
TRUE | VIC | MTS66U | Malvern (United Energy) 66 kV | United Energy | Shoulder | Non-coincident | 2024 | ACTUAL_OPG | 29.8004 | NA | VIC Malvern (United Energy) 66 kV |  |  | FALSE | #N/A | #N/A | #N/A | #N/A | #N/A | #N/A | #N/A | #N/A | #N/A | #N/A
TRUE | VIC | MTS66U | Malvern (United Energy) 66 kV | United Energy | Shoulder | Non-coincident | 2024 | ACTUAL_ADJUSTEDOPG | 29.8004 | NA | VIC Malvern (United Energy) 66 kV |  |  | FALSE | #N/A | #N/A | #N/A | #N/A | #N/A | #N/A | #N/A | #N/A | #N/A | #N/A
TRUE | VIC | MTS66U | Malvern (United Energy) 66 kV | United Energy | Shoulder | Coincident | 2025 | ACTUAL_OPG | 28.3832 | NA | VIC Malvern (United Energy) 66 kV |  |  | FALSE | #N/A | #N/A | #N/A | #N/A | #N/A | #N/A | #N/A | #N/A | #N/A | #N/A
TRUE | VIC | MTS66U | Malvern (United Energy) 66 kV | United Energy | Shoulder | Coincident | 2025 | ACTUAL_RAW | 28.3832 | NA | VIC Malvern (United Energy) 66 kV |  |  | FALSE | #N/A | #N/A | #N/A | #N/A | #N/A | #N/A | #N/A | #N/A | #N/A | #N/A
TRUE | VIC | MTS66U | Malvern (United Energy) 66 kV | United Energy | Shoulder | Non-coincident | 2025 | ACTUAL_RAW | 26.0043 | NA | VIC Malvern (United Energy) 66 kV |  |  | FALSE | #N/A | #N/A | #N/A | #N/A | #N/A | #N/A | #N/A | #N/A | #N/A | #N/A
TRUE | VIC | MTS66U | Malvern (United Energy) 66 kV | United Energy | Shoulder | Non-coincident | 2025 | ACTUAL_OPG | 26.0043 | NA | VIC Malvern (United Energy) 66 kV |  |  | FALSE | #N/A | #N/A | #N/A | #N/A | #N/A | #N/A | #N/A | #N/A | #N/A | #N/A
TRUE | VIC | MTS66U | Malvern (United Energy) 66 kV | United Energy | Shoulder | Non-coincident | 2025 | ACTUAL_ADJUSTEDOPG | 26.0043 | NA | VIC Malvern (United Energy) 66 kV |  |  | FALSE | #N/A | #N/A | #N/A | #N/A | #N/A | #N/A | #N/A | #N/A | #N/A | #N/A
TRUE | VIC | MTS66U | Malvern (United Energy) 66 kV | United Energy | Shoulder | Non-coincident | 2025 | BASEYEARPOE90 | 21.5004 | NA | VIC Malvern (United Energy) 66 kV |  |  | FALSE | #N/A | #N/A | #N/A | #N/A | #N/A | #N/A | #N/A | #N/A | #N/A | #N/A
TRUE | VIC | MTS66U | Malvern (United Energy) 66 kV | United Energy | Shoulder | Non-coincident | 2025 | BASEYEARPOE50 | 23.6038 | NA | VIC Malvern (United Energy) 66 kV |  |  | FALSE | #N/A | #N/A | #N/A | #N/A | #N/A | #N/A | #N/A | #N/A | #N/A | #N/A
TRUE | VIC | MTS66U | Malvern (United Energy) 66 kV | United Energy | Shoulder | Coincident_unreconciled | 2026 | POE50 | 17.635 | NA | VIC Malvern (United Energy) 66 kV |  |  | FALSE | #N/A | #N/A | #N/A | #N/A | #N/A | #N/A | #N/A | #N/A | #N/A | #N/A
TRUE | VIC | MTS66U | Malvern (United Energy) 66 kV | United Energy | Shoulder | Coincident_unreconciled | 2026 | POE90 | 15.9165 | NA | VIC Malvern (United Energy) 66 kV |  |  | FALSE | #N/A | #N/A | #N/A | #N/A | #N/A | #N/A | #N/A | #N/A | #N/A | #N/A
TRUE | VIC | MTS66U | Malvern (United Energy) 66 kV | United Energy | Shoulder | Non-coincident | 2026 | POE90 | 25 | NA | VIC Malvern (United Energy) 66 kV |  |  | FALSE | #N/A | #N/A | #N/A | #N/A | #N/A | #N/A | #N/A | #N/A | #N/A | #N/A
TRUE | VIC | MTS66U | Malvern (United Energy) 66 kV | United Energy | Shoulder | Non-coincident | 2026 | POE50 | 25 | NA | VIC Malvern (United Energy) 66 kV |  |  | FALSE | #N/A | #N/A | #N/A | #N/A | #N/A | #N/A | #N/A | #N/A | #N/A | #N/A
TRUE | VIC | MTS66U | Malvern (United Energy) 66 kV | United Energy | Shoulder | Coincident_unreconciled | 2027 | POE50 | 9.2094 | NA | VIC Malvern (United Energy) 66 kV |  |  | FALSE | #N/A | #N/A | #N/A | #N/A | #N/A | #N/A | #N/A | #N/A | #N/A | #N/A
TRUE | VIC | MTS66U | Malvern (United Energy) 66 kV | United Energy | Shoulder | Coincident_unreconciled | 2027 | POE90 | 7.4843 | NA | VIC Malvern (United Energy) 66 kV |  |  | FALSE | #N/A | #N/A | #N/A | #N/A | #N/A | #N/A | #N/A | #N/A | #N/A | #N/A
TRUE | VIC | MTS66U | Malvern (United Energy) 66 kV | United Energy | Shoulder | Non-coincident | 2027 | POE90 | 24.75 | NA | VIC Malvern (United Energy) 66 kV |  |  | FALSE | #N/A | #N/A | #N/A | #N/A | #N/A | #N/A | #N/A | #N/A | #N/A | #N/A
TRUE | VIC | MTS66U | Malvern (United Energy) 66 kV | United Energy | Shoulder | Non-coincident | 2027 | POE50 | 24.75 | NA | VIC Malvern (United Energy) 66 kV |  |  | FALSE | #N/A | #N/A | #N/A | #N/A | #N/A | #N/A | #N/A | #N/A | #N/A | #N/A
TRUE | VIC | MTS66U | Malvern (United Energy) 66 kV | United Energy | Shoulder | Coincident_unreconciled | 2028 | POE50 | 1.445 | NA | VIC Malvern (United Energy) 66 kV |  |  | FALSE | #N/A | #N/A | #N/A | #N/A | #N/A | #N/A | #N/A | #N/A | #N/A | #N/A
TRUE | VIC | MTS66U | Malvern (United Energy) 66 kV | United Energy | Shoulder | Coincident_unreconciled | 2028 | POE90 | -0.25357 | NA | VIC Malvern (United Energy) 66 kV |  |  | FALSE | #N/A | #N/A | #N/A | #N/A | #N/A | #N/A | #N/A | #N/A | #N/A | #N/A
TRUE | VIC | MTS66U | Malvern (United Energy) 66 kV | United Energy | Shoulder | Non-coincident | 2028 | POE90 | 24.5025 | NA | VIC Malvern (United Energy) 66 kV |  |  | FALSE | #N/A | #N/A | #N/A | #N/A | #N/A | #N/A | #N/A | #N/A | #N/A | #N/A
TRUE | VIC | MTS66U | Malvern (United Energy) 66 kV | United Energy | Shoulder | Non-coincident | 2028 | POE50 | 24.5025 | NA | VIC Malvern (United Energy) 66 kV |  |  | FALSE | #N/A | #N/A | #N/A | #N/A | #N/A | #N/A | #N/A | #N/A | #N/A | #N/A
TRUE | VIC | MTS66U | Malvern (United Energy) 66 kV | United Energy | Shoulder | Coincident_unreconciled | 2029 | POE50 | -5.1248 | NA | VIC Malvern (United Energy) 66 kV |  |  | FALSE | #N/A | #N/A | #N/A | #N/A | #N/A | #N/A | #N/A | #N/A | #N/A | #N/A
TRUE | VIC | MTS66U | Malvern (United Energy) 66 kV | United Energy | Shoulder | Coincident_unreconciled | 2029 | POE90 | -6.6633 | NA | VIC Malvern (United Energy) 66 kV |  |  | FALSE | #N/A | #N/A | #N/A | #N/A | #N/A | #N/A | #N/A | #N/A | #N/A | #N/A
TRUE | VIC | MTS66U | Malvern (United Energy) 66 kV | United Energy | Shoulder | Non-coincident | 2029 | POE90 | 24.2575 | NA | VIC Malvern (United Energy) 66 kV |  |  | FALSE | #N/A | #N/A | #N/A | #N/A | #N/A | #N/A | #N/A | #N/A | #N/A | #N/A
TRUE | VIC | MTS66U | Malvern (United Energy) 66 kV | United Energy | Shoulder | Non-coincident | 2029 | POE50 | 24.2575 | NA | VIC Malvern (United Energy) 66 kV |  |  | FALSE | #N/A | #N/A | #N/A | #N/A | #N/A | #N/A | #N/A | #N/A | #N/A | #N/A
TRUE | VIC | MTS66U | Malvern (United Energy) 66 kV | United Energy | Shoulder | Coincident_unreconciled | 2030 | POE50 | -11.1952 | NA | VIC Malvern (United Energy) 66 kV |  |  | FALSE | #N/A | #N/A | #N/A | #N/A | #N/A | #N/A | #N/A | #N/A | #N/A | #N/A
TRUE | VIC | MTS66U | Malvern (United Energy) 66 kV | United Energy | Shoulder | Coincident_unreconciled | 2030 | POE90 | -12.7392 | NA | VIC Malvern (United Energy) 66 kV |  |  | FALSE | #N/A | #N/A | #N/A | #N/A | #N/A | #N/A | #N/A | #N/A | #N/A | #N/A
TRUE | VIC | MTS66U | Malvern (United Energy) 66 kV | United Energy | Shoulder | Non-coincident | 2030 | POE90 | 24.0149 | NA | VIC Malvern (United Energy) 66 kV |  |  | FALSE | #N/A | #N/A | #N/A | #N/A | #N/A | #N/A | #N/A | #N/A | #N/A | #N/A
TRUE | VIC | MTS66U | Malvern (United Energy) 66 kV | United Energy | Shoulder | Non-coincident | 2030 | POE50 | 24.0149 | NA | VIC Malvern (United Energy) 66 kV |  |  | FALSE | #N/A | #N/A | #N/A | #N/A | #N/A | #N/A | #N/A | #N/A | #N/A | #N/A
TRUE | VIC | MTS66U | Malvern (United Energy) 66 kV | United Energy | Shoulder | Coincident_unreconciled | 2031 | POE50 | -17.1854 | NA | VIC Malvern (United Energy) 66 kV |  |  | FALSE | #N/A | #N/A | #N/A | #N/A | #N/A | #N/A | #N/A | #N/A | #N/A | #N/A
TRUE | VIC | MTS66U | Malvern (United Energy) 66 kV | United Energy | Shoulder | Coincident_unreconciled | 2031 | POE90 | -18.735 | NA | VIC Malvern (United Energy) 66 kV |  |  | FALSE | #N/A | #N/A | #N/A | #N/A | #N/A | #N/A | #N/A | #N/A | #N/A | #N/A
TRUE | VIC | MTS66U | Malvern (United Energy) 66 kV | United Energy | Shoulder | Non-coincident | 2031 | POE90 | 23.7748 | NA | VIC Malvern (United Energy) 66 kV |  |  | FALSE | #N/A | #N/A | #N/A | #N/A | #N/A | #N/A | #N/A | #N/A | #N/A | #N/A
TRUE | VIC | MTS66U | Malvern (United Energy) 66 kV | United Energy | Shoulder | Non-coincident | 2031 | POE50 | 23.7748 | NA | VIC Malvern (United Energy) 66 kV |  |  | FALSE | #N/A | #N/A | #N/A | #N/A | #N/A | #N/A | #N/A | #N/A | #N/A | #N/A
TRUE | VIC | MTS66U | Malvern (United Energy) 66 kV | United Energy | Shoulder | Coincident_unreconciled | 2032 | POE50 | -21.9735 | NA | VIC Malvern (United Energy) 66 kV |  |  | FALSE | #N/A | #N/A | #N/A | #N/A | #N/A | #N/A | #N/A | #N/A | #N/A | #N/A
TRUE | VIC | MTS66U | Malvern (United Energy) 66 kV | United Energy | Shoulder | Coincident_unreconciled | 2032 | POE90 | -23.5285 | NA | VIC Malvern (United Energy) 66 kV |  |  | FALSE | #N/A | #N/A | #N/A | #N/A | #N/A | #N/A | #N/A | #N/A | #N/A | #N/A
TRUE | VIC | MTS66U | Malvern (United Energy) 66 kV | United Energy | Shoulder | Non-coincident | 2032 | POE90 | 23.537 | NA | VIC Malvern (United Energy) 66 kV |  |  | FALSE | #N/A | #N/A | #N/A | #N/A | #N/A | #N/A | #N/A | #N/A | #N/A | #N/A
TRUE | VIC | MTS66U | Malvern (United Energy) 66 kV | United Energy | Shoulder | Non-coincident | 2032 | POE50 | 23.537 | NA | VIC Malvern (United Energy) 66 kV |  |  | FALSE | #N/A | #N/A | #N/A | #N/A | #N/A | #N/A | #N/A | #N/A | #N/A | #N/A
TRUE | VIC | MTS66U | Malvern (United Energy) 66 kV | United Energy | Shoulder | Coincident_unreconciled | 2033 | POE50 | -25.7551 | NA | VIC Malvern (United Energy) 66 kV |  |  | FALSE | #N/A | #N/A | #N/A | #N/A | #N/A | #N/A | #N/A | #N/A | #N/A | #N/A
TRUE | VIC | MTS66U | Malvern (United Energy) 66 kV | United Energy | Shoulder | Coincident_unreconciled | 2033 | POE90 | -27.3156 | NA | VIC Malvern (United Energy) 66 kV |  |  | FALSE | #N/A | #N/A | #N/A | #N/A | #N/A | #N/A | #N/A | #N/A | #N/A | #N/A
TRUE | VIC | MTS66U | Malvern (United Energy) 66 kV | United Energy | Shoulder | Non-coincident | 2033 | POE90 | 23.3016 | NA | VIC Malvern (United Energy) 66 kV |  |  | FALSE | #N/A | #N/A | #N/A | #N/A | #N/A | #N/A | #N/A | #N/A | #N/A | #N/A
TRUE | VIC | MTS66U | Malvern (United Energy) 66 kV | United Energy | Shoulder | Non-coincident | 2033 | POE50 | 23.3016 | NA | VIC Malvern (United Energy) 66 kV |  |  | FALSE | #N/A | #N/A | #N/A | #N/A | #N/A | #N/A | #N/A | #N/A | #N/A | #N/A
TRUE | VIC | MTS66U | Malvern (United Energy) 66 kV | United Energy | Shoulder | Coincident_unreconciled | 2034 | POE50 | -29.3561 | NA | VIC Malvern (United Energy) 66 kV |  |  | FALSE | #N/A | #N/A | #N/A | #N/A | #N/A | #N/A | #N/A | #N/A | #N/A | #N/A
TRUE | VIC | MTS66U | Malvern (United Energy) 66 kV | United Energy | Shoulder | Coincident_unreconciled | 2034 | POE90 | -30.9222 | NA | VIC Malvern (United Energy) 66 kV |  |  | FALSE | #N/A | #N/A | #N/A | #N/A | #N/A | #N/A | #N/A | #N/A | #N/A | #N/A
TRUE | VIC | MTS66U | Malvern (United Energy) 66 kV | United Energy | Shoulder | Non-coincident | 2034 | POE90 | 23.0686 | NA | VIC Malvern (United Energy) 66 kV |  |  | FALSE | #N/A | #N/A | #N/A | #N/A | #N/A | #N/A | #N/A | #N/A | #N/A | #N/A
TRUE | VIC | MTS66U | Malvern (United Energy) 66 kV | United Energy | Shoulder | Non-coincident | 2034 | POE50 | 23.0686 | NA | VIC Malvern (United Energy) 66 kV |  |  | FALSE | #N/A | #N/A | #N/A | #N/A | #N/A | #N/A | #N/A | #N/A | #N/A | #N/A
TRUE | VIC | MTS66U | Malvern (United Energy) 66 kV | United Energy | Shoulder | Coincident_unreconciled | 2035 | POE50 | -33.21 | NA | VIC Malvern (United Energy) 66 kV |  |  | FALSE | #N/A | #N/A | #N/A | #N/A | #N/A | #N/A | #N/A | #N/A | #N/A | #N/A
TRUE | VIC | MTS66U | Malvern (United Energy) 66 kV | United Energy | Shoulder | Coincident_unreconciled | 2035 | POE90 | -34.7816 | NA | VIC Malvern (United Energy) 66 kV |  |  | FALSE | #N/A | #N/A | #N/A | #N/A | #N/A | #N/A | #N/A | #N/A | #N/A | #N/A
TRUE | VIC | MTS66U | Malvern (United Energy) 66 kV | United Energy | Shoulder | Non-coincident | 2035 | POE90 | 22.8379 | NA | VIC Malvern (United Energy) 66 kV |  |  | FALSE | #N/A | #N/A | #N/A | #N/A | #N/A | #N/A | #N/A | #N/A | #N/A | #N/A
TRUE | VIC | MTS66U | Malvern (United Energy) 66 kV | United Energy | Shoulder | Non-coincident | 2035 | POE50 | 22.8379 | NA | VIC Malvern (United Energy) 66 kV |  |  | FALSE | #N/A | #N/A | #N/A | #N/A | #N/A | #N/A | #N/A | #N/A | #N/A | #N/A
TRUE | VIC | MTS66U | Malvern (United Energy) 66 kV | United Energy | Summer | Coincident | 2019 | ACTUAL_OPG | 36.545 | 170.9759 | VIC Malvern (United Energy) 66 kV |  |  | FALSE | #N/A | #N/A | #N/A | #N/A | #N/A | #N/A | #N/A | #N/A | #N/A | #N/A
TRUE | VIC | MTS66U | Malvern (United Energy) 66 kV | United Energy | Summer | Coincident | 2019 | ACTUAL_RAW | 36.545 | 170.9759 | VIC Malvern (United Energy) 66 kV |  |  | FALSE | #N/A | #N/A | #N/A | #N/A | #N/A | #N/A | #N/A | #N/A | #N/A | #N/A
TRUE | VIC | MTS66U | Malvern (United Energy) 66 kV | United Energy | Summer | Non-coincident | 2019 | ACTUAL_RAW | 34.381 | 192.2978 | VIC Malvern (United Energy) 66 kV |  |  | FALSE | #N/A | #N/A | #N/A | #N/A | #N/A | #N/A | #N/A | #N/A | #N/A | #N/A
TRUE | VIC | MTS66U | Malvern (United Energy) 66 kV | United Energy | Summer | Non-coincident | 2019 | ACTUAL_OPG | 34.381 | 192.2978 | VIC Malvern (United Energy) 66 kV |  |  | FALSE | #N/A | #N/A | #N/A | #N/A | #N/A | #N/A | #N/A | #N/A | #N/A | #N/A
TRUE | VIC | MTS66U | Malvern (United Energy) 66 kV | United Energy | Summer | Non-coincident | 2019 | ACTUAL_ADJUSTEDOPG | 34.381 | 192.2978 | VIC Malvern (United Energy) 66 kV |  |  | FALSE | #N/A | #N/A | #N/A | #N/A | #N/A | #N/A | #N/A | #N/A | #N/A | #N/A
TRUE | VIC | MTS66U | Malvern (United Energy) 66 kV | United Energy | Summer | Coincident | 2020 | ACTUAL_OPG | 49.6791 | 196.1589 | VIC Malvern (United Energy) 66 kV |  |  | FALSE | #N/A | #N/A | #N/A | #N/A | #N/A | #N/A | #N/A | #N/A | #N/A | #N/A
TRUE | VIC | MTS66U | Malvern (United Energy) 66 kV | United Energy | Summer | Coincident | 2020 | ACTUAL_RAW | 49.6791 | 196.1589 | VIC Malvern (United Energy) 66 kV |  |  | FALSE | #N/A | #N/A | #N/A | #N/A | #N/A | #N/A | #N/A | #N/A | #N/A | #N/A
TRUE | VIC | MTS66U | Malvern (United Energy) 66 kV | United Energy | Summer | Non-coincident | 2020 | ACTUAL_RAW | 36.4207 | 196.1589 | VIC Malvern (United Energy) 66 kV |  |  | FALSE | #N/A | #N/A | #N/A | #N/A | #N/A | #N/A | #N/A | #N/A | #N/A | #N/A
TRUE | VIC | MTS66U | Malvern (United Energy) 66 kV | United Energy | Summer | Non-coincident | 2020 | ACTUAL_OPG | 36.4207 | 196.1589 | VIC Malvern (United Energy) 66 kV |  |  | FALSE | #N/A | #N/A | #N/A | #N/A | #N/A | #N/A | #N/A | #N/A | #N/A | #N/A
TRUE | VIC | MTS66U | Malvern (United Energy) 66 kV | United Energy | Summer | Non-coincident | 2020 | ACTUAL_ADJUSTEDOPG | 36.4207 | 196.1589 | VIC Malvern (United Energy) 66 kV |  |  | FALSE | #N/A | #N/A | #N/A | #N/A | #N/A | #N/A | #N/A | #N/A | #N/A | #N/A
TRUE | VIC | MTS66U | Malvern (United Energy) 66 kV | United Energy | Summer | Coincident | 2021 | ACTUAL_OPG | 37.3325 | 152.99 | VIC Malvern (United Energy) 66 kV |  |  | FALSE | #N/A | #N/A | #N/A | #N/A | #N/A | #N/A | #N/A | #N/A | #N/A | #N/A
TRUE | VIC | MTS66U | Malvern (United Energy) 66 kV | United Energy | Summer | Coincident | 2021 | ACTUAL_RAW | 37.3325 | 152.99 | VIC Malvern (United Energy) 66 kV |  |  | FALSE | #N/A | #N/A | #N/A | #N/A | #N/A | #N/A | #N/A | #N/A | #N/A | #N/A
TRUE | VIC | MTS66U | Malvern (United Energy) 66 kV | United Energy | Summer | Non-coincident | 2021 | ACTUAL_RAW | 35.4487 | 154.7058 | VIC Malvern (United Energy) 66 kV |  |  | FALSE | #N/A | #N/A | #N/A | #N/A | #N/A | #N/A | #N/A | #N/A | #N/A | #N/A
TRUE | VIC | MTS66U | Malvern (United Energy) 66 kV | United Energy | Summer | Non-coincident | 2021 | ACTUAL_OPG | 35.4487 | 154.7058 | VIC Malvern (United Energy) 66 kV |  |  | FALSE | #N/A | #N/A | #N/A | #N/A | #N/A | #N/A | #N/A | #N/A | #N/A | #N/A
TRUE | VIC | MTS66U | Malvern (United Energy) 66 kV | United Energy | Summer | Non-coincident | 2021 | ACTUAL_ADJUSTEDOPG | 35.4487 | 154.7058 | VIC Malvern (United Energy) 66 kV |  |  | FALSE | #N/A | #N/A | #N/A | #N/A | #N/A | #N/A | #N/A | #N/A | #N/A | #N/A
TRUE | VIC | MTS66U | Malvern (United Energy) 66 kV | United Energy | Summer | Coincident | 2022 | ACTUAL_OPG | 41.331 | 169.7572 | VIC Malvern (United Energy) 66 kV |  |  | FALSE | #N/A | #N/A | #N/A | #N/A | #N/A | #N/A | #N/A | #N/A | #N/A | #N/A
TRUE | VIC | MTS66U | Malvern (United Energy) 66 kV | United Energy | Summer | Coincident | 2022 | ACTUAL_RAW | 41.331 | 169.7572 | VIC Malvern (United Energy) 66 kV |  |  | FALSE | #N/A | #N/A | #N/A | #N/A | #N/A | #N/A | #N/A | #N/A | #N/A | #N/A
TRUE | VIC | MTS66U | Malvern (United Energy) 66 kV | United Energy | Summer | Non-coincident | 2022 | ACTUAL_RAW | 33.6091 | 170.4225 | VIC Malvern (United Energy) 66 kV |  |  | FALSE | #N/A | #N/A | #N/A | #N/A | #N/A | #N/A | #N/A | #N/A | #N/A | #N/A
TRUE | VIC | MTS66U | Malvern (United Energy) 66 kV | United Energy | Summer | Non-coincident | 2022 | ACTUAL_OPG | 33.6091 | 170.4225 | VIC Malvern (United Energy) 66 kV |  |  | FALSE | #N/A | #N/A | #N/A | #N/A | #N/A | #N/A | #N/A | #N/A | #N/A | #N/A
TRUE | VIC | MTS66U | Malvern (United Energy) 66 kV | United Energy | Summer | Non-coincident | 2022 | ACTUAL_ADJUSTEDOPG | 33.6091 | 170.4225 | VIC Malvern (United Energy) 66 kV |  |  | FALSE | #N/A | #N/A | #N/A | #N/A | #N/A | #N/A | #N/A | #N/A | #N/A | #N/A
TRUE | VIC | MTS66U | Malvern (United Energy) 66 kV | United Energy | Summer | Coincident | 2023 | ACTUAL_OPG | 33.8089 | 151.7277 | VIC Malvern (United Energy) 66 kV |  |  | FALSE | #N/A | #N/A | #N/A | #N/A | #N/A | #N/A | #N/A | #N/A | #N/A | #N/A
TRUE | VIC | MTS66U | Malvern (United Energy) 66 kV | United Energy | Summer | Coincident | 2023 | ACTUAL_RAW | 33.8089 | 151.7277 | VIC Malvern (United Energy) 66 kV |  |  | FALSE | #N/A | #N/A | #N/A | #N/A | #N/A | #N/A | #N/A | #N/A | #N/A | #N/A
TRUE | VIC | MTS66U | Malvern (United Energy) 66 kV | United Energy | Summer | Non-coincident | 2023 | ACTUAL_RAW | 33.8089 | 156.7244 | VIC Malvern (United Energy) 66 kV |  |  | FALSE | #N/A | #N/A | #N/A | #N/A | #N/A | #N/A | #N/A | #N/A | #N/A | #N/A
TRUE | VIC | MTS66U | Malvern (United Energy) 66 kV | United Energy | Summer | Non-coincident | 2023 | ACTUAL_OPG | 33.8089 | 156.7244 | VIC Malvern (United Energy) 66 kV |  |  | FALSE | #N/A | #N/A | #N/A | #N/A | #N/A | #N/A | #N/A | #N/A | #N/A | #N/A
TRUE | VIC | MTS66U | Malvern (United Energy) 66 kV | United Energy | Summer | Non-coincident | 2023 | ACTUAL_ADJUSTEDOPG | 33.8089 | 156.7244 | VIC Malvern (United Energy) 66 kV |  |  | FALSE | #N/A | #N/A | #N/A | #N/A | #N/A | #N/A | #N/A | #N/A | #N/A | #N/A
TRUE | VIC | MTS66U | Malvern (United Energy) 66 kV | United Energy | Summer | Coincident | 2024 | ACTUAL_OPG | 25.7767 | 171.122 | VIC Malvern (United Energy) 66 kV |  |  | FALSE | #N/A | #N/A | #N/A | #N/A | #N/A | #N/A | #N/A | #N/A | #N/A | #N/A
TRUE | VIC | MTS66U | Malvern (United Energy) 66 kV | United Energy | Summer | Coincident | 2024 | ACTUAL_RAW | 25.7767 | 171.122 | VIC Malvern (United Energy) 66 kV |  |  | FALSE | #N/A | #N/A | #N/A | #N/A | #N/A | #N/A | #N/A | #N/A | #N/A | #N/A
TRUE | VIC | MTS66U | Malvern (United Energy) 66 kV | United Energy | Summer | Non-coincident | 2024 | ACTUAL_RAW | 24.8344 | 175.0581 | VIC Malvern (United Energy) 66 kV |  |  | FALSE | #N/A | #N/A | #N/A | #N/A | #N/A | #N/A | #N/A | #N/A | #N/A | #N/A
TRUE | VIC | MTS66U | Malvern (United Energy) 66 kV | United Energy | Summer | Non-coincident | 2024 | ACTUAL_OPG | 24.8344 | 175.0581 | VIC Malvern (United Energy) 66 kV |  |  | FALSE | #N/A | #N/A | #N/A | #N/A | #N/A | #N/A | #N/A | #N/A | #N/A | #N/A
TRUE | VIC | MTS66U | Malvern (United Energy) 66 kV | United Energy | Summer | Non-coincident | 2024 | ACTUAL_ADJUSTEDOPG | 24.8344 | 175.0581 | VIC Malvern (United Energy) 66 kV |  |  | FALSE | #N/A | #N/A | #N/A | #N/A | #N/A | #N/A | #N/A | #N/A | #N/A | #N/A
TRUE | VIC | MTS66U | Malvern (United Energy) 66 kV | United Energy | Summer | Coincident | 2025 | ACTUAL_OPG | 21.955 | 178.0463 | VIC Malvern (United Energy) 66 kV |  |  | FALSE | #N/A | #N/A | #N/A | #N/A | #N/A | #N/A | #N/A | #N/A | #N/A | #N/A
TRUE | VIC | MTS66U | Malvern (United Energy) 66 kV | United Energy | Summer | Coincident | 2025 | ACTUAL_RAW | 21.955 | 178.0463 | VIC Malvern (United Energy) 66 kV |  |  | FALSE | #N/A | #N/A | #N/A | #N/A | #N/A | #N/A | #N/A | #N/A | #N/A | #N/A
TRUE | VIC | MTS66U | Malvern (United Energy) 66 kV | United Energy | Summer | Non-coincident | 2025 | ACTUAL_RAW | 21.955 | 181.1275 | VIC Malvern (United Energy) 66 kV |  |  | FALSE | #N/A | #N/A | #N/A | #N/A | #N/A | #N/A | #N/A | #N/A | #N/A | #N/A
TRUE | VIC | MTS66U | Malvern (United Energy) 66 kV | United Energy | Summer | Non-coincident | 2025 | ACTUAL_OPG | 21.955 | 181.1275 | VIC Malvern (United Energy) 66 kV |  |  | FALSE | #N/A | #N/A | #N/A | #N/A | #N/A | #N/A | #N/A | #N/A | #N/A | #N/A
TRUE | VIC | MTS66U | Malvern (United Energy) 66 kV | United Energy | Summer | Non-coincident | 2025 | ACTUAL_ADJUSTEDOPG | 21.955 | 181.1275 | VIC Malvern (United Energy) 66 kV |  |  | FALSE | #N/A | #N/A | #N/A | #N/A | #N/A | #N/A | #N/A | #N/A | #N/A | #N/A
TRUE | VIC | MTS66U | Malvern (United Energy) 66 kV | United Energy | Summer | Non-coincident | 2025 | BASEYEARPOE90 | 13.1364 | NA | VIC Malvern (United Energy) 66 kV |  |  | FALSE | #N/A | #N/A | #N/A | #N/A | #N/A | #N/A | #N/A | #N/A | #N/A | #N/A
TRUE | VIC | MTS66U | Malvern (United Energy) 66 kV | United Energy | Summer | Non-coincident | 2025 | BASEYEARPOE50 | 15.7237 | 188.8456 | VIC Malvern (United Energy) 66 kV |  |  | FALSE | #N/A | #N/A | #N/A | #N/A | #N/A | #N/A | #N/A | #N/A | #N/A | #N/A
TRUE | VIC | MTS66U | Malvern (United Energy) 66 kV | United Energy | Summer | Coincident_unreconciled | 2026 | POE50 | 9.7951 | NA | VIC Malvern (United Energy) 66 kV |  |  | FALSE | #N/A | #N/A | #N/A | #N/A | #N/A | #N/A | #N/A | #N/A | #N/A | #N/A
TRUE | VIC | MTS66U | Malvern (United Energy) 66 kV | United Energy | Summer | Coincident_unreconciled | 2026 | POE90 | 8.5273 | NA | VIC Malvern (United Energy) 66 kV |  |  | FALSE | #N/A | #N/A | #N/A | #N/A | #N/A | #N/A | #N/A | #N/A | #N/A | #N/A
TRUE | VIC | MTS66U | Malvern (United Energy) 66 kV | United Energy | Summer | Non-coincident | 2026 | POE90 | 20 | NA | VIC Malvern (United Energy) 66 kV |  |  | FALSE | #N/A | #N/A | #N/A | #N/A | #N/A | #N/A | #N/A | #N/A | #N/A | #N/A
TRUE | VIC | MTS66U | Malvern (United Energy) 66 kV | United Energy | Summer | Non-coincident | 2026 | POE50 | 20 | 193.3278 | VIC Malvern (United Energy) 66 kV |  |  | FALSE | #N/A | #N/A | #N/A | #N/A | #N/A | #N/A | #N/A | #N/A | #N/A | #N/A
TRUE | VIC | MTS66U | Malvern (United Energy) 66 kV | United Energy | Summer | Coincident_unreconciled | 2027 | POE50 | 1.4099 | NA | VIC Malvern (United Energy) 66 kV |  |  | FALSE | #N/A | #N/A | #N/A | #N/A | #N/A | #N/A | #N/A | #N/A | #N/A | #N/A
TRUE | VIC | MTS66U | Malvern (United Energy) 66 kV | United Energy | Summer | Coincident_unreconciled | 2027 | POE90 | 0.1372 | NA | VIC Malvern (United Energy) 66 kV |  |  | FALSE | #N/A | #N/A | #N/A | #N/A | #N/A | #N/A | #N/A | #N/A | #N/A | #N/A
TRUE | VIC | MTS66U | Malvern (United Energy) 66 kV | United Energy | Summer | Non-coincident | 2027 | POE90 | 19.8 | NA | VIC Malvern (United Energy) 66 kV |  |  | FALSE | #N/A | #N/A | #N/A | #N/A | #N/A | #N/A | #N/A | #N/A | #N/A | #N/A
TRUE | VIC | MTS66U | Malvern (United Energy) 66 kV | United Energy | Summer | Non-coincident | 2027 | POE50 | 19.8 | 196.8188 | VIC Malvern (United Energy) 66 kV |  |  | FALSE | #N/A | #N/A | #N/A | #N/A | #N/A | #N/A | #N/A | #N/A | #N/A | #N/A
TRUE | VIC | MTS66U | Malvern (United Energy) 66 kV | United Energy | Summer | Coincident_unreconciled | 2028 | POE50 | -6.0739 | NA | VIC Malvern (United Energy) 66 kV |  |  | FALSE | #N/A | #N/A | #N/A | #N/A | #N/A | #N/A | #N/A | #N/A | #N/A | #N/A
TRUE | VIC | MTS66U | Malvern (United Energy) 66 kV | United Energy | Summer | Coincident_unreconciled | 2028 | POE90 | -7.3036 | NA | VIC Malvern (United Energy) 66 kV |  |  | FALSE | #N/A | #N/A | #N/A | #N/A | #N/A | #N/A | #N/A | #N/A | #N/A | #N/A
TRUE | VIC | MTS66U | Malvern (United Energy) 66 kV | United Energy | Summer | Non-coincident | 2028 | POE90 | 19.602 | NA | VIC Malvern (United Energy) 66 kV |  |  | FALSE | #N/A | #N/A | #N/A | #N/A | #N/A | #N/A | #N/A | #N/A | #N/A | #N/A
TRUE | VIC | MTS66U | Malvern (United Energy) 66 kV | United Energy | Summer | Non-coincident | 2028 | POE50 | 19.602 | 196.5938 | VIC Malvern (United Energy) 66 kV |  |  | FALSE | #N/A | #N/A | #N/A | #N/A | #N/A | #N/A | #N/A | #N/A | #N/A | #N/A
TRUE | VIC | MTS66U | Malvern (United Energy) 66 kV | United Energy | Summer | Coincident_unreconciled | 2029 | POE50 | -13.0225 | NA | VIC Malvern (United Energy) 66 kV |  |  | FALSE | #N/A | #N/A | #N/A | #N/A | #N/A | #N/A | #N/A | #N/A | #N/A | #N/A
TRUE | VIC | MTS66U | Malvern (United Energy) 66 kV | United Energy | Summer | Coincident_unreconciled | 2029 | POE90 | -14.2566 | NA | VIC Malvern (United Energy) 66 kV |  |  | FALSE | #N/A | #N/A | #N/A | #N/A | #N/A | #N/A | #N/A | #N/A | #N/A | #N/A
TRUE | VIC | MTS66U | Malvern (United Energy) 66 kV | United Energy | Summer | Non-coincident | 2029 | POE90 | 19.406 | NA | VIC Malvern (United Energy) 66 kV |  |  | FALSE | #N/A | #N/A | #N/A | #N/A | #N/A | #N/A | #N/A | #N/A | #N/A | #N/A
TRUE | VIC | MTS66U | Malvern (United Energy) 66 kV | United Energy | Summer | Non-coincident | 2029 | POE50 | 19.406 | 196.5502 | VIC Malvern (United Energy) 66 kV |  |  | FALSE | #N/A | #N/A | #N/A | #N/A | #N/A | #N/A | #N/A | #N/A | #N/A | #N/A
TRUE | VIC | MTS66U | Malvern (United Energy) 66 kV | United Energy | Summer | Coincident_unreconciled | 2030 | POE50 | -19.6452 | NA | VIC Malvern (United Energy) 66 kV |  |  | FALSE | #N/A | #N/A | #N/A | #N/A | #N/A | #N/A | #N/A | #N/A | #N/A | #N/A
TRUE | VIC | MTS66U | Malvern (United Energy) 66 kV | United Energy | Summer | Coincident_unreconciled | 2030 | POE90 | -20.8838 | NA | VIC Malvern (United Energy) 66 kV |  |  | FALSE | #N/A | #N/A | #N/A | #N/A | #N/A | #N/A | #N/A | #N/A | #N/A | #N/A
TRUE | VIC | MTS66U | Malvern (United Energy) 66 kV | United Energy | Summer | Non-coincident | 2030 | POE90 | 19.2119 | NA | VIC Malvern (United Energy) 66 kV |  |  | FALSE | #N/A | #N/A | #N/A | #N/A | #N/A | #N/A | #N/A | #N/A | #N/A | #N/A
TRUE | VIC | MTS66U | Malvern (United Energy) 66 kV | United Energy | Summer | Non-coincident | 2030 | POE50 | 19.2119 | 196.7149 | VIC Malvern (United Energy) 66 kV |  |  | FALSE | #N/A | #N/A | #N/A | #N/A | #N/A | #N/A | #N/A | #N/A | #N/A | #N/A
TRUE | VIC | MTS66U | Malvern (United Energy) 66 kV | United Energy | Summer | Coincident_unreconciled | 2031 | POE50 | -26.2048 | NA | VIC Malvern (United Energy) 66 kV |  |  | FALSE | #N/A | #N/A | #N/A | #N/A | #N/A | #N/A | #N/A | #N/A | #N/A | #N/A
TRUE | VIC | MTS66U | Malvern (United Energy) 66 kV | United Energy | Summer | Coincident_unreconciled | 2031 | POE90 | -27.4478 | NA | VIC Malvern (United Energy) 66 kV |  |  | FALSE | #N/A | #N/A | #N/A | #N/A | #N/A | #N/A | #N/A | #N/A | #N/A | #N/A
TRUE | VIC | MTS66U | Malvern (United Energy) 66 kV | United Energy | Summer | Non-coincident | 2031 | POE90 | 19.0198 | NA | VIC Malvern (United Energy) 66 kV |  |  | FALSE | #N/A | #N/A | #N/A | #N/A | #N/A | #N/A | #N/A | #N/A | #N/A | #N/A
TRUE | VIC | MTS66U | Malvern (United Energy) 66 kV | United Energy | Summer | Non-coincident | 2031 | POE50 | 19.0198 | 196.9638 | VIC Malvern (United Energy) 66 kV |  |  | FALSE | #N/A | #N/A | #N/A | #N/A | #N/A | #N/A | #N/A | #N/A | #N/A | #N/A
TRUE | VIC | MTS66U | Malvern (United Energy) 66 kV | United Energy | Summer | Coincident_unreconciled | 2032 | POE50 | -31.4167 | NA | VIC Malvern (United Energy) 66 kV |  |  | FALSE | #N/A | #N/A | #N/A | #N/A | #N/A | #N/A | #N/A | #N/A | #N/A | #N/A
TRUE | VIC | MTS66U | Malvern (United Energy) 66 kV | United Energy | Summer | Coincident_unreconciled | 2032 | POE90 | -32.6641 | NA | VIC Malvern (United Energy) 66 kV |  |  | FALSE | #N/A | #N/A | #N/A | #N/A | #N/A | #N/A | #N/A | #N/A | #N/A | #N/A
TRUE | VIC | MTS66U | Malvern (United Energy) 66 kV | United Energy | Summer | Non-coincident | 2032 | POE90 | 18.8296 | NA | VIC Malvern (United Energy) 66 kV |  |  | FALSE | #N/A | #N/A | #N/A | #N/A | #N/A | #N/A | #N/A | #N/A | #N/A | #N/A
TRUE | VIC | MTS66U | Malvern (United Energy) 66 kV | United Energy | Summer | Non-coincident | 2032 | POE50 | 18.8296 | 197.4776 | VIC Malvern (United Energy) 66 kV |  |  | FALSE | #N/A | #N/A | #N/A | #N/A | #N/A | #N/A | #N/A | #N/A | #N/A | #N/A
TRUE | VIC | MTS66U | Malvern (United Energy) 66 kV | United Energy | Summer | Coincident_unreconciled | 2033 | POE50 | -35.5486 | NA | VIC Malvern (United Energy) 66 kV |  |  | FALSE | #N/A | #N/A | #N/A | #N/A | #N/A | #N/A | #N/A | #N/A | #N/A | #N/A
TRUE | VIC | MTS66U | Malvern (United Energy) 66 kV | United Energy | Summer | Coincident_unreconciled | 2033 | POE90 | -36.8005 | NA | VIC Malvern (United Energy) 66 kV |  |  | FALSE | #N/A | #N/A | #N/A | #N/A | #N/A | #N/A | #N/A | #N/A | #N/A | #N/A
TRUE | VIC | MTS66U | Malvern (United Energy) 66 kV | United Energy | Summer | Non-coincident | 2033 | POE90 | 18.6413 | NA | VIC Malvern (United Energy) 66 kV |  |  | FALSE | #N/A | #N/A | #N/A | #N/A | #N/A | #N/A | #N/A | #N/A | #N/A | #N/A
TRUE | VIC | MTS66U | Malvern (United Energy) 66 kV | United Energy | Summer | Non-coincident | 2033 | POE50 | 18.6413 | 198.2025 | VIC Malvern (United Energy) 66 kV |  |  | FALSE | #N/A | #N/A | #N/A | #N/A | #N/A | #N/A | #N/A | #N/A | #N/A | #N/A
TRUE | VIC | MTS66U | Malvern (United Energy) 66 kV | United Energy | Summer | Coincident_unreconciled | 2034 | POE50 | -39.499 | NA | VIC Malvern (United Energy) 66 kV |  |  | FALSE | #N/A | #N/A | #N/A | #N/A | #N/A | #N/A | #N/A | #N/A | #N/A | #N/A
TRUE | VIC | MTS66U | Malvern (United Energy) 66 kV | United Energy | Summer | Coincident_unreconciled | 2034 | POE90 | -40.7552 | NA | VIC Malvern (United Energy) 66 kV |  |  | FALSE | #N/A | #N/A | #N/A | #N/A | #N/A | #N/A | #N/A | #N/A | #N/A | #N/A
TRUE | VIC | MTS66U | Malvern (United Energy) 66 kV | United Energy | Summer | Non-coincident | 2034 | POE90 | 18.4549 | NA | VIC Malvern (United Energy) 66 kV |  |  | FALSE | #N/A | #N/A | #N/A | #N/A | #N/A | #N/A | #N/A | #N/A | #N/A | #N/A
TRUE | VIC | MTS66U | Malvern (United Energy) 66 kV | United Energy | Summer | Non-coincident | 2034 | POE50 | 18.4549 | 198.9636 | VIC Malvern (United Energy) 66 kV |  |  | FALSE | #N/A | #N/A | #N/A | #N/A | #N/A | #N/A | #N/A | #N/A | #N/A | #N/A
TRUE | VIC | MTS66U | Malvern (United Energy) 66 kV | United Energy | Summer | Coincident_unreconciled | 2035 | POE50 | -43.7227 | NA | VIC Malvern (United Energy) 66 kV |  |  | FALSE | #N/A | #N/A | #N/A | #N/A | #N/A | #N/A | #N/A | #N/A | #N/A | #N/A
TRUE | VIC | MTS66U | Malvern (United Energy) 66 kV | United Energy | Summer | Coincident_unreconciled | 2035 | POE90 | -44.9833 | NA | VIC Malvern (United Energy) 66 kV |  |  | FALSE | #N/A | #N/A | #N/A | #N/A | #N/A | #N/A | #N/A | #N/A | #N/A | #N/A
TRUE | VIC | MTS66U | Malvern (United Energy) 66 kV | United Energy | Summer | Non-coincident | 2035 | POE90 | 18.2703 | NA | VIC Malvern (United Energy) 66 kV |  |  | FALSE | #N/A | #N/A | #N/A | #N/A | #N/A | #N/A | #N/A | #N/A | #N/A | #N/A
TRUE | VIC | MTS66U | Malvern (United Energy) 66 kV | United Energy | Summer | Non-coincident | 2035 | POE50 | 18.2703 | 199.6822 | VIC Malvern (United Energy) 66 kV |  |  | FALSE | #N/A | #N/A | #N/A | #N/A | #N/A | #N/A | #N/A | #N/A | #N/A | #N/A
TRUE | VIC | MTS66U | Malvern (United Energy) 66 kV | United Energy | Summer | Non-coincident | 2025 | BASEYEARPOE10 | NA | 215.7754 | VIC Malvern (United Energy) 66 kV |  |  | FALSE | #N/A | #N/A | #N/A | #N/A | #N/A | #N/A | #N/A | #N/A | #N/A | #N/A
TRUE | VIC | MTS66U | Malvern (United Energy) 66 kV | United Energy | Summer | Coincident | 2026 | POE10 | NA | 204.9287 | VIC Malvern (United Energy) 66 kV |  |  | FALSE | #N/A | #N/A | #N/A | #N/A | #N/A | #N/A | #N/A | #N/A | #N/A | #N/A
TRUE | VIC | MTS66U | Malvern (United Energy) 66 kV | United Energy | Summer | Coincident | 2026 | POE50 | NA | 182.5681 | VIC Malvern (United Energy) 66 kV |  |  | FALSE | #N/A | #N/A | #N/A | #N/A | #N/A | #N/A | #N/A | #N/A | #N/A | #N/A
TRUE | VIC | MTS66U | Malvern (United Energy) 66 kV | United Energy | Summer | Non-coincident | 2026 | POE10 | NA | 223.6802 | VIC Malvern (United Energy) 66 kV |  |  | FALSE | #N/A | #N/A | #N/A | #N/A | #N/A | #N/A | #N/A | #N/A | #N/A | #N/A
TRUE | VIC | MTS66U | Malvern (United Energy) 66 kV | United Energy | Summer | Coincident | 2027 | POE10 | NA | 202.7511 | VIC Malvern (United Energy) 66 kV |  |  | FALSE | #N/A | #N/A | #N/A | #N/A | #N/A | #N/A | #N/A | #N/A | #N/A | #N/A
TRUE | VIC | MTS66U | Malvern (United Energy) 66 kV | United Energy | Summer | Coincident | 2027 | POE50 | NA | 179.7463 | VIC Malvern (United Energy) 66 kV |  |  | FALSE | #N/A | #N/A | #N/A | #N/A | #N/A | #N/A | #N/A | #N/A | #N/A | #N/A
TRUE | VIC | MTS66U | Malvern (United Energy) 66 kV | United Energy | Summer | Non-coincident | 2027 | POE10 | NA | 227.2884 | VIC Malvern (United Energy) 66 kV |  |  | FALSE | #N/A | #N/A | #N/A | #N/A | #N/A | #N/A | #N/A | #N/A | #N/A | #N/A
TRUE | VIC | MTS66U | Malvern (United Energy) 66 kV | United Energy | Summer | Coincident | 2028 | POE10 | NA | 197.7845 | VIC Malvern (United Energy) 66 kV |  |  | FALSE | #N/A | #N/A | #N/A | #N/A | #N/A | #N/A | #N/A | #N/A | #N/A | #N/A
TRUE | VIC | MTS66U | Malvern (United Energy) 66 kV | United Energy | Summer | Coincident | 2028 | POE50 | NA | 173.921 | VIC Malvern (United Energy) 66 kV |  |  | FALSE | #N/A | #N/A | #N/A | #N/A | #N/A | #N/A | #N/A | #N/A | #N/A | #N/A
TRUE | VIC | MTS66U | Malvern (United Energy) 66 kV | United Energy | Summer | Non-coincident | 2028 | POE10 | NA | 227.1737 | VIC Malvern (United Energy) 66 kV |  |  | FALSE | #N/A | #N/A | #N/A | #N/A | #N/A | #N/A | #N/A | #N/A | #N/A | #N/A
TRUE | VIC | MTS66U | Malvern (United Energy) 66 kV | United Energy | Summer | Coincident | 2029 | POE10 | NA | 194.3123 | VIC Malvern (United Energy) 66 kV |  |  | FALSE | #N/A | #N/A | #N/A | #N/A | #N/A | #N/A | #N/A | #N/A | #N/A | #N/A
TRUE | VIC | MTS66U | Malvern (United Energy) 66 kV | United Energy | Summer | Coincident | 2029 | POE50 | NA | 170.8871 | VIC Malvern (United Energy) 66 kV |  |  | FALSE | #N/A | #N/A | #N/A | #N/A | #N/A | #N/A | #N/A | #N/A | #N/A | #N/A
TRUE | VIC | MTS66U | Malvern (United Energy) 66 kV | United Energy | Summer | Non-coincident | 2029 | POE10 | NA | 227.2401 | VIC Malvern (United Energy) 66 kV |  |  | FALSE | #N/A | #N/A | #N/A | #N/A | #N/A | #N/A | #N/A | #N/A | #N/A | #N/A
TRUE | VIC | MTS66U | Malvern (United Energy) 66 kV | United Energy | Summer | Coincident | 2030 | POE10 | NA | 191.6861 | VIC Malvern (United Energy) 66 kV |  |  | FALSE | #N/A | #N/A | #N/A | #N/A | #N/A | #N/A | #N/A | #N/A | #N/A | #N/A
TRUE | VIC | MTS66U | Malvern (United Energy) 66 kV | United Energy | Summer | Coincident | 2030 | POE50 | NA | 167.9903 | VIC Malvern (United Energy) 66 kV |  |  | FALSE | #N/A | #N/A | #N/A | #N/A | #N/A | #N/A | #N/A | #N/A | #N/A | #N/A
TRUE | VIC | MTS66U | Malvern (United Energy) 66 kV | United Energy | Summer | Non-coincident | 2030 | POE10 | NA | 227.5151 | VIC Malvern (United Energy) 66 kV |  |  | FALSE | #N/A | #N/A | #N/A | #N/A | #N/A | #N/A | #N/A | #N/A | #N/A | #N/A
TRUE | VIC | MTS66U | Malvern (United Energy) 66 kV | United Energy | Summer | Coincident | 2031 | POE10 | NA | 187.1185 | VIC Malvern (United Energy) 66 kV |  |  | FALSE | #N/A | #N/A | #N/A | #N/A | #N/A | #N/A | #N/A | #N/A | #N/A | #N/A
TRUE | VIC | MTS66U | Malvern (United Energy) 66 kV | United Energy | Summer | Coincident | 2031 | POE50 | NA | 164.7303 | VIC Malvern (United Energy) 66 kV |  |  | FALSE | #N/A | #N/A | #N/A | #N/A | #N/A | #N/A | #N/A | #N/A | #N/A | #N/A
TRUE | VIC | MTS66U | Malvern (United Energy) 66 kV | United Energy | Summer | Non-coincident | 2031 | POE10 | NA | 227.8743 | VIC Malvern (United Energy) 66 kV |  |  | FALSE | #N/A | #N/A | #N/A | #N/A | #N/A | #N/A | #N/A | #N/A | #N/A | #N/A
TRUE | VIC | MTS66U | Malvern (United Energy) 66 kV | United Energy | Summer | Coincident | 2032 | POE10 | NA | 182.0265 | VIC Malvern (United Energy) 66 kV |  |  | FALSE | #N/A | #N/A | #N/A | #N/A | #N/A | #N/A | #N/A | #N/A | #N/A | #N/A
TRUE | VIC | MTS66U | Malvern (United Energy) 66 kV | United Energy | Summer | Coincident | 2032 | POE50 | NA | 159.901 | VIC Malvern (United Energy) 66 kV |  |  | FALSE | #N/A | #N/A | #N/A | #N/A | #N/A | #N/A | #N/A | #N/A | #N/A | #N/A
TRUE | VIC | MTS66U | Malvern (United Energy) 66 kV | United Energy | Summer | Non-coincident | 2032 | POE10 | NA | 228.4982 | VIC Malvern (United Energy) 66 kV |  |  | FALSE | #N/A | #N/A | #N/A | #N/A | #N/A | #N/A | #N/A | #N/A | #N/A | #N/A
TRUE | VIC | MTS66U | Malvern (United Energy) 66 kV | United Energy | Summer | Coincident | 2033 | POE10 | NA | 178.4129 | VIC Malvern (United Energy) 66 kV |  |  | FALSE | #N/A | #N/A | #N/A | #N/A | #N/A | #N/A | #N/A | #N/A | #N/A | #N/A
TRUE | VIC | MTS66U | Malvern (United Energy) 66 kV | United Energy | Summer | Coincident | 2033 | POE50 | NA | 155.2628 | VIC Malvern (United Energy) 66 kV |  |  | FALSE | #N/A | #N/A | #N/A | #N/A | #N/A | #N/A | #N/A | #N/A | #N/A | #N/A
TRUE | VIC | MTS66U | Malvern (United Energy) 66 kV | United Energy | Summer | Non-coincident | 2033 | POE10 | NA | 229.333 | VIC Malvern (United Energy) 66 kV |  |  | FALSE | #N/A | #N/A | #N/A | #N/A | #N/A | #N/A | #N/A | #N/A | #N/A | #N/A
TRUE | VIC | MTS66U | Malvern (United Energy) 66 kV | United Energy | Summer | Coincident | 2034 | POE10 | NA | 177.2313 | VIC Malvern (United Energy) 66 kV |  |  | FALSE | #N/A | #N/A | #N/A | #N/A | #N/A | #N/A | #N/A | #N/A | #N/A | #N/A
TRUE | VIC | MTS66U | Malvern (United Energy) 66 kV | United Energy | Summer | Coincident | 2034 | POE50 | NA | 154.3916 | VIC Malvern (United Energy) 66 kV |  |  | FALSE | #N/A | #N/A | #N/A | #N/A | #N/A | #N/A | #N/A | #N/A | #N/A | #N/A
TRUE | VIC | MTS66U | Malvern (United Energy) 66 kV | United Energy | Summer | Non-coincident | 2034 | POE10 | NA | 230.2039 | VIC Malvern (United Energy) 66 kV |  |  | FALSE | #N/A | #N/A | #N/A | #N/A | #N/A | #N/A | #N/A | #N/A | #N/A | #N/A
TRUE | VIC | MTS66U | Malvern (United Energy) 66 kV | United Energy | Summer | Coincident | 2035 | POE10 | NA | 176.7748 | VIC Malvern (United Energy) 66 kV |  |  | FALSE | #N/A | #N/A | #N/A | #N/A | #N/A | #N/A | #N/A | #N/A | #N/A | #N/A
TRUE | VIC | MTS66U | Malvern (United Energy) 66 kV | United Energy | Summer | Coincident | 2035 | POE50 | NA | 154.0104 | VIC Malvern (United Energy) 66 kV |  |  | FALSE | #N/A | #N/A | #N/A | #N/A | #N/A | #N/A | #N/A | #N/A | #N/A | #N/A
TRUE | VIC | MTS66U | Malvern (United Energy) 66 kV | United Energy | Summer | Non-coincident | 2035 | POE10 | NA | 231.0325 | VIC Malvern (United Energy) 66 kV |  |  | FALSE | #N/A | #N/A | #N/A | #N/A | #N/A | #N/A | #N/A | #N/A | #N/A | #N/A
TRUE | VIC | MTS66U | Malvern (United Energy) 66 kV | United Energy | Winter | Coincident | 2018 | ACTUAL_OPG | NA | 113.3379 | VIC Malvern (United Energy) 66 kV |  |  | FALSE | #N/A | #N/A | #N/A | #N/A | #N/A | #N/A | #N/A | #N/A | #N/A | #N/A
TRUE | VIC | MTS66U | Malvern (United Energy) 66 kV | United Energy | Winter | Coincident | 2018 | ACTUAL_RAW | NA | 113.3379 | VIC Malvern (United Energy) 66 kV |  |  | FALSE | #N/A | #N/A | #N/A | #N/A | #N/A | #N/A | #N/A | #N/A | #N/A | #N/A
TRUE | VIC | MTS66U | Malvern (United Energy) 66 kV | United Energy | Winter | Non-coincident | 2018 | ACTUAL_RAW | NA | 120.4027 | VIC Malvern (United Energy) 66 kV |  |  | FALSE | #N/A | #N/A | #N/A | #N/A | #N/A | #N/A | #N/A | #N/A | #N/A | #N/A
TRUE | VIC | MTS66U | Malvern (United Energy) 66 kV | United Energy | Winter | Non-coincident | 2018 | ACTUAL_OPG | NA | 120.4027 | VIC Malvern (United Energy) 66 kV |  |  | FALSE | #N/A | #N/A | #N/A | #N/A | #N/A | #N/A | #N/A | #N/A | #N/A | #N/A
TRUE | VIC | MTS66U | Malvern (United Energy) 66 kV | United Energy | Winter | Non-coincident | 2018 | ACTUAL_ADJUSTEDOPG | NA | 120.4027 | VIC Malvern (United Energy) 66 kV |  |  | FALSE | #N/A | #N/A | #N/A | #N/A | #N/A | #N/A | #N/A | #N/A | #N/A | #N/A
TRUE | VIC | MTS66U | Malvern (United Energy) 66 kV | United Energy | Winter | Coincident | 2019 | ACTUAL_OPG | NA | 126.6954 | VIC Malvern (United Energy) 66 kV |  |  | FALSE | #N/A | #N/A | #N/A | #N/A | #N/A | #N/A | #N/A | #N/A | #N/A | #N/A
TRUE | VIC | MTS66U | Malvern (United Energy) 66 kV | United Energy | Winter | Coincident | 2019 | ACTUAL_RAW | NA | 126.6954 | VIC Malvern (United Energy) 66 kV |  |  | FALSE | #N/A | #N/A | #N/A | #N/A | #N/A | #N/A | #N/A | #N/A | #N/A | #N/A
TRUE | VIC | MTS66U | Malvern (United Energy) 66 kV | United Energy | Winter | Non-coincident | 2019 | ACTUAL_RAW | NA | 130.5242 | VIC Malvern (United Energy) 66 kV |  |  | FALSE | #N/A | #N/A | #N/A | #N/A | #N/A | #N/A | #N/A | #N/A | #N/A | #N/A
TRUE | VIC | MTS66U | Malvern (United Energy) 66 kV | United Energy | Winter | Non-coincident | 2019 | ACTUAL_OPG | NA | 130.5242 | VIC Malvern (United Energy) 66 kV |  |  | FALSE | #N/A | #N/A | #N/A | #N/A | #N/A | #N/A | #N/A | #N/A | #N/A | #N/A
TRUE | VIC | MTS66U | Malvern (United Energy) 66 kV | United Energy | Winter | Non-coincident | 2019 | ACTUAL_ADJUSTEDOPG | NA | 130.5242 | VIC Malvern (United Energy) 66 kV |  |  | FALSE | #N/A | #N/A | #N/A | #N/A | #N/A | #N/A | #N/A | #N/A | #N/A | #N/A
TRUE | VIC | MTS66U | Malvern (United Energy) 66 kV | United Energy | Winter | Coincident | 2020 | ACTUAL_OPG | NA | 135.819 | VIC Malvern (United Energy) 66 kV |  |  | FALSE | #N/A | #N/A | #N/A | #N/A | #N/A | #N/A | #N/A | #N/A | #N/A | #N/A
TRUE | VIC | MTS66U | Malvern (United Energy) 66 kV | United Energy | Winter | Coincident | 2020 | ACTUAL_RAW | NA | 135.819 | VIC Malvern (United Energy) 66 kV |  |  | FALSE | #N/A | #N/A | #N/A | #N/A | #N/A | #N/A | #N/A | #N/A | #N/A | #N/A
TRUE | VIC | MTS66U | Malvern (United Energy) 66 kV | United Energy | Winter | Non-coincident | 2020 | ACTUAL_RAW | NA | 135.819 | VIC Malvern (United Energy) 66 kV |  |  | FALSE | #N/A | #N/A | #N/A | #N/A | #N/A | #N/A | #N/A | #N/A | #N/A | #N/A
TRUE | VIC | MTS66U | Malvern (United Energy) 66 kV | United Energy | Winter | Non-coincident | 2020 | ACTUAL_OPG | NA | 135.819 | VIC Malvern (United Energy) 66 kV |  |  | FALSE | #N/A | #N/A | #N/A | #N/A | #N/A | #N/A | #N/A | #N/A | #N/A | #N/A
TRUE | VIC | MTS66U | Malvern (United Energy) 66 kV | United Energy | Winter | Non-coincident | 2020 | ACTUAL_ADJUSTEDOPG | NA | 135.819 | VIC Malvern (United Energy) 66 kV |  |  | FALSE | #N/A | #N/A | #N/A | #N/A | #N/A | #N/A | #N/A | #N/A | #N/A | #N/A
TRUE | VIC | MTS66U | Malvern (United Energy) 66 kV | United Energy | Winter | Coincident | 2021 | ACTUAL_OPG | NA | 127.4198 | VIC Malvern (United Energy) 66 kV |  |  | FALSE | #N/A | #N/A | #N/A | #N/A | #N/A | #N/A | #N/A | #N/A | #N/A | #N/A
TRUE | VIC | MTS66U | Malvern (United Energy) 66 kV | United Energy | Winter | Coincident | 2021 | ACTUAL_RAW | NA | 127.4198 | VIC Malvern (United Energy) 66 kV |  |  | FALSE | #N/A | #N/A | #N/A | #N/A | #N/A | #N/A | #N/A | #N/A | #N/A | #N/A
TRUE | VIC | MTS66U | Malvern (United Energy) 66 kV | United Energy | Winter | Non-coincident | 2021 | ACTUAL_RAW | NA | 130.2995 | VIC Malvern (United Energy) 66 kV |  |  | FALSE | #N/A | #N/A | #N/A | #N/A | #N/A | #N/A | #N/A | #N/A | #N/A | #N/A
TRUE | VIC | MTS66U | Malvern (United Energy) 66 kV | United Energy | Winter | Non-coincident | 2021 | ACTUAL_OPG | NA | 130.2995 | VIC Malvern (United Energy) 66 kV |  |  | FALSE | #N/A | #N/A | #N/A | #N/A | #N/A | #N/A | #N/A | #N/A | #N/A | #N/A
TRUE | VIC | MTS66U | Malvern (United Energy) 66 kV | United Energy | Winter | Non-coincident | 2021 | ACTUAL_ADJUSTEDOPG | NA | 130.2995 | VIC Malvern (United Energy) 66 kV |  |  | FALSE | #N/A | #N/A | #N/A | #N/A | #N/A | #N/A | #N/A | #N/A | #N/A | #N/A
TRUE | VIC | MTS66U | Malvern (United Energy) 66 kV | United Energy | Winter | Coincident | 2022 | ACTUAL_OPG | NA | 119.8418 | VIC Malvern (United Energy) 66 kV |  |  | FALSE | #N/A | #N/A | #N/A | #N/A | #N/A | #N/A | #N/A | #N/A | #N/A | #N/A
TRUE | VIC | MTS66U | Malvern (United Energy) 66 kV | United Energy | Winter | Coincident | 2022 | ACTUAL_RAW | NA | 119.8418 | VIC Malvern (United Energy) 66 kV |  |  | FALSE | #N/A | #N/A | #N/A | #N/A | #N/A | #N/A | #N/A | #N/A | #N/A | #N/A
TRUE | VIC | MTS66U | Malvern (United Energy) 66 kV | United Energy | Winter | Non-coincident | 2022 | ACTUAL_RAW | NA | 122.2311 | VIC Malvern (United Energy) 66 kV |  |  | FALSE | #N/A | #N/A | #N/A | #N/A | #N/A | #N/A | #N/A | #N/A | #N/A | #N/A
TRUE | VIC | MTS66U | Malvern (United Energy) 66 kV | United Energy | Winter | Non-coincident | 2022 | ACTUAL_OPG | NA | 122.2311 | VIC Malvern (United Energy) 66 kV |  |  | FALSE | #N/A | #N/A | #N/A | #N/A | #N/A | #N/A | #N/A | #N/A | #N/A | #N/A
TRUE | VIC | MTS66U | Malvern (United Energy) 66 kV | United Energy | Winter | Non-coincident | 2022 | ACTUAL_ADJUSTEDOPG | NA | 122.2311 | VIC Malvern (United Energy) 66 kV |  |  | FALSE | #N/A | #N/A | #N/A | #N/A | #N/A | #N/A | #N/A | #N/A | #N/A | #N/A
TRUE | VIC | MTS66U | Malvern (United Energy) 66 kV | United Energy | Winter | Coincident | 2023 | ACTUAL_OPG | NA | 118.7003 | VIC Malvern (United Energy) 66 kV |  |  | FALSE | #N/A | #N/A | #N/A | #N/A | #N/A | #N/A | #N/A | #N/A | #N/A | #N/A
TRUE | VIC | MTS66U | Malvern (United Energy) 66 kV | United Energy | Winter | Coincident | 2023 | ACTUAL_RAW | NA | 118.7003 | VIC Malvern (United Energy) 66 kV |  |  | FALSE | #N/A | #N/A | #N/A | #N/A | #N/A | #N/A | #N/A | #N/A | #N/A | #N/A
TRUE | VIC | MTS66U | Malvern (United Energy) 66 kV | United Energy | Winter | Non-coincident | 2023 | ACTUAL_RAW | NA | 127.5459 | VIC Malvern (United Energy) 66 kV |  |  | FALSE | #N/A | #N/A | #N/A | #N/A | #N/A | #N/A | #N/A | #N/A | #N/A | #N/A
TRUE | VIC | MTS66U | Malvern (United Energy) 66 kV | United Energy | Winter | Non-coincident | 2023 | ACTUAL_OPG | NA | 127.5459 | VIC Malvern (United Energy) 66 kV |  |  | FALSE | #N/A | #N/A | #N/A | #N/A | #N/A | #N/A | #N/A | #N/A | #N/A | #N/A
TRUE | VIC | MTS66U | Malvern (United Energy) 66 kV | United Energy | Winter | Non-coincident | 2023 | ACTUAL_ADJUSTEDOPG | NA | 127.5459 | VIC Malvern (United Energy) 66 kV |  |  | FALSE | #N/A | #N/A | #N/A | #N/A | #N/A | #N/A | #N/A | #N/A | #N/A | #N/A
TRUE | VIC | MTS66U | Malvern (United Energy) 66 kV | United Energy | Winter | Coincident | 2024 | ACTUAL_OPG | NA | 131.4268 | VIC Malvern (United Energy) 66 kV |  |  | FALSE | #N/A | #N/A | #N/A | #N/A | #N/A | #N/A | #N/A | #N/A | #N/A | #N/A
TRUE | VIC | MTS66U | Malvern (United Energy) 66 kV | United Energy | Winter | Coincident | 2024 | ACTUAL_RAW | NA | 131.4268 | VIC Malvern (United Energy) 66 kV |  |  | FALSE | #N/A | #N/A | #N/A | #N/A | #N/A | #N/A | #N/A | #N/A | #N/A | #N/A
TRUE | VIC | MTS66U | Malvern (United Energy) 66 kV | United Energy | Winter | Non-coincident | 2024 | ACTUAL_RAW | NA | 133.0291 | VIC Malvern (United Energy) 66 kV |  |  | FALSE | #N/A | #N/A | #N/A | #N/A | #N/A | #N/A | #N/A | #N/A | #N/A | #N/A
TRUE | VIC | MTS66U | Malvern (United Energy) 66 kV | United Energy | Winter | Non-coincident | 2024 | ACTUAL_OPG | NA | 133.0291 | VIC Malvern (United Energy) 66 kV |  |  | FALSE | #N/A | #N/A | #N/A | #N/A | #N/A | #N/A | #N/A | #N/A | #N/A | #N/A
TRUE | VIC | MTS66U | Malvern (United Energy) 66 kV | United Energy | Winter | Non-coincident | 2024 | ACTUAL_ADJUSTEDOPG | NA | 133.0291 | VIC Malvern (United Energy) 66 kV |  |  | FALSE | #N/A | #N/A | #N/A | #N/A | #N/A | #N/A | #N/A | #N/A | #N/A | #N/A
TRUE | VIC | MTS66U | Malvern (United Energy) 66 kV | United Energy | Winter | Coincident | 2025 | POE10 | NA | 128.1728 | VIC Malvern (United Energy) 66 kV |  |  | FALSE | #N/A | #N/A | #N/A | #N/A | #N/A | #N/A | #N/A | #N/A | #N/A | #N/A
TRUE | VIC | MTS66U | Malvern (United Energy) 66 kV | United Energy | Winter | Coincident | 2025 | POE50 | NA | 126.6243 | VIC Malvern (United Energy) 66 kV |  |  | FALSE | #N/A | #N/A | #N/A | #N/A | #N/A | #N/A | #N/A | #N/A | #N/A | #N/A
TRUE | VIC | MTS66U | Malvern (United Energy) 66 kV | United Energy | Winter | Non-coincident | 2025 | ACTUAL_RAW | NA | 138.967 | VIC Malvern (United Energy) 66 kV |  |  | FALSE | #N/A | #N/A | #N/A | #N/A | #N/A | #N/A | #N/A | #N/A | #N/A | #N/A
TRUE | VIC | MTS66U | Malvern (United Energy) 66 kV | United Energy | Winter | Non-coincident | 2025 | ACTUAL_ADJUSTEDOPG | NA | 138.967 | VIC Malvern (United Energy) 66 kV |  |  | FALSE | #N/A | #N/A | #N/A | #N/A | #N/A | #N/A | #N/A | #N/A | #N/A | #N/A
TRUE | VIC | MTS66U | Malvern (United Energy) 66 kV | United Energy | Winter | Non-coincident | 2025 | BASEYEARPOE50 | NA | 135.6108 | VIC Malvern (United Energy) 66 kV |  |  | FALSE | #N/A | #N/A | #N/A | #N/A | #N/A | #N/A | #N/A | #N/A | #N/A | #N/A
TRUE | VIC | MTS66U | Malvern (United Energy) 66 kV | United Energy | Winter | Non-coincident | 2025 | BASEYEARPOE10 | NA | 138.4436 | VIC Malvern (United Energy) 66 kV |  |  | FALSE | #N/A | #N/A | #N/A | #N/A | #N/A | #N/A | #N/A | #N/A | #N/A | #N/A
TRUE | VIC | MTS66U | Malvern (United Energy) 66 kV | United Energy | Winter | Non-coincident | 2025 | POE10 | NA | 138.6187 | VIC Malvern (United Energy) 66 kV |  |  | FALSE | #N/A | #N/A | #N/A | #N/A | #N/A | #N/A | #N/A | #N/A | #N/A | #N/A
TRUE | VIC | MTS66U | Malvern (United Energy) 66 kV | United Energy | Winter | Non-coincident | 2025 | POE50 | NA | 135.778 | VIC Malvern (United Energy) 66 kV |  |  | FALSE | #N/A | #N/A | #N/A | #N/A | #N/A | #N/A | #N/A | #N/A | #N/A | #N/A
TRUE | VIC | MTS66U | Malvern (United Energy) 66 kV | United Energy | Winter | Coincident | 2026 | POE10 | NA | 127.0562 | VIC Malvern (United Energy) 66 kV |  |  | FALSE | #N/A | #N/A | #N/A | #N/A | #N/A | #N/A | #N/A | #N/A | #N/A | #N/A
TRUE | VIC | MTS66U | Malvern (United Energy) 66 kV | United Energy | Winter | Coincident | 2026 | POE50 | NA | 125.3495 | VIC Malvern (United Energy) 66 kV |  |  | FALSE | #N/A | #N/A | #N/A | #N/A | #N/A | #N/A | #N/A | #N/A | #N/A | #N/A
TRUE | VIC | MTS66U | Malvern (United Energy) 66 kV | United Energy | Winter | Non-coincident | 2026 | POE10 | NA | 142.6225 | VIC Malvern (United Energy) 66 kV |  |  | FALSE | #N/A | #N/A | #N/A | #N/A | #N/A | #N/A | #N/A | #N/A | #N/A | #N/A
TRUE | VIC | MTS66U | Malvern (United Energy) 66 kV | United Energy | Winter | Non-coincident | 2026 | POE50 | NA | 139.7699 | VIC Malvern (United Energy) 66 kV |  |  | FALSE | #N/A | #N/A | #N/A | #N/A | #N/A | #N/A | #N/A | #N/A | #N/A | #N/A
TRUE | VIC | MTS66U | Malvern (United Energy) 66 kV | United Energy | Winter | Coincident | 2027 | POE10 | NA | 126.3763 | VIC Malvern (United Energy) 66 kV |  |  | FALSE | #N/A | #N/A | #N/A | #N/A | #N/A | #N/A | #N/A | #N/A | #N/A | #N/A
TRUE | VIC | MTS66U | Malvern (United Energy) 66 kV | United Energy | Winter | Coincident | 2027 | POE50 | NA | 124.4306 | VIC Malvern (United Energy) 66 kV |  |  | FALSE | #N/A | #N/A | #N/A | #N/A | #N/A | #N/A | #N/A | #N/A | #N/A | #N/A
TRUE | VIC | MTS66U | Malvern (United Energy) 66 kV | United Energy | Winter | Non-coincident | 2027 | POE10 | NA | 147.2328 | VIC Malvern (United Energy) 66 kV |  |  | FALSE | #N/A | #N/A | #N/A | #N/A | #N/A | #N/A | #N/A | #N/A | #N/A | #N/A
TRUE | VIC | MTS66U | Malvern (United Energy) 66 kV | United Energy | Winter | Non-coincident | 2027 | POE50 | NA | 144.3699 | VIC Malvern (United Energy) 66 kV |  |  | FALSE | #N/A | #N/A | #N/A | #N/A | #N/A | #N/A | #N/A | #N/A | #N/A | #N/A
TRUE | VIC | MTS66U | Malvern (United Energy) 66 kV | United Energy | Winter | Coincident | 2028 | POE10 | NA | 124.6436 | VIC Malvern (United Energy) 66 kV |  |  | FALSE | #N/A | #N/A | #N/A | #N/A | #N/A | #N/A | #N/A | #N/A | #N/A | #N/A
TRUE | VIC | MTS66U | Malvern (United Energy) 66 kV | United Energy | Winter | Coincident | 2028 | POE50 | NA | 122.8268 | VIC Malvern (United Energy) 66 kV |  |  | FALSE | #N/A | #N/A | #N/A | #N/A | #N/A | #N/A | #N/A | #N/A | #N/A | #N/A
TRUE | VIC | MTS66U | Malvern (United Energy) 66 kV | United Energy | Winter | Non-coincident | 2028 | POE10 | NA | 148.0655 | VIC Malvern (United Energy) 66 kV |  |  | FALSE | #N/A | #N/A | #N/A | #N/A | #N/A | #N/A | #N/A | #N/A | #N/A | #N/A
TRUE | VIC | MTS66U | Malvern (United Energy) 66 kV | United Energy | Winter | Non-coincident | 2028 | POE50 | NA | 145.1923 | VIC Malvern (United Energy) 66 kV |  |  | FALSE | #N/A | #N/A | #N/A | #N/A | #N/A | #N/A | #N/A | #N/A | #N/A | #N/A
TRUE | VIC | MTS66U | Malvern (United Energy) 66 kV | United Energy | Winter | Coincident | 2029 | POE10 | NA | 123.9458 | VIC Malvern (United Energy) 66 kV |  |  | FALSE | #N/A | #N/A | #N/A | #N/A | #N/A | #N/A | #N/A | #N/A | #N/A | #N/A
TRUE | VIC | MTS66U | Malvern (United Energy) 66 kV | United Energy | Winter | Coincident | 2029 | POE50 | NA | 122.1885 | VIC Malvern (United Energy) 66 kV |  |  | FALSE | #N/A | #N/A | #N/A | #N/A | #N/A | #N/A | #N/A | #N/A | #N/A | #N/A
TRUE | VIC | MTS66U | Malvern (United Energy) 66 kV | United Energy | Winter | Non-coincident | 2029 | POE10 | NA | 149.0555 | VIC Malvern (United Energy) 66 kV |  |  | FALSE | #N/A | #N/A | #N/A | #N/A | #N/A | #N/A | #N/A | #N/A | #N/A | #N/A
TRUE | VIC | MTS66U | Malvern (United Energy) 66 kV | United Energy | Winter | Non-coincident | 2029 | POE50 | NA | 146.1719 | VIC Malvern (United Energy) 66 kV |  |  | FALSE | #N/A | #N/A | #N/A | #N/A | #N/A | #N/A | #N/A | #N/A | #N/A | #N/A
TRUE | VIC | MTS66U | Malvern (United Energy) 66 kV | United Energy | Winter | Coincident | 2030 | POE10 | NA | 123.0794 | VIC Malvern (United Energy) 66 kV |  |  | FALSE | #N/A | #N/A | #N/A | #N/A | #N/A | #N/A | #N/A | #N/A | #N/A | #N/A
TRUE | VIC | MTS66U | Malvern (United Energy) 66 kV | United Energy | Winter | Coincident | 2030 | POE50 | NA | 121.3156 | VIC Malvern (United Energy) 66 kV |  |  | FALSE | #N/A | #N/A | #N/A | #N/A | #N/A | #N/A | #N/A | #N/A | #N/A | #N/A
TRUE | VIC | MTS66U | Malvern (United Energy) 66 kV | United Energy | Winter | Non-coincident | 2030 | POE10 | NA | 150.0899 | VIC Malvern (United Energy) 66 kV |  |  | FALSE | #N/A | #N/A | #N/A | #N/A | #N/A | #N/A | #N/A | #N/A | #N/A | #N/A
TRUE | VIC | MTS66U | Malvern (United Energy) 66 kV | United Energy | Winter | Non-coincident | 2030 | POE50 | NA | 147.196 | VIC Malvern (United Energy) 66 kV |  |  | FALSE | #N/A | #N/A | #N/A | #N/A | #N/A | #N/A | #N/A | #N/A | #N/A | #N/A
TRUE | VIC | MTS66U | Malvern (United Energy) 66 kV | United Energy | Winter | Coincident | 2031 | POE10 | NA | 122.441 | VIC Malvern (United Energy) 66 kV |  |  | FALSE | #N/A | #N/A | #N/A | #N/A | #N/A | #N/A | #N/A | #N/A | #N/A | #N/A
TRUE | VIC | MTS66U | Malvern (United Energy) 66 kV | United Energy | Winter | Coincident | 2031 | POE50 | NA | 120.6989 | VIC Malvern (United Energy) 66 kV |  |  | FALSE | #N/A | #N/A | #N/A | #N/A | #N/A | #N/A | #N/A | #N/A | #N/A | #N/A
TRUE | VIC | MTS66U | Malvern (United Energy) 66 kV | United Energy | Winter | Non-coincident | 2031 | POE10 | NA | 151.1688 | VIC Malvern (United Energy) 66 kV |  |  | FALSE | #N/A | #N/A | #N/A | #N/A | #N/A | #N/A | #N/A | #N/A | #N/A | #N/A
TRUE | VIC | MTS66U | Malvern (United Energy) 66 kV | United Energy | Winter | Non-coincident | 2031 | POE50 | NA | 148.2645 | VIC Malvern (United Energy) 66 kV |  |  | FALSE | #N/A | #N/A | #N/A | #N/A | #N/A | #N/A | #N/A | #N/A | #N/A | #N/A
TRUE | VIC | MTS66U | Malvern (United Energy) 66 kV | United Energy | Winter | Coincident | 2032 | POE10 | NA | 120.8328 | VIC Malvern (United Energy) 66 kV |  |  | FALSE | #N/A | #N/A | #N/A | #N/A | #N/A | #N/A | #N/A | #N/A | #N/A | #N/A
TRUE | VIC | MTS66U | Malvern (United Energy) 66 kV | United Energy | Winter | Coincident | 2032 | POE50 | NA | 118.8972 | VIC Malvern (United Energy) 66 kV |  |  | FALSE | #N/A | #N/A | #N/A | #N/A | #N/A | #N/A | #N/A | #N/A | #N/A | #N/A
TRUE | VIC | MTS66U | Malvern (United Energy) 66 kV | United Energy | Winter | Non-coincident | 2032 | POE10 | NA | 152.3053 | VIC Malvern (United Energy) 66 kV |  |  | FALSE | #N/A | #N/A | #N/A | #N/A | #N/A | #N/A | #N/A | #N/A | #N/A | #N/A
TRUE | VIC | MTS66U | Malvern (United Energy) 66 kV | United Energy | Winter | Non-coincident | 2032 | POE50 | NA | 149.3907 | VIC Malvern (United Energy) 66 kV |  |  | FALSE | #N/A | #N/A | #N/A | #N/A | #N/A | #N/A | #N/A | #N/A | #N/A | #N/A
TRUE | VIC | MTS66U | Malvern (United Energy) 66 kV | United Energy | Winter | Coincident | 2033 | POE10 | NA | 118.7089 | VIC Malvern (United Energy) 66 kV |  |  | FALSE | #N/A | #N/A | #N/A | #N/A | #N/A | #N/A | #N/A | #N/A | #N/A | #N/A
TRUE | VIC | MTS66U | Malvern (United Energy) 66 kV | United Energy | Winter | Coincident | 2033 | POE50 | NA | 116.8297 | VIC Malvern (United Energy) 66 kV |  |  | FALSE | #N/A | #N/A | #N/A | #N/A | #N/A | #N/A | #N/A | #N/A | #N/A | #N/A
TRUE | VIC | MTS66U | Malvern (United Energy) 66 kV | United Energy | Winter | Non-coincident | 2033 | POE10 | NA | 153.4494 | VIC Malvern (United Energy) 66 kV |  |  | FALSE | #N/A | #N/A | #N/A | #N/A | #N/A | #N/A | #N/A | #N/A | #N/A | #N/A
TRUE | VIC | MTS66U | Malvern (United Energy) 66 kV | United Energy | Winter | Non-coincident | 2033 | POE50 | NA | 150.5245 | VIC Malvern (United Energy) 66 kV |  |  | FALSE | #N/A | #N/A | #N/A | #N/A | #N/A | #N/A | #N/A | #N/A | #N/A | #N/A
TRUE | VIC | MTS66U | Malvern (United Energy) 66 kV | United Energy | Winter | Coincident | 2034 | POE10 | NA | 118.7005 | VIC Malvern (United Energy) 66 kV |  |  | FALSE | #N/A | #N/A | #N/A | #N/A | #N/A | #N/A | #N/A | #N/A | #N/A | #N/A
TRUE | VIC | MTS66U | Malvern (United Energy) 66 kV | United Energy | Winter | Coincident | 2034 | POE50 | NA | 116.8931 | VIC Malvern (United Energy) 66 kV |  |  | FALSE | #N/A | #N/A | #N/A | #N/A | #N/A | #N/A | #N/A | #N/A | #N/A | #N/A
TRUE | VIC | MTS66U | Malvern (United Energy) 66 kV | United Energy | Winter | Non-coincident | 2034 | POE10 | NA | 154.5853 | VIC Malvern (United Energy) 66 kV |  |  | FALSE | #N/A | #N/A | #N/A | #N/A | #N/A | #N/A | #N/A | #N/A | #N/A | #N/A
TRUE | VIC | MTS66U | Malvern (United Energy) 66 kV | United Energy | Winter | Non-coincident | 2034 | POE50 | NA | 151.65 | VIC Malvern (United Energy) 66 kV |  |  | FALSE | #N/A | #N/A | #N/A | #N/A | #N/A | #N/A | #N/A | #N/A | #N/A | #N/A
TRUE | VIC | MTSC | Malvern (Citipower) 66 kV | Citipower | Shoulder | Coincident | 2019 | ACTUAL_OPG | 0 | NA | VIC Malvern (Citipower) 66 kV |  |  | FALSE | #N/A | #N/A | #N/A | #N/A | #N/A | #N/A | #N/A | #N/A | #N/A | #N/A
TRUE | VIC | MTSC | Malvern (Citipower) 66 kV | Citipower | Shoulder | Coincident | 2019 | ACTUAL_RAW | 0 | NA | VIC Malvern (Citipower) 66 kV |  |  | FALSE | #N/A | #N/A | #N/A | #N/A | #N/A | #N/A | #N/A | #N/A | #N/A | #N/A
TRUE | VIC | MTSC | Malvern (Citipower) 66 kV | Citipower | Shoulder | Non-coincident | 2019 | ACTUAL_OPG | 0 | NA | VIC Malvern (Citipower) 66 kV |  |  | FALSE | #N/A | #N/A | #N/A | #N/A | #N/A | #N/A | #N/A | #N/A | #N/A | #N/A
TRUE | VIC | MTSC | Malvern (Citipower) 66 kV | Citipower | Shoulder | Coincident | 2020 | ACTUAL_OPG | 0 | NA | VIC Malvern (Citipower) 66 kV |  |  | FALSE | #N/A | #N/A | #N/A | #N/A | #N/A | #N/A | #N/A | #N/A | #N/A | #N/A
TRUE | VIC | MTSC | Malvern (Citipower) 66 kV | Citipower | Shoulder | Coincident | 2020 | ACTUAL_RAW | 0 | NA | VIC Malvern (Citipower) 66 kV |  |  | FALSE | #N/A | #N/A | #N/A | #N/A | #N/A | #N/A | #N/A | #N/A | #N/A | #N/A
TRUE | VIC | MTSC | Malvern (Citipower) 66 kV | Citipower | Shoulder | Non-coincident | 2020 | ACTUAL_OPG | 0 | NA | VIC Malvern (Citipower) 66 kV |  |  | FALSE | #N/A | #N/A | #N/A | #N/A | #N/A | #N/A | #N/A | #N/A | #N/A | #N/A
TRUE | VIC | MTSC | Malvern (Citipower) 66 kV | Citipower | Shoulder | Coincident | 2021 | ACTUAL_OPG | 0 | NA | VIC Malvern (Citipower) 66 kV |  |  | FALSE | #N/A | #N/A | #N/A | #N/A | #N/A | #N/A | #N/A | #N/A | #N/A | #N/A
TRUE | VIC | MTSC | Malvern (Citipower) 66 kV | Citipower | Shoulder | Coincident | 2021 | ACTUAL_RAW | 0 | NA | VIC Malvern (Citipower) 66 kV |  |  | FALSE | #N/A | #N/A | #N/A | #N/A | #N/A | #N/A | #N/A | #N/A | #N/A | #N/A
TRUE | VIC | MTSC | Malvern (Citipower) 66 kV | Citipower | Shoulder | Non-coincident | 2021 | ACTUAL_OPG | 0 | NA | VIC Malvern (Citipower) 66 kV |  |  | FALSE | #N/A | #N/A | #N/A | #N/A | #N/A | #N/A | #N/A | #N/A | #N/A | #N/A
TRUE | VIC | MTSC | Malvern (Citipower) 66 kV | Citipower | Shoulder | Coincident | 2022 | ACTUAL_OPG | 0 | NA | VIC Malvern (Citipower) 66 kV |  |  | FALSE | #N/A | #N/A | #N/A | #N/A | #N/A | #N/A | #N/A | #N/A | #N/A | #N/A
TRUE | VIC | MTSC | Malvern (Citipower) 66 kV | Citipower | Shoulder | Coincident | 2022 | ACTUAL_RAW | 0 | NA | VIC Malvern (Citipower) 66 kV |  |  | FALSE | #N/A | #N/A | #N/A | #N/A | #N/A | #N/A | #N/A | #N/A | #N/A | #N/A
TRUE | VIC | MTSC | Malvern (Citipower) 66 kV | Citipower | Shoulder | Non-coincident | 2022 | ACTUAL_OPG | 0 | NA | VIC Malvern (Citipower) 66 kV |  |  | FALSE | #N/A | #N/A | #N/A | #N/A | #N/A | #N/A | #N/A | #N/A | #N/A | #N/A
TRUE | VIC | MTSC | Malvern (Citipower) 66 kV | Citipower | Shoulder | Coincident | 2023 | ACTUAL_OPG | 0.23353 | NA | VIC Malvern (Citipower) 66 kV |  |  | FALSE | #N/A | #N/A | #N/A | #N/A | #N/A | #N/A | #N/A | #N/A | #N/A | #N/A
TRUE | VIC | MTSC | Malvern (Citipower) 66 kV | Citipower | Shoulder | Coincident | 2023 | ACTUAL_RAW | 0.23353 | NA | VIC Malvern (Citipower) 66 kV |  |  | FALSE | #N/A | #N/A | #N/A | #N/A | #N/A | #N/A | #N/A | #N/A | #N/A | #N/A
TRUE | VIC | MTSC | Malvern (Citipower) 66 kV | Citipower | Shoulder | Non-coincident | 2023 | ACTUAL_RAW | 0.097873 | NA | VIC Malvern (Citipower) 66 kV |  |  | FALSE | #N/A | #N/A | #N/A | #N/A | #N/A | #N/A | #N/A | #N/A | #N/A | #N/A
TRUE | VIC | MTSC | Malvern (Citipower) 66 kV | Citipower | Shoulder | Non-coincident | 2023 | ACTUAL_OPG | 0.097873 | NA | VIC Malvern (Citipower) 66 kV |  |  | FALSE | #N/A | #N/A | #N/A | #N/A | #N/A | #N/A | #N/A | #N/A | #N/A | #N/A
TRUE | VIC | MTSC | Malvern (Citipower) 66 kV | Citipower | Shoulder | Non-coincident | 2023 | ACTUAL_ADJUSTEDOPG | 0.097873 | NA | VIC Malvern (Citipower) 66 kV |  |  | FALSE | #N/A | #N/A | #N/A | #N/A | #N/A | #N/A | #N/A | #N/A | #N/A | #N/A
TRUE | VIC | MTSC | Malvern (Citipower) 66 kV | Citipower | Shoulder | Coincident | 2024 | ACTUAL_OPG | 0.58333 | NA | VIC Malvern (Citipower) 66 kV |  |  | FALSE | #N/A | #N/A | #N/A | #N/A | #N/A | #N/A | #N/A | #N/A | #N/A | #N/A
TRUE | VIC | MTSC | Malvern (Citipower) 66 kV | Citipower | Shoulder | Coincident | 2024 | ACTUAL_RAW | 0.58333 | NA | VIC Malvern (Citipower) 66 kV |  |  | FALSE | #N/A | #N/A | #N/A | #N/A | #N/A | #N/A | #N/A | #N/A | #N/A | #N/A
TRUE | VIC | MTSC | Malvern (Citipower) 66 kV | Citipower | Shoulder | Non-coincident | 2024 | ACTUAL_RAW | 0.44929 | NA | VIC Malvern (Citipower) 66 kV |  |  | FALSE | #N/A | #N/A | #N/A | #N/A | #N/A | #N/A | #N/A | #N/A | #N/A | #N/A
TRUE | VIC | MTSC | Malvern (Citipower) 66 kV | Citipower | Shoulder | Non-coincident | 2024 | ACTUAL_OPG | 0.44929 | NA | VIC Malvern (Citipower) 66 kV |  |  | FALSE | #N/A | #N/A | #N/A | #N/A | #N/A | #N/A | #N/A | #N/A | #N/A | #N/A
TRUE | VIC | MTSC | Malvern (Citipower) 66 kV | Citipower | Shoulder | Non-coincident | 2024 | ACTUAL_ADJUSTEDOPG | 0.44929 | NA | VIC Malvern (Citipower) 66 kV |  |  | FALSE | #N/A | #N/A | #N/A | #N/A | #N/A | #N/A | #N/A | #N/A | #N/A | #N/A
TRUE | VIC | MTSC | Malvern (Citipower) 66 kV | Citipower | Shoulder | Coincident | 2025 | ACTUAL_OPG | 0.71466 | NA | VIC Malvern (Citipower) 66 kV |  |  | FALSE | #N/A | #N/A | #N/A | #N/A | #N/A | #N/A | #N/A | #N/A | #N/A | #N/A
TRUE | VIC | MTSC | Malvern (Citipower) 66 kV | Citipower | Shoulder | Coincident | 2025 | ACTUAL_RAW | 0.71466 | NA | VIC Malvern (Citipower) 66 kV |  |  | FALSE | #N/A | #N/A | #N/A | #N/A | #N/A | #N/A | #N/A | #N/A | #N/A | #N/A
TRUE | VIC | MTSC | Malvern (Citipower) 66 kV | Citipower | Shoulder | Non-coincident | 2025 | ACTUAL_RAW | 0.60932 | NA | VIC Malvern (Citipower) 66 kV |  |  | FALSE | #N/A | #N/A | #N/A | #N/A | #N/A | #N/A | #N/A | #N/A | #N/A | #N/A
TRUE | VIC | MTSC | Malvern (Citipower) 66 kV | Citipower | Shoulder | Non-coincident | 2025 | ACTUAL_OPG | 0.60932 | NA | VIC Malvern (Citipower) 66 kV |  |  | FALSE | #N/A | #N/A | #N/A | #N/A | #N/A | #N/A | #N/A | #N/A | #N/A | #N/A
TRUE | VIC | MTSC | Malvern (Citipower) 66 kV | Citipower | Shoulder | Non-coincident | 2025 | ACTUAL_ADJUSTEDOPG | 0.60932 | NA | VIC Malvern (Citipower) 66 kV |  |  | FALSE | #N/A | #N/A | #N/A | #N/A | #N/A | #N/A | #N/A | #N/A | #N/A | #N/A
TRUE | VIC | MTSC | Malvern (Citipower) 66 kV | Citipower | Shoulder | Non-coincident | 2025 | BASEYEARPOE90 | -0.32279 | NA | VIC Malvern (Citipower) 66 kV |  |  | FALSE | #N/A | #N/A | #N/A | #N/A | #N/A | #N/A | #N/A | #N/A | #N/A | #N/A
TRUE | VIC | MTSC | Malvern (Citipower) 66 kV | Citipower | Shoulder | Non-coincident | 2025 | BASEYEARPOE50 | -0.14917 | NA | VIC Malvern (Citipower) 66 kV |  |  | FALSE | #N/A | #N/A | #N/A | #N/A | #N/A | #N/A | #N/A | #N/A | #N/A | #N/A
TRUE | VIC | MTSC | Malvern (Citipower) 66 kV | Citipower | Shoulder | Coincident_unreconciled | 2026 | POE50 | -0.06012 | NA | VIC Malvern (Citipower) 66 kV |  |  | FALSE | #N/A | #N/A | #N/A | #N/A | #N/A | #N/A | #N/A | #N/A | #N/A | #N/A
TRUE | VIC | MTSC | Malvern (Citipower) 66 kV | Citipower | Shoulder | Coincident_unreconciled | 2026 | POE90 | -0.21079 | NA | VIC Malvern (Citipower) 66 kV |  |  | FALSE | #N/A | #N/A | #N/A | #N/A | #N/A | #N/A | #N/A | #N/A | #N/A | #N/A
TRUE | VIC | MTSC | Malvern (Citipower) 66 kV | Citipower | Shoulder | Non-coincident | 2026 | POE50 | -0.0658 | NA | VIC Malvern (Citipower) 66 kV |  |  | FALSE | #N/A | #N/A | #N/A | #N/A | #N/A | #N/A | #N/A | #N/A | #N/A | #N/A
TRUE | VIC | MTSC | Malvern (Citipower) 66 kV | Citipower | Shoulder | Non-coincident | 2026 | POE90 | -0.31549 | NA | VIC Malvern (Citipower) 66 kV |  |  | FALSE | #N/A | #N/A | #N/A | #N/A | #N/A | #N/A | #N/A | #N/A | #N/A | #N/A
TRUE | VIC | MTSC | Malvern (Citipower) 66 kV | Citipower | Shoulder | Coincident_unreconciled | 2027 | POE50 | 0.17806 | NA | VIC Malvern (Citipower) 66 kV |  |  | FALSE | #N/A | #N/A | #N/A | #N/A | #N/A | #N/A | #N/A | #N/A | #N/A | #N/A
TRUE | VIC | MTSC | Malvern (Citipower) 66 kV | Citipower | Shoulder | Coincident_unreconciled | 2027 | POE90 | -0.00146 | NA | VIC Malvern (Citipower) 66 kV |  |  | FALSE | #N/A | #N/A | #N/A | #N/A | #N/A | #N/A | #N/A | #N/A | #N/A | #N/A
TRUE | VIC | MTSC | Malvern (Citipower) 66 kV | Citipower | Shoulder | Non-coincident | 2027 | POE50 | -0.2067 | NA | VIC Malvern (Citipower) 66 kV |  |  | FALSE | #N/A | #N/A | #N/A | #N/A | #N/A | #N/A | #N/A | #N/A | #N/A | #N/A
TRUE | VIC | MTSC | Malvern (Citipower) 66 kV | Citipower | Shoulder | Non-coincident | 2027 | POE90 | -0.3371 | NA | VIC Malvern (Citipower) 66 kV |  |  | FALSE | #N/A | #N/A | #N/A | #N/A | #N/A | #N/A | #N/A | #N/A | #N/A | #N/A
TRUE | VIC | MTSC | Malvern (Citipower) 66 kV | Citipower | Shoulder | Coincident_unreconciled | 2028 | POE50 | 0.46655 | NA | VIC Malvern (Citipower) 66 kV |  |  | FALSE | #N/A | #N/A | #N/A | #N/A | #N/A | #N/A | #N/A | #N/A | #N/A | #N/A
TRUE | VIC | MTSC | Malvern (Citipower) 66 kV | Citipower | Shoulder | Coincident_unreconciled | 2028 | POE90 | 0.28615 | NA | VIC Malvern (Citipower) 66 kV |  |  | FALSE | #N/A | #N/A | #N/A | #N/A | #N/A | #N/A | #N/A | #N/A | #N/A | #N/A
TRUE | VIC | MTSC | Malvern (Citipower) 66 kV | Citipower | Shoulder | Non-coincident | 2028 | POE50 | -0.42627 | NA | VIC Malvern (Citipower) 66 kV |  |  | FALSE | #N/A | #N/A | #N/A | #N/A | #N/A | #N/A | #N/A | #N/A | #N/A | #N/A
TRUE | VIC | MTSC | Malvern (Citipower) 66 kV | Citipower | Shoulder | Non-coincident | 2028 | POE90 | -0.46965 | NA | VIC Malvern (Citipower) 66 kV |  |  | FALSE | #N/A | #N/A | #N/A | #N/A | #N/A | #N/A | #N/A | #N/A | #N/A | #N/A
TRUE | VIC | MTSC | Malvern (Citipower) 66 kV | Citipower | Shoulder | Coincident_unreconciled | 2029 | POE50 | 0.72294 | NA | VIC Malvern (Citipower) 66 kV |  |  | FALSE | #N/A | #N/A | #N/A | #N/A | #N/A | #N/A | #N/A | #N/A | #N/A | #N/A
TRUE | VIC | MTSC | Malvern (Citipower) 66 kV | Citipower | Shoulder | Coincident_unreconciled | 2029 | POE90 | 0.54195 | NA | VIC Malvern (Citipower) 66 kV |  |  | FALSE | #N/A | #N/A | #N/A | #N/A | #N/A | #N/A | #N/A | #N/A | #N/A | #N/A
TRUE | VIC | MTSC | Malvern (Citipower) 66 kV | Citipower | Shoulder | Non-coincident | 2029 | POE50 | -0.62016 | NA | VIC Malvern (Citipower) 66 kV |  |  | FALSE | #N/A | #N/A | #N/A | #N/A | #N/A | #N/A | #N/A | #N/A | #N/A | #N/A
TRUE | VIC | MTSC | Malvern (Citipower) 66 kV | Citipower | Shoulder | Non-coincident | 2029 | POE90 | -0.66368 | NA | VIC Malvern (Citipower) 66 kV |  |  | FALSE | #N/A | #N/A | #N/A | #N/A | #N/A | #N/A | #N/A | #N/A | #N/A | #N/A
TRUE | VIC | MTSC | Malvern (Citipower) 66 kV | Citipower | Shoulder | Coincident_unreconciled | 2030 | POE50 | 1.0457 | NA | VIC Malvern (Citipower) 66 kV |  |  | FALSE | #N/A | #N/A | #N/A | #N/A | #N/A | #N/A | #N/A | #N/A | #N/A | #N/A
TRUE | VIC | MTSC | Malvern (Citipower) 66 kV | Citipower | Shoulder | Coincident_unreconciled | 2030 | POE90 | 0.86409 | NA | VIC Malvern (Citipower) 66 kV |  |  | FALSE | #N/A | #N/A | #N/A | #N/A | #N/A | #N/A | #N/A | #N/A | #N/A | #N/A
TRUE | VIC | MTSC | Malvern (Citipower) 66 kV | Citipower | Shoulder | Non-coincident | 2030 | POE50 | -0.82337 | NA | VIC Malvern (Citipower) 66 kV |  |  | FALSE | #N/A | #N/A | #N/A | #N/A | #N/A | #N/A | #N/A | #N/A | #N/A | #N/A
TRUE | VIC | MTSC | Malvern (Citipower) 66 kV | Citipower | Shoulder | Non-coincident | 2030 | POE90 | -0.86703 | NA | VIC Malvern (Citipower) 66 kV |  |  | FALSE | #N/A | #N/A | #N/A | #N/A | #N/A | #N/A | #N/A | #N/A | #N/A | #N/A
TRUE | VIC | MTSC | Malvern (Citipower) 66 kV | Citipower | Shoulder | Coincident_unreconciled | 2031 | POE50 | 1.553 | NA | VIC Malvern (Citipower) 66 kV |  |  | FALSE | #N/A | #N/A | #N/A | #N/A | #N/A | #N/A | #N/A | #N/A | #N/A | #N/A
TRUE | VIC | MTSC | Malvern (Citipower) 66 kV | Citipower | Shoulder | Coincident_unreconciled | 2031 | POE90 | 1.3708 | NA | VIC Malvern (Citipower) 66 kV |  |  | FALSE | #N/A | #N/A | #N/A | #N/A | #N/A | #N/A | #N/A | #N/A | #N/A | #N/A
TRUE | VIC | MTSC | Malvern (Citipower) 66 kV | Citipower | Shoulder | Non-coincident | 2031 | POE50 | -1.0952 | NA | VIC Malvern (Citipower) 66 kV |  |  | FALSE | #N/A | #N/A | #N/A | #N/A | #N/A | #N/A | #N/A | #N/A | #N/A | #N/A
TRUE | VIC | MTSC | Malvern (Citipower) 66 kV | Citipower | Shoulder | Non-coincident | 2031 | POE90 | -1.139 | NA | VIC Malvern (Citipower) 66 kV |  |  | FALSE | #N/A | #N/A | #N/A | #N/A | #N/A | #N/A | #N/A | #N/A | #N/A | #N/A
TRUE | VIC | MTSC | Malvern (Citipower) 66 kV | Citipower | Shoulder | Coincident_unreconciled | 2032 | POE50 | 1.9996 | NA | VIC Malvern (Citipower) 66 kV |  |  | FALSE | #N/A | #N/A | #N/A | #N/A | #N/A | #N/A | #N/A | #N/A | #N/A | #N/A
TRUE | VIC | MTSC | Malvern (Citipower) 66 kV | Citipower | Shoulder | Coincident_unreconciled | 2032 | POE90 | 1.8168 | NA | VIC Malvern (Citipower) 66 kV |  |  | FALSE | #N/A | #N/A | #N/A | #N/A | #N/A | #N/A | #N/A | #N/A | #N/A | #N/A
TRUE | VIC | MTSC | Malvern (Citipower) 66 kV | Citipower | Shoulder | Non-coincident | 2032 | POE50 | -1.3265 | NA | VIC Malvern (Citipower) 66 kV |  |  | FALSE | #N/A | #N/A | #N/A | #N/A | #N/A | #N/A | #N/A | #N/A | #N/A | #N/A
TRUE | VIC | MTSC | Malvern (Citipower) 66 kV | Citipower | Shoulder | Non-coincident | 2032 | POE90 | -1.3705 | NA | VIC Malvern (Citipower) 66 kV |  |  | FALSE | #N/A | #N/A | #N/A | #N/A | #N/A | #N/A | #N/A | #N/A | #N/A | #N/A
TRUE | VIC | MTSC | Malvern (Citipower) 66 kV | Citipower | Shoulder | Coincident_unreconciled | 2033 | POE50 | 2.4601 | NA | VIC Malvern (Citipower) 66 kV |  |  | FALSE | #N/A | #N/A | #N/A | #N/A | #N/A | #N/A | #N/A | #N/A | #N/A | #N/A
TRUE | VIC | MTSC | Malvern (Citipower) 66 kV | Citipower | Shoulder | Coincident_unreconciled | 2033 | POE90 | 2.2768 | NA | VIC Malvern (Citipower) 66 kV |  |  | FALSE | #N/A | #N/A | #N/A | #N/A | #N/A | #N/A | #N/A | #N/A | #N/A | #N/A
TRUE | VIC | MTSC | Malvern (Citipower) 66 kV | Citipower | Shoulder | Non-coincident | 2033 | POE50 | -1.549 | NA | VIC Malvern (Citipower) 66 kV |  |  | FALSE | #N/A | #N/A | #N/A | #N/A | #N/A | #N/A | #N/A | #N/A | #N/A | #N/A
TRUE | VIC | MTSC | Malvern (Citipower) 66 kV | Citipower | Shoulder | Non-coincident | 2033 | POE90 | -1.5931 | NA | VIC Malvern (Citipower) 66 kV |  |  | FALSE | #N/A | #N/A | #N/A | #N/A | #N/A | #N/A | #N/A | #N/A | #N/A | #N/A
TRUE | VIC | MTSC | Malvern (Citipower) 66 kV | Citipower | Shoulder | Coincident_unreconciled | 2034 | POE50 | 2.9458 | NA | VIC Malvern (Citipower) 66 kV |  |  | FALSE | #N/A | #N/A | #N/A | #N/A | #N/A | #N/A | #N/A | #N/A | #N/A | #N/A
TRUE | VIC | MTSC | Malvern (Citipower) 66 kV | Citipower | Shoulder | Coincident_unreconciled | 2034 | POE90 | 2.7618 | NA | VIC Malvern (Citipower) 66 kV |  |  | FALSE | #N/A | #N/A | #N/A | #N/A | #N/A | #N/A | #N/A | #N/A | #N/A | #N/A
TRUE | VIC | MTSC | Malvern (Citipower) 66 kV | Citipower | Shoulder | Non-coincident | 2034 | POE50 | -1.7785 | NA | VIC Malvern (Citipower) 66 kV |  |  | FALSE | #N/A | #N/A | #N/A | #N/A | #N/A | #N/A | #N/A | #N/A | #N/A | #N/A
TRUE | VIC | MTSC | Malvern (Citipower) 66 kV | Citipower | Shoulder | Non-coincident | 2034 | POE90 | -1.8227 | NA | VIC Malvern (Citipower) 66 kV |  |  | FALSE | #N/A | #N/A | #N/A | #N/A | #N/A | #N/A | #N/A | #N/A | #N/A | #N/A
TRUE | VIC | MTSC | Malvern (Citipower) 66 kV | Citipower | Shoulder | Coincident_unreconciled | 2035 | POE50 | 3.4636 | NA | VIC Malvern (Citipower) 66 kV |  |  | FALSE | #N/A | #N/A | #N/A | #N/A | #N/A | #N/A | #N/A | #N/A | #N/A | #N/A
TRUE | VIC | MTSC | Malvern (Citipower) 66 kV | Citipower | Shoulder | Coincident_unreconciled | 2035 | POE90 | 3.2791 | NA | VIC Malvern (Citipower) 66 kV |  |  | FALSE | #N/A | #N/A | #N/A | #N/A | #N/A | #N/A | #N/A | #N/A | #N/A | #N/A
TRUE | VIC | MTSC | Malvern (Citipower) 66 kV | Citipower | Shoulder | Non-coincident | 2035 | POE50 | -2.0233 | NA | VIC Malvern (Citipower) 66 kV |  |  | FALSE | #N/A | #N/A | #N/A | #N/A | #N/A | #N/A | #N/A | #N/A | #N/A | #N/A
TRUE | VIC | MTSC | Malvern (Citipower) 66 kV | Citipower | Shoulder | Non-coincident | 2035 | POE90 | -2.0677 | NA | VIC Malvern (Citipower) 66 kV |  |  | FALSE | #N/A | #N/A | #N/A | #N/A | #N/A | #N/A | #N/A | #N/A | #N/A | #N/A
TRUE | VIC | MTSC | Malvern (Citipower) 66 kV | Citipower | Summer | Coincident | 2019 | ACTUAL_OPG | 0 | 0 | VIC Malvern (Citipower) 66 kV |  |  | FALSE | #N/A | #N/A | #N/A | #N/A | #N/A | #N/A | #N/A | #N/A | #N/A | #N/A
TRUE | VIC | MTSC | Malvern (Citipower) 66 kV | Citipower | Summer | Coincident | 2019 | ACTUAL_RAW | 0 | 0 | VIC Malvern (Citipower) 66 kV |  |  | FALSE | #N/A | #N/A | #N/A | #N/A | #N/A | #N/A | #N/A | #N/A | #N/A | #N/A
TRUE | VIC | MTSC | Malvern (Citipower) 66 kV | Citipower | Summer | Non-coincident | 2019 | ACTUAL_OPG | 0 | 0 | VIC Malvern (Citipower) 66 kV |  |  | FALSE | #N/A | #N/A | #N/A | #N/A | #N/A | #N/A | #N/A | #N/A | #N/A | #N/A
TRUE | VIC | MTSC | Malvern (Citipower) 66 kV | Citipower | Summer | Coincident | 2020 | ACTUAL_OPG | 0 | 0 | VIC Malvern (Citipower) 66 kV |  |  | FALSE | #N/A | #N/A | #N/A | #N/A | #N/A | #N/A | #N/A | #N/A | #N/A | #N/A
TRUE | VIC | MTSC | Malvern (Citipower) 66 kV | Citipower | Summer | Coincident | 2020 | ACTUAL_RAW | 0 | 0 | VIC Malvern (Citipower) 66 kV |  |  | FALSE | #N/A | #N/A | #N/A | #N/A | #N/A | #N/A | #N/A | #N/A | #N/A | #N/A
TRUE | VIC | MTSC | Malvern (Citipower) 66 kV | Citipower | Summer | Non-coincident | 2020 | ACTUAL_OPG | 0 | 0 | VIC Malvern (Citipower) 66 kV |  |  | FALSE | #N/A | #N/A | #N/A | #N/A | #N/A | #N/A | #N/A | #N/A | #N/A | #N/A
TRUE | VIC | MTSC | Malvern (Citipower) 66 kV | Citipower | Summer | Coincident | 2021 | ACTUAL_OPG | 0 | 0 | VIC Malvern (Citipower) 66 kV |  |  | FALSE | #N/A | #N/A | #N/A | #N/A | #N/A | #N/A | #N/A | #N/A | #N/A | #N/A
TRUE | VIC | MTSC | Malvern (Citipower) 66 kV | Citipower | Summer | Coincident | 2021 | ACTUAL_RAW | 0 | 0 | VIC Malvern (Citipower) 66 kV |  |  | FALSE | #N/A | #N/A | #N/A | #N/A | #N/A | #N/A | #N/A | #N/A | #N/A | #N/A
TRUE | VIC | MTSC | Malvern (Citipower) 66 kV | Citipower | Summer | Non-coincident | 2021 | ACTUAL_OPG | 0 | 0 | VIC Malvern (Citipower) 66 kV |  |  | FALSE | #N/A | #N/A | #N/A | #N/A | #N/A | #N/A | #N/A | #N/A | #N/A | #N/A
TRUE | VIC | MTSC | Malvern (Citipower) 66 kV | Citipower | Summer | Coincident | 2022 | ACTUAL_OPG | 0 | 0 | VIC Malvern (Citipower) 66 kV |  |  | FALSE | #N/A | #N/A | #N/A | #N/A | #N/A | #N/A | #N/A | #N/A | #N/A | #N/A
TRUE | VIC | MTSC | Malvern (Citipower) 66 kV | Citipower | Summer | Coincident | 2022 | ACTUAL_RAW | 0 | 0 | VIC Malvern (Citipower) 66 kV |  |  | FALSE | #N/A | #N/A | #N/A | #N/A | #N/A | #N/A | #N/A | #N/A | #N/A | #N/A
TRUE | VIC | MTSC | Malvern (Citipower) 66 kV | Citipower | Summer | Non-coincident | 2022 | ACTUAL_OPG | 0 | 0 | VIC Malvern (Citipower) 66 kV |  |  | FALSE | #N/A | #N/A | #N/A | #N/A | #N/A | #N/A | #N/A | #N/A | #N/A | #N/A
TRUE | VIC | MTSC | Malvern (Citipower) 66 kV | Citipower | Summer | Coincident | 2023 | ACTUAL_OPG | 0.28477 | 0.89397 | VIC Malvern (Citipower) 66 kV |  |  | FALSE | #N/A | #N/A | #N/A | #N/A | #N/A | #N/A | #N/A | #N/A | #N/A | #N/A
TRUE | VIC | MTSC | Malvern (Citipower) 66 kV | Citipower | Summer | Coincident | 2023 | ACTUAL_RAW | 0.28477 | 0.89397 | VIC Malvern (Citipower) 66 kV |  |  | FALSE | #N/A | #N/A | #N/A | #N/A | #N/A | #N/A | #N/A | #N/A | #N/A | #N/A
TRUE | VIC | MTSC | Malvern (Citipower) 66 kV | Citipower | Summer | Non-coincident | 2023 | ACTUAL_RAW | -0.2158 | 3.2982 | VIC Malvern (Citipower) 66 kV |  |  | FALSE | #N/A | #N/A | #N/A | #N/A | #N/A | #N/A | #N/A | #N/A | #N/A | #N/A
TRUE | VIC | MTSC | Malvern (Citipower) 66 kV | Citipower | Summer | Non-coincident | 2023 | ACTUAL_OPG | -0.2158 | 3.2982 | VIC Malvern (Citipower) 66 kV |  |  | FALSE | #N/A | #N/A | #N/A | #N/A | #N/A | #N/A | #N/A | #N/A | #N/A | #N/A
TRUE | VIC | MTSC | Malvern (Citipower) 66 kV | Citipower | Summer | Non-coincident | 2023 | ACTUAL_ADJUSTEDOPG | -0.2158 | 3.2982 | VIC Malvern (Citipower) 66 kV |  |  | FALSE | #N/A | #N/A | #N/A | #N/A | #N/A | #N/A | #N/A | #N/A | #N/A | #N/A
TRUE | VIC | MTSC | Malvern (Citipower) 66 kV | Citipower | Summer | Coincident | 2024 | ACTUAL_OPG | 0.40425 | 3.1735 | VIC Malvern (Citipower) 66 kV |  |  | FALSE | #N/A | #N/A | #N/A | #N/A | #N/A | #N/A | #N/A | #N/A | #N/A | #N/A
TRUE | VIC | MTSC | Malvern (Citipower) 66 kV | Citipower | Summer | Coincident | 2024 | ACTUAL_RAW | 0.40425 | 3.1735 | VIC Malvern (Citipower) 66 kV |  |  | FALSE | #N/A | #N/A | #N/A | #N/A | #N/A | #N/A | #N/A | #N/A | #N/A | #N/A
TRUE | VIC | MTSC | Malvern (Citipower) 66 kV | Citipower | Summer | Non-coincident | 2024 | ACTUAL_RAW | 0.38148 | 3.2794 | VIC Malvern (Citipower) 66 kV |  |  | FALSE | #N/A | #N/A | #N/A | #N/A | #N/A | #N/A | #N/A | #N/A | #N/A | #N/A
TRUE | VIC | MTSC | Malvern (Citipower) 66 kV | Citipower | Summer | Non-coincident | 2024 | ACTUAL_OPG | 0.38148 | 3.2794 | VIC Malvern (Citipower) 66 kV |  |  | FALSE | #N/A | #N/A | #N/A | #N/A | #N/A | #N/A | #N/A | #N/A | #N/A | #N/A
TRUE | VIC | MTSC | Malvern (Citipower) 66 kV | Citipower | Summer | Non-coincident | 2024 | ACTUAL_ADJUSTEDOPG | 0.38148 | 3.2794 | VIC Malvern (Citipower) 66 kV |  |  | FALSE | #N/A | #N/A | #N/A | #N/A | #N/A | #N/A | #N/A | #N/A | #N/A | #N/A
TRUE | VIC | MTSC | Malvern (Citipower) 66 kV | Citipower | Summer | Coincident | 2025 | ACTUAL_OPG | 0.57363 | 4.155 | VIC Malvern (Citipower) 66 kV |  |  | FALSE | #N/A | #N/A | #N/A | #N/A | #N/A | #N/A | #N/A | #N/A | #N/A | #N/A
TRUE | VIC | MTSC | Malvern (Citipower) 66 kV | Citipower | Summer | Coincident | 2025 | ACTUAL_RAW | 0.57363 | 4.155 | VIC Malvern (Citipower) 66 kV |  |  | FALSE | #N/A | #N/A | #N/A | #N/A | #N/A | #N/A | #N/A | #N/A | #N/A | #N/A
TRUE | VIC | MTSC | Malvern (Citipower) 66 kV | Citipower | Summer | Non-coincident | 2025 | ACTUAL_RAW | 0.54981 | 4.6028 | VIC Malvern (Citipower) 66 kV |  |  | FALSE | #N/A | #N/A | #N/A | #N/A | #N/A | #N/A | #N/A | #N/A | #N/A | #N/A
TRUE | VIC | MTSC | Malvern (Citipower) 66 kV | Citipower | Summer | Non-coincident | 2025 | ACTUAL_OPG | 0.54981 | 4.6028 | VIC Malvern (Citipower) 66 kV |  |  | FALSE | #N/A | #N/A | #N/A | #N/A | #N/A | #N/A | #N/A | #N/A | #N/A | #N/A
TRUE | VIC | MTSC | Malvern (Citipower) 66 kV | Citipower | Summer | Non-coincident | 2025 | ACTUAL_ADJUSTEDOPG | 0.54981 | 4.6028 | VIC Malvern (Citipower) 66 kV |  |  | FALSE | #N/A | #N/A | #N/A | #N/A | #N/A | #N/A | #N/A | #N/A | #N/A | #N/A
TRUE | VIC | MTSC | Malvern (Citipower) 66 kV | Citipower | Summer | Non-coincident | 2025 | BASEYEARPOE90 | -0.43721 | NA | VIC Malvern (Citipower) 66 kV |  |  | FALSE | #N/A | #N/A | #N/A | #N/A | #N/A | #N/A | #N/A | #N/A | #N/A | #N/A
TRUE | VIC | MTSC | Malvern (Citipower) 66 kV | Citipower | Summer | Non-coincident | 2025 | BASEYEARPOE50 | -0.32527 | 3.2092 | VIC Malvern (Citipower) 66 kV |  |  | FALSE | #N/A | #N/A | #N/A | #N/A | #N/A | #N/A | #N/A | #N/A | #N/A | #N/A
TRUE | VIC | MTSC | Malvern (Citipower) 66 kV | Citipower | Summer | Coincident_unreconciled | 2026 | POE50 | -0.22698 | NA | VIC Malvern (Citipower) 66 kV |  |  | FALSE | #N/A | #N/A | #N/A | #N/A | #N/A | #N/A | #N/A | #N/A | #N/A | #N/A
TRUE | VIC | MTSC | Malvern (Citipower) 66 kV | Citipower | Summer | Coincident_unreconciled | 2026 | POE90 | -0.29894 | NA | VIC Malvern (Citipower) 66 kV |  |  | FALSE | #N/A | #N/A | #N/A | #N/A | #N/A | #N/A | #N/A | #N/A | #N/A | #N/A
TRUE | VIC | MTSC | Malvern (Citipower) 66 kV | Citipower | Summer | Non-coincident | 2026 | POE50 | -0.25474 | 3.1828 | VIC Malvern (Citipower) 66 kV |  |  | FALSE | #N/A | #N/A | #N/A | #N/A | #N/A | #N/A | #N/A | #N/A | #N/A | #N/A
TRUE | VIC | MTSC | Malvern (Citipower) 66 kV | Citipower | Summer | Non-coincident | 2026 | POE90 | -0.37523 | NA | VIC Malvern (Citipower) 66 kV |  |  | FALSE | #N/A | #N/A | #N/A | #N/A | #N/A | #N/A | #N/A | #N/A | #N/A | #N/A
TRUE | VIC | MTSC | Malvern (Citipower) 66 kV | Citipower | Summer | Coincident_unreconciled | 2027 | POE50 | -0.13691 | NA | VIC Malvern (Citipower) 66 kV |  |  | FALSE | #N/A | #N/A | #N/A | #N/A | #N/A | #N/A | #N/A | #N/A | #N/A | #N/A
TRUE | VIC | MTSC | Malvern (Citipower) 66 kV | Citipower | Summer | Coincident_unreconciled | 2027 | POE90 | -0.20911 | NA | VIC Malvern (Citipower) 66 kV |  |  | FALSE | #N/A | #N/A | #N/A | #N/A | #N/A | #N/A | #N/A | #N/A | #N/A | #N/A
TRUE | VIC | MTSC | Malvern (Citipower) 66 kV | Citipower | Summer | Non-coincident | 2027 | POE50 | -0.36745 | 3.2195 | VIC Malvern (Citipower) 66 kV |  |  | FALSE | #N/A | #N/A | #N/A | #N/A | #N/A | #N/A | #N/A | #N/A | #N/A | #N/A
TRUE | VIC | MTSC | Malvern (Citipower) 66 kV | Citipower | Summer | Non-coincident | 2027 | POE90 | -0.44591 | NA | VIC Malvern (Citipower) 66 kV |  |  | FALSE | #N/A | #N/A | #N/A | #N/A | #N/A | #N/A | #N/A | #N/A | #N/A | #N/A
TRUE | VIC | MTSC | Malvern (Citipower) 66 kV | Citipower | Summer | Coincident_unreconciled | 2028 | POE50 | -0.01134 | NA | VIC Malvern (Citipower) 66 kV |  |  | FALSE | #N/A | #N/A | #N/A | #N/A | #N/A | #N/A | #N/A | #N/A | #N/A | #N/A
TRUE | VIC | MTSC | Malvern (Citipower) 66 kV | Citipower | Summer | Coincident_unreconciled | 2028 | POE90 | -0.08378 | NA | VIC Malvern (Citipower) 66 kV |  |  | FALSE | #N/A | #N/A | #N/A | #N/A | #N/A | #N/A | #N/A | #N/A | #N/A | #N/A
TRUE | VIC | MTSC | Malvern (Citipower) 66 kV | Citipower | Summer | Non-coincident | 2028 | POE50 | -0.63652 | 3.3643 | VIC Malvern (Citipower) 66 kV |  |  | FALSE | #N/A | #N/A | #N/A | #N/A | #N/A | #N/A | #N/A | #N/A | #N/A | #N/A
TRUE | VIC | MTSC | Malvern (Citipower) 66 kV | Citipower | Summer | Non-coincident | 2028 | POE90 | -0.71525 | NA | VIC Malvern (Citipower) 66 kV |  |  | FALSE | #N/A | #N/A | #N/A | #N/A | #N/A | #N/A | #N/A | #N/A | #N/A | #N/A
TRUE | VIC | MTSC | Malvern (Citipower) 66 kV | Citipower | Summer | Coincident_unreconciled | 2029 | POE50 | 0.09997 | NA | VIC Malvern (Citipower) 66 kV |  |  | FALSE | #N/A | #N/A | #N/A | #N/A | #N/A | #N/A | #N/A | #N/A | #N/A | #N/A
TRUE | VIC | MTSC | Malvern (Citipower) 66 kV | Citipower | Summer | Coincident_unreconciled | 2029 | POE90 | 0.02408 | NA | VIC Malvern (Citipower) 66 kV |  |  | FALSE | #N/A | #N/A | #N/A | #N/A | #N/A | #N/A | #N/A | #N/A | #N/A | #N/A
TRUE | VIC | MTSC | Malvern (Citipower) 66 kV | Citipower | Summer | Non-coincident | 2029 | POE50 | -0.87666 | 3.6396 | VIC Malvern (Citipower) 66 kV |  |  | FALSE | #N/A | #N/A | #N/A | #N/A | #N/A | #N/A | #N/A | #N/A | #N/A | #N/A
TRUE | VIC | MTSC | Malvern (Citipower) 66 kV | Citipower | Summer | Non-coincident | 2029 | POE90 | -0.95564 | NA | VIC Malvern (Citipower) 66 kV |  |  | FALSE | #N/A | #N/A | #N/A | #N/A | #N/A | #N/A | #N/A | #N/A | #N/A | #N/A
TRUE | VIC | MTSC | Malvern (Citipower) 66 kV | Citipower | Summer | Coincident_unreconciled | 2030 | POE50 | 0.26471 | NA | VIC Malvern (Citipower) 66 kV |  |  | FALSE | #N/A | #N/A | #N/A | #N/A | #N/A | #N/A | #N/A | #N/A | #N/A | #N/A
TRUE | VIC | MTSC | Malvern (Citipower) 66 kV | Citipower | Summer | Coincident_unreconciled | 2030 | POE90 | 0.18857 | NA | VIC Malvern (Citipower) 66 kV |  |  | FALSE | #N/A | #N/A | #N/A | #N/A | #N/A | #N/A | #N/A | #N/A | #N/A | #N/A
TRUE | VIC | MTSC | Malvern (Citipower) 66 kV | Citipower | Summer | Non-coincident | 2030 | POE50 | -1.1313 | 3.9645 | VIC Malvern (Citipower) 66 kV |  |  | FALSE | #N/A | #N/A | #N/A | #N/A | #N/A | #N/A | #N/A | #N/A | #N/A | #N/A
TRUE | VIC | MTSC | Malvern (Citipower) 66 kV | Citipower | Summer | Non-coincident | 2030 | POE90 | -1.2106 | NA | VIC Malvern (Citipower) 66 kV |  |  | FALSE | #N/A | #N/A | #N/A | #N/A | #N/A | #N/A | #N/A | #N/A | #N/A | #N/A
TRUE | VIC | MTSC | Malvern (Citipower) 66 kV | Citipower | Summer | Coincident_unreconciled | 2031 | POE50 | 0.56999 | NA | VIC Malvern (Citipower) 66 kV |  |  | FALSE | #N/A | #N/A | #N/A | #N/A | #N/A | #N/A | #N/A | #N/A | #N/A | #N/A
TRUE | VIC | MTSC | Malvern (Citipower) 66 kV | Citipower | Summer | Coincident_unreconciled | 2031 | POE90 | 0.4936 | NA | VIC Malvern (Citipower) 66 kV |  |  | FALSE | #N/A | #N/A | #N/A | #N/A | #N/A | #N/A | #N/A | #N/A | #N/A | #N/A
TRUE | VIC | MTSC | Malvern (Citipower) 66 kV | Citipower | Summer | Non-coincident | 2031 | POE50 | -1.4659 | 4.4098 | VIC Malvern (Citipower) 66 kV |  |  | FALSE | #N/A | #N/A | #N/A | #N/A | #N/A | #N/A | #N/A | #N/A | #N/A | #N/A
TRUE | VIC | MTSC | Malvern (Citipower) 66 kV | Citipower | Summer | Non-coincident | 2031 | POE90 | -1.5454 | NA | VIC Malvern (Citipower) 66 kV |  |  | FALSE | #N/A | #N/A | #N/A | #N/A | #N/A | #N/A | #N/A | #N/A | #N/A | #N/A
TRUE | VIC | MTSC | Malvern (Citipower) 66 kV | Citipower | Summer | Coincident_unreconciled | 2032 | POE50 | 0.84288 | NA | VIC Malvern (Citipower) 66 kV |  |  | FALSE | #N/A | #N/A | #N/A | #N/A | #N/A | #N/A | #N/A | #N/A | #N/A | #N/A
TRUE | VIC | MTSC | Malvern (Citipower) 66 kV | Citipower | Summer | Coincident_unreconciled | 2032 | POE90 | 0.76624 | NA | VIC Malvern (Citipower) 66 kV |  |  | FALSE | #N/A | #N/A | #N/A | #N/A | #N/A | #N/A | #N/A | #N/A | #N/A | #N/A
TRUE | VIC | MTSC | Malvern (Citipower) 66 kV | Citipower | Summer | Non-coincident | 2032 | POE50 | -1.7526 | 4.8092 | VIC Malvern (Citipower) 66 kV |  |  | FALSE | #N/A | #N/A | #N/A | #N/A | #N/A | #N/A | #N/A | #N/A | #N/A | #N/A
TRUE | VIC | MTSC | Malvern (Citipower) 66 kV | Citipower | Summer | Non-coincident | 2032 | POE90 | -1.8323 | NA | VIC Malvern (Citipower) 66 kV |  |  | FALSE | #N/A | #N/A | #N/A | #N/A | #N/A | #N/A | #N/A | #N/A | #N/A | #N/A
TRUE | VIC | MTSC | Malvern (Citipower) 66 kV | Citipower | Summer | Coincident_unreconciled | 2033 | POE50 | 1.1363 | NA | VIC Malvern (Citipower) 66 kV |  |  | FALSE | #N/A | #N/A | #N/A | #N/A | #N/A | #N/A | #N/A | #N/A | #N/A | #N/A
TRUE | VIC | MTSC | Malvern (Citipower) 66 kV | Citipower | Summer | Coincident_unreconciled | 2033 | POE90 | 1.0594 | NA | VIC Malvern (Citipower) 66 kV |  |  | FALSE | #N/A | #N/A | #N/A | #N/A | #N/A | #N/A | #N/A | #N/A | #N/A | #N/A
TRUE | VIC | MTSC | Malvern (Citipower) 66 kV | Citipower | Summer | Non-coincident | 2033 | POE50 | -2.0283 | 5.2676 | VIC Malvern (Citipower) 66 kV |  |  | FALSE | #N/A | #N/A | #N/A | #N/A | #N/A | #N/A | #N/A | #N/A | #N/A | #N/A
TRUE | VIC | MTSC | Malvern (Citipower) 66 kV | Citipower | Summer | Non-coincident | 2033 | POE90 | -2.1083 | NA | VIC Malvern (Citipower) 66 kV |  |  | FALSE | #N/A | #N/A | #N/A | #N/A | #N/A | #N/A | #N/A | #N/A | #N/A | #N/A
TRUE | VIC | MTSC | Malvern (Citipower) 66 kV | Citipower | Summer | Coincident_unreconciled | 2034 | POE50 | 1.4504 | NA | VIC Malvern (Citipower) 66 kV |  |  | FALSE | #N/A | #N/A | #N/A | #N/A | #N/A | #N/A | #N/A | #N/A | #N/A | #N/A
TRUE | VIC | MTSC | Malvern (Citipower) 66 kV | Citipower | Summer | Coincident_unreconciled | 2034 | POE90 | 1.3733 | NA | VIC Malvern (Citipower) 66 kV |  |  | FALSE | #N/A | #N/A | #N/A | #N/A | #N/A | #N/A | #N/A | #N/A | #N/A | #N/A
TRUE | VIC | MTSC | Malvern (Citipower) 66 kV | Citipower | Summer | Non-coincident | 2034 | POE50 | -2.3121 | 5.7348 | VIC Malvern (Citipower) 66 kV |  |  | FALSE | #N/A | #N/A | #N/A | #N/A | #N/A | #N/A | #N/A | #N/A | #N/A | #N/A
TRUE | VIC | MTSC | Malvern (Citipower) 66 kV | Citipower | Summer | Non-coincident | 2034 | POE90 | -2.3924 | NA | VIC Malvern (Citipower) 66 kV |  |  | FALSE | #N/A | #N/A | #N/A | #N/A | #N/A | #N/A | #N/A | #N/A | #N/A | #N/A
TRUE | VIC | MTSC | Malvern (Citipower) 66 kV | Citipower | Summer | Coincident_unreconciled | 2035 | POE50 | 1.7871 | NA | VIC Malvern (Citipower) 66 kV |  |  | FALSE | #N/A | #N/A | #N/A | #N/A | #N/A | #N/A | #N/A | #N/A | #N/A | #N/A
TRUE | VIC | MTSC | Malvern (Citipower) 66 kV | Citipower | Summer | Coincident_unreconciled | 2035 | POE90 | 1.7097 | NA | VIC Malvern (Citipower) 66 kV |  |  | FALSE | #N/A | #N/A | #N/A | #N/A | #N/A | #N/A | #N/A | #N/A | #N/A | #N/A
TRUE | VIC | MTSC | Malvern (Citipower) 66 kV | Citipower | Summer | Non-coincident | 2035 | POE50 | -2.6141 | 6.2256 | VIC Malvern (Citipower) 66 kV |  |  | FALSE | #N/A | #N/A | #N/A | #N/A | #N/A | #N/A | #N/A | #N/A | #N/A | #N/A
TRUE | VIC | MTSC | Malvern (Citipower) 66 kV | Citipower | Summer | Non-coincident | 2035 | POE90 | -2.6946 | NA | VIC Malvern (Citipower) 66 kV |  |  | FALSE | #N/A | #N/A | #N/A | #N/A | #N/A | #N/A | #N/A | #N/A | #N/A | #N/A
TRUE | VIC | MTSC | Malvern (Citipower) 66 kV | Citipower | Summer | Non-coincident | 2025 | BASEYEARPOE10 | NA | 3.5746 | VIC Malvern (Citipower) 66 kV |  |  | FALSE | #N/A | #N/A | #N/A | #N/A | #N/A | #N/A | #N/A | #N/A | #N/A | #N/A
TRUE | VIC | MTSC | Malvern (Citipower) 66 kV | Citipower | Summer | Coincident | 2026 | POE10 | NA | 2.3803 | VIC Malvern (Citipower) 66 kV |  |  | FALSE | #N/A | #N/A | #N/A | #N/A | #N/A | #N/A | #N/A | #N/A | #N/A | #N/A
TRUE | VIC | MTSC | Malvern (Citipower) 66 kV | Citipower | Summer | Coincident | 2026 | POE50 | NA | 2.1893 | VIC Malvern (Citipower) 66 kV |  |  | FALSE | #N/A | #N/A | #N/A | #N/A | #N/A | #N/A | #N/A | #N/A | #N/A | #N/A
TRUE | VIC | MTSC | Malvern (Citipower) 66 kV | Citipower | Summer | Non-coincident | 2026 | POE10 | NA | 3.567 | VIC Malvern (Citipower) 66 kV |  |  | FALSE | #N/A | #N/A | #N/A | #N/A | #N/A | #N/A | #N/A | #N/A | #N/A | #N/A
TRUE | VIC | MTSC | Malvern (Citipower) 66 kV | Citipower | Summer | Coincident | 2027 | POE10 | NA | 2.265 | VIC Malvern (Citipower) 66 kV |  |  | FALSE | #N/A | #N/A | #N/A | #N/A | #N/A | #N/A | #N/A | #N/A | #N/A | #N/A
TRUE | VIC | MTSC | Malvern (Citipower) 66 kV | Citipower | Summer | Coincident | 2027 | POE50 | NA | 2.0625 | VIC Malvern (Citipower) 66 kV |  |  | FALSE | #N/A | #N/A | #N/A | #N/A | #N/A | #N/A | #N/A | #N/A | #N/A | #N/A
TRUE | VIC | MTSC | Malvern (Citipower) 66 kV | Citipower | Summer | Non-coincident | 2027 | POE10 | NA | 3.6391 | VIC Malvern (Citipower) 66 kV |  |  | FALSE | #N/A | #N/A | #N/A | #N/A | #N/A | #N/A | #N/A | #N/A | #N/A | #N/A
TRUE | VIC | MTSC | Malvern (Citipower) 66 kV | Citipower | Summer | Coincident | 2028 | POE10 | NA | 2.164 | VIC Malvern (Citipower) 66 kV |  |  | FALSE | #N/A | #N/A | #N/A | #N/A | #N/A | #N/A | #N/A | #N/A | #N/A | #N/A
TRUE | VIC | MTSC | Malvern (Citipower) 66 kV | Citipower | Summer | Coincident | 2028 | POE50 | NA | 1.9497 | VIC Malvern (Citipower) 66 kV |  |  | FALSE | #N/A | #N/A | #N/A | #N/A | #N/A | #N/A | #N/A | #N/A | #N/A | #N/A
TRUE | VIC | MTSC | Malvern (Citipower) 66 kV | Citipower | Summer | Non-coincident | 2028 | POE10 | NA | 3.8132 | VIC Malvern (Citipower) 66 kV |  |  | FALSE | #N/A | #N/A | #N/A | #N/A | #N/A | #N/A | #N/A | #N/A | #N/A | #N/A
TRUE | VIC | MTSC | Malvern (Citipower) 66 kV | Citipower | Summer | Coincident | 2029 | POE10 | NA | 2.0834 | VIC Malvern (Citipower) 66 kV |  |  | FALSE | #N/A | #N/A | #N/A | #N/A | #N/A | #N/A | #N/A | #N/A | #N/A | #N/A
TRUE | VIC | MTSC | Malvern (Citipower) 66 kV | Citipower | Summer | Coincident | 2029 | POE50 | NA | 1.8727 | VIC Malvern (Citipower) 66 kV |  |  | FALSE | #N/A | #N/A | #N/A | #N/A | #N/A | #N/A | #N/A | #N/A | #N/A | #N/A
TRUE | VIC | MTSC | Malvern (Citipower) 66 kV | Citipower | Summer | Non-coincident | 2029 | POE10 | NA | 4.1 | VIC Malvern (Citipower) 66 kV |  |  | FALSE | #N/A | #N/A | #N/A | #N/A | #N/A | #N/A | #N/A | #N/A | #N/A | #N/A
TRUE | VIC | MTSC | Malvern (Citipower) 66 kV | Citipower | Summer | Coincident | 2030 | POE10 | NA | 2.0108 | VIC Malvern (Citipower) 66 kV |  |  | FALSE | #N/A | #N/A | #N/A | #N/A | #N/A | #N/A | #N/A | #N/A | #N/A | #N/A
TRUE | VIC | MTSC | Malvern (Citipower) 66 kV | Citipower | Summer | Coincident | 2030 | POE50 | NA | 1.7961 | VIC Malvern (Citipower) 66 kV |  |  | FALSE | #N/A | #N/A | #N/A | #N/A | #N/A | #N/A | #N/A | #N/A | #N/A | #N/A
TRUE | VIC | MTSC | Malvern (Citipower) 66 kV | Citipower | Summer | Non-coincident | 2030 | POE10 | NA | 4.4264 | VIC Malvern (Citipower) 66 kV |  |  | FALSE | #N/A | #N/A | #N/A | #N/A | #N/A | #N/A | #N/A | #N/A | #N/A | #N/A
TRUE | VIC | MTSC | Malvern (Citipower) 66 kV | Citipower | Summer | Coincident | 2031 | POE10 | NA | 1.9165 | VIC Malvern (Citipower) 66 kV |  |  | FALSE | #N/A | #N/A | #N/A | #N/A | #N/A | #N/A | #N/A | #N/A | #N/A | #N/A
TRUE | VIC | MTSC | Malvern (Citipower) 66 kV | Citipower | Summer | Coincident | 2031 | POE50 | NA | 1.7141 | VIC Malvern (Citipower) 66 kV |  |  | FALSE | #N/A | #N/A | #N/A | #N/A | #N/A | #N/A | #N/A | #N/A | #N/A | #N/A
TRUE | VIC | MTSC | Malvern (Citipower) 66 kV | Citipower | Summer | Non-coincident | 2031 | POE10 | NA | 4.8732 | VIC Malvern (Citipower) 66 kV |  |  | FALSE | #N/A | #N/A | #N/A | #N/A | #N/A | #N/A | #N/A | #N/A | #N/A | #N/A
TRUE | VIC | MTSC | Malvern (Citipower) 66 kV | Citipower | Summer | Coincident | 2032 | POE10 | NA | 1.8252 | VIC Malvern (Citipower) 66 kV |  |  | FALSE | #N/A | #N/A | #N/A | #N/A | #N/A | #N/A | #N/A | #N/A | #N/A | #N/A
TRUE | VIC | MTSC | Malvern (Citipower) 66 kV | Citipower | Summer | Coincident | 2032 | POE50 | NA | 1.6241 | VIC Malvern (Citipower) 66 kV |  |  | FALSE | #N/A | #N/A | #N/A | #N/A | #N/A | #N/A | #N/A | #N/A | #N/A | #N/A
TRUE | VIC | MTSC | Malvern (Citipower) 66 kV | Citipower | Summer | Non-coincident | 2032 | POE10 | NA | 5.267 | VIC Malvern (Citipower) 66 kV |  |  | FALSE | #N/A | #N/A | #N/A | #N/A | #N/A | #N/A | #N/A | #N/A | #N/A | #N/A
TRUE | VIC | MTSC | Malvern (Citipower) 66 kV | Citipower | Summer | Coincident | 2033 | POE10 | NA | 1.7532 | VIC Malvern (Citipower) 66 kV |  |  | FALSE | #N/A | #N/A | #N/A | #N/A | #N/A | #N/A | #N/A | #N/A | #N/A | #N/A
TRUE | VIC | MTSC | Malvern (Citipower) 66 kV | Citipower | Summer | Coincident | 2033 | POE50 | NA | 1.5411 | VIC Malvern (Citipower) 66 kV |  |  | FALSE | #N/A | #N/A | #N/A | #N/A | #N/A | #N/A | #N/A | #N/A | #N/A | #N/A
TRUE | VIC | MTSC | Malvern (Citipower) 66 kV | Citipower | Summer | Non-coincident | 2033 | POE10 | NA | 5.6574 | VIC Malvern (Citipower) 66 kV |  |  | FALSE | #N/A | #N/A | #N/A | #N/A | #N/A | #N/A | #N/A | #N/A | #N/A | #N/A
TRUE | VIC | MTSC | Malvern (Citipower) 66 kV | Citipower | Summer | Coincident | 2034 | POE10 | NA | 1.7068 | VIC Malvern (Citipower) 66 kV |  |  | FALSE | #N/A | #N/A | #N/A | #N/A | #N/A | #N/A | #N/A | #N/A | #N/A | #N/A
TRUE | VIC | MTSC | Malvern (Citipower) 66 kV | Citipower | Summer | Coincident | 2034 | POE50 | NA | 1.4975 | VIC Malvern (Citipower) 66 kV |  |  | FALSE | #N/A | #N/A | #N/A | #N/A | #N/A | #N/A | #N/A | #N/A | #N/A | #N/A
TRUE | VIC | MTSC | Malvern (Citipower) 66 kV | Citipower | Summer | Non-coincident | 2034 | POE10 | NA | 6.0599 | VIC Malvern (Citipower) 66 kV |  |  | FALSE | #N/A | #N/A | #N/A | #N/A | #N/A | #N/A | #N/A | #N/A | #N/A | #N/A
TRUE | VIC | MTSC | Malvern (Citipower) 66 kV | Citipower | Summer | Coincident | 2035 | POE10 | NA | 1.6667 | VIC Malvern (Citipower) 66 kV |  |  | FALSE | #N/A | #N/A | #N/A | #N/A | #N/A | #N/A | #N/A | #N/A | #N/A | #N/A
TRUE | VIC | MTSC | Malvern (Citipower) 66 kV | Citipower | Summer | Coincident | 2035 | POE50 | NA | 1.4578 | VIC Malvern (Citipower) 66 kV |  |  | FALSE | #N/A | #N/A | #N/A | #N/A | #N/A | #N/A | #N/A | #N/A | #N/A | #N/A
TRUE | VIC | MTSC | Malvern (Citipower) 66 kV | Citipower | Summer | Non-coincident | 2035 | POE10 | NA | 6.4847 | VIC Malvern (Citipower) 66 kV |  |  | FALSE | #N/A | #N/A | #N/A | #N/A | #N/A | #N/A | #N/A | #N/A | #N/A | #N/A
TRUE | VIC | MTSC | Malvern (Citipower) 66 kV | Citipower | Winter | Coincident | 2018 | ACTUAL_OPG | NA | 0 | VIC Malvern (Citipower) 66 kV |  |  | FALSE | #N/A | #N/A | #N/A | #N/A | #N/A | #N/A | #N/A | #N/A | #N/A | #N/A
TRUE | VIC | MTSC | Malvern (Citipower) 66 kV | Citipower | Winter | Coincident | 2018 | ACTUAL_RAW | NA | 0 | VIC Malvern (Citipower) 66 kV |  |  | FALSE | #N/A | #N/A | #N/A | #N/A | #N/A | #N/A | #N/A | #N/A | #N/A | #N/A
TRUE | VIC | MTSC | Malvern (Citipower) 66 kV | Citipower | Winter | Non-coincident | 2018 | ACTUAL_OPG | NA | 0 | VIC Malvern (Citipower) 66 kV |  |  | FALSE | #N/A | #N/A | #N/A | #N/A | #N/A | #N/A | #N/A | #N/A | #N/A | #N/A
TRUE | VIC | MTSC | Malvern (Citipower) 66 kV | Citipower | Winter | Coincident | 2019 | ACTUAL_OPG | NA | 0 | VIC Malvern (Citipower) 66 kV |  |  | FALSE | #N/A | #N/A | #N/A | #N/A | #N/A | #N/A | #N/A | #N/A | #N/A | #N/A
TRUE | VIC | MTSC | Malvern (Citipower) 66 kV | Citipower | Winter | Coincident | 2019 | ACTUAL_RAW | NA | 0 | VIC Malvern (Citipower) 66 kV |  |  | FALSE | #N/A | #N/A | #N/A | #N/A | #N/A | #N/A | #N/A | #N/A | #N/A | #N/A
TRUE | VIC | MTSC | Malvern (Citipower) 66 kV | Citipower | Winter | Non-coincident | 2019 | ACTUAL_OPG | NA | 0 | VIC Malvern (Citipower) 66 kV |  |  | FALSE | #N/A | #N/A | #N/A | #N/A | #N/A | #N/A | #N/A | #N/A | #N/A | #N/A
TRUE | VIC | MTSC | Malvern (Citipower) 66 kV | Citipower | Winter | Coincident | 2020 | ACTUAL_OPG | NA | 0 | VIC Malvern (Citipower) 66 kV |  |  | FALSE | #N/A | #N/A | #N/A | #N/A | #N/A | #N/A | #N/A | #N/A | #N/A | #N/A
TRUE | VIC | MTSC | Malvern (Citipower) 66 kV | Citipower | Winter | Coincident | 2020 | ACTUAL_RAW | NA | 0 | VIC Malvern (Citipower) 66 kV |  |  | FALSE | #N/A | #N/A | #N/A | #N/A | #N/A | #N/A | #N/A | #N/A | #N/A | #N/A
TRUE | VIC | MTSC | Malvern (Citipower) 66 kV | Citipower | Winter | Non-coincident | 2020 | ACTUAL_OPG | NA | 0 | VIC Malvern (Citipower) 66 kV |  |  | FALSE | #N/A | #N/A | #N/A | #N/A | #N/A | #N/A | #N/A | #N/A | #N/A | #N/A
TRUE | VIC | MTSC | Malvern (Citipower) 66 kV | Citipower | Winter | Coincident | 2021 | ACTUAL_OPG | NA | 0 | VIC Malvern (Citipower) 66 kV |  |  | FALSE | #N/A | #N/A | #N/A | #N/A | #N/A | #N/A | #N/A | #N/A | #N/A | #N/A
TRUE | VIC | MTSC | Malvern (Citipower) 66 kV | Citipower | Winter | Coincident | 2021 | ACTUAL_RAW | NA | 0 | VIC Malvern (Citipower) 66 kV |  |  | FALSE | #N/A | #N/A | #N/A | #N/A | #N/A | #N/A | #N/A | #N/A | #N/A | #N/A
TRUE | VIC | MTSC | Malvern (Citipower) 66 kV | Citipower | Winter | Non-coincident | 2021 | ACTUAL_OPG | NA | 0 | VIC Malvern (Citipower) 66 kV |  |  | FALSE | #N/A | #N/A | #N/A | #N/A | #N/A | #N/A | #N/A | #N/A | #N/A | #N/A
TRUE | VIC | MTSC | Malvern (Citipower) 66 kV | Citipower | Winter | Coincident | 2022 | ACTUAL_OPG | NA | 0 | VIC Malvern (Citipower) 66 kV |  |  | FALSE | #N/A | #N/A | #N/A | #N/A | #N/A | #N/A | #N/A | #N/A | #N/A | #N/A
TRUE | VIC | MTSC | Malvern (Citipower) 66 kV | Citipower | Winter | Coincident | 2022 | ACTUAL_RAW | NA | 0 | VIC Malvern (Citipower) 66 kV |  |  | FALSE | #N/A | #N/A | #N/A | #N/A | #N/A | #N/A | #N/A | #N/A | #N/A | #N/A
TRUE | VIC | MTSC | Malvern (Citipower) 66 kV | Citipower | Winter | Non-coincident | 2022 | ACTUAL_OPG | NA | 0 | VIC Malvern (Citipower) 66 kV |  |  | FALSE | #N/A | #N/A | #N/A | #N/A | #N/A | #N/A | #N/A | #N/A | #N/A | #N/A
TRUE | VIC | MTSC | Malvern (Citipower) 66 kV | Citipower | Winter | Coincident | 2023 | ACTUAL_OPG | NA | 2.2548 | VIC Malvern (Citipower) 66 kV |  |  | FALSE | #N/A | #N/A | #N/A | #N/A | #N/A | #N/A | #N/A | #N/A | #N/A | #N/A
TRUE | VIC | MTSC | Malvern (Citipower) 66 kV | Citipower | Winter | Coincident | 2023 | ACTUAL_RAW | NA | 2.2548 | VIC Malvern (Citipower) 66 kV |  |  | FALSE | #N/A | #N/A | #N/A | #N/A | #N/A | #N/A | #N/A | #N/A | #N/A | #N/A
TRUE | VIC | MTSC | Malvern (Citipower) 66 kV | Citipower | Winter | Non-coincident | 2023 | ACTUAL_RAW | NA | 2.5822 | VIC Malvern (Citipower) 66 kV |  |  | FALSE | #N/A | #N/A | #N/A | #N/A | #N/A | #N/A | #N/A | #N/A | #N/A | #N/A
TRUE | VIC | MTSC | Malvern (Citipower) 66 kV | Citipower | Winter | Non-coincident | 2023 | ACTUAL_OPG | NA | 2.5822 | VIC Malvern (Citipower) 66 kV |  |  | FALSE | #N/A | #N/A | #N/A | #N/A | #N/A | #N/A | #N/A | #N/A | #N/A | #N/A
TRUE | VIC | MTSC | Malvern (Citipower) 66 kV | Citipower | Winter | Non-coincident | 2023 | ACTUAL_ADJUSTEDOPG | NA | 2.5822 | VIC Malvern (Citipower) 66 kV |  |  | FALSE | #N/A | #N/A | #N/A | #N/A | #N/A | #N/A | #N/A | #N/A | #N/A | #N/A
TRUE | VIC | MTSC | Malvern (Citipower) 66 kV | Citipower | Winter | Coincident | 2024 | ACTUAL_OPG | NA | 2.9007 | VIC Malvern (Citipower) 66 kV |  |  | FALSE | #N/A | #N/A | #N/A | #N/A | #N/A | #N/A | #N/A | #N/A | #N/A | #N/A
TRUE | VIC | MTSC | Malvern (Citipower) 66 kV | Citipower | Winter | Coincident | 2024 | ACTUAL_RAW | NA | 2.9007 | VIC Malvern (Citipower) 66 kV |  |  | FALSE | #N/A | #N/A | #N/A | #N/A | #N/A | #N/A | #N/A | #N/A | #N/A | #N/A
TRUE | VIC | MTSC | Malvern (Citipower) 66 kV | Citipower | Winter | Non-coincident | 2024 | ACTUAL_RAW | NA | 3.0562 | VIC Malvern (Citipower) 66 kV |  |  | FALSE | #N/A | #N/A | #N/A | #N/A | #N/A | #N/A | #N/A | #N/A | #N/A | #N/A
TRUE | VIC | MTSC | Malvern (Citipower) 66 kV | Citipower | Winter | Non-coincident | 2024 | ACTUAL_OPG | NA | 3.0562 | VIC Malvern (Citipower) 66 kV |  |  | FALSE | #N/A | #N/A | #N/A | #N/A | #N/A | #N/A | #N/A | #N/A | #N/A | #N/A
TRUE | VIC | MTSC | Malvern (Citipower) 66 kV | Citipower | Winter | Non-coincident | 2024 | ACTUAL_ADJUSTEDOPG | NA | 3.0562 | VIC Malvern (Citipower) 66 kV |  |  | FALSE | #N/A | #N/A | #N/A | #N/A | #N/A | #N/A | #N/A | #N/A | #N/A | #N/A
TRUE | VIC | MTSC | Malvern (Citipower) 66 kV | Citipower | Winter | Coincident | 2025 | POE10 | NA | 2.3873 | VIC Malvern (Citipower) 66 kV |  |  | FALSE | #N/A | #N/A | #N/A | #N/A | #N/A | #N/A | #N/A | #N/A | #N/A | #N/A
TRUE | VIC | MTSC | Malvern (Citipower) 66 kV | Citipower | Winter | Coincident | 2025 | POE50 | NA | 2.294 | VIC Malvern (Citipower) 66 kV |  |  | FALSE | #N/A | #N/A | #N/A | #N/A | #N/A | #N/A | #N/A | #N/A | #N/A | #N/A
TRUE | VIC | MTSC | Malvern (Citipower) 66 kV | Citipower | Winter | Non-coincident | 2025 | ACTUAL_RAW | NA | 3.206 | VIC Malvern (Citipower) 66 kV |  |  | FALSE | #N/A | #N/A | #N/A | #N/A | #N/A | #N/A | #N/A | #N/A | #N/A | #N/A
TRUE | VIC | MTSC | Malvern (Citipower) 66 kV | Citipower | Winter | Non-coincident | 2025 | ACTUAL_ADJUSTEDOPG | NA | 3.206 | VIC Malvern (Citipower) 66 kV |  |  | FALSE | #N/A | #N/A | #N/A | #N/A | #N/A | #N/A | #N/A | #N/A | #N/A | #N/A
TRUE | VIC | MTSC | Malvern (Citipower) 66 kV | Citipower | Winter | Non-coincident | 2025 | BASEYEARPOE50 | NA | 2.8441 | VIC Malvern (Citipower) 66 kV |  |  | FALSE | #N/A | #N/A | #N/A | #N/A | #N/A | #N/A | #N/A | #N/A | #N/A | #N/A
TRUE | VIC | MTSC | Malvern (Citipower) 66 kV | Citipower | Winter | Non-coincident | 2025 | BASEYEARPOE10 | NA | 2.9739 | VIC Malvern (Citipower) 66 kV |  |  | FALSE | #N/A | #N/A | #N/A | #N/A | #N/A | #N/A | #N/A | #N/A | #N/A | #N/A
TRUE | VIC | MTSC | Malvern (Citipower) 66 kV | Citipower | Winter | Non-coincident | 2025 | POE10 | NA | 2.89 | VIC Malvern (Citipower) 66 kV |  |  | FALSE | #N/A | #N/A | #N/A | #N/A | #N/A | #N/A | #N/A | #N/A | #N/A | #N/A
TRUE | VIC | MTSC | Malvern (Citipower) 66 kV | Citipower | Winter | Non-coincident | 2025 | POE50 | NA | 2.6811 | VIC Malvern (Citipower) 66 kV |  |  | FALSE | #N/A | #N/A | #N/A | #N/A | #N/A | #N/A | #N/A | #N/A | #N/A | #N/A
TRUE | VIC | MTSC | Malvern (Citipower) 66 kV | Citipower | Winter | Coincident | 2026 | POE10 | NA | 2.0347 | VIC Malvern (Citipower) 66 kV |  |  | FALSE | #N/A | #N/A | #N/A | #N/A | #N/A | #N/A | #N/A | #N/A | #N/A | #N/A
TRUE | VIC | MTSC | Malvern (Citipower) 66 kV | Citipower | Winter | Coincident | 2026 | POE50 | NA | 1.9385 | VIC Malvern (Citipower) 66 kV |  |  | FALSE | #N/A | #N/A | #N/A | #N/A | #N/A | #N/A | #N/A | #N/A | #N/A | #N/A
TRUE | VIC | MTSC | Malvern (Citipower) 66 kV | Citipower | Winter | Non-coincident | 2026 | POE10 | NA | 3.3119 | VIC Malvern (Citipower) 66 kV |  |  | FALSE | #N/A | #N/A | #N/A | #N/A | #N/A | #N/A | #N/A | #N/A | #N/A | #N/A
TRUE | VIC | MTSC | Malvern (Citipower) 66 kV | Citipower | Winter | Non-coincident | 2026 | POE50 | NA | 3.1023 | VIC Malvern (Citipower) 66 kV |  |  | FALSE | #N/A | #N/A | #N/A | #N/A | #N/A | #N/A | #N/A | #N/A | #N/A | #N/A
TRUE | VIC | MTSC | Malvern (Citipower) 66 kV | Citipower | Winter | Coincident | 2027 | POE10 | NA | 1.703 | VIC Malvern (Citipower) 66 kV |  |  | FALSE | #N/A | #N/A | #N/A | #N/A | #N/A | #N/A | #N/A | #N/A | #N/A | #N/A
TRUE | VIC | MTSC | Malvern (Citipower) 66 kV | Citipower | Winter | Coincident | 2027 | POE50 | NA | 1.6041 | VIC Malvern (Citipower) 66 kV |  |  | FALSE | #N/A | #N/A | #N/A | #N/A | #N/A | #N/A | #N/A | #N/A | #N/A | #N/A
TRUE | VIC | MTSC | Malvern (Citipower) 66 kV | Citipower | Winter | Non-coincident | 2027 | POE10 | NA | 3.7416 | VIC Malvern (Citipower) 66 kV |  |  | FALSE | #N/A | #N/A | #N/A | #N/A | #N/A | #N/A | #N/A | #N/A | #N/A | #N/A
TRUE | VIC | MTSC | Malvern (Citipower) 66 kV | Citipower | Winter | Non-coincident | 2027 | POE50 | NA | 3.5314 | VIC Malvern (Citipower) 66 kV |  |  | FALSE | #N/A | #N/A | #N/A | #N/A | #N/A | #N/A | #N/A | #N/A | #N/A | #N/A
TRUE | VIC | MTSC | Malvern (Citipower) 66 kV | Citipower | Winter | Coincident | 2028 | POE10 | NA | 1.4152 | VIC Malvern (Citipower) 66 kV |  |  | FALSE | #N/A | #N/A | #N/A | #N/A | #N/A | #N/A | #N/A | #N/A | #N/A | #N/A
TRUE | VIC | MTSC | Malvern (Citipower) 66 kV | Citipower | Winter | Coincident | 2028 | POE50 | NA | 1.3179 | VIC Malvern (Citipower) 66 kV |  |  | FALSE | #N/A | #N/A | #N/A | #N/A | #N/A | #N/A | #N/A | #N/A | #N/A | #N/A
TRUE | VIC | MTSC | Malvern (Citipower) 66 kV | Citipower | Winter | Non-coincident | 2028 | POE10 | NA | 4.1781 | VIC Malvern (Citipower) 66 kV |  |  | FALSE | #N/A | #N/A | #N/A | #N/A | #N/A | #N/A | #N/A | #N/A | #N/A | #N/A
TRUE | VIC | MTSC | Malvern (Citipower) 66 kV | Citipower | Winter | Non-coincident | 2028 | POE50 | NA | 3.9671 | VIC Malvern (Citipower) 66 kV |  |  | FALSE | #N/A | #N/A | #N/A | #N/A | #N/A | #N/A | #N/A | #N/A | #N/A | #N/A
TRUE | VIC | MTSC | Malvern (Citipower) 66 kV | Citipower | Winter | Coincident | 2029 | POE10 | NA | 1.172 | VIC Malvern (Citipower) 66 kV |  |  | FALSE | #N/A | #N/A | #N/A | #N/A | #N/A | #N/A | #N/A | #N/A | #N/A | #N/A
TRUE | VIC | MTSC | Malvern (Citipower) 66 kV | Citipower | Winter | Coincident | 2029 | POE50 | NA | 1.0747 | VIC Malvern (Citipower) 66 kV |  |  | FALSE | #N/A | #N/A | #N/A | #N/A | #N/A | #N/A | #N/A | #N/A | #N/A | #N/A
TRUE | VIC | MTSC | Malvern (Citipower) 66 kV | Citipower | Winter | Non-coincident | 2029 | POE10 | NA | 4.5654 | VIC Malvern (Citipower) 66 kV |  |  | FALSE | #N/A | #N/A | #N/A | #N/A | #N/A | #N/A | #N/A | #N/A | #N/A | #N/A
TRUE | VIC | MTSC | Malvern (Citipower) 66 kV | Citipower | Winter | Non-coincident | 2029 | POE50 | NA | 4.3537 | VIC Malvern (Citipower) 66 kV |  |  | FALSE | #N/A | #N/A | #N/A | #N/A | #N/A | #N/A | #N/A | #N/A | #N/A | #N/A
TRUE | VIC | MTSC | Malvern (Citipower) 66 kV | Citipower | Winter | Coincident | 2030 | POE10 | NA | 0.86495 | VIC Malvern (Citipower) 66 kV |  |  | FALSE | #N/A | #N/A | #N/A | #N/A | #N/A | #N/A | #N/A | #N/A | #N/A | #N/A
TRUE | VIC | MTSC | Malvern (Citipower) 66 kV | Citipower | Winter | Coincident | 2030 | POE50 | NA | 0.76701 | VIC Malvern (Citipower) 66 kV |  |  | FALSE | #N/A | #N/A | #N/A | #N/A | #N/A | #N/A | #N/A | #N/A | #N/A | #N/A
TRUE | VIC | MTSC | Malvern (Citipower) 66 kV | Citipower | Winter | Non-coincident | 2030 | POE10 | NA | 5.0612 | VIC Malvern (Citipower) 66 kV |  |  | FALSE | #N/A | #N/A | #N/A | #N/A | #N/A | #N/A | #N/A | #N/A | #N/A | #N/A
TRUE | VIC | MTSC | Malvern (Citipower) 66 kV | Citipower | Winter | Non-coincident | 2030 | POE50 | NA | 4.8488 | VIC Malvern (Citipower) 66 kV |  |  | FALSE | #N/A | #N/A | #N/A | #N/A | #N/A | #N/A | #N/A | #N/A | #N/A | #N/A
TRUE | VIC | MTSC | Malvern (Citipower) 66 kV | Citipower | Winter | Coincident | 2031 | POE10 | NA | 0.57185 | VIC Malvern (Citipower) 66 kV |  |  | FALSE | #N/A | #N/A | #N/A | #N/A | #N/A | #N/A | #N/A | #N/A | #N/A | #N/A
TRUE | VIC | MTSC | Malvern (Citipower) 66 kV | Citipower | Winter | Coincident | 2031 | POE50 | NA | 0.47339 | VIC Malvern (Citipower) 66 kV |  |  | FALSE | #N/A | #N/A | #N/A | #N/A | #N/A | #N/A | #N/A | #N/A | #N/A | #N/A
TRUE | VIC | MTSC | Malvern (Citipower) 66 kV | Citipower | Winter | Non-coincident | 2031 | POE10 | NA | 5.5972 | VIC Malvern (Citipower) 66 kV |  |  | FALSE | #N/A | #N/A | #N/A | #N/A | #N/A | #N/A | #N/A | #N/A | #N/A | #N/A
TRUE | VIC | MTSC | Malvern (Citipower) 66 kV | Citipower | Winter | Non-coincident | 2031 | POE50 | NA | 5.3842 | VIC Malvern (Citipower) 66 kV |  |  | FALSE | #N/A | #N/A | #N/A | #N/A | #N/A | #N/A | #N/A | #N/A | #N/A | #N/A
TRUE | VIC | MTSC | Malvern (Citipower) 66 kV | Citipower | Winter | Coincident | 2032 | POE10 | NA | 0.30985 | VIC Malvern (Citipower) 66 kV |  |  | FALSE | #N/A | #N/A | #N/A | #N/A | #N/A | #N/A | #N/A | #N/A | #N/A | #N/A
TRUE | VIC | MTSC | Malvern (Citipower) 66 kV | Citipower | Winter | Coincident | 2032 | POE50 | NA | 0.2114 | VIC Malvern (Citipower) 66 kV |  |  | FALSE | #N/A | #N/A | #N/A | #N/A | #N/A | #N/A | #N/A | #N/A | #N/A | #N/A
TRUE | VIC | MTSC | Malvern (Citipower) 66 kV | Citipower | Winter | Non-coincident | 2032 | POE10 | NA | 6.0862 | VIC Malvern (Citipower) 66 kV |  |  | FALSE | #N/A | #N/A | #N/A | #N/A | #N/A | #N/A | #N/A | #N/A | #N/A | #N/A
TRUE | VIC | MTSC | Malvern (Citipower) 66 kV | Citipower | Winter | Non-coincident | 2032 | POE50 | NA | 5.8725 | VIC Malvern (Citipower) 66 kV |  |  | FALSE | #N/A | #N/A | #N/A | #N/A | #N/A | #N/A | #N/A | #N/A | #N/A | #N/A
TRUE | VIC | MTSC | Malvern (Citipower) 66 kV | Citipower | Winter | Coincident | 2033 | POE10 | NA | 0.05999 | VIC Malvern (Citipower) 66 kV |  |  | FALSE | #N/A | #N/A | #N/A | #N/A | #N/A | #N/A | #N/A | #N/A | #N/A | #N/A
TRUE | VIC | MTSC | Malvern (Citipower) 66 kV | Citipower | Winter | Coincident | 2033 | POE50 | NA | -0.06637 | VIC Malvern (Citipower) 66 kV |  |  | FALSE | #N/A | #N/A | #N/A | #N/A | #N/A | #N/A | #N/A | #N/A | #N/A | #N/A
TRUE | VIC | MTSC | Malvern (Citipower) 66 kV | Citipower | Winter | Non-coincident | 2033 | POE10 | NA | 6.5705 | VIC Malvern (Citipower) 66 kV |  |  | FALSE | #N/A | #N/A | #N/A | #N/A | #N/A | #N/A | #N/A | #N/A | #N/A | #N/A
TRUE | VIC | MTSC | Malvern (Citipower) 66 kV | Citipower | Winter | Non-coincident | 2033 | POE50 | NA | 6.3561 | VIC Malvern (Citipower) 66 kV |  |  | FALSE | #N/A | #N/A | #N/A | #N/A | #N/A | #N/A | #N/A | #N/A | #N/A | #N/A
TRUE | VIC | MTSC | Malvern (Citipower) 66 kV | Citipower | Winter | Coincident | 2034 | POE10 | NA | -0.34593 | VIC Malvern (Citipower) 66 kV |  |  | FALSE | #N/A | #N/A | #N/A | #N/A | #N/A | #N/A | #N/A | #N/A | #N/A | #N/A
TRUE | VIC | MTSC | Malvern (Citipower) 66 kV | Citipower | Winter | Coincident | 2034 | POE50 | NA | -0.5205 | VIC Malvern (Citipower) 66 kV |  |  | FALSE | #N/A | #N/A | #N/A | #N/A | #N/A | #N/A | #N/A | #N/A | #N/A | #N/A
TRUE | VIC | MTSC | Malvern (Citipower) 66 kV | Citipower | Winter | Non-coincident | 2034 | POE10 | NA | 7.0719 | VIC Malvern (Citipower) 66 kV |  |  | FALSE | #N/A | #N/A | #N/A | #N/A | #N/A | #N/A | #N/A | #N/A | #N/A | #N/A
TRUE | VIC | MTSC | Malvern (Citipower) 66 kV | Citipower | Winter | Non-coincident | 2034 | POE50 | NA | 6.8568 | VIC Malvern (Citipower) 66 kV |  |  | FALSE | #N/A | #N/A | #N/A | #N/A | #N/A | #N/A | #N/A | #N/A | #N/A | #N/A
TRUE | VIC | MWTS | Morwell (Ausnet) 66 kV | AusNet | Shoulder | Coincident | 2019 | ACTUAL_OPG | 164.5148 | NA | VIC Morwell (Ausnet) 66 kV |  |  | FALSE | #N/A | #N/A | #N/A | #N/A | #N/A | #N/A | #N/A | #N/A | #N/A | #N/A
TRUE | VIC | MWTS | Morwell (Ausnet) 66 kV | AusNet | Shoulder | Coincident | 2019 | ACTUAL_RAW | 153.3225 | NA | VIC Morwell (Ausnet) 66 kV |  |  | FALSE | #N/A | #N/A | #N/A | #N/A | #N/A | #N/A | #N/A | #N/A | #N/A | #N/A
TRUE | VIC | MWTS | Morwell (Ausnet) 66 kV | AusNet | Shoulder | Non-coincident | 2019 | ACTUAL_RAW | -36.4433 | NA | VIC Morwell (Ausnet) 66 kV |  |  | FALSE | #N/A | #N/A | #N/A | #N/A | #N/A | #N/A | #N/A | #N/A | #N/A | #N/A
TRUE | VIC | MWTS | Morwell (Ausnet) 66 kV | AusNet | Shoulder | Non-coincident | 2019 | ACTUAL_OPG | 79.9512 | NA | VIC Morwell (Ausnet) 66 kV |  |  | FALSE | #N/A | #N/A | #N/A | #N/A | #N/A | #N/A | #N/A | #N/A | #N/A | #N/A
TRUE | VIC | MWTS | Morwell (Ausnet) 66 kV | AusNet | Shoulder | Non-coincident | 2019 | ACTUAL_ADJUSTEDOPG | 79.9512 | NA | VIC Morwell (Ausnet) 66 kV |  |  | FALSE | #N/A | #N/A | #N/A | #N/A | #N/A | #N/A | #N/A | #N/A | #N/A | #N/A
TRUE | VIC | MWTS | Morwell (Ausnet) 66 kV | AusNet | Shoulder | Coincident | 2020 | ACTUAL_OPG | 144.0604 | NA | VIC Morwell (Ausnet) 66 kV |  |  | FALSE | #N/A | #N/A | #N/A | #N/A | #N/A | #N/A | #N/A | #N/A | #N/A | #N/A
TRUE | VIC | MWTS | Morwell (Ausnet) 66 kV | AusNet | Shoulder | Coincident | 2020 | ACTUAL_RAW | 129.5531 | NA | VIC Morwell (Ausnet) 66 kV |  |  | FALSE | #N/A | #N/A | #N/A | #N/A | #N/A | #N/A | #N/A | #N/A | #N/A | #N/A
TRUE | VIC | MWTS | Morwell (Ausnet) 66 kV | AusNet | Shoulder | Non-coincident | 2020 | ACTUAL_RAW | -18.651 | NA | VIC Morwell (Ausnet) 66 kV |  |  | FALSE | #N/A | #N/A | #N/A | #N/A | #N/A | #N/A | #N/A | #N/A | #N/A | #N/A
TRUE | VIC | MWTS | Morwell (Ausnet) 66 kV | AusNet | Shoulder | Non-coincident | 2020 | ACTUAL_OPG | 51.2659 | NA | VIC Morwell (Ausnet) 66 kV |  |  | FALSE | #N/A | #N/A | #N/A | #N/A | #N/A | #N/A | #N/A | #N/A | #N/A | #N/A
TRUE | VIC | MWTS | Morwell (Ausnet) 66 kV | AusNet | Shoulder | Non-coincident | 2020 | ACTUAL_ADJUSTEDOPG | 51.2659 | NA | VIC Morwell (Ausnet) 66 kV |  |  | FALSE | #N/A | #N/A | #N/A | #N/A | #N/A | #N/A | #N/A | #N/A | #N/A | #N/A
TRUE | VIC | MWTS | Morwell (Ausnet) 66 kV | AusNet | Shoulder | Coincident | 2021 | ACTUAL_OPG | 95.9042 | NA | VIC Morwell (Ausnet) 66 kV |  |  | FALSE | #N/A | #N/A | #N/A | #N/A | #N/A | #N/A | #N/A | #N/A | #N/A | #N/A
TRUE | VIC | MWTS | Morwell (Ausnet) 66 kV | AusNet | Shoulder | Coincident | 2021 | ACTUAL_RAW | 75.9001 | NA | VIC Morwell (Ausnet) 66 kV |  |  | FALSE | #N/A | #N/A | #N/A | #N/A | #N/A | #N/A | #N/A | #N/A | #N/A | #N/A
TRUE | VIC | MWTS | Morwell (Ausnet) 66 kV | AusNet | Shoulder | Non-coincident | 2021 | ACTUAL_RAW | -11.7486 | NA | VIC Morwell (Ausnet) 66 kV |  |  | FALSE | #N/A | #N/A | #N/A | #N/A | #N/A | #N/A | #N/A | #N/A | #N/A | #N/A
TRUE | VIC | MWTS | Morwell (Ausnet) 66 kV | AusNet | Shoulder | Non-coincident | 2021 | ACTUAL_OPG | 49.6824 | NA | VIC Morwell (Ausnet) 66 kV |  |  | FALSE | #N/A | #N/A | #N/A | #N/A | #N/A | #N/A | #N/A | #N/A | #N/A | #N/A
TRUE | VIC | MWTS | Morwell (Ausnet) 66 kV | AusNet | Shoulder | Non-coincident | 2021 | ACTUAL_ADJUSTEDOPG | 49.6824 | NA | VIC Morwell (Ausnet) 66 kV |  |  | FALSE | #N/A | #N/A | #N/A | #N/A | #N/A | #N/A | #N/A | #N/A | #N/A | #N/A
TRUE | VIC | MWTS | Morwell (Ausnet) 66 kV | AusNet | Shoulder | Coincident | 2022 | ACTUAL_OPG | 64.116 | NA | VIC Morwell (Ausnet) 66 kV |  |  | FALSE | #N/A | #N/A | #N/A | #N/A | #N/A | #N/A | #N/A | #N/A | #N/A | #N/A
TRUE | VIC | MWTS | Morwell (Ausnet) 66 kV | AusNet | Shoulder | Coincident | 2022 | ACTUAL_RAW | 58.8413 | NA | VIC Morwell (Ausnet) 66 kV |  |  | FALSE | #N/A | #N/A | #N/A | #N/A | #N/A | #N/A | #N/A | #N/A | #N/A | #N/A
TRUE | VIC | MWTS | Morwell (Ausnet) 66 kV | AusNet | Shoulder | Non-coincident | 2022 | ACTUAL_RAW | -34.8655 | NA | VIC Morwell (Ausnet) 66 kV |  |  | FALSE | #N/A | #N/A | #N/A | #N/A | #N/A | #N/A | #N/A | #N/A | #N/A | #N/A
TRUE | VIC | MWTS | Morwell (Ausnet) 66 kV | AusNet | Shoulder | Non-coincident | 2022 | ACTUAL_OPG | 27.8011 | NA | VIC Morwell (Ausnet) 66 kV |  |  | FALSE | #N/A | #N/A | #N/A | #N/A | #N/A | #N/A | #N/A | #N/A | #N/A | #N/A
TRUE | VIC | MWTS | Morwell (Ausnet) 66 kV | AusNet | Shoulder | Non-coincident | 2022 | ACTUAL_ADJUSTEDOPG | 27.8011 | NA | VIC Morwell (Ausnet) 66 kV |  |  | FALSE | #N/A | #N/A | #N/A | #N/A | #N/A | #N/A | #N/A | #N/A | #N/A | #N/A
TRUE | VIC | MWTS | Morwell (Ausnet) 66 kV | AusNet | Shoulder | Coincident | 2023 | ACTUAL_OPG | 12.7254 | NA | VIC Morwell (Ausnet) 66 kV |  |  | FALSE | #N/A | #N/A | #N/A | #N/A | #N/A | #N/A | #N/A | #N/A | #N/A | #N/A
TRUE | VIC | MWTS | Morwell (Ausnet) 66 kV | AusNet | Shoulder | Coincident | 2023 | ACTUAL_RAW | 0.62736 | NA | VIC Morwell (Ausnet) 66 kV |  |  | FALSE | #N/A | #N/A | #N/A | #N/A | #N/A | #N/A | #N/A | #N/A | #N/A | #N/A
TRUE | VIC | MWTS | Morwell (Ausnet) 66 kV | AusNet | Shoulder | Non-coincident | 2023 | ACTUAL_RAW | -30.0851 | NA | VIC Morwell (Ausnet) 66 kV |  |  | FALSE | #N/A | #N/A | #N/A | #N/A | #N/A | #N/A | #N/A | #N/A | #N/A | #N/A
TRUE | VIC | MWTS | Morwell (Ausnet) 66 kV | AusNet | Shoulder | Non-coincident | 2023 | ACTUAL_OPG | 12.2413 | NA | VIC Morwell (Ausnet) 66 kV |  |  | FALSE | #N/A | #N/A | #N/A | #N/A | #N/A | #N/A | #N/A | #N/A | #N/A | #N/A
TRUE | VIC | MWTS | Morwell (Ausnet) 66 kV | AusNet | Shoulder | Non-coincident | 2023 | ACTUAL_ADJUSTEDOPG | 12.2413 | NA | VIC Morwell (Ausnet) 66 kV |  |  | FALSE | #N/A | #N/A | #N/A | #N/A | #N/A | #N/A | #N/A | #N/A | #N/A | #N/A
TRUE | VIC | MWTS | Morwell (Ausnet) 66 kV | AusNet | Shoulder | Coincident | 2024 | ACTUAL_OPG | 10.974 | NA | VIC Morwell (Ausnet) 66 kV |  |  | FALSE | #N/A | #N/A | #N/A | #N/A | #N/A | #N/A | #N/A | #N/A | #N/A | #N/A
TRUE | VIC | MWTS | Morwell (Ausnet) 66 kV | AusNet | Shoulder | Coincident | 2024 | ACTUAL_RAW | 5.9303 | NA | VIC Morwell (Ausnet) 66 kV |  |  | FALSE | #N/A | #N/A | #N/A | #N/A | #N/A | #N/A | #N/A | #N/A | #N/A | #N/A
TRUE | VIC | MWTS | Morwell (Ausnet) 66 kV | AusNet | Shoulder | Non-coincident | 2024 | ACTUAL_RAW | -253.9797 | NA | VIC Morwell (Ausnet) 66 kV |  |  | FALSE | #N/A | #N/A | #N/A | #N/A | #N/A | #N/A | #N/A | #N/A | #N/A | #N/A
TRUE | VIC | MWTS | Morwell (Ausnet) 66 kV | AusNet | Shoulder | Non-coincident | 2024 | ACTUAL_OPG | -198.2826 | NA | VIC Morwell (Ausnet) 66 kV |  |  | FALSE | #N/A | #N/A | #N/A | #N/A | #N/A | #N/A | #N/A | #N/A | #N/A | #N/A
TRUE | VIC | MWTS | Morwell (Ausnet) 66 kV | AusNet | Shoulder | Non-coincident | 2024 | ACTUAL_ADJUSTEDOPG | -198.2826 | NA | VIC Morwell (Ausnet) 66 kV |  |  | FALSE | #N/A | #N/A | #N/A | #N/A | #N/A | #N/A | #N/A | #N/A | #N/A | #N/A
TRUE | VIC | MWTS | Morwell (Ausnet) 66 kV | AusNet | Shoulder | Coincident | 2025 | ACTUAL_OPG | -18.2013 | NA | VIC Morwell (Ausnet) 66 kV |  |  | FALSE | #N/A | #N/A | #N/A | #N/A | #N/A | #N/A | #N/A | #N/A | #N/A | #N/A
TRUE | VIC | MWTS | Morwell (Ausnet) 66 kV | AusNet | Shoulder | Coincident | 2025 | ACTUAL_RAW | -24.4084 | NA | VIC Morwell (Ausnet) 66 kV |  |  | FALSE | #N/A | #N/A | #N/A | #N/A | #N/A | #N/A | #N/A | #N/A | #N/A | #N/A
TRUE | VIC | MWTS | Morwell (Ausnet) 66 kV | AusNet | Shoulder | Non-coincident | 2025 | ACTUAL_RAW | -190.5411 | NA | VIC Morwell (Ausnet) 66 kV |  |  | FALSE | #N/A | #N/A | #N/A | #N/A | #N/A | #N/A | #N/A | #N/A | #N/A | #N/A
TRUE | VIC | MWTS | Morwell (Ausnet) 66 kV | AusNet | Shoulder | Non-coincident | 2025 | ACTUAL_OPG | -127.8185 | NA | VIC Morwell (Ausnet) 66 kV |  |  | FALSE | #N/A | #N/A | #N/A | #N/A | #N/A | #N/A | #N/A | #N/A | #N/A | #N/A
TRUE | VIC | MWTS | Morwell (Ausnet) 66 kV | AusNet | Shoulder | Non-coincident | 2025 | ACTUAL_ADJUSTEDOPG | -127.8185 | NA | VIC Morwell (Ausnet) 66 kV |  |  | FALSE | #N/A | #N/A | #N/A | #N/A | #N/A | #N/A | #N/A | #N/A | #N/A | #N/A
TRUE | VIC | MWTS | Morwell (Ausnet) 66 kV | AusNet | Shoulder | Non-coincident | 2025 | BASEYEARPOE90 | -127.8283 | NA | VIC Morwell (Ausnet) 66 kV |  |  | FALSE | #N/A | #N/A | #N/A | #N/A | #N/A | #N/A | #N/A | #N/A | #N/A | #N/A
TRUE | VIC | MWTS | Morwell (Ausnet) 66 kV | AusNet | Shoulder | Non-coincident | 2025 | BASEYEARPOE50 | -95.3858 | NA | VIC Morwell (Ausnet) 66 kV |  |  | FALSE | #N/A | #N/A | #N/A | #N/A | #N/A | #N/A | #N/A | #N/A | #N/A | #N/A
TRUE | VIC | MWTS | Morwell (Ausnet) 66 kV | AusNet | Shoulder | Coincident_unreconciled | 2026 | POE90 | -30 | NA | VIC Morwell (Ausnet) 66 kV |  |  | FALSE | #N/A | #N/A | #N/A | #N/A | #N/A | #N/A | #N/A | #N/A | #N/A | #N/A
TRUE | VIC | MWTS | Morwell (Ausnet) 66 kV | AusNet | Shoulder | Coincident_unreconciled | 2026 | POE50 | -20 | NA | VIC Morwell (Ausnet) 66 kV |  |  | FALSE | #N/A | #N/A | #N/A | #N/A | #N/A | #N/A | #N/A | #N/A | #N/A | #N/A
TRUE | VIC | MWTS | Morwell (Ausnet) 66 kV | AusNet | Shoulder | Non-coincident | 2026 | POE50 | -100 | NA | VIC Morwell (Ausnet) 66 kV |  |  | FALSE | #N/A | #N/A | #N/A | #N/A | #N/A | #N/A | #N/A | #N/A | #N/A | #N/A
TRUE | VIC | MWTS | Morwell (Ausnet) 66 kV | AusNet | Shoulder | Non-coincident | 2026 | POE90 | -124.4978 | NA | VIC Morwell (Ausnet) 66 kV |  |  | FALSE | #N/A | #N/A | #N/A | #N/A | #N/A | #N/A | #N/A | #N/A | #N/A | #N/A
TRUE | VIC | MWTS | Morwell (Ausnet) 66 kV | AusNet | Shoulder | Coincident_unreconciled | 2027 | POE90 | -35.25 | NA | VIC Morwell (Ausnet) 66 kV |  |  | FALSE | #N/A | #N/A | #N/A | #N/A | #N/A | #N/A | #N/A | #N/A | #N/A | #N/A
TRUE | VIC | MWTS | Morwell (Ausnet) 66 kV | AusNet | Shoulder | Coincident_unreconciled | 2027 | POE50 | -23.5 | NA | VIC Morwell (Ausnet) 66 kV |  |  | FALSE | #N/A | #N/A | #N/A | #N/A | #N/A | #N/A | #N/A | #N/A | #N/A | #N/A
TRUE | VIC | MWTS | Morwell (Ausnet) 66 kV | AusNet | Shoulder | Non-coincident | 2027 | POE50 | -120.3997 | NA | VIC Morwell (Ausnet) 66 kV |  |  | FALSE | #N/A | #N/A | #N/A | #N/A | #N/A | #N/A | #N/A | #N/A | #N/A | #N/A
TRUE | VIC | MWTS | Morwell (Ausnet) 66 kV | AusNet | Shoulder | Non-coincident | 2027 | POE90 | -144.9994 | NA | VIC Morwell (Ausnet) 66 kV |  |  | FALSE | #N/A | #N/A | #N/A | #N/A | #N/A | #N/A | #N/A | #N/A | #N/A | #N/A
TRUE | VIC | MWTS | Morwell (Ausnet) 66 kV | AusNet | Shoulder | Coincident_unreconciled | 2028 | POE90 | -41.4188 | NA | VIC Morwell (Ausnet) 66 kV |  |  | FALSE | #N/A | #N/A | #N/A | #N/A | #N/A | #N/A | #N/A | #N/A | #N/A | #N/A
TRUE | VIC | MWTS | Morwell (Ausnet) 66 kV | AusNet | Shoulder | Coincident_unreconciled | 2028 | POE50 | -27.6125 | NA | VIC Morwell (Ausnet) 66 kV |  |  | FALSE | #N/A | #N/A | #N/A | #N/A | #N/A | #N/A | #N/A | #N/A | #N/A | #N/A
TRUE | VIC | MWTS | Morwell (Ausnet) 66 kV | AusNet | Shoulder | Non-coincident | 2028 | POE50 | -139.1415 | NA | VIC Morwell (Ausnet) 66 kV |  |  | FALSE | #N/A | #N/A | #N/A | #N/A | #N/A | #N/A | #N/A | #N/A | #N/A | #N/A
TRUE | VIC | MWTS | Morwell (Ausnet) 66 kV | AusNet | Shoulder | Non-coincident | 2028 | POE90 | -163.8438 | NA | VIC Morwell (Ausnet) 66 kV |  |  | FALSE | #N/A | #N/A | #N/A | #N/A | #N/A | #N/A | #N/A | #N/A | #N/A | #N/A
TRUE | VIC | MWTS | Morwell (Ausnet) 66 kV | AusNet | Shoulder | Coincident_unreconciled | 2029 | POE90 | -48.667 | NA | VIC Morwell (Ausnet) 66 kV |  |  | FALSE | #N/A | #N/A | #N/A | #N/A | #N/A | #N/A | #N/A | #N/A | #N/A | #N/A
TRUE | VIC | MWTS | Morwell (Ausnet) 66 kV | AusNet | Shoulder | Coincident_unreconciled | 2029 | POE50 | -32.4447 | NA | VIC Morwell (Ausnet) 66 kV |  |  | FALSE | #N/A | #N/A | #N/A | #N/A | #N/A | #N/A | #N/A | #N/A | #N/A | #N/A
TRUE | VIC | MWTS | Morwell (Ausnet) 66 kV | AusNet | Shoulder | Non-coincident | 2029 | POE50 | -157.3085 | NA | VIC Morwell (Ausnet) 66 kV |  |  | FALSE | #N/A | #N/A | #N/A | #N/A | #N/A | #N/A | #N/A | #N/A | #N/A | #N/A
TRUE | VIC | MWTS | Morwell (Ausnet) 66 kV | AusNet | Shoulder | Non-coincident | 2029 | POE90 | -182.1134 | NA | VIC Morwell (Ausnet) 66 kV |  |  | FALSE | #N/A | #N/A | #N/A | #N/A | #N/A | #N/A | #N/A | #N/A | #N/A | #N/A
TRUE | VIC | MWTS | Morwell (Ausnet) 66 kV | AusNet | Shoulder | Coincident_unreconciled | 2030 | POE90 | -57.1838 | NA | VIC Morwell (Ausnet) 66 kV |  |  | FALSE | #N/A | #N/A | #N/A | #N/A | #N/A | #N/A | #N/A | #N/A | #N/A | #N/A
TRUE | VIC | MWTS | Morwell (Ausnet) 66 kV | AusNet | Shoulder | Coincident_unreconciled | 2030 | POE50 | -38.1225 | NA | VIC Morwell (Ausnet) 66 kV |  |  | FALSE | #N/A | #N/A | #N/A | #N/A | #N/A | #N/A | #N/A | #N/A | #N/A | #N/A
TRUE | VIC | MWTS | Morwell (Ausnet) 66 kV | AusNet | Shoulder | Non-coincident | 2030 | POE50 | -176.1652 | NA | VIC Morwell (Ausnet) 66 kV |  |  | FALSE | #N/A | #N/A | #N/A | #N/A | #N/A | #N/A | #N/A | #N/A | #N/A | #N/A
TRUE | VIC | MWTS | Morwell (Ausnet) 66 kV | AusNet | Shoulder | Non-coincident | 2030 | POE90 | -201.0727 | NA | VIC Morwell (Ausnet) 66 kV |  |  | FALSE | #N/A | #N/A | #N/A | #N/A | #N/A | #N/A | #N/A | #N/A | #N/A | #N/A
TRUE | VIC | MWTS | Morwell (Ausnet) 66 kV | AusNet | Shoulder | Coincident_unreconciled | 2031 | POE90 | -67.1909 | NA | VIC Morwell (Ausnet) 66 kV |  |  | FALSE | #N/A | #N/A | #N/A | #N/A | #N/A | #N/A | #N/A | #N/A | #N/A | #N/A
TRUE | VIC | MWTS | Morwell (Ausnet) 66 kV | AusNet | Shoulder | Coincident_unreconciled | 2031 | POE50 | -44.794 | NA | VIC Morwell (Ausnet) 66 kV |  |  | FALSE | #N/A | #N/A | #N/A | #N/A | #N/A | #N/A | #N/A | #N/A | #N/A | #N/A
TRUE | VIC | MWTS | Morwell (Ausnet) 66 kV | AusNet | Shoulder | Non-coincident | 2031 | POE50 | -197.7066 | NA | VIC Morwell (Ausnet) 66 kV |  |  | FALSE | #N/A | #N/A | #N/A | #N/A | #N/A | #N/A | #N/A | #N/A | #N/A | #N/A
TRUE | VIC | MWTS | Morwell (Ausnet) 66 kV | AusNet | Shoulder | Non-coincident | 2031 | POE90 | -222.7168 | NA | VIC Morwell (Ausnet) 66 kV |  |  | FALSE | #N/A | #N/A | #N/A | #N/A | #N/A | #N/A | #N/A | #N/A | #N/A | #N/A
TRUE | VIC | MWTS | Morwell (Ausnet) 66 kV | AusNet | Shoulder | Coincident_unreconciled | 2032 | POE90 | -78.9493 | NA | VIC Morwell (Ausnet) 66 kV |  |  | FALSE | #N/A | #N/A | #N/A | #N/A | #N/A | #N/A | #N/A | #N/A | #N/A | #N/A
TRUE | VIC | MWTS | Morwell (Ausnet) 66 kV | AusNet | Shoulder | Coincident_unreconciled | 2032 | POE50 | -52.6329 | NA | VIC Morwell (Ausnet) 66 kV |  |  | FALSE | #N/A | #N/A | #N/A | #N/A | #N/A | #N/A | #N/A | #N/A | #N/A | #N/A
TRUE | VIC | MWTS | Morwell (Ausnet) 66 kV | AusNet | Shoulder | Non-coincident | 2032 | POE50 | -213.4862 | NA | VIC Morwell (Ausnet) 66 kV |  |  | FALSE | #N/A | #N/A | #N/A | #N/A | #N/A | #N/A | #N/A | #N/A | #N/A | #N/A
TRUE | VIC | MWTS | Morwell (Ausnet) 66 kV | AusNet | Shoulder | Non-coincident | 2032 | POE90 | -238.5984 | NA | VIC Morwell (Ausnet) 66 kV |  |  | FALSE | #N/A | #N/A | #N/A | #N/A | #N/A | #N/A | #N/A | #N/A | #N/A | #N/A
TRUE | VIC | MWTS | Morwell (Ausnet) 66 kV | AusNet | Shoulder | Coincident_unreconciled | 2033 | POE90 | -92.7655 | NA | VIC Morwell (Ausnet) 66 kV |  |  | FALSE | #N/A | #N/A | #N/A | #N/A | #N/A | #N/A | #N/A | #N/A | #N/A | #N/A
TRUE | VIC | MWTS | Morwell (Ausnet) 66 kV | AusNet | Shoulder | Coincident_unreconciled | 2033 | POE50 | -61.8436 | NA | VIC Morwell (Ausnet) 66 kV |  |  | FALSE | #N/A | #N/A | #N/A | #N/A | #N/A | #N/A | #N/A | #N/A | #N/A | #N/A
TRUE | VIC | MWTS | Morwell (Ausnet) 66 kV | AusNet | Shoulder | Non-coincident | 2033 | POE50 | -224.3166 | NA | VIC Morwell (Ausnet) 66 kV |  |  | FALSE | #N/A | #N/A | #N/A | #N/A | #N/A | #N/A | #N/A | #N/A | #N/A | #N/A
TRUE | VIC | MWTS | Morwell (Ausnet) 66 kV | AusNet | Shoulder | Non-coincident | 2033 | POE90 | -249.5304 | NA | VIC Morwell (Ausnet) 66 kV |  |  | FALSE | #N/A | #N/A | #N/A | #N/A | #N/A | #N/A | #N/A | #N/A | #N/A | #N/A
TRUE | VIC | MWTS | Morwell (Ausnet) 66 kV | AusNet | Shoulder | Coincident_unreconciled | 2034 | POE90 | -108.9994 | NA | VIC Morwell (Ausnet) 66 kV |  |  | FALSE | #N/A | #N/A | #N/A | #N/A | #N/A | #N/A | #N/A | #N/A | #N/A | #N/A
TRUE | VIC | MWTS | Morwell (Ausnet) 66 kV | AusNet | Shoulder | Coincident_unreconciled | 2034 | POE50 | -72.6663 | NA | VIC Morwell (Ausnet) 66 kV |  |  | FALSE | #N/A | #N/A | #N/A | #N/A | #N/A | #N/A | #N/A | #N/A | #N/A | #N/A
TRUE | VIC | MWTS | Morwell (Ausnet) 66 kV | AusNet | Shoulder | Non-coincident | 2034 | POE50 | -235.8796 | NA | VIC Morwell (Ausnet) 66 kV |  |  | FALSE | #N/A | #N/A | #N/A | #N/A | #N/A | #N/A | #N/A | #N/A | #N/A | #N/A
TRUE | VIC | MWTS | Morwell (Ausnet) 66 kV | AusNet | Shoulder | Non-coincident | 2034 | POE90 | -261.1951 | NA | VIC Morwell (Ausnet) 66 kV |  |  | FALSE | #N/A | #N/A | #N/A | #N/A | #N/A | #N/A | #N/A | #N/A | #N/A | #N/A
TRUE | VIC | MWTS | Morwell (Ausnet) 66 kV | AusNet | Shoulder | Coincident_unreconciled | 2035 | POE90 | -128.0743 | NA | VIC Morwell (Ausnet) 66 kV |  |  | FALSE | #N/A | #N/A | #N/A | #N/A | #N/A | #N/A | #N/A | #N/A | #N/A | #N/A
TRUE | VIC | MWTS | Morwell (Ausnet) 66 kV | AusNet | Shoulder | Coincident_unreconciled | 2035 | POE50 | -85.3829 | NA | VIC Morwell (Ausnet) 66 kV |  |  | FALSE | #N/A | #N/A | #N/A | #N/A | #N/A | #N/A | #N/A | #N/A | #N/A | #N/A
TRUE | VIC | MWTS | Morwell (Ausnet) 66 kV | AusNet | Shoulder | Non-coincident | 2035 | POE50 | -249.5606 | NA | VIC Morwell (Ausnet) 66 kV |  |  | FALSE | #N/A | #N/A | #N/A | #N/A | #N/A | #N/A | #N/A | #N/A | #N/A | #N/A
TRUE | VIC | MWTS | Morwell (Ausnet) 66 kV | AusNet | Shoulder | Non-coincident | 2035 | POE90 | -274.9776 | NA | VIC Morwell (Ausnet) 66 kV |  |  | FALSE | #N/A | #N/A | #N/A | #N/A | #N/A | #N/A | #N/A | #N/A | #N/A | #N/A
TRUE | VIC | MWTS | Morwell (Ausnet) 66 kV | AusNet | Summer | Coincident | 2019 | ACTUAL_OPG | 195.1836 | 304.2552 | VIC Morwell (Ausnet) 66 kV |  |  | FALSE | #N/A | #N/A | #N/A | #N/A | #N/A | #N/A | #N/A | #N/A | #N/A | #N/A
TRUE | VIC | MWTS | Morwell (Ausnet) 66 kV | AusNet | Summer | Coincident | 2019 | ACTUAL_RAW | 184.6118 | 196.3254 | VIC Morwell (Ausnet) 66 kV |  |  | FALSE | #N/A | #N/A | #N/A | #N/A | #N/A | #N/A | #N/A | #N/A | #N/A | #N/A
TRUE | VIC | MWTS | Morwell (Ausnet) 66 kV | AusNet | Summer | Non-coincident | 2019 | ACTUAL_RAW | -28.2505 | 290.8844 | VIC Morwell (Ausnet) 66 kV |  |  | FALSE | #N/A | #N/A | #N/A | #N/A | #N/A | #N/A | #N/A | #N/A | #N/A | #N/A
TRUE | VIC | MWTS | Morwell (Ausnet) 66 kV | AusNet | Summer | Non-coincident | 2019 | ACTUAL_OPG | 61.7789 | 375.9323 | VIC Morwell (Ausnet) 66 kV |  |  | FALSE | #N/A | #N/A | #N/A | #N/A | #N/A | #N/A | #N/A | #N/A | #N/A | #N/A
TRUE | VIC | MWTS | Morwell (Ausnet) 66 kV | AusNet | Summer | Non-coincident | 2019 | ACTUAL_ADJUSTEDOPG | 61.7789 | 375.9323 | VIC Morwell (Ausnet) 66 kV |  |  | FALSE | #N/A | #N/A | #N/A | #N/A | #N/A | #N/A | #N/A | #N/A | #N/A | #N/A
TRUE | VIC | MWTS | Morwell (Ausnet) 66 kV | AusNet | Summer | Coincident | 2020 | ACTUAL_OPG | 77.8547 | 373.9969 | VIC Morwell (Ausnet) 66 kV |  |  | FALSE | #N/A | #N/A | #N/A | #N/A | #N/A | #N/A | #N/A | #N/A | #N/A | #N/A
TRUE | VIC | MWTS | Morwell (Ausnet) 66 kV | AusNet | Summer | Coincident | 2020 | ACTUAL_RAW | 59.5149 | 284.2696 | VIC Morwell (Ausnet) 66 kV |  |  | FALSE | #N/A | #N/A | #N/A | #N/A | #N/A | #N/A | #N/A | #N/A | #N/A | #N/A
TRUE | VIC | MWTS | Morwell (Ausnet) 66 kV | AusNet | Summer | Non-coincident | 2020 | ACTUAL_RAW | -11.1157 | 317.1384 | VIC Morwell (Ausnet) 66 kV |  |  | FALSE | #N/A | #N/A | #N/A | #N/A | #N/A | #N/A | #N/A | #N/A | #N/A | #N/A
TRUE | VIC | MWTS | Morwell (Ausnet) 66 kV | AusNet | Summer | Non-coincident | 2020 | ACTUAL_OPG | 63.1469 | 391.7987 | VIC Morwell (Ausnet) 66 kV |  |  | FALSE | #N/A | #N/A | #N/A | #N/A | #N/A | #N/A | #N/A | #N/A | #N/A | #N/A
TRUE | VIC | MWTS | Morwell (Ausnet) 66 kV | AusNet | Summer | Non-coincident | 2020 | ACTUAL_ADJUSTEDOPG | 63.1469 | 391.7987 | VIC Morwell (Ausnet) 66 kV |  |  | FALSE | #N/A | #N/A | #N/A | #N/A | #N/A | #N/A | #N/A | #N/A | #N/A | #N/A
TRUE | VIC | MWTS | Morwell (Ausnet) 66 kV | AusNet | Summer | Coincident | 2021 | ACTUAL_OPG | 46.6777 | 359.9719 | VIC Morwell (Ausnet) 66 kV |  |  | FALSE | #N/A | #N/A | #N/A | #N/A | #N/A | #N/A | #N/A | #N/A | #N/A | #N/A
TRUE | VIC | MWTS | Morwell (Ausnet) 66 kV | AusNet | Summer | Coincident | 2021 | ACTUAL_RAW | 38.0654 | 310.3283 | VIC Morwell (Ausnet) 66 kV |  |  | FALSE | #N/A | #N/A | #N/A | #N/A | #N/A | #N/A | #N/A | #N/A | #N/A | #N/A
TRUE | VIC | MWTS | Morwell (Ausnet) 66 kV | AusNet | Summer | Non-coincident | 2021 | ACTUAL_RAW | -33.6137 | 331.8929 | VIC Morwell (Ausnet) 66 kV |  |  | FALSE | #N/A | #N/A | #N/A | #N/A | #N/A | #N/A | #N/A | #N/A | #N/A | #N/A
TRUE | VIC | MWTS | Morwell (Ausnet) 66 kV | AusNet | Summer | Non-coincident | 2021 | ACTUAL_OPG | 30.6585 | 375.1138 | VIC Morwell (Ausnet) 66 kV |  |  | FALSE | #N/A | #N/A | #N/A | #N/A | #N/A | #N/A | #N/A | #N/A | #N/A | #N/A
TRUE | VIC | MWTS | Morwell (Ausnet) 66 kV | AusNet | Summer | Non-coincident | 2021 | ACTUAL_ADJUSTEDOPG | 30.6585 | 375.1138 | VIC Morwell (Ausnet) 66 kV |  |  | FALSE | #N/A | #N/A | #N/A | #N/A | #N/A | #N/A | #N/A | #N/A | #N/A | #N/A
TRUE | VIC | MWTS | Morwell (Ausnet) 66 kV | AusNet | Summer | Coincident | 2022 | ACTUAL_OPG | 6.4847 | 247.0454 | VIC Morwell (Ausnet) 66 kV |  |  | FALSE | #N/A | #N/A | #N/A | #N/A | #N/A | #N/A | #N/A | #N/A | #N/A | #N/A
TRUE | VIC | MWTS | Morwell (Ausnet) 66 kV | AusNet | Summer | Coincident | 2022 | ACTUAL_RAW | -36.9114 | 140.048 | VIC Morwell (Ausnet) 66 kV |  |  | FALSE | #N/A | #N/A | #N/A | #N/A | #N/A | #N/A | #N/A | #N/A | #N/A | #N/A
TRUE | VIC | MWTS | Morwell (Ausnet) 66 kV | AusNet | Summer | Non-coincident | 2022 | ACTUAL_RAW | -60.174 | 370.4004 | VIC Morwell (Ausnet) 66 kV |  |  | FALSE | #N/A | #N/A | #N/A | #N/A | #N/A | #N/A | #N/A | #N/A | #N/A | #N/A
TRUE | VIC | MWTS | Morwell (Ausnet) 66 kV | AusNet | Summer | Non-coincident | 2022 | ACTUAL_OPG | 2.0784 | 389.3859 | VIC Morwell (Ausnet) 66 kV |  |  | FALSE | #N/A | #N/A | #N/A | #N/A | #N/A | #N/A | #N/A | #N/A | #N/A | #N/A
TRUE | VIC | MWTS | Morwell (Ausnet) 66 kV | AusNet | Summer | Non-coincident | 2022 | ACTUAL_ADJUSTEDOPG | 2.0784 | 389.3859 | VIC Morwell (Ausnet) 66 kV |  |  | FALSE | #N/A | #N/A | #N/A | #N/A | #N/A | #N/A | #N/A | #N/A | #N/A | #N/A
TRUE | VIC | MWTS | Morwell (Ausnet) 66 kV | AusNet | Summer | Coincident | 2023 | ACTUAL_OPG | 13.3273 | 297.1576 | VIC Morwell (Ausnet) 66 kV |  |  | FALSE | #N/A | #N/A | #N/A | #N/A | #N/A | #N/A | #N/A | #N/A | #N/A | #N/A
TRUE | VIC | MWTS | Morwell (Ausnet) 66 kV | AusNet | Summer | Coincident | 2023 | ACTUAL_RAW | -46.3873 | 164.1657 | VIC Morwell (Ausnet) 66 kV |  |  | FALSE | #N/A | #N/A | #N/A | #N/A | #N/A | #N/A | #N/A | #N/A | #N/A | #N/A
TRUE | VIC | MWTS | Morwell (Ausnet) 66 kV | AusNet | Summer | Non-coincident | 2023 | ACTUAL_RAW | -50.7703 | 299.0707 | VIC Morwell (Ausnet) 66 kV |  |  | FALSE | #N/A | #N/A | #N/A | #N/A | #N/A | #N/A | #N/A | #N/A | #N/A | #N/A
TRUE | VIC | MWTS | Morwell (Ausnet) 66 kV | AusNet | Summer | Non-coincident | 2023 | ACTUAL_OPG | 9.0695 | 346.5694 | VIC Morwell (Ausnet) 66 kV |  |  | FALSE | #N/A | #N/A | #N/A | #N/A | #N/A | #N/A | #N/A | #N/A | #N/A | #N/A
TRUE | VIC | MWTS | Morwell (Ausnet) 66 kV | AusNet | Summer | Non-coincident | 2023 | ACTUAL_ADJUSTEDOPG | 9.0695 | 346.5694 | VIC Morwell (Ausnet) 66 kV |  |  | FALSE | #N/A | #N/A | #N/A | #N/A | #N/A | #N/A | #N/A | #N/A | #N/A | #N/A
TRUE | VIC | MWTS | Morwell (Ausnet) 66 kV | AusNet | Summer | Coincident | 2024 | ACTUAL_OPG | 5.1501 | 280.0204 | VIC Morwell (Ausnet) 66 kV |  |  | FALSE | #N/A | #N/A | #N/A | #N/A | #N/A | #N/A | #N/A | #N/A | #N/A | #N/A
TRUE | VIC | MWTS | Morwell (Ausnet) 66 kV | AusNet | Summer | Coincident | 2024 | ACTUAL_RAW | 0.6222 | 195.3483 | VIC Morwell (Ausnet) 66 kV |  |  | FALSE | #N/A | #N/A | #N/A | #N/A | #N/A | #N/A | #N/A | #N/A | #N/A | #N/A
TRUE | VIC | MWTS | Morwell (Ausnet) 66 kV | AusNet | Summer | Non-coincident | 2024 | ACTUAL_RAW | -173.0254 | 357.0321 | VIC Morwell (Ausnet) 66 kV |  |  | FALSE | #N/A | #N/A | #N/A | #N/A | #N/A | #N/A | #N/A | #N/A | #N/A | #N/A
TRUE | VIC | MWTS | Morwell (Ausnet) 66 kV | AusNet | Summer | Non-coincident | 2024 | ACTUAL_OPG | -114.4303 | 409.2198 | VIC Morwell (Ausnet) 66 kV |  |  | FALSE | #N/A | #N/A | #N/A | #N/A | #N/A | #N/A | #N/A | #N/A | #N/A | #N/A
TRUE | VIC | MWTS | Morwell (Ausnet) 66 kV | AusNet | Summer | Non-coincident | 2024 | ACTUAL_ADJUSTEDOPG | -114.4303 | 409.2198 | VIC Morwell (Ausnet) 66 kV |  |  | FALSE | #N/A | #N/A | #N/A | #N/A | #N/A | #N/A | #N/A | #N/A | #N/A | #N/A
TRUE | VIC | MWTS | Morwell (Ausnet) 66 kV | AusNet | Summer | Coincident | 2025 | ACTUAL_OPG | -21.3966 | 234.7989 | VIC Morwell (Ausnet) 66 kV |  |  | FALSE | #N/A | #N/A | #N/A | #N/A | #N/A | #N/A | #N/A | #N/A | #N/A | #N/A
TRUE | VIC | MWTS | Morwell (Ausnet) 66 kV | AusNet | Summer | Coincident | 2025 | ACTUAL_RAW | -33.0738 | 189.636 | VIC Morwell (Ausnet) 66 kV |  |  | FALSE | #N/A | #N/A | #N/A | #N/A | #N/A | #N/A | #N/A | #N/A | #N/A | #N/A
TRUE | VIC | MWTS | Morwell (Ausnet) 66 kV | AusNet | Summer | Non-coincident | 2025 | ACTUAL_RAW | -239.5076 | 335.0456 | VIC Morwell (Ausnet) 66 kV |  |  | FALSE | #N/A | #N/A | #N/A | #N/A | #N/A | #N/A | #N/A | #N/A | #N/A | #N/A
TRUE | VIC | MWTS | Morwell (Ausnet) 66 kV | AusNet | Summer | Non-coincident | 2025 | ACTUAL_OPG | -176.5077 | 340.0499 | VIC Morwell (Ausnet) 66 kV |  |  | FALSE | #N/A | #N/A | #N/A | #N/A | #N/A | #N/A | #N/A | #N/A | #N/A | #N/A
TRUE | VIC | MWTS | Morwell (Ausnet) 66 kV | AusNet | Summer | Non-coincident | 2025 | ACTUAL_ADJUSTEDOPG | -176.5077 | 340.0499 | VIC Morwell (Ausnet) 66 kV |  |  | FALSE | #N/A | #N/A | #N/A | #N/A | #N/A | #N/A | #N/A | #N/A | #N/A | #N/A
TRUE | VIC | MWTS | Morwell (Ausnet) 66 kV | AusNet | Summer | Non-coincident | 2025 | BASEYEARPOE90 | -150.3273 | NA | VIC Morwell (Ausnet) 66 kV |  |  | FALSE | #N/A | #N/A | #N/A | #N/A | #N/A | #N/A | #N/A | #N/A | #N/A | #N/A
TRUE | VIC | MWTS | Morwell (Ausnet) 66 kV | AusNet | Summer | Non-coincident | 2025 | BASEYEARPOE50 | -106.8571 | 389.6903 | VIC Morwell (Ausnet) 66 kV |  |  | FALSE | #N/A | #N/A | #N/A | #N/A | #N/A | #N/A | #N/A | #N/A | #N/A | #N/A
TRUE | VIC | MWTS | Morwell (Ausnet) 66 kV | AusNet | Summer | Coincident_unreconciled | 2026 | POE90 | -50 | NA | VIC Morwell (Ausnet) 66 kV |  |  | FALSE | #N/A | #N/A | #N/A | #N/A | #N/A | #N/A | #N/A | #N/A | #N/A | #N/A
TRUE | VIC | MWTS | Morwell (Ausnet) 66 kV | AusNet | Summer | Coincident_unreconciled | 2026 | POE50 | -40 | NA | VIC Morwell (Ausnet) 66 kV |  |  | FALSE | #N/A | #N/A | #N/A | #N/A | #N/A | #N/A | #N/A | #N/A | #N/A | #N/A
TRUE | VIC | MWTS | Morwell (Ausnet) 66 kV | AusNet | Summer | Non-coincident | 2026 | POE50 | -100 | 367.6335 | VIC Morwell (Ausnet) 66 kV |  |  | FALSE | #N/A | #N/A | #N/A | #N/A | #N/A | #N/A | #N/A | #N/A | #N/A | #N/A
TRUE | VIC | MWTS | Morwell (Ausnet) 66 kV | AusNet | Summer | Non-coincident | 2026 | POE90 | -145.0769 | NA | VIC Morwell (Ausnet) 66 kV |  |  | FALSE | #N/A | #N/A | #N/A | #N/A | #N/A | #N/A | #N/A | #N/A | #N/A | #N/A
TRUE | VIC | MWTS | Morwell (Ausnet) 66 kV | AusNet | Summer | Coincident_unreconciled | 2027 | POE90 | -58.75 | NA | VIC Morwell (Ausnet) 66 kV |  |  | FALSE | #N/A | #N/A | #N/A | #N/A | #N/A | #N/A | #N/A | #N/A | #N/A | #N/A
TRUE | VIC | MWTS | Morwell (Ausnet) 66 kV | AusNet | Summer | Coincident_unreconciled | 2027 | POE50 | -47 | NA | VIC Morwell (Ausnet) 66 kV |  |  | FALSE | #N/A | #N/A | #N/A | #N/A | #N/A | #N/A | #N/A | #N/A | #N/A | #N/A
TRUE | VIC | MWTS | Morwell (Ausnet) 66 kV | AusNet | Summer | Non-coincident | 2027 | POE50 | -121.2665 | 368.1905 | VIC Morwell (Ausnet) 66 kV |  |  | FALSE | #N/A | #N/A | #N/A | #N/A | #N/A | #N/A | #N/A | #N/A | #N/A | #N/A
TRUE | VIC | MWTS | Morwell (Ausnet) 66 kV | AusNet | Summer | Non-coincident | 2027 | POE90 | -166.5309 | NA | VIC Morwell (Ausnet) 66 kV |  |  | FALSE | #N/A | #N/A | #N/A | #N/A | #N/A | #N/A | #N/A | #N/A | #N/A | #N/A
TRUE | VIC | MWTS | Morwell (Ausnet) 66 kV | AusNet | Summer | Coincident_unreconciled | 2028 | POE90 | -69.0312 | NA | VIC Morwell (Ausnet) 66 kV |  |  | FALSE | #N/A | #N/A | #N/A | #N/A | #N/A | #N/A | #N/A | #N/A | #N/A | #N/A
TRUE | VIC | MWTS | Morwell (Ausnet) 66 kV | AusNet | Summer | Coincident_unreconciled | 2028 | POE50 | -55.225 | NA | VIC Morwell (Ausnet) 66 kV |  |  | FALSE | #N/A | #N/A | #N/A | #N/A | #N/A | #N/A | #N/A | #N/A | #N/A | #N/A
TRUE | VIC | MWTS | Morwell (Ausnet) 66 kV | AusNet | Summer | Non-coincident | 2028 | POE50 | -140.4586 | 362.9103 | VIC Morwell (Ausnet) 66 kV |  |  | FALSE | #N/A | #N/A | #N/A | #N/A | #N/A | #N/A | #N/A | #N/A | #N/A | #N/A
TRUE | VIC | MWTS | Morwell (Ausnet) 66 kV | AusNet | Summer | Non-coincident | 2028 | POE90 | -185.9118 | NA | VIC Morwell (Ausnet) 66 kV |  |  | FALSE | #N/A | #N/A | #N/A | #N/A | #N/A | #N/A | #N/A | #N/A | #N/A | #N/A
TRUE | VIC | MWTS | Morwell (Ausnet) 66 kV | AusNet | Summer | Coincident_unreconciled | 2029 | POE90 | -81.1117 | NA | VIC Morwell (Ausnet) 66 kV |  |  | FALSE | #N/A | #N/A | #N/A | #N/A | #N/A | #N/A | #N/A | #N/A | #N/A | #N/A
TRUE | VIC | MWTS | Morwell (Ausnet) 66 kV | AusNet | Summer | Coincident_unreconciled | 2029 | POE50 | -64.8894 | NA | VIC Morwell (Ausnet) 66 kV |  |  | FALSE | #N/A | #N/A | #N/A | #N/A | #N/A | #N/A | #N/A | #N/A | #N/A | #N/A
TRUE | VIC | MWTS | Morwell (Ausnet) 66 kV | AusNet | Summer | Non-coincident | 2029 | POE50 | -159.0897 | 355.7069 | VIC Morwell (Ausnet) 66 kV |  |  | FALSE | #N/A | #N/A | #N/A | #N/A | #N/A | #N/A | #N/A | #N/A | #N/A | #N/A
TRUE | VIC | MWTS | Morwell (Ausnet) 66 kV | AusNet | Summer | Non-coincident | 2029 | POE90 | -204.7317 | NA | VIC Morwell (Ausnet) 66 kV |  |  | FALSE | #N/A | #N/A | #N/A | #N/A | #N/A | #N/A | #N/A | #N/A | #N/A | #N/A
TRUE | VIC | MWTS | Morwell (Ausnet) 66 kV | AusNet | Summer | Coincident_unreconciled | 2030 | POE90 | -95.3063 | NA | VIC Morwell (Ausnet) 66 kV |  |  | FALSE | #N/A | #N/A | #N/A | #N/A | #N/A | #N/A | #N/A | #N/A | #N/A | #N/A
TRUE | VIC | MWTS | Morwell (Ausnet) 66 kV | AusNet | Summer | Coincident_unreconciled | 2030 | POE50 | -76.245 | NA | VIC Morwell (Ausnet) 66 kV |  |  | FALSE | #N/A | #N/A | #N/A | #N/A | #N/A | #N/A | #N/A | #N/A | #N/A | #N/A
TRUE | VIC | MWTS | Morwell (Ausnet) 66 kV | AusNet | Summer | Non-coincident | 2030 | POE50 | -178.4446 | 355.8931 | VIC Morwell (Ausnet) 66 kV |  |  | FALSE | #N/A | #N/A | #N/A | #N/A | #N/A | #N/A | #N/A | #N/A | #N/A | #N/A
TRUE | VIC | MWTS | Morwell (Ausnet) 66 kV | AusNet | Summer | Non-coincident | 2030 | POE90 | -224.2755 | NA | VIC Morwell (Ausnet) 66 kV |  |  | FALSE | #N/A | #N/A | #N/A | #N/A | #N/A | #N/A | #N/A | #N/A | #N/A | #N/A
TRUE | VIC | MWTS | Morwell (Ausnet) 66 kV | AusNet | Summer | Coincident_unreconciled | 2031 | POE90 | -111.9849 | NA | VIC Morwell (Ausnet) 66 kV |  |  | FALSE | #N/A | #N/A | #N/A | #N/A | #N/A | #N/A | #N/A | #N/A | #N/A | #N/A
TRUE | VIC | MWTS | Morwell (Ausnet) 66 kV | AusNet | Summer | Coincident_unreconciled | 2031 | POE50 | -89.5879 | NA | VIC Morwell (Ausnet) 66 kV |  |  | FALSE | #N/A | #N/A | #N/A | #N/A | #N/A | #N/A | #N/A | #N/A | #N/A | #N/A
TRUE | VIC | MWTS | Morwell (Ausnet) 66 kV | AusNet | Summer | Non-coincident | 2031 | POE50 | -200.7897 | 355.69 | VIC Morwell (Ausnet) 66 kV |  |  | FALSE | #N/A | #N/A | #N/A | #N/A | #N/A | #N/A | #N/A | #N/A | #N/A | #N/A
TRUE | VIC | MWTS | Morwell (Ausnet) 66 kV | AusNet | Summer | Non-coincident | 2031 | POE90 | -246.8094 | NA | VIC Morwell (Ausnet) 66 kV |  |  | FALSE | #N/A | #N/A | #N/A | #N/A | #N/A | #N/A | #N/A | #N/A | #N/A | #N/A
TRUE | VIC | MWTS | Morwell (Ausnet) 66 kV | AusNet | Summer | Coincident_unreconciled | 2032 | POE90 | -131.5822 | NA | VIC Morwell (Ausnet) 66 kV |  |  | FALSE | #N/A | #N/A | #N/A | #N/A | #N/A | #N/A | #N/A | #N/A | #N/A | #N/A
TRUE | VIC | MWTS | Morwell (Ausnet) 66 kV | AusNet | Summer | Coincident_unreconciled | 2032 | POE50 | -105.2658 | NA | VIC Morwell (Ausnet) 66 kV |  |  | FALSE | #N/A | #N/A | #N/A | #N/A | #N/A | #N/A | #N/A | #N/A | #N/A | #N/A
TRUE | VIC | MWTS | Morwell (Ausnet) 66 kV | AusNet | Summer | Non-coincident | 2032 | POE50 | -216.8129 | 356.5576 | VIC Morwell (Ausnet) 66 kV |  |  | FALSE | #N/A | #N/A | #N/A | #N/A | #N/A | #N/A | #N/A | #N/A | #N/A | #N/A
TRUE | VIC | MWTS | Morwell (Ausnet) 66 kV | AusNet | Summer | Non-coincident | 2032 | POE90 | -263.0204 | NA | VIC Morwell (Ausnet) 66 kV |  |  | FALSE | #N/A | #N/A | #N/A | #N/A | #N/A | #N/A | #N/A | #N/A | #N/A | #N/A
TRUE | VIC | MWTS | Morwell (Ausnet) 66 kV | AusNet | Summer | Coincident_unreconciled | 2033 | POE90 | -154.6091 | NA | VIC Morwell (Ausnet) 66 kV |  |  | FALSE | #N/A | #N/A | #N/A | #N/A | #N/A | #N/A | #N/A | #N/A | #N/A | #N/A
TRUE | VIC | MWTS | Morwell (Ausnet) 66 kV | AusNet | Summer | Coincident_unreconciled | 2033 | POE50 | -123.6873 | NA | VIC Morwell (Ausnet) 66 kV |  |  | FALSE | #N/A | #N/A | #N/A | #N/A | #N/A | #N/A | #N/A | #N/A | #N/A | #N/A
TRUE | VIC | MWTS | Morwell (Ausnet) 66 kV | AusNet | Summer | Non-coincident | 2033 | POE50 | -227.6186 | 358.2523 | VIC Morwell (Ausnet) 66 kV |  |  | FALSE | #N/A | #N/A | #N/A | #N/A | #N/A | #N/A | #N/A | #N/A | #N/A | #N/A
TRUE | VIC | MWTS | Morwell (Ausnet) 66 kV | AusNet | Summer | Non-coincident | 2033 | POE90 | -274.013 | NA | VIC Morwell (Ausnet) 66 kV |  |  | FALSE | #N/A | #N/A | #N/A | #N/A | #N/A | #N/A | #N/A | #N/A | #N/A | #N/A
TRUE | VIC | MWTS | Morwell (Ausnet) 66 kV | AusNet | Summer | Coincident_unreconciled | 2034 | POE90 | -181.6657 | NA | VIC Morwell (Ausnet) 66 kV |  |  | FALSE | #N/A | #N/A | #N/A | #N/A | #N/A | #N/A | #N/A | #N/A | #N/A | #N/A
TRUE | VIC | MWTS | Morwell (Ausnet) 66 kV | AusNet | Summer | Coincident_unreconciled | 2034 | POE50 | -145.3326 | NA | VIC Morwell (Ausnet) 66 kV |  |  | FALSE | #N/A | #N/A | #N/A | #N/A | #N/A | #N/A | #N/A | #N/A | #N/A | #N/A
TRUE | VIC | MWTS | Morwell (Ausnet) 66 kV | AusNet | Summer | Non-coincident | 2034 | POE50 | -239.3705 | 359.8303 | VIC Morwell (Ausnet) 66 kV |  |  | FALSE | #N/A | #N/A | #N/A | #N/A | #N/A | #N/A | #N/A | #N/A | #N/A | #N/A
TRUE | VIC | MWTS | Morwell (Ausnet) 66 kV | AusNet | Summer | Non-coincident | 2034 | POE90 | -285.9519 | NA | VIC Morwell (Ausnet) 66 kV |  |  | FALSE | #N/A | #N/A | #N/A | #N/A | #N/A | #N/A | #N/A | #N/A | #N/A | #N/A
TRUE | VIC | MWTS | Morwell (Ausnet) 66 kV | AusNet | Summer | Coincident_unreconciled | 2035 | POE90 | -213.4572 | NA | VIC Morwell (Ausnet) 66 kV |  |  | FALSE | #N/A | #N/A | #N/A | #N/A | #N/A | #N/A | #N/A | #N/A | #N/A | #N/A
TRUE | VIC | MWTS | Morwell (Ausnet) 66 kV | AusNet | Summer | Coincident_unreconciled | 2035 | POE50 | -170.7658 | NA | VIC Morwell (Ausnet) 66 kV |  |  | FALSE | #N/A | #N/A | #N/A | #N/A | #N/A | #N/A | #N/A | #N/A | #N/A | #N/A
TRUE | VIC | MWTS | Morwell (Ausnet) 66 kV | AusNet | Summer | Non-coincident | 2035 | POE50 | -253.4074 | 361.0868 | VIC Morwell (Ausnet) 66 kV |  |  | FALSE | #N/A | #N/A | #N/A | #N/A | #N/A | #N/A | #N/A | #N/A | #N/A | #N/A
TRUE | VIC | MWTS | Morwell (Ausnet) 66 kV | AusNet | Summer | Non-coincident | 2035 | POE90 | -300.1758 | NA | VIC Morwell (Ausnet) 66 kV |  |  | FALSE | #N/A | #N/A | #N/A | #N/A | #N/A | #N/A | #N/A | #N/A | #N/A | #N/A
TRUE | VIC | MWTS | Morwell (Ausnet) 66 kV | AusNet | Summer | Non-coincident | 2025 | BASEYEARPOE10 | NA | 445.0991 | VIC Morwell (Ausnet) 66 kV |  |  | FALSE | #N/A | #N/A | #N/A | #N/A | #N/A | #N/A | #N/A | #N/A | #N/A | #N/A
TRUE | VIC | MWTS | Morwell (Ausnet) 66 kV | AusNet | Summer | Coincident | 2026 | POE10 | NA | 307.1839 | VIC Morwell (Ausnet) 66 kV |  |  | FALSE | #N/A | #N/A | #N/A | #N/A | #N/A | #N/A | #N/A | #N/A | #N/A | #N/A
TRUE | VIC | MWTS | Morwell (Ausnet) 66 kV | AusNet | Summer | Coincident | 2026 | POE50 | NA | 257.5818 | VIC Morwell (Ausnet) 66 kV |  |  | FALSE | #N/A | #N/A | #N/A | #N/A | #N/A | #N/A | #N/A | #N/A | #N/A | #N/A
TRUE | VIC | MWTS | Morwell (Ausnet) 66 kV | AusNet | Summer | Non-coincident | 2026 | POE10 | NA | 451.9118 | VIC Morwell (Ausnet) 66 kV |  |  | FALSE | #N/A | #N/A | #N/A | #N/A | #N/A | #N/A | #N/A | #N/A | #N/A | #N/A
TRUE | VIC | MWTS | Morwell (Ausnet) 66 kV | AusNet | Summer | Coincident | 2027 | POE10 | NA | 299.6957 | VIC Morwell (Ausnet) 66 kV |  |  | FALSE | #N/A | #N/A | #N/A | #N/A | #N/A | #N/A | #N/A | #N/A | #N/A | #N/A
TRUE | VIC | MWTS | Morwell (Ausnet) 66 kV | AusNet | Summer | Coincident | 2027 | POE50 | NA | 249.4798 | VIC Morwell (Ausnet) 66 kV |  |  | FALSE | #N/A | #N/A | #N/A | #N/A | #N/A | #N/A | #N/A | #N/A | #N/A | #N/A
TRUE | VIC | MWTS | Morwell (Ausnet) 66 kV | AusNet | Summer | Non-coincident | 2027 | POE10 | NA | 452.8194 | VIC Morwell (Ausnet) 66 kV |  |  | FALSE | #N/A | #N/A | #N/A | #N/A | #N/A | #N/A | #N/A | #N/A | #N/A | #N/A
TRUE | VIC | MWTS | Morwell (Ausnet) 66 kV | AusNet | Summer | Coincident | 2028 | POE10 | NA | 289.3193 | VIC Morwell (Ausnet) 66 kV |  |  | FALSE | #N/A | #N/A | #N/A | #N/A | #N/A | #N/A | #N/A | #N/A | #N/A | #N/A
TRUE | VIC | MWTS | Morwell (Ausnet) 66 kV | AusNet | Summer | Coincident | 2028 | POE50 | NA | 238.2051 | VIC Morwell (Ausnet) 66 kV |  |  | FALSE | #N/A | #N/A | #N/A | #N/A | #N/A | #N/A | #N/A | #N/A | #N/A | #N/A
TRUE | VIC | MWTS | Morwell (Ausnet) 66 kV | AusNet | Summer | Non-coincident | 2028 | POE10 | NA | 447.8922 | VIC Morwell (Ausnet) 66 kV |  |  | FALSE | #N/A | #N/A | #N/A | #N/A | #N/A | #N/A | #N/A | #N/A | #N/A | #N/A
TRUE | VIC | MWTS | Morwell (Ausnet) 66 kV | AusNet | Summer | Coincident | 2029 | POE10 | NA | 279.811 | VIC Morwell (Ausnet) 66 kV |  |  | FALSE | #N/A | #N/A | #N/A | #N/A | #N/A | #N/A | #N/A | #N/A | #N/A | #N/A
TRUE | VIC | MWTS | Morwell (Ausnet) 66 kV | AusNet | Summer | Coincident | 2029 | POE50 | NA | 229.4551 | VIC Morwell (Ausnet) 66 kV |  |  | FALSE | #N/A | #N/A | #N/A | #N/A | #N/A | #N/A | #N/A | #N/A | #N/A | #N/A
TRUE | VIC | MWTS | Morwell (Ausnet) 66 kV | AusNet | Summer | Non-coincident | 2029 | POE10 | NA | 441.0419 | VIC Morwell (Ausnet) 66 kV |  |  | FALSE | #N/A | #N/A | #N/A | #N/A | #N/A | #N/A | #N/A | #N/A | #N/A | #N/A
TRUE | VIC | MWTS | Morwell (Ausnet) 66 kV | AusNet | Summer | Coincident | 2030 | POE10 | NA | 276.0325 | VIC Morwell (Ausnet) 66 kV |  |  | FALSE | #N/A | #N/A | #N/A | #N/A | #N/A | #N/A | #N/A | #N/A | #N/A | #N/A
TRUE | VIC | MWTS | Morwell (Ausnet) 66 kV | AusNet | Summer | Coincident | 2030 | POE50 | NA | 225.4946 | VIC Morwell (Ausnet) 66 kV |  |  | FALSE | #N/A | #N/A | #N/A | #N/A | #N/A | #N/A | #N/A | #N/A | #N/A | #N/A
TRUE | VIC | MWTS | Morwell (Ausnet) 66 kV | AusNet | Summer | Non-coincident | 2030 | POE10 | NA | 441.5811 | VIC Morwell (Ausnet) 66 kV |  |  | FALSE | #N/A | #N/A | #N/A | #N/A | #N/A | #N/A | #N/A | #N/A | #N/A | #N/A
TRUE | VIC | MWTS | Morwell (Ausnet) 66 kV | AusNet | Summer | Coincident | 2031 | POE10 | NA | 269.1218 | VIC Morwell (Ausnet) 66 kV |  |  | FALSE | #N/A | #N/A | #N/A | #N/A | #N/A | #N/A | #N/A | #N/A | #N/A | #N/A
TRUE | VIC | MWTS | Morwell (Ausnet) 66 kV | AusNet | Summer | Coincident | 2031 | POE50 | NA | 220.7132 | VIC Morwell (Ausnet) 66 kV |  |  | FALSE | #N/A | #N/A | #N/A | #N/A | #N/A | #N/A | #N/A | #N/A | #N/A | #N/A
TRUE | VIC | MWTS | Morwell (Ausnet) 66 kV | AusNet | Summer | Non-coincident | 2031 | POE10 | NA | 441.7311 | VIC Morwell (Ausnet) 66 kV |  |  | FALSE | #N/A | #N/A | #N/A | #N/A | #N/A | #N/A | #N/A | #N/A | #N/A | #N/A
TRUE | VIC | MWTS | Morwell (Ausnet) 66 kV | AusNet | Summer | Coincident | 2032 | POE10 | NA | 261.8038 | VIC Morwell (Ausnet) 66 kV |  |  | FALSE | #N/A | #N/A | #N/A | #N/A | #N/A | #N/A | #N/A | #N/A | #N/A | #N/A
TRUE | VIC | MWTS | Morwell (Ausnet) 66 kV | AusNet | Summer | Coincident | 2032 | POE50 | NA | 214.2064 | VIC Morwell (Ausnet) 66 kV |  |  | FALSE | #N/A | #N/A | #N/A | #N/A | #N/A | #N/A | #N/A | #N/A | #N/A | #N/A
TRUE | VIC | MWTS | Morwell (Ausnet) 66 kV | AusNet | Summer | Non-coincident | 2032 | POE10 | NA | 442.9497 | VIC Morwell (Ausnet) 66 kV |  |  | FALSE | #N/A | #N/A | #N/A | #N/A | #N/A | #N/A | #N/A | #N/A | #N/A | #N/A
TRUE | VIC | MWTS | Morwell (Ausnet) 66 kV | AusNet | Summer | Coincident | 2033 | POE10 | NA | 256.8523 | VIC Morwell (Ausnet) 66 kV |  |  | FALSE | #N/A | #N/A | #N/A | #N/A | #N/A | #N/A | #N/A | #N/A | #N/A | #N/A
TRUE | VIC | MWTS | Morwell (Ausnet) 66 kV | AusNet | Summer | Coincident | 2033 | POE50 | NA | 208.2173 | VIC Morwell (Ausnet) 66 kV |  |  | FALSE | #N/A | #N/A | #N/A | #N/A | #N/A | #N/A | #N/A | #N/A | #N/A | #N/A
TRUE | VIC | MWTS | Morwell (Ausnet) 66 kV | AusNet | Summer | Non-coincident | 2033 | POE10 | NA | 444.994 | VIC Morwell (Ausnet) 66 kV |  |  | FALSE | #N/A | #N/A | #N/A | #N/A | #N/A | #N/A | #N/A | #N/A | #N/A | #N/A
TRUE | VIC | MWTS | Morwell (Ausnet) 66 kV | AusNet | Summer | Coincident | 2034 | POE10 | NA | 255.287 | VIC Morwell (Ausnet) 66 kV |  |  | FALSE | #N/A | #N/A | #N/A | #N/A | #N/A | #N/A | #N/A | #N/A | #N/A | #N/A
TRUE | VIC | MWTS | Morwell (Ausnet) 66 kV | AusNet | Summer | Coincident | 2034 | POE50 | NA | 207.1655 | VIC Morwell (Ausnet) 66 kV |  |  | FALSE | #N/A | #N/A | #N/A | #N/A | #N/A | #N/A | #N/A | #N/A | #N/A | #N/A
TRUE | VIC | MWTS | Morwell (Ausnet) 66 kV | AusNet | Summer | Non-coincident | 2034 | POE10 | NA | 446.9216 | VIC Morwell (Ausnet) 66 kV |  |  | FALSE | #N/A | #N/A | #N/A | #N/A | #N/A | #N/A | #N/A | #N/A | #N/A | #N/A
TRUE | VIC | MWTS | Morwell (Ausnet) 66 kV | AusNet | Summer | Coincident | 2035 | POE10 | NA | 254.6279 | VIC Morwell (Ausnet) 66 kV |  |  | FALSE | #N/A | #N/A | #N/A | #N/A | #N/A | #N/A | #N/A | #N/A | #N/A | #N/A
TRUE | VIC | MWTS | Morwell (Ausnet) 66 kV | AusNet | Summer | Coincident | 2035 | POE50 | NA | 206.6293 | VIC Morwell (Ausnet) 66 kV |  |  | FALSE | #N/A | #N/A | #N/A | #N/A | #N/A | #N/A | #N/A | #N/A | #N/A | #N/A
TRUE | VIC | MWTS | Morwell (Ausnet) 66 kV | AusNet | Summer | Non-coincident | 2035 | POE10 | NA | 448.5277 | VIC Morwell (Ausnet) 66 kV |  |  | FALSE | #N/A | #N/A | #N/A | #N/A | #N/A | #N/A | #N/A | #N/A | #N/A | #N/A
TRUE | VIC | MWTS | Morwell (Ausnet) 66 kV | AusNet | Winter | Coincident | 2018 | ACTUAL_OPG | NA | 326.2621 | VIC Morwell (Ausnet) 66 kV |  |  | FALSE | #N/A | #N/A | #N/A | #N/A | #N/A | #N/A | #N/A | #N/A | #N/A | #N/A
TRUE | VIC | MWTS | Morwell (Ausnet) 66 kV | AusNet | Winter | Coincident | 2018 | ACTUAL_RAW | NA | 230.9909 | VIC Morwell (Ausnet) 66 kV |  |  | FALSE | #N/A | #N/A | #N/A | #N/A | #N/A | #N/A | #N/A | #N/A | #N/A | #N/A
TRUE | VIC | MWTS | Morwell (Ausnet) 66 kV | AusNet | Winter | Non-coincident | 2018 | ACTUAL_RAW | NA | 327.9518 | VIC Morwell (Ausnet) 66 kV |  |  | FALSE | #N/A | #N/A | #N/A | #N/A | #N/A | #N/A | #N/A | #N/A | #N/A | #N/A
TRUE | VIC | MWTS | Morwell (Ausnet) 66 kV | AusNet | Winter | Non-coincident | 2018 | ACTUAL_OPG | NA | 335.3591 | VIC Morwell (Ausnet) 66 kV |  |  | FALSE | #N/A | #N/A | #N/A | #N/A | #N/A | #N/A | #N/A | #N/A | #N/A | #N/A
TRUE | VIC | MWTS | Morwell (Ausnet) 66 kV | AusNet | Winter | Non-coincident | 2018 | ACTUAL_ADJUSTEDOPG | NA | 335.3591 | VIC Morwell (Ausnet) 66 kV |  |  | FALSE | #N/A | #N/A | #N/A | #N/A | #N/A | #N/A | #N/A | #N/A | #N/A | #N/A
TRUE | VIC | MWTS | Morwell (Ausnet) 66 kV | AusNet | Winter | Coincident | 2019 | ACTUAL_OPG | NA | 313.7163 | VIC Morwell (Ausnet) 66 kV |  |  | FALSE | #N/A | #N/A | #N/A | #N/A | #N/A | #N/A | #N/A | #N/A | #N/A | #N/A
TRUE | VIC | MWTS | Morwell (Ausnet) 66 kV | AusNet | Winter | Coincident | 2019 | ACTUAL_RAW | NA | 216.4112 | VIC Morwell (Ausnet) 66 kV |  |  | FALSE | #N/A | #N/A | #N/A | #N/A | #N/A | #N/A | #N/A | #N/A | #N/A | #N/A
TRUE | VIC | MWTS | Morwell (Ausnet) 66 kV | AusNet | Winter | Non-coincident | 2019 | ACTUAL_RAW | NA | 322.4991 | VIC Morwell (Ausnet) 66 kV |  |  | FALSE | #N/A | #N/A | #N/A | #N/A | #N/A | #N/A | #N/A | #N/A | #N/A | #N/A
TRUE | VIC | MWTS | Morwell (Ausnet) 66 kV | AusNet | Winter | Non-coincident | 2019 | ACTUAL_OPG | NA | 339.3975 | VIC Morwell (Ausnet) 66 kV |  |  | FALSE | #N/A | #N/A | #N/A | #N/A | #N/A | #N/A | #N/A | #N/A | #N/A | #N/A
TRUE | VIC | MWTS | Morwell (Ausnet) 66 kV | AusNet | Winter | Non-coincident | 2019 | ACTUAL_ADJUSTEDOPG | NA | 339.3975 | VIC Morwell (Ausnet) 66 kV |  |  | FALSE | #N/A | #N/A | #N/A | #N/A | #N/A | #N/A | #N/A | #N/A | #N/A | #N/A
TRUE | VIC | MWTS | Morwell (Ausnet) 66 kV | AusNet | Winter | Coincident | 2020 | ACTUAL_OPG | NA | 339.5913 | VIC Morwell (Ausnet) 66 kV |  |  | FALSE | #N/A | #N/A | #N/A | #N/A | #N/A | #N/A | #N/A | #N/A | #N/A | #N/A
TRUE | VIC | MWTS | Morwell (Ausnet) 66 kV | AusNet | Winter | Coincident | 2020 | ACTUAL_RAW | NA | 265.3078 | VIC Morwell (Ausnet) 66 kV |  |  | FALSE | #N/A | #N/A | #N/A | #N/A | #N/A | #N/A | #N/A | #N/A | #N/A | #N/A
TRUE | VIC | MWTS | Morwell (Ausnet) 66 kV | AusNet | Winter | Non-coincident | 2020 | ACTUAL_RAW | NA | 346.3243 | VIC Morwell (Ausnet) 66 kV |  |  | FALSE | #N/A | #N/A | #N/A | #N/A | #N/A | #N/A | #N/A | #N/A | #N/A | #N/A
TRUE | VIC | MWTS | Morwell (Ausnet) 66 kV | AusNet | Winter | Non-coincident | 2020 | ACTUAL_OPG | NA | 360.048 | VIC Morwell (Ausnet) 66 kV |  |  | FALSE | #N/A | #N/A | #N/A | #N/A | #N/A | #N/A | #N/A | #N/A | #N/A | #N/A
TRUE | VIC | MWTS | Morwell (Ausnet) 66 kV | AusNet | Winter | Non-coincident | 2020 | ACTUAL_ADJUSTEDOPG | NA | 360.048 | VIC Morwell (Ausnet) 66 kV |  |  | FALSE | #N/A | #N/A | #N/A | #N/A | #N/A | #N/A | #N/A | #N/A | #N/A | #N/A
TRUE | VIC | MWTS | Morwell (Ausnet) 66 kV | AusNet | Winter | Coincident | 2021 | ACTUAL_OPG | NA | 294.8668 | VIC Morwell (Ausnet) 66 kV |  |  | FALSE | #N/A | #N/A | #N/A | #N/A | #N/A | #N/A | #N/A | #N/A | #N/A | #N/A
TRUE | VIC | MWTS | Morwell (Ausnet) 66 kV | AusNet | Winter | Coincident | 2021 | ACTUAL_RAW | NA | 227.7589 | VIC Morwell (Ausnet) 66 kV |  |  | FALSE | #N/A | #N/A | #N/A | #N/A | #N/A | #N/A | #N/A | #N/A | #N/A | #N/A
TRUE | VIC | MWTS | Morwell (Ausnet) 66 kV | AusNet | Winter | Non-coincident | 2021 | ACTUAL_RAW | NA | 346.851 | VIC Morwell (Ausnet) 66 kV |  |  | FALSE | #N/A | #N/A | #N/A | #N/A | #N/A | #N/A | #N/A | #N/A | #N/A | #N/A
TRUE | VIC | MWTS | Morwell (Ausnet) 66 kV | AusNet | Winter | Non-coincident | 2021 | ACTUAL_OPG | NA | 359.8476 | VIC Morwell (Ausnet) 66 kV |  |  | FALSE | #N/A | #N/A | #N/A | #N/A | #N/A | #N/A | #N/A | #N/A | #N/A | #N/A
TRUE | VIC | MWTS | Morwell (Ausnet) 66 kV | AusNet | Winter | Non-coincident | 2021 | ACTUAL_ADJUSTEDOPG | NA | 359.8476 | VIC Morwell (Ausnet) 66 kV |  |  | FALSE | #N/A | #N/A | #N/A | #N/A | #N/A | #N/A | #N/A | #N/A | #N/A | #N/A
TRUE | VIC | MWTS | Morwell (Ausnet) 66 kV | AusNet | Winter | Coincident | 2022 | ACTUAL_OPG | NA | 352.2566 | VIC Morwell (Ausnet) 66 kV |  |  | FALSE | #N/A | #N/A | #N/A | #N/A | #N/A | #N/A | #N/A | #N/A | #N/A | #N/A
TRUE | VIC | MWTS | Morwell (Ausnet) 66 kV | AusNet | Winter | Coincident | 2022 | ACTUAL_RAW | NA | 293.4853 | VIC Morwell (Ausnet) 66 kV |  |  | FALSE | #N/A | #N/A | #N/A | #N/A | #N/A | #N/A | #N/A | #N/A | #N/A | #N/A
TRUE | VIC | MWTS | Morwell (Ausnet) 66 kV | AusNet | Winter | Non-coincident | 2022 | ACTUAL_RAW | NA | 346.8278 | VIC Morwell (Ausnet) 66 kV |  |  | FALSE | #N/A | #N/A | #N/A | #N/A | #N/A | #N/A | #N/A | #N/A | #N/A | #N/A
TRUE | VIC | MWTS | Morwell (Ausnet) 66 kV | AusNet | Winter | Non-coincident | 2022 | ACTUAL_OPG | NA | 363.417 | VIC Morwell (Ausnet) 66 kV |  |  | FALSE | #N/A | #N/A | #N/A | #N/A | #N/A | #N/A | #N/A | #N/A | #N/A | #N/A
TRUE | VIC | MWTS | Morwell (Ausnet) 66 kV | AusNet | Winter | Non-coincident | 2022 | ACTUAL_ADJUSTEDOPG | NA | 363.417 | VIC Morwell (Ausnet) 66 kV |  |  | FALSE | #N/A | #N/A | #N/A | #N/A | #N/A | #N/A | #N/A | #N/A | #N/A | #N/A
TRUE | VIC | MWTS | Morwell (Ausnet) 66 kV | AusNet | Winter | Coincident | 2023 | ACTUAL_OPG | NA | 338.6209 | VIC Morwell (Ausnet) 66 kV |  |  | FALSE | #N/A | #N/A | #N/A | #N/A | #N/A | #N/A | #N/A | #N/A | #N/A | #N/A
TRUE | VIC | MWTS | Morwell (Ausnet) 66 kV | AusNet | Winter | Coincident | 2023 | ACTUAL_RAW | NA | 215.5778 | VIC Morwell (Ausnet) 66 kV |  |  | FALSE | #N/A | #N/A | #N/A | #N/A | #N/A | #N/A | #N/A | #N/A | #N/A | #N/A
TRUE | VIC | MWTS | Morwell (Ausnet) 66 kV | AusNet | Winter | Non-coincident | 2023 | ACTUAL_RAW | NA | 322.5826 | VIC Morwell (Ausnet) 66 kV |  |  | FALSE | #N/A | #N/A | #N/A | #N/A | #N/A | #N/A | #N/A | #N/A | #N/A | #N/A
TRUE | VIC | MWTS | Morwell (Ausnet) 66 kV | AusNet | Winter | Non-coincident | 2023 | ACTUAL_OPG | NA | 338.6721 | VIC Morwell (Ausnet) 66 kV |  |  | FALSE | #N/A | #N/A | #N/A | #N/A | #N/A | #N/A | #N/A | #N/A | #N/A | #N/A
TRUE | VIC | MWTS | Morwell (Ausnet) 66 kV | AusNet | Winter | Non-coincident | 2023 | ACTUAL_ADJUSTEDOPG | NA | 338.6721 | VIC Morwell (Ausnet) 66 kV |  |  | FALSE | #N/A | #N/A | #N/A | #N/A | #N/A | #N/A | #N/A | #N/A | #N/A | #N/A
TRUE | VIC | MWTS | Morwell (Ausnet) 66 kV | AusNet | Winter | Coincident | 2024 | ACTUAL_OPG | NA | 209.8481 | VIC Morwell (Ausnet) 66 kV |  |  | FALSE | #N/A | #N/A | #N/A | #N/A | #N/A | #N/A | #N/A | #N/A | #N/A | #N/A
TRUE | VIC | MWTS | Morwell (Ausnet) 66 kV | AusNet | Winter | Coincident | 2024 | ACTUAL_RAW | NA | 148.3104 | VIC Morwell (Ausnet) 66 kV |  |  | FALSE | #N/A | #N/A | #N/A | #N/A | #N/A | #N/A | #N/A | #N/A | #N/A | #N/A
TRUE | VIC | MWTS | Morwell (Ausnet) 66 kV | AusNet | Winter | Non-coincident | 2024 | ACTUAL_RAW | NA | 530.3565 | VIC Morwell (Ausnet) 66 kV |  |  | FALSE | #N/A | #N/A | #N/A | #N/A | #N/A | #N/A | #N/A | #N/A | #N/A | #N/A
TRUE | VIC | MWTS | Morwell (Ausnet) 66 kV | AusNet | Winter | Non-coincident | 2024 | ACTUAL_OPG | NA | 563.0274 | VIC Morwell (Ausnet) 66 kV |  |  | FALSE | #N/A | #N/A | #N/A | #N/A | #N/A | #N/A | #N/A | #N/A | #N/A | #N/A
TRUE | VIC | MWTS | Morwell (Ausnet) 66 kV | AusNet | Winter | Non-coincident | 2024 | ACTUAL_ADJUSTEDOPG | NA | 563.0274 | VIC Morwell (Ausnet) 66 kV |  |  | FALSE | #N/A | #N/A | #N/A | #N/A | #N/A | #N/A | #N/A | #N/A | #N/A | #N/A
TRUE | VIC | MWTS | Morwell (Ausnet) 66 kV | AusNet | Winter | Coincident | 2025 | POE50 | NA | 312.709 | VIC Morwell (Ausnet) 66 kV |  |  | FALSE | #N/A | #N/A | #N/A | #N/A | #N/A | #N/A | #N/A | #N/A | #N/A | #N/A
TRUE | VIC | MWTS | Morwell (Ausnet) 66 kV | AusNet | Winter | Coincident | 2025 | POE10 | NA | 333.896 | VIC Morwell (Ausnet) 66 kV |  |  | FALSE | #N/A | #N/A | #N/A | #N/A | #N/A | #N/A | #N/A | #N/A | #N/A | #N/A
TRUE | VIC | MWTS | Morwell (Ausnet) 66 kV | AusNet | Winter | Non-coincident | 2025 | ACTUAL_RAW | NA | 337.5347 | VIC Morwell (Ausnet) 66 kV |  |  | FALSE | #N/A | #N/A | #N/A | #N/A | #N/A | #N/A | #N/A | #N/A | #N/A | #N/A
TRUE | VIC | MWTS | Morwell (Ausnet) 66 kV | AusNet | Winter | Non-coincident | 2025 | ACTUAL_ADJUSTEDOPG | NA | 337.4735 | VIC Morwell (Ausnet) 66 kV |  |  | FALSE | #N/A | #N/A | #N/A | #N/A | #N/A | #N/A | #N/A | #N/A | #N/A | #N/A
TRUE | VIC | MWTS | Morwell (Ausnet) 66 kV | AusNet | Winter | Non-coincident | 2025 | BASEYEARPOE50 | NA | 487.6567 | VIC Morwell (Ausnet) 66 kV |  |  | FALSE | #N/A | #N/A | #N/A | #N/A | #N/A | #N/A | #N/A | #N/A | #N/A | #N/A
TRUE | VIC | MWTS | Morwell (Ausnet) 66 kV | AusNet | Winter | Non-coincident | 2025 | BASEYEARPOE10 | NA | 523.2504 | VIC Morwell (Ausnet) 66 kV |  |  | FALSE | #N/A | #N/A | #N/A | #N/A | #N/A | #N/A | #N/A | #N/A | #N/A | #N/A
TRUE | VIC | MWTS | Morwell (Ausnet) 66 kV | AusNet | Winter | Non-coincident | 2025 | POE50 | NA | 325 | VIC Morwell (Ausnet) 66 kV |  |  | FALSE | #N/A | #N/A | #N/A | #N/A | #N/A | #N/A | #N/A | #N/A | #N/A | #N/A
TRUE | VIC | MWTS | Morwell (Ausnet) 66 kV | AusNet | Winter | Non-coincident | 2025 | POE10 | NA | 350 | VIC Morwell (Ausnet) 66 kV |  |  | FALSE | #N/A | #N/A | #N/A | #N/A | #N/A | #N/A | #N/A | #N/A | #N/A | #N/A
TRUE | VIC | MWTS | Morwell (Ausnet) 66 kV | AusNet | Winter | Coincident | 2026 | POE50 | NA | 306.7339 | VIC Morwell (Ausnet) 66 kV |  |  | FALSE | #N/A | #N/A | #N/A | #N/A | #N/A | #N/A | #N/A | #N/A | #N/A | #N/A
TRUE | VIC | MWTS | Morwell (Ausnet) 66 kV | AusNet | Winter | Coincident | 2026 | POE10 | NA | 328.1295 | VIC Morwell (Ausnet) 66 kV |  |  | FALSE | #N/A | #N/A | #N/A | #N/A | #N/A | #N/A | #N/A | #N/A | #N/A | #N/A
TRUE | VIC | MWTS | Morwell (Ausnet) 66 kV | AusNet | Winter | Non-coincident | 2026 | POE50 | NA | 331.5 | VIC Morwell (Ausnet) 66 kV |  |  | FALSE | #N/A | #N/A | #N/A | #N/A | #N/A | #N/A | #N/A | #N/A | #N/A | #N/A
TRUE | VIC | MWTS | Morwell (Ausnet) 66 kV | AusNet | Winter | Non-coincident | 2026 | POE10 | NA | 357 | VIC Morwell (Ausnet) 66 kV |  |  | FALSE | #N/A | #N/A | #N/A | #N/A | #N/A | #N/A | #N/A | #N/A | #N/A | #N/A
TRUE | VIC | MWTS | Morwell (Ausnet) 66 kV | AusNet | Winter | Coincident | 2027 | POE50 | NA | 300.6793 | VIC Morwell (Ausnet) 66 kV |  |  | FALSE | #N/A | #N/A | #N/A | #N/A | #N/A | #N/A | #N/A | #N/A | #N/A | #N/A
TRUE | VIC | MWTS | Morwell (Ausnet) 66 kV | AusNet | Winter | Coincident | 2027 | POE10 | NA | 322.4771 | VIC Morwell (Ausnet) 66 kV |  |  | FALSE | #N/A | #N/A | #N/A | #N/A | #N/A | #N/A | #N/A | #N/A | #N/A | #N/A
TRUE | VIC | MWTS | Morwell (Ausnet) 66 kV | AusNet | Winter | Non-coincident | 2027 | POE50 | NA | 338.13 | VIC Morwell (Ausnet) 66 kV |  |  | FALSE | #N/A | #N/A | #N/A | #N/A | #N/A | #N/A | #N/A | #N/A | #N/A | #N/A
TRUE | VIC | MWTS | Morwell (Ausnet) 66 kV | AusNet | Winter | Non-coincident | 2027 | POE10 | NA | 364.14 | VIC Morwell (Ausnet) 66 kV |  |  | FALSE | #N/A | #N/A | #N/A | #N/A | #N/A | #N/A | #N/A | #N/A | #N/A | #N/A
TRUE | VIC | MWTS | Morwell (Ausnet) 66 kV | AusNet | Winter | Coincident | 2028 | POE50 | NA | 301.025 | VIC Morwell (Ausnet) 66 kV |  |  | FALSE | #N/A | #N/A | #N/A | #N/A | #N/A | #N/A | #N/A | #N/A | #N/A | #N/A
TRUE | VIC | MWTS | Morwell (Ausnet) 66 kV | AusNet | Winter | Coincident | 2028 | POE10 | NA | 322.5922 | VIC Morwell (Ausnet) 66 kV |  |  | FALSE | #N/A | #N/A | #N/A | #N/A | #N/A | #N/A | #N/A | #N/A | #N/A | #N/A
TRUE | VIC | MWTS | Morwell (Ausnet) 66 kV | AusNet | Winter | Non-coincident | 2028 | POE50 | NA | 344.8926 | VIC Morwell (Ausnet) 66 kV |  |  | FALSE | #N/A | #N/A | #N/A | #N/A | #N/A | #N/A | #N/A | #N/A | #N/A | #N/A
TRUE | VIC | MWTS | Morwell (Ausnet) 66 kV | AusNet | Winter | Non-coincident | 2028 | POE10 | NA | 371.4228 | VIC Morwell (Ausnet) 66 kV |  |  | FALSE | #N/A | #N/A | #N/A | #N/A | #N/A | #N/A | #N/A | #N/A | #N/A | #N/A
TRUE | VIC | MWTS | Morwell (Ausnet) 66 kV | AusNet | Winter | Coincident | 2029 | POE50 | NA | 303.4028 | VIC Morwell (Ausnet) 66 kV |  |  | FALSE | #N/A | #N/A | #N/A | #N/A | #N/A | #N/A | #N/A | #N/A | #N/A | #N/A
TRUE | VIC | MWTS | Morwell (Ausnet) 66 kV | AusNet | Winter | Coincident | 2029 | POE10 | NA | 325.0287 | VIC Morwell (Ausnet) 66 kV |  |  | FALSE | #N/A | #N/A | #N/A | #N/A | #N/A | #N/A | #N/A | #N/A | #N/A | #N/A
TRUE | VIC | MWTS | Morwell (Ausnet) 66 kV | AusNet | Winter | Non-coincident | 2029 | POE50 | NA | 351.7905 | VIC Morwell (Ausnet) 66 kV |  |  | FALSE | #N/A | #N/A | #N/A | #N/A | #N/A | #N/A | #N/A | #N/A | #N/A | #N/A
TRUE | VIC | MWTS | Morwell (Ausnet) 66 kV | AusNet | Winter | Non-coincident | 2029 | POE10 | NA | 378.8513 | VIC Morwell (Ausnet) 66 kV |  |  | FALSE | #N/A | #N/A | #N/A | #N/A | #N/A | #N/A | #N/A | #N/A | #N/A | #N/A
TRUE | VIC | MWTS | Morwell (Ausnet) 66 kV | AusNet | Winter | Coincident | 2030 | POE50 | NA | 305.1224 | VIC Morwell (Ausnet) 66 kV |  |  | FALSE | #N/A | #N/A | #N/A | #N/A | #N/A | #N/A | #N/A | #N/A | #N/A | #N/A
TRUE | VIC | MWTS | Morwell (Ausnet) 66 kV | AusNet | Winter | Coincident | 2030 | POE10 | NA | 326.9431 | VIC Morwell (Ausnet) 66 kV |  |  | FALSE | #N/A | #N/A | #N/A | #N/A | #N/A | #N/A | #N/A | #N/A | #N/A | #N/A
TRUE | VIC | MWTS | Morwell (Ausnet) 66 kV | AusNet | Winter | Non-coincident | 2030 | POE50 | NA | 358.8263 | VIC Morwell (Ausnet) 66 kV |  |  | FALSE | #N/A | #N/A | #N/A | #N/A | #N/A | #N/A | #N/A | #N/A | #N/A | #N/A
TRUE | VIC | MWTS | Morwell (Ausnet) 66 kV | AusNet | Winter | Non-coincident | 2030 | POE10 | NA | 386.4283 | VIC Morwell (Ausnet) 66 kV |  |  | FALSE | #N/A | #N/A | #N/A | #N/A | #N/A | #N/A | #N/A | #N/A | #N/A | #N/A
TRUE | VIC | MWTS | Morwell (Ausnet) 66 kV | AusNet | Winter | Coincident | 2031 | POE50 | NA | 307.4113 | VIC Morwell (Ausnet) 66 kV |  |  | FALSE | #N/A | #N/A | #N/A | #N/A | #N/A | #N/A | #N/A | #N/A | #N/A | #N/A
TRUE | VIC | MWTS | Morwell (Ausnet) 66 kV | AusNet | Winter | Coincident | 2031 | POE10 | NA | 329.3843 | VIC Morwell (Ausnet) 66 kV |  |  | FALSE | #N/A | #N/A | #N/A | #N/A | #N/A | #N/A | #N/A | #N/A | #N/A | #N/A
TRUE | VIC | MWTS | Morwell (Ausnet) 66 kV | AusNet | Winter | Non-coincident | 2031 | POE50 | NA | 366.0028 | VIC Morwell (Ausnet) 66 kV |  |  | FALSE | #N/A | #N/A | #N/A | #N/A | #N/A | #N/A | #N/A | #N/A | #N/A | #N/A
TRUE | VIC | MWTS | Morwell (Ausnet) 66 kV | AusNet | Winter | Non-coincident | 2031 | POE10 | NA | 394.1569 | VIC Morwell (Ausnet) 66 kV |  |  | FALSE | #N/A | #N/A | #N/A | #N/A | #N/A | #N/A | #N/A | #N/A | #N/A | #N/A
TRUE | VIC | MWTS | Morwell (Ausnet) 66 kV | AusNet | Winter | Coincident | 2032 | POE50 | NA | 306.5504 | VIC Morwell (Ausnet) 66 kV |  |  | FALSE | #N/A | #N/A | #N/A | #N/A | #N/A | #N/A | #N/A | #N/A | #N/A | #N/A
TRUE | VIC | MWTS | Morwell (Ausnet) 66 kV | AusNet | Winter | Coincident | 2032 | POE10 | NA | 329.0852 | VIC Morwell (Ausnet) 66 kV |  |  | FALSE | #N/A | #N/A | #N/A | #N/A | #N/A | #N/A | #N/A | #N/A | #N/A | #N/A
TRUE | VIC | MWTS | Morwell (Ausnet) 66 kV | AusNet | Winter | Non-coincident | 2032 | POE50 | NA | 373.3228 | VIC Morwell (Ausnet) 66 kV |  |  | FALSE | #N/A | #N/A | #N/A | #N/A | #N/A | #N/A | #N/A | #N/A | #N/A | #N/A
TRUE | VIC | MWTS | Morwell (Ausnet) 66 kV | AusNet | Winter | Non-coincident | 2032 | POE10 | NA | 402.04 | VIC Morwell (Ausnet) 66 kV |  |  | FALSE | #N/A | #N/A | #N/A | #N/A | #N/A | #N/A | #N/A | #N/A | #N/A | #N/A
TRUE | VIC | MWTS | Morwell (Ausnet) 66 kV | AusNet | Winter | Coincident | 2033 | POE50 | NA | 304.93 | VIC Morwell (Ausnet) 66 kV |  |  | FALSE | #N/A | #N/A | #N/A | #N/A | #N/A | #N/A | #N/A | #N/A | #N/A | #N/A
TRUE | VIC | MWTS | Morwell (Ausnet) 66 kV | AusNet | Winter | Coincident | 2033 | POE10 | NA | 327.308 | VIC Morwell (Ausnet) 66 kV |  |  | FALSE | #N/A | #N/A | #N/A | #N/A | #N/A | #N/A | #N/A | #N/A | #N/A | #N/A
TRUE | VIC | MWTS | Morwell (Ausnet) 66 kV | AusNet | Winter | Non-coincident | 2033 | POE50 | NA | 380.7893 | VIC Morwell (Ausnet) 66 kV |  |  | FALSE | #N/A | #N/A | #N/A | #N/A | #N/A | #N/A | #N/A | #N/A | #N/A | #N/A
TRUE | VIC | MWTS | Morwell (Ausnet) 66 kV | AusNet | Winter | Non-coincident | 2033 | POE10 | NA | 410.0808 | VIC Morwell (Ausnet) 66 kV |  |  | FALSE | #N/A | #N/A | #N/A | #N/A | #N/A | #N/A | #N/A | #N/A | #N/A | #N/A
TRUE | VIC | MWTS | Morwell (Ausnet) 66 kV | AusNet | Winter | Coincident | 2034 | POE50 | NA | 308.8875 | VIC Morwell (Ausnet) 66 kV |  |  | FALSE | #N/A | #N/A | #N/A | #N/A | #N/A | #N/A | #N/A | #N/A | #N/A | #N/A
TRUE | VIC | MWTS | Morwell (Ausnet) 66 kV | AusNet | Winter | Coincident | 2034 | POE10 | NA | 331.3777 | VIC Morwell (Ausnet) 66 kV |  |  | FALSE | #N/A | #N/A | #N/A | #N/A | #N/A | #N/A | #N/A | #N/A | #N/A | #N/A
TRUE | VIC | MWTS | Morwell (Ausnet) 66 kV | AusNet | Winter | Non-coincident | 2034 | POE50 | NA | 388.4051 | VIC Morwell (Ausnet) 66 kV |  |  | FALSE | #N/A | #N/A | #N/A | #N/A | #N/A | #N/A | #N/A | #N/A | #N/A | #N/A
TRUE | VIC | MWTS | Morwell (Ausnet) 66 kV | AusNet | Winter | Non-coincident | 2034 | POE10 | NA | 418.2824 | VIC Morwell (Ausnet) 66 kV |  |  | FALSE | #N/A | #N/A | #N/A | #N/A | #N/A | #N/A | #N/A | #N/A | #N/A | #N/A
TRUE | VIC | RCTS22 | Red Cliffs (Powercor) 22 kV | Powercor | Shoulder | Coincident | 2019 | ACTUAL_OPG | 13.1496 | NA | VIC Red Cliffs (Powercor) 22 kV |  |  | FALSE | #N/A | #N/A | #N/A | #N/A | #N/A | #N/A | #N/A | #N/A | #N/A | #N/A
TRUE | VIC | RCTS22 | Red Cliffs (Powercor) 22 kV | Powercor | Shoulder | Coincident | 2019 | ACTUAL_RAW | 13.1496 | NA | VIC Red Cliffs (Powercor) 22 kV |  |  | FALSE | #N/A | #N/A | #N/A | #N/A | #N/A | #N/A | #N/A | #N/A | #N/A | #N/A
TRUE | VIC | RCTS22 | Red Cliffs (Powercor) 22 kV | Powercor | Shoulder | Non-coincident | 2019 | ACTUAL_RAW | 7.556 | NA | VIC Red Cliffs (Powercor) 22 kV |  |  | FALSE | #N/A | #N/A | #N/A | #N/A | #N/A | #N/A | #N/A | #N/A | #N/A | #N/A
TRUE | VIC | RCTS22 | Red Cliffs (Powercor) 22 kV | Powercor | Shoulder | Non-coincident | 2019 | ACTUAL_OPG | 7.556 | NA | VIC Red Cliffs (Powercor) 22 kV |  |  | FALSE | #N/A | #N/A | #N/A | #N/A | #N/A | #N/A | #N/A | #N/A | #N/A | #N/A
TRUE | VIC | RCTS22 | Red Cliffs (Powercor) 22 kV | Powercor | Shoulder | Non-coincident | 2019 | ACTUAL_ADJUSTEDOPG | 7.556 | NA | VIC Red Cliffs (Powercor) 22 kV |  |  | FALSE | #N/A | #N/A | #N/A | #N/A | #N/A | #N/A | #N/A | #N/A | #N/A | #N/A
TRUE | VIC | RCTS22 | Red Cliffs (Powercor) 22 kV | Powercor | Shoulder | Coincident | 2020 | ACTUAL_OPG | 11.2619 | NA | VIC Red Cliffs (Powercor) 22 kV |  |  | FALSE | #N/A | #N/A | #N/A | #N/A | #N/A | #N/A | #N/A | #N/A | #N/A | #N/A
TRUE | VIC | RCTS22 | Red Cliffs (Powercor) 22 kV | Powercor | Shoulder | Coincident | 2020 | ACTUAL_RAW | 11.2619 | NA | VIC Red Cliffs (Powercor) 22 kV |  |  | FALSE | #N/A | #N/A | #N/A | #N/A | #N/A | #N/A | #N/A | #N/A | #N/A | #N/A
TRUE | VIC | RCTS22 | Red Cliffs (Powercor) 22 kV | Powercor | Shoulder | Non-coincident | 2020 | ACTUAL_RAW | 6.9964 | NA | VIC Red Cliffs (Powercor) 22 kV |  |  | FALSE | #N/A | #N/A | #N/A | #N/A | #N/A | #N/A | #N/A | #N/A | #N/A | #N/A
TRUE | VIC | RCTS22 | Red Cliffs (Powercor) 22 kV | Powercor | Shoulder | Non-coincident | 2020 | ACTUAL_OPG | 6.9964 | NA | VIC Red Cliffs (Powercor) 22 kV |  |  | FALSE | #N/A | #N/A | #N/A | #N/A | #N/A | #N/A | #N/A | #N/A | #N/A | #N/A
TRUE | VIC | RCTS22 | Red Cliffs (Powercor) 22 kV | Powercor | Shoulder | Non-coincident | 2020 | ACTUAL_ADJUSTEDOPG | 6.9964 | NA | VIC Red Cliffs (Powercor) 22 kV |  |  | FALSE | #N/A | #N/A | #N/A | #N/A | #N/A | #N/A | #N/A | #N/A | #N/A | #N/A
TRUE | VIC | RCTS22 | Red Cliffs (Powercor) 22 kV | Powercor | Shoulder | Coincident | 2021 | ACTUAL_OPG | 7.1655 | NA | VIC Red Cliffs (Powercor) 22 kV |  |  | FALSE | #N/A | #N/A | #N/A | #N/A | #N/A | #N/A | #N/A | #N/A | #N/A | #N/A
TRUE | VIC | RCTS22 | Red Cliffs (Powercor) 22 kV | Powercor | Shoulder | Coincident | 2021 | ACTUAL_RAW | 7.1655 | NA | VIC Red Cliffs (Powercor) 22 kV |  |  | FALSE | #N/A | #N/A | #N/A | #N/A | #N/A | #N/A | #N/A | #N/A | #N/A | #N/A
TRUE | VIC | RCTS22 | Red Cliffs (Powercor) 22 kV | Powercor | Shoulder | Non-coincident | 2021 | ACTUAL_RAW | 1.6411 | NA | VIC Red Cliffs (Powercor) 22 kV |  |  | FALSE | #N/A | #N/A | #N/A | #N/A | #N/A | #N/A | #N/A | #N/A | #N/A | #N/A
TRUE | VIC | RCTS22 | Red Cliffs (Powercor) 22 kV | Powercor | Shoulder | Non-coincident | 2021 | ACTUAL_OPG | 1.6411 | NA | VIC Red Cliffs (Powercor) 22 kV |  |  | FALSE | #N/A | #N/A | #N/A | #N/A | #N/A | #N/A | #N/A | #N/A | #N/A | #N/A
TRUE | VIC | RCTS22 | Red Cliffs (Powercor) 22 kV | Powercor | Shoulder | Non-coincident | 2021 | ACTUAL_ADJUSTEDOPG | 1.6411 | NA | VIC Red Cliffs (Powercor) 22 kV |  |  | FALSE | #N/A | #N/A | #N/A | #N/A | #N/A | #N/A | #N/A | #N/A | #N/A | #N/A
TRUE | VIC | RCTS22 | Red Cliffs (Powercor) 22 kV | Powercor | Shoulder | Coincident | 2022 | ACTUAL_OPG | 11.2265 | NA | VIC Red Cliffs (Powercor) 22 kV |  |  | FALSE | #N/A | #N/A | #N/A | #N/A | #N/A | #N/A | #N/A | #N/A | #N/A | #N/A
TRUE | VIC | RCTS22 | Red Cliffs (Powercor) 22 kV | Powercor | Shoulder | Coincident | 2022 | ACTUAL_RAW | 11.2265 | NA | VIC Red Cliffs (Powercor) 22 kV |  |  | FALSE | #N/A | #N/A | #N/A | #N/A | #N/A | #N/A | #N/A | #N/A | #N/A | #N/A
TRUE | VIC | RCTS22 | Red Cliffs (Powercor) 22 kV | Powercor | Shoulder | Non-coincident | 2022 | ACTUAL_RAW | 4.4989 | NA | VIC Red Cliffs (Powercor) 22 kV |  |  | FALSE | #N/A | #N/A | #N/A | #N/A | #N/A | #N/A | #N/A | #N/A | #N/A | #N/A
TRUE | VIC | RCTS22 | Red Cliffs (Powercor) 22 kV | Powercor | Shoulder | Non-coincident | 2022 | ACTUAL_OPG | 4.4989 | NA | VIC Red Cliffs (Powercor) 22 kV |  |  | FALSE | #N/A | #N/A | #N/A | #N/A | #N/A | #N/A | #N/A | #N/A | #N/A | #N/A
TRUE | VIC | RCTS22 | Red Cliffs (Powercor) 22 kV | Powercor | Shoulder | Non-coincident | 2022 | ACTUAL_ADJUSTEDOPG | 4.4989 | NA | VIC Red Cliffs (Powercor) 22 kV |  |  | FALSE | #N/A | #N/A | #N/A | #N/A | #N/A | #N/A | #N/A | #N/A | #N/A | #N/A
TRUE | VIC | RCTS22 | Red Cliffs (Powercor) 22 kV | Powercor | Shoulder | Coincident | 2023 | ACTUAL_OPG | 1.0264 | NA | VIC Red Cliffs (Powercor) 22 kV |  |  | FALSE | #N/A | #N/A | #N/A | #N/A | #N/A | #N/A | #N/A | #N/A | #N/A | #N/A
TRUE | VIC | RCTS22 | Red Cliffs (Powercor) 22 kV | Powercor | Shoulder | Coincident | 2023 | ACTUAL_RAW | 1.0264 | NA | VIC Red Cliffs (Powercor) 22 kV |  |  | FALSE | #N/A | #N/A | #N/A | #N/A | #N/A | #N/A | #N/A | #N/A | #N/A | #N/A
TRUE | VIC | RCTS22 | Red Cliffs (Powercor) 22 kV | Powercor | Shoulder | Non-coincident | 2023 | ACTUAL_RAW | -3.3134 | NA | VIC Red Cliffs (Powercor) 22 kV |  |  | FALSE | #N/A | #N/A | #N/A | #N/A | #N/A | #N/A | #N/A | #N/A | #N/A | #N/A
TRUE | VIC | RCTS22 | Red Cliffs (Powercor) 22 kV | Powercor | Shoulder | Non-coincident | 2023 | ACTUAL_OPG | -3.3134 | NA | VIC Red Cliffs (Powercor) 22 kV |  |  | FALSE | #N/A | #N/A | #N/A | #N/A | #N/A | #N/A | #N/A | #N/A | #N/A | #N/A
TRUE | VIC | RCTS22 | Red Cliffs (Powercor) 22 kV | Powercor | Shoulder | Non-coincident | 2023 | ACTUAL_ADJUSTEDOPG | -3.3134 | NA | VIC Red Cliffs (Powercor) 22 kV |  |  | FALSE | #N/A | #N/A | #N/A | #N/A | #N/A | #N/A | #N/A | #N/A | #N/A | #N/A
TRUE | VIC | RCTS22 | Red Cliffs (Powercor) 22 kV | Powercor | Shoulder | Coincident | 2024 | ACTUAL_OPG | 8.5949 | NA | VIC Red Cliffs (Powercor) 22 kV |  |  | FALSE | #N/A | #N/A | #N/A | #N/A | #N/A | #N/A | #N/A | #N/A | #N/A | #N/A
TRUE | VIC | RCTS22 | Red Cliffs (Powercor) 22 kV | Powercor | Shoulder | Coincident | 2024 | ACTUAL_RAW | 8.5949 | NA | VIC Red Cliffs (Powercor) 22 kV |  |  | FALSE | #N/A | #N/A | #N/A | #N/A | #N/A | #N/A | #N/A | #N/A | #N/A | #N/A
TRUE | VIC | RCTS22 | Red Cliffs (Powercor) 22 kV | Powercor | Shoulder | Non-coincident | 2024 | ACTUAL_RAW | -3.7772 | NA | VIC Red Cliffs (Powercor) 22 kV |  |  | FALSE | #N/A | #N/A | #N/A | #N/A | #N/A | #N/A | #N/A | #N/A | #N/A | #N/A
TRUE | VIC | RCTS22 | Red Cliffs (Powercor) 22 kV | Powercor | Shoulder | Non-coincident | 2024 | ACTUAL_OPG | -3.7772 | NA | VIC Red Cliffs (Powercor) 22 kV |  |  | FALSE | #N/A | #N/A | #N/A | #N/A | #N/A | #N/A | #N/A | #N/A | #N/A | #N/A
TRUE | VIC | RCTS22 | Red Cliffs (Powercor) 22 kV | Powercor | Shoulder | Non-coincident | 2024 | ACTUAL_ADJUSTEDOPG | -3.7772 | NA | VIC Red Cliffs (Powercor) 22 kV |  |  | FALSE | #N/A | #N/A | #N/A | #N/A | #N/A | #N/A | #N/A | #N/A | #N/A | #N/A
TRUE | VIC | RCTS22 | Red Cliffs (Powercor) 22 kV | Powercor | Shoulder | Coincident | 2025 | ACTUAL_OPG | 9.9566 | NA | VIC Red Cliffs (Powercor) 22 kV |  |  | FALSE | #N/A | #N/A | #N/A | #N/A | #N/A | #N/A | #N/A | #N/A | #N/A | #N/A
TRUE | VIC | RCTS22 | Red Cliffs (Powercor) 22 kV | Powercor | Shoulder | Coincident | 2025 | ACTUAL_RAW | 9.9566 | NA | VIC Red Cliffs (Powercor) 22 kV |  |  | FALSE | #N/A | #N/A | #N/A | #N/A | #N/A | #N/A | #N/A | #N/A | #N/A | #N/A
TRUE | VIC | RCTS22 | Red Cliffs (Powercor) 22 kV | Powercor | Shoulder | Non-coincident | 2025 | ACTUAL_RAW | -2.9624 | NA | VIC Red Cliffs (Powercor) 22 kV |  |  | FALSE | #N/A | #N/A | #N/A | #N/A | #N/A | #N/A | #N/A | #N/A | #N/A | #N/A
TRUE | VIC | RCTS22 | Red Cliffs (Powercor) 22 kV | Powercor | Shoulder | Non-coincident | 2025 | ACTUAL_OPG | -2.9624 | NA | VIC Red Cliffs (Powercor) 22 kV |  |  | FALSE | #N/A | #N/A | #N/A | #N/A | #N/A | #N/A | #N/A | #N/A | #N/A | #N/A
TRUE | VIC | RCTS22 | Red Cliffs (Powercor) 22 kV | Powercor | Shoulder | Non-coincident | 2025 | ACTUAL_ADJUSTEDOPG | -2.9624 | NA | VIC Red Cliffs (Powercor) 22 kV |  |  | FALSE | #N/A | #N/A | #N/A | #N/A | #N/A | #N/A | #N/A | #N/A | #N/A | #N/A
TRUE | VIC | RCTS22 | Red Cliffs (Powercor) 22 kV | Powercor | Shoulder | Non-coincident | 2025 | BASEYEARPOE90 | -7.5222 | NA | VIC Red Cliffs (Powercor) 22 kV |  |  | FALSE | #N/A | #N/A | #N/A | #N/A | #N/A | #N/A | #N/A | #N/A | #N/A | #N/A
TRUE | VIC | RCTS22 | Red Cliffs (Powercor) 22 kV | Powercor | Shoulder | Non-coincident | 2025 | BASEYEARPOE50 | -6.5321 | NA | VIC Red Cliffs (Powercor) 22 kV |  |  | FALSE | #N/A | #N/A | #N/A | #N/A | #N/A | #N/A | #N/A | #N/A | #N/A | #N/A
TRUE | VIC | RCTS22 | Red Cliffs (Powercor) 22 kV | Powercor | Shoulder | Coincident_unreconciled | 2026 | POE90 | 10 | NA | VIC Red Cliffs (Powercor) 22 kV |  |  | FALSE | #N/A | #N/A | #N/A | #N/A | #N/A | #N/A | #N/A | #N/A | #N/A | #N/A
TRUE | VIC | RCTS22 | Red Cliffs (Powercor) 22 kV | Powercor | Shoulder | Coincident_unreconciled | 2026 | POE50 | 10 | NA | VIC Red Cliffs (Powercor) 22 kV |  |  | FALSE | #N/A | #N/A | #N/A | #N/A | #N/A | #N/A | #N/A | #N/A | #N/A | #N/A
TRUE | VIC | RCTS22 | Red Cliffs (Powercor) 22 kV | Powercor | Shoulder | Non-coincident | 2026 | POE50 | -3.4239 | NA | VIC Red Cliffs (Powercor) 22 kV |  |  | FALSE | #N/A | #N/A | #N/A | #N/A | #N/A | #N/A | #N/A | #N/A | #N/A | #N/A
TRUE | VIC | RCTS22 | Red Cliffs (Powercor) 22 kV | Powercor | Shoulder | Non-coincident | 2026 | POE90 | -4.1231 | NA | VIC Red Cliffs (Powercor) 22 kV |  |  | FALSE | #N/A | #N/A | #N/A | #N/A | #N/A | #N/A | #N/A | #N/A | #N/A | #N/A
TRUE | VIC | RCTS22 | Red Cliffs (Powercor) 22 kV | Powercor | Shoulder | Coincident_unreconciled | 2027 | POE90 | 9.8 | NA | VIC Red Cliffs (Powercor) 22 kV |  |  | FALSE | #N/A | #N/A | #N/A | #N/A | #N/A | #N/A | #N/A | #N/A | #N/A | #N/A
TRUE | VIC | RCTS22 | Red Cliffs (Powercor) 22 kV | Powercor | Shoulder | Coincident_unreconciled | 2027 | POE50 | 9.8 | NA | VIC Red Cliffs (Powercor) 22 kV |  |  | FALSE | #N/A | #N/A | #N/A | #N/A | #N/A | #N/A | #N/A | #N/A | #N/A | #N/A
TRUE | VIC | RCTS22 | Red Cliffs (Powercor) 22 kV | Powercor | Shoulder | Non-coincident | 2027 | POE50 | -2.0752 | NA | VIC Red Cliffs (Powercor) 22 kV |  |  | FALSE | #N/A | #N/A | #N/A | #N/A | #N/A | #N/A | #N/A | #N/A | #N/A | #N/A
TRUE | VIC | RCTS22 | Red Cliffs (Powercor) 22 kV | Powercor | Shoulder | Non-coincident | 2027 | POE90 | -2.776 | NA | VIC Red Cliffs (Powercor) 22 kV |  |  | FALSE | #N/A | #N/A | #N/A | #N/A | #N/A | #N/A | #N/A | #N/A | #N/A | #N/A
TRUE | VIC | RCTS22 | Red Cliffs (Powercor) 22 kV | Powercor | Shoulder | Coincident_unreconciled | 2028 | POE90 | 9.604 | NA | VIC Red Cliffs (Powercor) 22 kV |  |  | FALSE | #N/A | #N/A | #N/A | #N/A | #N/A | #N/A | #N/A | #N/A | #N/A | #N/A
TRUE | VIC | RCTS22 | Red Cliffs (Powercor) 22 kV | Powercor | Shoulder | Coincident_unreconciled | 2028 | POE50 | 9.604 | NA | VIC Red Cliffs (Powercor) 22 kV |  |  | FALSE | #N/A | #N/A | #N/A | #N/A | #N/A | #N/A | #N/A | #N/A | #N/A | #N/A
TRUE | VIC | RCTS22 | Red Cliffs (Powercor) 22 kV | Powercor | Shoulder | Non-coincident | 2028 | POE50 | -3.0316 | NA | VIC Red Cliffs (Powercor) 22 kV |  |  | FALSE | #N/A | #N/A | #N/A | #N/A | #N/A | #N/A | #N/A | #N/A | #N/A | #N/A
TRUE | VIC | RCTS22 | Red Cliffs (Powercor) 22 kV | Powercor | Shoulder | Non-coincident | 2028 | POE90 | -3.7341 | NA | VIC Red Cliffs (Powercor) 22 kV |  |  | FALSE | #N/A | #N/A | #N/A | #N/A | #N/A | #N/A | #N/A | #N/A | #N/A | #N/A
TRUE | VIC | RCTS22 | Red Cliffs (Powercor) 22 kV | Powercor | Shoulder | Coincident_unreconciled | 2029 | POE90 | 9.4119 | NA | VIC Red Cliffs (Powercor) 22 kV |  |  | FALSE | #N/A | #N/A | #N/A | #N/A | #N/A | #N/A | #N/A | #N/A | #N/A | #N/A
TRUE | VIC | RCTS22 | Red Cliffs (Powercor) 22 kV | Powercor | Shoulder | Coincident_unreconciled | 2029 | POE50 | 9.4119 | NA | VIC Red Cliffs (Powercor) 22 kV |  |  | FALSE | #N/A | #N/A | #N/A | #N/A | #N/A | #N/A | #N/A | #N/A | #N/A | #N/A
TRUE | VIC | RCTS22 | Red Cliffs (Powercor) 22 kV | Powercor | Shoulder | Non-coincident | 2029 | POE50 | -3.5944 | NA | VIC Red Cliffs (Powercor) 22 kV |  |  | FALSE | #N/A | #N/A | #N/A | #N/A | #N/A | #N/A | #N/A | #N/A | #N/A | #N/A
TRUE | VIC | RCTS22 | Red Cliffs (Powercor) 22 kV | Powercor | Shoulder | Non-coincident | 2029 | POE90 | -4.2987 | NA | VIC Red Cliffs (Powercor) 22 kV |  |  | FALSE | #N/A | #N/A | #N/A | #N/A | #N/A | #N/A | #N/A | #N/A | #N/A | #N/A
TRUE | VIC | RCTS22 | Red Cliffs (Powercor) 22 kV | Powercor | Shoulder | Coincident_unreconciled | 2030 | POE90 | 9.2237 | NA | VIC Red Cliffs (Powercor) 22 kV |  |  | FALSE | #N/A | #N/A | #N/A | #N/A | #N/A | #N/A | #N/A | #N/A | #N/A | #N/A
TRUE | VIC | RCTS22 | Red Cliffs (Powercor) 22 kV | Powercor | Shoulder | Coincident_unreconciled | 2030 | POE50 | 9.2237 | NA | VIC Red Cliffs (Powercor) 22 kV |  |  | FALSE | #N/A | #N/A | #N/A | #N/A | #N/A | #N/A | #N/A | #N/A | #N/A | #N/A
TRUE | VIC | RCTS22 | Red Cliffs (Powercor) 22 kV | Powercor | Shoulder | Non-coincident | 2030 | POE50 | -4.3144 | NA | VIC Red Cliffs (Powercor) 22 kV |  |  | FALSE | #N/A | #N/A | #N/A | #N/A | #N/A | #N/A | #N/A | #N/A | #N/A | #N/A
TRUE | VIC | RCTS22 | Red Cliffs (Powercor) 22 kV | Powercor | Shoulder | Non-coincident | 2030 | POE90 | -5.0205 | NA | VIC Red Cliffs (Powercor) 22 kV |  |  | FALSE | #N/A | #N/A | #N/A | #N/A | #N/A | #N/A | #N/A | #N/A | #N/A | #N/A
TRUE | VIC | RCTS22 | Red Cliffs (Powercor) 22 kV | Powercor | Shoulder | Coincident_unreconciled | 2031 | POE90 | 9.0392 | NA | VIC Red Cliffs (Powercor) 22 kV |  |  | FALSE | #N/A | #N/A | #N/A | #N/A | #N/A | #N/A | #N/A | #N/A | #N/A | #N/A
TRUE | VIC | RCTS22 | Red Cliffs (Powercor) 22 kV | Powercor | Shoulder | Coincident_unreconciled | 2031 | POE50 | 9.0392 | NA | VIC Red Cliffs (Powercor) 22 kV |  |  | FALSE | #N/A | #N/A | #N/A | #N/A | #N/A | #N/A | #N/A | #N/A | #N/A | #N/A
TRUE | VIC | RCTS22 | Red Cliffs (Powercor) 22 kV | Powercor | Shoulder | Non-coincident | 2031 | POE50 | -5.0836 | NA | VIC Red Cliffs (Powercor) 22 kV |  |  | FALSE | #N/A | #N/A | #N/A | #N/A | #N/A | #N/A | #N/A | #N/A | #N/A | #N/A
TRUE | VIC | RCTS22 | Red Cliffs (Powercor) 22 kV | Powercor | Shoulder | Non-coincident | 2031 | POE90 | -5.7914 | NA | VIC Red Cliffs (Powercor) 22 kV |  |  | FALSE | #N/A | #N/A | #N/A | #N/A | #N/A | #N/A | #N/A | #N/A | #N/A | #N/A
TRUE | VIC | RCTS22 | Red Cliffs (Powercor) 22 kV | Powercor | Shoulder | Coincident_unreconciled | 2032 | POE90 | 8.8584 | NA | VIC Red Cliffs (Powercor) 22 kV |  |  | FALSE | #N/A | #N/A | #N/A | #N/A | #N/A | #N/A | #N/A | #N/A | #N/A | #N/A
TRUE | VIC | RCTS22 | Red Cliffs (Powercor) 22 kV | Powercor | Shoulder | Coincident_unreconciled | 2032 | POE50 | 8.8584 | NA | VIC Red Cliffs (Powercor) 22 kV |  |  | FALSE | #N/A | #N/A | #N/A | #N/A | #N/A | #N/A | #N/A | #N/A | #N/A | #N/A
TRUE | VIC | RCTS22 | Red Cliffs (Powercor) 22 kV | Powercor | Shoulder | Non-coincident | 2032 | POE50 | -5.6549 | NA | VIC Red Cliffs (Powercor) 22 kV |  |  | FALSE | #N/A | #N/A | #N/A | #N/A | #N/A | #N/A | #N/A | #N/A | #N/A | #N/A
TRUE | VIC | RCTS22 | Red Cliffs (Powercor) 22 kV | Powercor | Shoulder | Non-coincident | 2032 | POE90 | -6.3643 | NA | VIC Red Cliffs (Powercor) 22 kV |  |  | FALSE | #N/A | #N/A | #N/A | #N/A | #N/A | #N/A | #N/A | #N/A | #N/A | #N/A
TRUE | VIC | RCTS22 | Red Cliffs (Powercor) 22 kV | Powercor | Shoulder | Coincident_unreconciled | 2033 | POE90 | 8.6813 | NA | VIC Red Cliffs (Powercor) 22 kV |  |  | FALSE | #N/A | #N/A | #N/A | #N/A | #N/A | #N/A | #N/A | #N/A | #N/A | #N/A
TRUE | VIC | RCTS22 | Red Cliffs (Powercor) 22 kV | Powercor | Shoulder | Coincident_unreconciled | 2033 | POE50 | 8.6813 | NA | VIC Red Cliffs (Powercor) 22 kV |  |  | FALSE | #N/A | #N/A | #N/A | #N/A | #N/A | #N/A | #N/A | #N/A | #N/A | #N/A
TRUE | VIC | RCTS22 | Red Cliffs (Powercor) 22 kV | Powercor | Shoulder | Non-coincident | 2033 | POE50 | -6.0723 | NA | VIC Red Cliffs (Powercor) 22 kV |  |  | FALSE | #N/A | #N/A | #N/A | #N/A | #N/A | #N/A | #N/A | #N/A | #N/A | #N/A
TRUE | VIC | RCTS22 | Red Cliffs (Powercor) 22 kV | Powercor | Shoulder | Non-coincident | 2033 | POE90 | -6.7834 | NA | VIC Red Cliffs (Powercor) 22 kV |  |  | FALSE | #N/A | #N/A | #N/A | #N/A | #N/A | #N/A | #N/A | #N/A | #N/A | #N/A
TRUE | VIC | RCTS22 | Red Cliffs (Powercor) 22 kV | Powercor | Shoulder | Coincident_unreconciled | 2034 | POE90 | 8.5076 | NA | VIC Red Cliffs (Powercor) 22 kV |  |  | FALSE | #N/A | #N/A | #N/A | #N/A | #N/A | #N/A | #N/A | #N/A | #N/A | #N/A
TRUE | VIC | RCTS22 | Red Cliffs (Powercor) 22 kV | Powercor | Shoulder | Coincident_unreconciled | 2034 | POE50 | 8.5076 | NA | VIC Red Cliffs (Powercor) 22 kV |  |  | FALSE | #N/A | #N/A | #N/A | #N/A | #N/A | #N/A | #N/A | #N/A | #N/A | #N/A
TRUE | VIC | RCTS22 | Red Cliffs (Powercor) 22 kV | Powercor | Shoulder | Non-coincident | 2034 | POE50 | -6.4983 | NA | VIC Red Cliffs (Powercor) 22 kV |  |  | FALSE | #N/A | #N/A | #N/A | #N/A | #N/A | #N/A | #N/A | #N/A | #N/A | #N/A
TRUE | VIC | RCTS22 | Red Cliffs (Powercor) 22 kV | Powercor | Shoulder | Non-coincident | 2034 | POE90 | -7.211 | NA | VIC Red Cliffs (Powercor) 22 kV |  |  | FALSE | #N/A | #N/A | #N/A | #N/A | #N/A | #N/A | #N/A | #N/A | #N/A | #N/A
TRUE | VIC | RCTS22 | Red Cliffs (Powercor) 22 kV | Powercor | Shoulder | Coincident_unreconciled | 2035 | POE90 | 8.3375 | NA | VIC Red Cliffs (Powercor) 22 kV |  |  | FALSE | #N/A | #N/A | #N/A | #N/A | #N/A | #N/A | #N/A | #N/A | #N/A | #N/A
TRUE | VIC | RCTS22 | Red Cliffs (Powercor) 22 kV | Powercor | Shoulder | Coincident_unreconciled | 2035 | POE50 | 8.3375 | NA | VIC Red Cliffs (Powercor) 22 kV |  |  | FALSE | #N/A | #N/A | #N/A | #N/A | #N/A | #N/A | #N/A | #N/A | #N/A | #N/A
TRUE | VIC | RCTS22 | Red Cliffs (Powercor) 22 kV | Powercor | Shoulder | Non-coincident | 2035 | POE50 | -6.9982 | NA | VIC Red Cliffs (Powercor) 22 kV |  |  | FALSE | #N/A | #N/A | #N/A | #N/A | #N/A | #N/A | #N/A | #N/A | #N/A | #N/A
TRUE | VIC | RCTS22 | Red Cliffs (Powercor) 22 kV | Powercor | Shoulder | Non-coincident | 2035 | POE90 | -7.7125 | NA | VIC Red Cliffs (Powercor) 22 kV |  |  | FALSE | #N/A | #N/A | #N/A | #N/A | #N/A | #N/A | #N/A | #N/A | #N/A | #N/A
TRUE | VIC | RCTS22 | Red Cliffs (Powercor) 22 kV | Powercor | Summer | Coincident | 2019 | ACTUAL_OPG | 17.6455 | 40.1861 | VIC Red Cliffs (Powercor) 22 kV |  |  | FALSE | #N/A | #N/A | #N/A | #N/A | #N/A | #N/A | #N/A | #N/A | #N/A | #N/A
TRUE | VIC | RCTS22 | Red Cliffs (Powercor) 22 kV | Powercor | Summer | Coincident | 2019 | ACTUAL_RAW | 17.6455 | 40.1861 | VIC Red Cliffs (Powercor) 22 kV |  |  | FALSE | #N/A | #N/A | #N/A | #N/A | #N/A | #N/A | #N/A | #N/A | #N/A | #N/A
TRUE | VIC | RCTS22 | Red Cliffs (Powercor) 22 kV | Powercor | Summer | Non-coincident | 2019 | ACTUAL_RAW | 6.7665 | 41.9756 | VIC Red Cliffs (Powercor) 22 kV |  |  | FALSE | #N/A | #N/A | #N/A | #N/A | #N/A | #N/A | #N/A | #N/A | #N/A | #N/A
TRUE | VIC | RCTS22 | Red Cliffs (Powercor) 22 kV | Powercor | Summer | Non-coincident | 2019 | ACTUAL_OPG | 6.7665 | 41.9756 | VIC Red Cliffs (Powercor) 22 kV |  |  | FALSE | #N/A | #N/A | #N/A | #N/A | #N/A | #N/A | #N/A | #N/A | #N/A | #N/A
TRUE | VIC | RCTS22 | Red Cliffs (Powercor) 22 kV | Powercor | Summer | Non-coincident | 2019 | ACTUAL_ADJUSTEDOPG | 6.7665 | 41.9756 | VIC Red Cliffs (Powercor) 22 kV |  |  | FALSE | #N/A | #N/A | #N/A | #N/A | #N/A | #N/A | #N/A | #N/A | #N/A | #N/A
TRUE | VIC | RCTS22 | Red Cliffs (Powercor) 22 kV | Powercor | Summer | Coincident | 2020 | ACTUAL_OPG | 13.4057 | 35.9292 | VIC Red Cliffs (Powercor) 22 kV |  |  | FALSE | #N/A | #N/A | #N/A | #N/A | #N/A | #N/A | #N/A | #N/A | #N/A | #N/A
TRUE | VIC | RCTS22 | Red Cliffs (Powercor) 22 kV | Powercor | Summer | Coincident | 2020 | ACTUAL_RAW | 13.4057 | 35.9292 | VIC Red Cliffs (Powercor) 22 kV |  |  | FALSE | #N/A | #N/A | #N/A | #N/A | #N/A | #N/A | #N/A | #N/A | #N/A | #N/A
TRUE | VIC | RCTS22 | Red Cliffs (Powercor) 22 kV | Powercor | Summer | Non-coincident | 2020 | ACTUAL_RAW | 6.226 | 37.7763 | VIC Red Cliffs (Powercor) 22 kV |  |  | FALSE | #N/A | #N/A | #N/A | #N/A | #N/A | #N/A | #N/A | #N/A | #N/A | #N/A
TRUE | VIC | RCTS22 | Red Cliffs (Powercor) 22 kV | Powercor | Summer | Non-coincident | 2020 | ACTUAL_OPG | 6.226 | 37.7763 | VIC Red Cliffs (Powercor) 22 kV |  |  | FALSE | #N/A | #N/A | #N/A | #N/A | #N/A | #N/A | #N/A | #N/A | #N/A | #N/A
TRUE | VIC | RCTS22 | Red Cliffs (Powercor) 22 kV | Powercor | Summer | Non-coincident | 2020 | ACTUAL_ADJUSTEDOPG | 6.226 | 37.7763 | VIC Red Cliffs (Powercor) 22 kV |  |  | FALSE | #N/A | #N/A | #N/A | #N/A | #N/A | #N/A | #N/A | #N/A | #N/A | #N/A
TRUE | VIC | RCTS22 | Red Cliffs (Powercor) 22 kV | Powercor | Summer | Coincident | 2021 | ACTUAL_OPG | 11.9464 | 30.7498 | VIC Red Cliffs (Powercor) 22 kV |  |  | FALSE | #N/A | #N/A | #N/A | #N/A | #N/A | #N/A | #N/A | #N/A | #N/A | #N/A
TRUE | VIC | RCTS22 | Red Cliffs (Powercor) 22 kV | Powercor | Summer | Coincident | 2021 | ACTUAL_RAW | 11.9464 | 30.7498 | VIC Red Cliffs (Powercor) 22 kV |  |  | FALSE | #N/A | #N/A | #N/A | #N/A | #N/A | #N/A | #N/A | #N/A | #N/A | #N/A
TRUE | VIC | RCTS22 | Red Cliffs (Powercor) 22 kV | Powercor | Summer | Non-coincident | 2021 | ACTUAL_RAW | 4.2538 | 35.8215 | VIC Red Cliffs (Powercor) 22 kV |  |  | FALSE | #N/A | #N/A | #N/A | #N/A | #N/A | #N/A | #N/A | #N/A | #N/A | #N/A
TRUE | VIC | RCTS22 | Red Cliffs (Powercor) 22 kV | Powercor | Summer | Non-coincident | 2021 | ACTUAL_OPG | 4.2538 | 35.8215 | VIC Red Cliffs (Powercor) 22 kV |  |  | FALSE | #N/A | #N/A | #N/A | #N/A | #N/A | #N/A | #N/A | #N/A | #N/A | #N/A
TRUE | VIC | RCTS22 | Red Cliffs (Powercor) 22 kV | Powercor | Summer | Non-coincident | 2021 | ACTUAL_ADJUSTEDOPG | 4.2538 | 35.8215 | VIC Red Cliffs (Powercor) 22 kV |  |  | FALSE | #N/A | #N/A | #N/A | #N/A | #N/A | #N/A | #N/A | #N/A | #N/A | #N/A
TRUE | VIC | RCTS22 | Red Cliffs (Powercor) 22 kV | Powercor | Summer | Coincident | 2022 | ACTUAL_OPG | 14.978 | 28.3877 | VIC Red Cliffs (Powercor) 22 kV |  |  | FALSE | #N/A | #N/A | #N/A | #N/A | #N/A | #N/A | #N/A | #N/A | #N/A | #N/A
TRUE | VIC | RCTS22 | Red Cliffs (Powercor) 22 kV | Powercor | Summer | Coincident | 2022 | ACTUAL_RAW | 14.978 | 28.3877 | VIC Red Cliffs (Powercor) 22 kV |  |  | FALSE | #N/A | #N/A | #N/A | #N/A | #N/A | #N/A | #N/A | #N/A | #N/A | #N/A
TRUE | VIC | RCTS22 | Red Cliffs (Powercor) 22 kV | Powercor | Summer | Non-coincident | 2022 | ACTUAL_RAW | 2.6623 | 37.0283 | VIC Red Cliffs (Powercor) 22 kV |  |  | FALSE | #N/A | #N/A | #N/A | #N/A | #N/A | #N/A | #N/A | #N/A | #N/A | #N/A
TRUE | VIC | RCTS22 | Red Cliffs (Powercor) 22 kV | Powercor | Summer | Non-coincident | 2022 | ACTUAL_OPG | 2.6623 | 37.0283 | VIC Red Cliffs (Powercor) 22 kV |  |  | FALSE | #N/A | #N/A | #N/A | #N/A | #N/A | #N/A | #N/A | #N/A | #N/A | #N/A
TRUE | VIC | RCTS22 | Red Cliffs (Powercor) 22 kV | Powercor | Summer | Non-coincident | 2022 | ACTUAL_ADJUSTEDOPG | 2.6623 | 37.0283 | VIC Red Cliffs (Powercor) 22 kV |  |  | FALSE | #N/A | #N/A | #N/A | #N/A | #N/A | #N/A | #N/A | #N/A | #N/A | #N/A
TRUE | VIC | RCTS22 | Red Cliffs (Powercor) 22 kV | Powercor | Summer | Coincident | 2023 | ACTUAL_OPG | 11.2271 | 29.6101 | VIC Red Cliffs (Powercor) 22 kV |  |  | FALSE | #N/A | #N/A | #N/A | #N/A | #N/A | #N/A | #N/A | #N/A | #N/A | #N/A
TRUE | VIC | RCTS22 | Red Cliffs (Powercor) 22 kV | Powercor | Summer | Coincident | 2023 | ACTUAL_RAW | 11.2271 | 29.6101 | VIC Red Cliffs (Powercor) 22 kV |  |  | FALSE | #N/A | #N/A | #N/A | #N/A | #N/A | #N/A | #N/A | #N/A | #N/A | #N/A
TRUE | VIC | RCTS22 | Red Cliffs (Powercor) 22 kV | Powercor | Summer | Non-coincident | 2023 | ACTUAL_RAW | -17.2652 | 54.8003 | VIC Red Cliffs (Powercor) 22 kV |  |  | FALSE | #N/A | #N/A | #N/A | #N/A | #N/A | #N/A | #N/A | #N/A | #N/A | #N/A
TRUE | VIC | RCTS22 | Red Cliffs (Powercor) 22 kV | Powercor | Summer | Non-coincident | 2023 | ACTUAL_OPG | -17.2652 | 54.8003 | VIC Red Cliffs (Powercor) 22 kV |  |  | FALSE | #N/A | #N/A | #N/A | #N/A | #N/A | #N/A | #N/A | #N/A | #N/A | #N/A
TRUE | VIC | RCTS22 | Red Cliffs (Powercor) 22 kV | Powercor | Summer | Non-coincident | 2023 | ACTUAL_ADJUSTEDOPG | 0.31128 | 54.8003 | VIC Red Cliffs (Powercor) 22 kV |  |  | FALSE | #N/A | #N/A | #N/A | #N/A | #N/A | #N/A | #N/A | #N/A | #N/A | #N/A
TRUE | VIC | RCTS22 | Red Cliffs (Powercor) 22 kV | Powercor | Summer | Coincident | 2024 | ACTUAL_OPG | 7.8698 | 31.6267 | VIC Red Cliffs (Powercor) 22 kV |  |  | FALSE | #N/A | #N/A | #N/A | #N/A | #N/A | #N/A | #N/A | #N/A | #N/A | #N/A
TRUE | VIC | RCTS22 | Red Cliffs (Powercor) 22 kV | Powercor | Summer | Coincident | 2024 | ACTUAL_RAW | 7.8698 | 31.6267 | VIC Red Cliffs (Powercor) 22 kV |  |  | FALSE | #N/A | #N/A | #N/A | #N/A | #N/A | #N/A | #N/A | #N/A | #N/A | #N/A
TRUE | VIC | RCTS22 | Red Cliffs (Powercor) 22 kV | Powercor | Summer | Non-coincident | 2024 | ACTUAL_RAW | 0.55078 | 38.941 | VIC Red Cliffs (Powercor) 22 kV |  |  | FALSE | #N/A | #N/A | #N/A | #N/A | #N/A | #N/A | #N/A | #N/A | #N/A | #N/A
TRUE | VIC | RCTS22 | Red Cliffs (Powercor) 22 kV | Powercor | Summer | Non-coincident | 2024 | ACTUAL_OPG | 0.55078 | 38.941 | VIC Red Cliffs (Powercor) 22 kV |  |  | FALSE | #N/A | #N/A | #N/A | #N/A | #N/A | #N/A | #N/A | #N/A | #N/A | #N/A
TRUE | VIC | RCTS22 | Red Cliffs (Powercor) 22 kV | Powercor | Summer | Non-coincident | 2024 | ACTUAL_ADJUSTEDOPG | 0.55078 | 38.941 | VIC Red Cliffs (Powercor) 22 kV |  |  | FALSE | #N/A | #N/A | #N/A | #N/A | #N/A | #N/A | #N/A | #N/A | #N/A | #N/A
TRUE | VIC | RCTS22 | Red Cliffs (Powercor) 22 kV | Powercor | Summer | Coincident | 2025 | ACTUAL_OPG | 9.5409 | 33.9003 | VIC Red Cliffs (Powercor) 22 kV |  |  | FALSE | #N/A | #N/A | #N/A | #N/A | #N/A | #N/A | #N/A | #N/A | #N/A | #N/A
TRUE | VIC | RCTS22 | Red Cliffs (Powercor) 22 kV | Powercor | Summer | Coincident | 2025 | ACTUAL_RAW | 9.5409 | 33.9003 | VIC Red Cliffs (Powercor) 22 kV |  |  | FALSE | #N/A | #N/A | #N/A | #N/A | #N/A | #N/A | #N/A | #N/A | #N/A | #N/A
TRUE | VIC | RCTS22 | Red Cliffs (Powercor) 22 kV | Powercor | Summer | Non-coincident | 2025 | ACTUAL_RAW | -0.22508 | 39.8113 | VIC Red Cliffs (Powercor) 22 kV |  |  | FALSE | #N/A | #N/A | #N/A | #N/A | #N/A | #N/A | #N/A | #N/A | #N/A | #N/A
TRUE | VIC | RCTS22 | Red Cliffs (Powercor) 22 kV | Powercor | Summer | Non-coincident | 2025 | ACTUAL_OPG | -0.22508 | 39.8113 | VIC Red Cliffs (Powercor) 22 kV |  |  | FALSE | #N/A | #N/A | #N/A | #N/A | #N/A | #N/A | #N/A | #N/A | #N/A | #N/A
TRUE | VIC | RCTS22 | Red Cliffs (Powercor) 22 kV | Powercor | Summer | Non-coincident | 2025 | ACTUAL_ADJUSTEDOPG | -0.22508 | 39.8113 | VIC Red Cliffs (Powercor) 22 kV |  |  | FALSE | #N/A | #N/A | #N/A | #N/A | #N/A | #N/A | #N/A | #N/A | #N/A | #N/A
TRUE | VIC | RCTS22 | Red Cliffs (Powercor) 22 kV | Powercor | Summer | Non-coincident | 2025 | BASEYEARPOE90 | -8.6438 | NA | VIC Red Cliffs (Powercor) 22 kV |  |  | FALSE | #N/A | #N/A | #N/A | #N/A | #N/A | #N/A | #N/A | #N/A | #N/A | #N/A
TRUE | VIC | RCTS22 | Red Cliffs (Powercor) 22 kV | Powercor | Summer | Non-coincident | 2025 | BASEYEARPOE50 | -4.8835 | 41.0765 | VIC Red Cliffs (Powercor) 22 kV |  |  | FALSE | #N/A | #N/A | #N/A | #N/A | #N/A | #N/A | #N/A | #N/A | #N/A | #N/A
TRUE | VIC | RCTS22 | Red Cliffs (Powercor) 22 kV | Powercor | Summer | Coincident_unreconciled | 2026 | POE90 | 10 | NA | VIC Red Cliffs (Powercor) 22 kV |  |  | FALSE | #N/A | #N/A | #N/A | #N/A | #N/A | #N/A | #N/A | #N/A | #N/A | #N/A
TRUE | VIC | RCTS22 | Red Cliffs (Powercor) 22 kV | Powercor | Summer | Coincident_unreconciled | 2026 | POE50 | 10 | NA | VIC Red Cliffs (Powercor) 22 kV |  |  | FALSE | #N/A | #N/A | #N/A | #N/A | #N/A | #N/A | #N/A | #N/A | #N/A | #N/A
TRUE | VIC | RCTS22 | Red Cliffs (Powercor) 22 kV | Powercor | Summer | Non-coincident | 2026 | POE50 | -1.4462 | 43.1886 | VIC Red Cliffs (Powercor) 22 kV |  |  | FALSE | #N/A | #N/A | #N/A | #N/A | #N/A | #N/A | #N/A | #N/A | #N/A | #N/A
TRUE | VIC | RCTS22 | Red Cliffs (Powercor) 22 kV | Powercor | Summer | Non-coincident | 2026 | POE90 | -5.0693 | NA | VIC Red Cliffs (Powercor) 22 kV |  |  | FALSE | #N/A | #N/A | #N/A | #N/A | #N/A | #N/A | #N/A | #N/A | #N/A | #N/A
TRUE | VIC | RCTS22 | Red Cliffs (Powercor) 22 kV | Powercor | Summer | Coincident_unreconciled | 2027 | POE90 | 9.8 | NA | VIC Red Cliffs (Powercor) 22 kV |  |  | FALSE | #N/A | #N/A | #N/A | #N/A | #N/A | #N/A | #N/A | #N/A | #N/A | #N/A
TRUE | VIC | RCTS22 | Red Cliffs (Powercor) 22 kV | Powercor | Summer | Coincident_unreconciled | 2027 | POE50 | 9.8 | NA | VIC Red Cliffs (Powercor) 22 kV |  |  | FALSE | #N/A | #N/A | #N/A | #N/A | #N/A | #N/A | #N/A | #N/A | #N/A | #N/A
TRUE | VIC | RCTS22 | Red Cliffs (Powercor) 22 kV | Powercor | Summer | Non-coincident | 2027 | POE50 | -0.11072 | 43.4226 | VIC Red Cliffs (Powercor) 22 kV |  |  | FALSE | #N/A | #N/A | #N/A | #N/A | #N/A | #N/A | #N/A | #N/A | #N/A | #N/A
TRUE | VIC | RCTS22 | Red Cliffs (Powercor) 22 kV | Powercor | Summer | Non-coincident | 2027 | POE90 | -3.7421 | NA | VIC Red Cliffs (Powercor) 22 kV |  |  | FALSE | #N/A | #N/A | #N/A | #N/A | #N/A | #N/A | #N/A | #N/A | #N/A | #N/A
TRUE | VIC | RCTS22 | Red Cliffs (Powercor) 22 kV | Powercor | Summer | Coincident_unreconciled | 2028 | POE90 | 9.604 | NA | VIC Red Cliffs (Powercor) 22 kV |  |  | FALSE | #N/A | #N/A | #N/A | #N/A | #N/A | #N/A | #N/A | #N/A | #N/A | #N/A
TRUE | VIC | RCTS22 | Red Cliffs (Powercor) 22 kV | Powercor | Summer | Coincident_unreconciled | 2028 | POE50 | 9.604 | NA | VIC Red Cliffs (Powercor) 22 kV |  |  | FALSE | #N/A | #N/A | #N/A | #N/A | #N/A | #N/A | #N/A | #N/A | #N/A | #N/A
TRUE | VIC | RCTS22 | Red Cliffs (Powercor) 22 kV | Powercor | Summer | Non-coincident | 2028 | POE50 | -1.2044 | 43.4702 | VIC Red Cliffs (Powercor) 22 kV |  |  | FALSE | #N/A | #N/A | #N/A | #N/A | #N/A | #N/A | #N/A | #N/A | #N/A | #N/A
TRUE | VIC | RCTS22 | Red Cliffs (Powercor) 22 kV | Powercor | Summer | Non-coincident | 2028 | POE90 | -4.8447 | NA | VIC Red Cliffs (Powercor) 22 kV |  |  | FALSE | #N/A | #N/A | #N/A | #N/A | #N/A | #N/A | #N/A | #N/A | #N/A | #N/A
TRUE | VIC | RCTS22 | Red Cliffs (Powercor) 22 kV | Powercor | Summer | Coincident_unreconciled | 2029 | POE90 | 9.4119 | NA | VIC Red Cliffs (Powercor) 22 kV |  |  | FALSE | #N/A | #N/A | #N/A | #N/A | #N/A | #N/A | #N/A | #N/A | #N/A | #N/A
TRUE | VIC | RCTS22 | Red Cliffs (Powercor) 22 kV | Powercor | Summer | Coincident_unreconciled | 2029 | POE50 | 9.4119 | NA | VIC Red Cliffs (Powercor) 22 kV |  |  | FALSE | #N/A | #N/A | #N/A | #N/A | #N/A | #N/A | #N/A | #N/A | #N/A | #N/A
TRUE | VIC | RCTS22 | Red Cliffs (Powercor) 22 kV | Powercor | Summer | Non-coincident | 2029 | POE50 | -1.77 | 43.5719 | VIC Red Cliffs (Powercor) 22 kV |  |  | FALSE | #N/A | #N/A | #N/A | #N/A | #N/A | #N/A | #N/A | #N/A | #N/A | #N/A
TRUE | VIC | RCTS22 | Red Cliffs (Powercor) 22 kV | Powercor | Summer | Non-coincident | 2029 | POE90 | -5.4194 | NA | VIC Red Cliffs (Powercor) 22 kV |  |  | FALSE | #N/A | #N/A | #N/A | #N/A | #N/A | #N/A | #N/A | #N/A | #N/A | #N/A
TRUE | VIC | RCTS22 | Red Cliffs (Powercor) 22 kV | Powercor | Summer | Coincident_unreconciled | 2030 | POE90 | 9.2237 | NA | VIC Red Cliffs (Powercor) 22 kV |  |  | FALSE | #N/A | #N/A | #N/A | #N/A | #N/A | #N/A | #N/A | #N/A | #N/A | #N/A
TRUE | VIC | RCTS22 | Red Cliffs (Powercor) 22 kV | Powercor | Summer | Coincident_unreconciled | 2030 | POE50 | 9.2237 | NA | VIC Red Cliffs (Powercor) 22 kV |  |  | FALSE | #N/A | #N/A | #N/A | #N/A | #N/A | #N/A | #N/A | #N/A | #N/A | #N/A
TRUE | VIC | RCTS22 | Red Cliffs (Powercor) 22 kV | Powercor | Summer | Non-coincident | 2030 | POE50 | -2.541 | 43.6668 | VIC Red Cliffs (Powercor) 22 kV |  |  | FALSE | #N/A | #N/A | #N/A | #N/A | #N/A | #N/A | #N/A | #N/A | #N/A | #N/A
TRUE | VIC | RCTS22 | Red Cliffs (Powercor) 22 kV | Powercor | Summer | Non-coincident | 2030 | POE90 | -6.1995 | NA | VIC Red Cliffs (Powercor) 22 kV |  |  | FALSE | #N/A | #N/A | #N/A | #N/A | #N/A | #N/A | #N/A | #N/A | #N/A | #N/A
TRUE | VIC | RCTS22 | Red Cliffs (Powercor) 22 kV | Powercor | Summer | Coincident_unreconciled | 2031 | POE90 | 9.0392 | NA | VIC Red Cliffs (Powercor) 22 kV |  |  | FALSE | #N/A | #N/A | #N/A | #N/A | #N/A | #N/A | #N/A | #N/A | #N/A | #N/A
TRUE | VIC | RCTS22 | Red Cliffs (Powercor) 22 kV | Powercor | Summer | Coincident_unreconciled | 2031 | POE50 | 9.0392 | NA | VIC Red Cliffs (Powercor) 22 kV |  |  | FALSE | #N/A | #N/A | #N/A | #N/A | #N/A | #N/A | #N/A | #N/A | #N/A | #N/A
TRUE | VIC | RCTS22 | Red Cliffs (Powercor) 22 kV | Powercor | Summer | Non-coincident | 2031 | POE50 | -3.3402 | 43.7608 | VIC Red Cliffs (Powercor) 22 kV |  |  | FALSE | #N/A | #N/A | #N/A | #N/A | #N/A | #N/A | #N/A | #N/A | #N/A | #N/A
TRUE | VIC | RCTS22 | Red Cliffs (Powercor) 22 kV | Powercor | Summer | Non-coincident | 2031 | POE90 | -7.0076 | NA | VIC Red Cliffs (Powercor) 22 kV |  |  | FALSE | #N/A | #N/A | #N/A | #N/A | #N/A | #N/A | #N/A | #N/A | #N/A | #N/A
TRUE | VIC | RCTS22 | Red Cliffs (Powercor) 22 kV | Powercor | Summer | Coincident_unreconciled | 2032 | POE90 | 8.8584 | NA | VIC Red Cliffs (Powercor) 22 kV |  |  | FALSE | #N/A | #N/A | #N/A | #N/A | #N/A | #N/A | #N/A | #N/A | #N/A | #N/A
TRUE | VIC | RCTS22 | Red Cliffs (Powercor) 22 kV | Powercor | Summer | Coincident_unreconciled | 2032 | POE50 | 8.8584 | NA | VIC Red Cliffs (Powercor) 22 kV |  |  | FALSE | #N/A | #N/A | #N/A | #N/A | #N/A | #N/A | #N/A | #N/A | #N/A | #N/A
TRUE | VIC | RCTS22 | Red Cliffs (Powercor) 22 kV | Powercor | Summer | Non-coincident | 2032 | POE50 | -3.9388 | 43.8699 | VIC Red Cliffs (Powercor) 22 kV |  |  | FALSE | #N/A | #N/A | #N/A | #N/A | #N/A | #N/A | #N/A | #N/A | #N/A | #N/A
TRUE | VIC | RCTS22 | Red Cliffs (Powercor) 22 kV | Powercor | Summer | Non-coincident | 2032 | POE90 | -7.6148 | NA | VIC Red Cliffs (Powercor) 22 kV |  |  | FALSE | #N/A | #N/A | #N/A | #N/A | #N/A | #N/A | #N/A | #N/A | #N/A | #N/A
TRUE | VIC | RCTS22 | Red Cliffs (Powercor) 22 kV | Powercor | Summer | Coincident_unreconciled | 2033 | POE90 | 8.6813 | NA | VIC Red Cliffs (Powercor) 22 kV |  |  | FALSE | #N/A | #N/A | #N/A | #N/A | #N/A | #N/A | #N/A | #N/A | #N/A | #N/A
TRUE | VIC | RCTS22 | Red Cliffs (Powercor) 22 kV | Powercor | Summer | Coincident_unreconciled | 2033 | POE50 | 8.6813 | NA | VIC Red Cliffs (Powercor) 22 kV |  |  | FALSE | #N/A | #N/A | #N/A | #N/A | #N/A | #N/A | #N/A | #N/A | #N/A | #N/A
TRUE | VIC | RCTS22 | Red Cliffs (Powercor) 22 kV | Powercor | Summer | Non-coincident | 2033 | POE50 | -4.3743 | 43.9915 | VIC Red Cliffs (Powercor) 22 kV |  |  | FALSE | #N/A | #N/A | #N/A | #N/A | #N/A | #N/A | #N/A | #N/A | #N/A | #N/A
TRUE | VIC | RCTS22 | Red Cliffs (Powercor) 22 kV | Powercor | Summer | Non-coincident | 2033 | POE90 | -8.0588 | NA | VIC Red Cliffs (Powercor) 22 kV |  |  | FALSE | #N/A | #N/A | #N/A | #N/A | #N/A | #N/A | #N/A | #N/A | #N/A | #N/A
TRUE | VIC | RCTS22 | Red Cliffs (Powercor) 22 kV | Powercor | Summer | Coincident_unreconciled | 2034 | POE90 | 8.5076 | NA | VIC Red Cliffs (Powercor) 22 kV |  |  | FALSE | #N/A | #N/A | #N/A | #N/A | #N/A | #N/A | #N/A | #N/A | #N/A | #N/A
TRUE | VIC | RCTS22 | Red Cliffs (Powercor) 22 kV | Powercor | Summer | Coincident_unreconciled | 2034 | POE50 | 8.5076 | NA | VIC Red Cliffs (Powercor) 22 kV |  |  | FALSE | #N/A | #N/A | #N/A | #N/A | #N/A | #N/A | #N/A | #N/A | #N/A | #N/A
TRUE | VIC | RCTS22 | Red Cliffs (Powercor) 22 kV | Powercor | Summer | Non-coincident | 2034 | POE50 | -4.8226 | 44.1122 | VIC Red Cliffs (Powercor) 22 kV |  |  | FALSE | #N/A | #N/A | #N/A | #N/A | #N/A | #N/A | #N/A | #N/A | #N/A | #N/A
TRUE | VIC | RCTS22 | Red Cliffs (Powercor) 22 kV | Powercor | Summer | Non-coincident | 2034 | POE90 | -8.5154 | NA | VIC Red Cliffs (Powercor) 22 kV |  |  | FALSE | #N/A | #N/A | #N/A | #N/A | #N/A | #N/A | #N/A | #N/A | #N/A | #N/A
TRUE | VIC | RCTS22 | Red Cliffs (Powercor) 22 kV | Powercor | Summer | Coincident_unreconciled | 2035 | POE90 | 8.3375 | NA | VIC Red Cliffs (Powercor) 22 kV |  |  | FALSE | #N/A | #N/A | #N/A | #N/A | #N/A | #N/A | #N/A | #N/A | #N/A | #N/A
TRUE | VIC | RCTS22 | Red Cliffs (Powercor) 22 kV | Powercor | Summer | Coincident_unreconciled | 2035 | POE50 | 8.3375 | NA | VIC Red Cliffs (Powercor) 22 kV |  |  | FALSE | #N/A | #N/A | #N/A | #N/A | #N/A | #N/A | #N/A | #N/A | #N/A | #N/A
TRUE | VIC | RCTS22 | Red Cliffs (Powercor) 22 kV | Powercor | Summer | Non-coincident | 2035 | POE50 | -5.352 | 44.2263 | VIC Red Cliffs (Powercor) 22 kV |  |  | FALSE | #N/A | #N/A | #N/A | #N/A | #N/A | #N/A | #N/A | #N/A | #N/A | #N/A
TRUE | VIC | RCTS22 | Red Cliffs (Powercor) 22 kV | Powercor | Summer | Non-coincident | 2035 | POE90 | -9.0533 | NA | VIC Red Cliffs (Powercor) 22 kV |  |  | FALSE | #N/A | #N/A | #N/A | #N/A | #N/A | #N/A | #N/A | #N/A | #N/A | #N/A
TRUE | VIC | RCTS22 | Red Cliffs (Powercor) 22 kV | Powercor | Summer | Non-coincident | 2025 | BASEYEARPOE10 | NA | 42.7179 | VIC Red Cliffs (Powercor) 22 kV |  |  | FALSE | #N/A | #N/A | #N/A | #N/A | #N/A | #N/A | #N/A | #N/A | #N/A | #N/A
TRUE | VIC | RCTS22 | Red Cliffs (Powercor) 22 kV | Powercor | Summer | Coincident | 2026 | POE10 | NA | 35.7837 | VIC Red Cliffs (Powercor) 22 kV |  |  | FALSE | #N/A | #N/A | #N/A | #N/A | #N/A | #N/A | #N/A | #N/A | #N/A | #N/A
TRUE | VIC | RCTS22 | Red Cliffs (Powercor) 22 kV | Powercor | Summer | Coincident | 2026 | POE50 | NA | 34.407 | VIC Red Cliffs (Powercor) 22 kV |  |  | FALSE | #N/A | #N/A | #N/A | #N/A | #N/A | #N/A | #N/A | #N/A | #N/A | #N/A
TRUE | VIC | RCTS22 | Red Cliffs (Powercor) 22 kV | Powercor | Summer | Non-coincident | 2026 | POE10 | NA | 46.8932 | VIC Red Cliffs (Powercor) 22 kV |  |  | FALSE | #N/A | #N/A | #N/A | #N/A | #N/A | #N/A | #N/A | #N/A | #N/A | #N/A
TRUE | VIC | RCTS22 | Red Cliffs (Powercor) 22 kV | Powercor | Summer | Coincident | 2027 | POE10 | NA | 35.0229 | VIC Red Cliffs (Powercor) 22 kV |  |  | FALSE | #N/A | #N/A | #N/A | #N/A | #N/A | #N/A | #N/A | #N/A | #N/A | #N/A
TRUE | VIC | RCTS22 | Red Cliffs (Powercor) 22 kV | Powercor | Summer | Coincident | 2027 | POE50 | NA | 33.4546 | VIC Red Cliffs (Powercor) 22 kV |  |  | FALSE | #N/A | #N/A | #N/A | #N/A | #N/A | #N/A | #N/A | #N/A | #N/A | #N/A
TRUE | VIC | RCTS22 | Red Cliffs (Powercor) 22 kV | Powercor | Summer | Non-coincident | 2027 | POE10 | NA | 47.4072 | VIC Red Cliffs (Powercor) 22 kV |  |  | FALSE | #N/A | #N/A | #N/A | #N/A | #N/A | #N/A | #N/A | #N/A | #N/A | #N/A
TRUE | VIC | RCTS22 | Red Cliffs (Powercor) 22 kV | Powercor | Summer | Coincident | 2028 | POE10 | NA | 34.2228 | VIC Red Cliffs (Powercor) 22 kV |  |  | FALSE | #N/A | #N/A | #N/A | #N/A | #N/A | #N/A | #N/A | #N/A | #N/A | #N/A
TRUE | VIC | RCTS22 | Red Cliffs (Powercor) 22 kV | Powercor | Summer | Coincident | 2028 | POE50 | NA | 32.443 | VIC Red Cliffs (Powercor) 22 kV |  |  | FALSE | #N/A | #N/A | #N/A | #N/A | #N/A | #N/A | #N/A | #N/A | #N/A | #N/A
TRUE | VIC | RCTS22 | Red Cliffs (Powercor) 22 kV | Powercor | Summer | Non-coincident | 2028 | POE10 | NA | 47.3173 | VIC Red Cliffs (Powercor) 22 kV |  |  | FALSE | #N/A | #N/A | #N/A | #N/A | #N/A | #N/A | #N/A | #N/A | #N/A | #N/A
TRUE | VIC | RCTS22 | Red Cliffs (Powercor) 22 kV | Powercor | Summer | Coincident | 2029 | POE10 | NA | 33.6911 | VIC Red Cliffs (Powercor) 22 kV |  |  | FALSE | #N/A | #N/A | #N/A | #N/A | #N/A | #N/A | #N/A | #N/A | #N/A | #N/A
TRUE | VIC | RCTS22 | Red Cliffs (Powercor) 22 kV | Powercor | Summer | Coincident | 2029 | POE50 | NA | 31.9587 | VIC Red Cliffs (Powercor) 22 kV |  |  | FALSE | #N/A | #N/A | #N/A | #N/A | #N/A | #N/A | #N/A | #N/A | #N/A | #N/A
TRUE | VIC | RCTS22 | Red Cliffs (Powercor) 22 kV | Powercor | Summer | Non-coincident | 2029 | POE10 | NA | 47.3809 | VIC Red Cliffs (Powercor) 22 kV |  |  | FALSE | #N/A | #N/A | #N/A | #N/A | #N/A | #N/A | #N/A | #N/A | #N/A | #N/A
TRUE | VIC | RCTS22 | Red Cliffs (Powercor) 22 kV | Powercor | Summer | Coincident | 2030 | POE10 | NA | 33.2686 | VIC Red Cliffs (Powercor) 22 kV |  |  | FALSE | #N/A | #N/A | #N/A | #N/A | #N/A | #N/A | #N/A | #N/A | #N/A | #N/A
TRUE | VIC | RCTS22 | Red Cliffs (Powercor) 22 kV | Powercor | Summer | Coincident | 2030 | POE50 | NA | 31.459 | VIC Red Cliffs (Powercor) 22 kV |  |  | FALSE | #N/A | #N/A | #N/A | #N/A | #N/A | #N/A | #N/A | #N/A | #N/A | #N/A
TRUE | VIC | RCTS22 | Red Cliffs (Powercor) 22 kV | Powercor | Summer | Non-coincident | 2030 | POE10 | NA | 47.4121 | VIC Red Cliffs (Powercor) 22 kV |  |  | FALSE | #N/A | #N/A | #N/A | #N/A | #N/A | #N/A | #N/A | #N/A | #N/A | #N/A
TRUE | VIC | RCTS22 | Red Cliffs (Powercor) 22 kV | Powercor | Summer | Coincident | 2031 | POE10 | NA | 32.4951 | VIC Red Cliffs (Powercor) 22 kV |  |  | FALSE | #N/A | #N/A | #N/A | #N/A | #N/A | #N/A | #N/A | #N/A | #N/A | #N/A
TRUE | VIC | RCTS22 | Red Cliffs (Powercor) 22 kV | Powercor | Summer | Coincident | 2031 | POE50 | NA | 30.8758 | VIC Red Cliffs (Powercor) 22 kV |  |  | FALSE | #N/A | #N/A | #N/A | #N/A | #N/A | #N/A | #N/A | #N/A | #N/A | #N/A
TRUE | VIC | RCTS22 | Red Cliffs (Powercor) 22 kV | Powercor | Summer | Non-coincident | 2031 | POE10 | NA | 47.4408 | VIC Red Cliffs (Powercor) 22 kV |  |  | FALSE | #N/A | #N/A | #N/A | #N/A | #N/A | #N/A | #N/A | #N/A | #N/A | #N/A
TRUE | VIC | RCTS22 | Red Cliffs (Powercor) 22 kV | Powercor | Summer | Coincident | 2032 | POE10 | NA | 31.6028 | VIC Red Cliffs (Powercor) 22 kV |  |  | FALSE | #N/A | #N/A | #N/A | #N/A | #N/A | #N/A | #N/A | #N/A | #N/A | #N/A
TRUE | VIC | RCTS22 | Red Cliffs (Powercor) 22 kV | Powercor | Summer | Coincident | 2032 | POE50 | NA | 29.9673 | VIC Red Cliffs (Powercor) 22 kV |  |  | FALSE | #N/A | #N/A | #N/A | #N/A | #N/A | #N/A | #N/A | #N/A | #N/A | #N/A
TRUE | VIC | RCTS22 | Red Cliffs (Powercor) 22 kV | Powercor | Summer | Non-coincident | 2032 | POE10 | NA | 47.5153 | VIC Red Cliffs (Powercor) 22 kV |  |  | FALSE | #N/A | #N/A | #N/A | #N/A | #N/A | #N/A | #N/A | #N/A | #N/A | #N/A
TRUE | VIC | RCTS22 | Red Cliffs (Powercor) 22 kV | Powercor | Summer | Coincident | 2033 | POE10 | NA | 30.9472 | VIC Red Cliffs (Powercor) 22 kV |  |  | FALSE | #N/A | #N/A | #N/A | #N/A | #N/A | #N/A | #N/A | #N/A | #N/A | #N/A
TRUE | VIC | RCTS22 | Red Cliffs (Powercor) 22 kV | Powercor | Summer | Coincident | 2033 | POE50 | NA | 29.0719 | VIC Red Cliffs (Powercor) 22 kV |  |  | FALSE | #N/A | #N/A | #N/A | #N/A | #N/A | #N/A | #N/A | #N/A | #N/A | #N/A
TRUE | VIC | RCTS22 | Red Cliffs (Powercor) 22 kV | Powercor | Summer | Non-coincident | 2033 | POE10 | NA | 47.6275 | VIC Red Cliffs (Powercor) 22 kV |  |  | FALSE | #N/A | #N/A | #N/A | #N/A | #N/A | #N/A | #N/A | #N/A | #N/A | #N/A
TRUE | VIC | RCTS22 | Red Cliffs (Powercor) 22 kV | Powercor | Summer | Coincident | 2034 | POE10 | NA | 30.7091 | VIC Red Cliffs (Powercor) 22 kV |  |  | FALSE | #N/A | #N/A | #N/A | #N/A | #N/A | #N/A | #N/A | #N/A | #N/A | #N/A
TRUE | VIC | RCTS22 | Red Cliffs (Powercor) 22 kV | Powercor | Summer | Coincident | 2034 | POE50 | NA | 28.8773 | VIC Red Cliffs (Powercor) 22 kV |  |  | FALSE | #N/A | #N/A | #N/A | #N/A | #N/A | #N/A | #N/A | #N/A | #N/A | #N/A
TRUE | VIC | RCTS22 | Red Cliffs (Powercor) 22 kV | Powercor | Summer | Non-coincident | 2034 | POE10 | NA | 47.7342 | VIC Red Cliffs (Powercor) 22 kV |  |  | FALSE | #N/A | #N/A | #N/A | #N/A | #N/A | #N/A | #N/A | #N/A | #N/A | #N/A
TRUE | VIC | RCTS22 | Red Cliffs (Powercor) 22 kV | Powercor | Summer | Coincident | 2035 | POE10 | NA | 30.5984 | VIC Red Cliffs (Powercor) 22 kV |  |  | FALSE | #N/A | #N/A | #N/A | #N/A | #N/A | #N/A | #N/A | #N/A | #N/A | #N/A
TRUE | VIC | RCTS22 | Red Cliffs (Powercor) 22 kV | Powercor | Summer | Coincident | 2035 | POE50 | NA | 28.7765 | VIC Red Cliffs (Powercor) 22 kV |  |  | FALSE | #N/A | #N/A | #N/A | #N/A | #N/A | #N/A | #N/A | #N/A | #N/A | #N/A
TRUE | VIC | RCTS22 | Red Cliffs (Powercor) 22 kV | Powercor | Summer | Non-coincident | 2035 | POE10 | NA | 47.8182 | VIC Red Cliffs (Powercor) 22 kV |  |  | FALSE | #N/A | #N/A | #N/A | #N/A | #N/A | #N/A | #N/A | #N/A | #N/A | #N/A
TRUE | VIC | RCTS22 | Red Cliffs (Powercor) 22 kV | Powercor | Winter | Coincident | 2018 | ACTUAL_OPG | NA | 17.6798 | VIC Red Cliffs (Powercor) 22 kV |  |  | FALSE | #N/A | #N/A | #N/A | #N/A | #N/A | #N/A | #N/A | #N/A | #N/A | #N/A
TRUE | VIC | RCTS22 | Red Cliffs (Powercor) 22 kV | Powercor | Winter | Coincident | 2018 | ACTUAL_RAW | NA | 17.6798 | VIC Red Cliffs (Powercor) 22 kV |  |  | FALSE | #N/A | #N/A | #N/A | #N/A | #N/A | #N/A | #N/A | #N/A | #N/A | #N/A
TRUE | VIC | RCTS22 | Red Cliffs (Powercor) 22 kV | Powercor | Winter | Non-coincident | 2018 | ACTUAL_RAW | NA | 21.809 | VIC Red Cliffs (Powercor) 22 kV |  |  | FALSE | #N/A | #N/A | #N/A | #N/A | #N/A | #N/A | #N/A | #N/A | #N/A | #N/A
TRUE | VIC | RCTS22 | Red Cliffs (Powercor) 22 kV | Powercor | Winter | Non-coincident | 2018 | ACTUAL_OPG | NA | 21.809 | VIC Red Cliffs (Powercor) 22 kV |  |  | FALSE | #N/A | #N/A | #N/A | #N/A | #N/A | #N/A | #N/A | #N/A | #N/A | #N/A
TRUE | VIC | RCTS22 | Red Cliffs (Powercor) 22 kV | Powercor | Winter | Non-coincident | 2018 | ACTUAL_ADJUSTEDOPG | NA | 21.809 | VIC Red Cliffs (Powercor) 22 kV |  |  | FALSE | #N/A | #N/A | #N/A | #N/A | #N/A | #N/A | #N/A | #N/A | #N/A | #N/A
TRUE | VIC | RCTS22 | Red Cliffs (Powercor) 22 kV | Powercor | Winter | Coincident | 2019 | ACTUAL_OPG | NA | 16.5124 | VIC Red Cliffs (Powercor) 22 kV |  |  | FALSE | #N/A | #N/A | #N/A | #N/A | #N/A | #N/A | #N/A | #N/A | #N/A | #N/A
TRUE | VIC | RCTS22 | Red Cliffs (Powercor) 22 kV | Powercor | Winter | Coincident | 2019 | ACTUAL_RAW | NA | 16.5124 | VIC Red Cliffs (Powercor) 22 kV |  |  | FALSE | #N/A | #N/A | #N/A | #N/A | #N/A | #N/A | #N/A | #N/A | #N/A | #N/A
TRUE | VIC | RCTS22 | Red Cliffs (Powercor) 22 kV | Powercor | Winter | Non-coincident | 2019 | ACTUAL_RAW | NA | 21.8821 | VIC Red Cliffs (Powercor) 22 kV |  |  | FALSE | #N/A | #N/A | #N/A | #N/A | #N/A | #N/A | #N/A | #N/A | #N/A | #N/A
TRUE | VIC | RCTS22 | Red Cliffs (Powercor) 22 kV | Powercor | Winter | Non-coincident | 2019 | ACTUAL_OPG | NA | 21.8821 | VIC Red Cliffs (Powercor) 22 kV |  |  | FALSE | #N/A | #N/A | #N/A | #N/A | #N/A | #N/A | #N/A | #N/A | #N/A | #N/A
TRUE | VIC | RCTS22 | Red Cliffs (Powercor) 22 kV | Powercor | Winter | Non-coincident | 2019 | ACTUAL_ADJUSTEDOPG | NA | 21.8821 | VIC Red Cliffs (Powercor) 22 kV |  |  | FALSE | #N/A | #N/A | #N/A | #N/A | #N/A | #N/A | #N/A | #N/A | #N/A | #N/A
TRUE | VIC | RCTS22 | Red Cliffs (Powercor) 22 kV | Powercor | Winter | Coincident | 2020 | ACTUAL_OPG | NA | 17.2036 | VIC Red Cliffs (Powercor) 22 kV |  |  | FALSE | #N/A | #N/A | #N/A | #N/A | #N/A | #N/A | #N/A | #N/A | #N/A | #N/A
TRUE | VIC | RCTS22 | Red Cliffs (Powercor) 22 kV | Powercor | Winter | Coincident | 2020 | ACTUAL_RAW | NA | 17.2036 | VIC Red Cliffs (Powercor) 22 kV |  |  | FALSE | #N/A | #N/A | #N/A | #N/A | #N/A | #N/A | #N/A | #N/A | #N/A | #N/A
TRUE | VIC | RCTS22 | Red Cliffs (Powercor) 22 kV | Powercor | Winter | Non-coincident | 2020 | ACTUAL_RAW | NA | 20.7353 | VIC Red Cliffs (Powercor) 22 kV |  |  | FALSE | #N/A | #N/A | #N/A | #N/A | #N/A | #N/A | #N/A | #N/A | #N/A | #N/A
TRUE | VIC | RCTS22 | Red Cliffs (Powercor) 22 kV | Powercor | Winter | Non-coincident | 2020 | ACTUAL_OPG | NA | 20.7353 | VIC Red Cliffs (Powercor) 22 kV |  |  | FALSE | #N/A | #N/A | #N/A | #N/A | #N/A | #N/A | #N/A | #N/A | #N/A | #N/A
TRUE | VIC | RCTS22 | Red Cliffs (Powercor) 22 kV | Powercor | Winter | Non-coincident | 2020 | ACTUAL_ADJUSTEDOPG | NA | 20.7353 | VIC Red Cliffs (Powercor) 22 kV |  |  | FALSE | #N/A | #N/A | #N/A | #N/A | #N/A | #N/A | #N/A | #N/A | #N/A | #N/A
TRUE | VIC | RCTS22 | Red Cliffs (Powercor) 22 kV | Powercor | Winter | Coincident | 2021 | ACTUAL_OPG | NA | 17.1976 | VIC Red Cliffs (Powercor) 22 kV |  |  | FALSE | #N/A | #N/A | #N/A | #N/A | #N/A | #N/A | #N/A | #N/A | #N/A | #N/A
TRUE | VIC | RCTS22 | Red Cliffs (Powercor) 22 kV | Powercor | Winter | Coincident | 2021 | ACTUAL_RAW | NA | 17.1976 | VIC Red Cliffs (Powercor) 22 kV |  |  | FALSE | #N/A | #N/A | #N/A | #N/A | #N/A | #N/A | #N/A | #N/A | #N/A | #N/A
TRUE | VIC | RCTS22 | Red Cliffs (Powercor) 22 kV | Powercor | Winter | Non-coincident | 2021 | ACTUAL_RAW | NA | 19.5986 | VIC Red Cliffs (Powercor) 22 kV |  |  | FALSE | #N/A | #N/A | #N/A | #N/A | #N/A | #N/A | #N/A | #N/A | #N/A | #N/A
TRUE | VIC | RCTS22 | Red Cliffs (Powercor) 22 kV | Powercor | Winter | Non-coincident | 2021 | ACTUAL_OPG | NA | 19.5986 | VIC Red Cliffs (Powercor) 22 kV |  |  | FALSE | #N/A | #N/A | #N/A | #N/A | #N/A | #N/A | #N/A | #N/A | #N/A | #N/A
TRUE | VIC | RCTS22 | Red Cliffs (Powercor) 22 kV | Powercor | Winter | Non-coincident | 2021 | ACTUAL_ADJUSTEDOPG | NA | 19.5986 | VIC Red Cliffs (Powercor) 22 kV |  |  | FALSE | #N/A | #N/A | #N/A | #N/A | #N/A | #N/A | #N/A | #N/A | #N/A | #N/A
TRUE | VIC | RCTS22 | Red Cliffs (Powercor) 22 kV | Powercor | Winter | Coincident | 2022 | ACTUAL_OPG | NA | 16.1465 | VIC Red Cliffs (Powercor) 22 kV |  |  | FALSE | #N/A | #N/A | #N/A | #N/A | #N/A | #N/A | #N/A | #N/A | #N/A | #N/A
TRUE | VIC | RCTS22 | Red Cliffs (Powercor) 22 kV | Powercor | Winter | Coincident | 2022 | ACTUAL_RAW | NA | 16.1465 | VIC Red Cliffs (Powercor) 22 kV |  |  | FALSE | #N/A | #N/A | #N/A | #N/A | #N/A | #N/A | #N/A | #N/A | #N/A | #N/A
TRUE | VIC | RCTS22 | Red Cliffs (Powercor) 22 kV | Powercor | Winter | Non-coincident | 2022 | ACTUAL_RAW | NA | 19.9094 | VIC Red Cliffs (Powercor) 22 kV |  |  | FALSE | #N/A | #N/A | #N/A | #N/A | #N/A | #N/A | #N/A | #N/A | #N/A | #N/A
TRUE | VIC | RCTS22 | Red Cliffs (Powercor) 22 kV | Powercor | Winter | Non-coincident | 2022 | ACTUAL_OPG | NA | 19.9094 | VIC Red Cliffs (Powercor) 22 kV |  |  | FALSE | #N/A | #N/A | #N/A | #N/A | #N/A | #N/A | #N/A | #N/A | #N/A | #N/A
TRUE | VIC | RCTS22 | Red Cliffs (Powercor) 22 kV | Powercor | Winter | Non-coincident | 2022 | ACTUAL_ADJUSTEDOPG | NA | 19.9094 | VIC Red Cliffs (Powercor) 22 kV |  |  | FALSE | #N/A | #N/A | #N/A | #N/A | #N/A | #N/A | #N/A | #N/A | #N/A | #N/A
TRUE | VIC | RCTS22 | Red Cliffs (Powercor) 22 kV | Powercor | Winter | Coincident | 2023 | ACTUAL_OPG | NA | 18.6468 | VIC Red Cliffs (Powercor) 22 kV |  |  | FALSE | #N/A | #N/A | #N/A | #N/A | #N/A | #N/A | #N/A | #N/A | #N/A | #N/A
TRUE | VIC | RCTS22 | Red Cliffs (Powercor) 22 kV | Powercor | Winter | Coincident | 2023 | ACTUAL_RAW | NA | 18.6468 | VIC Red Cliffs (Powercor) 22 kV |  |  | FALSE | #N/A | #N/A | #N/A | #N/A | #N/A | #N/A | #N/A | #N/A | #N/A | #N/A
TRUE | VIC | RCTS22 | Red Cliffs (Powercor) 22 kV | Powercor | Winter | Non-coincident | 2023 | ACTUAL_RAW | NA | 29.6645 | VIC Red Cliffs (Powercor) 22 kV |  |  | FALSE | #N/A | #N/A | #N/A | #N/A | #N/A | #N/A | #N/A | #N/A | #N/A | #N/A
TRUE | VIC | RCTS22 | Red Cliffs (Powercor) 22 kV | Powercor | Winter | Non-coincident | 2023 | ACTUAL_OPG | NA | 29.6645 | VIC Red Cliffs (Powercor) 22 kV |  |  | FALSE | #N/A | #N/A | #N/A | #N/A | #N/A | #N/A | #N/A | #N/A | #N/A | #N/A
TRUE | VIC | RCTS22 | Red Cliffs (Powercor) 22 kV | Powercor | Winter | Non-coincident | 2023 | ACTUAL_ADJUSTEDOPG | NA | 29.6645 | VIC Red Cliffs (Powercor) 22 kV |  |  | FALSE | #N/A | #N/A | #N/A | #N/A | #N/A | #N/A | #N/A | #N/A | #N/A | #N/A
TRUE | VIC | RCTS22 | Red Cliffs (Powercor) 22 kV | Powercor | Winter | Coincident | 2024 | ACTUAL_OPG | NA | 16.5753 | VIC Red Cliffs (Powercor) 22 kV |  |  | FALSE | #N/A | #N/A | #N/A | #N/A | #N/A | #N/A | #N/A | #N/A | #N/A | #N/A
TRUE | VIC | RCTS22 | Red Cliffs (Powercor) 22 kV | Powercor | Winter | Coincident | 2024 | ACTUAL_RAW | NA | 16.5753 | VIC Red Cliffs (Powercor) 22 kV |  |  | FALSE | #N/A | #N/A | #N/A | #N/A | #N/A | #N/A | #N/A | #N/A | #N/A | #N/A
TRUE | VIC | RCTS22 | Red Cliffs (Powercor) 22 kV | Powercor | Winter | Non-coincident | 2024 | ACTUAL_RAW | NA | 21.5435 | VIC Red Cliffs (Powercor) 22 kV |  |  | FALSE | #N/A | #N/A | #N/A | #N/A | #N/A | #N/A | #N/A | #N/A | #N/A | #N/A
TRUE | VIC | RCTS22 | Red Cliffs (Powercor) 22 kV | Powercor | Winter | Non-coincident | 2024 | ACTUAL_OPG | NA | 21.5435 | VIC Red Cliffs (Powercor) 22 kV |  |  | FALSE | #N/A | #N/A | #N/A | #N/A | #N/A | #N/A | #N/A | #N/A | #N/A | #N/A
TRUE | VIC | RCTS22 | Red Cliffs (Powercor) 22 kV | Powercor | Winter | Non-coincident | 2024 | ACTUAL_ADJUSTEDOPG | NA | 21.5435 | VIC Red Cliffs (Powercor) 22 kV |  |  | FALSE | #N/A | #N/A | #N/A | #N/A | #N/A | #N/A | #N/A | #N/A | #N/A | #N/A
TRUE | VIC | RCTS22 | Red Cliffs (Powercor) 22 kV | Powercor | Winter | Coincident | 2025 | POE10 | NA | 21.6852 | VIC Red Cliffs (Powercor) 22 kV |  |  | FALSE | #N/A | #N/A | #N/A | #N/A | #N/A | #N/A | #N/A | #N/A | #N/A | #N/A
TRUE | VIC | RCTS22 | Red Cliffs (Powercor) 22 kV | Powercor | Winter | Coincident | 2025 | POE50 | NA | 20.9627 | VIC Red Cliffs (Powercor) 22 kV |  |  | FALSE | #N/A | #N/A | #N/A | #N/A | #N/A | #N/A | #N/A | #N/A | #N/A | #N/A
TRUE | VIC | RCTS22 | Red Cliffs (Powercor) 22 kV | Powercor | Winter | Non-coincident | 2025 | ACTUAL_RAW | NA | 21.7025 | VIC Red Cliffs (Powercor) 22 kV |  |  | FALSE | #N/A | #N/A | #N/A | #N/A | #N/A | #N/A | #N/A | #N/A | #N/A | #N/A
TRUE | VIC | RCTS22 | Red Cliffs (Powercor) 22 kV | Powercor | Winter | Non-coincident | 2025 | ACTUAL_ADJUSTEDOPG | NA | 21.7025 | VIC Red Cliffs (Powercor) 22 kV |  |  | FALSE | #N/A | #N/A | #N/A | #N/A | #N/A | #N/A | #N/A | #N/A | #N/A | #N/A
TRUE | VIC | RCTS22 | Red Cliffs (Powercor) 22 kV | Powercor | Winter | Non-coincident | 2025 | BASEYEARPOE50 | NA | 27.3379 | VIC Red Cliffs (Powercor) 22 kV |  |  | FALSE | #N/A | #N/A | #N/A | #N/A | #N/A | #N/A | #N/A | #N/A | #N/A | #N/A
TRUE | VIC | RCTS22 | Red Cliffs (Powercor) 22 kV | Powercor | Winter | Non-coincident | 2025 | BASEYEARPOE10 | NA | 28.5266 | VIC Red Cliffs (Powercor) 22 kV |  |  | FALSE | #N/A | #N/A | #N/A | #N/A | #N/A | #N/A | #N/A | #N/A | #N/A | #N/A
TRUE | VIC | RCTS22 | Red Cliffs (Powercor) 22 kV | Powercor | Winter | Non-coincident | 2025 | POE10 | NA | 28.5643 | VIC Red Cliffs (Powercor) 22 kV |  |  | FALSE | #N/A | #N/A | #N/A | #N/A | #N/A | #N/A | #N/A | #N/A | #N/A | #N/A
TRUE | VIC | RCTS22 | Red Cliffs (Powercor) 22 kV | Powercor | Winter | Non-coincident | 2025 | POE50 | NA | 27.3775 | VIC Red Cliffs (Powercor) 22 kV |  |  | FALSE | #N/A | #N/A | #N/A | #N/A | #N/A | #N/A | #N/A | #N/A | #N/A | #N/A
TRUE | VIC | RCTS22 | Red Cliffs (Powercor) 22 kV | Powercor | Winter | Coincident | 2026 | POE10 | NA | 21.9712 | VIC Red Cliffs (Powercor) 22 kV |  |  | FALSE | #N/A | #N/A | #N/A | #N/A | #N/A | #N/A | #N/A | #N/A | #N/A | #N/A
TRUE | VIC | RCTS22 | Red Cliffs (Powercor) 22 kV | Powercor | Winter | Coincident | 2026 | POE50 | NA | 21.2428 | VIC Red Cliffs (Powercor) 22 kV |  |  | FALSE | #N/A | #N/A | #N/A | #N/A | #N/A | #N/A | #N/A | #N/A | #N/A | #N/A
TRUE | VIC | RCTS22 | Red Cliffs (Powercor) 22 kV | Powercor | Winter | Non-coincident | 2026 | POE10 | NA | 30.0385 | VIC Red Cliffs (Powercor) 22 kV |  |  | FALSE | #N/A | #N/A | #N/A | #N/A | #N/A | #N/A | #N/A | #N/A | #N/A | #N/A
TRUE | VIC | RCTS22 | Red Cliffs (Powercor) 22 kV | Powercor | Winter | Non-coincident | 2026 | POE50 | NA | 28.8493 | VIC Red Cliffs (Powercor) 22 kV |  |  | FALSE | #N/A | #N/A | #N/A | #N/A | #N/A | #N/A | #N/A | #N/A | #N/A | #N/A
TRUE | VIC | RCTS22 | Red Cliffs (Powercor) 22 kV | Powercor | Winter | Coincident | 2027 | POE10 | NA | 21.2497 | VIC Red Cliffs (Powercor) 22 kV |  |  | FALSE | #N/A | #N/A | #N/A | #N/A | #N/A | #N/A | #N/A | #N/A | #N/A | #N/A
TRUE | VIC | RCTS22 | Red Cliffs (Powercor) 22 kV | Powercor | Winter | Coincident | 2027 | POE50 | NA | 20.4938 | VIC Red Cliffs (Powercor) 22 kV |  |  | FALSE | #N/A | #N/A | #N/A | #N/A | #N/A | #N/A | #N/A | #N/A | #N/A | #N/A
TRUE | VIC | RCTS22 | Red Cliffs (Powercor) 22 kV | Powercor | Winter | Non-coincident | 2027 | POE10 | NA | 30.1526 | VIC Red Cliffs (Powercor) 22 kV |  |  | FALSE | #N/A | #N/A | #N/A | #N/A | #N/A | #N/A | #N/A | #N/A | #N/A | #N/A
TRUE | VIC | RCTS22 | Red Cliffs (Powercor) 22 kV | Powercor | Winter | Non-coincident | 2027 | POE50 | NA | 28.9603 | VIC Red Cliffs (Powercor) 22 kV |  |  | FALSE | #N/A | #N/A | #N/A | #N/A | #N/A | #N/A | #N/A | #N/A | #N/A | #N/A
TRUE | VIC | RCTS22 | Red Cliffs (Powercor) 22 kV | Powercor | Winter | Coincident | 2028 | POE10 | NA | 20.9298 | VIC Red Cliffs (Powercor) 22 kV |  |  | FALSE | #N/A | #N/A | #N/A | #N/A | #N/A | #N/A | #N/A | #N/A | #N/A | #N/A
TRUE | VIC | RCTS22 | Red Cliffs (Powercor) 22 kV | Powercor | Winter | Coincident | 2028 | POE50 | NA | 20.2028 | VIC Red Cliffs (Powercor) 22 kV |  |  | FALSE | #N/A | #N/A | #N/A | #N/A | #N/A | #N/A | #N/A | #N/A | #N/A | #N/A
TRUE | VIC | RCTS22 | Red Cliffs (Powercor) 22 kV | Powercor | Winter | Non-coincident | 2028 | POE10 | NA | 30.2819 | VIC Red Cliffs (Powercor) 22 kV |  |  | FALSE | #N/A | #N/A | #N/A | #N/A | #N/A | #N/A | #N/A | #N/A | #N/A | #N/A
TRUE | VIC | RCTS22 | Red Cliffs (Powercor) 22 kV | Powercor | Winter | Non-coincident | 2028 | POE50 | NA | 29.0867 | VIC Red Cliffs (Powercor) 22 kV |  |  | FALSE | #N/A | #N/A | #N/A | #N/A | #N/A | #N/A | #N/A | #N/A | #N/A | #N/A
TRUE | VIC | RCTS22 | Red Cliffs (Powercor) 22 kV | Powercor | Winter | Coincident | 2029 | POE10 | NA | 20.7741 | VIC Red Cliffs (Powercor) 22 kV |  |  | FALSE | #N/A | #N/A | #N/A | #N/A | #N/A | #N/A | #N/A | #N/A | #N/A | #N/A
TRUE | VIC | RCTS22 | Red Cliffs (Powercor) 22 kV | Powercor | Winter | Coincident | 2029 | POE50 | NA | 20.0613 | VIC Red Cliffs (Powercor) 22 kV |  |  | FALSE | #N/A | #N/A | #N/A | #N/A | #N/A | #N/A | #N/A | #N/A | #N/A | #N/A
TRUE | VIC | RCTS22 | Red Cliffs (Powercor) 22 kV | Powercor | Winter | Non-coincident | 2029 | POE10 | NA | 30.4279 | VIC Red Cliffs (Powercor) 22 kV |  |  | FALSE | #N/A | #N/A | #N/A | #N/A | #N/A | #N/A | #N/A | #N/A | #N/A | #N/A
TRUE | VIC | RCTS22 | Red Cliffs (Powercor) 22 kV | Powercor | Winter | Non-coincident | 2029 | POE50 | NA | 29.2298 | VIC Red Cliffs (Powercor) 22 kV |  |  | FALSE | #N/A | #N/A | #N/A | #N/A | #N/A | #N/A | #N/A | #N/A | #N/A | #N/A
TRUE | VIC | RCTS22 | Red Cliffs (Powercor) 22 kV | Powercor | Winter | Coincident | 2030 | POE10 | NA | 20.5958 | VIC Red Cliffs (Powercor) 22 kV |  |  | FALSE | #N/A | #N/A | #N/A | #N/A | #N/A | #N/A | #N/A | #N/A | #N/A | #N/A
TRUE | VIC | RCTS22 | Red Cliffs (Powercor) 22 kV | Powercor | Winter | Coincident | 2030 | POE50 | NA | 19.887 | VIC Red Cliffs (Powercor) 22 kV |  |  | FALSE | #N/A | #N/A | #N/A | #N/A | #N/A | #N/A | #N/A | #N/A | #N/A | #N/A
TRUE | VIC | RCTS22 | Red Cliffs (Powercor) 22 kV | Powercor | Winter | Non-coincident | 2030 | POE10 | NA | 30.59 | VIC Red Cliffs (Powercor) 22 kV |  |  | FALSE | #N/A | #N/A | #N/A | #N/A | #N/A | #N/A | #N/A | #N/A | #N/A | #N/A
TRUE | VIC | RCTS22 | Red Cliffs (Powercor) 22 kV | Powercor | Winter | Non-coincident | 2030 | POE50 | NA | 29.3889 | VIC Red Cliffs (Powercor) 22 kV |  |  | FALSE | #N/A | #N/A | #N/A | #N/A | #N/A | #N/A | #N/A | #N/A | #N/A | #N/A
TRUE | VIC | RCTS22 | Red Cliffs (Powercor) 22 kV | Powercor | Winter | Coincident | 2031 | POE10 | NA | 20.4502 | VIC Red Cliffs (Powercor) 22 kV |  |  | FALSE | #N/A | #N/A | #N/A | #N/A | #N/A | #N/A | #N/A | #N/A | #N/A | #N/A
TRUE | VIC | RCTS22 | Red Cliffs (Powercor) 22 kV | Powercor | Winter | Coincident | 2031 | POE50 | NA | 19.7493 | VIC Red Cliffs (Powercor) 22 kV |  |  | FALSE | #N/A | #N/A | #N/A | #N/A | #N/A | #N/A | #N/A | #N/A | #N/A | #N/A
TRUE | VIC | RCTS22 | Red Cliffs (Powercor) 22 kV | Powercor | Winter | Non-coincident | 2031 | POE10 | NA | 30.7514 | VIC Red Cliffs (Powercor) 22 kV |  |  | FALSE | #N/A | #N/A | #N/A | #N/A | #N/A | #N/A | #N/A | #N/A | #N/A | #N/A
TRUE | VIC | RCTS22 | Red Cliffs (Powercor) 22 kV | Powercor | Winter | Non-coincident | 2031 | POE50 | NA | 29.5474 | VIC Red Cliffs (Powercor) 22 kV |  |  | FALSE | #N/A | #N/A | #N/A | #N/A | #N/A | #N/A | #N/A | #N/A | #N/A | #N/A
TRUE | VIC | RCTS22 | Red Cliffs (Powercor) 22 kV | Powercor | Winter | Coincident | 2032 | POE10 | NA | 20.1353 | VIC Red Cliffs (Powercor) 22 kV |  |  | FALSE | #N/A | #N/A | #N/A | #N/A | #N/A | #N/A | #N/A | #N/A | #N/A | #N/A
TRUE | VIC | RCTS22 | Red Cliffs (Powercor) 22 kV | Powercor | Winter | Coincident | 2032 | POE50 | NA | 19.4108 | VIC Red Cliffs (Powercor) 22 kV |  |  | FALSE | #N/A | #N/A | #N/A | #N/A | #N/A | #N/A | #N/A | #N/A | #N/A | #N/A
TRUE | VIC | RCTS22 | Red Cliffs (Powercor) 22 kV | Powercor | Winter | Non-coincident | 2032 | POE10 | NA | 30.9117 | VIC Red Cliffs (Powercor) 22 kV |  |  | FALSE | #N/A | #N/A | #N/A | #N/A | #N/A | #N/A | #N/A | #N/A | #N/A | #N/A
TRUE | VIC | RCTS22 | Red Cliffs (Powercor) 22 kV | Powercor | Winter | Non-coincident | 2032 | POE50 | NA | 29.7049 | VIC Red Cliffs (Powercor) 22 kV |  |  | FALSE | #N/A | #N/A | #N/A | #N/A | #N/A | #N/A | #N/A | #N/A | #N/A | #N/A
TRUE | VIC | RCTS22 | Red Cliffs (Powercor) 22 kV | Powercor | Winter | Coincident | 2033 | POE10 | NA | 19.7349 | VIC Red Cliffs (Powercor) 22 kV |  |  | FALSE | #N/A | #N/A | #N/A | #N/A | #N/A | #N/A | #N/A | #N/A | #N/A | #N/A
TRUE | VIC | RCTS22 | Red Cliffs (Powercor) 22 kV | Powercor | Winter | Coincident | 2033 | POE50 | NA | 19.0291 | VIC Red Cliffs (Powercor) 22 kV |  |  | FALSE | #N/A | #N/A | #N/A | #N/A | #N/A | #N/A | #N/A | #N/A | #N/A | #N/A
TRUE | VIC | RCTS22 | Red Cliffs (Powercor) 22 kV | Powercor | Winter | Non-coincident | 2033 | POE10 | NA | 31.0706 | VIC Red Cliffs (Powercor) 22 kV |  |  | FALSE | #N/A | #N/A | #N/A | #N/A | #N/A | #N/A | #N/A | #N/A | #N/A | #N/A
TRUE | VIC | RCTS22 | Red Cliffs (Powercor) 22 kV | Powercor | Winter | Non-coincident | 2033 | POE50 | NA | 29.861 | VIC Red Cliffs (Powercor) 22 kV |  |  | FALSE | #N/A | #N/A | #N/A | #N/A | #N/A | #N/A | #N/A | #N/A | #N/A | #N/A
TRUE | VIC | RCTS22 | Red Cliffs (Powercor) 22 kV | Powercor | Winter | Coincident | 2034 | POE10 | NA | 19.6858 | VIC Red Cliffs (Powercor) 22 kV |  |  | FALSE | #N/A | #N/A | #N/A | #N/A | #N/A | #N/A | #N/A | #N/A | #N/A | #N/A
TRUE | VIC | RCTS22 | Red Cliffs (Powercor) 22 kV | Powercor | Winter | Coincident | 2034 | POE50 | NA | 18.994 | VIC Red Cliffs (Powercor) 22 kV |  |  | FALSE | #N/A | #N/A | #N/A | #N/A | #N/A | #N/A | #N/A | #N/A | #N/A | #N/A
TRUE | VIC | RCTS22 | Red Cliffs (Powercor) 22 kV | Powercor | Winter | Non-coincident | 2034 | POE10 | NA | 31.2249 | VIC Red Cliffs (Powercor) 22 kV |  |  | FALSE | #N/A | #N/A | #N/A | #N/A | #N/A | #N/A | #N/A | #N/A | #N/A | #N/A
TRUE | VIC | RCTS22 | Red Cliffs (Powercor) 22 kV | Powercor | Winter | Non-coincident | 2034 | POE50 | NA | 30.0126 | VIC Red Cliffs (Powercor) 22 kV |  |  | FALSE | #N/A | #N/A | #N/A | #N/A | #N/A | #N/A | #N/A | #N/A | #N/A | #N/A
TRUE | VIC | RCTS66 | Red Cliffs (Powercor) 66 kV | Powercor | Shoulder | Coincident | 2019 | ACTUAL_OPG | 37.608 | NA | VIC Red Cliffs (Powercor) 66 kV |  |  | FALSE | #N/A | #N/A | #N/A | #N/A | #N/A | #N/A | #N/A | #N/A | #N/A | #N/A
TRUE | VIC | RCTS66 | Red Cliffs (Powercor) 66 kV | Powercor | Shoulder | Coincident | 2019 | ACTUAL_RAW | 37.714 | NA | VIC Red Cliffs (Powercor) 66 kV |  |  | FALSE | #N/A | #N/A | #N/A | #N/A | #N/A | #N/A | #N/A | #N/A | #N/A | #N/A
TRUE | VIC | RCTS66 | Red Cliffs (Powercor) 66 kV | Powercor | Shoulder | Non-coincident | 2019 | ACTUAL_RAW | -43.7792 | NA | VIC Red Cliffs (Powercor) 66 kV |  |  | FALSE | #N/A | #N/A | #N/A | #N/A | #N/A | #N/A | #N/A | #N/A | #N/A | #N/A
TRUE | VIC | RCTS66 | Red Cliffs (Powercor) 66 kV | Powercor | Shoulder | Non-coincident | 2019 | ACTUAL_OPG | 27.7522 | NA | VIC Red Cliffs (Powercor) 66 kV |  |  | FALSE | #N/A | #N/A | #N/A | #N/A | #N/A | #N/A | #N/A | #N/A | #N/A | #N/A
TRUE | VIC | RCTS66 | Red Cliffs (Powercor) 66 kV | Powercor | Shoulder | Non-coincident | 2019 | ACTUAL_ADJUSTEDOPG | 27.7522 | NA | VIC Red Cliffs (Powercor) 66 kV |  |  | FALSE | #N/A | #N/A | #N/A | #N/A | #N/A | #N/A | #N/A | #N/A | #N/A | #N/A
TRUE | VIC | RCTS66 | Red Cliffs (Powercor) 66 kV | Powercor | Shoulder | Coincident | 2020 | ACTUAL_OPG | 32.0928 | NA | VIC Red Cliffs (Powercor) 66 kV |  |  | FALSE | #N/A | #N/A | #N/A | #N/A | #N/A | #N/A | #N/A | #N/A | #N/A | #N/A
TRUE | VIC | RCTS66 | Red Cliffs (Powercor) 66 kV | Powercor | Shoulder | Coincident | 2020 | ACTUAL_RAW | -4.4112 | NA | VIC Red Cliffs (Powercor) 66 kV |  |  | FALSE | #N/A | #N/A | #N/A | #N/A | #N/A | #N/A | #N/A | #N/A | #N/A | #N/A
TRUE | VIC | RCTS66 | Red Cliffs (Powercor) 66 kV | Powercor | Shoulder | Non-coincident | 2020 | ACTUAL_RAW | -44.6091 | NA | VIC Red Cliffs (Powercor) 66 kV |  |  | FALSE | #N/A | #N/A | #N/A | #N/A | #N/A | #N/A | #N/A | #N/A | #N/A | #N/A
TRUE | VIC | RCTS66 | Red Cliffs (Powercor) 66 kV | Powercor | Shoulder | Non-coincident | 2020 | ACTUAL_OPG | 25.4117 | NA | VIC Red Cliffs (Powercor) 66 kV |  |  | FALSE | #N/A | #N/A | #N/A | #N/A | #N/A | #N/A | #N/A | #N/A | #N/A | #N/A
TRUE | VIC | RCTS66 | Red Cliffs (Powercor) 66 kV | Powercor | Shoulder | Non-coincident | 2020 | ACTUAL_ADJUSTEDOPG | 25.4117 | NA | VIC Red Cliffs (Powercor) 66 kV |  |  | FALSE | #N/A | #N/A | #N/A | #N/A | #N/A | #N/A | #N/A | #N/A | #N/A | #N/A
TRUE | VIC | RCTS66 | Red Cliffs (Powercor) 66 kV | Powercor | Shoulder | Coincident | 2021 | ACTUAL_OPG | 17.0896 | NA | VIC Red Cliffs (Powercor) 66 kV |  |  | FALSE | #N/A | #N/A | #N/A | #N/A | #N/A | #N/A | #N/A | #N/A | #N/A | #N/A
TRUE | VIC | RCTS66 | Red Cliffs (Powercor) 66 kV | Powercor | Shoulder | Coincident | 2021 | ACTUAL_RAW | -63.0404 | NA | VIC Red Cliffs (Powercor) 66 kV |  |  | FALSE | #N/A | #N/A | #N/A | #N/A | #N/A | #N/A | #N/A | #N/A | #N/A | #N/A
TRUE | VIC | RCTS66 | Red Cliffs (Powercor) 66 kV | Powercor | Shoulder | Non-coincident | 2021 | ACTUAL_RAW | -116.4228 | NA | VIC Red Cliffs (Powercor) 66 kV |  |  | FALSE | #N/A | #N/A | #N/A | #N/A | #N/A | #N/A | #N/A | #N/A | #N/A | #N/A
TRUE | VIC | RCTS66 | Red Cliffs (Powercor) 66 kV | Powercor | Shoulder | Non-coincident | 2021 | ACTUAL_OPG | 6.9746 | NA | VIC Red Cliffs (Powercor) 66 kV |  |  | FALSE | #N/A | #N/A | #N/A | #N/A | #N/A | #N/A | #N/A | #N/A | #N/A | #N/A
TRUE | VIC | RCTS66 | Red Cliffs (Powercor) 66 kV | Powercor | Shoulder | Non-coincident | 2021 | ACTUAL_ADJUSTEDOPG | 6.9746 | NA | VIC Red Cliffs (Powercor) 66 kV |  |  | FALSE | #N/A | #N/A | #N/A | #N/A | #N/A | #N/A | #N/A | #N/A | #N/A | #N/A
TRUE | VIC | RCTS66 | Red Cliffs (Powercor) 66 kV | Powercor | Shoulder | Coincident | 2022 | ACTUAL_OPG | 25.8712 | NA | VIC Red Cliffs (Powercor) 66 kV |  |  | FALSE | #N/A | #N/A | #N/A | #N/A | #N/A | #N/A | #N/A | #N/A | #N/A | #N/A
TRUE | VIC | RCTS66 | Red Cliffs (Powercor) 66 kV | Powercor | Shoulder | Coincident | 2022 | ACTUAL_RAW | -136.8988 | NA | VIC Red Cliffs (Powercor) 66 kV |  |  | FALSE | #N/A | #N/A | #N/A | #N/A | #N/A | #N/A | #N/A | #N/A | #N/A | #N/A
TRUE | VIC | RCTS66 | Red Cliffs (Powercor) 66 kV | Powercor | Shoulder | Non-coincident | 2022 | ACTUAL_RAW | -149.9397 | NA | VIC Red Cliffs (Powercor) 66 kV |  |  | FALSE | #N/A | #N/A | #N/A | #N/A | #N/A | #N/A | #N/A | #N/A | #N/A | #N/A
TRUE | VIC | RCTS66 | Red Cliffs (Powercor) 66 kV | Powercor | Shoulder | Non-coincident | 2022 | ACTUAL_OPG | -37.6569 | NA | VIC Red Cliffs (Powercor) 66 kV |  |  | FALSE | #N/A | #N/A | #N/A | #N/A | #N/A | #N/A | #N/A | #N/A | #N/A | #N/A
TRUE | VIC | RCTS66 | Red Cliffs (Powercor) 66 kV | Powercor | Shoulder | Non-coincident | 2022 | ACTUAL_ADJUSTEDOPG | 3.4978 | NA | VIC Red Cliffs (Powercor) 66 kV |  |  | FALSE | #N/A | #N/A | #N/A | #N/A | #N/A | #N/A | #N/A | #N/A | #N/A | #N/A
TRUE | VIC | RCTS66 | Red Cliffs (Powercor) 66 kV | Powercor | Shoulder | Coincident | 2023 | ACTUAL_OPG | 12.4299 | NA | VIC Red Cliffs (Powercor) 66 kV |  |  | FALSE | #N/A | #N/A | #N/A | #N/A | #N/A | #N/A | #N/A | #N/A | #N/A | #N/A
TRUE | VIC | RCTS66 | Red Cliffs (Powercor) 66 kV | Powercor | Shoulder | Coincident | 2023 | ACTUAL_RAW | -43.4381 | NA | VIC Red Cliffs (Powercor) 66 kV |  |  | FALSE | #N/A | #N/A | #N/A | #N/A | #N/A | #N/A | #N/A | #N/A | #N/A | #N/A
TRUE | VIC | RCTS66 | Red Cliffs (Powercor) 66 kV | Powercor | Shoulder | Non-coincident | 2023 | ACTUAL_RAW | -159.5526 | NA | VIC Red Cliffs (Powercor) 66 kV |  |  | FALSE | #N/A | #N/A | #N/A | #N/A | #N/A | #N/A | #N/A | #N/A | #N/A | #N/A
TRUE | VIC | RCTS66 | Red Cliffs (Powercor) 66 kV | Powercor | Shoulder | Non-coincident | 2023 | ACTUAL_OPG | -4.1026 | NA | VIC Red Cliffs (Powercor) 66 kV |  |  | FALSE | #N/A | #N/A | #N/A | #N/A | #N/A | #N/A | #N/A | #N/A | #N/A | #N/A
TRUE | VIC | RCTS66 | Red Cliffs (Powercor) 66 kV | Powercor | Shoulder | Non-coincident | 2023 | ACTUAL_ADJUSTEDOPG | -4.1026 | NA | VIC Red Cliffs (Powercor) 66 kV |  |  | FALSE | #N/A | #N/A | #N/A | #N/A | #N/A | #N/A | #N/A | #N/A | #N/A | #N/A
TRUE | VIC | RCTS66 | Red Cliffs (Powercor) 66 kV | Powercor | Shoulder | Coincident | 2024 | ACTUAL_OPG | 24.4132 | NA | VIC Red Cliffs (Powercor) 66 kV |  |  | FALSE | #N/A | #N/A | #N/A | #N/A | #N/A | #N/A | #N/A | #N/A | #N/A | #N/A
TRUE | VIC | RCTS66 | Red Cliffs (Powercor) 66 kV | Powercor | Shoulder | Coincident | 2024 | ACTUAL_RAW | 24.0152 | NA | VIC Red Cliffs (Powercor) 66 kV |  |  | FALSE | #N/A | #N/A | #N/A | #N/A | #N/A | #N/A | #N/A | #N/A | #N/A | #N/A
TRUE | VIC | RCTS66 | Red Cliffs (Powercor) 66 kV | Powercor | Shoulder | Non-coincident | 2024 | ACTUAL_RAW | -155.2283 | NA | VIC Red Cliffs (Powercor) 66 kV |  |  | FALSE | #N/A | #N/A | #N/A | #N/A | #N/A | #N/A | #N/A | #N/A | #N/A | #N/A
TRUE | VIC | RCTS66 | Red Cliffs (Powercor) 66 kV | Powercor | Shoulder | Non-coincident | 2024 | ACTUAL_OPG | -6.5584 | NA | VIC Red Cliffs (Powercor) 66 kV |  |  | FALSE | #N/A | #N/A | #N/A | #N/A | #N/A | #N/A | #N/A | #N/A | #N/A | #N/A
TRUE | VIC | RCTS66 | Red Cliffs (Powercor) 66 kV | Powercor | Shoulder | Non-coincident | 2024 | ACTUAL_ADJUSTEDOPG | -6.5584 | NA | VIC Red Cliffs (Powercor) 66 kV |  |  | FALSE | #N/A | #N/A | #N/A | #N/A | #N/A | #N/A | #N/A | #N/A | #N/A | #N/A
TRUE | VIC | RCTS66 | Red Cliffs (Powercor) 66 kV | Powercor | Shoulder | Coincident | 2025 | ACTUAL_OPG | 10.3167 | NA | VIC Red Cliffs (Powercor) 66 kV |  |  | FALSE | #N/A | #N/A | #N/A | #N/A | #N/A | #N/A | #N/A | #N/A | #N/A | #N/A
TRUE | VIC | RCTS66 | Red Cliffs (Powercor) 66 kV | Powercor | Shoulder | Coincident | 2025 | ACTUAL_RAW | 9.9287 | NA | VIC Red Cliffs (Powercor) 66 kV |  |  | FALSE | #N/A | #N/A | #N/A | #N/A | #N/A | #N/A | #N/A | #N/A | #N/A | #N/A
TRUE | VIC | RCTS66 | Red Cliffs (Powercor) 66 kV | Powercor | Shoulder | Non-coincident | 2025 | ACTUAL_RAW | -171.8043 | NA | VIC Red Cliffs (Powercor) 66 kV |  |  | FALSE | #N/A | #N/A | #N/A | #N/A | #N/A | #N/A | #N/A | #N/A | #N/A | #N/A
TRUE | VIC | RCTS66 | Red Cliffs (Powercor) 66 kV | Powercor | Shoulder | Non-coincident | 2025 | ACTUAL_OPG | -15.1782 | NA | VIC Red Cliffs (Powercor) 66 kV |  |  | FALSE | #N/A | #N/A | #N/A | #N/A | #N/A | #N/A | #N/A | #N/A | #N/A | #N/A
TRUE | VIC | RCTS66 | Red Cliffs (Powercor) 66 kV | Powercor | Shoulder | Non-coincident | 2025 | ACTUAL_ADJUSTEDOPG | -15.1782 | NA | VIC Red Cliffs (Powercor) 66 kV |  |  | FALSE | #N/A | #N/A | #N/A | #N/A | #N/A | #N/A | #N/A | #N/A | #N/A | #N/A
TRUE | VIC | RCTS66 | Red Cliffs (Powercor) 66 kV | Powercor | Shoulder | Non-coincident | 2025 | BASEYEARPOE90 | -16.3933 | NA | VIC Red Cliffs (Powercor) 66 kV |  |  | FALSE | #N/A | #N/A | #N/A | #N/A | #N/A | #N/A | #N/A | #N/A | #N/A | #N/A
TRUE | VIC | RCTS66 | Red Cliffs (Powercor) 66 kV | Powercor | Shoulder | Non-coincident | 2025 | BASEYEARPOE50 | -11.0783 | NA | VIC Red Cliffs (Powercor) 66 kV |  |  | FALSE | #N/A | #N/A | #N/A | #N/A | #N/A | #N/A | #N/A | #N/A | #N/A | #N/A
TRUE | VIC | RCTS66 | Red Cliffs (Powercor) 66 kV | Powercor | Shoulder | Coincident_unreconciled | 2026 | POE50 | 0 | NA | VIC Red Cliffs (Powercor) 66 kV |  |  | FALSE | #N/A | #N/A | #N/A | #N/A | #N/A | #N/A | #N/A | #N/A | #N/A | #N/A
TRUE | VIC | RCTS66 | Red Cliffs (Powercor) 66 kV | Powercor | Shoulder | Coincident_unreconciled | 2026 | POE90 | 10.534 | NA | VIC Red Cliffs (Powercor) 66 kV |  |  | FALSE | #N/A | #N/A | #N/A | #N/A | #N/A | #N/A | #N/A | #N/A | #N/A | #N/A
TRUE | VIC | RCTS66 | Red Cliffs (Powercor) 66 kV | Powercor | Shoulder | Non-coincident | 2026 | POE50 | -170 | NA | VIC Red Cliffs (Powercor) 66 kV |  |  | FALSE | #N/A | #N/A | #N/A | #N/A | #N/A | #N/A | #N/A | #N/A | #N/A | #N/A
TRUE | VIC | RCTS66 | Red Cliffs (Powercor) 66 kV | Powercor | Shoulder | Non-coincident | 2026 | POE90 | -174.7859 | NA | VIC Red Cliffs (Powercor) 66 kV |  |  | FALSE | #N/A | #N/A | #N/A | #N/A | #N/A | #N/A | #N/A | #N/A | #N/A | #N/A
TRUE | VIC | RCTS66 | Red Cliffs (Powercor) 66 kV | Powercor | Shoulder | Coincident_unreconciled | 2027 | POE50 | 8.5817 | NA | VIC Red Cliffs (Powercor) 66 kV |  |  | FALSE | #N/A | #N/A | #N/A | #N/A | #N/A | #N/A | #N/A | #N/A | #N/A | #N/A
TRUE | VIC | RCTS66 | Red Cliffs (Powercor) 66 kV | Powercor | Shoulder | Coincident_unreconciled | 2027 | POE90 | 19.1376 | NA | VIC Red Cliffs (Powercor) 66 kV |  |  | FALSE | #N/A | #N/A | #N/A | #N/A | #N/A | #N/A | #N/A | #N/A | #N/A | #N/A
TRUE | VIC | RCTS66 | Red Cliffs (Powercor) 66 kV | Powercor | Shoulder | Non-coincident | 2027 | POE50 | -173.8989 | NA | VIC Red Cliffs (Powercor) 66 kV |  |  | FALSE | #N/A | #N/A | #N/A | #N/A | #N/A | #N/A | #N/A | #N/A | #N/A | #N/A
TRUE | VIC | RCTS66 | Red Cliffs (Powercor) 66 kV | Powercor | Shoulder | Non-coincident | 2027 | POE90 | -178.6947 | NA | VIC Red Cliffs (Powercor) 66 kV |  |  | FALSE | #N/A | #N/A | #N/A | #N/A | #N/A | #N/A | #N/A | #N/A | #N/A | #N/A
TRUE | VIC | RCTS66 | Red Cliffs (Powercor) 66 kV | Powercor | Shoulder | Coincident_unreconciled | 2028 | POE50 | 12.6951 | NA | VIC Red Cliffs (Powercor) 66 kV |  |  | FALSE | #N/A | #N/A | #N/A | #N/A | #N/A | #N/A | #N/A | #N/A | #N/A | #N/A
TRUE | VIC | RCTS66 | Red Cliffs (Powercor) 66 kV | Powercor | Shoulder | Coincident_unreconciled | 2028 | POE90 | 23.2749 | NA | VIC Red Cliffs (Powercor) 66 kV |  |  | FALSE | #N/A | #N/A | #N/A | #N/A | #N/A | #N/A | #N/A | #N/A | #N/A | #N/A
TRUE | VIC | RCTS66 | Red Cliffs (Powercor) 66 kV | Powercor | Shoulder | Non-coincident | 2028 | POE50 | -175.7677 | NA | VIC Red Cliffs (Powercor) 66 kV |  |  | FALSE | #N/A | #N/A | #N/A | #N/A | #N/A | #N/A | #N/A | #N/A | #N/A | #N/A
TRUE | VIC | RCTS66 | Red Cliffs (Powercor) 66 kV | Powercor | Shoulder | Non-coincident | 2028 | POE90 | -180.5744 | NA | VIC Red Cliffs (Powercor) 66 kV |  |  | FALSE | #N/A | #N/A | #N/A | #N/A | #N/A | #N/A | #N/A | #N/A | #N/A | #N/A
TRUE | VIC | RCTS66 | Red Cliffs (Powercor) 66 kV | Powercor | Shoulder | Coincident_unreconciled | 2029 | POE50 | 17.6457 | NA | VIC Red Cliffs (Powercor) 66 kV |  |  | FALSE | #N/A | #N/A | #N/A | #N/A | #N/A | #N/A | #N/A | #N/A | #N/A | #N/A
TRUE | VIC | RCTS66 | Red Cliffs (Powercor) 66 kV | Powercor | Shoulder | Coincident_unreconciled | 2029 | POE90 | 28.2496 | NA | VIC Red Cliffs (Powercor) 66 kV |  |  | FALSE | #N/A | #N/A | #N/A | #N/A | #N/A | #N/A | #N/A | #N/A | #N/A | #N/A
TRUE | VIC | RCTS66 | Red Cliffs (Powercor) 66 kV | Powercor | Shoulder | Non-coincident | 2029 | POE50 | -178.0169 | NA | VIC Red Cliffs (Powercor) 66 kV |  |  | FALSE | #N/A | #N/A | #N/A | #N/A | #N/A | #N/A | #N/A | #N/A | #N/A | #N/A
TRUE | VIC | RCTS66 | Red Cliffs (Powercor) 66 kV | Powercor | Shoulder | Non-coincident | 2029 | POE90 | -182.8345 | NA | VIC Red Cliffs (Powercor) 66 kV |  |  | FALSE | #N/A | #N/A | #N/A | #N/A | #N/A | #N/A | #N/A | #N/A | #N/A | #N/A
TRUE | VIC | RCTS66 | Red Cliffs (Powercor) 66 kV | Powercor | Shoulder | Coincident_unreconciled | 2030 | POE50 | 22.5881 | NA | VIC Red Cliffs (Powercor) 66 kV |  |  | FALSE | #N/A | #N/A | #N/A | #N/A | #N/A | #N/A | #N/A | #N/A | #N/A | #N/A
TRUE | VIC | RCTS66 | Red Cliffs (Powercor) 66 kV | Powercor | Shoulder | Coincident_unreconciled | 2030 | POE90 | 33.2159 | NA | VIC Red Cliffs (Powercor) 66 kV |  |  | FALSE | #N/A | #N/A | #N/A | #N/A | #N/A | #N/A | #N/A | #N/A | #N/A | #N/A
TRUE | VIC | RCTS66 | Red Cliffs (Powercor) 66 kV | Powercor | Shoulder | Non-coincident | 2030 | POE50 | -180.2623 | NA | VIC Red Cliffs (Powercor) 66 kV |  |  | FALSE | #N/A | #N/A | #N/A | #N/A | #N/A | #N/A | #N/A | #N/A | #N/A | #N/A
TRUE | VIC | RCTS66 | Red Cliffs (Powercor) 66 kV | Powercor | Shoulder | Non-coincident | 2030 | POE90 | -185.0908 | NA | VIC Red Cliffs (Powercor) 66 kV |  |  | FALSE | #N/A | #N/A | #N/A | #N/A | #N/A | #N/A | #N/A | #N/A | #N/A | #N/A
TRUE | VIC | RCTS66 | Red Cliffs (Powercor) 66 kV | Powercor | Shoulder | Coincident_unreconciled | 2031 | POE50 | 27.8641 | NA | VIC Red Cliffs (Powercor) 66 kV |  |  | FALSE | #N/A | #N/A | #N/A | #N/A | #N/A | #N/A | #N/A | #N/A | #N/A | #N/A
TRUE | VIC | RCTS66 | Red Cliffs (Powercor) 66 kV | Powercor | Shoulder | Coincident_unreconciled | 2031 | POE90 | 38.5159 | NA | VIC Red Cliffs (Powercor) 66 kV |  |  | FALSE | #N/A | #N/A | #N/A | #N/A | #N/A | #N/A | #N/A | #N/A | #N/A | #N/A
TRUE | VIC | RCTS66 | Red Cliffs (Powercor) 66 kV | Powercor | Shoulder | Non-coincident | 2031 | POE50 | -182.6594 | NA | VIC Red Cliffs (Powercor) 66 kV |  |  | FALSE | #N/A | #N/A | #N/A | #N/A | #N/A | #N/A | #N/A | #N/A | #N/A | #N/A
TRUE | VIC | RCTS66 | Red Cliffs (Powercor) 66 kV | Powercor | Shoulder | Non-coincident | 2031 | POE90 | -187.4987 | NA | VIC Red Cliffs (Powercor) 66 kV |  |  | FALSE | #N/A | #N/A | #N/A | #N/A | #N/A | #N/A | #N/A | #N/A | #N/A | #N/A
TRUE | VIC | RCTS66 | Red Cliffs (Powercor) 66 kV | Powercor | Shoulder | Coincident_unreconciled | 2032 | POE50 | 31.5151 | NA | VIC Red Cliffs (Powercor) 66 kV |  |  | FALSE | #N/A | #N/A | #N/A | #N/A | #N/A | #N/A | #N/A | #N/A | #N/A | #N/A
TRUE | VIC | RCTS66 | Red Cliffs (Powercor) 66 kV | Powercor | Shoulder | Coincident_unreconciled | 2032 | POE90 | 42.1898 | NA | VIC Red Cliffs (Powercor) 66 kV |  |  | FALSE | #N/A | #N/A | #N/A | #N/A | #N/A | #N/A | #N/A | #N/A | #N/A | #N/A
TRUE | VIC | RCTS66 | Red Cliffs (Powercor) 66 kV | Powercor | Shoulder | Non-coincident | 2032 | POE50 | -184.3181 | NA | VIC Red Cliffs (Powercor) 66 kV |  |  | FALSE | #N/A | #N/A | #N/A | #N/A | #N/A | #N/A | #N/A | #N/A | #N/A | #N/A
TRUE | VIC | RCTS66 | Red Cliffs (Powercor) 66 kV | Powercor | Shoulder | Non-coincident | 2032 | POE90 | -189.1679 | NA | VIC Red Cliffs (Powercor) 66 kV |  |  | FALSE | #N/A | #N/A | #N/A | #N/A | #N/A | #N/A | #N/A | #N/A | #N/A | #N/A
TRUE | VIC | RCTS66 | Red Cliffs (Powercor) 66 kV | Powercor | Shoulder | Coincident_unreconciled | 2033 | POE50 | 34.0915 | NA | VIC Red Cliffs (Powercor) 66 kV |  |  | FALSE | #N/A | #N/A | #N/A | #N/A | #N/A | #N/A | #N/A | #N/A | #N/A | #N/A
TRUE | VIC | RCTS66 | Red Cliffs (Powercor) 66 kV | Powercor | Shoulder | Coincident_unreconciled | 2033 | POE90 | 44.7887 | NA | VIC Red Cliffs (Powercor) 66 kV |  |  | FALSE | #N/A | #N/A | #N/A | #N/A | #N/A | #N/A | #N/A | #N/A | #N/A | #N/A
TRUE | VIC | RCTS66 | Red Cliffs (Powercor) 66 kV | Powercor | Shoulder | Non-coincident | 2033 | POE50 | -185.4887 | NA | VIC Red Cliffs (Powercor) 66 kV |  |  | FALSE | #N/A | #N/A | #N/A | #N/A | #N/A | #N/A | #N/A | #N/A | #N/A | #N/A
TRUE | VIC | RCTS66 | Red Cliffs (Powercor) 66 kV | Powercor | Shoulder | Non-coincident | 2033 | POE90 | -190.3487 | NA | VIC Red Cliffs (Powercor) 66 kV |  |  | FALSE | #N/A | #N/A | #N/A | #N/A | #N/A | #N/A | #N/A | #N/A | #N/A | #N/A
TRUE | VIC | RCTS66 | Red Cliffs (Powercor) 66 kV | Powercor | Shoulder | Coincident_unreconciled | 2034 | POE50 | 36.5317 | NA | VIC Red Cliffs (Powercor) 66 kV |  |  | FALSE | #N/A | #N/A | #N/A | #N/A | #N/A | #N/A | #N/A | #N/A | #N/A | #N/A
TRUE | VIC | RCTS66 | Red Cliffs (Powercor) 66 kV | Powercor | Shoulder | Coincident_unreconciled | 2034 | POE90 | 47.2513 | NA | VIC Red Cliffs (Powercor) 66 kV |  |  | FALSE | #N/A | #N/A | #N/A | #N/A | #N/A | #N/A | #N/A | #N/A | #N/A | #N/A
TRUE | VIC | RCTS66 | Red Cliffs (Powercor) 66 kV | Powercor | Shoulder | Non-coincident | 2034 | POE50 | -186.5973 | NA | VIC Red Cliffs (Powercor) 66 kV |  |  | FALSE | #N/A | #N/A | #N/A | #N/A | #N/A | #N/A | #N/A | #N/A | #N/A | #N/A
TRUE | VIC | RCTS66 | Red Cliffs (Powercor) 66 kV | Powercor | Shoulder | Non-coincident | 2034 | POE90 | -191.4675 | NA | VIC Red Cliffs (Powercor) 66 kV |  |  | FALSE | #N/A | #N/A | #N/A | #N/A | #N/A | #N/A | #N/A | #N/A | #N/A | #N/A
TRUE | VIC | RCTS66 | Red Cliffs (Powercor) 66 kV | Powercor | Shoulder | Coincident_unreconciled | 2035 | POE50 | 39.4556 | NA | VIC Red Cliffs (Powercor) 66 kV |  |  | FALSE | #N/A | #N/A | #N/A | #N/A | #N/A | #N/A | #N/A | #N/A | #N/A | #N/A
TRUE | VIC | RCTS66 | Red Cliffs (Powercor) 66 kV | Powercor | Shoulder | Coincident_unreconciled | 2035 | POE90 | 50.1976 | NA | VIC Red Cliffs (Powercor) 66 kV |  |  | FALSE | #N/A | #N/A | #N/A | #N/A | #N/A | #N/A | #N/A | #N/A | #N/A | #N/A
TRUE | VIC | RCTS66 | Red Cliffs (Powercor) 66 kV | Powercor | Shoulder | Non-coincident | 2035 | POE50 | -187.9257 | NA | VIC Red Cliffs (Powercor) 66 kV |  |  | FALSE | #N/A | #N/A | #N/A | #N/A | #N/A | #N/A | #N/A | #N/A | #N/A | #N/A
TRUE | VIC | RCTS66 | Red Cliffs (Powercor) 66 kV | Powercor | Shoulder | Non-coincident | 2035 | POE90 | -192.8061 | NA | VIC Red Cliffs (Powercor) 66 kV |  |  | FALSE | #N/A | #N/A | #N/A | #N/A | #N/A | #N/A | #N/A | #N/A | #N/A | #N/A
TRUE | VIC | RCTS66 | Red Cliffs (Powercor) 66 kV | Powercor | Summer | Coincident | 2019 | ACTUAL_OPG | 46.1624 | 124.4708 | VIC Red Cliffs (Powercor) 66 kV |  |  | FALSE | #N/A | #N/A | #N/A | #N/A | #N/A | #N/A | #N/A | #N/A | #N/A | #N/A
TRUE | VIC | RCTS66 | Red Cliffs (Powercor) 66 kV | Powercor | Summer | Coincident | 2019 | ACTUAL_RAW | 46.2644 | 34.4708 | VIC Red Cliffs (Powercor) 66 kV |  |  | FALSE | #N/A | #N/A | #N/A | #N/A | #N/A | #N/A | #N/A | #N/A | #N/A | #N/A
TRUE | VIC | RCTS66 | Red Cliffs (Powercor) 66 kV | Powercor | Summer | Non-coincident | 2019 | ACTUAL_RAW | -58.1557 | 126.3916 | VIC Red Cliffs (Powercor) 66 kV |  |  | FALSE | #N/A | #N/A | #N/A | #N/A | #N/A | #N/A | #N/A | #N/A | #N/A | #N/A
TRUE | VIC | RCTS66 | Red Cliffs (Powercor) 66 kV | Powercor | Summer | Non-coincident | 2019 | ACTUAL_OPG | 29.732 | 139.2305 | VIC Red Cliffs (Powercor) 66 kV |  |  | FALSE | #N/A | #N/A | #N/A | #N/A | #N/A | #N/A | #N/A | #N/A | #N/A | #N/A
TRUE | VIC | RCTS66 | Red Cliffs (Powercor) 66 kV | Powercor | Summer | Non-coincident | 2019 | ACTUAL_ADJUSTEDOPG | 29.732 | 139.2305 | VIC Red Cliffs (Powercor) 66 kV |  |  | FALSE | #N/A | #N/A | #N/A | #N/A | #N/A | #N/A | #N/A | #N/A | #N/A | #N/A
TRUE | VIC | RCTS66 | Red Cliffs (Powercor) 66 kV | Powercor | Summer | Coincident | 2020 | ACTUAL_OPG | 44.4013 | 138.2242 | VIC Red Cliffs (Powercor) 66 kV |  |  | FALSE | #N/A | #N/A | #N/A | #N/A | #N/A | #N/A | #N/A | #N/A | #N/A | #N/A
TRUE | VIC | RCTS66 | Red Cliffs (Powercor) 66 kV | Powercor | Summer | Coincident | 2020 | ACTUAL_RAW | -0.60466 | 129.8182 | VIC Red Cliffs (Powercor) 66 kV |  |  | FALSE | #N/A | #N/A | #N/A | #N/A | #N/A | #N/A | #N/A | #N/A | #N/A | #N/A
TRUE | VIC | RCTS66 | Red Cliffs (Powercor) 66 kV | Powercor | Summer | Non-coincident | 2020 | ACTUAL_RAW | -14.0183 | 133.6551 | VIC Red Cliffs (Powercor) 66 kV |  |  | FALSE | #N/A | #N/A | #N/A | #N/A | #N/A | #N/A | #N/A | #N/A | #N/A | #N/A
TRUE | VIC | RCTS66 | Red Cliffs (Powercor) 66 kV | Powercor | Summer | Non-coincident | 2020 | ACTUAL_OPG | 29.0661 | 143.8943 | VIC Red Cliffs (Powercor) 66 kV |  |  | FALSE | #N/A | #N/A | #N/A | #N/A | #N/A | #N/A | #N/A | #N/A | #N/A | #N/A
TRUE | VIC | RCTS66 | Red Cliffs (Powercor) 66 kV | Powercor | Summer | Non-coincident | 2020 | ACTUAL_ADJUSTEDOPG | 29.0661 | 143.8943 | VIC Red Cliffs (Powercor) 66 kV |  |  | FALSE | #N/A | #N/A | #N/A | #N/A | #N/A | #N/A | #N/A | #N/A | #N/A | #N/A
TRUE | VIC | RCTS66 | Red Cliffs (Powercor) 66 kV | Powercor | Summer | Coincident | 2021 | ACTUAL_OPG | 21.5295 | 117.3144 | VIC Red Cliffs (Powercor) 66 kV |  |  | FALSE | #N/A | #N/A | #N/A | #N/A | #N/A | #N/A | #N/A | #N/A | #N/A | #N/A
TRUE | VIC | RCTS66 | Red Cliffs (Powercor) 66 kV | Powercor | Summer | Coincident | 2021 | ACTUAL_RAW | -78.6405 | 88.1764 | VIC Red Cliffs (Powercor) 66 kV |  |  | FALSE | #N/A | #N/A | #N/A | #N/A | #N/A | #N/A | #N/A | #N/A | #N/A | #N/A
TRUE | VIC | RCTS66 | Red Cliffs (Powercor) 66 kV | Powercor | Summer | Non-coincident | 2021 | ACTUAL_RAW | -122.8104 | 120.9218 | VIC Red Cliffs (Powercor) 66 kV |  |  | FALSE | #N/A | #N/A | #N/A | #N/A | #N/A | #N/A | #N/A | #N/A | #N/A | #N/A
TRUE | VIC | RCTS66 | Red Cliffs (Powercor) 66 kV | Powercor | Summer | Non-coincident | 2021 | ACTUAL_OPG | 11.6197 | 128.0584 | VIC Red Cliffs (Powercor) 66 kV |  |  | FALSE | #N/A | #N/A | #N/A | #N/A | #N/A | #N/A | #N/A | #N/A | #N/A | #N/A
TRUE | VIC | RCTS66 | Red Cliffs (Powercor) 66 kV | Powercor | Summer | Non-coincident | 2021 | ACTUAL_ADJUSTEDOPG | 11.6197 | 128.0584 | VIC Red Cliffs (Powercor) 66 kV |  |  | FALSE | #N/A | #N/A | #N/A | #N/A | #N/A | #N/A | #N/A | #N/A | #N/A | #N/A
TRUE | VIC | RCTS66 | Red Cliffs (Powercor) 66 kV | Powercor | Summer | Coincident | 2022 | ACTUAL_OPG | 30.0376 | 100.3609 | VIC Red Cliffs (Powercor) 66 kV |  |  | FALSE | #N/A | #N/A | #N/A | #N/A | #N/A | #N/A | #N/A | #N/A | #N/A | #N/A
TRUE | VIC | RCTS66 | Red Cliffs (Powercor) 66 kV | Powercor | Summer | Coincident | 2022 | ACTUAL_RAW | -20.0304 | 97.0409 | VIC Red Cliffs (Powercor) 66 kV |  |  | FALSE | #N/A | #N/A | #N/A | #N/A | #N/A | #N/A | #N/A | #N/A | #N/A | #N/A
TRUE | VIC | RCTS66 | Red Cliffs (Powercor) 66 kV | Powercor | Summer | Non-coincident | 2022 | ACTUAL_RAW | -144.5639 | 119.9299 | VIC Red Cliffs (Powercor) 66 kV |  |  | FALSE | #N/A | #N/A | #N/A | #N/A | #N/A | #N/A | #N/A | #N/A | #N/A | #N/A
TRUE | VIC | RCTS66 | Red Cliffs (Powercor) 66 kV | Powercor | Summer | Non-coincident | 2022 | ACTUAL_OPG | 4.0152 | 132.6636 | VIC Red Cliffs (Powercor) 66 kV |  |  | FALSE | #N/A | #N/A | #N/A | #N/A | #N/A | #N/A | #N/A | #N/A | #N/A | #N/A
TRUE | VIC | RCTS66 | Red Cliffs (Powercor) 66 kV | Powercor | Summer | Non-coincident | 2022 | ACTUAL_ADJUSTEDOPG | 4.0152 | 132.6636 | VIC Red Cliffs (Powercor) 66 kV |  |  | FALSE | #N/A | #N/A | #N/A | #N/A | #N/A | #N/A | #N/A | #N/A | #N/A | #N/A
TRUE | VIC | RCTS66 | Red Cliffs (Powercor) 66 kV | Powercor | Summer | Coincident | 2023 | ACTUAL_OPG | 27.4118 | 114.4135 | VIC Red Cliffs (Powercor) 66 kV |  |  | FALSE | #N/A | #N/A | #N/A | #N/A | #N/A | #N/A | #N/A | #N/A | #N/A | #N/A
TRUE | VIC | RCTS66 | Red Cliffs (Powercor) 66 kV | Powercor | Summer | Coincident | 2023 | ACTUAL_RAW | 27.0158 | 88.7615 | VIC Red Cliffs (Powercor) 66 kV |  |  | FALSE | #N/A | #N/A | #N/A | #N/A | #N/A | #N/A | #N/A | #N/A | #N/A | #N/A
TRUE | VIC | RCTS66 | Red Cliffs (Powercor) 66 kV | Powercor | Summer | Non-coincident | 2023 | ACTUAL_RAW | -159.7887 | 117.7753 | VIC Red Cliffs (Powercor) 66 kV |  |  | FALSE | #N/A | #N/A | #N/A | #N/A | #N/A | #N/A | #N/A | #N/A | #N/A | #N/A
TRUE | VIC | RCTS66 | Red Cliffs (Powercor) 66 kV | Powercor | Summer | Non-coincident | 2023 | ACTUAL_OPG | -5.694 | 128.1947 | VIC Red Cliffs (Powercor) 66 kV |  |  | FALSE | #N/A | #N/A | #N/A | #N/A | #N/A | #N/A | #N/A | #N/A | #N/A | #N/A
TRUE | VIC | RCTS66 | Red Cliffs (Powercor) 66 kV | Powercor | Summer | Non-coincident | 2023 | ACTUAL_ADJUSTEDOPG | -5.694 | 128.1947 | VIC Red Cliffs (Powercor) 66 kV |  |  | FALSE | #N/A | #N/A | #N/A | #N/A | #N/A | #N/A | #N/A | #N/A | #N/A | #N/A
TRUE | VIC | RCTS66 | Red Cliffs (Powercor) 66 kV | Powercor | Summer | Coincident | 2024 | ACTUAL_OPG | 19.6746 | 112.6901 | VIC Red Cliffs (Powercor) 66 kV |  |  | FALSE | #N/A | #N/A | #N/A | #N/A | #N/A | #N/A | #N/A | #N/A | #N/A | #N/A
TRUE | VIC | RCTS66 | Red Cliffs (Powercor) 66 kV | Powercor | Summer | Coincident | 2024 | ACTUAL_RAW | 19.2706 | 41.4421 | VIC Red Cliffs (Powercor) 66 kV |  |  | FALSE | #N/A | #N/A | #N/A | #N/A | #N/A | #N/A | #N/A | #N/A | #N/A | #N/A
TRUE | VIC | RCTS66 | Red Cliffs (Powercor) 66 kV | Powercor | Summer | Non-coincident | 2024 | ACTUAL_RAW | -160.4767 | 125.7892 | VIC Red Cliffs (Powercor) 66 kV |  |  | FALSE | #N/A | #N/A | #N/A | #N/A | #N/A | #N/A | #N/A | #N/A | #N/A | #N/A
TRUE | VIC | RCTS66 | Red Cliffs (Powercor) 66 kV | Powercor | Summer | Non-coincident | 2024 | ACTUAL_OPG | 2.4447 | 130.4277 | VIC Red Cliffs (Powercor) 66 kV |  |  | FALSE | #N/A | #N/A | #N/A | #N/A | #N/A | #N/A | #N/A | #N/A | #N/A | #N/A
TRUE | VIC | RCTS66 | Red Cliffs (Powercor) 66 kV | Powercor | Summer | Non-coincident | 2024 | ACTUAL_ADJUSTEDOPG | 2.4447 | 130.4277 | VIC Red Cliffs (Powercor) 66 kV |  |  | FALSE | #N/A | #N/A | #N/A | #N/A | #N/A | #N/A | #N/A | #N/A | #N/A | #N/A
TRUE | VIC | RCTS66 | Red Cliffs (Powercor) 66 kV | Powercor | Summer | Coincident | 2025 | ACTUAL_OPG | 19.3038 | 130.379 | VIC Red Cliffs (Powercor) 66 kV |  |  | FALSE | #N/A | #N/A | #N/A | #N/A | #N/A | #N/A | #N/A | #N/A | #N/A | #N/A
TRUE | VIC | RCTS66 | Red Cliffs (Powercor) 66 kV | Powercor | Summer | Coincident | 2025 | ACTUAL_RAW | 18.8978 | 45.017 | VIC Red Cliffs (Powercor) 66 kV |  |  | FALSE | #N/A | #N/A | #N/A | #N/A | #N/A | #N/A | #N/A | #N/A | #N/A | #N/A
TRUE | VIC | RCTS66 | Red Cliffs (Powercor) 66 kV | Powercor | Summer | Non-coincident | 2025 | ACTUAL_RAW | -170.5372 | 139.2617 | VIC Red Cliffs (Powercor) 66 kV |  |  | FALSE | #N/A | #N/A | #N/A | #N/A | #N/A | #N/A | #N/A | #N/A | #N/A | #N/A
TRUE | VIC | RCTS66 | Red Cliffs (Powercor) 66 kV | Powercor | Summer | Non-coincident | 2025 | ACTUAL_OPG | -16.5264 | 146.0017 | VIC Red Cliffs (Powercor) 66 kV |  |  | FALSE | #N/A | #N/A | #N/A | #N/A | #N/A | #N/A | #N/A | #N/A | #N/A | #N/A
TRUE | VIC | RCTS66 | Red Cliffs (Powercor) 66 kV | Powercor | Summer | Non-coincident | 2025 | ACTUAL_ADJUSTEDOPG | -16.5264 | 146.0017 | VIC Red Cliffs (Powercor) 66 kV |  |  | FALSE | #N/A | #N/A | #N/A | #N/A | #N/A | #N/A | #N/A | #N/A | #N/A | #N/A
TRUE | VIC | RCTS66 | Red Cliffs (Powercor) 66 kV | Powercor | Summer | Non-coincident | 2025 | BASEYEARPOE90 | -13.8415 | NA | VIC Red Cliffs (Powercor) 66 kV |  |  | FALSE | #N/A | #N/A | #N/A | #N/A | #N/A | #N/A | #N/A | #N/A | #N/A | #N/A
TRUE | VIC | RCTS66 | Red Cliffs (Powercor) 66 kV | Powercor | Summer | Non-coincident | 2025 | BASEYEARPOE50 | -7.4388 | 147.6387 | VIC Red Cliffs (Powercor) 66 kV |  |  | FALSE | #N/A | #N/A | #N/A | #N/A | #N/A | #N/A | #N/A | #N/A | #N/A | #N/A
TRUE | VIC | RCTS66 | Red Cliffs (Powercor) 66 kV | Powercor | Summer | Coincident_unreconciled | 2026 | POE50 | 10 | NA | VIC Red Cliffs (Powercor) 66 kV |  |  | FALSE | #N/A | #N/A | #N/A | #N/A | #N/A | #N/A | #N/A | #N/A | #N/A | #N/A
TRUE | VIC | RCTS66 | Red Cliffs (Powercor) 66 kV | Powercor | Summer | Coincident_unreconciled | 2026 | POE90 | 30.0729 | NA | VIC Red Cliffs (Powercor) 66 kV |  |  | FALSE | #N/A | #N/A | #N/A | #N/A | #N/A | #N/A | #N/A | #N/A | #N/A | #N/A
TRUE | VIC | RCTS66 | Red Cliffs (Powercor) 66 kV | Powercor | Summer | Non-coincident | 2026 | POE50 | -170 | 120 | VIC Red Cliffs (Powercor) 66 kV |  |  | FALSE | #N/A | #N/A | #N/A | #N/A | #N/A | #N/A | #N/A | #N/A | #N/A | #N/A
TRUE | VIC | RCTS66 | Red Cliffs (Powercor) 66 kV | Powercor | Summer | Non-coincident | 2026 | POE90 | -175.5634 | NA | VIC Red Cliffs (Powercor) 66 kV |  |  | FALSE | #N/A | #N/A | #N/A | #N/A | #N/A | #N/A | #N/A | #N/A | #N/A | #N/A
TRUE | VIC | RCTS66 | Red Cliffs (Powercor) 66 kV | Powercor | Summer | Coincident_unreconciled | 2027 | POE50 | 23.4921 | NA | VIC Red Cliffs (Powercor) 66 kV |  |  | FALSE | #N/A | #N/A | #N/A | #N/A | #N/A | #N/A | #N/A | #N/A | #N/A | #N/A
TRUE | VIC | RCTS66 | Red Cliffs (Powercor) 66 kV | Powercor | Summer | Coincident_unreconciled | 2027 | POE90 | 43.6068 | NA | VIC Red Cliffs (Powercor) 66 kV |  |  | FALSE | #N/A | #N/A | #N/A | #N/A | #N/A | #N/A | #N/A | #N/A | #N/A | #N/A
TRUE | VIC | RCTS66 | Red Cliffs (Powercor) 66 kV | Powercor | Summer | Non-coincident | 2027 | POE50 | -173.7395 | 119.8502 | VIC Red Cliffs (Powercor) 66 kV |  |  | FALSE | #N/A | #N/A | #N/A | #N/A | #N/A | #N/A | #N/A | #N/A | #N/A | #N/A
TRUE | VIC | RCTS66 | Red Cliffs (Powercor) 66 kV | Powercor | Summer | Non-coincident | 2027 | POE90 | -179.3145 | NA | VIC Red Cliffs (Powercor) 66 kV |  |  | FALSE | #N/A | #N/A | #N/A | #N/A | #N/A | #N/A | #N/A | #N/A | #N/A | #N/A
TRUE | VIC | RCTS66 | Red Cliffs (Powercor) 66 kV | Powercor | Summer | Coincident_unreconciled | 2028 | POE50 | 30.1054 | NA | VIC Red Cliffs (Powercor) 66 kV |  |  | FALSE | #N/A | #N/A | #N/A | #N/A | #N/A | #N/A | #N/A | #N/A | #N/A | #N/A
TRUE | VIC | RCTS66 | Red Cliffs (Powercor) 66 kV | Powercor | Summer | Coincident_unreconciled | 2028 | POE90 | 50.2658 | NA | VIC Red Cliffs (Powercor) 66 kV |  |  | FALSE | #N/A | #N/A | #N/A | #N/A | #N/A | #N/A | #N/A | #N/A | #N/A | #N/A
TRUE | VIC | RCTS66 | Red Cliffs (Powercor) 66 kV | Powercor | Summer | Non-coincident | 2028 | POE50 | -175.5724 | 120.0512 | VIC Red Cliffs (Powercor) 66 kV |  |  | FALSE | #N/A | #N/A | #N/A | #N/A | #N/A | #N/A | #N/A | #N/A | #N/A | #N/A
TRUE | VIC | RCTS66 | Red Cliffs (Powercor) 66 kV | Powercor | Summer | Non-coincident | 2028 | POE90 | -181.1601 | NA | VIC Red Cliffs (Powercor) 66 kV |  |  | FALSE | #N/A | #N/A | #N/A | #N/A | #N/A | #N/A | #N/A | #N/A | #N/A | #N/A
TRUE | VIC | RCTS66 | Red Cliffs (Powercor) 66 kV | Powercor | Summer | Coincident_unreconciled | 2029 | POE50 | 38.5733 | NA | VIC Red Cliffs (Powercor) 66 kV |  |  | FALSE | #N/A | #N/A | #N/A | #N/A | #N/A | #N/A | #N/A | #N/A | #N/A | #N/A
TRUE | VIC | RCTS66 | Red Cliffs (Powercor) 66 kV | Powercor | Summer | Coincident_unreconciled | 2029 | POE90 | 58.7793 | NA | VIC Red Cliffs (Powercor) 66 kV |  |  | FALSE | #N/A | #N/A | #N/A | #N/A | #N/A | #N/A | #N/A | #N/A | #N/A | #N/A
TRUE | VIC | RCTS66 | Red Cliffs (Powercor) 66 kV | Powercor | Summer | Non-coincident | 2029 | POE50 | -177.9194 | 120.2121 | VIC Red Cliffs (Powercor) 66 kV |  |  | FALSE | #N/A | #N/A | #N/A | #N/A | #N/A | #N/A | #N/A | #N/A | #N/A | #N/A
TRUE | VIC | RCTS66 | Red Cliffs (Powercor) 66 kV | Powercor | Summer | Non-coincident | 2029 | POE90 | -183.5197 | NA | VIC Red Cliffs (Powercor) 66 kV |  |  | FALSE | #N/A | #N/A | #N/A | #N/A | #N/A | #N/A | #N/A | #N/A | #N/A | #N/A
TRUE | VIC | RCTS66 | Red Cliffs (Powercor) 66 kV | Powercor | Summer | Coincident_unreconciled | 2030 | POE50 | 47.0175 | NA | VIC Red Cliffs (Powercor) 66 kV |  |  | FALSE | #N/A | #N/A | #N/A | #N/A | #N/A | #N/A | #N/A | #N/A | #N/A | #N/A
TRUE | VIC | RCTS66 | Red Cliffs (Powercor) 66 kV | Powercor | Summer | Coincident_unreconciled | 2030 | POE90 | 67.2692 | NA | VIC Red Cliffs (Powercor) 66 kV |  |  | FALSE | #N/A | #N/A | #N/A | #N/A | #N/A | #N/A | #N/A | #N/A | #N/A | #N/A
TRUE | VIC | RCTS66 | Red Cliffs (Powercor) 66 kV | Powercor | Summer | Non-coincident | 2030 | POE50 | -180.2598 | 120.4112 | VIC Red Cliffs (Powercor) 66 kV |  |  | FALSE | #N/A | #N/A | #N/A | #N/A | #N/A | #N/A | #N/A | #N/A | #N/A | #N/A
TRUE | VIC | RCTS66 | Red Cliffs (Powercor) 66 kV | Powercor | Summer | Non-coincident | 2030 | POE90 | -185.8727 | NA | VIC Red Cliffs (Powercor) 66 kV |  |  | FALSE | #N/A | #N/A | #N/A | #N/A | #N/A | #N/A | #N/A | #N/A | #N/A | #N/A
TRUE | VIC | RCTS66 | Red Cliffs (Powercor) 66 kV | Powercor | Summer | Coincident_unreconciled | 2031 | POE50 | 55.9132 | NA | VIC Red Cliffs (Powercor) 66 kV |  |  | FALSE | #N/A | #N/A | #N/A | #N/A | #N/A | #N/A | #N/A | #N/A | #N/A | #N/A
TRUE | VIC | RCTS66 | Red Cliffs (Powercor) 66 kV | Powercor | Summer | Coincident_unreconciled | 2031 | POE90 | 76.2105 | NA | VIC Red Cliffs (Powercor) 66 kV |  |  | FALSE | #N/A | #N/A | #N/A | #N/A | #N/A | #N/A | #N/A | #N/A | #N/A | #N/A
TRUE | VIC | RCTS66 | Red Cliffs (Powercor) 66 kV | Powercor | Summer | Non-coincident | 2031 | POE50 | -182.7253 | 120.5961 | VIC Red Cliffs (Powercor) 66 kV |  |  | FALSE | #N/A | #N/A | #N/A | #N/A | #N/A | #N/A | #N/A | #N/A | #N/A | #N/A
TRUE | VIC | RCTS66 | Red Cliffs (Powercor) 66 kV | Powercor | Summer | Non-coincident | 2031 | POE90 | -188.3509 | NA | VIC Red Cliffs (Powercor) 66 kV |  |  | FALSE | #N/A | #N/A | #N/A | #N/A | #N/A | #N/A | #N/A | #N/A | #N/A | #N/A
TRUE | VIC | RCTS66 | Red Cliffs (Powercor) 66 kV | Powercor | Summer | Coincident_unreconciled | 2032 | POE50 | 62.1123 | NA | VIC Red Cliffs (Powercor) 66 kV |  |  | FALSE | #N/A | #N/A | #N/A | #N/A | #N/A | #N/A | #N/A | #N/A | #N/A | #N/A
TRUE | VIC | RCTS66 | Red Cliffs (Powercor) 66 kV | Powercor | Summer | Coincident_unreconciled | 2032 | POE90 | 82.4535 | NA | VIC Red Cliffs (Powercor) 66 kV |  |  | FALSE | #N/A | #N/A | #N/A | #N/A | #N/A | #N/A | #N/A | #N/A | #N/A | #N/A
TRUE | VIC | RCTS66 | Red Cliffs (Powercor) 66 kV | Powercor | Summer | Non-coincident | 2032 | POE50 | -184.4435 | 120.8923 | VIC Red Cliffs (Powercor) 66 kV |  |  | FALSE | #N/A | #N/A | #N/A | #N/A | #N/A | #N/A | #N/A | #N/A | #N/A | #N/A
TRUE | VIC | RCTS66 | Red Cliffs (Powercor) 66 kV | Powercor | Summer | Non-coincident | 2032 | POE90 | -190.0812 | NA | VIC Red Cliffs (Powercor) 66 kV |  |  | FALSE | #N/A | #N/A | #N/A | #N/A | #N/A | #N/A | #N/A | #N/A | #N/A | #N/A
TRUE | VIC | RCTS66 | Red Cliffs (Powercor) 66 kV | Powercor | Summer | Coincident_unreconciled | 2033 | POE50 | 66.5501 | NA | VIC Red Cliffs (Powercor) 66 kV |  |  | FALSE | #N/A | #N/A | #N/A | #N/A | #N/A | #N/A | #N/A | #N/A | #N/A | #N/A
TRUE | VIC | RCTS66 | Red Cliffs (Powercor) 66 kV | Powercor | Summer | Coincident_unreconciled | 2033 | POE90 | 86.9341 | NA | VIC Red Cliffs (Powercor) 66 kV |  |  | FALSE | #N/A | #N/A | #N/A | #N/A | #N/A | #N/A | #N/A | #N/A | #N/A | #N/A
TRUE | VIC | RCTS66 | Red Cliffs (Powercor) 66 kV | Powercor | Summer | Non-coincident | 2033 | POE50 | -185.6734 | 121.2559 | VIC Red Cliffs (Powercor) 66 kV |  |  | FALSE | #N/A | #N/A | #N/A | #N/A | #N/A | #N/A | #N/A | #N/A | #N/A | #N/A
TRUE | VIC | RCTS66 | Red Cliffs (Powercor) 66 kV | Powercor | Summer | Non-coincident | 2033 | POE90 | -191.3231 | NA | VIC Red Cliffs (Powercor) 66 kV |  |  | FALSE | #N/A | #N/A | #N/A | #N/A | #N/A | #N/A | #N/A | #N/A | #N/A | #N/A
TRUE | VIC | RCTS66 | Red Cliffs (Powercor) 66 kV | Powercor | Summer | Coincident_unreconciled | 2034 | POE50 | 70.7875 | NA | VIC Red Cliffs (Powercor) 66 kV |  |  | FALSE | #N/A | #N/A | #N/A | #N/A | #N/A | #N/A | #N/A | #N/A | #N/A | #N/A
TRUE | VIC | RCTS66 | Red Cliffs (Powercor) 66 kV | Powercor | Summer | Coincident_unreconciled | 2034 | POE90 | 91.2142 | NA | VIC Red Cliffs (Powercor) 66 kV |  |  | FALSE | #N/A | #N/A | #N/A | #N/A | #N/A | #N/A | #N/A | #N/A | #N/A | #N/A
TRUE | VIC | RCTS66 | Red Cliffs (Powercor) 66 kV | Powercor | Summer | Non-coincident | 2034 | POE50 | -186.8479 | 121.6312 | VIC Red Cliffs (Powercor) 66 kV |  |  | FALSE | #N/A | #N/A | #N/A | #N/A | #N/A | #N/A | #N/A | #N/A | #N/A | #N/A
TRUE | VIC | RCTS66 | Red Cliffs (Powercor) 66 kV | Powercor | Summer | Non-coincident | 2034 | POE90 | -192.5093 | NA | VIC Red Cliffs (Powercor) 66 kV |  |  | FALSE | #N/A | #N/A | #N/A | #N/A | #N/A | #N/A | #N/A | #N/A | #N/A | #N/A
TRUE | VIC | RCTS66 | Red Cliffs (Powercor) 66 kV | Powercor | Summer | Coincident_unreconciled | 2035 | POE50 | 75.8765 | NA | VIC Red Cliffs (Powercor) 66 kV |  |  | FALSE | #N/A | #N/A | #N/A | #N/A | #N/A | #N/A | #N/A | #N/A | #N/A | #N/A
TRUE | VIC | RCTS66 | Red Cliffs (Powercor) 66 kV | Powercor | Summer | Coincident_unreconciled | 2035 | POE90 | 96.3459 | NA | VIC Red Cliffs (Powercor) 66 kV |  |  | FALSE | #N/A | #N/A | #N/A | #N/A | #N/A | #N/A | #N/A | #N/A | #N/A | #N/A
TRUE | VIC | RCTS66 | Red Cliffs (Powercor) 66 kV | Powercor | Summer | Non-coincident | 2035 | POE50 | -188.2584 | 121.9762 | VIC Red Cliffs (Powercor) 66 kV |  |  | FALSE | #N/A | #N/A | #N/A | #N/A | #N/A | #N/A | #N/A | #N/A | #N/A | #N/A
TRUE | VIC | RCTS66 | Red Cliffs (Powercor) 66 kV | Powercor | Summer | Non-coincident | 2035 | POE90 | -193.9317 | NA | VIC Red Cliffs (Powercor) 66 kV |  |  | FALSE | #N/A | #N/A | #N/A | #N/A | #N/A | #N/A | #N/A | #N/A | #N/A | #N/A
TRUE | VIC | RCTS66 | Red Cliffs (Powercor) 66 kV | Powercor | Summer | Non-coincident | 2025 | BASEYEARPOE10 | NA | 153.9937 | VIC Red Cliffs (Powercor) 66 kV |  |  | FALSE | #N/A | #N/A | #N/A | #N/A | #N/A | #N/A | #N/A | #N/A | #N/A | #N/A
TRUE | VIC | RCTS66 | Red Cliffs (Powercor) 66 kV | Powercor | Summer | Coincident | 2026 | POE10 | NA | 118.3205 | VIC Red Cliffs (Powercor) 66 kV |  |  | FALSE | #N/A | #N/A | #N/A | #N/A | #N/A | #N/A | #N/A | #N/A | #N/A | #N/A
TRUE | VIC | RCTS66 | Red Cliffs (Powercor) 66 kV | Powercor | Summer | Coincident | 2026 | POE50 | NA | 113.917 | VIC Red Cliffs (Powercor) 66 kV |  |  | FALSE | #N/A | #N/A | #N/A | #N/A | #N/A | #N/A | #N/A | #N/A | #N/A | #N/A
TRUE | VIC | RCTS66 | Red Cliffs (Powercor) 66 kV | Powercor | Summer | Non-coincident | 2026 | POE10 | NA | 129.8166 | VIC Red Cliffs (Powercor) 66 kV |  |  | FALSE | #N/A | #N/A | #N/A | #N/A | #N/A | #N/A | #N/A | #N/A | #N/A | #N/A
TRUE | VIC | RCTS66 | Red Cliffs (Powercor) 66 kV | Powercor | Summer | Coincident | 2027 | POE10 | NA | 115.1047 | VIC Red Cliffs (Powercor) 66 kV |  |  | FALSE | #N/A | #N/A | #N/A | #N/A | #N/A | #N/A | #N/A | #N/A | #N/A | #N/A
TRUE | VIC | RCTS66 | Red Cliffs (Powercor) 66 kV | Powercor | Summer | Coincident | 2027 | POE50 | NA | 110.0483 | VIC Red Cliffs (Powercor) 66 kV |  |  | FALSE | #N/A | #N/A | #N/A | #N/A | #N/A | #N/A | #N/A | #N/A | #N/A | #N/A
TRUE | VIC | RCTS66 | Red Cliffs (Powercor) 66 kV | Powercor | Summer | Non-coincident | 2027 | POE10 | NA | 129.6872 | VIC Red Cliffs (Powercor) 66 kV |  |  | FALSE | #N/A | #N/A | #N/A | #N/A | #N/A | #N/A | #N/A | #N/A | #N/A | #N/A
TRUE | VIC | RCTS66 | Red Cliffs (Powercor) 66 kV | Powercor | Summer | Coincident | 2028 | POE10 | NA | 112.5105 | VIC Red Cliffs (Powercor) 66 kV |  |  | FALSE | #N/A | #N/A | #N/A | #N/A | #N/A | #N/A | #N/A | #N/A | #N/A | #N/A
TRUE | VIC | RCTS66 | Red Cliffs (Powercor) 66 kV | Powercor | Summer | Coincident | 2028 | POE50 | NA | 106.7579 | VIC Red Cliffs (Powercor) 66 kV |  |  | FALSE | #N/A | #N/A | #N/A | #N/A | #N/A | #N/A | #N/A | #N/A | #N/A | #N/A
TRUE | VIC | RCTS66 | Red Cliffs (Powercor) 66 kV | Powercor | Summer | Non-coincident | 2028 | POE10 | NA | 129.9105 | VIC Red Cliffs (Powercor) 66 kV |  |  | FALSE | #N/A | #N/A | #N/A | #N/A | #N/A | #N/A | #N/A | #N/A | #N/A | #N/A
TRUE | VIC | RCTS66 | Red Cliffs (Powercor) 66 kV | Powercor | Summer | Coincident | 2029 | POE10 | NA | 110.6389 | VIC Red Cliffs (Powercor) 66 kV |  |  | FALSE | #N/A | #N/A | #N/A | #N/A | #N/A | #N/A | #N/A | #N/A | #N/A | #N/A
TRUE | VIC | RCTS66 | Red Cliffs (Powercor) 66 kV | Powercor | Summer | Coincident | 2029 | POE50 | NA | 105.0403 | VIC Red Cliffs (Powercor) 66 kV |  |  | FALSE | #N/A | #N/A | #N/A | #N/A | #N/A | #N/A | #N/A | #N/A | #N/A | #N/A
TRUE | VIC | RCTS66 | Red Cliffs (Powercor) 66 kV | Powercor | Summer | Non-coincident | 2029 | POE10 | NA | 130.0937 | VIC Red Cliffs (Powercor) 66 kV |  |  | FALSE | #N/A | #N/A | #N/A | #N/A | #N/A | #N/A | #N/A | #N/A | #N/A | #N/A
TRUE | VIC | RCTS66 | Red Cliffs (Powercor) 66 kV | Powercor | Summer | Coincident | 2030 | POE10 | NA | 109.1735 | VIC Red Cliffs (Powercor) 66 kV |  |  | FALSE | #N/A | #N/A | #N/A | #N/A | #N/A | #N/A | #N/A | #N/A | #N/A | #N/A
TRUE | VIC | RCTS66 | Red Cliffs (Powercor) 66 kV | Powercor | Summer | Coincident | 2030 | POE50 | NA | 103.3207 | VIC Red Cliffs (Powercor) 66 kV |  |  | FALSE | #N/A | #N/A | #N/A | #N/A | #N/A | #N/A | #N/A | #N/A | #N/A | #N/A
TRUE | VIC | RCTS66 | Red Cliffs (Powercor) 66 kV | Powercor | Summer | Non-coincident | 2030 | POE10 | NA | 130.3152 | VIC Red Cliffs (Powercor) 66 kV |  |  | FALSE | #N/A | #N/A | #N/A | #N/A | #N/A | #N/A | #N/A | #N/A | #N/A | #N/A
TRUE | VIC | RCTS66 | Red Cliffs (Powercor) 66 kV | Powercor | Summer | Coincident | 2031 | POE10 | NA | 106.5517 | VIC Red Cliffs (Powercor) 66 kV |  |  | FALSE | #N/A | #N/A | #N/A | #N/A | #N/A | #N/A | #N/A | #N/A | #N/A | #N/A
TRUE | VIC | RCTS66 | Red Cliffs (Powercor) 66 kV | Powercor | Summer | Coincident | 2031 | POE50 | NA | 101.3218 | VIC Red Cliffs (Powercor) 66 kV |  |  | FALSE | #N/A | #N/A | #N/A | #N/A | #N/A | #N/A | #N/A | #N/A | #N/A | #N/A
TRUE | VIC | RCTS66 | Red Cliffs (Powercor) 66 kV | Powercor | Summer | Non-coincident | 2031 | POE10 | NA | 130.5224 | VIC Red Cliffs (Powercor) 66 kV |  |  | FALSE | #N/A | #N/A | #N/A | #N/A | #N/A | #N/A | #N/A | #N/A | #N/A | #N/A
TRUE | VIC | RCTS66 | Red Cliffs (Powercor) 66 kV | Powercor | Summer | Coincident | 2032 | POE10 | NA | 103.5888 | VIC Red Cliffs (Powercor) 66 kV |  |  | FALSE | #N/A | #N/A | #N/A | #N/A | #N/A | #N/A | #N/A | #N/A | #N/A | #N/A
TRUE | VIC | RCTS66 | Red Cliffs (Powercor) 66 kV | Powercor | Summer | Coincident | 2032 | POE50 | NA | 98.3036 | VIC Red Cliffs (Powercor) 66 kV |  |  | FALSE | #N/A | #N/A | #N/A | #N/A | #N/A | #N/A | #N/A | #N/A | #N/A | #N/A
TRUE | VIC | RCTS66 | Red Cliffs (Powercor) 66 kV | Powercor | Summer | Non-coincident | 2032 | POE10 | NA | 130.8401 | VIC Red Cliffs (Powercor) 66 kV |  |  | FALSE | #N/A | #N/A | #N/A | #N/A | #N/A | #N/A | #N/A | #N/A | #N/A | #N/A
TRUE | VIC | RCTS66 | Red Cliffs (Powercor) 66 kV | Powercor | Summer | Coincident | 2033 | POE10 | NA | 101.4222 | VIC Red Cliffs (Powercor) 66 kV |  |  | FALSE | #N/A | #N/A | #N/A | #N/A | #N/A | #N/A | #N/A | #N/A | #N/A | #N/A
TRUE | VIC | RCTS66 | Red Cliffs (Powercor) 66 kV | Powercor | Summer | Coincident | 2033 | POE50 | NA | 95.3501 | VIC Red Cliffs (Powercor) 66 kV |  |  | FALSE | #N/A | #N/A | #N/A | #N/A | #N/A | #N/A | #N/A | #N/A | #N/A | #N/A
TRUE | VIC | RCTS66 | Red Cliffs (Powercor) 66 kV | Powercor | Summer | Non-coincident | 2033 | POE10 | NA | 131.2246 | VIC Red Cliffs (Powercor) 66 kV |  |  | FALSE | #N/A | #N/A | #N/A | #N/A | #N/A | #N/A | #N/A | #N/A | #N/A | #N/A
TRUE | VIC | RCTS66 | Red Cliffs (Powercor) 66 kV | Powercor | Summer | Coincident | 2034 | POE10 | NA | 100.6339 | VIC Red Cliffs (Powercor) 66 kV |  |  | FALSE | #N/A | #N/A | #N/A | #N/A | #N/A | #N/A | #N/A | #N/A | #N/A | #N/A
TRUE | VIC | RCTS66 | Red Cliffs (Powercor) 66 kV | Powercor | Summer | Coincident | 2034 | POE50 | NA | 94.7051 | VIC Red Cliffs (Powercor) 66 kV |  |  | FALSE | #N/A | #N/A | #N/A | #N/A | #N/A | #N/A | #N/A | #N/A | #N/A | #N/A
TRUE | VIC | RCTS66 | Red Cliffs (Powercor) 66 kV | Powercor | Summer | Non-coincident | 2034 | POE10 | NA | 131.6208 | VIC Red Cliffs (Powercor) 66 kV |  |  | FALSE | #N/A | #N/A | #N/A | #N/A | #N/A | #N/A | #N/A | #N/A | #N/A | #N/A
TRUE | VIC | RCTS66 | Red Cliffs (Powercor) 66 kV | Powercor | Summer | Coincident | 2035 | POE10 | NA | 100.2576 | VIC Red Cliffs (Powercor) 66 kV |  |  | FALSE | #N/A | #N/A | #N/A | #N/A | #N/A | #N/A | #N/A | #N/A | #N/A | #N/A
TRUE | VIC | RCTS66 | Red Cliffs (Powercor) 66 kV | Powercor | Summer | Coincident | 2035 | POE50 | NA | 94.3621 | VIC Red Cliffs (Powercor) 66 kV |  |  | FALSE | #N/A | #N/A | #N/A | #N/A | #N/A | #N/A | #N/A | #N/A | #N/A | #N/A
TRUE | VIC | RCTS66 | Red Cliffs (Powercor) 66 kV | Powercor | Summer | Non-coincident | 2035 | POE10 | NA | 131.9867 | VIC Red Cliffs (Powercor) 66 kV |  |  | FALSE | #N/A | #N/A | #N/A | #N/A | #N/A | #N/A | #N/A | #N/A | #N/A | #N/A
TRUE | VIC | RCTS66 | Red Cliffs (Powercor) 66 kV | Powercor | Winter | Coincident | 2018 | ACTUAL_OPG | NA | 73.4665 | VIC Red Cliffs (Powercor) 66 kV |  |  | FALSE | #N/A | #N/A | #N/A | #N/A | #N/A | #N/A | #N/A | #N/A | #N/A | #N/A
TRUE | VIC | RCTS66 | Red Cliffs (Powercor) 66 kV | Powercor | Winter | Coincident | 2018 | ACTUAL_RAW | NA | 73.4665 | VIC Red Cliffs (Powercor) 66 kV |  |  | FALSE | #N/A | #N/A | #N/A | #N/A | #N/A | #N/A | #N/A | #N/A | #N/A | #N/A
TRUE | VIC | RCTS66 | Red Cliffs (Powercor) 66 kV | Powercor | Winter | Non-coincident | 2018 | ACTUAL_RAW | NA | 88.5738 | VIC Red Cliffs (Powercor) 66 kV |  |  | FALSE | #N/A | #N/A | #N/A | #N/A | #N/A | #N/A | #N/A | #N/A | #N/A | #N/A
TRUE | VIC | RCTS66 | Red Cliffs (Powercor) 66 kV | Powercor | Winter | Non-coincident | 2018 | ACTUAL_OPG | NA | 88.5738 | VIC Red Cliffs (Powercor) 66 kV |  |  | FALSE | #N/A | #N/A | #N/A | #N/A | #N/A | #N/A | #N/A | #N/A | #N/A | #N/A
TRUE | VIC | RCTS66 | Red Cliffs (Powercor) 66 kV | Powercor | Winter | Non-coincident | 2018 | ACTUAL_ADJUSTEDOPG | NA | 88.5738 | VIC Red Cliffs (Powercor) 66 kV |  |  | FALSE | #N/A | #N/A | #N/A | #N/A | #N/A | #N/A | #N/A | #N/A | #N/A | #N/A
TRUE | VIC | RCTS66 | Red Cliffs (Powercor) 66 kV | Powercor | Winter | Coincident | 2019 | ACTUAL_OPG | NA | 77.4046 | VIC Red Cliffs (Powercor) 66 kV |  |  | FALSE | #N/A | #N/A | #N/A | #N/A | #N/A | #N/A | #N/A | #N/A | #N/A | #N/A
TRUE | VIC | RCTS66 | Red Cliffs (Powercor) 66 kV | Powercor | Winter | Coincident | 2019 | ACTUAL_RAW | NA | 77.5066 | VIC Red Cliffs (Powercor) 66 kV |  |  | FALSE | #N/A | #N/A | #N/A | #N/A | #N/A | #N/A | #N/A | #N/A | #N/A | #N/A
TRUE | VIC | RCTS66 | Red Cliffs (Powercor) 66 kV | Powercor | Winter | Non-coincident | 2019 | ACTUAL_RAW | NA | 90.1877 | VIC Red Cliffs (Powercor) 66 kV |  |  | FALSE | #N/A | #N/A | #N/A | #N/A | #N/A | #N/A | #N/A | #N/A | #N/A | #N/A
TRUE | VIC | RCTS66 | Red Cliffs (Powercor) 66 kV | Powercor | Winter | Non-coincident | 2019 | ACTUAL_OPG | NA | 90.0917 | VIC Red Cliffs (Powercor) 66 kV |  |  | FALSE | #N/A | #N/A | #N/A | #N/A | #N/A | #N/A | #N/A | #N/A | #N/A | #N/A
TRUE | VIC | RCTS66 | Red Cliffs (Powercor) 66 kV | Powercor | Winter | Non-coincident | 2019 | ACTUAL_ADJUSTEDOPG | NA | 90.0917 | VIC Red Cliffs (Powercor) 66 kV |  |  | FALSE | #N/A | #N/A | #N/A | #N/A | #N/A | #N/A | #N/A | #N/A | #N/A | #N/A
TRUE | VIC | RCTS66 | Red Cliffs (Powercor) 66 kV | Powercor | Winter | Coincident | 2020 | ACTUAL_OPG | NA | 79.2747 | VIC Red Cliffs (Powercor) 66 kV |  |  | FALSE | #N/A | #N/A | #N/A | #N/A | #N/A | #N/A | #N/A | #N/A | #N/A | #N/A
TRUE | VIC | RCTS66 | Red Cliffs (Powercor) 66 kV | Powercor | Winter | Coincident | 2020 | ACTUAL_RAW | NA | 79.4807 | VIC Red Cliffs (Powercor) 66 kV |  |  | FALSE | #N/A | #N/A | #N/A | #N/A | #N/A | #N/A | #N/A | #N/A | #N/A | #N/A
TRUE | VIC | RCTS66 | Red Cliffs (Powercor) 66 kV | Powercor | Winter | Non-coincident | 2020 | ACTUAL_RAW | NA | 91.9757 | VIC Red Cliffs (Powercor) 66 kV |  |  | FALSE | #N/A | #N/A | #N/A | #N/A | #N/A | #N/A | #N/A | #N/A | #N/A | #N/A
TRUE | VIC | RCTS66 | Red Cliffs (Powercor) 66 kV | Powercor | Winter | Non-coincident | 2020 | ACTUAL_OPG | NA | 91.7677 | VIC Red Cliffs (Powercor) 66 kV |  |  | FALSE | #N/A | #N/A | #N/A | #N/A | #N/A | #N/A | #N/A | #N/A | #N/A | #N/A
TRUE | VIC | RCTS66 | Red Cliffs (Powercor) 66 kV | Powercor | Winter | Non-coincident | 2020 | ACTUAL_ADJUSTEDOPG | NA | 91.7677 | VIC Red Cliffs (Powercor) 66 kV |  |  | FALSE | #N/A | #N/A | #N/A | #N/A | #N/A | #N/A | #N/A | #N/A | #N/A | #N/A
TRUE | VIC | RCTS66 | Red Cliffs (Powercor) 66 kV | Powercor | Winter | Coincident | 2021 | ACTUAL_OPG | NA | 82.6041 | VIC Red Cliffs (Powercor) 66 kV |  |  | FALSE | #N/A | #N/A | #N/A | #N/A | #N/A | #N/A | #N/A | #N/A | #N/A | #N/A
TRUE | VIC | RCTS66 | Red Cliffs (Powercor) 66 kV | Powercor | Winter | Coincident | 2021 | ACTUAL_RAW | NA | 82.3007 | VIC Red Cliffs (Powercor) 66 kV |  |  | FALSE | #N/A | #N/A | #N/A | #N/A | #N/A | #N/A | #N/A | #N/A | #N/A | #N/A
TRUE | VIC | RCTS66 | Red Cliffs (Powercor) 66 kV | Powercor | Winter | Non-coincident | 2021 | ACTUAL_RAW | NA | 96.0445 | VIC Red Cliffs (Powercor) 66 kV |  |  | FALSE | #N/A | #N/A | #N/A | #N/A | #N/A | #N/A | #N/A | #N/A | #N/A | #N/A
TRUE | VIC | RCTS66 | Red Cliffs (Powercor) 66 kV | Powercor | Winter | Non-coincident | 2021 | ACTUAL_OPG | NA | 98.5522 | VIC Red Cliffs (Powercor) 66 kV |  |  | FALSE | #N/A | #N/A | #N/A | #N/A | #N/A | #N/A | #N/A | #N/A | #N/A | #N/A
TRUE | VIC | RCTS66 | Red Cliffs (Powercor) 66 kV | Powercor | Winter | Non-coincident | 2021 | ACTUAL_ADJUSTEDOPG | NA | 98.5522 | VIC Red Cliffs (Powercor) 66 kV |  |  | FALSE | #N/A | #N/A | #N/A | #N/A | #N/A | #N/A | #N/A | #N/A | #N/A | #N/A
TRUE | VIC | RCTS66 | Red Cliffs (Powercor) 66 kV | Powercor | Winter | Coincident | 2022 | ACTUAL_OPG | NA | 80.1365 | VIC Red Cliffs (Powercor) 66 kV |  |  | FALSE | #N/A | #N/A | #N/A | #N/A | #N/A | #N/A | #N/A | #N/A | #N/A | #N/A
TRUE | VIC | RCTS66 | Red Cliffs (Powercor) 66 kV | Powercor | Winter | Coincident | 2022 | ACTUAL_RAW | NA | 80.3445 | VIC Red Cliffs (Powercor) 66 kV |  |  | FALSE | #N/A | #N/A | #N/A | #N/A | #N/A | #N/A | #N/A | #N/A | #N/A | #N/A
TRUE | VIC | RCTS66 | Red Cliffs (Powercor) 66 kV | Powercor | Winter | Non-coincident | 2022 | ACTUAL_RAW | NA | 87.7728 | VIC Red Cliffs (Powercor) 66 kV |  |  | FALSE | #N/A | #N/A | #N/A | #N/A | #N/A | #N/A | #N/A | #N/A | #N/A | #N/A
TRUE | VIC | RCTS66 | Red Cliffs (Powercor) 66 kV | Powercor | Winter | Non-coincident | 2022 | ACTUAL_OPG | NA | 88.1121 | VIC Red Cliffs (Powercor) 66 kV |  |  | FALSE | #N/A | #N/A | #N/A | #N/A | #N/A | #N/A | #N/A | #N/A | #N/A | #N/A
TRUE | VIC | RCTS66 | Red Cliffs (Powercor) 66 kV | Powercor | Winter | Non-coincident | 2022 | ACTUAL_ADJUSTEDOPG | NA | 88.1121 | VIC Red Cliffs (Powercor) 66 kV |  |  | FALSE | #N/A | #N/A | #N/A | #N/A | #N/A | #N/A | #N/A | #N/A | #N/A | #N/A
TRUE | VIC | RCTS66 | Red Cliffs (Powercor) 66 kV | Powercor | Winter | Coincident | 2023 | ACTUAL_OPG | NA | 79.124 | VIC Red Cliffs (Powercor) 66 kV |  |  | FALSE | #N/A | #N/A | #N/A | #N/A | #N/A | #N/A | #N/A | #N/A | #N/A | #N/A
TRUE | VIC | RCTS66 | Red Cliffs (Powercor) 66 kV | Powercor | Winter | Coincident | 2023 | ACTUAL_RAW | NA | 79.34 | VIC Red Cliffs (Powercor) 66 kV |  |  | FALSE | #N/A | #N/A | #N/A | #N/A | #N/A | #N/A | #N/A | #N/A | #N/A | #N/A
TRUE | VIC | RCTS66 | Red Cliffs (Powercor) 66 kV | Powercor | Winter | Non-coincident | 2023 | ACTUAL_RAW | NA | 93.6063 | VIC Red Cliffs (Powercor) 66 kV |  |  | FALSE | #N/A | #N/A | #N/A | #N/A | #N/A | #N/A | #N/A | #N/A | #N/A | #N/A
TRUE | VIC | RCTS66 | Red Cliffs (Powercor) 66 kV | Powercor | Winter | Non-coincident | 2023 | ACTUAL_OPG | NA | 93.3983 | VIC Red Cliffs (Powercor) 66 kV |  |  | FALSE | #N/A | #N/A | #N/A | #N/A | #N/A | #N/A | #N/A | #N/A | #N/A | #N/A
TRUE | VIC | RCTS66 | Red Cliffs (Powercor) 66 kV | Powercor | Winter | Non-coincident | 2023 | ACTUAL_ADJUSTEDOPG | NA | 93.3983 | VIC Red Cliffs (Powercor) 66 kV |  |  | FALSE | #N/A | #N/A | #N/A | #N/A | #N/A | #N/A | #N/A | #N/A | #N/A | #N/A
TRUE | VIC | RCTS66 | Red Cliffs (Powercor) 66 kV | Powercor | Winter | Coincident | 2024 | ACTUAL_OPG | NA | 84.5877 | VIC Red Cliffs (Powercor) 66 kV |  |  | FALSE | #N/A | #N/A | #N/A | #N/A | #N/A | #N/A | #N/A | #N/A | #N/A | #N/A
TRUE | VIC | RCTS66 | Red Cliffs (Powercor) 66 kV | Powercor | Winter | Coincident | 2024 | ACTUAL_RAW | NA | 84.5757 | VIC Red Cliffs (Powercor) 66 kV |  |  | FALSE | #N/A | #N/A | #N/A | #N/A | #N/A | #N/A | #N/A | #N/A | #N/A | #N/A
TRUE | VIC | RCTS66 | Red Cliffs (Powercor) 66 kV | Powercor | Winter | Non-coincident | 2024 | ACTUAL_RAW | NA | 94.9939 | VIC Red Cliffs (Powercor) 66 kV |  |  | FALSE | #N/A | #N/A | #N/A | #N/A | #N/A | #N/A | #N/A | #N/A | #N/A | #N/A
TRUE | VIC | RCTS66 | Red Cliffs (Powercor) 66 kV | Powercor | Winter | Non-coincident | 2024 | ACTUAL_OPG | NA | 96.9019 | VIC Red Cliffs (Powercor) 66 kV |  |  | FALSE | #N/A | #N/A | #N/A | #N/A | #N/A | #N/A | #N/A | #N/A | #N/A | #N/A
TRUE | VIC | RCTS66 | Red Cliffs (Powercor) 66 kV | Powercor | Winter | Non-coincident | 2024 | ACTUAL_ADJUSTEDOPG | NA | 96.9019 | VIC Red Cliffs (Powercor) 66 kV |  |  | FALSE | #N/A | #N/A | #N/A | #N/A | #N/A | #N/A | #N/A | #N/A | #N/A | #N/A
TRUE | VIC | RCTS66 | Red Cliffs (Powercor) 66 kV | Powercor | Winter | Coincident | 2025 | POE10 | NA | 81.3221 | VIC Red Cliffs (Powercor) 66 kV |  |  | FALSE | #N/A | #N/A | #N/A | #N/A | #N/A | #N/A | #N/A | #N/A | #N/A | #N/A
TRUE | VIC | RCTS66 | Red Cliffs (Powercor) 66 kV | Powercor | Winter | Coincident | 2025 | POE50 | NA | 79.5713 | VIC Red Cliffs (Powercor) 66 kV |  |  | FALSE | #N/A | #N/A | #N/A | #N/A | #N/A | #N/A | #N/A | #N/A | #N/A | #N/A
TRUE | VIC | RCTS66 | Red Cliffs (Powercor) 66 kV | Powercor | Winter | Non-coincident | 2025 | ACTUAL_RAW | NA | 90.5253 | VIC Red Cliffs (Powercor) 66 kV |  |  | FALSE | #N/A | #N/A | #N/A | #N/A | #N/A | #N/A | #N/A | #N/A | #N/A | #N/A
TRUE | VIC | RCTS66 | Red Cliffs (Powercor) 66 kV | Powercor | Winter | Non-coincident | 2025 | ACTUAL_ADJUSTEDOPG | NA | 94.4833 | VIC Red Cliffs (Powercor) 66 kV |  |  | FALSE | #N/A | #N/A | #N/A | #N/A | #N/A | #N/A | #N/A | #N/A | #N/A | #N/A
TRUE | VIC | RCTS66 | Red Cliffs (Powercor) 66 kV | Powercor | Winter | Non-coincident | 2025 | BASEYEARPOE50 | NA | 92.5263 | VIC Red Cliffs (Powercor) 66 kV |  |  | FALSE | #N/A | #N/A | #N/A | #N/A | #N/A | #N/A | #N/A | #N/A | #N/A | #N/A
TRUE | VIC | RCTS66 | Red Cliffs (Powercor) 66 kV | Powercor | Winter | Non-coincident | 2025 | BASEYEARPOE10 | NA | 95.3662 | VIC Red Cliffs (Powercor) 66 kV |  |  | FALSE | #N/A | #N/A | #N/A | #N/A | #N/A | #N/A | #N/A | #N/A | #N/A | #N/A
TRUE | VIC | RCTS66 | Red Cliffs (Powercor) 66 kV | Powercor | Winter | Non-coincident | 2025 | POE10 | NA | 97.0374 | VIC Red Cliffs (Powercor) 66 kV |  |  | FALSE | #N/A | #N/A | #N/A | #N/A | #N/A | #N/A | #N/A | #N/A | #N/A | #N/A
TRUE | VIC | RCTS66 | Red Cliffs (Powercor) 66 kV | Powercor | Winter | Non-coincident | 2025 | POE50 | NA | 92.6112 | VIC Red Cliffs (Powercor) 66 kV |  |  | FALSE | #N/A | #N/A | #N/A | #N/A | #N/A | #N/A | #N/A | #N/A | #N/A | #N/A
TRUE | VIC | RCTS66 | Red Cliffs (Powercor) 66 kV | Powercor | Winter | Coincident | 2026 | POE10 | NA | 81.0905 | VIC Red Cliffs (Powercor) 66 kV |  |  | FALSE | #N/A | #N/A | #N/A | #N/A | #N/A | #N/A | #N/A | #N/A | #N/A | #N/A
TRUE | VIC | RCTS66 | Red Cliffs (Powercor) 66 kV | Powercor | Winter | Coincident | 2026 | POE50 | NA | 79.2744 | VIC Red Cliffs (Powercor) 66 kV |  |  | FALSE | #N/A | #N/A | #N/A | #N/A | #N/A | #N/A | #N/A | #N/A | #N/A | #N/A
TRUE | VIC | RCTS66 | Red Cliffs (Powercor) 66 kV | Powercor | Winter | Non-coincident | 2026 | POE10 | NA | 100.2309 | VIC Red Cliffs (Powercor) 66 kV |  |  | FALSE | #N/A | #N/A | #N/A | #N/A | #N/A | #N/A | #N/A | #N/A | #N/A | #N/A
TRUE | VIC | RCTS66 | Red Cliffs (Powercor) 66 kV | Powercor | Winter | Non-coincident | 2026 | POE50 | NA | 95.9442 | VIC Red Cliffs (Powercor) 66 kV |  |  | FALSE | #N/A | #N/A | #N/A | #N/A | #N/A | #N/A | #N/A | #N/A | #N/A | #N/A
TRUE | VIC | RCTS66 | Red Cliffs (Powercor) 66 kV | Powercor | Winter | Coincident | 2027 | POE10 | NA | 78.4061 | VIC Red Cliffs (Powercor) 66 kV |  |  | FALSE | #N/A | #N/A | #N/A | #N/A | #N/A | #N/A | #N/A | #N/A | #N/A | #N/A
TRUE | VIC | RCTS66 | Red Cliffs (Powercor) 66 kV | Powercor | Winter | Coincident | 2027 | POE50 | NA | 76.457 | VIC Red Cliffs (Powercor) 66 kV |  |  | FALSE | #N/A | #N/A | #N/A | #N/A | #N/A | #N/A | #N/A | #N/A | #N/A | #N/A
TRUE | VIC | RCTS66 | Red Cliffs (Powercor) 66 kV | Powercor | Winter | Non-coincident | 2027 | POE10 | NA | 100.5191 | VIC Red Cliffs (Powercor) 66 kV |  |  | FALSE | #N/A | #N/A | #N/A | #N/A | #N/A | #N/A | #N/A | #N/A | #N/A | #N/A
TRUE | VIC | RCTS66 | Red Cliffs (Powercor) 66 kV | Powercor | Winter | Non-coincident | 2027 | POE50 | NA | 96.2856 | VIC Red Cliffs (Powercor) 66 kV |  |  | FALSE | #N/A | #N/A | #N/A | #N/A | #N/A | #N/A | #N/A | #N/A | #N/A | #N/A
TRUE | VIC | RCTS66 | Red Cliffs (Powercor) 66 kV | Powercor | Winter | Coincident | 2028 | POE10 | NA | 77.2081 | VIC Red Cliffs (Powercor) 66 kV |  |  | FALSE | #N/A | #N/A | #N/A | #N/A | #N/A | #N/A | #N/A | #N/A | #N/A | #N/A
TRUE | VIC | RCTS66 | Red Cliffs (Powercor) 66 kV | Powercor | Winter | Coincident | 2028 | POE50 | NA | 75.3524 | VIC Red Cliffs (Powercor) 66 kV |  |  | FALSE | #N/A | #N/A | #N/A | #N/A | #N/A | #N/A | #N/A | #N/A | #N/A | #N/A
TRUE | VIC | RCTS66 | Red Cliffs (Powercor) 66 kV | Powercor | Winter | Non-coincident | 2028 | POE10 | NA | 100.845 | VIC Red Cliffs (Powercor) 66 kV |  |  | FALSE | #N/A | #N/A | #N/A | #N/A | #N/A | #N/A | #N/A | #N/A | #N/A | #N/A
TRUE | VIC | RCTS66 | Red Cliffs (Powercor) 66 kV | Powercor | Winter | Non-coincident | 2028 | POE50 | NA | 96.6813 | VIC Red Cliffs (Powercor) 66 kV |  |  | FALSE | #N/A | #N/A | #N/A | #N/A | #N/A | #N/A | #N/A | #N/A | #N/A | #N/A
TRUE | VIC | RCTS66 | Red Cliffs (Powercor) 66 kV | Powercor | Winter | Coincident | 2029 | POE10 | NA | 76.6077 | VIC Red Cliffs (Powercor) 66 kV |  |  | FALSE | #N/A | #N/A | #N/A | #N/A | #N/A | #N/A | #N/A | #N/A | #N/A | #N/A
TRUE | VIC | RCTS66 | Red Cliffs (Powercor) 66 kV | Powercor | Winter | Coincident | 2029 | POE50 | NA | 74.797 | VIC Red Cliffs (Powercor) 66 kV |  |  | FALSE | #N/A | #N/A | #N/A | #N/A | #N/A | #N/A | #N/A | #N/A | #N/A | #N/A
TRUE | VIC | RCTS66 | Red Cliffs (Powercor) 66 kV | Powercor | Winter | Non-coincident | 2029 | POE10 | NA | 101.2199 | VIC Red Cliffs (Powercor) 66 kV |  |  | FALSE | #N/A | #N/A | #N/A | #N/A | #N/A | #N/A | #N/A | #N/A | #N/A | #N/A
TRUE | VIC | RCTS66 | Red Cliffs (Powercor) 66 kV | Powercor | Winter | Non-coincident | 2029 | POE50 | NA | 97.1209 | VIC Red Cliffs (Powercor) 66 kV |  |  | FALSE | #N/A | #N/A | #N/A | #N/A | #N/A | #N/A | #N/A | #N/A | #N/A | #N/A
TRUE | VIC | RCTS66 | Red Cliffs (Powercor) 66 kV | Powercor | Winter | Coincident | 2030 | POE10 | NA | 75.8969 | VIC Red Cliffs (Powercor) 66 kV |  |  | FALSE | #N/A | #N/A | #N/A | #N/A | #N/A | #N/A | #N/A | #N/A | #N/A | #N/A
TRUE | VIC | RCTS66 | Red Cliffs (Powercor) 66 kV | Powercor | Winter | Coincident | 2030 | POE50 | NA | 74.0917 | VIC Red Cliffs (Powercor) 66 kV |  |  | FALSE | #N/A | #N/A | #N/A | #N/A | #N/A | #N/A | #N/A | #N/A | #N/A | #N/A
TRUE | VIC | RCTS66 | Red Cliffs (Powercor) 66 kV | Powercor | Winter | Non-coincident | 2030 | POE10 | NA | 101.6499 | VIC Red Cliffs (Powercor) 66 kV |  |  | FALSE | #N/A | #N/A | #N/A | #N/A | #N/A | #N/A | #N/A | #N/A | #N/A | #N/A
TRUE | VIC | RCTS66 | Red Cliffs (Powercor) 66 kV | Powercor | Winter | Non-coincident | 2030 | POE50 | NA | 97.5762 | VIC Red Cliffs (Powercor) 66 kV |  |  | FALSE | #N/A | #N/A | #N/A | #N/A | #N/A | #N/A | #N/A | #N/A | #N/A | #N/A
TRUE | VIC | RCTS66 | Red Cliffs (Powercor) 66 kV | Powercor | Winter | Coincident | 2031 | POE10 | NA | 75.3086 | VIC Red Cliffs (Powercor) 66 kV |  |  | FALSE | #N/A | #N/A | #N/A | #N/A | #N/A | #N/A | #N/A | #N/A | #N/A | #N/A
TRUE | VIC | RCTS66 | Red Cliffs (Powercor) 66 kV | Powercor | Winter | Coincident | 2031 | POE50 | NA | 73.5251 | VIC Red Cliffs (Powercor) 66 kV |  |  | FALSE | #N/A | #N/A | #N/A | #N/A | #N/A | #N/A | #N/A | #N/A | #N/A | #N/A
TRUE | VIC | RCTS66 | Red Cliffs (Powercor) 66 kV | Powercor | Winter | Non-coincident | 2031 | POE10 | NA | 102.0957 | VIC Red Cliffs (Powercor) 66 kV |  |  | FALSE | #N/A | #N/A | #N/A | #N/A | #N/A | #N/A | #N/A | #N/A | #N/A | #N/A
TRUE | VIC | RCTS66 | Red Cliffs (Powercor) 66 kV | Powercor | Winter | Non-coincident | 2031 | POE50 | NA | 98.0311 | VIC Red Cliffs (Powercor) 66 kV |  |  | FALSE | #N/A | #N/A | #N/A | #N/A | #N/A | #N/A | #N/A | #N/A | #N/A | #N/A
TRUE | VIC | RCTS66 | Red Cliffs (Powercor) 66 kV | Powercor | Winter | Coincident | 2032 | POE10 | NA | 74.0961 | VIC Red Cliffs (Powercor) 66 kV |  |  | FALSE | #N/A | #N/A | #N/A | #N/A | #N/A | #N/A | #N/A | #N/A | #N/A | #N/A
TRUE | VIC | RCTS66 | Red Cliffs (Powercor) 66 kV | Powercor | Winter | Coincident | 2032 | POE50 | NA | 72.2093 | VIC Red Cliffs (Powercor) 66 kV |  |  | FALSE | #N/A | #N/A | #N/A | #N/A | #N/A | #N/A | #N/A | #N/A | #N/A | #N/A
TRUE | VIC | RCTS66 | Red Cliffs (Powercor) 66 kV | Powercor | Winter | Non-coincident | 2032 | POE10 | NA | 102.5496 | VIC Red Cliffs (Powercor) 66 kV |  |  | FALSE | #N/A | #N/A | #N/A | #N/A | #N/A | #N/A | #N/A | #N/A | #N/A | #N/A
TRUE | VIC | RCTS66 | Red Cliffs (Powercor) 66 kV | Powercor | Winter | Non-coincident | 2032 | POE50 | NA | 98.4782 | VIC Red Cliffs (Powercor) 66 kV |  |  | FALSE | #N/A | #N/A | #N/A | #N/A | #N/A | #N/A | #N/A | #N/A | #N/A | #N/A
TRUE | VIC | RCTS66 | Red Cliffs (Powercor) 66 kV | Powercor | Winter | Coincident | 2033 | POE10 | NA | 72.5715 | VIC Red Cliffs (Powercor) 66 kV |  |  | FALSE | #N/A | #N/A | #N/A | #N/A | #N/A | #N/A | #N/A | #N/A | #N/A | #N/A
TRUE | VIC | RCTS66 | Red Cliffs (Powercor) 66 kV | Powercor | Winter | Coincident | 2033 | POE50 | NA | 70.7365 | VIC Red Cliffs (Powercor) 66 kV |  |  | FALSE | #N/A | #N/A | #N/A | #N/A | #N/A | #N/A | #N/A | #N/A | #N/A | #N/A
TRUE | VIC | RCTS66 | Red Cliffs (Powercor) 66 kV | Powercor | Winter | Non-coincident | 2033 | POE10 | NA | 102.9958 | VIC Red Cliffs (Powercor) 66 kV |  |  | FALSE | #N/A | #N/A | #N/A | #N/A | #N/A | #N/A | #N/A | #N/A | #N/A | #N/A
TRUE | VIC | RCTS66 | Red Cliffs (Powercor) 66 kV | Powercor | Winter | Non-coincident | 2033 | POE50 | NA | 98.9219 | VIC Red Cliffs (Powercor) 66 kV |  |  | FALSE | #N/A | #N/A | #N/A | #N/A | #N/A | #N/A | #N/A | #N/A | #N/A | #N/A
TRUE | VIC | RCTS66 | Red Cliffs (Powercor) 66 kV | Powercor | Winter | Coincident | 2034 | POE10 | NA | 72.3487 | VIC Red Cliffs (Powercor) 66 kV |  |  | FALSE | #N/A | #N/A | #N/A | #N/A | #N/A | #N/A | #N/A | #N/A | #N/A | #N/A
TRUE | VIC | RCTS66 | Red Cliffs (Powercor) 66 kV | Powercor | Winter | Coincident | 2034 | POE50 | NA | 70.5621 | VIC Red Cliffs (Powercor) 66 kV |  |  | FALSE | #N/A | #N/A | #N/A | #N/A | #N/A | #N/A | #N/A | #N/A | #N/A | #N/A
TRUE | VIC | RCTS66 | Red Cliffs (Powercor) 66 kV | Powercor | Winter | Non-coincident | 2034 | POE10 | NA | 103.4269 | VIC Red Cliffs (Powercor) 66 kV |  |  | FALSE | #N/A | #N/A | #N/A | #N/A | #N/A | #N/A | #N/A | #N/A | #N/A | #N/A
TRUE | VIC | RCTS66 | Red Cliffs (Powercor) 66 kV | Powercor | Winter | Non-coincident | 2034 | POE50 | NA | 99.3619 | VIC Red Cliffs (Powercor) 66 kV |  |  | FALSE | #N/A | #N/A | #N/A | #N/A | #N/A | #N/A | #N/A | #N/A | #N/A | #N/A
TRUE | VIC | RTS22C | Richmond (CitiPower) 22kV | Citipower | Shoulder | Coincident | 2019 | ACTUAL_OPG | 8.4789 | NA | VIC Richmond (CitiPower) 22kV |  |  | FALSE | #N/A | #N/A | #N/A | #N/A | #N/A | #N/A | #N/A | #N/A | #N/A | #N/A
TRUE | VIC | RTS22C | Richmond (CitiPower) 22kV | Citipower | Shoulder | Coincident | 2019 | ACTUAL_RAW | 8.4789 | NA | VIC Richmond (CitiPower) 22kV |  |  | FALSE | #N/A | #N/A | #N/A | #N/A | #N/A | #N/A | #N/A | #N/A | #N/A | #N/A
TRUE | VIC | RTS22C | Richmond (CitiPower) 22kV | Citipower | Shoulder | Non-coincident | 2019 | ACTUAL_RAW | 7.7956 | NA | VIC Richmond (CitiPower) 22kV |  |  | FALSE | #N/A | #N/A | #N/A | #N/A | #N/A | #N/A | #N/A | #N/A | #N/A | #N/A
TRUE | VIC | RTS22C | Richmond (CitiPower) 22kV | Citipower | Shoulder | Non-coincident | 2019 | ACTUAL_OPG | 7.7956 | NA | VIC Richmond (CitiPower) 22kV |  |  | FALSE | #N/A | #N/A | #N/A | #N/A | #N/A | #N/A | #N/A | #N/A | #N/A | #N/A
TRUE | VIC | RTS22C | Richmond (CitiPower) 22kV | Citipower | Shoulder | Non-coincident | 2019 | ACTUAL_ADJUSTEDOPG | 7.7956 | NA | VIC Richmond (CitiPower) 22kV |  |  | FALSE | #N/A | #N/A | #N/A | #N/A | #N/A | #N/A | #N/A | #N/A | #N/A | #N/A
TRUE | VIC | RTS22C | Richmond (CitiPower) 22kV | Citipower | Shoulder | Coincident | 2020 | ACTUAL_OPG | 15.4851 | NA | VIC Richmond (CitiPower) 22kV |  |  | FALSE | #N/A | #N/A | #N/A | #N/A | #N/A | #N/A | #N/A | #N/A | #N/A | #N/A
TRUE | VIC | RTS22C | Richmond (CitiPower) 22kV | Citipower | Shoulder | Coincident | 2020 | ACTUAL_RAW | 15.4851 | NA | VIC Richmond (CitiPower) 22kV |  |  | FALSE | #N/A | #N/A | #N/A | #N/A | #N/A | #N/A | #N/A | #N/A | #N/A | #N/A
TRUE | VIC | RTS22C | Richmond (CitiPower) 22kV | Citipower | Shoulder | Non-coincident | 2020 | ACTUAL_RAW | 7.2982 | NA | VIC Richmond (CitiPower) 22kV |  |  | FALSE | #N/A | #N/A | #N/A | #N/A | #N/A | #N/A | #N/A | #N/A | #N/A | #N/A
TRUE | VIC | RTS22C | Richmond (CitiPower) 22kV | Citipower | Shoulder | Non-coincident | 2020 | ACTUAL_OPG | 7.2982 | NA | VIC Richmond (CitiPower) 22kV |  |  | FALSE | #N/A | #N/A | #N/A | #N/A | #N/A | #N/A | #N/A | #N/A | #N/A | #N/A
TRUE | VIC | RTS22C | Richmond (CitiPower) 22kV | Citipower | Shoulder | Non-coincident | 2020 | ACTUAL_ADJUSTEDOPG | 7.2982 | NA | VIC Richmond (CitiPower) 22kV |  |  | FALSE | #N/A | #N/A | #N/A | #N/A | #N/A | #N/A | #N/A | #N/A | #N/A | #N/A
TRUE | VIC | RTS22C | Richmond (CitiPower) 22kV | Citipower | Shoulder | Coincident | 2021 | ACTUAL_OPG | 15.2322 | NA | VIC Richmond (CitiPower) 22kV |  |  | FALSE | #N/A | #N/A | #N/A | #N/A | #N/A | #N/A | #N/A | #N/A | #N/A | #N/A
TRUE | VIC | RTS22C | Richmond (CitiPower) 22kV | Citipower | Shoulder | Coincident | 2021 | ACTUAL_RAW | 15.2322 | NA | VIC Richmond (CitiPower) 22kV |  |  | FALSE | #N/A | #N/A | #N/A | #N/A | #N/A | #N/A | #N/A | #N/A | #N/A | #N/A
TRUE | VIC | RTS22C | Richmond (CitiPower) 22kV | Citipower | Shoulder | Non-coincident | 2021 | ACTUAL_RAW | 7.3158 | NA | VIC Richmond (CitiPower) 22kV |  |  | FALSE | #N/A | #N/A | #N/A | #N/A | #N/A | #N/A | #N/A | #N/A | #N/A | #N/A
TRUE | VIC | RTS22C | Richmond (CitiPower) 22kV | Citipower | Shoulder | Non-coincident | 2021 | ACTUAL_OPG | 7.3158 | NA | VIC Richmond (CitiPower) 22kV |  |  | FALSE | #N/A | #N/A | #N/A | #N/A | #N/A | #N/A | #N/A | #N/A | #N/A | #N/A
TRUE | VIC | RTS22C | Richmond (CitiPower) 22kV | Citipower | Shoulder | Non-coincident | 2021 | ACTUAL_ADJUSTEDOPG | 7.3158 | NA | VIC Richmond (CitiPower) 22kV |  |  | FALSE | #N/A | #N/A | #N/A | #N/A | #N/A | #N/A | #N/A | #N/A | #N/A | #N/A
TRUE | VIC | RTS22C | Richmond (CitiPower) 22kV | Citipower | Shoulder | Coincident | 2022 | ACTUAL_OPG | 13.7419 | NA | VIC Richmond (CitiPower) 22kV |  |  | FALSE | #N/A | #N/A | #N/A | #N/A | #N/A | #N/A | #N/A | #N/A | #N/A | #N/A
TRUE | VIC | RTS22C | Richmond (CitiPower) 22kV | Citipower | Shoulder | Coincident | 2022 | ACTUAL_RAW | 13.7419 | NA | VIC Richmond (CitiPower) 22kV |  |  | FALSE | #N/A | #N/A | #N/A | #N/A | #N/A | #N/A | #N/A | #N/A | #N/A | #N/A
TRUE | VIC | RTS22C | Richmond (CitiPower) 22kV | Citipower | Shoulder | Non-coincident | 2022 | ACTUAL_RAW | 6.0156 | NA | VIC Richmond (CitiPower) 22kV |  |  | FALSE | #N/A | #N/A | #N/A | #N/A | #N/A | #N/A | #N/A | #N/A | #N/A | #N/A
TRUE | VIC | RTS22C | Richmond (CitiPower) 22kV | Citipower | Shoulder | Non-coincident | 2022 | ACTUAL_OPG | 6.0156 | NA | VIC Richmond (CitiPower) 22kV |  |  | FALSE | #N/A | #N/A | #N/A | #N/A | #N/A | #N/A | #N/A | #N/A | #N/A | #N/A
TRUE | VIC | RTS22C | Richmond (CitiPower) 22kV | Citipower | Shoulder | Non-coincident | 2022 | ACTUAL_ADJUSTEDOPG | 6.0156 | NA | VIC Richmond (CitiPower) 22kV |  |  | FALSE | #N/A | #N/A | #N/A | #N/A | #N/A | #N/A | #N/A | #N/A | #N/A | #N/A
TRUE | VIC | RTS22C | Richmond (CitiPower) 22kV | Citipower | Shoulder | Coincident | 2023 | ACTUAL_OPG | 13.7118 | NA | VIC Richmond (CitiPower) 22kV |  |  | FALSE | #N/A | #N/A | #N/A | #N/A | #N/A | #N/A | #N/A | #N/A | #N/A | #N/A
TRUE | VIC | RTS22C | Richmond (CitiPower) 22kV | Citipower | Shoulder | Coincident | 2023 | ACTUAL_RAW | 13.7118 | NA | VIC Richmond (CitiPower) 22kV |  |  | FALSE | #N/A | #N/A | #N/A | #N/A | #N/A | #N/A | #N/A | #N/A | #N/A | #N/A
TRUE | VIC | RTS22C | Richmond (CitiPower) 22kV | Citipower | Shoulder | Non-coincident | 2023 | ACTUAL_RAW | 6.1314 | NA | VIC Richmond (CitiPower) 22kV |  |  | FALSE | #N/A | #N/A | #N/A | #N/A | #N/A | #N/A | #N/A | #N/A | #N/A | #N/A
TRUE | VIC | RTS22C | Richmond (CitiPower) 22kV | Citipower | Shoulder | Non-coincident | 2023 | ACTUAL_OPG | 6.1314 | NA | VIC Richmond (CitiPower) 22kV |  |  | FALSE | #N/A | #N/A | #N/A | #N/A | #N/A | #N/A | #N/A | #N/A | #N/A | #N/A
TRUE | VIC | RTS22C | Richmond (CitiPower) 22kV | Citipower | Shoulder | Non-coincident | 2023 | ACTUAL_ADJUSTEDOPG | 6.1314 | NA | VIC Richmond (CitiPower) 22kV |  |  | FALSE | #N/A | #N/A | #N/A | #N/A | #N/A | #N/A | #N/A | #N/A | #N/A | #N/A
TRUE | VIC | RTS22C | Richmond (CitiPower) 22kV | Citipower | Shoulder | Coincident | 2024 | ACTUAL_OPG | 15.1754 | NA | VIC Richmond (CitiPower) 22kV |  |  | FALSE | #N/A | #N/A | #N/A | #N/A | #N/A | #N/A | #N/A | #N/A | #N/A | #N/A
TRUE | VIC | RTS22C | Richmond (CitiPower) 22kV | Citipower | Shoulder | Coincident | 2024 | ACTUAL_RAW | 15.1754 | NA | VIC Richmond (CitiPower) 22kV |  |  | FALSE | #N/A | #N/A | #N/A | #N/A | #N/A | #N/A | #N/A | #N/A | #N/A | #N/A
TRUE | VIC | RTS22C | Richmond (CitiPower) 22kV | Citipower | Shoulder | Non-coincident | 2024 | ACTUAL_RAW | 6.6488 | NA | VIC Richmond (CitiPower) 22kV |  |  | FALSE | #N/A | #N/A | #N/A | #N/A | #N/A | #N/A | #N/A | #N/A | #N/A | #N/A
TRUE | VIC | RTS22C | Richmond (CitiPower) 22kV | Citipower | Shoulder | Non-coincident | 2024 | ACTUAL_OPG | 6.6488 | NA | VIC Richmond (CitiPower) 22kV |  |  | FALSE | #N/A | #N/A | #N/A | #N/A | #N/A | #N/A | #N/A | #N/A | #N/A | #N/A
TRUE | VIC | RTS22C | Richmond (CitiPower) 22kV | Citipower | Shoulder | Non-coincident | 2024 | ACTUAL_ADJUSTEDOPG | 6.6488 | NA | VIC Richmond (CitiPower) 22kV |  |  | FALSE | #N/A | #N/A | #N/A | #N/A | #N/A | #N/A | #N/A | #N/A | #N/A | #N/A
TRUE | VIC | RTS22C | Richmond (CitiPower) 22kV | Citipower | Shoulder | Coincident | 2025 | ACTUAL_OPG | 17.7899 | NA | VIC Richmond (CitiPower) 22kV |  |  | FALSE | #N/A | #N/A | #N/A | #N/A | #N/A | #N/A | #N/A | #N/A | #N/A | #N/A
TRUE | VIC | RTS22C | Richmond (CitiPower) 22kV | Citipower | Shoulder | Coincident | 2025 | ACTUAL_RAW | 17.7899 | NA | VIC Richmond (CitiPower) 22kV |  |  | FALSE | #N/A | #N/A | #N/A | #N/A | #N/A | #N/A | #N/A | #N/A | #N/A | #N/A
TRUE | VIC | RTS22C | Richmond (CitiPower) 22kV | Citipower | Shoulder | Non-coincident | 2025 | ACTUAL_RAW | 6.8716 | NA | VIC Richmond (CitiPower) 22kV |  |  | FALSE | #N/A | #N/A | #N/A | #N/A | #N/A | #N/A | #N/A | #N/A | #N/A | #N/A
TRUE | VIC | RTS22C | Richmond (CitiPower) 22kV | Citipower | Shoulder | Non-coincident | 2025 | ACTUAL_OPG | 6.8716 | NA | VIC Richmond (CitiPower) 22kV |  |  | FALSE | #N/A | #N/A | #N/A | #N/A | #N/A | #N/A | #N/A | #N/A | #N/A | #N/A
TRUE | VIC | RTS22C | Richmond (CitiPower) 22kV | Citipower | Shoulder | Non-coincident | 2025 | ACTUAL_ADJUSTEDOPG | 6.8716 | NA | VIC Richmond (CitiPower) 22kV |  |  | FALSE | #N/A | #N/A | #N/A | #N/A | #N/A | #N/A | #N/A | #N/A | #N/A | #N/A
TRUE | VIC | RTS22C | Richmond (CitiPower) 22kV | Citipower | Shoulder | Non-coincident | 2025 | BASEYEARPOE90 | 5.8633 | NA | VIC Richmond (CitiPower) 22kV |  |  | FALSE | #N/A | #N/A | #N/A | #N/A | #N/A | #N/A | #N/A | #N/A | #N/A | #N/A
TRUE | VIC | RTS22C | Richmond (CitiPower) 22kV | Citipower | Shoulder | Non-coincident | 2025 | BASEYEARPOE50 | 6.0706 | NA | VIC Richmond (CitiPower) 22kV |  |  | FALSE | #N/A | #N/A | #N/A | #N/A | #N/A | #N/A | #N/A | #N/A | #N/A | #N/A
TRUE | VIC | RTS22C | Richmond (CitiPower) 22kV | Citipower | Shoulder | Coincident_unreconciled | 2026 | POE50 | 14.0019 | NA | VIC Richmond (CitiPower) 22kV |  |  | FALSE | #N/A | #N/A | #N/A | #N/A | #N/A | #N/A | #N/A | #N/A | #N/A | #N/A
TRUE | VIC | RTS22C | Richmond (CitiPower) 22kV | Citipower | Shoulder | Coincident_unreconciled | 2026 | POE90 | 13.3346 | NA | VIC Richmond (CitiPower) 22kV |  |  | FALSE | #N/A | #N/A | #N/A | #N/A | #N/A | #N/A | #N/A | #N/A | #N/A | #N/A
TRUE | VIC | RTS22C | Richmond (CitiPower) 22kV | Citipower | Shoulder | Non-coincident | 2026 | POE50 | 6.1258 | NA | VIC Richmond (CitiPower) 22kV |  |  | FALSE | #N/A | #N/A | #N/A | #N/A | #N/A | #N/A | #N/A | #N/A | #N/A | #N/A
TRUE | VIC | RTS22C | Richmond (CitiPower) 22kV | Citipower | Shoulder | Non-coincident | 2026 | POE90 | 5.9169 | NA | VIC Richmond (CitiPower) 22kV |  |  | FALSE | #N/A | #N/A | #N/A | #N/A | #N/A | #N/A | #N/A | #N/A | #N/A | #N/A
TRUE | VIC | RTS22C | Richmond (CitiPower) 22kV | Citipower | Shoulder | Coincident_unreconciled | 2027 | POE50 | 13.3795 | NA | VIC Richmond (CitiPower) 22kV |  |  | FALSE | #N/A | #N/A | #N/A | #N/A | #N/A | #N/A | #N/A | #N/A | #N/A | #N/A
TRUE | VIC | RTS22C | Richmond (CitiPower) 22kV | Citipower | Shoulder | Coincident_unreconciled | 2027 | POE90 | 12.7074 | NA | VIC Richmond (CitiPower) 22kV |  |  | FALSE | #N/A | #N/A | #N/A | #N/A | #N/A | #N/A | #N/A | #N/A | #N/A | #N/A
TRUE | VIC | RTS22C | Richmond (CitiPower) 22kV | Citipower | Shoulder | Non-coincident | 2027 | POE50 | 6.1851 | NA | VIC Richmond (CitiPower) 22kV |  |  | FALSE | #N/A | #N/A | #N/A | #N/A | #N/A | #N/A | #N/A | #N/A | #N/A | #N/A
TRUE | VIC | RTS22C | Richmond (CitiPower) 22kV | Citipower | Shoulder | Non-coincident | 2027 | POE90 | 5.9746 | NA | VIC Richmond (CitiPower) 22kV |  |  | FALSE | #N/A | #N/A | #N/A | #N/A | #N/A | #N/A | #N/A | #N/A | #N/A | #N/A
TRUE | VIC | RTS22C | Richmond (CitiPower) 22kV | Citipower | Shoulder | Coincident_unreconciled | 2028 | POE50 | 12.6505 | NA | VIC Richmond (CitiPower) 22kV |  |  | FALSE | #N/A | #N/A | #N/A | #N/A | #N/A | #N/A | #N/A | #N/A | #N/A | #N/A
TRUE | VIC | RTS22C | Richmond (CitiPower) 22kV | Citipower | Shoulder | Coincident_unreconciled | 2028 | POE90 | 11.974 | NA | VIC Richmond (CitiPower) 22kV |  |  | FALSE | #N/A | #N/A | #N/A | #N/A | #N/A | #N/A | #N/A | #N/A | #N/A | #N/A
TRUE | VIC | RTS22C | Richmond (CitiPower) 22kV | Citipower | Shoulder | Non-coincident | 2028 | POE50 | 6.2547 | NA | VIC Richmond (CitiPower) 22kV |  |  | FALSE | #N/A | #N/A | #N/A | #N/A | #N/A | #N/A | #N/A | #N/A | #N/A | #N/A
TRUE | VIC | RTS22C | Richmond (CitiPower) 22kV | Citipower | Shoulder | Non-coincident | 2028 | POE90 | 6.0428 | NA | VIC Richmond (CitiPower) 22kV |  |  | FALSE | #N/A | #N/A | #N/A | #N/A | #N/A | #N/A | #N/A | #N/A | #N/A | #N/A
TRUE | VIC | RTS22C | Richmond (CitiPower) 22kV | Citipower | Shoulder | Coincident_unreconciled | 2029 | POE50 | 12.0221 | NA | VIC Richmond (CitiPower) 22kV |  |  | FALSE | #N/A | #N/A | #N/A | #N/A | #N/A | #N/A | #N/A | #N/A | #N/A | #N/A
TRUE | VIC | RTS22C | Richmond (CitiPower) 22kV | Citipower | Shoulder | Coincident_unreconciled | 2029 | POE90 | 11.3411 | NA | VIC Richmond (CitiPower) 22kV |  |  | FALSE | #N/A | #N/A | #N/A | #N/A | #N/A | #N/A | #N/A | #N/A | #N/A | #N/A
TRUE | VIC | RTS22C | Richmond (CitiPower) 22kV | Citipower | Shoulder | Non-coincident | 2029 | POE50 | 6.3419 | NA | VIC Richmond (CitiPower) 22kV |  |  | FALSE | #N/A | #N/A | #N/A | #N/A | #N/A | #N/A | #N/A | #N/A | #N/A | #N/A
TRUE | VIC | RTS22C | Richmond (CitiPower) 22kV | Citipower | Shoulder | Non-coincident | 2029 | POE90 | 6.1287 | NA | VIC Richmond (CitiPower) 22kV |  |  | FALSE | #N/A | #N/A | #N/A | #N/A | #N/A | #N/A | #N/A | #N/A | #N/A | #N/A
TRUE | VIC | RTS22C | Richmond (CitiPower) 22kV | Citipower | Shoulder | Coincident_unreconciled | 2030 | POE50 | 11.4397 | NA | VIC Richmond (CitiPower) 22kV |  |  | FALSE | #N/A | #N/A | #N/A | #N/A | #N/A | #N/A | #N/A | #N/A | #N/A | #N/A
TRUE | VIC | RTS22C | Richmond (CitiPower) 22kV | Citipower | Shoulder | Coincident_unreconciled | 2030 | POE90 | 10.7543 | NA | VIC Richmond (CitiPower) 22kV |  |  | FALSE | #N/A | #N/A | #N/A | #N/A | #N/A | #N/A | #N/A | #N/A | #N/A | #N/A
TRUE | VIC | RTS22C | Richmond (CitiPower) 22kV | Citipower | Shoulder | Non-coincident | 2030 | POE50 | 6.4506 | NA | VIC Richmond (CitiPower) 22kV |  |  | FALSE | #N/A | #N/A | #N/A | #N/A | #N/A | #N/A | #N/A | #N/A | #N/A | #N/A
TRUE | VIC | RTS22C | Richmond (CitiPower) 22kV | Citipower | Shoulder | Non-coincident | 2030 | POE90 | 6.236 | NA | VIC Richmond (CitiPower) 22kV |  |  | FALSE | #N/A | #N/A | #N/A | #N/A | #N/A | #N/A | #N/A | #N/A | #N/A | #N/A
TRUE | VIC | RTS22C | Richmond (CitiPower) 22kV | Citipower | Shoulder | Coincident_unreconciled | 2031 | POE50 | 10.8844 | NA | VIC Richmond (CitiPower) 22kV |  |  | FALSE | #N/A | #N/A | #N/A | #N/A | #N/A | #N/A | #N/A | #N/A | #N/A | #N/A
TRUE | VIC | RTS22C | Richmond (CitiPower) 22kV | Citipower | Shoulder | Coincident_unreconciled | 2031 | POE90 | 10.1946 | NA | VIC Richmond (CitiPower) 22kV |  |  | FALSE | #N/A | #N/A | #N/A | #N/A | #N/A | #N/A | #N/A | #N/A | #N/A | #N/A
TRUE | VIC | RTS22C | Richmond (CitiPower) 22kV | Citipower | Shoulder | Non-coincident | 2031 | POE50 | 6.5651 | NA | VIC Richmond (CitiPower) 22kV |  |  | FALSE | #N/A | #N/A | #N/A | #N/A | #N/A | #N/A | #N/A | #N/A | #N/A | #N/A
TRUE | VIC | RTS22C | Richmond (CitiPower) 22kV | Citipower | Shoulder | Non-coincident | 2031 | POE90 | 6.349 | NA | VIC Richmond (CitiPower) 22kV |  |  | FALSE | #N/A | #N/A | #N/A | #N/A | #N/A | #N/A | #N/A | #N/A | #N/A | #N/A
TRUE | VIC | RTS22C | Richmond (CitiPower) 22kV | Citipower | Shoulder | Coincident_unreconciled | 2032 | POE50 | 10.4298 | NA | VIC Richmond (CitiPower) 22kV |  |  | FALSE | #N/A | #N/A | #N/A | #N/A | #N/A | #N/A | #N/A | #N/A | #N/A | #N/A
TRUE | VIC | RTS22C | Richmond (CitiPower) 22kV | Citipower | Shoulder | Coincident_unreconciled | 2032 | POE90 | 9.7355 | NA | VIC Richmond (CitiPower) 22kV |  |  | FALSE | #N/A | #N/A | #N/A | #N/A | #N/A | #N/A | #N/A | #N/A | #N/A | #N/A
TRUE | VIC | RTS22C | Richmond (CitiPower) 22kV | Citipower | Shoulder | Non-coincident | 2032 | POE50 | 6.6831 | NA | VIC Richmond (CitiPower) 22kV |  |  | FALSE | #N/A | #N/A | #N/A | #N/A | #N/A | #N/A | #N/A | #N/A | #N/A | #N/A
TRUE | VIC | RTS22C | Richmond (CitiPower) 22kV | Citipower | Shoulder | Non-coincident | 2032 | POE90 | 6.314 | NA | VIC Richmond (CitiPower) 22kV |  |  | FALSE | #N/A | #N/A | #N/A | #N/A | #N/A | #N/A | #N/A | #N/A | #N/A | #N/A
TRUE | VIC | RTS22C | Richmond (CitiPower) 22kV | Citipower | Shoulder | Coincident_unreconciled | 2033 | POE50 | 10.0578 | NA | VIC Richmond (CitiPower) 22kV |  |  | FALSE | #N/A | #N/A | #N/A | #N/A | #N/A | #N/A | #N/A | #N/A | #N/A | #N/A
TRUE | VIC | RTS22C | Richmond (CitiPower) 22kV | Citipower | Shoulder | Coincident_unreconciled | 2033 | POE90 | 9.3591 | NA | VIC Richmond (CitiPower) 22kV |  |  | FALSE | #N/A | #N/A | #N/A | #N/A | #N/A | #N/A | #N/A | #N/A | #N/A | #N/A
TRUE | VIC | RTS22C | Richmond (CitiPower) 22kV | Citipower | Shoulder | Non-coincident | 2033 | POE50 | 6.7989 | NA | VIC Richmond (CitiPower) 22kV |  |  | FALSE | #N/A | #N/A | #N/A | #N/A | #N/A | #N/A | #N/A | #N/A | #N/A | #N/A
TRUE | VIC | RTS22C | Richmond (CitiPower) 22kV | Citipower | Shoulder | Non-coincident | 2033 | POE90 | 6.2937 | NA | VIC Richmond (CitiPower) 22kV |  |  | FALSE | #N/A | #N/A | #N/A | #N/A | #N/A | #N/A | #N/A | #N/A | #N/A | #N/A
TRUE | VIC | RTS22C | Richmond (CitiPower) 22kV | Citipower | Shoulder | Coincident_unreconciled | 2034 | POE50 | 9.7078 | NA | VIC Richmond (CitiPower) 22kV |  |  | FALSE | #N/A | #N/A | #N/A | #N/A | #N/A | #N/A | #N/A | #N/A | #N/A | #N/A
TRUE | VIC | RTS22C | Richmond (CitiPower) 22kV | Citipower | Shoulder | Coincident_unreconciled | 2034 | POE90 | 9.0047 | NA | VIC Richmond (CitiPower) 22kV |  |  | FALSE | #N/A | #N/A | #N/A | #N/A | #N/A | #N/A | #N/A | #N/A | #N/A | #N/A
TRUE | VIC | RTS22C | Richmond (CitiPower) 22kV | Citipower | Shoulder | Non-coincident | 2034 | POE50 | 6.9089 | NA | VIC Richmond (CitiPower) 22kV |  |  | FALSE | #N/A | #N/A | #N/A | #N/A | #N/A | #N/A | #N/A | #N/A | #N/A | #N/A
TRUE | VIC | RTS22C | Richmond (CitiPower) 22kV | Citipower | Shoulder | Non-coincident | 2034 | POE90 | 6.2749 | NA | VIC Richmond (CitiPower) 22kV |  |  | FALSE | #N/A | #N/A | #N/A | #N/A | #N/A | #N/A | #N/A | #N/A | #N/A | #N/A
TRUE | VIC | RTS22C | Richmond (CitiPower) 22kV | Citipower | Shoulder | Coincident_unreconciled | 2035 | POE50 | 9.3397 | NA | VIC Richmond (CitiPower) 22kV |  |  | FALSE | #N/A | #N/A | #N/A | #N/A | #N/A | #N/A | #N/A | #N/A | #N/A | #N/A
TRUE | VIC | RTS22C | Richmond (CitiPower) 22kV | Citipower | Shoulder | Coincident_unreconciled | 2035 | POE90 | 8.6321 | NA | VIC Richmond (CitiPower) 22kV |  |  | FALSE | #N/A | #N/A | #N/A | #N/A | #N/A | #N/A | #N/A | #N/A | #N/A | #N/A
TRUE | VIC | RTS22C | Richmond (CitiPower) 22kV | Citipower | Shoulder | Non-coincident | 2035 | POE50 | 7.0132 | NA | VIC Richmond (CitiPower) 22kV |  |  | FALSE | #N/A | #N/A | #N/A | #N/A | #N/A | #N/A | #N/A | #N/A | #N/A | #N/A
TRUE | VIC | RTS22C | Richmond (CitiPower) 22kV | Citipower | Shoulder | Non-coincident | 2035 | POE90 | 6.2499 | NA | VIC Richmond (CitiPower) 22kV |  |  | FALSE | #N/A | #N/A | #N/A | #N/A | #N/A | #N/A | #N/A | #N/A | #N/A | #N/A
TRUE | VIC | RTS22C | Richmond (CitiPower) 22kV | Citipower | Summer | Coincident | 2019 | ACTUAL_OPG | 8.9021 | 41.5112 | VIC Richmond (CitiPower) 22kV |  |  | FALSE | #N/A | #N/A | #N/A | #N/A | #N/A | #N/A | #N/A | #N/A | #N/A | #N/A
TRUE | VIC | RTS22C | Richmond (CitiPower) 22kV | Citipower | Summer | Coincident | 2019 | ACTUAL_RAW | 8.9021 | 41.5112 | VIC Richmond (CitiPower) 22kV |  |  | FALSE | #N/A | #N/A | #N/A | #N/A | #N/A | #N/A | #N/A | #N/A | #N/A | #N/A
TRUE | VIC | RTS22C | Richmond (CitiPower) 22kV | Citipower | Summer | Non-coincident | 2019 | ACTUAL_RAW | 7.6313 | 43.613 | VIC Richmond (CitiPower) 22kV |  |  | FALSE | #N/A | #N/A | #N/A | #N/A | #N/A | #N/A | #N/A | #N/A | #N/A | #N/A
TRUE | VIC | RTS22C | Richmond (CitiPower) 22kV | Citipower | Summer | Non-coincident | 2019 | ACTUAL_OPG | 7.6313 | 43.613 | VIC Richmond (CitiPower) 22kV |  |  | FALSE | #N/A | #N/A | #N/A | #N/A | #N/A | #N/A | #N/A | #N/A | #N/A | #N/A
TRUE | VIC | RTS22C | Richmond (CitiPower) 22kV | Citipower | Summer | Non-coincident | 2019 | ACTUAL_ADJUSTEDOPG | 7.6313 | 43.613 | VIC Richmond (CitiPower) 22kV |  |  | FALSE | #N/A | #N/A | #N/A | #N/A | #N/A | #N/A | #N/A | #N/A | #N/A | #N/A
TRUE | VIC | RTS22C | Richmond (CitiPower) 22kV | Citipower | Summer | Coincident | 2020 | ACTUAL_OPG | 17.166 | 40.6798 | VIC Richmond (CitiPower) 22kV |  |  | FALSE | #N/A | #N/A | #N/A | #N/A | #N/A | #N/A | #N/A | #N/A | #N/A | #N/A
TRUE | VIC | RTS22C | Richmond (CitiPower) 22kV | Citipower | Summer | Coincident | 2020 | ACTUAL_RAW | 17.166 | 40.6798 | VIC Richmond (CitiPower) 22kV |  |  | FALSE | #N/A | #N/A | #N/A | #N/A | #N/A | #N/A | #N/A | #N/A | #N/A | #N/A
TRUE | VIC | RTS22C | Richmond (CitiPower) 22kV | Citipower | Summer | Non-coincident | 2020 | ACTUAL_RAW | 7.6269 | 42.6606 | VIC Richmond (CitiPower) 22kV |  |  | FALSE | #N/A | #N/A | #N/A | #N/A | #N/A | #N/A | #N/A | #N/A | #N/A | #N/A
TRUE | VIC | RTS22C | Richmond (CitiPower) 22kV | Citipower | Summer | Non-coincident | 2020 | ACTUAL_OPG | 7.6269 | 42.6606 | VIC Richmond (CitiPower) 22kV |  |  | FALSE | #N/A | #N/A | #N/A | #N/A | #N/A | #N/A | #N/A | #N/A | #N/A | #N/A
TRUE | VIC | RTS22C | Richmond (CitiPower) 22kV | Citipower | Summer | Non-coincident | 2020 | ACTUAL_ADJUSTEDOPG | 7.6269 | 42.6606 | VIC Richmond (CitiPower) 22kV |  |  | FALSE | #N/A | #N/A | #N/A | #N/A | #N/A | #N/A | #N/A | #N/A | #N/A | #N/A
TRUE | VIC | RTS22C | Richmond (CitiPower) 22kV | Citipower | Summer | Coincident | 2021 | ACTUAL_OPG | 15.4941 | 34.6955 | VIC Richmond (CitiPower) 22kV |  |  | FALSE | #N/A | #N/A | #N/A | #N/A | #N/A | #N/A | #N/A | #N/A | #N/A | #N/A
TRUE | VIC | RTS22C | Richmond (CitiPower) 22kV | Citipower | Summer | Coincident | 2021 | ACTUAL_RAW | 15.4941 | 34.6955 | VIC Richmond (CitiPower) 22kV |  |  | FALSE | #N/A | #N/A | #N/A | #N/A | #N/A | #N/A | #N/A | #N/A | #N/A | #N/A
TRUE | VIC | RTS22C | Richmond (CitiPower) 22kV | Citipower | Summer | Non-coincident | 2021 | ACTUAL_RAW | 7.485 | 38.785 | VIC Richmond (CitiPower) 22kV |  |  | FALSE | #N/A | #N/A | #N/A | #N/A | #N/A | #N/A | #N/A | #N/A | #N/A | #N/A
TRUE | VIC | RTS22C | Richmond (CitiPower) 22kV | Citipower | Summer | Non-coincident | 2021 | ACTUAL_OPG | 7.485 | 38.785 | VIC Richmond (CitiPower) 22kV |  |  | FALSE | #N/A | #N/A | #N/A | #N/A | #N/A | #N/A | #N/A | #N/A | #N/A | #N/A
TRUE | VIC | RTS22C | Richmond (CitiPower) 22kV | Citipower | Summer | Non-coincident | 2021 | ACTUAL_ADJUSTEDOPG | 7.485 | 38.785 | VIC Richmond (CitiPower) 22kV |  |  | FALSE | #N/A | #N/A | #N/A | #N/A | #N/A | #N/A | #N/A | #N/A | #N/A | #N/A
TRUE | VIC | RTS22C | Richmond (CitiPower) 22kV | Citipower | Summer | Coincident | 2022 | ACTUAL_OPG | 12.839 | 26.942 | VIC Richmond (CitiPower) 22kV |  |  | FALSE | #N/A | #N/A | #N/A | #N/A | #N/A | #N/A | #N/A | #N/A | #N/A | #N/A
TRUE | VIC | RTS22C | Richmond (CitiPower) 22kV | Citipower | Summer | Coincident | 2022 | ACTUAL_RAW | 12.839 | 26.942 | VIC Richmond (CitiPower) 22kV |  |  | FALSE | #N/A | #N/A | #N/A | #N/A | #N/A | #N/A | #N/A | #N/A | #N/A | #N/A
TRUE | VIC | RTS22C | Richmond (CitiPower) 22kV | Citipower | Summer | Non-coincident | 2022 | ACTUAL_RAW | 5.849 | 33.2935 | VIC Richmond (CitiPower) 22kV |  |  | FALSE | #N/A | #N/A | #N/A | #N/A | #N/A | #N/A | #N/A | #N/A | #N/A | #N/A
TRUE | VIC | RTS22C | Richmond (CitiPower) 22kV | Citipower | Summer | Non-coincident | 2022 | ACTUAL_OPG | 5.849 | 33.2935 | VIC Richmond (CitiPower) 22kV |  |  | FALSE | #N/A | #N/A | #N/A | #N/A | #N/A | #N/A | #N/A | #N/A | #N/A | #N/A
TRUE | VIC | RTS22C | Richmond (CitiPower) 22kV | Citipower | Summer | Non-coincident | 2022 | ACTUAL_ADJUSTEDOPG | 5.849 | 33.2935 | VIC Richmond (CitiPower) 22kV |  |  | FALSE | #N/A | #N/A | #N/A | #N/A | #N/A | #N/A | #N/A | #N/A | #N/A | #N/A
TRUE | VIC | RTS22C | Richmond (CitiPower) 22kV | Citipower | Summer | Coincident | 2023 | ACTUAL_OPG | 13.3861 | 26.0165 | VIC Richmond (CitiPower) 22kV |  |  | FALSE | #N/A | #N/A | #N/A | #N/A | #N/A | #N/A | #N/A | #N/A | #N/A | #N/A
TRUE | VIC | RTS22C | Richmond (CitiPower) 22kV | Citipower | Summer | Coincident | 2023 | ACTUAL_RAW | 13.3861 | 26.0165 | VIC Richmond (CitiPower) 22kV |  |  | FALSE | #N/A | #N/A | #N/A | #N/A | #N/A | #N/A | #N/A | #N/A | #N/A | #N/A
TRUE | VIC | RTS22C | Richmond (CitiPower) 22kV | Citipower | Summer | Non-coincident | 2023 | ACTUAL_RAW | 5.4533 | 36.9396 | VIC Richmond (CitiPower) 22kV |  |  | FALSE | #N/A | #N/A | #N/A | #N/A | #N/A | #N/A | #N/A | #N/A | #N/A | #N/A
TRUE | VIC | RTS22C | Richmond (CitiPower) 22kV | Citipower | Summer | Non-coincident | 2023 | ACTUAL_OPG | 5.4533 | 36.9396 | VIC Richmond (CitiPower) 22kV |  |  | FALSE | #N/A | #N/A | #N/A | #N/A | #N/A | #N/A | #N/A | #N/A | #N/A | #N/A
TRUE | VIC | RTS22C | Richmond (CitiPower) 22kV | Citipower | Summer | Non-coincident | 2023 | ACTUAL_ADJUSTEDOPG | 5.4533 | 36.9396 | VIC Richmond (CitiPower) 22kV |  |  | FALSE | #N/A | #N/A | #N/A | #N/A | #N/A | #N/A | #N/A | #N/A | #N/A | #N/A
TRUE | VIC | RTS22C | Richmond (CitiPower) 22kV | Citipower | Summer | Coincident | 2024 | ACTUAL_OPG | 15.0425 | 39.7094 | VIC Richmond (CitiPower) 22kV |  |  | FALSE | #N/A | #N/A | #N/A | #N/A | #N/A | #N/A | #N/A | #N/A | #N/A | #N/A
TRUE | VIC | RTS22C | Richmond (CitiPower) 22kV | Citipower | Summer | Coincident | 2024 | ACTUAL_RAW | 15.0425 | 39.7094 | VIC Richmond (CitiPower) 22kV |  |  | FALSE | #N/A | #N/A | #N/A | #N/A | #N/A | #N/A | #N/A | #N/A | #N/A | #N/A
TRUE | VIC | RTS22C | Richmond (CitiPower) 22kV | Citipower | Summer | Non-coincident | 2024 | ACTUAL_RAW | 6.5937 | 39.7094 | VIC Richmond (CitiPower) 22kV |  |  | FALSE | #N/A | #N/A | #N/A | #N/A | #N/A | #N/A | #N/A | #N/A | #N/A | #N/A
TRUE | VIC | RTS22C | Richmond (CitiPower) 22kV | Citipower | Summer | Non-coincident | 2024 | ACTUAL_OPG | 6.5937 | 39.7094 | VIC Richmond (CitiPower) 22kV |  |  | FALSE | #N/A | #N/A | #N/A | #N/A | #N/A | #N/A | #N/A | #N/A | #N/A | #N/A
TRUE | VIC | RTS22C | Richmond (CitiPower) 22kV | Citipower | Summer | Non-coincident | 2024 | ACTUAL_ADJUSTEDOPG | 6.5937 | 39.7094 | VIC Richmond (CitiPower) 22kV |  |  | FALSE | #N/A | #N/A | #N/A | #N/A | #N/A | #N/A | #N/A | #N/A | #N/A | #N/A
TRUE | VIC | RTS22C | Richmond (CitiPower) 22kV | Citipower | Summer | Coincident | 2025 | ACTUAL_OPG | 16.9733 | 37.475 | VIC Richmond (CitiPower) 22kV |  |  | FALSE | #N/A | #N/A | #N/A | #N/A | #N/A | #N/A | #N/A | #N/A | #N/A | #N/A
TRUE | VIC | RTS22C | Richmond (CitiPower) 22kV | Citipower | Summer | Coincident | 2025 | ACTUAL_RAW | 16.9733 | 37.475 | VIC Richmond (CitiPower) 22kV |  |  | FALSE | #N/A | #N/A | #N/A | #N/A | #N/A | #N/A | #N/A | #N/A | #N/A | #N/A
TRUE | VIC | RTS22C | Richmond (CitiPower) 22kV | Citipower | Summer | Non-coincident | 2025 | ACTUAL_RAW | 6.392 | 40.3689 | VIC Richmond (CitiPower) 22kV |  |  | FALSE | #N/A | #N/A | #N/A | #N/A | #N/A | #N/A | #N/A | #N/A | #N/A | #N/A
TRUE | VIC | RTS22C | Richmond (CitiPower) 22kV | Citipower | Summer | Non-coincident | 2025 | ACTUAL_OPG | 6.392 | 40.3689 | VIC Richmond (CitiPower) 22kV |  |  | FALSE | #N/A | #N/A | #N/A | #N/A | #N/A | #N/A | #N/A | #N/A | #N/A | #N/A
TRUE | VIC | RTS22C | Richmond (CitiPower) 22kV | Citipower | Summer | Non-coincident | 2025 | ACTUAL_ADJUSTEDOPG | 6.392 | 40.3689 | VIC Richmond (CitiPower) 22kV |  |  | FALSE | #N/A | #N/A | #N/A | #N/A | #N/A | #N/A | #N/A | #N/A | #N/A | #N/A
TRUE | VIC | RTS22C | Richmond (CitiPower) 22kV | Citipower | Summer | Non-coincident | 2025 | BASEYEARPOE90 | 6.0103 | NA | VIC Richmond (CitiPower) 22kV |  |  | FALSE | #N/A | #N/A | #N/A | #N/A | #N/A | #N/A | #N/A | #N/A | #N/A | #N/A
TRUE | VIC | RTS22C | Richmond (CitiPower) 22kV | Citipower | Summer | Non-coincident | 2025 | BASEYEARPOE50 | 6.1413 | 41.6942 | VIC Richmond (CitiPower) 22kV |  |  | FALSE | #N/A | #N/A | #N/A | #N/A | #N/A | #N/A | #N/A | #N/A | #N/A | #N/A
TRUE | VIC | RTS22C | Richmond (CitiPower) 22kV | Citipower | Summer | Coincident_unreconciled | 2026 | POE50 | 13.3757 | NA | VIC Richmond (CitiPower) 22kV |  |  | FALSE | #N/A | #N/A | #N/A | #N/A | #N/A | #N/A | #N/A | #N/A | #N/A | #N/A
TRUE | VIC | RTS22C | Richmond (CitiPower) 22kV | Citipower | Summer | Coincident_unreconciled | 2026 | POE90 | 12.9535 | NA | VIC Richmond (CitiPower) 22kV |  |  | FALSE | #N/A | #N/A | #N/A | #N/A | #N/A | #N/A | #N/A | #N/A | #N/A | #N/A
TRUE | VIC | RTS22C | Richmond (CitiPower) 22kV | Citipower | Summer | Non-coincident | 2026 | POE50 | 6.1943 | 46.4818 | VIC Richmond (CitiPower) 22kV |  |  | FALSE | #N/A | #N/A | #N/A | #N/A | #N/A | #N/A | #N/A | #N/A | #N/A | #N/A
TRUE | VIC | RTS22C | Richmond (CitiPower) 22kV | Citipower | Summer | Non-coincident | 2026 | POE90 | 6.0623 | NA | VIC Richmond (CitiPower) 22kV |  |  | FALSE | #N/A | #N/A | #N/A | #N/A | #N/A | #N/A | #N/A | #N/A | #N/A | #N/A
TRUE | VIC | RTS22C | Richmond (CitiPower) 22kV | Citipower | Summer | Coincident_unreconciled | 2027 | POE50 | 12.7209 | NA | VIC Richmond (CitiPower) 22kV |  |  | FALSE | #N/A | #N/A | #N/A | #N/A | #N/A | #N/A | #N/A | #N/A | #N/A | #N/A
TRUE | VIC | RTS22C | Richmond (CitiPower) 22kV | Citipower | Summer | Coincident_unreconciled | 2027 | POE90 | 12.2956 | NA | VIC Richmond (CitiPower) 22kV |  |  | FALSE | #N/A | #N/A | #N/A | #N/A | #N/A | #N/A | #N/A | #N/A | #N/A | #N/A
TRUE | VIC | RTS22C | Richmond (CitiPower) 22kV | Citipower | Summer | Non-coincident | 2027 | POE50 | 6.2514 | 47.812 | VIC Richmond (CitiPower) 22kV |  |  | FALSE | #N/A | #N/A | #N/A | #N/A | #N/A | #N/A | #N/A | #N/A | #N/A | #N/A
TRUE | VIC | RTS22C | Richmond (CitiPower) 22kV | Citipower | Summer | Non-coincident | 2027 | POE90 | 6.1184 | NA | VIC Richmond (CitiPower) 22kV |  |  | FALSE | #N/A | #N/A | #N/A | #N/A | #N/A | #N/A | #N/A | #N/A | #N/A | #N/A
TRUE | VIC | RTS22C | Richmond (CitiPower) 22kV | Citipower | Summer | Coincident_unreconciled | 2028 | POE50 | 11.9537 | NA | VIC Richmond (CitiPower) 22kV |  |  | FALSE | #N/A | #N/A | #N/A | #N/A | #N/A | #N/A | #N/A | #N/A | #N/A | #N/A
TRUE | VIC | RTS22C | Richmond (CitiPower) 22kV | Citipower | Summer | Coincident_unreconciled | 2028 | POE90 | 11.5256 | NA | VIC Richmond (CitiPower) 22kV |  |  | FALSE | #N/A | #N/A | #N/A | #N/A | #N/A | #N/A | #N/A | #N/A | #N/A | #N/A
TRUE | VIC | RTS22C | Richmond (CitiPower) 22kV | Citipower | Summer | Non-coincident | 2028 | POE50 | 6.3189 | 47.6884 | VIC Richmond (CitiPower) 22kV |  |  | FALSE | #N/A | #N/A | #N/A | #N/A | #N/A | #N/A | #N/A | #N/A | #N/A | #N/A
TRUE | VIC | RTS22C | Richmond (CitiPower) 22kV | Citipower | Summer | Non-coincident | 2028 | POE90 | 6.185 | NA | VIC Richmond (CitiPower) 22kV |  |  | FALSE | #N/A | #N/A | #N/A | #N/A | #N/A | #N/A | #N/A | #N/A | #N/A | #N/A
TRUE | VIC | RTS22C | Richmond (CitiPower) 22kV | Citipower | Summer | Coincident_unreconciled | 2029 | POE50 | 11.299 | NA | VIC Richmond (CitiPower) 22kV |  |  | FALSE | #N/A | #N/A | #N/A | #N/A | #N/A | #N/A | #N/A | #N/A | #N/A | #N/A
TRUE | VIC | RTS22C | Richmond (CitiPower) 22kV | Citipower | Summer | Coincident_unreconciled | 2029 | POE90 | 10.8681 | NA | VIC Richmond (CitiPower) 22kV |  |  | FALSE | #N/A | #N/A | #N/A | #N/A | #N/A | #N/A | #N/A | #N/A | #N/A | #N/A
TRUE | VIC | RTS22C | Richmond (CitiPower) 22kV | Citipower | Summer | Non-coincident | 2029 | POE50 | 6.4042 | 47.6214 | VIC Richmond (CitiPower) 22kV |  |  | FALSE | #N/A | #N/A | #N/A | #N/A | #N/A | #N/A | #N/A | #N/A | #N/A | #N/A
TRUE | VIC | RTS22C | Richmond (CitiPower) 22kV | Citipower | Summer | Non-coincident | 2029 | POE90 | 6.2694 | NA | VIC Richmond (CitiPower) 22kV |  |  | FALSE | #N/A | #N/A | #N/A | #N/A | #N/A | #N/A | #N/A | #N/A | #N/A | #N/A
TRUE | VIC | RTS22C | Richmond (CitiPower) 22kV | Citipower | Summer | Coincident_unreconciled | 2030 | POE50 | 10.6841 | NA | VIC Richmond (CitiPower) 22kV |  |  | FALSE | #N/A | #N/A | #N/A | #N/A | #N/A | #N/A | #N/A | #N/A | #N/A | #N/A
TRUE | VIC | RTS22C | Richmond (CitiPower) 22kV | Citipower | Summer | Coincident_unreconciled | 2030 | POE90 | 10.2504 | NA | VIC Richmond (CitiPower) 22kV |  |  | FALSE | #N/A | #N/A | #N/A | #N/A | #N/A | #N/A | #N/A | #N/A | #N/A | #N/A
TRUE | VIC | RTS22C | Richmond (CitiPower) 22kV | Citipower | Summer | Non-coincident | 2030 | POE50 | 6.5096 | 47.5776 | VIC Richmond (CitiPower) 22kV |  |  | FALSE | #N/A | #N/A | #N/A | #N/A | #N/A | #N/A | #N/A | #N/A | #N/A | #N/A
TRUE | VIC | RTS22C | Richmond (CitiPower) 22kV | Citipower | Summer | Non-coincident | 2030 | POE90 | 6.3539 | NA | VIC Richmond (CitiPower) 22kV |  |  | FALSE | #N/A | #N/A | #N/A | #N/A | #N/A | #N/A | #N/A | #N/A | #N/A | #N/A
TRUE | VIC | RTS22C | Richmond (CitiPower) 22kV | Citipower | Summer | Coincident_unreconciled | 2031 | POE50 | 10.1006 | NA | VIC Richmond (CitiPower) 22kV |  |  | FALSE | #N/A | #N/A | #N/A | #N/A | #N/A | #N/A | #N/A | #N/A | #N/A | #N/A
TRUE | VIC | RTS22C | Richmond (CitiPower) 22kV | Citipower | Summer | Coincident_unreconciled | 2031 | POE90 | 9.6641 | NA | VIC Richmond (CitiPower) 22kV |  |  | FALSE | #N/A | #N/A | #N/A | #N/A | #N/A | #N/A | #N/A | #N/A | #N/A | #N/A
TRUE | VIC | RTS22C | Richmond (CitiPower) 22kV | Citipower | Summer | Non-coincident | 2031 | POE50 | 6.6184 | 47.5538 | VIC Richmond (CitiPower) 22kV |  |  | FALSE | #N/A | #N/A | #N/A | #N/A | #N/A | #N/A | #N/A | #N/A | #N/A | #N/A
TRUE | VIC | RTS22C | Richmond (CitiPower) 22kV | Citipower | Summer | Non-coincident | 2031 | POE90 | 6.257 | NA | VIC Richmond (CitiPower) 22kV |  |  | FALSE | #N/A | #N/A | #N/A | #N/A | #N/A | #N/A | #N/A | #N/A | #N/A | #N/A
TRUE | VIC | RTS22C | Richmond (CitiPower) 22kV | Citipower | Summer | Coincident_unreconciled | 2032 | POE50 | 9.626 | NA | VIC Richmond (CitiPower) 22kV |  |  | FALSE | #N/A | #N/A | #N/A | #N/A | #N/A | #N/A | #N/A | #N/A | #N/A | #N/A
TRUE | VIC | RTS22C | Richmond (CitiPower) 22kV | Citipower | Summer | Coincident_unreconciled | 2032 | POE90 | 9.1867 | NA | VIC Richmond (CitiPower) 22kV |  |  | FALSE | #N/A | #N/A | #N/A | #N/A | #N/A | #N/A | #N/A | #N/A | #N/A | #N/A
TRUE | VIC | RTS22C | Richmond (CitiPower) 22kV | Citipower | Summer | Non-coincident | 2032 | POE50 | 6.7313 | 47.5847 | VIC Richmond (CitiPower) 22kV |  |  | FALSE | #N/A | #N/A | #N/A | #N/A | #N/A | #N/A | #N/A | #N/A | #N/A | #N/A
TRUE | VIC | RTS22C | Richmond (CitiPower) 22kV | Citipower | Summer | Non-coincident | 2032 | POE90 | 6.1926 | NA | VIC Richmond (CitiPower) 22kV |  |  | FALSE | #N/A | #N/A | #N/A | #N/A | #N/A | #N/A | #N/A | #N/A | #N/A | #N/A
TRUE | VIC | RTS22C | Richmond (CitiPower) 22kV | Citipower | Summer | Coincident_unreconciled | 2033 | POE50 | 9.2399 | NA | VIC Richmond (CitiPower) 22kV |  |  | FALSE | #N/A | #N/A | #N/A | #N/A | #N/A | #N/A | #N/A | #N/A | #N/A | #N/A
TRUE | VIC | RTS22C | Richmond (CitiPower) 22kV | Citipower | Summer | Coincident_unreconciled | 2033 | POE90 | 8.7978 | NA | VIC Richmond (CitiPower) 22kV |  |  | FALSE | #N/A | #N/A | #N/A | #N/A | #N/A | #N/A | #N/A | #N/A | #N/A | #N/A
TRUE | VIC | RTS22C | Richmond (CitiPower) 22kV | Citipower | Summer | Non-coincident | 2033 | POE50 | 6.8423 | 47.6604 | VIC Richmond (CitiPower) 22kV |  |  | FALSE | #N/A | #N/A | #N/A | #N/A | #N/A | #N/A | #N/A | #N/A | #N/A | #N/A
TRUE | VIC | RTS22C | Richmond (CitiPower) 22kV | Citipower | Summer | Non-coincident | 2033 | POE90 | 6.1525 | NA | VIC Richmond (CitiPower) 22kV |  |  | FALSE | #N/A | #N/A | #N/A | #N/A | #N/A | #N/A | #N/A | #N/A | #N/A | #N/A
TRUE | VIC | RTS22C | Richmond (CitiPower) 22kV | Citipower | Summer | Coincident_unreconciled | 2034 | POE50 | 8.8788 | NA | VIC Richmond (CitiPower) 22kV |  |  | FALSE | #N/A | #N/A | #N/A | #N/A | #N/A | #N/A | #N/A | #N/A | #N/A | #N/A
TRUE | VIC | RTS22C | Richmond (CitiPower) 22kV | Citipower | Summer | Coincident_unreconciled | 2034 | POE90 | 8.4338 | NA | VIC Richmond (CitiPower) 22kV |  |  | FALSE | #N/A | #N/A | #N/A | #N/A | #N/A | #N/A | #N/A | #N/A | #N/A | #N/A
TRUE | VIC | RTS22C | Richmond (CitiPower) 22kV | Citipower | Summer | Non-coincident | 2034 | POE50 | 6.9479 | 47.75 | VIC Richmond (CitiPower) 22kV |  |  | FALSE | #N/A | #N/A | #N/A | #N/A | #N/A | #N/A | #N/A | #N/A | #N/A | #N/A
TRUE | VIC | RTS22C | Richmond (CitiPower) 22kV | Citipower | Summer | Non-coincident | 2034 | POE90 | 6.1177 | NA | VIC Richmond (CitiPower) 22kV |  |  | FALSE | #N/A | #N/A | #N/A | #N/A | #N/A | #N/A | #N/A | #N/A | #N/A | #N/A
TRUE | VIC | RTS22C | Richmond (CitiPower) 22kV | Citipower | Summer | Coincident_unreconciled | 2035 | POE50 | 8.5016 | NA | VIC Richmond (CitiPower) 22kV |  |  | FALSE | #N/A | #N/A | #N/A | #N/A | #N/A | #N/A | #N/A | #N/A | #N/A | #N/A
TRUE | VIC | RTS22C | Richmond (CitiPower) 22kV | Citipower | Summer | Coincident_unreconciled | 2035 | POE90 | 8.0538 | NA | VIC Richmond (CitiPower) 22kV |  |  | FALSE | #N/A | #N/A | #N/A | #N/A | #N/A | #N/A | #N/A | #N/A | #N/A | #N/A
TRUE | VIC | RTS22C | Richmond (CitiPower) 22kV | Citipower | Summer | Non-coincident | 2035 | POE50 | 7.0203 | 47.8355 | VIC Richmond (CitiPower) 22kV |  |  | FALSE | #N/A | #N/A | #N/A | #N/A | #N/A | #N/A | #N/A | #N/A | #N/A | #N/A
TRUE | VIC | RTS22C | Richmond (CitiPower) 22kV | Citipower | Summer | Non-coincident | 2035 | POE90 | 6.0766 | NA | VIC Richmond (CitiPower) 22kV |  |  | FALSE | #N/A | #N/A | #N/A | #N/A | #N/A | #N/A | #N/A | #N/A | #N/A | #N/A
TRUE | VIC | RTS22C | Richmond (CitiPower) 22kV | Citipower | Summer | Non-coincident | 2025 | BASEYEARPOE10 | NA | 44.1666 | VIC Richmond (CitiPower) 22kV |  |  | FALSE | #N/A | #N/A | #N/A | #N/A | #N/A | #N/A | #N/A | #N/A | #N/A | #N/A
TRUE | VIC | RTS22C | Richmond (CitiPower) 22kV | Citipower | Summer | Coincident | 2026 | POE10 | NA | 38.8297 | VIC Richmond (CitiPower) 22kV |  |  | FALSE | #N/A | #N/A | #N/A | #N/A | #N/A | #N/A | #N/A | #N/A | #N/A | #N/A
TRUE | VIC | RTS22C | Richmond (CitiPower) 22kV | Citipower | Summer | Coincident | 2026 | POE50 | NA | 37.7577 | VIC Richmond (CitiPower) 22kV |  |  | FALSE | #N/A | #N/A | #N/A | #N/A | #N/A | #N/A | #N/A | #N/A | #N/A | #N/A
TRUE | VIC | RTS22C | Richmond (CitiPower) 22kV | Citipower | Summer | Non-coincident | 2026 | POE10 | NA | 49.0813 | VIC Richmond (CitiPower) 22kV |  |  | FALSE | #N/A | #N/A | #N/A | #N/A | #N/A | #N/A | #N/A | #N/A | #N/A | #N/A
TRUE | VIC | RTS22C | Richmond (CitiPower) 22kV | Citipower | Summer | Coincident | 2027 | POE10 | NA | 38.9265 | VIC Richmond (CitiPower) 22kV |  |  | FALSE | #N/A | #N/A | #N/A | #N/A | #N/A | #N/A | #N/A | #N/A | #N/A | #N/A
TRUE | VIC | RTS22C | Richmond (CitiPower) 22kV | Citipower | Summer | Coincident | 2027 | POE50 | NA | 37.6448 | VIC Richmond (CitiPower) 22kV |  |  | FALSE | #N/A | #N/A | #N/A | #N/A | #N/A | #N/A | #N/A | #N/A | #N/A | #N/A
TRUE | VIC | RTS22C | Richmond (CitiPower) 22kV | Citipower | Summer | Non-coincident | 2027 | POE10 | NA | 50.4303 | VIC Richmond (CitiPower) 22kV |  |  | FALSE | #N/A | #N/A | #N/A | #N/A | #N/A | #N/A | #N/A | #N/A | #N/A | #N/A
TRUE | VIC | RTS22C | Richmond (CitiPower) 22kV | Citipower | Summer | Coincident | 2028 | POE10 | NA | 37.9664 | VIC Richmond (CitiPower) 22kV |  |  | FALSE | #N/A | #N/A | #N/A | #N/A | #N/A | #N/A | #N/A | #N/A | #N/A | #N/A
TRUE | VIC | RTS22C | Richmond (CitiPower) 22kV | Citipower | Summer | Coincident | 2028 | POE50 | NA | 36.4263 | VIC Richmond (CitiPower) 22kV |  |  | FALSE | #N/A | #N/A | #N/A | #N/A | #N/A | #N/A | #N/A | #N/A | #N/A | #N/A
TRUE | VIC | RTS22C | Richmond (CitiPower) 22kV | Citipower | Summer | Non-coincident | 2028 | POE10 | NA | 50.324 | VIC Richmond (CitiPower) 22kV |  |  | FALSE | #N/A | #N/A | #N/A | #N/A | #N/A | #N/A | #N/A | #N/A | #N/A | #N/A
TRUE | VIC | RTS22C | Richmond (CitiPower) 22kV | Citipower | Summer | Coincident | 2029 | POE10 | NA | 37.3003 | VIC Richmond (CitiPower) 22kV |  |  | FALSE | #N/A | #N/A | #N/A | #N/A | #N/A | #N/A | #N/A | #N/A | #N/A | #N/A
TRUE | VIC | RTS22C | Richmond (CitiPower) 22kV | Citipower | Summer | Coincident | 2029 | POE50 | NA | 35.7964 | VIC Richmond (CitiPower) 22kV |  |  | FALSE | #N/A | #N/A | #N/A | #N/A | #N/A | #N/A | #N/A | #N/A | #N/A | #N/A
TRUE | VIC | RTS22C | Richmond (CitiPower) 22kV | Citipower | Summer | Non-coincident | 2029 | POE10 | NA | 50.2743 | VIC Richmond (CitiPower) 22kV |  |  | FALSE | #N/A | #N/A | #N/A | #N/A | #N/A | #N/A | #N/A | #N/A | #N/A | #N/A
TRUE | VIC | RTS22C | Richmond (CitiPower) 22kV | Citipower | Summer | Coincident | 2030 | POE10 | NA | 36.7786 | VIC Richmond (CitiPower) 22kV |  |  | FALSE | #N/A | #N/A | #N/A | #N/A | #N/A | #N/A | #N/A | #N/A | #N/A | #N/A
TRUE | VIC | RTS22C | Richmond (CitiPower) 22kV | Citipower | Summer | Coincident | 2030 | POE50 | NA | 35.1739 | VIC Richmond (CitiPower) 22kV |  |  | FALSE | #N/A | #N/A | #N/A | #N/A | #N/A | #N/A | #N/A | #N/A | #N/A | #N/A
TRUE | VIC | RTS22C | Richmond (CitiPower) 22kV | Citipower | Summer | Non-coincident | 2030 | POE10 | NA | 50.2477 | VIC Richmond (CitiPower) 22kV |  |  | FALSE | #N/A | #N/A | #N/A | #N/A | #N/A | #N/A | #N/A | #N/A | #N/A | #N/A
TRUE | VIC | RTS22C | Richmond (CitiPower) 22kV | Citipower | Summer | Coincident | 2031 | POE10 | NA | 35.8838 | VIC Richmond (CitiPower) 22kV |  |  | FALSE | #N/A | #N/A | #N/A | #N/A | #N/A | #N/A | #N/A | #N/A | #N/A | #N/A
TRUE | VIC | RTS22C | Richmond (CitiPower) 22kV | Citipower | Summer | Coincident | 2031 | POE50 | NA | 34.4732 | VIC Richmond (CitiPower) 22kV |  |  | FALSE | #N/A | #N/A | #N/A | #N/A | #N/A | #N/A | #N/A | #N/A | #N/A | #N/A
TRUE | VIC | RTS22C | Richmond (CitiPower) 22kV | Citipower | Summer | Non-coincident | 2031 | POE10 | NA | 50.2412 | VIC Richmond (CitiPower) 22kV |  |  | FALSE | #N/A | #N/A | #N/A | #N/A | #N/A | #N/A | #N/A | #N/A | #N/A | #N/A
TRUE | VIC | RTS22C | Richmond (CitiPower) 22kV | Citipower | Summer | Coincident | 2032 | POE10 | NA | 34.8806 | VIC Richmond (CitiPower) 22kV |  |  | FALSE | #N/A | #N/A | #N/A | #N/A | #N/A | #N/A | #N/A | #N/A | #N/A | #N/A
TRUE | VIC | RTS22C | Richmond (CitiPower) 22kV | Citipower | Summer | Coincident | 2032 | POE50 | NA | 33.4324 | VIC Richmond (CitiPower) 22kV |  |  | FALSE | #N/A | #N/A | #N/A | #N/A | #N/A | #N/A | #N/A | #N/A | #N/A | #N/A
TRUE | VIC | RTS22C | Richmond (CitiPower) 22kV | Citipower | Summer | Non-coincident | 2032 | POE10 | NA | 50.2893 | VIC Richmond (CitiPower) 22kV |  |  | FALSE | #N/A | #N/A | #N/A | #N/A | #N/A | #N/A | #N/A | #N/A | #N/A | #N/A
TRUE | VIC | RTS22C | Richmond (CitiPower) 22kV | Citipower | Summer | Coincident | 2033 | POE10 | NA | 34.1559 | VIC Richmond (CitiPower) 22kV |  |  | FALSE | #N/A | #N/A | #N/A | #N/A | #N/A | #N/A | #N/A | #N/A | #N/A | #N/A
TRUE | VIC | RTS22C | Richmond (CitiPower) 22kV | Citipower | Summer | Coincident | 2033 | POE50 | NA | 32.4243 | VIC Richmond (CitiPower) 22kV |  |  | FALSE | #N/A | #N/A | #N/A | #N/A | #N/A | #N/A | #N/A | #N/A | #N/A | #N/A
TRUE | VIC | RTS22C | Richmond (CitiPower) 22kV | Citipower | Summer | Non-coincident | 2033 | POE10 | NA | 50.3822 | VIC Richmond (CitiPower) 22kV |  |  | FALSE | #N/A | #N/A | #N/A | #N/A | #N/A | #N/A | #N/A | #N/A | #N/A | #N/A
TRUE | VIC | RTS22C | Richmond (CitiPower) 22kV | Citipower | Summer | Coincident | 2034 | POE10 | NA | 33.9002 | VIC Richmond (CitiPower) 22kV |  |  | FALSE | #N/A | #N/A | #N/A | #N/A | #N/A | #N/A | #N/A | #N/A | #N/A | #N/A
TRUE | VIC | RTS22C | Richmond (CitiPower) 22kV | Citipower | Summer | Coincident | 2034 | POE50 | NA | 32.2064 | VIC Richmond (CitiPower) 22kV |  |  | FALSE | #N/A | #N/A | #N/A | #N/A | #N/A | #N/A | #N/A | #N/A | #N/A | #N/A
TRUE | VIC | RTS22C | Richmond (CitiPower) 22kV | Citipower | Summer | Non-coincident | 2034 | POE10 | NA | 50.4891 | VIC Richmond (CitiPower) 22kV |  |  | FALSE | #N/A | #N/A | #N/A | #N/A | #N/A | #N/A | #N/A | #N/A | #N/A | #N/A
TRUE | VIC | RTS22C | Richmond (CitiPower) 22kV | Citipower | Summer | Coincident | 2035 | POE10 | NA | 33.7876 | VIC Richmond (CitiPower) 22kV |  |  | FALSE | #N/A | #N/A | #N/A | #N/A | #N/A | #N/A | #N/A | #N/A | #N/A | #N/A
TRUE | VIC | RTS22C | Richmond (CitiPower) 22kV | Citipower | Summer | Coincident | 2035 | POE50 | NA | 32.0957 | VIC Richmond (CitiPower) 22kV |  |  | FALSE | #N/A | #N/A | #N/A | #N/A | #N/A | #N/A | #N/A | #N/A | #N/A | #N/A
TRUE | VIC | RTS22C | Richmond (CitiPower) 22kV | Citipower | Summer | Non-coincident | 2035 | POE10 | NA | 50.5918 | VIC Richmond (CitiPower) 22kV |  |  | FALSE | #N/A | #N/A | #N/A | #N/A | #N/A | #N/A | #N/A | #N/A | #N/A | #N/A
TRUE | VIC | RTS22C | Richmond (CitiPower) 22kV | Citipower | Winter | Coincident | 2018 | ACTUAL_OPG | NA | 29.7412 | VIC Richmond (CitiPower) 22kV |  |  | FALSE | #N/A | #N/A | #N/A | #N/A | #N/A | #N/A | #N/A | #N/A | #N/A | #N/A
TRUE | VIC | RTS22C | Richmond (CitiPower) 22kV | Citipower | Winter | Coincident | 2018 | ACTUAL_RAW | NA | 29.7412 | VIC Richmond (CitiPower) 22kV |  |  | FALSE | #N/A | #N/A | #N/A | #N/A | #N/A | #N/A | #N/A | #N/A | #N/A | #N/A
TRUE | VIC | RTS22C | Richmond (CitiPower) 22kV | Citipower | Winter | Non-coincident | 2018 | ACTUAL_RAW | NA | 33.9273 | VIC Richmond (CitiPower) 22kV |  |  | FALSE | #N/A | #N/A | #N/A | #N/A | #N/A | #N/A | #N/A | #N/A | #N/A | #N/A
TRUE | VIC | RTS22C | Richmond (CitiPower) 22kV | Citipower | Winter | Non-coincident | 2018 | ACTUAL_OPG | NA | 33.9273 | VIC Richmond (CitiPower) 22kV |  |  | FALSE | #N/A | #N/A | #N/A | #N/A | #N/A | #N/A | #N/A | #N/A | #N/A | #N/A
TRUE | VIC | RTS22C | Richmond (CitiPower) 22kV | Citipower | Winter | Non-coincident | 2018 | ACTUAL_ADJUSTEDOPG | NA | 33.9273 | VIC Richmond (CitiPower) 22kV |  |  | FALSE | #N/A | #N/A | #N/A | #N/A | #N/A | #N/A | #N/A | #N/A | #N/A | #N/A
TRUE | VIC | RTS22C | Richmond (CitiPower) 22kV | Citipower | Winter | Coincident | 2019 | ACTUAL_OPG | NA | 31.09 | VIC Richmond (CitiPower) 22kV |  |  | FALSE | #N/A | #N/A | #N/A | #N/A | #N/A | #N/A | #N/A | #N/A | #N/A | #N/A
TRUE | VIC | RTS22C | Richmond (CitiPower) 22kV | Citipower | Winter | Coincident | 2019 | ACTUAL_RAW | NA | 31.09 | VIC Richmond (CitiPower) 22kV |  |  | FALSE | #N/A | #N/A | #N/A | #N/A | #N/A | #N/A | #N/A | #N/A | #N/A | #N/A
TRUE | VIC | RTS22C | Richmond (CitiPower) 22kV | Citipower | Winter | Non-coincident | 2019 | ACTUAL_RAW | NA | 36.8322 | VIC Richmond (CitiPower) 22kV |  |  | FALSE | #N/A | #N/A | #N/A | #N/A | #N/A | #N/A | #N/A | #N/A | #N/A | #N/A
TRUE | VIC | RTS22C | Richmond (CitiPower) 22kV | Citipower | Winter | Non-coincident | 2019 | ACTUAL_OPG | NA | 36.8322 | VIC Richmond (CitiPower) 22kV |  |  | FALSE | #N/A | #N/A | #N/A | #N/A | #N/A | #N/A | #N/A | #N/A | #N/A | #N/A
TRUE | VIC | RTS22C | Richmond (CitiPower) 22kV | Citipower | Winter | Non-coincident | 2019 | ACTUAL_ADJUSTEDOPG | NA | 36.8322 | VIC Richmond (CitiPower) 22kV |  |  | FALSE | #N/A | #N/A | #N/A | #N/A | #N/A | #N/A | #N/A | #N/A | #N/A | #N/A
TRUE | VIC | RTS22C | Richmond (CitiPower) 22kV | Citipower | Winter | Coincident | 2020 | ACTUAL_OPG | NA | 29.6518 | VIC Richmond (CitiPower) 22kV |  |  | FALSE | #N/A | #N/A | #N/A | #N/A | #N/A | #N/A | #N/A | #N/A | #N/A | #N/A
TRUE | VIC | RTS22C | Richmond (CitiPower) 22kV | Citipower | Winter | Coincident | 2020 | ACTUAL_RAW | NA | 29.6518 | VIC Richmond (CitiPower) 22kV |  |  | FALSE | #N/A | #N/A | #N/A | #N/A | #N/A | #N/A | #N/A | #N/A | #N/A | #N/A
TRUE | VIC | RTS22C | Richmond (CitiPower) 22kV | Citipower | Winter | Non-coincident | 2020 | ACTUAL_RAW | NA | 37.8295 | VIC Richmond (CitiPower) 22kV |  |  | FALSE | #N/A | #N/A | #N/A | #N/A | #N/A | #N/A | #N/A | #N/A | #N/A | #N/A
TRUE | VIC | RTS22C | Richmond (CitiPower) 22kV | Citipower | Winter | Non-coincident | 2020 | ACTUAL_OPG | NA | 37.8295 | VIC Richmond (CitiPower) 22kV |  |  | FALSE | #N/A | #N/A | #N/A | #N/A | #N/A | #N/A | #N/A | #N/A | #N/A | #N/A
TRUE | VIC | RTS22C | Richmond (CitiPower) 22kV | Citipower | Winter | Non-coincident | 2020 | ACTUAL_ADJUSTEDOPG | NA | 37.8295 | VIC Richmond (CitiPower) 22kV |  |  | FALSE | #N/A | #N/A | #N/A | #N/A | #N/A | #N/A | #N/A | #N/A | #N/A | #N/A
TRUE | VIC | RTS22C | Richmond (CitiPower) 22kV | Citipower | Winter | Coincident | 2021 | ACTUAL_OPG | NA | 28.6493 | VIC Richmond (CitiPower) 22kV |  |  | FALSE | #N/A | #N/A | #N/A | #N/A | #N/A | #N/A | #N/A | #N/A | #N/A | #N/A
TRUE | VIC | RTS22C | Richmond (CitiPower) 22kV | Citipower | Winter | Coincident | 2021 | ACTUAL_RAW | NA | 28.6493 | VIC Richmond (CitiPower) 22kV |  |  | FALSE | #N/A | #N/A | #N/A | #N/A | #N/A | #N/A | #N/A | #N/A | #N/A | #N/A
TRUE | VIC | RTS22C | Richmond (CitiPower) 22kV | Citipower | Winter | Non-coincident | 2021 | ACTUAL_RAW | NA | 32.3041 | VIC Richmond (CitiPower) 22kV |  |  | FALSE | #N/A | #N/A | #N/A | #N/A | #N/A | #N/A | #N/A | #N/A | #N/A | #N/A
TRUE | VIC | RTS22C | Richmond (CitiPower) 22kV | Citipower | Winter | Non-coincident | 2021 | ACTUAL_OPG | NA | 32.3041 | VIC Richmond (CitiPower) 22kV |  |  | FALSE | #N/A | #N/A | #N/A | #N/A | #N/A | #N/A | #N/A | #N/A | #N/A | #N/A
TRUE | VIC | RTS22C | Richmond (CitiPower) 22kV | Citipower | Winter | Non-coincident | 2021 | ACTUAL_ADJUSTEDOPG | NA | 32.3041 | VIC Richmond (CitiPower) 22kV |  |  | FALSE | #N/A | #N/A | #N/A | #N/A | #N/A | #N/A | #N/A | #N/A | #N/A | #N/A
TRUE | VIC | RTS22C | Richmond (CitiPower) 22kV | Citipower | Winter | Coincident | 2022 | ACTUAL_OPG | NA | 28.5425 | VIC Richmond (CitiPower) 22kV |  |  | FALSE | #N/A | #N/A | #N/A | #N/A | #N/A | #N/A | #N/A | #N/A | #N/A | #N/A
TRUE | VIC | RTS22C | Richmond (CitiPower) 22kV | Citipower | Winter | Coincident | 2022 | ACTUAL_RAW | NA | 28.5425 | VIC Richmond (CitiPower) 22kV |  |  | FALSE | #N/A | #N/A | #N/A | #N/A | #N/A | #N/A | #N/A | #N/A | #N/A | #N/A
TRUE | VIC | RTS22C | Richmond (CitiPower) 22kV | Citipower | Winter | Non-coincident | 2022 | ACTUAL_RAW | NA | 34.5307 | VIC Richmond (CitiPower) 22kV |  |  | FALSE | #N/A | #N/A | #N/A | #N/A | #N/A | #N/A | #N/A | #N/A | #N/A | #N/A
TRUE | VIC | RTS22C | Richmond (CitiPower) 22kV | Citipower | Winter | Non-coincident | 2022 | ACTUAL_OPG | NA | 34.5307 | VIC Richmond (CitiPower) 22kV |  |  | FALSE | #N/A | #N/A | #N/A | #N/A | #N/A | #N/A | #N/A | #N/A | #N/A | #N/A
TRUE | VIC | RTS22C | Richmond (CitiPower) 22kV | Citipower | Winter | Non-coincident | 2022 | ACTUAL_ADJUSTEDOPG | NA | 34.5307 | VIC Richmond (CitiPower) 22kV |  |  | FALSE | #N/A | #N/A | #N/A | #N/A | #N/A | #N/A | #N/A | #N/A | #N/A | #N/A
TRUE | VIC | RTS22C | Richmond (CitiPower) 22kV | Citipower | Winter | Coincident | 2023 | ACTUAL_OPG | NA | 30.0379 | VIC Richmond (CitiPower) 22kV |  |  | FALSE | #N/A | #N/A | #N/A | #N/A | #N/A | #N/A | #N/A | #N/A | #N/A | #N/A
TRUE | VIC | RTS22C | Richmond (CitiPower) 22kV | Citipower | Winter | Coincident | 2023 | ACTUAL_RAW | NA | 30.0379 | VIC Richmond (CitiPower) 22kV |  |  | FALSE | #N/A | #N/A | #N/A | #N/A | #N/A | #N/A | #N/A | #N/A | #N/A | #N/A
TRUE | VIC | RTS22C | Richmond (CitiPower) 22kV | Citipower | Winter | Non-coincident | 2023 | ACTUAL_RAW | NA | 35.0823 | VIC Richmond (CitiPower) 22kV |  |  | FALSE | #N/A | #N/A | #N/A | #N/A | #N/A | #N/A | #N/A | #N/A | #N/A | #N/A
TRUE | VIC | RTS22C | Richmond (CitiPower) 22kV | Citipower | Winter | Non-coincident | 2023 | ACTUAL_OPG | NA | 35.0823 | VIC Richmond (CitiPower) 22kV |  |  | FALSE | #N/A | #N/A | #N/A | #N/A | #N/A | #N/A | #N/A | #N/A | #N/A | #N/A
TRUE | VIC | RTS22C | Richmond (CitiPower) 22kV | Citipower | Winter | Non-coincident | 2023 | ACTUAL_ADJUSTEDOPG | NA | 35.0823 | VIC Richmond (CitiPower) 22kV |  |  | FALSE | #N/A | #N/A | #N/A | #N/A | #N/A | #N/A | #N/A | #N/A | #N/A | #N/A
TRUE | VIC | RTS22C | Richmond (CitiPower) 22kV | Citipower | Winter | Coincident | 2024 | ACTUAL_OPG | NA | 31.8954 | VIC Richmond (CitiPower) 22kV |  |  | FALSE | #N/A | #N/A | #N/A | #N/A | #N/A | #N/A | #N/A | #N/A | #N/A | #N/A
TRUE | VIC | RTS22C | Richmond (CitiPower) 22kV | Citipower | Winter | Coincident | 2024 | ACTUAL_RAW | NA | 31.8954 | VIC Richmond (CitiPower) 22kV |  |  | FALSE | #N/A | #N/A | #N/A | #N/A | #N/A | #N/A | #N/A | #N/A | #N/A | #N/A
TRUE | VIC | RTS22C | Richmond (CitiPower) 22kV | Citipower | Winter | Non-coincident | 2024 | ACTUAL_RAW | NA | 39.5624 | VIC Richmond (CitiPower) 22kV |  |  | FALSE | #N/A | #N/A | #N/A | #N/A | #N/A | #N/A | #N/A | #N/A | #N/A | #N/A
TRUE | VIC | RTS22C | Richmond (CitiPower) 22kV | Citipower | Winter | Non-coincident | 2024 | ACTUAL_OPG | NA | 39.5624 | VIC Richmond (CitiPower) 22kV |  |  | FALSE | #N/A | #N/A | #N/A | #N/A | #N/A | #N/A | #N/A | #N/A | #N/A | #N/A
TRUE | VIC | RTS22C | Richmond (CitiPower) 22kV | Citipower | Winter | Non-coincident | 2024 | ACTUAL_ADJUSTEDOPG | NA | 39.5624 | VIC Richmond (CitiPower) 22kV |  |  | FALSE | #N/A | #N/A | #N/A | #N/A | #N/A | #N/A | #N/A | #N/A | #N/A | #N/A
TRUE | VIC | RTS22C | Richmond (CitiPower) 22kV | Citipower | Winter | Coincident | 2025 | POE10 | NA | 32.1305 | VIC Richmond (CitiPower) 22kV |  |  | FALSE | #N/A | #N/A | #N/A | #N/A | #N/A | #N/A | #N/A | #N/A | #N/A | #N/A
TRUE | VIC | RTS22C | Richmond (CitiPower) 22kV | Citipower | Winter | Coincident | 2025 | POE50 | NA | 31.6602 | VIC Richmond (CitiPower) 22kV |  |  | FALSE | #N/A | #N/A | #N/A | #N/A | #N/A | #N/A | #N/A | #N/A | #N/A | #N/A
TRUE | VIC | RTS22C | Richmond (CitiPower) 22kV | Citipower | Winter | Non-coincident | 2025 | ACTUAL_RAW | NA | 37.0476 | VIC Richmond (CitiPower) 22kV |  |  | FALSE | #N/A | #N/A | #N/A | #N/A | #N/A | #N/A | #N/A | #N/A | #N/A | #N/A
TRUE | VIC | RTS22C | Richmond (CitiPower) 22kV | Citipower | Winter | Non-coincident | 2025 | ACTUAL_ADJUSTEDOPG | NA | 37.0476 | VIC Richmond (CitiPower) 22kV |  |  | FALSE | #N/A | #N/A | #N/A | #N/A | #N/A | #N/A | #N/A | #N/A | #N/A | #N/A
TRUE | VIC | RTS22C | Richmond (CitiPower) 22kV | Citipower | Winter | Non-coincident | 2025 | BASEYEARPOE50 | NA | 36.9726 | VIC Richmond (CitiPower) 22kV |  |  | FALSE | #N/A | #N/A | #N/A | #N/A | #N/A | #N/A | #N/A | #N/A | #N/A | #N/A
TRUE | VIC | RTS22C | Richmond (CitiPower) 22kV | Citipower | Winter | Non-coincident | 2025 | BASEYEARPOE10 | NA | 37.9294 | VIC Richmond (CitiPower) 22kV |  |  | FALSE | #N/A | #N/A | #N/A | #N/A | #N/A | #N/A | #N/A | #N/A | #N/A | #N/A
TRUE | VIC | RTS22C | Richmond (CitiPower) 22kV | Citipower | Winter | Non-coincident | 2025 | POE10 | NA | 38.1534 | VIC Richmond (CitiPower) 22kV |  |  | FALSE | #N/A | #N/A | #N/A | #N/A | #N/A | #N/A | #N/A | #N/A | #N/A | #N/A
TRUE | VIC | RTS22C | Richmond (CitiPower) 22kV | Citipower | Winter | Non-coincident | 2025 | POE50 | NA | 37.096 | VIC Richmond (CitiPower) 22kV |  |  | FALSE | #N/A | #N/A | #N/A | #N/A | #N/A | #N/A | #N/A | #N/A | #N/A | #N/A
TRUE | VIC | RTS22C | Richmond (CitiPower) 22kV | Citipower | Winter | Coincident | 2026 | POE10 | NA | 35.9625 | VIC Richmond (CitiPower) 22kV |  |  | FALSE | #N/A | #N/A | #N/A | #N/A | #N/A | #N/A | #N/A | #N/A | #N/A | #N/A
TRUE | VIC | RTS22C | Richmond (CitiPower) 22kV | Citipower | Winter | Coincident | 2026 | POE50 | NA | 35.4801 | VIC Richmond (CitiPower) 22kV |  |  | FALSE | #N/A | #N/A | #N/A | #N/A | #N/A | #N/A | #N/A | #N/A | #N/A | #N/A
TRUE | VIC | RTS22C | Richmond (CitiPower) 22kV | Citipower | Winter | Non-coincident | 2026 | POE10 | NA | 43.6511 | VIC Richmond (CitiPower) 22kV |  |  | FALSE | #N/A | #N/A | #N/A | #N/A | #N/A | #N/A | #N/A | #N/A | #N/A | #N/A
TRUE | VIC | RTS22C | Richmond (CitiPower) 22kV | Citipower | Winter | Non-coincident | 2026 | POE50 | NA | 42.5851 | VIC Richmond (CitiPower) 22kV |  |  | FALSE | #N/A | #N/A | #N/A | #N/A | #N/A | #N/A | #N/A | #N/A | #N/A | #N/A
TRUE | VIC | RTS22C | Richmond (CitiPower) 22kV | Citipower | Winter | Coincident | 2027 | POE10 | NA | 35.5932 | VIC Richmond (CitiPower) 22kV |  |  | FALSE | #N/A | #N/A | #N/A | #N/A | #N/A | #N/A | #N/A | #N/A | #N/A | #N/A
TRUE | VIC | RTS22C | Richmond (CitiPower) 22kV | Citipower | Winter | Coincident | 2027 | POE50 | NA | 35.0403 | VIC Richmond (CitiPower) 22kV |  |  | FALSE | #N/A | #N/A | #N/A | #N/A | #N/A | #N/A | #N/A | #N/A | #N/A | #N/A
TRUE | VIC | RTS22C | Richmond (CitiPower) 22kV | Citipower | Winter | Non-coincident | 2027 | POE10 | NA | 44.555 | VIC Richmond (CitiPower) 22kV |  |  | FALSE | #N/A | #N/A | #N/A | #N/A | #N/A | #N/A | #N/A | #N/A | #N/A | #N/A
TRUE | VIC | RTS22C | Richmond (CitiPower) 22kV | Citipower | Winter | Non-coincident | 2027 | POE50 | NA | 43.482 | VIC Richmond (CitiPower) 22kV |  |  | FALSE | #N/A | #N/A | #N/A | #N/A | #N/A | #N/A | #N/A | #N/A | #N/A | #N/A
TRUE | VIC | RTS22C | Richmond (CitiPower) 22kV | Citipower | Winter | Coincident | 2028 | POE10 | NA | 35.1488 | VIC Richmond (CitiPower) 22kV |  |  | FALSE | #N/A | #N/A | #N/A | #N/A | #N/A | #N/A | #N/A | #N/A | #N/A | #N/A
TRUE | VIC | RTS22C | Richmond (CitiPower) 22kV | Citipower | Winter | Coincident | 2028 | POE50 | NA | 34.6305 | VIC Richmond (CitiPower) 22kV |  |  | FALSE | #N/A | #N/A | #N/A | #N/A | #N/A | #N/A | #N/A | #N/A | #N/A | #N/A
TRUE | VIC | RTS22C | Richmond (CitiPower) 22kV | Citipower | Winter | Non-coincident | 2028 | POE10 | NA | 44.6641 | VIC Richmond (CitiPower) 22kV |  |  | FALSE | #N/A | #N/A | #N/A | #N/A | #N/A | #N/A | #N/A | #N/A | #N/A | #N/A
TRUE | VIC | RTS22C | Richmond (CitiPower) 22kV | Citipower | Winter | Non-coincident | 2028 | POE50 | NA | 43.584 | VIC Richmond (CitiPower) 22kV |  |  | FALSE | #N/A | #N/A | #N/A | #N/A | #N/A | #N/A | #N/A | #N/A | #N/A | #N/A
TRUE | VIC | RTS22C | Richmond (CitiPower) 22kV | Citipower | Winter | Coincident | 2029 | POE10 | NA | 34.9705 | VIC Richmond (CitiPower) 22kV |  |  | FALSE | #N/A | #N/A | #N/A | #N/A | #N/A | #N/A | #N/A | #N/A | #N/A | #N/A
TRUE | VIC | RTS22C | Richmond (CitiPower) 22kV | Citipower | Winter | Coincident | 2029 | POE50 | NA | 34.4671 | VIC Richmond (CitiPower) 22kV |  |  | FALSE | #N/A | #N/A | #N/A | #N/A | #N/A | #N/A | #N/A | #N/A | #N/A | #N/A
TRUE | VIC | RTS22C | Richmond (CitiPower) 22kV | Citipower | Winter | Non-coincident | 2029 | POE10 | NA | 44.7927 | VIC Richmond (CitiPower) 22kV |  |  | FALSE | #N/A | #N/A | #N/A | #N/A | #N/A | #N/A | #N/A | #N/A | #N/A | #N/A
TRUE | VIC | RTS22C | Richmond (CitiPower) 22kV | Citipower | Winter | Non-coincident | 2029 | POE50 | NA | 43.7056 | VIC Richmond (CitiPower) 22kV |  |  | FALSE | #N/A | #N/A | #N/A | #N/A | #N/A | #N/A | #N/A | #N/A | #N/A | #N/A
TRUE | VIC | RTS22C | Richmond (CitiPower) 22kV | Citipower | Winter | Coincident | 2030 | POE10 | NA | 34.7398 | VIC Richmond (CitiPower) 22kV |  |  | FALSE | #N/A | #N/A | #N/A | #N/A | #N/A | #N/A | #N/A | #N/A | #N/A | #N/A
TRUE | VIC | RTS22C | Richmond (CitiPower) 22kV | Citipower | Winter | Coincident | 2030 | POE50 | NA | 34.2326 | VIC Richmond (CitiPower) 22kV |  |  | FALSE | #N/A | #N/A | #N/A | #N/A | #N/A | #N/A | #N/A | #N/A | #N/A | #N/A
TRUE | VIC | RTS22C | Richmond (CitiPower) 22kV | Citipower | Winter | Non-coincident | 2030 | POE10 | NA | 44.9424 | VIC Richmond (CitiPower) 22kV |  |  | FALSE | #N/A | #N/A | #N/A | #N/A | #N/A | #N/A | #N/A | #N/A | #N/A | #N/A
TRUE | VIC | RTS22C | Richmond (CitiPower) 22kV | Citipower | Winter | Non-coincident | 2030 | POE50 | NA | 43.8483 | VIC Richmond (CitiPower) 22kV |  |  | FALSE | #N/A | #N/A | #N/A | #N/A | #N/A | #N/A | #N/A | #N/A | #N/A | #N/A
TRUE | VIC | RTS22C | Richmond (CitiPower) 22kV | Citipower | Winter | Coincident | 2031 | POE10 | NA | 34.5646 | VIC Richmond (CitiPower) 22kV |  |  | FALSE | #N/A | #N/A | #N/A | #N/A | #N/A | #N/A | #N/A | #N/A | #N/A | #N/A
TRUE | VIC | RTS22C | Richmond (CitiPower) 22kV | Citipower | Winter | Coincident | 2031 | POE50 | NA | 34.0618 | VIC Richmond (CitiPower) 22kV |  |  | FALSE | #N/A | #N/A | #N/A | #N/A | #N/A | #N/A | #N/A | #N/A | #N/A | #N/A
TRUE | VIC | RTS22C | Richmond (CitiPower) 22kV | Citipower | Winter | Non-coincident | 2031 | POE10 | NA | 45.1056 | VIC Richmond (CitiPower) 22kV |  |  | FALSE | #N/A | #N/A | #N/A | #N/A | #N/A | #N/A | #N/A | #N/A | #N/A | #N/A
TRUE | VIC | RTS22C | Richmond (CitiPower) 22kV | Citipower | Winter | Non-coincident | 2031 | POE50 | NA | 44.0044 | VIC Richmond (CitiPower) 22kV |  |  | FALSE | #N/A | #N/A | #N/A | #N/A | #N/A | #N/A | #N/A | #N/A | #N/A | #N/A
TRUE | VIC | RTS22C | Richmond (CitiPower) 22kV | Citipower | Winter | Coincident | 2032 | POE10 | NA | 34.1033 | VIC Richmond (CitiPower) 22kV |  |  | FALSE | #N/A | #N/A | #N/A | #N/A | #N/A | #N/A | #N/A | #N/A | #N/A | #N/A
TRUE | VIC | RTS22C | Richmond (CitiPower) 22kV | Citipower | Winter | Coincident | 2032 | POE50 | NA | 33.5441 | VIC Richmond (CitiPower) 22kV |  |  | FALSE | #N/A | #N/A | #N/A | #N/A | #N/A | #N/A | #N/A | #N/A | #N/A | #N/A
TRUE | VIC | RTS22C | Richmond (CitiPower) 22kV | Citipower | Winter | Non-coincident | 2032 | POE10 | NA | 45.2995 | VIC Richmond (CitiPower) 22kV |  |  | FALSE | #N/A | #N/A | #N/A | #N/A | #N/A | #N/A | #N/A | #N/A | #N/A | #N/A
TRUE | VIC | RTS22C | Richmond (CitiPower) 22kV | Citipower | Winter | Non-coincident | 2032 | POE50 | NA | 44.1912 | VIC Richmond (CitiPower) 22kV |  |  | FALSE | #N/A | #N/A | #N/A | #N/A | #N/A | #N/A | #N/A | #N/A | #N/A | #N/A
TRUE | VIC | RTS22C | Richmond (CitiPower) 22kV | Citipower | Winter | Coincident | 2033 | POE10 | NA | 33.4947 | VIC Richmond (CitiPower) 22kV |  |  | FALSE | #N/A | #N/A | #N/A | #N/A | #N/A | #N/A | #N/A | #N/A | #N/A | #N/A
TRUE | VIC | RTS22C | Richmond (CitiPower) 22kV | Citipower | Winter | Coincident | 2033 | POE50 | NA | 32.9498 | VIC Richmond (CitiPower) 22kV |  |  | FALSE | #N/A | #N/A | #N/A | #N/A | #N/A | #N/A | #N/A | #N/A | #N/A | #N/A
TRUE | VIC | RTS22C | Richmond (CitiPower) 22kV | Citipower | Winter | Non-coincident | 2033 | POE10 | NA | 45.5045 | VIC Richmond (CitiPower) 22kV |  |  | FALSE | #N/A | #N/A | #N/A | #N/A | #N/A | #N/A | #N/A | #N/A | #N/A | #N/A
TRUE | VIC | RTS22C | Richmond (CitiPower) 22kV | Citipower | Winter | Non-coincident | 2033 | POE50 | NA | 44.3891 | VIC Richmond (CitiPower) 22kV |  |  | FALSE | #N/A | #N/A | #N/A | #N/A | #N/A | #N/A | #N/A | #N/A | #N/A | #N/A
TRUE | VIC | RTS22C | Richmond (CitiPower) 22kV | Citipower | Winter | Coincident | 2034 | POE10 | NA | 33.4832 | VIC Richmond (CitiPower) 22kV |  |  | FALSE | #N/A | #N/A | #N/A | #N/A | #N/A | #N/A | #N/A | #N/A | #N/A | #N/A
TRUE | VIC | RTS22C | Richmond (CitiPower) 22kV | Citipower | Winter | Coincident | 2034 | POE50 | NA | 32.9569 | VIC Richmond (CitiPower) 22kV |  |  | FALSE | #N/A | #N/A | #N/A | #N/A | #N/A | #N/A | #N/A | #N/A | #N/A | #N/A
TRUE | VIC | RTS22C | Richmond (CitiPower) 22kV | Citipower | Winter | Non-coincident | 2034 | POE10 | NA | 45.706 | VIC Richmond (CitiPower) 22kV |  |  | FALSE | #N/A | #N/A | #N/A | #N/A | #N/A | #N/A | #N/A | #N/A | #N/A | #N/A
TRUE | VIC | RTS22C | Richmond (CitiPower) 22kV | Citipower | Winter | Non-coincident | 2034 | POE50 | NA | 44.5836 | VIC Richmond (CitiPower) 22kV |  |  | FALSE | #N/A | #N/A | #N/A | #N/A | #N/A | #N/A | #N/A | #N/A | #N/A | #N/A
TRUE | VIC | RTS66C | Richmond 66kV (Citipower Total) | Citipower | Shoulder | Coincident | 2019 | ACTUAL_OPG | 133.8168 | NA | VIC Richmond 66kV (Citipower Total) |  |  | FALSE | #N/A | #N/A | #N/A | #N/A | #N/A | #N/A | #N/A | #N/A | #N/A | #N/A
TRUE | VIC | RTS66C | Richmond 66kV (Citipower Total) | Citipower | Shoulder | Coincident | 2019 | ACTUAL_RAW | 133.8168 | NA | VIC Richmond 66kV (Citipower Total) |  |  | FALSE | #N/A | #N/A | #N/A | #N/A | #N/A | #N/A | #N/A | #N/A | #N/A | #N/A
TRUE | VIC | RTS66C | Richmond 66kV (Citipower Total) | Citipower | Shoulder | Non-coincident | 2019 | ACTUAL_RAW | 128.7676 | NA | VIC Richmond 66kV (Citipower Total) |  |  | FALSE | #N/A | #N/A | #N/A | #N/A | #N/A | #N/A | #N/A | #N/A | #N/A | #N/A
TRUE | VIC | RTS66C | Richmond 66kV (Citipower Total) | Citipower | Shoulder | Non-coincident | 2019 | ACTUAL_OPG | 128.7676 | NA | VIC Richmond 66kV (Citipower Total) |  |  | FALSE | #N/A | #N/A | #N/A | #N/A | #N/A | #N/A | #N/A | #N/A | #N/A | #N/A
TRUE | VIC | RTS66C | Richmond 66kV (Citipower Total) | Citipower | Shoulder | Non-coincident | 2019 | ACTUAL_ADJUSTEDOPG | 128.7676 | NA | VIC Richmond 66kV (Citipower Total) |  |  | FALSE | #N/A | #N/A | #N/A | #N/A | #N/A | #N/A | #N/A | #N/A | #N/A | #N/A
TRUE | VIC | RTS66C | Richmond 66kV (Citipower Total) | Citipower | Shoulder | Coincident | 2020 | ACTUAL_OPG | 179.9222 | NA | VIC Richmond 66kV (Citipower Total) |  |  | FALSE | #N/A | #N/A | #N/A | #N/A | #N/A | #N/A | #N/A | #N/A | #N/A | #N/A
TRUE | VIC | RTS66C | Richmond 66kV (Citipower Total) | Citipower | Shoulder | Coincident | 2020 | ACTUAL_RAW | 179.9222 | NA | VIC Richmond 66kV (Citipower Total) |  |  | FALSE | #N/A | #N/A | #N/A | #N/A | #N/A | #N/A | #N/A | #N/A | #N/A | #N/A
TRUE | VIC | RTS66C | Richmond 66kV (Citipower Total) | Citipower | Shoulder | Non-coincident | 2020 | ACTUAL_RAW | 123.4127 | NA | VIC Richmond 66kV (Citipower Total) |  |  | FALSE | #N/A | #N/A | #N/A | #N/A | #N/A | #N/A | #N/A | #N/A | #N/A | #N/A
TRUE | VIC | RTS66C | Richmond 66kV (Citipower Total) | Citipower | Shoulder | Non-coincident | 2020 | ACTUAL_OPG | 123.4127 | NA | VIC Richmond 66kV (Citipower Total) |  |  | FALSE | #N/A | #N/A | #N/A | #N/A | #N/A | #N/A | #N/A | #N/A | #N/A | #N/A
TRUE | VIC | RTS66C | Richmond 66kV (Citipower Total) | Citipower | Shoulder | Non-coincident | 2020 | ACTUAL_ADJUSTEDOPG | 123.4127 | NA | VIC Richmond 66kV (Citipower Total) |  |  | FALSE | #N/A | #N/A | #N/A | #N/A | #N/A | #N/A | #N/A | #N/A | #N/A | #N/A
TRUE | VIC | RTS66C | Richmond 66kV (Citipower Total) | Citipower | Shoulder | Coincident | 2021 | ACTUAL_OPG | 129.2149 | NA | VIC Richmond 66kV (Citipower Total) |  |  | FALSE | #N/A | #N/A | #N/A | #N/A | #N/A | #N/A | #N/A | #N/A | #N/A | #N/A
TRUE | VIC | RTS66C | Richmond 66kV (Citipower Total) | Citipower | Shoulder | Coincident | 2021 | ACTUAL_RAW | 129.2149 | NA | VIC Richmond 66kV (Citipower Total) |  |  | FALSE | #N/A | #N/A | #N/A | #N/A | #N/A | #N/A | #N/A | #N/A | #N/A | #N/A
TRUE | VIC | RTS66C | Richmond 66kV (Citipower Total) | Citipower | Shoulder | Non-coincident | 2021 | ACTUAL_RAW | 96.9192 | NA | VIC Richmond 66kV (Citipower Total) |  |  | FALSE | #N/A | #N/A | #N/A | #N/A | #N/A | #N/A | #N/A | #N/A | #N/A | #N/A
TRUE | VIC | RTS66C | Richmond 66kV (Citipower Total) | Citipower | Shoulder | Non-coincident | 2021 | ACTUAL_OPG | 96.9192 | NA | VIC Richmond 66kV (Citipower Total) |  |  | FALSE | #N/A | #N/A | #N/A | #N/A | #N/A | #N/A | #N/A | #N/A | #N/A | #N/A
TRUE | VIC | RTS66C | Richmond 66kV (Citipower Total) | Citipower | Shoulder | Non-coincident | 2021 | ACTUAL_ADJUSTEDOPG | 96.9192 | NA | VIC Richmond 66kV (Citipower Total) |  |  | FALSE | #N/A | #N/A | #N/A | #N/A | #N/A | #N/A | #N/A | #N/A | #N/A | #N/A
TRUE | VIC | RTS66C | Richmond 66kV (Citipower Total) | Citipower | Shoulder | Coincident | 2022 | ACTUAL_OPG | 137.0332 | NA | VIC Richmond 66kV (Citipower Total) |  |  | FALSE | #N/A | #N/A | #N/A | #N/A | #N/A | #N/A | #N/A | #N/A | #N/A | #N/A
TRUE | VIC | RTS66C | Richmond 66kV (Citipower Total) | Citipower | Shoulder | Coincident | 2022 | ACTUAL_RAW | 137.0332 | NA | VIC Richmond 66kV (Citipower Total) |  |  | FALSE | #N/A | #N/A | #N/A | #N/A | #N/A | #N/A | #N/A | #N/A | #N/A | #N/A
TRUE | VIC | RTS66C | Richmond 66kV (Citipower Total) | Citipower | Shoulder | Non-coincident | 2022 | ACTUAL_RAW | 101.8147 | NA | VIC Richmond 66kV (Citipower Total) |  |  | FALSE | #N/A | #N/A | #N/A | #N/A | #N/A | #N/A | #N/A | #N/A | #N/A | #N/A
TRUE | VIC | RTS66C | Richmond 66kV (Citipower Total) | Citipower | Shoulder | Non-coincident | 2022 | ACTUAL_OPG | 101.8147 | NA | VIC Richmond 66kV (Citipower Total) |  |  | FALSE | #N/A | #N/A | #N/A | #N/A | #N/A | #N/A | #N/A | #N/A | #N/A | #N/A
TRUE | VIC | RTS66C | Richmond 66kV (Citipower Total) | Citipower | Shoulder | Non-coincident | 2022 | ACTUAL_ADJUSTEDOPG | 101.8147 | NA | VIC Richmond 66kV (Citipower Total) |  |  | FALSE | #N/A | #N/A | #N/A | #N/A | #N/A | #N/A | #N/A | #N/A | #N/A | #N/A
TRUE | VIC | RTS66C | Richmond 66kV (Citipower Total) | Citipower | Shoulder | Coincident | 2023 | ACTUAL_OPG | 131.733 | NA | VIC Richmond 66kV (Citipower Total) |  |  | FALSE | #N/A | #N/A | #N/A | #N/A | #N/A | #N/A | #N/A | #N/A | #N/A | #N/A
TRUE | VIC | RTS66C | Richmond 66kV (Citipower Total) | Citipower | Shoulder | Coincident | 2023 | ACTUAL_RAW | 131.733 | NA | VIC Richmond 66kV (Citipower Total) |  |  | FALSE | #N/A | #N/A | #N/A | #N/A | #N/A | #N/A | #N/A | #N/A | #N/A | #N/A
TRUE | VIC | RTS66C | Richmond 66kV (Citipower Total) | Citipower | Shoulder | Non-coincident | 2023 | ACTUAL_RAW | 98.1525 | NA | VIC Richmond 66kV (Citipower Total) |  |  | FALSE | #N/A | #N/A | #N/A | #N/A | #N/A | #N/A | #N/A | #N/A | #N/A | #N/A
TRUE | VIC | RTS66C | Richmond 66kV (Citipower Total) | Citipower | Shoulder | Non-coincident | 2023 | ACTUAL_OPG | 98.1525 | NA | VIC Richmond 66kV (Citipower Total) |  |  | FALSE | #N/A | #N/A | #N/A | #N/A | #N/A | #N/A | #N/A | #N/A | #N/A | #N/A
TRUE | VIC | RTS66C | Richmond 66kV (Citipower Total) | Citipower | Shoulder | Non-coincident | 2023 | ACTUAL_ADJUSTEDOPG | 98.1525 | NA | VIC Richmond 66kV (Citipower Total) |  |  | FALSE | #N/A | #N/A | #N/A | #N/A | #N/A | #N/A | #N/A | #N/A | #N/A | #N/A
TRUE | VIC | RTS66C | Richmond 66kV (Citipower Total) | Citipower | Shoulder | Coincident | 2024 | ACTUAL_OPG | 128.6174 | NA | VIC Richmond 66kV (Citipower Total) |  |  | FALSE | #N/A | #N/A | #N/A | #N/A | #N/A | #N/A | #N/A | #N/A | #N/A | #N/A
TRUE | VIC | RTS66C | Richmond 66kV (Citipower Total) | Citipower | Shoulder | Coincident | 2024 | ACTUAL_RAW | 128.6174 | NA | VIC Richmond 66kV (Citipower Total) |  |  | FALSE | #N/A | #N/A | #N/A | #N/A | #N/A | #N/A | #N/A | #N/A | #N/A | #N/A
TRUE | VIC | RTS66C | Richmond 66kV (Citipower Total) | Citipower | Shoulder | Non-coincident | 2024 | ACTUAL_RAW | 97.6619 | NA | VIC Richmond 66kV (Citipower Total) |  |  | FALSE | #N/A | #N/A | #N/A | #N/A | #N/A | #N/A | #N/A | #N/A | #N/A | #N/A
TRUE | VIC | RTS66C | Richmond 66kV (Citipower Total) | Citipower | Shoulder | Non-coincident | 2024 | ACTUAL_OPG | 97.6619 | NA | VIC Richmond 66kV (Citipower Total) |  |  | FALSE | #N/A | #N/A | #N/A | #N/A | #N/A | #N/A | #N/A | #N/A | #N/A | #N/A
TRUE | VIC | RTS66C | Richmond 66kV (Citipower Total) | Citipower | Shoulder | Non-coincident | 2024 | ACTUAL_ADJUSTEDOPG | 97.6619 | NA | VIC Richmond 66kV (Citipower Total) |  |  | FALSE | #N/A | #N/A | #N/A | #N/A | #N/A | #N/A | #N/A | #N/A | #N/A | #N/A
TRUE | VIC | RTS66C | Richmond 66kV (Citipower Total) | Citipower | Shoulder | Coincident | 2025 | ACTUAL_OPG | 130.0376 | NA | VIC Richmond 66kV (Citipower Total) |  |  | FALSE | #N/A | #N/A | #N/A | #N/A | #N/A | #N/A | #N/A | #N/A | #N/A | #N/A
TRUE | VIC | RTS66C | Richmond 66kV (Citipower Total) | Citipower | Shoulder | Coincident | 2025 | ACTUAL_RAW | 130.0376 | NA | VIC Richmond 66kV (Citipower Total) |  |  | FALSE | #N/A | #N/A | #N/A | #N/A | #N/A | #N/A | #N/A | #N/A | #N/A | #N/A
TRUE | VIC | RTS66C | Richmond 66kV (Citipower Total) | Citipower | Shoulder | Non-coincident | 2025 | ACTUAL_RAW | 100.5176 | NA | VIC Richmond 66kV (Citipower Total) |  |  | FALSE | #N/A | #N/A | #N/A | #N/A | #N/A | #N/A | #N/A | #N/A | #N/A | #N/A
TRUE | VIC | RTS66C | Richmond 66kV (Citipower Total) | Citipower | Shoulder | Non-coincident | 2025 | ACTUAL_OPG | 100.5176 | NA | VIC Richmond 66kV (Citipower Total) |  |  | FALSE | #N/A | #N/A | #N/A | #N/A | #N/A | #N/A | #N/A | #N/A | #N/A | #N/A
TRUE | VIC | RTS66C | Richmond 66kV (Citipower Total) | Citipower | Shoulder | Non-coincident | 2025 | ACTUAL_ADJUSTEDOPG | 100.5176 | NA | VIC Richmond 66kV (Citipower Total) |  |  | FALSE | #N/A | #N/A | #N/A | #N/A | #N/A | #N/A | #N/A | #N/A | #N/A | #N/A
TRUE | VIC | RTS66C | Richmond 66kV (Citipower Total) | Citipower | Shoulder | Non-coincident | 2025 | BASEYEARPOE90 | 72.5128 | NA | VIC Richmond 66kV (Citipower Total) |  |  | FALSE | #N/A | #N/A | #N/A | #N/A | #N/A | #N/A | #N/A | #N/A | #N/A | #N/A
TRUE | VIC | RTS66C | Richmond 66kV (Citipower Total) | Citipower | Shoulder | Non-coincident | 2025 | BASEYEARPOE50 | 80.4113 | NA | VIC Richmond 66kV (Citipower Total) |  |  | FALSE | #N/A | #N/A | #N/A | #N/A | #N/A | #N/A | #N/A | #N/A | #N/A | #N/A
TRUE | VIC | RTS66C | Richmond 66kV (Citipower Total) | Citipower | Shoulder | Coincident_unreconciled | 2026 | POE50 | 130 | NA | VIC Richmond 66kV (Citipower Total) |  |  | FALSE | #N/A | #N/A | #N/A | #N/A | #N/A | #N/A | #N/A | #N/A | #N/A | #N/A
TRUE | VIC | RTS66C | Richmond 66kV (Citipower Total) | Citipower | Shoulder | Coincident_unreconciled | 2026 | POE90 | 126.1547 | NA | VIC Richmond 66kV (Citipower Total) |  |  | FALSE | #N/A | #N/A | #N/A | #N/A | #N/A | #N/A | #N/A | #N/A | #N/A | #N/A
TRUE | VIC | RTS66C | Richmond 66kV (Citipower Total) | Citipower | Shoulder | Non-coincident | 2026 | POE90 | 95 | NA | VIC Richmond 66kV (Citipower Total) |  |  | FALSE | #N/A | #N/A | #N/A | #N/A | #N/A | #N/A | #N/A | #N/A | #N/A | #N/A
TRUE | VIC | RTS66C | Richmond 66kV (Citipower Total) | Citipower | Shoulder | Non-coincident | 2026 | POE50 | 100 | NA | VIC Richmond 66kV (Citipower Total) |  |  | FALSE | #N/A | #N/A | #N/A | #N/A | #N/A | #N/A | #N/A | #N/A | #N/A | #N/A
TRUE | VIC | RTS66C | Richmond 66kV (Citipower Total) | Citipower | Shoulder | Coincident_unreconciled | 2027 | POE50 | 116.8554 | NA | VIC Richmond 66kV (Citipower Total) |  |  | FALSE | #N/A | #N/A | #N/A | #N/A | #N/A | #N/A | #N/A | #N/A | #N/A | #N/A
TRUE | VIC | RTS66C | Richmond 66kV (Citipower Total) | Citipower | Shoulder | Coincident_unreconciled | 2027 | POE90 | 112.985 | NA | VIC Richmond 66kV (Citipower Total) |  |  | FALSE | #N/A | #N/A | #N/A | #N/A | #N/A | #N/A | #N/A | #N/A | #N/A | #N/A
TRUE | VIC | RTS66C | Richmond 66kV (Citipower Total) | Citipower | Shoulder | Non-coincident | 2027 | POE90 | 96.9257 | NA | VIC Richmond 66kV (Citipower Total) |  |  | FALSE | #N/A | #N/A | #N/A | #N/A | #N/A | #N/A | #N/A | #N/A | #N/A | #N/A
TRUE | VIC | RTS66C | Richmond 66kV (Citipower Total) | Citipower | Shoulder | Non-coincident | 2027 | POE50 | 101.9289 | NA | VIC Richmond 66kV (Citipower Total) |  |  | FALSE | #N/A | #N/A | #N/A | #N/A | #N/A | #N/A | #N/A | #N/A | #N/A | #N/A
TRUE | VIC | RTS66C | Richmond 66kV (Citipower Total) | Citipower | Shoulder | Coincident_unreconciled | 2028 | POE50 | 105.5937 | NA | VIC Richmond 66kV (Citipower Total) |  |  | FALSE | #N/A | #N/A | #N/A | #N/A | #N/A | #N/A | #N/A | #N/A | #N/A | #N/A
TRUE | VIC | RTS66C | Richmond 66kV (Citipower Total) | Citipower | Shoulder | Coincident_unreconciled | 2028 | POE90 | 101.7005 | NA | VIC Richmond 66kV (Citipower Total) |  |  | FALSE | #N/A | #N/A | #N/A | #N/A | #N/A | #N/A | #N/A | #N/A | #N/A | #N/A
TRUE | VIC | RTS66C | Richmond 66kV (Citipower Total) | Citipower | Shoulder | Non-coincident | 2028 | POE90 | 98.8903 | NA | VIC Richmond 66kV (Citipower Total) |  |  | FALSE | #N/A | #N/A | #N/A | #N/A | #N/A | #N/A | #N/A | #N/A | #N/A | #N/A
TRUE | VIC | RTS66C | Richmond 66kV (Citipower Total) | Citipower | Shoulder | Non-coincident | 2028 | POE50 | 103.895 | NA | VIC Richmond 66kV (Citipower Total) |  |  | FALSE | #N/A | #N/A | #N/A | #N/A | #N/A | #N/A | #N/A | #N/A | #N/A | #N/A
TRUE | VIC | RTS66C | Richmond 66kV (Citipower Total) | Citipower | Shoulder | Coincident_unreconciled | 2029 | POE50 | 95.2607 | NA | VIC Richmond 66kV (Citipower Total) |  |  | FALSE | #N/A | #N/A | #N/A | #N/A | #N/A | #N/A | #N/A | #N/A | #N/A | #N/A
TRUE | VIC | RTS66C | Richmond 66kV (Citipower Total) | Citipower | Shoulder | Coincident_unreconciled | 2029 | POE90 | 91.3446 | NA | VIC Richmond 66kV (Citipower Total) |  |  | FALSE | #N/A | #N/A | #N/A | #N/A | #N/A | #N/A | #N/A | #N/A | #N/A | #N/A
TRUE | VIC | RTS66C | Richmond 66kV (Citipower Total) | Citipower | Shoulder | Non-coincident | 2029 | POE90 | 100.8948 | NA | VIC Richmond 66kV (Citipower Total) |  |  | FALSE | #N/A | #N/A | #N/A | #N/A | #N/A | #N/A | #N/A | #N/A | #N/A | #N/A
TRUE | VIC | RTS66C | Richmond 66kV (Citipower Total) | Citipower | Shoulder | Non-coincident | 2029 | POE50 | 105.899 | NA | VIC Richmond 66kV (Citipower Total) |  |  | FALSE | #N/A | #N/A | #N/A | #N/A | #N/A | #N/A | #N/A | #N/A | #N/A | #N/A
TRUE | VIC | RTS66C | Richmond 66kV (Citipower Total) | Citipower | Shoulder | Coincident_unreconciled | 2030 | POE50 | 85.6546 | NA | VIC Richmond 66kV (Citipower Total) |  |  | FALSE | #N/A | #N/A | #N/A | #N/A | #N/A | #N/A | #N/A | #N/A | #N/A | #N/A
TRUE | VIC | RTS66C | Richmond 66kV (Citipower Total) | Citipower | Shoulder | Coincident_unreconciled | 2030 | POE90 | 81.7157 | NA | VIC Richmond 66kV (Citipower Total) |  |  | FALSE | #N/A | #N/A | #N/A | #N/A | #N/A | #N/A | #N/A | #N/A | #N/A | #N/A
TRUE | VIC | RTS66C | Richmond 66kV (Citipower Total) | Citipower | Shoulder | Non-coincident | 2030 | POE90 | 102.94 | NA | VIC Richmond 66kV (Citipower Total) |  |  | FALSE | #N/A | #N/A | #N/A | #N/A | #N/A | #N/A | #N/A | #N/A | #N/A | #N/A
TRUE | VIC | RTS66C | Richmond 66kV (Citipower Total) | Citipower | Shoulder | Non-coincident | 2030 | POE50 | 107.9417 | NA | VIC Richmond 66kV (Citipower Total) |  |  | FALSE | #N/A | #N/A | #N/A | #N/A | #N/A | #N/A | #N/A | #N/A | #N/A | #N/A
TRUE | VIC | RTS66C | Richmond 66kV (Citipower Total) | Citipower | Shoulder | Coincident_unreconciled | 2031 | POE50 | 76.1493 | NA | VIC Richmond 66kV (Citipower Total) |  |  | FALSE | #N/A | #N/A | #N/A | #N/A | #N/A | #N/A | #N/A | #N/A | #N/A | #N/A
TRUE | VIC | RTS66C | Richmond 66kV (Citipower Total) | Citipower | Shoulder | Coincident_unreconciled | 2031 | POE90 | 72.1875 | NA | VIC Richmond 66kV (Citipower Total) |  |  | FALSE | #N/A | #N/A | #N/A | #N/A | #N/A | #N/A | #N/A | #N/A | #N/A | #N/A
TRUE | VIC | RTS66C | Richmond 66kV (Citipower Total) | Citipower | Shoulder | Non-coincident | 2031 | POE90 | 105.0266 | NA | VIC Richmond 66kV (Citipower Total) |  |  | FALSE | #N/A | #N/A | #N/A | #N/A | #N/A | #N/A | #N/A | #N/A | #N/A | #N/A
TRUE | VIC | RTS66C | Richmond 66kV (Citipower Total) | Citipower | Shoulder | Non-coincident | 2031 | POE50 | 110.0238 | NA | VIC Richmond 66kV (Citipower Total) |  |  | FALSE | #N/A | #N/A | #N/A | #N/A | #N/A | #N/A | #N/A | #N/A | #N/A | #N/A
TRUE | VIC | RTS66C | Richmond 66kV (Citipower Total) | Citipower | Shoulder | Coincident_unreconciled | 2032 | POE50 | 68.3033 | NA | VIC Richmond 66kV (Citipower Total) |  |  | FALSE | #N/A | #N/A | #N/A | #N/A | #N/A | #N/A | #N/A | #N/A | #N/A | #N/A
TRUE | VIC | RTS66C | Richmond 66kV (Citipower Total) | Citipower | Shoulder | Coincident_unreconciled | 2032 | POE90 | 64.3188 | NA | VIC Richmond 66kV (Citipower Total) |  |  | FALSE | #N/A | #N/A | #N/A | #N/A | #N/A | #N/A | #N/A | #N/A | #N/A | #N/A
TRUE | VIC | RTS66C | Richmond 66kV (Citipower Total) | Citipower | Shoulder | Non-coincident | 2032 | POE90 | 107.1555 | NA | VIC Richmond 66kV (Citipower Total) |  |  | FALSE | #N/A | #N/A | #N/A | #N/A | #N/A | #N/A | #N/A | #N/A | #N/A | #N/A
TRUE | VIC | RTS66C | Richmond 66kV (Citipower Total) | Citipower | Shoulder | Non-coincident | 2032 | POE50 | 112.1461 | NA | VIC Richmond 66kV (Citipower Total) |  |  | FALSE | #N/A | #N/A | #N/A | #N/A | #N/A | #N/A | #N/A | #N/A | #N/A | #N/A
TRUE | VIC | RTS66C | Richmond 66kV (Citipower Total) | Citipower | Shoulder | Coincident_unreconciled | 2033 | POE50 | 61.8529 | NA | VIC Richmond 66kV (Citipower Total) |  |  | FALSE | #N/A | #N/A | #N/A | #N/A | #N/A | #N/A | #N/A | #N/A | #N/A | #N/A
TRUE | VIC | RTS66C | Richmond 66kV (Citipower Total) | Citipower | Shoulder | Coincident_unreconciled | 2033 | POE90 | 57.8457 | NA | VIC Richmond 66kV (Citipower Total) |  |  | FALSE | #N/A | #N/A | #N/A | #N/A | #N/A | #N/A | #N/A | #N/A | #N/A | #N/A
TRUE | VIC | RTS66C | Richmond 66kV (Citipower Total) | Citipower | Shoulder | Non-coincident | 2033 | POE90 | 109.3275 | NA | VIC Richmond 66kV (Citipower Total) |  |  | FALSE | #N/A | #N/A | #N/A | #N/A | #N/A | #N/A | #N/A | #N/A | #N/A | #N/A
TRUE | VIC | RTS66C | Richmond 66kV (Citipower Total) | Citipower | Shoulder | Non-coincident | 2033 | POE50 | 114.3093 | NA | VIC Richmond 66kV (Citipower Total) |  |  | FALSE | #N/A | #N/A | #N/A | #N/A | #N/A | #N/A | #N/A | #N/A | #N/A | #N/A
TRUE | VIC | RTS66C | Richmond 66kV (Citipower Total) | Citipower | Shoulder | Coincident_unreconciled | 2034 | POE50 | 55.6209 | NA | VIC Richmond 66kV (Citipower Total) |  |  | FALSE | #N/A | #N/A | #N/A | #N/A | #N/A | #N/A | #N/A | #N/A | #N/A | #N/A
TRUE | VIC | RTS66C | Richmond 66kV (Citipower Total) | Citipower | Shoulder | Coincident_unreconciled | 2034 | POE90 | 51.5909 | NA | VIC Richmond 66kV (Citipower Total) |  |  | FALSE | #N/A | #N/A | #N/A | #N/A | #N/A | #N/A | #N/A | #N/A | #N/A | #N/A
TRUE | VIC | RTS66C | Richmond 66kV (Citipower Total) | Citipower | Shoulder | Non-coincident | 2034 | POE90 | 111.5436 | NA | VIC Richmond 66kV (Citipower Total) |  |  | FALSE | #N/A | #N/A | #N/A | #N/A | #N/A | #N/A | #N/A | #N/A | #N/A | #N/A
TRUE | VIC | RTS66C | Richmond 66kV (Citipower Total) | Citipower | Shoulder | Non-coincident | 2034 | POE50 | 116.5142 | NA | VIC Richmond 66kV (Citipower Total) |  |  | FALSE | #N/A | #N/A | #N/A | #N/A | #N/A | #N/A | #N/A | #N/A | #N/A | #N/A
TRUE | VIC | RTS66C | Richmond 66kV (Citipower Total) | Citipower | Shoulder | Coincident_unreconciled | 2035 | POE50 | 49.0128 | NA | VIC Richmond 66kV (Citipower Total) |  |  | FALSE | #N/A | #N/A | #N/A | #N/A | #N/A | #N/A | #N/A | #N/A | #N/A | #N/A
TRUE | VIC | RTS66C | Richmond 66kV (Citipower Total) | Citipower | Shoulder | Coincident_unreconciled | 2035 | POE90 | 44.96 | NA | VIC Richmond 66kV (Citipower Total) |  |  | FALSE | #N/A | #N/A | #N/A | #N/A | #N/A | #N/A | #N/A | #N/A | #N/A | #N/A
TRUE | VIC | RTS66C | Richmond 66kV (Citipower Total) | Citipower | Shoulder | Non-coincident | 2035 | POE90 | 113.8046 | NA | VIC Richmond 66kV (Citipower Total) |  |  | FALSE | #N/A | #N/A | #N/A | #N/A | #N/A | #N/A | #N/A | #N/A | #N/A | #N/A
TRUE | VIC | RTS66C | Richmond 66kV (Citipower Total) | Citipower | Shoulder | Non-coincident | 2035 | POE50 | 118.7616 | NA | VIC Richmond 66kV (Citipower Total) |  |  | FALSE | #N/A | #N/A | #N/A | #N/A | #N/A | #N/A | #N/A | #N/A | #N/A | #N/A
TRUE | VIC | RTS66C | Richmond 66kV (Citipower Total) | Citipower | Summer | Coincident | 2019 | ACTUAL_OPG | 133.8203 | 478.7535 | VIC Richmond 66kV (Citipower Total) |  |  | FALSE | #N/A | #N/A | #N/A | #N/A | #N/A | #N/A | #N/A | #N/A | #N/A | #N/A
TRUE | VIC | RTS66C | Richmond 66kV (Citipower Total) | Citipower | Summer | Coincident | 2019 | ACTUAL_RAW | 133.8203 | 478.7535 | VIC Richmond 66kV (Citipower Total) |  |  | FALSE | #N/A | #N/A | #N/A | #N/A | #N/A | #N/A | #N/A | #N/A | #N/A | #N/A
TRUE | VIC | RTS66C | Richmond 66kV (Citipower Total) | Citipower | Summer | Non-coincident | 2019 | ACTUAL_RAW | 124.2803 | 497.8306 | VIC Richmond 66kV (Citipower Total) |  |  | FALSE | #N/A | #N/A | #N/A | #N/A | #N/A | #N/A | #N/A | #N/A | #N/A | #N/A
TRUE | VIC | RTS66C | Richmond 66kV (Citipower Total) | Citipower | Summer | Non-coincident | 2019 | ACTUAL_OPG | 124.2803 | 497.8306 | VIC Richmond 66kV (Citipower Total) |  |  | FALSE | #N/A | #N/A | #N/A | #N/A | #N/A | #N/A | #N/A | #N/A | #N/A | #N/A
TRUE | VIC | RTS66C | Richmond 66kV (Citipower Total) | Citipower | Summer | Non-coincident | 2019 | ACTUAL_ADJUSTEDOPG | 124.2803 | 497.8306 | VIC Richmond 66kV (Citipower Total) |  |  | FALSE | #N/A | #N/A | #N/A | #N/A | #N/A | #N/A | #N/A | #N/A | #N/A | #N/A
TRUE | VIC | RTS66C | Richmond 66kV (Citipower Total) | Citipower | Summer | Coincident | 2020 | ACTUAL_OPG | 187.6938 | 480.7456 | VIC Richmond 66kV (Citipower Total) |  |  | FALSE | #N/A | #N/A | #N/A | #N/A | #N/A | #N/A | #N/A | #N/A | #N/A | #N/A
TRUE | VIC | RTS66C | Richmond 66kV (Citipower Total) | Citipower | Summer | Coincident | 2020 | ACTUAL_RAW | 187.6938 | 480.7456 | VIC Richmond 66kV (Citipower Total) |  |  | FALSE | #N/A | #N/A | #N/A | #N/A | #N/A | #N/A | #N/A | #N/A | #N/A | #N/A
TRUE | VIC | RTS66C | Richmond 66kV (Citipower Total) | Citipower | Summer | Non-coincident | 2020 | ACTUAL_RAW | 127.9496 | 499.9637 | VIC Richmond 66kV (Citipower Total) |  |  | FALSE | #N/A | #N/A | #N/A | #N/A | #N/A | #N/A | #N/A | #N/A | #N/A | #N/A
TRUE | VIC | RTS66C | Richmond 66kV (Citipower Total) | Citipower | Summer | Non-coincident | 2020 | ACTUAL_OPG | 127.9496 | 499.9637 | VIC Richmond 66kV (Citipower Total) |  |  | FALSE | #N/A | #N/A | #N/A | #N/A | #N/A | #N/A | #N/A | #N/A | #N/A | #N/A
TRUE | VIC | RTS66C | Richmond 66kV (Citipower Total) | Citipower | Summer | Non-coincident | 2020 | ACTUAL_ADJUSTEDOPG | 127.9496 | 499.9637 | VIC Richmond 66kV (Citipower Total) |  |  | FALSE | #N/A | #N/A | #N/A | #N/A | #N/A | #N/A | #N/A | #N/A | #N/A | #N/A
TRUE | VIC | RTS66C | Richmond 66kV (Citipower Total) | Citipower | Summer | Coincident | 2021 | ACTUAL_OPG | 117.6515 | 285.3639 | VIC Richmond 66kV (Citipower Total) |  |  | FALSE | #N/A | #N/A | #N/A | #N/A | #N/A | #N/A | #N/A | #N/A | #N/A | #N/A
TRUE | VIC | RTS66C | Richmond 66kV (Citipower Total) | Citipower | Summer | Coincident | 2021 | ACTUAL_RAW | 117.6515 | 285.3639 | VIC Richmond 66kV (Citipower Total) |  |  | FALSE | #N/A | #N/A | #N/A | #N/A | #N/A | #N/A | #N/A | #N/A | #N/A | #N/A
TRUE | VIC | RTS66C | Richmond 66kV (Citipower Total) | Citipower | Summer | Non-coincident | 2021 | ACTUAL_RAW | 95.4395 | 320.1566 | VIC Richmond 66kV (Citipower Total) |  |  | FALSE | #N/A | #N/A | #N/A | #N/A | #N/A | #N/A | #N/A | #N/A | #N/A | #N/A
TRUE | VIC | RTS66C | Richmond 66kV (Citipower Total) | Citipower | Summer | Non-coincident | 2021 | ACTUAL_OPG | 95.4395 | 320.1566 | VIC Richmond 66kV (Citipower Total) |  |  | FALSE | #N/A | #N/A | #N/A | #N/A | #N/A | #N/A | #N/A | #N/A | #N/A | #N/A
TRUE | VIC | RTS66C | Richmond 66kV (Citipower Total) | Citipower | Summer | Non-coincident | 2021 | ACTUAL_ADJUSTEDOPG | 95.4395 | 320.1566 | VIC Richmond 66kV (Citipower Total) |  |  | FALSE | #N/A | #N/A | #N/A | #N/A | #N/A | #N/A | #N/A | #N/A | #N/A | #N/A
TRUE | VIC | RTS66C | Richmond 66kV (Citipower Total) | Citipower | Summer | Coincident | 2022 | ACTUAL_OPG | 142.4547 | 315.9705 | VIC Richmond 66kV (Citipower Total) |  |  | FALSE | #N/A | #N/A | #N/A | #N/A | #N/A | #N/A | #N/A | #N/A | #N/A | #N/A
TRUE | VIC | RTS66C | Richmond 66kV (Citipower Total) | Citipower | Summer | Coincident | 2022 | ACTUAL_RAW | 142.4547 | 315.9705 | VIC Richmond 66kV (Citipower Total) |  |  | FALSE | #N/A | #N/A | #N/A | #N/A | #N/A | #N/A | #N/A | #N/A | #N/A | #N/A
TRUE | VIC | RTS66C | Richmond 66kV (Citipower Total) | Citipower | Summer | Non-coincident | 2022 | ACTUAL_RAW | 102.265 | 362.4386 | VIC Richmond 66kV (Citipower Total) |  |  | FALSE | #N/A | #N/A | #N/A | #N/A | #N/A | #N/A | #N/A | #N/A | #N/A | #N/A
TRUE | VIC | RTS66C | Richmond 66kV (Citipower Total) | Citipower | Summer | Non-coincident | 2022 | ACTUAL_OPG | 102.265 | 362.4386 | VIC Richmond 66kV (Citipower Total) |  |  | FALSE | #N/A | #N/A | #N/A | #N/A | #N/A | #N/A | #N/A | #N/A | #N/A | #N/A
TRUE | VIC | RTS66C | Richmond 66kV (Citipower Total) | Citipower | Summer | Non-coincident | 2022 | ACTUAL_ADJUSTEDOPG | 102.265 | 362.4386 | VIC Richmond 66kV (Citipower Total) |  |  | FALSE | #N/A | #N/A | #N/A | #N/A | #N/A | #N/A | #N/A | #N/A | #N/A | #N/A
TRUE | VIC | RTS66C | Richmond 66kV (Citipower Total) | Citipower | Summer | Coincident | 2023 | ACTUAL_OPG | 130.4532 | 290.9476 | VIC Richmond 66kV (Citipower Total) |  |  | FALSE | #N/A | #N/A | #N/A | #N/A | #N/A | #N/A | #N/A | #N/A | #N/A | #N/A
TRUE | VIC | RTS66C | Richmond 66kV (Citipower Total) | Citipower | Summer | Coincident | 2023 | ACTUAL_RAW | 130.4532 | 290.9476 | VIC Richmond 66kV (Citipower Total) |  |  | FALSE | #N/A | #N/A | #N/A | #N/A | #N/A | #N/A | #N/A | #N/A | #N/A | #N/A
TRUE | VIC | RTS66C | Richmond 66kV (Citipower Total) | Citipower | Summer | Non-coincident | 2023 | ACTUAL_RAW | 83.9703 | 341.3431 | VIC Richmond 66kV (Citipower Total) |  |  | FALSE | #N/A | #N/A | #N/A | #N/A | #N/A | #N/A | #N/A | #N/A | #N/A | #N/A
TRUE | VIC | RTS66C | Richmond 66kV (Citipower Total) | Citipower | Summer | Non-coincident | 2023 | ACTUAL_OPG | 83.9703 | 341.3431 | VIC Richmond 66kV (Citipower Total) |  |  | FALSE | #N/A | #N/A | #N/A | #N/A | #N/A | #N/A | #N/A | #N/A | #N/A | #N/A
TRUE | VIC | RTS66C | Richmond 66kV (Citipower Total) | Citipower | Summer | Non-coincident | 2023 | ACTUAL_ADJUSTEDOPG | 83.9703 | 341.3431 | VIC Richmond 66kV (Citipower Total) |  |  | FALSE | #N/A | #N/A | #N/A | #N/A | #N/A | #N/A | #N/A | #N/A | #N/A | #N/A
TRUE | VIC | RTS66C | Richmond 66kV (Citipower Total) | Citipower | Summer | Coincident | 2024 | ACTUAL_OPG | 113.246 | 349.7796 | VIC Richmond 66kV (Citipower Total) |  |  | FALSE | #N/A | #N/A | #N/A | #N/A | #N/A | #N/A | #N/A | #N/A | #N/A | #N/A
TRUE | VIC | RTS66C | Richmond 66kV (Citipower Total) | Citipower | Summer | Coincident | 2024 | ACTUAL_RAW | 113.246 | 349.7796 | VIC Richmond 66kV (Citipower Total) |  |  | FALSE | #N/A | #N/A | #N/A | #N/A | #N/A | #N/A | #N/A | #N/A | #N/A | #N/A
TRUE | VIC | RTS66C | Richmond 66kV (Citipower Total) | Citipower | Summer | Non-coincident | 2024 | ACTUAL_RAW | 95.1939 | 352.7703 | VIC Richmond 66kV (Citipower Total) |  |  | FALSE | #N/A | #N/A | #N/A | #N/A | #N/A | #N/A | #N/A | #N/A | #N/A | #N/A
TRUE | VIC | RTS66C | Richmond 66kV (Citipower Total) | Citipower | Summer | Non-coincident | 2024 | ACTUAL_OPG | 95.1939 | 352.7703 | VIC Richmond 66kV (Citipower Total) |  |  | FALSE | #N/A | #N/A | #N/A | #N/A | #N/A | #N/A | #N/A | #N/A | #N/A | #N/A
TRUE | VIC | RTS66C | Richmond 66kV (Citipower Total) | Citipower | Summer | Non-coincident | 2024 | ACTUAL_ADJUSTEDOPG | 95.1939 | 352.7703 | VIC Richmond 66kV (Citipower Total) |  |  | FALSE | #N/A | #N/A | #N/A | #N/A | #N/A | #N/A | #N/A | #N/A | #N/A | #N/A
TRUE | VIC | RTS66C | Richmond 66kV (Citipower Total) | Citipower | Summer | Coincident | 2025 | ACTUAL_OPG | 119.4436 | 361.1911 | VIC Richmond 66kV (Citipower Total) |  |  | FALSE | #N/A | #N/A | #N/A | #N/A | #N/A | #N/A | #N/A | #N/A | #N/A | #N/A
TRUE | VIC | RTS66C | Richmond 66kV (Citipower Total) | Citipower | Summer | Coincident | 2025 | ACTUAL_RAW | 119.4436 | 361.1911 | VIC Richmond 66kV (Citipower Total) |  |  | FALSE | #N/A | #N/A | #N/A | #N/A | #N/A | #N/A | #N/A | #N/A | #N/A | #N/A
TRUE | VIC | RTS66C | Richmond 66kV (Citipower Total) | Citipower | Summer | Non-coincident | 2025 | ACTUAL_RAW | 97.0342 | 363.181 | VIC Richmond 66kV (Citipower Total) |  |  | FALSE | #N/A | #N/A | #N/A | #N/A | #N/A | #N/A | #N/A | #N/A | #N/A | #N/A
TRUE | VIC | RTS66C | Richmond 66kV (Citipower Total) | Citipower | Summer | Non-coincident | 2025 | ACTUAL_OPG | 97.0342 | 363.181 | VIC Richmond 66kV (Citipower Total) |  |  | FALSE | #N/A | #N/A | #N/A | #N/A | #N/A | #N/A | #N/A | #N/A | #N/A | #N/A
TRUE | VIC | RTS66C | Richmond 66kV (Citipower Total) | Citipower | Summer | Non-coincident | 2025 | ACTUAL_ADJUSTEDOPG | 97.0342 | 363.181 | VIC Richmond 66kV (Citipower Total) |  |  | FALSE | #N/A | #N/A | #N/A | #N/A | #N/A | #N/A | #N/A | #N/A | #N/A | #N/A
TRUE | VIC | RTS66C | Richmond 66kV (Citipower Total) | Citipower | Summer | Non-coincident | 2025 | BASEYEARPOE90 | 77.0214 | NA | VIC Richmond 66kV (Citipower Total) |  |  | FALSE | #N/A | #N/A | #N/A | #N/A | #N/A | #N/A | #N/A | #N/A | #N/A | #N/A
TRUE | VIC | RTS66C | Richmond 66kV (Citipower Total) | Citipower | Summer | Non-coincident | 2025 | BASEYEARPOE50 | 81.8048 | 396.4248 | VIC Richmond 66kV (Citipower Total) |  |  | FALSE | #N/A | #N/A | #N/A | #N/A | #N/A | #N/A | #N/A | #N/A | #N/A | #N/A
TRUE | VIC | RTS66C | Richmond 66kV (Citipower Total) | Citipower | Summer | Coincident_unreconciled | 2026 | POE50 | 120 | NA | VIC Richmond 66kV (Citipower Total) |  |  | FALSE | #N/A | #N/A | #N/A | #N/A | #N/A | #N/A | #N/A | #N/A | #N/A | #N/A
TRUE | VIC | RTS66C | Richmond 66kV (Citipower Total) | Citipower | Summer | Coincident_unreconciled | 2026 | POE90 | 116.7303 | NA | VIC Richmond 66kV (Citipower Total) |  |  | FALSE | #N/A | #N/A | #N/A | #N/A | #N/A | #N/A | #N/A | #N/A | #N/A | #N/A
TRUE | VIC | RTS66C | Richmond 66kV (Citipower Total) | Citipower | Summer | Non-coincident | 2026 | POE90 | 90 | NA | VIC Richmond 66kV (Citipower Total) |  |  | FALSE | #N/A | #N/A | #N/A | #N/A | #N/A | #N/A | #N/A | #N/A | #N/A | #N/A
TRUE | VIC | RTS66C | Richmond 66kV (Citipower Total) | Citipower | Summer | Non-coincident | 2026 | POE50 | 95 | 430 | VIC Richmond 66kV (Citipower Total) |  |  | FALSE | #N/A | #N/A | #N/A | #N/A | #N/A | #N/A | #N/A | #N/A | #N/A | #N/A
TRUE | VIC | RTS66C | Richmond 66kV (Citipower Total) | Citipower | Summer | Coincident_unreconciled | 2027 | POE50 | 106.1154 | NA | VIC Richmond 66kV (Citipower Total) |  |  | FALSE | #N/A | #N/A | #N/A | #N/A | #N/A | #N/A | #N/A | #N/A | #N/A | #N/A
TRUE | VIC | RTS66C | Richmond 66kV (Citipower Total) | Citipower | Summer | Coincident_unreconciled | 2027 | POE90 | 102.8245 | NA | VIC Richmond 66kV (Citipower Total) |  |  | FALSE | #N/A | #N/A | #N/A | #N/A | #N/A | #N/A | #N/A | #N/A | #N/A | #N/A
TRUE | VIC | RTS66C | Richmond 66kV (Citipower Total) | Citipower | Summer | Non-coincident | 2027 | POE90 | 91.8243 | NA | VIC Richmond 66kV (Citipower Total) |  |  | FALSE | #N/A | #N/A | #N/A | #N/A | #N/A | #N/A | #N/A | #N/A | #N/A | #N/A
TRUE | VIC | RTS66C | Richmond 66kV (Citipower Total) | Citipower | Summer | Non-coincident | 2027 | POE50 | 96.8325 | 429.0395 | VIC Richmond 66kV (Citipower Total) |  |  | FALSE | #N/A | #N/A | #N/A | #N/A | #N/A | #N/A | #N/A | #N/A | #N/A | #N/A
TRUE | VIC | RTS66C | Richmond 66kV (Citipower Total) | Citipower | Summer | Coincident_unreconciled | 2028 | POE50 | 94.2035 | NA | VIC Richmond 66kV (Citipower Total) |  |  | FALSE | #N/A | #N/A | #N/A | #N/A | #N/A | #N/A | #N/A | #N/A | #N/A | #N/A
TRUE | VIC | RTS66C | Richmond 66kV (Citipower Total) | Citipower | Summer | Coincident_unreconciled | 2028 | POE90 | 90.8931 | NA | VIC Richmond 66kV (Citipower Total) |  |  | FALSE | #N/A | #N/A | #N/A | #N/A | #N/A | #N/A | #N/A | #N/A | #N/A | #N/A
TRUE | VIC | RTS66C | Richmond 66kV (Citipower Total) | Citipower | Summer | Non-coincident | 2028 | POE90 | 93.6856 | NA | VIC Richmond 66kV (Citipower Total) |  |  | FALSE | #N/A | #N/A | #N/A | #N/A | #N/A | #N/A | #N/A | #N/A | #N/A | #N/A
TRUE | VIC | RTS66C | Richmond 66kV (Citipower Total) | Citipower | Summer | Non-coincident | 2028 | POE50 | 98.7003 | 424.6884 | VIC Richmond 66kV (Citipower Total) |  |  | FALSE | #N/A | #N/A | #N/A | #N/A | #N/A | #N/A | #N/A | #N/A | #N/A | #N/A
TRUE | VIC | RTS66C | Richmond 66kV (Citipower Total) | Citipower | Summer | Coincident_unreconciled | 2029 | POE50 | 83.2071 | NA | VIC Richmond 66kV (Citipower Total) |  |  | FALSE | #N/A | #N/A | #N/A | #N/A | #N/A | #N/A | #N/A | #N/A | #N/A | #N/A
TRUE | VIC | RTS66C | Richmond 66kV (Citipower Total) | Citipower | Summer | Coincident_unreconciled | 2029 | POE90 | 79.8773 | NA | VIC Richmond 66kV (Citipower Total) |  |  | FALSE | #N/A | #N/A | #N/A | #N/A | #N/A | #N/A | #N/A | #N/A | #N/A | #N/A
TRUE | VIC | RTS66C | Richmond 66kV (Citipower Total) | Citipower | Summer | Non-coincident | 2029 | POE90 | 95.5846 | NA | VIC Richmond 66kV (Citipower Total) |  |  | FALSE | #N/A | #N/A | #N/A | #N/A | #N/A | #N/A | #N/A | #N/A | #N/A | #N/A
TRUE | VIC | RTS66C | Richmond 66kV (Citipower Total) | Citipower | Summer | Non-coincident | 2029 | POE50 | 100.6041 | 420.8697 | VIC Richmond 66kV (Citipower Total) |  |  | FALSE | #N/A | #N/A | #N/A | #N/A | #N/A | #N/A | #N/A | #N/A | #N/A | #N/A
TRUE | VIC | RTS66C | Richmond 66kV (Citipower Total) | Citipower | Summer | Coincident_unreconciled | 2030 | POE50 | 72.9322 | NA | VIC Richmond 66kV (Citipower Total) |  |  | FALSE | #N/A | #N/A | #N/A | #N/A | #N/A | #N/A | #N/A | #N/A | #N/A | #N/A
TRUE | VIC | RTS66C | Richmond 66kV (Citipower Total) | Citipower | Summer | Coincident_unreconciled | 2030 | POE90 | 69.583 | NA | VIC Richmond 66kV (Citipower Total) |  |  | FALSE | #N/A | #N/A | #N/A | #N/A | #N/A | #N/A | #N/A | #N/A | #N/A | #N/A
TRUE | VIC | RTS66C | Richmond 66kV (Citipower Total) | Citipower | Summer | Non-coincident | 2030 | POE90 | 97.5221 | NA | VIC Richmond 66kV (Citipower Total) |  |  | FALSE | #N/A | #N/A | #N/A | #N/A | #N/A | #N/A | #N/A | #N/A | #N/A | #N/A
TRUE | VIC | RTS66C | Richmond 66kV (Citipower Total) | Citipower | Summer | Non-coincident | 2030 | POE50 | 102.5446 | 417.5353 | VIC Richmond 66kV (Citipower Total) |  |  | FALSE | #N/A | #N/A | #N/A | #N/A | #N/A | #N/A | #N/A | #N/A | #N/A | #N/A
TRUE | VIC | RTS66C | Richmond 66kV (Citipower Total) | Citipower | Summer | Coincident_unreconciled | 2031 | POE50 | 62.7981 | NA | VIC Richmond 66kV (Citipower Total) |  |  | FALSE | #N/A | #N/A | #N/A | #N/A | #N/A | #N/A | #N/A | #N/A | #N/A | #N/A
TRUE | VIC | RTS66C | Richmond 66kV (Citipower Total) | Citipower | Summer | Coincident_unreconciled | 2031 | POE90 | 59.4294 | NA | VIC Richmond 66kV (Citipower Total) |  |  | FALSE | #N/A | #N/A | #N/A | #N/A | #N/A | #N/A | #N/A | #N/A | #N/A | #N/A
TRUE | VIC | RTS66C | Richmond 66kV (Citipower Total) | Citipower | Summer | Non-coincident | 2031 | POE90 | 99.4989 | NA | VIC Richmond 66kV (Citipower Total) |  |  | FALSE | #N/A | #N/A | #N/A | #N/A | #N/A | #N/A | #N/A | #N/A | #N/A | #N/A
TRUE | VIC | RTS66C | Richmond 66kV (Citipower Total) | Citipower | Summer | Non-coincident | 2031 | POE50 | 104.5226 | 414.3763 | VIC Richmond 66kV (Citipower Total) |  |  | FALSE | #N/A | #N/A | #N/A | #N/A | #N/A | #N/A | #N/A | #N/A | #N/A | #N/A
TRUE | VIC | RTS66C | Richmond 66kV (Citipower Total) | Citipower | Summer | Coincident_unreconciled | 2032 | POE50 | 54.5221 | NA | VIC Richmond 66kV (Citipower Total) |  |  | FALSE | #N/A | #N/A | #N/A | #N/A | #N/A | #N/A | #N/A | #N/A | #N/A | #N/A
TRUE | VIC | RTS66C | Richmond 66kV (Citipower Total) | Citipower | Summer | Coincident_unreconciled | 2032 | POE90 | 51.134 | NA | VIC Richmond 66kV (Citipower Total) |  |  | FALSE | #N/A | #N/A | #N/A | #N/A | #N/A | #N/A | #N/A | #N/A | #N/A | #N/A
TRUE | VIC | RTS66C | Richmond 66kV (Citipower Total) | Citipower | Summer | Non-coincident | 2032 | POE90 | 101.5157 | NA | VIC Richmond 66kV (Citipower Total) |  |  | FALSE | #N/A | #N/A | #N/A | #N/A | #N/A | #N/A | #N/A | #N/A | #N/A | #N/A
TRUE | VIC | RTS66C | Richmond 66kV (Citipower Total) | Citipower | Summer | Non-coincident | 2032 | POE50 | 106.5388 | 412.2741 | VIC Richmond 66kV (Citipower Total) |  |  | FALSE | #N/A | #N/A | #N/A | #N/A | #N/A | #N/A | #N/A | #N/A | #N/A | #N/A
TRUE | VIC | RTS66C | Richmond 66kV (Citipower Total) | Citipower | Summer | Coincident_unreconciled | 2033 | POE50 | 47.7656 | NA | VIC Richmond 66kV (Citipower Total) |  |  | FALSE | #N/A | #N/A | #N/A | #N/A | #N/A | #N/A | #N/A | #N/A | #N/A | #N/A
TRUE | VIC | RTS66C | Richmond 66kV (Citipower Total) | Citipower | Summer | Coincident_unreconciled | 2033 | POE90 | 44.3582 | NA | VIC Richmond 66kV (Citipower Total) |  |  | FALSE | #N/A | #N/A | #N/A | #N/A | #N/A | #N/A | #N/A | #N/A | #N/A | #N/A
TRUE | VIC | RTS66C | Richmond 66kV (Citipower Total) | Citipower | Summer | Non-coincident | 2033 | POE90 | 103.5734 | NA | VIC Richmond 66kV (Citipower Total) |  |  | FALSE | #N/A | #N/A | #N/A | #N/A | #N/A | #N/A | #N/A | #N/A | #N/A | #N/A
TRUE | VIC | RTS66C | Richmond 66kV (Citipower Total) | Citipower | Summer | Non-coincident | 2033 | POE50 | 108.5938 | 411.0397 | VIC Richmond 66kV (Citipower Total) |  |  | FALSE | #N/A | #N/A | #N/A | #N/A | #N/A | #N/A | #N/A | #N/A | #N/A | #N/A
TRUE | VIC | RTS66C | Richmond 66kV (Citipower Total) | Citipower | Summer | Coincident_unreconciled | 2034 | POE50 | 41.2607 | NA | VIC Richmond 66kV (Citipower Total) |  |  | FALSE | #N/A | #N/A | #N/A | #N/A | #N/A | #N/A | #N/A | #N/A | #N/A | #N/A
TRUE | VIC | RTS66C | Richmond 66kV (Citipower Total) | Citipower | Summer | Coincident_unreconciled | 2034 | POE90 | 37.834 | NA | VIC Richmond 66kV (Citipower Total) |  |  | FALSE | #N/A | #N/A | #N/A | #N/A | #N/A | #N/A | #N/A | #N/A | #N/A | #N/A
TRUE | VIC | RTS66C | Richmond 66kV (Citipower Total) | Citipower | Summer | Non-coincident | 2034 | POE90 | 105.6729 | NA | VIC Richmond 66kV (Citipower Total) |  |  | FALSE | #N/A | #N/A | #N/A | #N/A | #N/A | #N/A | #N/A | #N/A | #N/A | #N/A
TRUE | VIC | RTS66C | Richmond 66kV (Citipower Total) | Citipower | Summer | Non-coincident | 2034 | POE50 | 110.6885 | 409.9804 | VIC Richmond 66kV (Citipower Total) |  |  | FALSE | #N/A | #N/A | #N/A | #N/A | #N/A | #N/A | #N/A | #N/A | #N/A | #N/A
TRUE | VIC | RTS66C | Richmond 66kV (Citipower Total) | Citipower | Summer | Coincident_unreconciled | 2035 | POE50 | 34.3978 | NA | VIC Richmond 66kV (Citipower Total) |  |  | FALSE | #N/A | #N/A | #N/A | #N/A | #N/A | #N/A | #N/A | #N/A | #N/A | #N/A
TRUE | VIC | RTS66C | Richmond 66kV (Citipower Total) | Citipower | Summer | Coincident_unreconciled | 2035 | POE90 | 30.9518 | NA | VIC Richmond 66kV (Citipower Total) |  |  | FALSE | #N/A | #N/A | #N/A | #N/A | #N/A | #N/A | #N/A | #N/A | #N/A | #N/A
TRUE | VIC | RTS66C | Richmond 66kV (Citipower Total) | Citipower | Summer | Non-coincident | 2035 | POE90 | 107.8148 | NA | VIC Richmond 66kV (Citipower Total) |  |  | FALSE | #N/A | #N/A | #N/A | #N/A | #N/A | #N/A | #N/A | #N/A | #N/A | #N/A
TRUE | VIC | RTS66C | Richmond 66kV (Citipower Total) | Citipower | Summer | Non-coincident | 2035 | POE50 | 112.8235 | 408.7696 | VIC Richmond 66kV (Citipower Total) |  |  | FALSE | #N/A | #N/A | #N/A | #N/A | #N/A | #N/A | #N/A | #N/A | #N/A | #N/A
TRUE | VIC | RTS66C | Richmond 66kV (Citipower Total) | Citipower | Summer | Non-coincident | 2025 | BASEYEARPOE10 | NA | 441.2579 | VIC Richmond 66kV (Citipower Total) |  |  | FALSE | #N/A | #N/A | #N/A | #N/A | #N/A | #N/A | #N/A | #N/A | #N/A | #N/A
TRUE | VIC | RTS66C | Richmond 66kV (Citipower Total) | Citipower | Summer | Coincident | 2026 | POE10 | NA | 430.2701 | VIC Richmond 66kV (Citipower Total) |  |  | FALSE | #N/A | #N/A | #N/A | #N/A | #N/A | #N/A | #N/A | #N/A | #N/A | #N/A
TRUE | VIC | RTS66C | Richmond 66kV (Citipower Total) | Citipower | Summer | Coincident | 2026 | POE50 | NA | 412.2441 | VIC Richmond 66kV (Citipower Total) |  |  | FALSE | #N/A | #N/A | #N/A | #N/A | #N/A | #N/A | #N/A | #N/A | #N/A | #N/A
TRUE | VIC | RTS66C | Richmond 66kV (Citipower Total) | Citipower | Summer | Non-coincident | 2026 | POE10 | NA | 481.9034 | VIC Richmond 66kV (Citipower Total) |  |  | FALSE | #N/A | #N/A | #N/A | #N/A | #N/A | #N/A | #N/A | #N/A | #N/A | #N/A
TRUE | VIC | RTS66C | Richmond 66kV (Citipower Total) | Citipower | Summer | Coincident | 2027 | POE10 | NA | 420.1128 | VIC Richmond 66kV (Citipower Total) |  |  | FALSE | #N/A | #N/A | #N/A | #N/A | #N/A | #N/A | #N/A | #N/A | #N/A | #N/A
TRUE | VIC | RTS66C | Richmond 66kV (Citipower Total) | Citipower | Summer | Coincident | 2027 | POE50 | NA | 395.7432 | VIC Richmond 66kV (Citipower Total) |  |  | FALSE | #N/A | #N/A | #N/A | #N/A | #N/A | #N/A | #N/A | #N/A | #N/A | #N/A
TRUE | VIC | RTS66C | Richmond 66kV (Citipower Total) | Citipower | Summer | Non-coincident | 2027 | POE10 | NA | 481.281 | VIC Richmond 66kV (Citipower Total) |  |  | FALSE | #N/A | #N/A | #N/A | #N/A | #N/A | #N/A | #N/A | #N/A | #N/A | #N/A
TRUE | VIC | RTS66C | Richmond 66kV (Citipower Total) | Citipower | Summer | Coincident | 2028 | POE10 | NA | 408.1652 | VIC Richmond 66kV (Citipower Total) |  |  | FALSE | #N/A | #N/A | #N/A | #N/A | #N/A | #N/A | #N/A | #N/A | #N/A | #N/A
TRUE | VIC | RTS66C | Richmond 66kV (Citipower Total) | Citipower | Summer | Coincident | 2028 | POE50 | NA | 381.2662 | VIC Richmond 66kV (Citipower Total) |  |  | FALSE | #N/A | #N/A | #N/A | #N/A | #N/A | #N/A | #N/A | #N/A | #N/A | #N/A
TRUE | VIC | RTS66C | Richmond 66kV (Citipower Total) | Citipower | Summer | Non-coincident | 2028 | POE10 | NA | 477.2382 | VIC Richmond 66kV (Citipower Total) |  |  | FALSE | #N/A | #N/A | #N/A | #N/A | #N/A | #N/A | #N/A | #N/A | #N/A | #N/A
TRUE | VIC | RTS66C | Richmond 66kV (Citipower Total) | Citipower | Summer | Coincident | 2029 | POE10 | NA | 399.4087 | VIC Richmond 66kV (Citipower Total) |  |  | FALSE | #N/A | #N/A | #N/A | #N/A | #N/A | #N/A | #N/A | #N/A | #N/A | #N/A
TRUE | VIC | RTS66C | Richmond 66kV (Citipower Total) | Citipower | Summer | Coincident | 2029 | POE50 | NA | 373.007 | VIC Richmond 66kV (Citipower Total) |  |  | FALSE | #N/A | #N/A | #N/A | #N/A | #N/A | #N/A | #N/A | #N/A | #N/A | #N/A
TRUE | VIC | RTS66C | Richmond 66kV (Citipower Total) | Citipower | Summer | Non-coincident | 2029 | POE10 | NA | 473.7277 | VIC Richmond 66kV (Citipower Total) |  |  | FALSE | #N/A | #N/A | #N/A | #N/A | #N/A | #N/A | #N/A | #N/A | #N/A | #N/A
TRUE | VIC | RTS66C | Richmond 66kV (Citipower Total) | Citipower | Summer | Coincident | 2030 | POE10 | NA | 392.4214 | VIC Richmond 66kV (Citipower Total) |  |  | FALSE | #N/A | #N/A | #N/A | #N/A | #N/A | #N/A | #N/A | #N/A | #N/A | #N/A
TRUE | VIC | RTS66C | Richmond 66kV (Citipower Total) | Citipower | Summer | Coincident | 2030 | POE50 | NA | 365.0595 | VIC Richmond 66kV (Citipower Total) |  |  | FALSE | #N/A | #N/A | #N/A | #N/A | #N/A | #N/A | #N/A | #N/A | #N/A | #N/A
TRUE | VIC | RTS66C | Richmond 66kV (Citipower Total) | Citipower | Summer | Non-coincident | 2030 | POE10 | NA | 470.7014 | VIC Richmond 66kV (Citipower Total) |  |  | FALSE | #N/A | #N/A | #N/A | #N/A | #N/A | #N/A | #N/A | #N/A | #N/A | #N/A
TRUE | VIC | RTS66C | Richmond 66kV (Citipower Total) | Citipower | Summer | Coincident | 2031 | POE10 | NA | 381.4903 | VIC Richmond 66kV (Citipower Total) |  |  | FALSE | #N/A | #N/A | #N/A | #N/A | #N/A | #N/A | #N/A | #N/A | #N/A | #N/A
TRUE | VIC | RTS66C | Richmond 66kV (Citipower Total) | Citipower | Summer | Coincident | 2031 | POE50 | NA | 356.3425 | VIC Richmond 66kV (Citipower Total) |  |  | FALSE | #N/A | #N/A | #N/A | #N/A | #N/A | #N/A | #N/A | #N/A | #N/A | #N/A
TRUE | VIC | RTS66C | Richmond 66kV (Citipower Total) | Citipower | Summer | Non-coincident | 2031 | POE10 | NA | 467.8506 | VIC Richmond 66kV (Citipower Total) |  |  | FALSE | #N/A | #N/A | #N/A | #N/A | #N/A | #N/A | #N/A | #N/A | #N/A | #N/A
TRUE | VIC | RTS66C | Richmond 66kV (Citipower Total) | Citipower | Summer | Coincident | 2032 | POE10 | NA | 369.7356 | VIC Richmond 66kV (Citipower Total) |  |  | FALSE | #N/A | #N/A | #N/A | #N/A | #N/A | #N/A | #N/A | #N/A | #N/A | #N/A
TRUE | VIC | RTS66C | Richmond 66kV (Citipower Total) | Citipower | Summer | Coincident | 2032 | POE50 | NA | 344.4504 | VIC Richmond 66kV (Citipower Total) |  |  | FALSE | #N/A | #N/A | #N/A | #N/A | #N/A | #N/A | #N/A | #N/A | #N/A | #N/A
TRUE | VIC | RTS66C | Richmond 66kV (Citipower Total) | Citipower | Summer | Non-coincident | 2032 | POE10 | NA | 466.056 | VIC Richmond 66kV (Citipower Total) |  |  | FALSE | #N/A | #N/A | #N/A | #N/A | #N/A | #N/A | #N/A | #N/A | #N/A | #N/A
TRUE | VIC | RTS66C | Richmond 66kV (Citipower Total) | Citipower | Summer | Coincident | 2033 | POE10 | NA | 361.1913 | VIC Richmond 66kV (Citipower Total) |  |  | FALSE | #N/A | #N/A | #N/A | #N/A | #N/A | #N/A | #N/A | #N/A | #N/A | #N/A
TRUE | VIC | RTS66C | Richmond 66kV (Citipower Total) | Citipower | Summer | Coincident | 2033 | POE50 | NA | 333.1783 | VIC Richmond 66kV (Citipower Total) |  |  | FALSE | #N/A | #N/A | #N/A | #N/A | #N/A | #N/A | #N/A | #N/A | #N/A | #N/A
TRUE | VIC | RTS66C | Richmond 66kV (Citipower Total) | Citipower | Summer | Non-coincident | 2033 | POE10 | NA | 465.1287 | VIC Richmond 66kV (Citipower Total) |  |  | FALSE | #N/A | #N/A | #N/A | #N/A | #N/A | #N/A | #N/A | #N/A | #N/A | #N/A
TRUE | VIC | RTS66C | Richmond 66kV (Citipower Total) | Citipower | Summer | Coincident | 2034 | POE10 | NA | 357.646 | VIC Richmond 66kV (Citipower Total) |  |  | FALSE | #N/A | #N/A | #N/A | #N/A | #N/A | #N/A | #N/A | #N/A | #N/A | #N/A
TRUE | VIC | RTS66C | Richmond 66kV (Citipower Total) | Citipower | Summer | Coincident | 2034 | POE50 | NA | 330.0758 | VIC Richmond 66kV (Citipower Total) |  |  | FALSE | #N/A | #N/A | #N/A | #N/A | #N/A | #N/A | #N/A | #N/A | #N/A | #N/A
TRUE | VIC | RTS66C | Richmond 66kV (Citipower Total) | Citipower | Summer | Non-coincident | 2034 | POE10 | NA | 464.3766 | VIC Richmond 66kV (Citipower Total) |  |  | FALSE | #N/A | #N/A | #N/A | #N/A | #N/A | #N/A | #N/A | #N/A | #N/A | #N/A
TRUE | VIC | RTS66C | Richmond 66kV (Citipower Total) | Citipower | Summer | Coincident | 2035 | POE10 | NA | 355.5663 | VIC Richmond 66kV (Citipower Total) |  |  | FALSE | #N/A | #N/A | #N/A | #N/A | #N/A | #N/A | #N/A | #N/A | #N/A | #N/A
TRUE | VIC | RTS66C | Richmond 66kV (Citipower Total) | Citipower | Summer | Coincident | 2035 | POE50 | NA | 328.027 | VIC Richmond 66kV (Citipower Total) |  |  | FALSE | #N/A | #N/A | #N/A | #N/A | #N/A | #N/A | #N/A | #N/A | #N/A | #N/A
TRUE | VIC | RTS66C | Richmond 66kV (Citipower Total) | Citipower | Summer | Non-coincident | 2035 | POE10 | NA | 463.473 | VIC Richmond 66kV (Citipower Total) |  |  | FALSE | #N/A | #N/A | #N/A | #N/A | #N/A | #N/A | #N/A | #N/A | #N/A | #N/A
TRUE | VIC | RTS66C | Richmond 66kV (Citipower Total) | Citipower | Winter | Coincident | 2018 | ACTUAL_OPG | NA | 335.902 | VIC Richmond 66kV (Citipower Total) |  |  | FALSE | #N/A | #N/A | #N/A | #N/A | #N/A | #N/A | #N/A | #N/A | #N/A | #N/A
TRUE | VIC | RTS66C | Richmond 66kV (Citipower Total) | Citipower | Winter | Coincident | 2018 | ACTUAL_RAW | NA | 335.902 | VIC Richmond 66kV (Citipower Total) |  |  | FALSE | #N/A | #N/A | #N/A | #N/A | #N/A | #N/A | #N/A | #N/A | #N/A | #N/A
TRUE | VIC | RTS66C | Richmond 66kV (Citipower Total) | Citipower | Winter | Non-coincident | 2018 | ACTUAL_RAW | NA | 346.4263 | VIC Richmond 66kV (Citipower Total) |  |  | FALSE | #N/A | #N/A | #N/A | #N/A | #N/A | #N/A | #N/A | #N/A | #N/A | #N/A
TRUE | VIC | RTS66C | Richmond 66kV (Citipower Total) | Citipower | Winter | Non-coincident | 2018 | ACTUAL_OPG | NA | 346.4263 | VIC Richmond 66kV (Citipower Total) |  |  | FALSE | #N/A | #N/A | #N/A | #N/A | #N/A | #N/A | #N/A | #N/A | #N/A | #N/A
TRUE | VIC | RTS66C | Richmond 66kV (Citipower Total) | Citipower | Winter | Non-coincident | 2018 | ACTUAL_ADJUSTEDOPG | NA | 346.4263 | VIC Richmond 66kV (Citipower Total) |  |  | FALSE | #N/A | #N/A | #N/A | #N/A | #N/A | #N/A | #N/A | #N/A | #N/A | #N/A
TRUE | VIC | RTS66C | Richmond 66kV (Citipower Total) | Citipower | Winter | Coincident | 2019 | ACTUAL_OPG | NA | 326.7085 | VIC Richmond 66kV (Citipower Total) |  |  | FALSE | #N/A | #N/A | #N/A | #N/A | #N/A | #N/A | #N/A | #N/A | #N/A | #N/A
TRUE | VIC | RTS66C | Richmond 66kV (Citipower Total) | Citipower | Winter | Coincident | 2019 | ACTUAL_RAW | NA | 326.7085 | VIC Richmond 66kV (Citipower Total) |  |  | FALSE | #N/A | #N/A | #N/A | #N/A | #N/A | #N/A | #N/A | #N/A | #N/A | #N/A
TRUE | VIC | RTS66C | Richmond 66kV (Citipower Total) | Citipower | Winter | Non-coincident | 2019 | ACTUAL_RAW | NA | 346.5782 | VIC Richmond 66kV (Citipower Total) |  |  | FALSE | #N/A | #N/A | #N/A | #N/A | #N/A | #N/A | #N/A | #N/A | #N/A | #N/A
TRUE | VIC | RTS66C | Richmond 66kV (Citipower Total) | Citipower | Winter | Non-coincident | 2019 | ACTUAL_OPG | NA | 346.5782 | VIC Richmond 66kV (Citipower Total) |  |  | FALSE | #N/A | #N/A | #N/A | #N/A | #N/A | #N/A | #N/A | #N/A | #N/A | #N/A
TRUE | VIC | RTS66C | Richmond 66kV (Citipower Total) | Citipower | Winter | Non-coincident | 2019 | ACTUAL_ADJUSTEDOPG | NA | 346.5782 | VIC Richmond 66kV (Citipower Total) |  |  | FALSE | #N/A | #N/A | #N/A | #N/A | #N/A | #N/A | #N/A | #N/A | #N/A | #N/A
TRUE | VIC | RTS66C | Richmond 66kV (Citipower Total) | Citipower | Winter | Coincident | 2020 | ACTUAL_OPG | NA | 313.7332 | VIC Richmond 66kV (Citipower Total) |  |  | FALSE | #N/A | #N/A | #N/A | #N/A | #N/A | #N/A | #N/A | #N/A | #N/A | #N/A
TRUE | VIC | RTS66C | Richmond 66kV (Citipower Total) | Citipower | Winter | Coincident | 2020 | ACTUAL_RAW | NA | 313.7332 | VIC Richmond 66kV (Citipower Total) |  |  | FALSE | #N/A | #N/A | #N/A | #N/A | #N/A | #N/A | #N/A | #N/A | #N/A | #N/A
TRUE | VIC | RTS66C | Richmond 66kV (Citipower Total) | Citipower | Winter | Non-coincident | 2020 | ACTUAL_RAW | NA | 323.0566 | VIC Richmond 66kV (Citipower Total) |  |  | FALSE | #N/A | #N/A | #N/A | #N/A | #N/A | #N/A | #N/A | #N/A | #N/A | #N/A
TRUE | VIC | RTS66C | Richmond 66kV (Citipower Total) | Citipower | Winter | Non-coincident | 2020 | ACTUAL_OPG | NA | 323.0566 | VIC Richmond 66kV (Citipower Total) |  |  | FALSE | #N/A | #N/A | #N/A | #N/A | #N/A | #N/A | #N/A | #N/A | #N/A | #N/A
TRUE | VIC | RTS66C | Richmond 66kV (Citipower Total) | Citipower | Winter | Non-coincident | 2020 | ACTUAL_ADJUSTEDOPG | NA | 323.0566 | VIC Richmond 66kV (Citipower Total) |  |  | FALSE | #N/A | #N/A | #N/A | #N/A | #N/A | #N/A | #N/A | #N/A | #N/A | #N/A
TRUE | VIC | RTS66C | Richmond 66kV (Citipower Total) | Citipower | Winter | Coincident | 2021 | ACTUAL_OPG | NA | 281.1404 | VIC Richmond 66kV (Citipower Total) |  |  | FALSE | #N/A | #N/A | #N/A | #N/A | #N/A | #N/A | #N/A | #N/A | #N/A | #N/A
TRUE | VIC | RTS66C | Richmond 66kV (Citipower Total) | Citipower | Winter | Coincident | 2021 | ACTUAL_RAW | NA | 281.1404 | VIC Richmond 66kV (Citipower Total) |  |  | FALSE | #N/A | #N/A | #N/A | #N/A | #N/A | #N/A | #N/A | #N/A | #N/A | #N/A
TRUE | VIC | RTS66C | Richmond 66kV (Citipower Total) | Citipower | Winter | Non-coincident | 2021 | ACTUAL_RAW | NA | 284.021 | VIC Richmond 66kV (Citipower Total) |  |  | FALSE | #N/A | #N/A | #N/A | #N/A | #N/A | #N/A | #N/A | #N/A | #N/A | #N/A
TRUE | VIC | RTS66C | Richmond 66kV (Citipower Total) | Citipower | Winter | Non-coincident | 2021 | ACTUAL_OPG | NA | 284.021 | VIC Richmond 66kV (Citipower Total) |  |  | FALSE | #N/A | #N/A | #N/A | #N/A | #N/A | #N/A | #N/A | #N/A | #N/A | #N/A
TRUE | VIC | RTS66C | Richmond 66kV (Citipower Total) | Citipower | Winter | Non-coincident | 2021 | ACTUAL_ADJUSTEDOPG | NA | 284.021 | VIC Richmond 66kV (Citipower Total) |  |  | FALSE | #N/A | #N/A | #N/A | #N/A | #N/A | #N/A | #N/A | #N/A | #N/A | #N/A
TRUE | VIC | RTS66C | Richmond 66kV (Citipower Total) | Citipower | Winter | Coincident | 2022 | ACTUAL_OPG | NA | 270.1395 | VIC Richmond 66kV (Citipower Total) |  |  | FALSE | #N/A | #N/A | #N/A | #N/A | #N/A | #N/A | #N/A | #N/A | #N/A | #N/A
TRUE | VIC | RTS66C | Richmond 66kV (Citipower Total) | Citipower | Winter | Coincident | 2022 | ACTUAL_RAW | NA | 270.1395 | VIC Richmond 66kV (Citipower Total) |  |  | FALSE | #N/A | #N/A | #N/A | #N/A | #N/A | #N/A | #N/A | #N/A | #N/A | #N/A
TRUE | VIC | RTS66C | Richmond 66kV (Citipower Total) | Citipower | Winter | Non-coincident | 2022 | ACTUAL_RAW | NA | 323.7093 | VIC Richmond 66kV (Citipower Total) |  |  | FALSE | #N/A | #N/A | #N/A | #N/A | #N/A | #N/A | #N/A | #N/A | #N/A | #N/A
TRUE | VIC | RTS66C | Richmond 66kV (Citipower Total) | Citipower | Winter | Non-coincident | 2022 | ACTUAL_OPG | NA | 323.7093 | VIC Richmond 66kV (Citipower Total) |  |  | FALSE | #N/A | #N/A | #N/A | #N/A | #N/A | #N/A | #N/A | #N/A | #N/A | #N/A
TRUE | VIC | RTS66C | Richmond 66kV (Citipower Total) | Citipower | Winter | Non-coincident | 2022 | ACTUAL_ADJUSTEDOPG | NA | 323.7093 | VIC Richmond 66kV (Citipower Total) |  |  | FALSE | #N/A | #N/A | #N/A | #N/A | #N/A | #N/A | #N/A | #N/A | #N/A | #N/A
TRUE | VIC | RTS66C | Richmond 66kV (Citipower Total) | Citipower | Winter | Coincident | 2023 | ACTUAL_OPG | NA | 255.9811 | VIC Richmond 66kV (Citipower Total) |  |  | FALSE | #N/A | #N/A | #N/A | #N/A | #N/A | #N/A | #N/A | #N/A | #N/A | #N/A
TRUE | VIC | RTS66C | Richmond 66kV (Citipower Total) | Citipower | Winter | Coincident | 2023 | ACTUAL_RAW | NA | 255.9811 | VIC Richmond 66kV (Citipower Total) |  |  | FALSE | #N/A | #N/A | #N/A | #N/A | #N/A | #N/A | #N/A | #N/A | #N/A | #N/A
TRUE | VIC | RTS66C | Richmond 66kV (Citipower Total) | Citipower | Winter | Non-coincident | 2023 | ACTUAL_RAW | NA | 258.6819 | VIC Richmond 66kV (Citipower Total) |  |  | FALSE | #N/A | #N/A | #N/A | #N/A | #N/A | #N/A | #N/A | #N/A | #N/A | #N/A
TRUE | VIC | RTS66C | Richmond 66kV (Citipower Total) | Citipower | Winter | Non-coincident | 2023 | ACTUAL_OPG | NA | 258.6819 | VIC Richmond 66kV (Citipower Total) |  |  | FALSE | #N/A | #N/A | #N/A | #N/A | #N/A | #N/A | #N/A | #N/A | #N/A | #N/A
TRUE | VIC | RTS66C | Richmond 66kV (Citipower Total) | Citipower | Winter | Non-coincident | 2023 | ACTUAL_ADJUSTEDOPG | NA | 258.6819 | VIC Richmond 66kV (Citipower Total) |  |  | FALSE | #N/A | #N/A | #N/A | #N/A | #N/A | #N/A | #N/A | #N/A | #N/A | #N/A
TRUE | VIC | RTS66C | Richmond 66kV (Citipower Total) | Citipower | Winter | Coincident | 2024 | ACTUAL_OPG | NA | 287.0114 | VIC Richmond 66kV (Citipower Total) |  |  | FALSE | #N/A | #N/A | #N/A | #N/A | #N/A | #N/A | #N/A | #N/A | #N/A | #N/A
TRUE | VIC | RTS66C | Richmond 66kV (Citipower Total) | Citipower | Winter | Coincident | 2024 | ACTUAL_RAW | NA | 287.0114 | VIC Richmond 66kV (Citipower Total) |  |  | FALSE | #N/A | #N/A | #N/A | #N/A | #N/A | #N/A | #N/A | #N/A | #N/A | #N/A
TRUE | VIC | RTS66C | Richmond 66kV (Citipower Total) | Citipower | Winter | Non-coincident | 2024 | ACTUAL_RAW | NA | 296.1943 | VIC Richmond 66kV (Citipower Total) |  |  | FALSE | #N/A | #N/A | #N/A | #N/A | #N/A | #N/A | #N/A | #N/A | #N/A | #N/A
TRUE | VIC | RTS66C | Richmond 66kV (Citipower Total) | Citipower | Winter | Non-coincident | 2024 | ACTUAL_OPG | NA | 296.1943 | VIC Richmond 66kV (Citipower Total) |  |  | FALSE | #N/A | #N/A | #N/A | #N/A | #N/A | #N/A | #N/A | #N/A | #N/A | #N/A
TRUE | VIC | RTS66C | Richmond 66kV (Citipower Total) | Citipower | Winter | Non-coincident | 2024 | ACTUAL_ADJUSTEDOPG | NA | 296.1943 | VIC Richmond 66kV (Citipower Total) |  |  | FALSE | #N/A | #N/A | #N/A | #N/A | #N/A | #N/A | #N/A | #N/A | #N/A | #N/A
TRUE | VIC | RTS66C | Richmond 66kV (Citipower Total) | Citipower | Winter | Coincident | 2025 | POE10 | NA | 388.0285 | VIC Richmond 66kV (Citipower Total) |  |  | FALSE | #N/A | #N/A | #N/A | #N/A | #N/A | #N/A | #N/A | #N/A | #N/A | #N/A
TRUE | VIC | RTS66C | Richmond 66kV (Citipower Total) | Citipower | Winter | Coincident | 2025 | POE50 | NA | 386.4264 | VIC Richmond 66kV (Citipower Total) |  |  | FALSE | #N/A | #N/A | #N/A | #N/A | #N/A | #N/A | #N/A | #N/A | #N/A | #N/A
TRUE | VIC | RTS66C | Richmond 66kV (Citipower Total) | Citipower | Winter | Non-coincident | 2025 | ACTUAL_RAW | NA | 297.817 | VIC Richmond 66kV (Citipower Total) |  |  | FALSE | #N/A | #N/A | #N/A | #N/A | #N/A | #N/A | #N/A | #N/A | #N/A | #N/A
TRUE | VIC | RTS66C | Richmond 66kV (Citipower Total) | Citipower | Winter | Non-coincident | 2025 | ACTUAL_ADJUSTEDOPG | NA | 297.817 | VIC Richmond 66kV (Citipower Total) |  |  | FALSE | #N/A | #N/A | #N/A | #N/A | #N/A | #N/A | #N/A | #N/A | #N/A | #N/A
TRUE | VIC | RTS66C | Richmond 66kV (Citipower Total) | Citipower | Winter | Non-coincident | 2025 | BASEYEARPOE50 | NA | 296.9413 | VIC Richmond 66kV (Citipower Total) |  |  | FALSE | #N/A | #N/A | #N/A | #N/A | #N/A | #N/A | #N/A | #N/A | #N/A | #N/A
TRUE | VIC | RTS66C | Richmond 66kV (Citipower Total) | Citipower | Winter | Non-coincident | 2025 | BASEYEARPOE10 | NA | 304.8369 | VIC Richmond 66kV (Citipower Total) |  |  | FALSE | #N/A | #N/A | #N/A | #N/A | #N/A | #N/A | #N/A | #N/A | #N/A | #N/A
TRUE | VIC | RTS66C | Richmond 66kV (Citipower Total) | Citipower | Winter | Non-coincident | 2025 | POE10 | NA | 408.7034 | VIC Richmond 66kV (Citipower Total) |  |  | FALSE | #N/A | #N/A | #N/A | #N/A | #N/A | #N/A | #N/A | #N/A | #N/A | #N/A
TRUE | VIC | RTS66C | Richmond 66kV (Citipower Total) | Citipower | Winter | Non-coincident | 2025 | POE50 | NA | 400 | VIC Richmond 66kV (Citipower Total) |  |  | FALSE | #N/A | #N/A | #N/A | #N/A | #N/A | #N/A | #N/A | #N/A | #N/A | #N/A
TRUE | VIC | RTS66C | Richmond 66kV (Citipower Total) | Citipower | Winter | Coincident | 2026 | POE10 | NA | 392.8262 | VIC Richmond 66kV (Citipower Total) |  |  | FALSE | #N/A | #N/A | #N/A | #N/A | #N/A | #N/A | #N/A | #N/A | #N/A | #N/A
TRUE | VIC | RTS66C | Richmond 66kV (Citipower Total) | Citipower | Winter | Coincident | 2026 | POE50 | NA | 391.1209 | VIC Richmond 66kV (Citipower Total) |  |  | FALSE | #N/A | #N/A | #N/A | #N/A | #N/A | #N/A | #N/A | #N/A | #N/A | #N/A
TRUE | VIC | RTS66C | Richmond 66kV (Citipower Total) | Citipower | Winter | Non-coincident | 2026 | POE10 | NA | 429.9795 | VIC Richmond 66kV (Citipower Total) |  |  | FALSE | #N/A | #N/A | #N/A | #N/A | #N/A | #N/A | #N/A | #N/A | #N/A | #N/A
TRUE | VIC | RTS66C | Richmond 66kV (Citipower Total) | Citipower | Winter | Non-coincident | 2026 | POE50 | NA | 421.213 | VIC Richmond 66kV (Citipower Total) |  |  | FALSE | #N/A | #N/A | #N/A | #N/A | #N/A | #N/A | #N/A | #N/A | #N/A | #N/A
TRUE | VIC | RTS66C | Richmond 66kV (Citipower Total) | Citipower | Winter | Coincident | 2027 | POE10 | NA | 381.7852 | VIC Richmond 66kV (Citipower Total) |  |  | FALSE | #N/A | #N/A | #N/A | #N/A | #N/A | #N/A | #N/A | #N/A | #N/A | #N/A
TRUE | VIC | RTS66C | Richmond 66kV (Citipower Total) | Citipower | Winter | Coincident | 2027 | POE50 | NA | 379.1675 | VIC Richmond 66kV (Citipower Total) |  |  | FALSE | #N/A | #N/A | #N/A | #N/A | #N/A | #N/A | #N/A | #N/A | #N/A | #N/A
TRUE | VIC | RTS66C | Richmond 66kV (Citipower Total) | Citipower | Winter | Non-coincident | 2027 | POE10 | NA | 432.4697 | VIC Richmond 66kV (Citipower Total) |  |  | FALSE | #N/A | #N/A | #N/A | #N/A | #N/A | #N/A | #N/A | #N/A | #N/A | #N/A
TRUE | VIC | RTS66C | Richmond 66kV (Citipower Total) | Citipower | Winter | Non-coincident | 2027 | POE50 | NA | 423.6513 | VIC Richmond 66kV (Citipower Total) |  |  | FALSE | #N/A | #N/A | #N/A | #N/A | #N/A | #N/A | #N/A | #N/A | #N/A | #N/A
TRUE | VIC | RTS66C | Richmond 66kV (Citipower Total) | Citipower | Winter | Coincident | 2028 | POE10 | NA | 376.6977 | VIC Richmond 66kV (Citipower Total) |  |  | FALSE | #N/A | #N/A | #N/A | #N/A | #N/A | #N/A | #N/A | #N/A | #N/A | #N/A
TRUE | VIC | RTS66C | Richmond 66kV (Citipower Total) | Citipower | Winter | Coincident | 2028 | POE50 | NA | 374.4119 | VIC Richmond 66kV (Citipower Total) |  |  | FALSE | #N/A | #N/A | #N/A | #N/A | #N/A | #N/A | #N/A | #N/A | #N/A | #N/A
TRUE | VIC | RTS66C | Richmond 66kV (Citipower Total) | Citipower | Winter | Non-coincident | 2028 | POE10 | NA | 433.9987 | VIC Richmond 66kV (Citipower Total) |  |  | FALSE | #N/A | #N/A | #N/A | #N/A | #N/A | #N/A | #N/A | #N/A | #N/A | #N/A
TRUE | VIC | RTS66C | Richmond 66kV (Citipower Total) | Citipower | Winter | Non-coincident | 2028 | POE50 | NA | 425.1283 | VIC Richmond 66kV (Citipower Total) |  |  | FALSE | #N/A | #N/A | #N/A | #N/A | #N/A | #N/A | #N/A | #N/A | #N/A | #N/A
TRUE | VIC | RTS66C | Richmond 66kV (Citipower Total) | Citipower | Winter | Coincident | 2029 | POE10 | NA | 374.5581 | VIC Richmond 66kV (Citipower Total) |  |  | FALSE | #N/A | #N/A | #N/A | #N/A | #N/A | #N/A | #N/A | #N/A | #N/A | #N/A
TRUE | VIC | RTS66C | Richmond 66kV (Citipower Total) | Citipower | Winter | Coincident | 2029 | POE50 | NA | 372.4162 | VIC Richmond 66kV (Citipower Total) |  |  | FALSE | #N/A | #N/A | #N/A | #N/A | #N/A | #N/A | #N/A | #N/A | #N/A | #N/A
TRUE | VIC | RTS66C | Richmond 66kV (Citipower Total) | Citipower | Winter | Non-coincident | 2029 | POE10 | NA | 435.7694 | VIC Richmond 66kV (Citipower Total) |  |  | FALSE | #N/A | #N/A | #N/A | #N/A | #N/A | #N/A | #N/A | #N/A | #N/A | #N/A
TRUE | VIC | RTS66C | Richmond 66kV (Citipower Total) | Citipower | Winter | Non-coincident | 2029 | POE50 | NA | 426.847 | VIC Richmond 66kV (Citipower Total) |  |  | FALSE | #N/A | #N/A | #N/A | #N/A | #N/A | #N/A | #N/A | #N/A | #N/A | #N/A
TRUE | VIC | RTS66C | Richmond 66kV (Citipower Total) | Citipower | Winter | Coincident | 2030 | POE10 | NA | 371.9001 | VIC Richmond 66kV (Citipower Total) |  |  | FALSE | #N/A | #N/A | #N/A | #N/A | #N/A | #N/A | #N/A | #N/A | #N/A | #N/A
TRUE | VIC | RTS66C | Richmond 66kV (Citipower Total) | Citipower | Winter | Coincident | 2030 | POE50 | NA | 369.6958 | VIC Richmond 66kV (Citipower Total) |  |  | FALSE | #N/A | #N/A | #N/A | #N/A | #N/A | #N/A | #N/A | #N/A | #N/A | #N/A
TRUE | VIC | RTS66C | Richmond 66kV (Citipower Total) | Citipower | Winter | Non-coincident | 2030 | POE10 | NA | 437.9008 | VIC Richmond 66kV (Citipower Total) |  |  | FALSE | #N/A | #N/A | #N/A | #N/A | #N/A | #N/A | #N/A | #N/A | #N/A | #N/A
TRUE | VIC | RTS66C | Richmond 66kV (Citipower Total) | Citipower | Winter | Non-coincident | 2030 | POE50 | NA | 428.9263 | VIC Richmond 66kV (Citipower Total) |  |  | FALSE | #N/A | #N/A | #N/A | #N/A | #N/A | #N/A | #N/A | #N/A | #N/A | #N/A
TRUE | VIC | RTS66C | Richmond 66kV (Citipower Total) | Citipower | Winter | Coincident | 2031 | POE10 | NA | 369.852 | VIC Richmond 66kV (Citipower Total) |  |  | FALSE | #N/A | #N/A | #N/A | #N/A | #N/A | #N/A | #N/A | #N/A | #N/A | #N/A
TRUE | VIC | RTS66C | Richmond 66kV (Citipower Total) | Citipower | Winter | Coincident | 2031 | POE50 | NA | 367.6769 | VIC Richmond 66kV (Citipower Total) |  |  | FALSE | #N/A | #N/A | #N/A | #N/A | #N/A | #N/A | #N/A | #N/A | #N/A | #N/A
TRUE | VIC | RTS66C | Richmond 66kV (Citipower Total) | Citipower | Winter | Non-coincident | 2031 | POE10 | NA | 440.0898 | VIC Richmond 66kV (Citipower Total) |  |  | FALSE | #N/A | #N/A | #N/A | #N/A | #N/A | #N/A | #N/A | #N/A | #N/A | #N/A
TRUE | VIC | RTS66C | Richmond 66kV (Citipower Total) | Citipower | Winter | Non-coincident | 2031 | POE50 | NA | 431.0633 | VIC Richmond 66kV (Citipower Total) |  |  | FALSE | #N/A | #N/A | #N/A | #N/A | #N/A | #N/A | #N/A | #N/A | #N/A | #N/A
TRUE | VIC | RTS66C | Richmond 66kV (Citipower Total) | Citipower | Winter | Coincident | 2032 | POE10 | NA | 364.7696 | VIC Richmond 66kV (Citipower Total) |  |  | FALSE | #N/A | #N/A | #N/A | #N/A | #N/A | #N/A | #N/A | #N/A | #N/A | #N/A
TRUE | VIC | RTS66C | Richmond 66kV (Citipower Total) | Citipower | Winter | Coincident | 2032 | POE50 | NA | 361.9422 | VIC Richmond 66kV (Citipower Total) |  |  | FALSE | #N/A | #N/A | #N/A | #N/A | #N/A | #N/A | #N/A | #N/A | #N/A | #N/A
TRUE | VIC | RTS66C | Richmond 66kV (Citipower Total) | Citipower | Winter | Non-coincident | 2032 | POE10 | NA | 442.5201 | VIC Richmond 66kV (Citipower Total) |  |  | FALSE | #N/A | #N/A | #N/A | #N/A | #N/A | #N/A | #N/A | #N/A | #N/A | #N/A
TRUE | VIC | RTS66C | Richmond 66kV (Citipower Total) | Citipower | Winter | Non-coincident | 2032 | POE50 | NA | 433.5478 | VIC Richmond 66kV (Citipower Total) |  |  | FALSE | #N/A | #N/A | #N/A | #N/A | #N/A | #N/A | #N/A | #N/A | #N/A | #N/A
TRUE | VIC | RTS66C | Richmond 66kV (Citipower Total) | Citipower | Winter | Coincident | 2033 | POE10 | NA | 358.1135 | VIC Richmond 66kV (Citipower Total) |  |  | FALSE | #N/A | #N/A | #N/A | #N/A | #N/A | #N/A | #N/A | #N/A | #N/A | #N/A
TRUE | VIC | RTS66C | Richmond 66kV (Citipower Total) | Citipower | Winter | Coincident | 2033 | POE50 | NA | 355.3829 | VIC Richmond 66kV (Citipower Total) |  |  | FALSE | #N/A | #N/A | #N/A | #N/A | #N/A | #N/A | #N/A | #N/A | #N/A | #N/A
TRUE | VIC | RTS66C | Richmond 66kV (Citipower Total) | Citipower | Winter | Non-coincident | 2033 | POE10 | NA | 444.964 | VIC Richmond 66kV (Citipower Total) |  |  | FALSE | #N/A | #N/A | #N/A | #N/A | #N/A | #N/A | #N/A | #N/A | #N/A | #N/A
TRUE | VIC | RTS66C | Richmond 66kV (Citipower Total) | Citipower | Winter | Non-coincident | 2033 | POE50 | NA | 436.5808 | VIC Richmond 66kV (Citipower Total) |  |  | FALSE | #N/A | #N/A | #N/A | #N/A | #N/A | #N/A | #N/A | #N/A | #N/A | #N/A
TRUE | VIC | RTS66C | Richmond 66kV (Citipower Total) | Citipower | Winter | Coincident | 2034 | POE10 | NA | 357.8502 | VIC Richmond 66kV (Citipower Total) |  |  | FALSE | #N/A | #N/A | #N/A | #N/A | #N/A | #N/A | #N/A | #N/A | #N/A | #N/A
TRUE | VIC | RTS66C | Richmond 66kV (Citipower Total) | Citipower | Winter | Coincident | 2034 | POE50 | NA | 355.3167 | VIC Richmond 66kV (Citipower Total) |  |  | FALSE | #N/A | #N/A | #N/A | #N/A | #N/A | #N/A | #N/A | #N/A | #N/A | #N/A
TRUE | VIC | RTS66C | Richmond 66kV (Citipower Total) | Citipower | Winter | Non-coincident | 2034 | POE10 | NA | 447.2984 | VIC Richmond 66kV (Citipower Total) |  |  | FALSE | #N/A | #N/A | #N/A | #N/A | #N/A | #N/A | #N/A | #N/A | #N/A | #N/A
TRUE | VIC | RTS66C | Richmond 66kV (Citipower Total) | Citipower | Winter | Non-coincident | 2034 | POE50 | NA | 439.5929 | VIC Richmond 66kV (Citipower Total) |  |  | FALSE | #N/A | #N/A | #N/A | #N/A | #N/A | #N/A | #N/A | #N/A | #N/A | #N/A
TRUE | VIC | RTS66U | Richmond 66kV (United Energy Total) | United Energy | Shoulder | Coincident | 2019 | ACTUAL_OPG | 13.4073 | NA | VIC Richmond 66kV (United Energy Total) |  |  | FALSE | #N/A | #N/A | #N/A | #N/A | #N/A | #N/A | #N/A | #N/A | #N/A | #N/A
TRUE | VIC | RTS66U | Richmond 66kV (United Energy Total) | United Energy | Shoulder | Coincident | 2019 | ACTUAL_RAW | 13.4073 | NA | VIC Richmond 66kV (United Energy Total) |  |  | FALSE | #N/A | #N/A | #N/A | #N/A | #N/A | #N/A | #N/A | #N/A | #N/A | #N/A
TRUE | VIC | RTS66U | Richmond 66kV (United Energy Total) | United Energy | Shoulder | Non-coincident | 2019 | ACTUAL_RAW | 12.9773 | NA | VIC Richmond 66kV (United Energy Total) |  |  | FALSE | #N/A | #N/A | #N/A | #N/A | #N/A | #N/A | #N/A | #N/A | #N/A | #N/A
TRUE | VIC | RTS66U | Richmond 66kV (United Energy Total) | United Energy | Shoulder | Non-coincident | 2019 | ACTUAL_OPG | 12.9773 | NA | VIC Richmond 66kV (United Energy Total) |  |  | FALSE | #N/A | #N/A | #N/A | #N/A | #N/A | #N/A | #N/A | #N/A | #N/A | #N/A
TRUE | VIC | RTS66U | Richmond 66kV (United Energy Total) | United Energy | Shoulder | Non-coincident | 2019 | ACTUAL_ADJUSTEDOPG | 12.9773 | NA | VIC Richmond 66kV (United Energy Total) |  |  | FALSE | #N/A | #N/A | #N/A | #N/A | #N/A | #N/A | #N/A | #N/A | #N/A | #N/A
TRUE | VIC | RTS66U | Richmond 66kV (United Energy Total) | United Energy | Shoulder | Coincident | 2020 | ACTUAL_OPG | 20.8649 | NA | VIC Richmond 66kV (United Energy Total) |  |  | FALSE | #N/A | #N/A | #N/A | #N/A | #N/A | #N/A | #N/A | #N/A | #N/A | #N/A
TRUE | VIC | RTS66U | Richmond 66kV (United Energy Total) | United Energy | Shoulder | Coincident | 2020 | ACTUAL_RAW | 20.8649 | NA | VIC Richmond 66kV (United Energy Total) |  |  | FALSE | #N/A | #N/A | #N/A | #N/A | #N/A | #N/A | #N/A | #N/A | #N/A | #N/A
TRUE | VIC | RTS66U | Richmond 66kV (United Energy Total) | United Energy | Shoulder | Non-coincident | 2020 | ACTUAL_RAW | 13.4601 | NA | VIC Richmond 66kV (United Energy Total) |  |  | FALSE | #N/A | #N/A | #N/A | #N/A | #N/A | #N/A | #N/A | #N/A | #N/A | #N/A
TRUE | VIC | RTS66U | Richmond 66kV (United Energy Total) | United Energy | Shoulder | Non-coincident | 2020 | ACTUAL_OPG | 13.4601 | NA | VIC Richmond 66kV (United Energy Total) |  |  | FALSE | #N/A | #N/A | #N/A | #N/A | #N/A | #N/A | #N/A | #N/A | #N/A | #N/A
TRUE | VIC | RTS66U | Richmond 66kV (United Energy Total) | United Energy | Shoulder | Non-coincident | 2020 | ACTUAL_ADJUSTEDOPG | 13.4601 | NA | VIC Richmond 66kV (United Energy Total) |  |  | FALSE | #N/A | #N/A | #N/A | #N/A | #N/A | #N/A | #N/A | #N/A | #N/A | #N/A
TRUE | VIC | RTS66U | Richmond 66kV (United Energy Total) | United Energy | Shoulder | Coincident | 2021 | ACTUAL_OPG | 19.2187 | NA | VIC Richmond 66kV (United Energy Total) |  |  | FALSE | #N/A | #N/A | #N/A | #N/A | #N/A | #N/A | #N/A | #N/A | #N/A | #N/A
TRUE | VIC | RTS66U | Richmond 66kV (United Energy Total) | United Energy | Shoulder | Coincident | 2021 | ACTUAL_RAW | 19.2187 | NA | VIC Richmond 66kV (United Energy Total) |  |  | FALSE | #N/A | #N/A | #N/A | #N/A | #N/A | #N/A | #N/A | #N/A | #N/A | #N/A
TRUE | VIC | RTS66U | Richmond 66kV (United Energy Total) | United Energy | Shoulder | Non-coincident | 2021 | ACTUAL_RAW | 13.2267 | NA | VIC Richmond 66kV (United Energy Total) |  |  | FALSE | #N/A | #N/A | #N/A | #N/A | #N/A | #N/A | #N/A | #N/A | #N/A | #N/A
TRUE | VIC | RTS66U | Richmond 66kV (United Energy Total) | United Energy | Shoulder | Non-coincident | 2021 | ACTUAL_OPG | 13.2267 | NA | VIC Richmond 66kV (United Energy Total) |  |  | FALSE | #N/A | #N/A | #N/A | #N/A | #N/A | #N/A | #N/A | #N/A | #N/A | #N/A
TRUE | VIC | RTS66U | Richmond 66kV (United Energy Total) | United Energy | Shoulder | Non-coincident | 2021 | ACTUAL_ADJUSTEDOPG | 13.2267 | NA | VIC Richmond 66kV (United Energy Total) |  |  | FALSE | #N/A | #N/A | #N/A | #N/A | #N/A | #N/A | #N/A | #N/A | #N/A | #N/A
TRUE | VIC | RTS66U | Richmond 66kV (United Energy Total) | United Energy | Shoulder | Coincident | 2022 | ACTUAL_OPG | 16.839 | NA | VIC Richmond 66kV (United Energy Total) |  |  | FALSE | #N/A | #N/A | #N/A | #N/A | #N/A | #N/A | #N/A | #N/A | #N/A | #N/A
TRUE | VIC | RTS66U | Richmond 66kV (United Energy Total) | United Energy | Shoulder | Coincident | 2022 | ACTUAL_RAW | 16.839 | NA | VIC Richmond 66kV (United Energy Total) |  |  | FALSE | #N/A | #N/A | #N/A | #N/A | #N/A | #N/A | #N/A | #N/A | #N/A | #N/A
TRUE | VIC | RTS66U | Richmond 66kV (United Energy Total) | United Energy | Shoulder | Non-coincident | 2022 | ACTUAL_RAW | 13.1969 | NA | VIC Richmond 66kV (United Energy Total) |  |  | FALSE | #N/A | #N/A | #N/A | #N/A | #N/A | #N/A | #N/A | #N/A | #N/A | #N/A
TRUE | VIC | RTS66U | Richmond 66kV (United Energy Total) | United Energy | Shoulder | Non-coincident | 2022 | ACTUAL_OPG | 13.1969 | NA | VIC Richmond 66kV (United Energy Total) |  |  | FALSE | #N/A | #N/A | #N/A | #N/A | #N/A | #N/A | #N/A | #N/A | #N/A | #N/A
TRUE | VIC | RTS66U | Richmond 66kV (United Energy Total) | United Energy | Shoulder | Non-coincident | 2022 | ACTUAL_ADJUSTEDOPG | 13.1969 | NA | VIC Richmond 66kV (United Energy Total) |  |  | FALSE | #N/A | #N/A | #N/A | #N/A | #N/A | #N/A | #N/A | #N/A | #N/A | #N/A
TRUE | VIC | RTS66U | Richmond 66kV (United Energy Total) | United Energy | Shoulder | Coincident | 2023 | ACTUAL_OPG | 19.9042 | NA | VIC Richmond 66kV (United Energy Total) |  |  | FALSE | #N/A | #N/A | #N/A | #N/A | #N/A | #N/A | #N/A | #N/A | #N/A | #N/A
TRUE | VIC | RTS66U | Richmond 66kV (United Energy Total) | United Energy | Shoulder | Coincident | 2023 | ACTUAL_RAW | 19.9042 | NA | VIC Richmond 66kV (United Energy Total) |  |  | FALSE | #N/A | #N/A | #N/A | #N/A | #N/A | #N/A | #N/A | #N/A | #N/A | #N/A
TRUE | VIC | RTS66U | Richmond 66kV (United Energy Total) | United Energy | Shoulder | Non-coincident | 2023 | ACTUAL_RAW | 16.2567 | NA | VIC Richmond 66kV (United Energy Total) |  |  | FALSE | #N/A | #N/A | #N/A | #N/A | #N/A | #N/A | #N/A | #N/A | #N/A | #N/A
TRUE | VIC | RTS66U | Richmond 66kV (United Energy Total) | United Energy | Shoulder | Non-coincident | 2023 | ACTUAL_OPG | 16.2567 | NA | VIC Richmond 66kV (United Energy Total) |  |  | FALSE | #N/A | #N/A | #N/A | #N/A | #N/A | #N/A | #N/A | #N/A | #N/A | #N/A
TRUE | VIC | RTS66U | Richmond 66kV (United Energy Total) | United Energy | Shoulder | Non-coincident | 2023 | ACTUAL_ADJUSTEDOPG | 16.2567 | NA | VIC Richmond 66kV (United Energy Total) |  |  | FALSE | #N/A | #N/A | #N/A | #N/A | #N/A | #N/A | #N/A | #N/A | #N/A | #N/A
TRUE | VIC | RTS66U | Richmond 66kV (United Energy Total) | United Energy | Shoulder | Coincident | 2024 | ACTUAL_OPG | 18.2603 | NA | VIC Richmond 66kV (United Energy Total) |  |  | FALSE | #N/A | #N/A | #N/A | #N/A | #N/A | #N/A | #N/A | #N/A | #N/A | #N/A
TRUE | VIC | RTS66U | Richmond 66kV (United Energy Total) | United Energy | Shoulder | Coincident | 2024 | ACTUAL_RAW | 18.2603 | NA | VIC Richmond 66kV (United Energy Total) |  |  | FALSE | #N/A | #N/A | #N/A | #N/A | #N/A | #N/A | #N/A | #N/A | #N/A | #N/A
TRUE | VIC | RTS66U | Richmond 66kV (United Energy Total) | United Energy | Shoulder | Non-coincident | 2024 | ACTUAL_RAW | 15.7788 | NA | VIC Richmond 66kV (United Energy Total) |  |  | FALSE | #N/A | #N/A | #N/A | #N/A | #N/A | #N/A | #N/A | #N/A | #N/A | #N/A
TRUE | VIC | RTS66U | Richmond 66kV (United Energy Total) | United Energy | Shoulder | Non-coincident | 2024 | ACTUAL_OPG | 15.7788 | NA | VIC Richmond 66kV (United Energy Total) |  |  | FALSE | #N/A | #N/A | #N/A | #N/A | #N/A | #N/A | #N/A | #N/A | #N/A | #N/A
TRUE | VIC | RTS66U | Richmond 66kV (United Energy Total) | United Energy | Shoulder | Non-coincident | 2024 | ACTUAL_ADJUSTEDOPG | 15.7788 | NA | VIC Richmond 66kV (United Energy Total) |  |  | FALSE | #N/A | #N/A | #N/A | #N/A | #N/A | #N/A | #N/A | #N/A | #N/A | #N/A
TRUE | VIC | RTS66U | Richmond 66kV (United Energy Total) | United Energy | Shoulder | Coincident | 2025 | ACTUAL_OPG | 17.9264 | NA | VIC Richmond 66kV (United Energy Total) |  |  | FALSE | #N/A | #N/A | #N/A | #N/A | #N/A | #N/A | #N/A | #N/A | #N/A | #N/A
TRUE | VIC | RTS66U | Richmond 66kV (United Energy Total) | United Energy | Shoulder | Coincident | 2025 | ACTUAL_RAW | 17.9264 | NA | VIC Richmond 66kV (United Energy Total) |  |  | FALSE | #N/A | #N/A | #N/A | #N/A | #N/A | #N/A | #N/A | #N/A | #N/A | #N/A
TRUE | VIC | RTS66U | Richmond 66kV (United Energy Total) | United Energy | Shoulder | Non-coincident | 2025 | ACTUAL_RAW | 16.0581 | NA | VIC Richmond 66kV (United Energy Total) |  |  | FALSE | #N/A | #N/A | #N/A | #N/A | #N/A | #N/A | #N/A | #N/A | #N/A | #N/A
TRUE | VIC | RTS66U | Richmond 66kV (United Energy Total) | United Energy | Shoulder | Non-coincident | 2025 | ACTUAL_OPG | 16.0581 | NA | VIC Richmond 66kV (United Energy Total) |  |  | FALSE | #N/A | #N/A | #N/A | #N/A | #N/A | #N/A | #N/A | #N/A | #N/A | #N/A
TRUE | VIC | RTS66U | Richmond 66kV (United Energy Total) | United Energy | Shoulder | Non-coincident | 2025 | ACTUAL_ADJUSTEDOPG | 16.0581 | NA | VIC Richmond 66kV (United Energy Total) |  |  | FALSE | #N/A | #N/A | #N/A | #N/A | #N/A | #N/A | #N/A | #N/A | #N/A | #N/A
TRUE | VIC | RTS66U | Richmond 66kV (United Energy Total) | United Energy | Shoulder | Non-coincident | 2025 | BASEYEARPOE90 | 13.1884 | NA | VIC Richmond 66kV (United Energy Total) |  |  | FALSE | #N/A | #N/A | #N/A | #N/A | #N/A | #N/A | #N/A | #N/A | #N/A | #N/A
TRUE | VIC | RTS66U | Richmond 66kV (United Energy Total) | United Energy | Shoulder | Non-coincident | 2025 | BASEYEARPOE50 | 13.8825 | NA | VIC Richmond 66kV (United Energy Total) |  |  | FALSE | #N/A | #N/A | #N/A | #N/A | #N/A | #N/A | #N/A | #N/A | #N/A | #N/A
TRUE | VIC | RTS66U | Richmond 66kV (United Energy Total) | United Energy | Shoulder | Coincident_unreconciled | 2026 | POE50 | 20 | NA | VIC Richmond 66kV (United Energy Total) |  |  | FALSE | #N/A | #N/A | #N/A | #N/A | #N/A | #N/A | #N/A | #N/A | #N/A | #N/A
TRUE | VIC | RTS66U | Richmond 66kV (United Energy Total) | United Energy | Shoulder | Coincident_unreconciled | 2026 | POE90 | 19.3702 | NA | VIC Richmond 66kV (United Energy Total) |  |  | FALSE | #N/A | #N/A | #N/A | #N/A | #N/A | #N/A | #N/A | #N/A | #N/A | #N/A
TRUE | VIC | RTS66U | Richmond 66kV (United Energy Total) | United Energy | Shoulder | Non-coincident | 2026 | POE90 | 14 | NA | VIC Richmond 66kV (United Energy Total) |  |  | FALSE | #N/A | #N/A | #N/A | #N/A | #N/A | #N/A | #N/A | #N/A | #N/A | #N/A
TRUE | VIC | RTS66U | Richmond 66kV (United Energy Total) | United Energy | Shoulder | Non-coincident | 2026 | POE50 | 15 | NA | VIC Richmond 66kV (United Energy Total) |  |  | FALSE | #N/A | #N/A | #N/A | #N/A | #N/A | #N/A | #N/A | #N/A | #N/A | #N/A
TRUE | VIC | RTS66U | Richmond 66kV (United Energy Total) | United Energy | Shoulder | Coincident_unreconciled | 2027 | POE50 | 17.0885 | NA | VIC Richmond 66kV (United Energy Total) |  |  | FALSE | #N/A | #N/A | #N/A | #N/A | #N/A | #N/A | #N/A | #N/A | #N/A | #N/A
TRUE | VIC | RTS66U | Richmond 66kV (United Energy Total) | United Energy | Shoulder | Coincident_unreconciled | 2027 | POE90 | 16.4548 | NA | VIC Richmond 66kV (United Energy Total) |  |  | FALSE | #N/A | #N/A | #N/A | #N/A | #N/A | #N/A | #N/A | #N/A | #N/A | #N/A
TRUE | VIC | RTS66U | Richmond 66kV (United Energy Total) | United Energy | Shoulder | Non-coincident | 2027 | POE90 | 13.9926 | NA | VIC Richmond 66kV (United Energy Total) |  |  | FALSE | #N/A | #N/A | #N/A | #N/A | #N/A | #N/A | #N/A | #N/A | #N/A | #N/A
TRUE | VIC | RTS66U | Richmond 66kV (United Energy Total) | United Energy | Shoulder | Non-coincident | 2027 | POE50 | 14.9931 | NA | VIC Richmond 66kV (United Energy Total) |  |  | FALSE | #N/A | #N/A | #N/A | #N/A | #N/A | #N/A | #N/A | #N/A | #N/A | #N/A
TRUE | VIC | RTS66U | Richmond 66kV (United Energy Total) | United Energy | Shoulder | Coincident_unreconciled | 2028 | POE50 | 14.1123 | NA | VIC Richmond 66kV (United Energy Total) |  |  | FALSE | #N/A | #N/A | #N/A | #N/A | #N/A | #N/A | #N/A | #N/A | #N/A | #N/A
TRUE | VIC | RTS66U | Richmond 66kV (United Energy Total) | United Energy | Shoulder | Coincident_unreconciled | 2028 | POE90 | 13.4749 | NA | VIC Richmond 66kV (United Energy Total) |  |  | FALSE | #N/A | #N/A | #N/A | #N/A | #N/A | #N/A | #N/A | #N/A | #N/A | #N/A
TRUE | VIC | RTS66U | Richmond 66kV (United Energy Total) | United Energy | Shoulder | Non-coincident | 2028 | POE90 | 13.9852 | NA | VIC Richmond 66kV (United Energy Total) |  |  | FALSE | #N/A | #N/A | #N/A | #N/A | #N/A | #N/A | #N/A | #N/A | #N/A | #N/A
TRUE | VIC | RTS66U | Richmond 66kV (United Energy Total) | United Energy | Shoulder | Non-coincident | 2028 | POE50 | 14.9862 | NA | VIC Richmond 66kV (United Energy Total) |  |  | FALSE | #N/A | #N/A | #N/A | #N/A | #N/A | #N/A | #N/A | #N/A | #N/A | #N/A
TRUE | VIC | RTS66U | Richmond 66kV (United Energy Total) | United Energy | Shoulder | Coincident_unreconciled | 2029 | POE50 | 11.4605 | NA | VIC Richmond 66kV (United Energy Total) |  |  | FALSE | #N/A | #N/A | #N/A | #N/A | #N/A | #N/A | #N/A | #N/A | #N/A | #N/A
TRUE | VIC | RTS66U | Richmond 66kV (United Energy Total) | United Energy | Shoulder | Coincident_unreconciled | 2029 | POE90 | 10.8193 | NA | VIC Richmond 66kV (United Energy Total) |  |  | FALSE | #N/A | #N/A | #N/A | #N/A | #N/A | #N/A | #N/A | #N/A | #N/A | #N/A
TRUE | VIC | RTS66U | Richmond 66kV (United Energy Total) | United Energy | Shoulder | Non-coincident | 2029 | POE90 | 13.9779 | NA | VIC Richmond 66kV (United Energy Total) |  |  | FALSE | #N/A | #N/A | #N/A | #N/A | #N/A | #N/A | #N/A | #N/A | #N/A | #N/A
TRUE | VIC | RTS66U | Richmond 66kV (United Energy Total) | United Energy | Shoulder | Non-coincident | 2029 | POE50 | 14.9794 | NA | VIC Richmond 66kV (United Energy Total) |  |  | FALSE | #N/A | #N/A | #N/A | #N/A | #N/A | #N/A | #N/A | #N/A | #N/A | #N/A
TRUE | VIC | RTS66U | Richmond 66kV (United Energy Total) | United Energy | Shoulder | Coincident_unreconciled | 2030 | POE50 | 8.9582 | NA | VIC Richmond 66kV (United Energy Total) |  |  | FALSE | #N/A | #N/A | #N/A | #N/A | #N/A | #N/A | #N/A | #N/A | #N/A | #N/A
TRUE | VIC | RTS66U | Richmond 66kV (United Energy Total) | United Energy | Shoulder | Coincident_unreconciled | 2030 | POE90 | 8.3143 | NA | VIC Richmond 66kV (United Energy Total) |  |  | FALSE | #N/A | #N/A | #N/A | #N/A | #N/A | #N/A | #N/A | #N/A | #N/A | #N/A
TRUE | VIC | RTS66U | Richmond 66kV (United Energy Total) | United Energy | Shoulder | Non-coincident | 2030 | POE90 | 13.9705 | NA | VIC Richmond 66kV (United Energy Total) |  |  | FALSE | #N/A | #N/A | #N/A | #N/A | #N/A | #N/A | #N/A | #N/A | #N/A | #N/A
TRUE | VIC | RTS66U | Richmond 66kV (United Energy Total) | United Energy | Shoulder | Non-coincident | 2030 | POE50 | 14.9725 | NA | VIC Richmond 66kV (United Energy Total) |  |  | FALSE | #N/A | #N/A | #N/A | #N/A | #N/A | #N/A | #N/A | #N/A | #N/A | #N/A
TRUE | VIC | RTS66U | Richmond 66kV (United Energy Total) | United Energy | Shoulder | Coincident_unreconciled | 2031 | POE50 | 6.5041 | NA | VIC Richmond 66kV (United Energy Total) |  |  | FALSE | #N/A | #N/A | #N/A | #N/A | #N/A | #N/A | #N/A | #N/A | #N/A | #N/A
TRUE | VIC | RTS66U | Richmond 66kV (United Energy Total) | United Energy | Shoulder | Coincident_unreconciled | 2031 | POE90 | 5.8629 | NA | VIC Richmond 66kV (United Energy Total) |  |  | FALSE | #N/A | #N/A | #N/A | #N/A | #N/A | #N/A | #N/A | #N/A | #N/A | #N/A
TRUE | VIC | RTS66U | Richmond 66kV (United Energy Total) | United Energy | Shoulder | Non-coincident | 2031 | POE90 | 13.9631 | NA | VIC Richmond 66kV (United Energy Total) |  |  | FALSE | #N/A | #N/A | #N/A | #N/A | #N/A | #N/A | #N/A | #N/A | #N/A | #N/A
TRUE | VIC | RTS66U | Richmond 66kV (United Energy Total) | United Energy | Shoulder | Non-coincident | 2031 | POE50 | 14.9656 | NA | VIC Richmond 66kV (United Energy Total) |  |  | FALSE | #N/A | #N/A | #N/A | #N/A | #N/A | #N/A | #N/A | #N/A | #N/A | #N/A
TRUE | VIC | RTS66U | Richmond 66kV (United Energy Total) | United Energy | Shoulder | Coincident_unreconciled | 2032 | POE50 | 4.5448 | NA | VIC Richmond 66kV (United Energy Total) |  |  | FALSE | #N/A | #N/A | #N/A | #N/A | #N/A | #N/A | #N/A | #N/A | #N/A | #N/A
TRUE | VIC | RTS66U | Richmond 66kV (United Energy Total) | United Energy | Shoulder | Coincident_unreconciled | 2032 | POE90 | 3.9 | NA | VIC Richmond 66kV (United Energy Total) |  |  | FALSE | #N/A | #N/A | #N/A | #N/A | #N/A | #N/A | #N/A | #N/A | #N/A | #N/A
TRUE | VIC | RTS66U | Richmond 66kV (United Energy Total) | United Energy | Shoulder | Non-coincident | 2032 | POE90 | 13.9557 | NA | VIC Richmond 66kV (United Energy Total) |  |  | FALSE | #N/A | #N/A | #N/A | #N/A | #N/A | #N/A | #N/A | #N/A | #N/A | #N/A
TRUE | VIC | RTS66U | Richmond 66kV (United Energy Total) | United Energy | Shoulder | Non-coincident | 2032 | POE50 | 14.9587 | NA | VIC Richmond 66kV (United Energy Total) |  |  | FALSE | #N/A | #N/A | #N/A | #N/A | #N/A | #N/A | #N/A | #N/A | #N/A | #N/A
TRUE | VIC | RTS66U | Richmond 66kV (United Energy Total) | United Energy | Shoulder | Coincident_unreconciled | 2033 | POE50 | 3.0022 | NA | VIC Richmond 66kV (United Energy Total) |  |  | FALSE | #N/A | #N/A | #N/A | #N/A | #N/A | #N/A | #N/A | #N/A | #N/A | #N/A
TRUE | VIC | RTS66U | Richmond 66kV (United Energy Total) | United Energy | Shoulder | Coincident_unreconciled | 2033 | POE90 | 2.3539 | NA | VIC Richmond 66kV (United Energy Total) |  |  | FALSE | #N/A | #N/A | #N/A | #N/A | #N/A | #N/A | #N/A | #N/A | #N/A | #N/A
TRUE | VIC | RTS66U | Richmond 66kV (United Energy Total) | United Energy | Shoulder | Non-coincident | 2033 | POE90 | 13.9483 | NA | VIC Richmond 66kV (United Energy Total) |  |  | FALSE | #N/A | #N/A | #N/A | #N/A | #N/A | #N/A | #N/A | #N/A | #N/A | #N/A
TRUE | VIC | RTS66U | Richmond 66kV (United Energy Total) | United Energy | Shoulder | Non-coincident | 2033 | POE50 | 14.9518 | NA | VIC Richmond 66kV (United Energy Total) |  |  | FALSE | #N/A | #N/A | #N/A | #N/A | #N/A | #N/A | #N/A | #N/A | #N/A | #N/A
TRUE | VIC | RTS66U | Richmond 66kV (United Energy Total) | United Energy | Shoulder | Coincident_unreconciled | 2034 | POE50 | 1.5167 | NA | VIC Richmond 66kV (United Energy Total) |  |  | FALSE | #N/A | #N/A | #N/A | #N/A | #N/A | #N/A | #N/A | #N/A | #N/A | #N/A
TRUE | VIC | RTS66U | Richmond 66kV (United Energy Total) | United Energy | Shoulder | Coincident_unreconciled | 2034 | POE90 | 0.86465 | NA | VIC Richmond 66kV (United Energy Total) |  |  | FALSE | #N/A | #N/A | #N/A | #N/A | #N/A | #N/A | #N/A | #N/A | #N/A | #N/A
TRUE | VIC | RTS66U | Richmond 66kV (United Energy Total) | United Energy | Shoulder | Non-coincident | 2034 | POE90 | 13.941 | NA | VIC Richmond 66kV (United Energy Total) |  |  | FALSE | #N/A | #N/A | #N/A | #N/A | #N/A | #N/A | #N/A | #N/A | #N/A | #N/A
TRUE | VIC | RTS66U | Richmond 66kV (United Energy Total) | United Energy | Shoulder | Non-coincident | 2034 | POE50 | 14.945 | NA | VIC Richmond 66kV (United Energy Total) |  |  | FALSE | #N/A | #N/A | #N/A | #N/A | #N/A | #N/A | #N/A | #N/A | #N/A | #N/A
TRUE | VIC | RTS66U | Richmond 66kV (United Energy Total) | United Energy | Shoulder | Coincident_unreconciled | 2035 | POE50 | -0.0809 | NA | VIC Richmond 66kV (United Energy Total) |  |  | FALSE | #N/A | #N/A | #N/A | #N/A | #N/A | #N/A | #N/A | #N/A | #N/A | #N/A
TRUE | VIC | RTS66U | Richmond 66kV (United Energy Total) | United Energy | Shoulder | Coincident_unreconciled | 2035 | POE90 | -0.73653 | NA | VIC Richmond 66kV (United Energy Total) |  |  | FALSE | #N/A | #N/A | #N/A | #N/A | #N/A | #N/A | #N/A | #N/A | #N/A | #N/A
TRUE | VIC | RTS66U | Richmond 66kV (United Energy Total) | United Energy | Shoulder | Non-coincident | 2035 | POE90 | 13.9336 | NA | VIC Richmond 66kV (United Energy Total) |  |  | FALSE | #N/A | #N/A | #N/A | #N/A | #N/A | #N/A | #N/A | #N/A | #N/A | #N/A
TRUE | VIC | RTS66U | Richmond 66kV (United Energy Total) | United Energy | Shoulder | Non-coincident | 2035 | POE50 | 14.9381 | NA | VIC Richmond 66kV (United Energy Total) |  |  | FALSE | #N/A | #N/A | #N/A | #N/A | #N/A | #N/A | #N/A | #N/A | #N/A | #N/A
TRUE | VIC | RTS66U | Richmond 66kV (United Energy Total) | United Energy | Summer | Coincident | 2019 | ACTUAL_OPG | 13.9215 | 62.086 | VIC Richmond 66kV (United Energy Total) |  |  | FALSE | #N/A | #N/A | #N/A | #N/A | #N/A | #N/A | #N/A | #N/A | #N/A | #N/A
TRUE | VIC | RTS66U | Richmond 66kV (United Energy Total) | United Energy | Summer | Coincident | 2019 | ACTUAL_RAW | 13.9215 | 62.086 | VIC Richmond 66kV (United Energy Total) |  |  | FALSE | #N/A | #N/A | #N/A | #N/A | #N/A | #N/A | #N/A | #N/A | #N/A | #N/A
TRUE | VIC | RTS66U | Richmond 66kV (United Energy Total) | United Energy | Summer | Non-coincident | 2019 | ACTUAL_RAW | 13.0944 | 64.9104 | VIC Richmond 66kV (United Energy Total) |  |  | FALSE | #N/A | #N/A | #N/A | #N/A | #N/A | #N/A | #N/A | #N/A | #N/A | #N/A
TRUE | VIC | RTS66U | Richmond 66kV (United Energy Total) | United Energy | Summer | Non-coincident | 2019 | ACTUAL_OPG | 13.0944 | 64.9104 | VIC Richmond 66kV (United Energy Total) |  |  | FALSE | #N/A | #N/A | #N/A | #N/A | #N/A | #N/A | #N/A | #N/A | #N/A | #N/A
TRUE | VIC | RTS66U | Richmond 66kV (United Energy Total) | United Energy | Summer | Non-coincident | 2019 | ACTUAL_ADJUSTEDOPG | 13.0944 | 64.9104 | VIC Richmond 66kV (United Energy Total) |  |  | FALSE | #N/A | #N/A | #N/A | #N/A | #N/A | #N/A | #N/A | #N/A | #N/A | #N/A
TRUE | VIC | RTS66U | Richmond 66kV (United Energy Total) | United Energy | Summer | Coincident | 2020 | ACTUAL_OPG | 17.5711 | 66.8172 | VIC Richmond 66kV (United Energy Total) |  |  | FALSE | #N/A | #N/A | #N/A | #N/A | #N/A | #N/A | #N/A | #N/A | #N/A | #N/A
TRUE | VIC | RTS66U | Richmond 66kV (United Energy Total) | United Energy | Summer | Coincident | 2020 | ACTUAL_RAW | 17.5711 | 66.8172 | VIC Richmond 66kV (United Energy Total) |  |  | FALSE | #N/A | #N/A | #N/A | #N/A | #N/A | #N/A | #N/A | #N/A | #N/A | #N/A
TRUE | VIC | RTS66U | Richmond 66kV (United Energy Total) | United Energy | Summer | Non-coincident | 2020 | ACTUAL_RAW | 13.1559 | 66.8172 | VIC Richmond 66kV (United Energy Total) |  |  | FALSE | #N/A | #N/A | #N/A | #N/A | #N/A | #N/A | #N/A | #N/A | #N/A | #N/A
TRUE | VIC | RTS66U | Richmond 66kV (United Energy Total) | United Energy | Summer | Non-coincident | 2020 | ACTUAL_OPG | 13.1559 | 66.8172 | VIC Richmond 66kV (United Energy Total) |  |  | FALSE | #N/A | #N/A | #N/A | #N/A | #N/A | #N/A | #N/A | #N/A | #N/A | #N/A
TRUE | VIC | RTS66U | Richmond 66kV (United Energy Total) | United Energy | Summer | Non-coincident | 2020 | ACTUAL_ADJUSTEDOPG | 13.1559 | 66.8172 | VIC Richmond 66kV (United Energy Total) |  |  | FALSE | #N/A | #N/A | #N/A | #N/A | #N/A | #N/A | #N/A | #N/A | #N/A | #N/A
TRUE | VIC | RTS66U | Richmond 66kV (United Energy Total) | United Energy | Summer | Coincident | 2021 | ACTUAL_OPG | 15.9407 | 51.8659 | VIC Richmond 66kV (United Energy Total) |  |  | FALSE | #N/A | #N/A | #N/A | #N/A | #N/A | #N/A | #N/A | #N/A | #N/A | #N/A
TRUE | VIC | RTS66U | Richmond 66kV (United Energy Total) | United Energy | Summer | Coincident | 2021 | ACTUAL_RAW | 15.9407 | 51.8659 | VIC Richmond 66kV (United Energy Total) |  |  | FALSE | #N/A | #N/A | #N/A | #N/A | #N/A | #N/A | #N/A | #N/A | #N/A | #N/A
TRUE | VIC | RTS66U | Richmond 66kV (United Energy Total) | United Energy | Summer | Non-coincident | 2021 | ACTUAL_RAW | 12.8982 | 52.2797 | VIC Richmond 66kV (United Energy Total) |  |  | FALSE | #N/A | #N/A | #N/A | #N/A | #N/A | #N/A | #N/A | #N/A | #N/A | #N/A
TRUE | VIC | RTS66U | Richmond 66kV (United Energy Total) | United Energy | Summer | Non-coincident | 2021 | ACTUAL_OPG | 12.8982 | 52.2797 | VIC Richmond 66kV (United Energy Total) |  |  | FALSE | #N/A | #N/A | #N/A | #N/A | #N/A | #N/A | #N/A | #N/A | #N/A | #N/A
TRUE | VIC | RTS66U | Richmond 66kV (United Energy Total) | United Energy | Summer | Non-coincident | 2021 | ACTUAL_ADJUSTEDOPG | 12.8982 | 52.2797 | VIC Richmond 66kV (United Energy Total) |  |  | FALSE | #N/A | #N/A | #N/A | #N/A | #N/A | #N/A | #N/A | #N/A | #N/A | #N/A
TRUE | VIC | RTS66U | Richmond 66kV (United Energy Total) | United Energy | Summer | Coincident | 2022 | ACTUAL_OPG | 16.4098 | 56.9779 | VIC Richmond 66kV (United Energy Total) |  |  | FALSE | #N/A | #N/A | #N/A | #N/A | #N/A | #N/A | #N/A | #N/A | #N/A | #N/A
TRUE | VIC | RTS66U | Richmond 66kV (United Energy Total) | United Energy | Summer | Coincident | 2022 | ACTUAL_RAW | 16.4098 | 56.9779 | VIC Richmond 66kV (United Energy Total) |  |  | FALSE | #N/A | #N/A | #N/A | #N/A | #N/A | #N/A | #N/A | #N/A | #N/A | #N/A
TRUE | VIC | RTS66U | Richmond 66kV (United Energy Total) | United Energy | Summer | Non-coincident | 2022 | ACTUAL_RAW | 12.8252 | 59.2595 | VIC Richmond 66kV (United Energy Total) |  |  | FALSE | #N/A | #N/A | #N/A | #N/A | #N/A | #N/A | #N/A | #N/A | #N/A | #N/A
TRUE | VIC | RTS66U | Richmond 66kV (United Energy Total) | United Energy | Summer | Non-coincident | 2022 | ACTUAL_OPG | 12.8252 | 59.2595 | VIC Richmond 66kV (United Energy Total) |  |  | FALSE | #N/A | #N/A | #N/A | #N/A | #N/A | #N/A | #N/A | #N/A | #N/A | #N/A
TRUE | VIC | RTS66U | Richmond 66kV (United Energy Total) | United Energy | Summer | Non-coincident | 2022 | ACTUAL_ADJUSTEDOPG | 12.8252 | 59.2595 | VIC Richmond 66kV (United Energy Total) |  |  | FALSE | #N/A | #N/A | #N/A | #N/A | #N/A | #N/A | #N/A | #N/A | #N/A | #N/A
TRUE | VIC | RTS66U | Richmond 66kV (United Energy Total) | United Energy | Summer | Coincident | 2023 | ACTUAL_OPG | 19.2849 | 62.3556 | VIC Richmond 66kV (United Energy Total) |  |  | FALSE | #N/A | #N/A | #N/A | #N/A | #N/A | #N/A | #N/A | #N/A | #N/A | #N/A
TRUE | VIC | RTS66U | Richmond 66kV (United Energy Total) | United Energy | Summer | Coincident | 2023 | ACTUAL_RAW | 19.2849 | 62.3556 | VIC Richmond 66kV (United Energy Total) |  |  | FALSE | #N/A | #N/A | #N/A | #N/A | #N/A | #N/A | #N/A | #N/A | #N/A | #N/A
TRUE | VIC | RTS66U | Richmond 66kV (United Energy Total) | United Energy | Summer | Non-coincident | 2023 | ACTUAL_RAW | 15.617 | 66.2267 | VIC Richmond 66kV (United Energy Total) |  |  | FALSE | #N/A | #N/A | #N/A | #N/A | #N/A | #N/A | #N/A | #N/A | #N/A | #N/A
TRUE | VIC | RTS66U | Richmond 66kV (United Energy Total) | United Energy | Summer | Non-coincident | 2023 | ACTUAL_OPG | 15.617 | 66.2267 | VIC Richmond 66kV (United Energy Total) |  |  | FALSE | #N/A | #N/A | #N/A | #N/A | #N/A | #N/A | #N/A | #N/A | #N/A | #N/A
TRUE | VIC | RTS66U | Richmond 66kV (United Energy Total) | United Energy | Summer | Non-coincident | 2023 | ACTUAL_ADJUSTEDOPG | 15.617 | 66.2267 | VIC Richmond 66kV (United Energy Total) |  |  | FALSE | #N/A | #N/A | #N/A | #N/A | #N/A | #N/A | #N/A | #N/A | #N/A | #N/A
TRUE | VIC | RTS66U | Richmond 66kV (United Energy Total) | United Energy | Summer | Coincident | 2024 | ACTUAL_OPG | 15.8319 | 71.4556 | VIC Richmond 66kV (United Energy Total) |  |  | FALSE | #N/A | #N/A | #N/A | #N/A | #N/A | #N/A | #N/A | #N/A | #N/A | #N/A
TRUE | VIC | RTS66U | Richmond 66kV (United Energy Total) | United Energy | Summer | Coincident | 2024 | ACTUAL_RAW | 15.8319 | 71.4556 | VIC Richmond 66kV (United Energy Total) |  |  | FALSE | #N/A | #N/A | #N/A | #N/A | #N/A | #N/A | #N/A | #N/A | #N/A | #N/A
TRUE | VIC | RTS66U | Richmond 66kV (United Energy Total) | United Energy | Summer | Non-coincident | 2024 | ACTUAL_RAW | 15.2438 | 72.1934 | VIC Richmond 66kV (United Energy Total) |  |  | FALSE | #N/A | #N/A | #N/A | #N/A | #N/A | #N/A | #N/A | #N/A | #N/A | #N/A
TRUE | VIC | RTS66U | Richmond 66kV (United Energy Total) | United Energy | Summer | Non-coincident | 2024 | ACTUAL_OPG | 15.2438 | 72.1934 | VIC Richmond 66kV (United Energy Total) |  |  | FALSE | #N/A | #N/A | #N/A | #N/A | #N/A | #N/A | #N/A | #N/A | #N/A | #N/A
TRUE | VIC | RTS66U | Richmond 66kV (United Energy Total) | United Energy | Summer | Non-coincident | 2024 | ACTUAL_ADJUSTEDOPG | 15.2438 | 72.1934 | VIC Richmond 66kV (United Energy Total) |  |  | FALSE | #N/A | #N/A | #N/A | #N/A | #N/A | #N/A | #N/A | #N/A | #N/A | #N/A
TRUE | VIC | RTS66U | Richmond 66kV (United Energy Total) | United Energy | Summer | Coincident | 2025 | ACTUAL_OPG | 15.3784 | 71.2633 | VIC Richmond 66kV (United Energy Total) |  |  | FALSE | #N/A | #N/A | #N/A | #N/A | #N/A | #N/A | #N/A | #N/A | #N/A | #N/A
TRUE | VIC | RTS66U | Richmond 66kV (United Energy Total) | United Energy | Summer | Coincident | 2025 | ACTUAL_RAW | 15.3784 | 71.2633 | VIC Richmond 66kV (United Energy Total) |  |  | FALSE | #N/A | #N/A | #N/A | #N/A | #N/A | #N/A | #N/A | #N/A | #N/A | #N/A
TRUE | VIC | RTS66U | Richmond 66kV (United Energy Total) | United Energy | Summer | Non-coincident | 2025 | ACTUAL_RAW | 15.3383 | 72.2002 | VIC Richmond 66kV (United Energy Total) |  |  | FALSE | #N/A | #N/A | #N/A | #N/A | #N/A | #N/A | #N/A | #N/A | #N/A | #N/A
TRUE | VIC | RTS66U | Richmond 66kV (United Energy Total) | United Energy | Summer | Non-coincident | 2025 | ACTUAL_OPG | 15.3383 | 72.2002 | VIC Richmond 66kV (United Energy Total) |  |  | FALSE | #N/A | #N/A | #N/A | #N/A | #N/A | #N/A | #N/A | #N/A | #N/A | #N/A
TRUE | VIC | RTS66U | Richmond 66kV (United Energy Total) | United Energy | Summer | Non-coincident | 2025 | ACTUAL_ADJUSTEDOPG | 15.3383 | 72.2002 | VIC Richmond 66kV (United Energy Total) |  |  | FALSE | #N/A | #N/A | #N/A | #N/A | #N/A | #N/A | #N/A | #N/A | #N/A | #N/A
TRUE | VIC | RTS66U | Richmond 66kV (United Energy Total) | United Energy | Summer | Non-coincident | 2025 | BASEYEARPOE90 | 10.4831 | NA | VIC Richmond 66kV (United Energy Total) |  |  | FALSE | #N/A | #N/A | #N/A | #N/A | #N/A | #N/A | #N/A | #N/A | #N/A | #N/A
TRUE | VIC | RTS66U | Richmond 66kV (United Energy Total) | United Energy | Summer | Non-coincident | 2025 | BASEYEARPOE50 | 11.4292 | 70.0885 | VIC Richmond 66kV (United Energy Total) |  |  | FALSE | #N/A | #N/A | #N/A | #N/A | #N/A | #N/A | #N/A | #N/A | #N/A | #N/A
TRUE | VIC | RTS66U | Richmond 66kV (United Energy Total) | United Energy | Summer | Coincident_unreconciled | 2026 | POE50 | 15 | NA | VIC Richmond 66kV (United Energy Total) |  |  | FALSE | #N/A | #N/A | #N/A | #N/A | #N/A | #N/A | #N/A | #N/A | #N/A | #N/A
TRUE | VIC | RTS66U | Richmond 66kV (United Energy Total) | United Energy | Summer | Coincident_unreconciled | 2026 | POE90 | 14.4885 | NA | VIC Richmond 66kV (United Energy Total) |  |  | FALSE | #N/A | #N/A | #N/A | #N/A | #N/A | #N/A | #N/A | #N/A | #N/A | #N/A
TRUE | VIC | RTS66U | Richmond 66kV (United Energy Total) | United Energy | Summer | Non-coincident | 2026 | POE90 | 14 | NA | VIC Richmond 66kV (United Energy Total) |  |  | FALSE | #N/A | #N/A | #N/A | #N/A | #N/A | #N/A | #N/A | #N/A | #N/A | #N/A
TRUE | VIC | RTS66U | Richmond 66kV (United Energy Total) | United Energy | Summer | Non-coincident | 2026 | POE50 | 15 | 71.6079 | VIC Richmond 66kV (United Energy Total) |  |  | FALSE | #N/A | #N/A | #N/A | #N/A | #N/A | #N/A | #N/A | #N/A | #N/A | #N/A
TRUE | VIC | RTS66U | Richmond 66kV (United Energy Total) | United Energy | Summer | Coincident_unreconciled | 2027 | POE50 | 11.8857 | NA | VIC Richmond 66kV (United Energy Total) |  |  | FALSE | #N/A | #N/A | #N/A | #N/A | #N/A | #N/A | #N/A | #N/A | #N/A | #N/A
TRUE | VIC | RTS66U | Richmond 66kV (United Energy Total) | United Energy | Summer | Coincident_unreconciled | 2027 | POE90 | 11.371 | NA | VIC Richmond 66kV (United Energy Total) |  |  | FALSE | #N/A | #N/A | #N/A | #N/A | #N/A | #N/A | #N/A | #N/A | #N/A | #N/A
TRUE | VIC | RTS66U | Richmond 66kV (United Energy Total) | United Energy | Summer | Non-coincident | 2027 | POE90 | 13.9926 | NA | VIC Richmond 66kV (United Energy Total) |  |  | FALSE | #N/A | #N/A | #N/A | #N/A | #N/A | #N/A | #N/A | #N/A | #N/A | #N/A
TRUE | VIC | RTS66U | Richmond 66kV (United Energy Total) | United Energy | Summer | Non-coincident | 2027 | POE50 | 14.9931 | 71.6666 | VIC Richmond 66kV (United Energy Total) |  |  | FALSE | #N/A | #N/A | #N/A | #N/A | #N/A | #N/A | #N/A | #N/A | #N/A | #N/A
TRUE | VIC | RTS66U | Richmond 66kV (United Energy Total) | United Energy | Summer | Coincident_unreconciled | 2028 | POE50 | 8.6667 | NA | VIC Richmond 66kV (United Energy Total) |  |  | FALSE | #N/A | #N/A | #N/A | #N/A | #N/A | #N/A | #N/A | #N/A | #N/A | #N/A
TRUE | VIC | RTS66U | Richmond 66kV (United Energy Total) | United Energy | Summer | Coincident_unreconciled | 2028 | POE90 | 8.149 | NA | VIC Richmond 66kV (United Energy Total) |  |  | FALSE | #N/A | #N/A | #N/A | #N/A | #N/A | #N/A | #N/A | #N/A | #N/A | #N/A
TRUE | VIC | RTS66U | Richmond 66kV (United Energy Total) | United Energy | Summer | Non-coincident | 2028 | POE90 | 13.9852 | NA | VIC Richmond 66kV (United Energy Total) |  |  | FALSE | #N/A | #N/A | #N/A | #N/A | #N/A | #N/A | #N/A | #N/A | #N/A | #N/A
TRUE | VIC | RTS66U | Richmond 66kV (United Energy Total) | United Energy | Summer | Non-coincident | 2028 | POE50 | 14.9862 | 71.7506 | VIC Richmond 66kV (United Energy Total) |  |  | FALSE | #N/A | #N/A | #N/A | #N/A | #N/A | #N/A | #N/A | #N/A | #N/A | #N/A
TRUE | VIC | RTS66U | Richmond 66kV (United Energy Total) | United Energy | Summer | Coincident_unreconciled | 2029 | POE50 | 5.7708 | NA | VIC Richmond 66kV (United Energy Total) |  |  | FALSE | #N/A | #N/A | #N/A | #N/A | #N/A | #N/A | #N/A | #N/A | #N/A | #N/A
TRUE | VIC | RTS66U | Richmond 66kV (United Energy Total) | United Energy | Summer | Coincident_unreconciled | 2029 | POE90 | 5.2501 | NA | VIC Richmond 66kV (United Energy Total) |  |  | FALSE | #N/A | #N/A | #N/A | #N/A | #N/A | #N/A | #N/A | #N/A | #N/A | #N/A
TRUE | VIC | RTS66U | Richmond 66kV (United Energy Total) | United Energy | Summer | Non-coincident | 2029 | POE90 | 13.9779 | NA | VIC Richmond 66kV (United Energy Total) |  |  | FALSE | #N/A | #N/A | #N/A | #N/A | #N/A | #N/A | #N/A | #N/A | #N/A | #N/A
TRUE | VIC | RTS66U | Richmond 66kV (United Energy Total) | United Energy | Summer | Non-coincident | 2029 | POE50 | 14.9794 | 71.9332 | VIC Richmond 66kV (United Energy Total) |  |  | FALSE | #N/A | #N/A | #N/A | #N/A | #N/A | #N/A | #N/A | #N/A | #N/A | #N/A
TRUE | VIC | RTS66U | Richmond 66kV (United Energy Total) | United Energy | Summer | Coincident_unreconciled | 2030 | POE50 | 2.9882 | NA | VIC Richmond 66kV (United Energy Total) |  |  | FALSE | #N/A | #N/A | #N/A | #N/A | #N/A | #N/A | #N/A | #N/A | #N/A | #N/A
TRUE | VIC | RTS66U | Richmond 66kV (United Energy Total) | United Energy | Summer | Coincident_unreconciled | 2030 | POE90 | 2.4645 | NA | VIC Richmond 66kV (United Energy Total) |  |  | FALSE | #N/A | #N/A | #N/A | #N/A | #N/A | #N/A | #N/A | #N/A | #N/A | #N/A
TRUE | VIC | RTS66U | Richmond 66kV (United Energy Total) | United Energy | Summer | Non-coincident | 2030 | POE90 | 13.9705 | NA | VIC Richmond 66kV (United Energy Total) |  |  | FALSE | #N/A | #N/A | #N/A | #N/A | #N/A | #N/A | #N/A | #N/A | #N/A | #N/A
TRUE | VIC | RTS66U | Richmond 66kV (United Energy Total) | United Energy | Summer | Non-coincident | 2030 | POE50 | 14.9725 | 72.1945 | VIC Richmond 66kV (United Energy Total) |  |  | FALSE | #N/A | #N/A | #N/A | #N/A | #N/A | #N/A | #N/A | #N/A | #N/A | #N/A
TRUE | VIC | RTS66U | Richmond 66kV (United Energy Total) | United Energy | Summer | Coincident_unreconciled | 2031 | POE50 | 0.21897 | NA | VIC Richmond 66kV (United Energy Total) |  |  | FALSE | #N/A | #N/A | #N/A | #N/A | #N/A | #N/A | #N/A | #N/A | #N/A | #N/A
TRUE | VIC | RTS66U | Richmond 66kV (United Energy Total) | United Energy | Summer | Coincident_unreconciled | 2031 | POE90 | -0.3078 | NA | VIC Richmond 66kV (United Energy Total) |  |  | FALSE | #N/A | #N/A | #N/A | #N/A | #N/A | #N/A | #N/A | #N/A | #N/A | #N/A
TRUE | VIC | RTS66U | Richmond 66kV (United Energy Total) | United Energy | Summer | Non-coincident | 2031 | POE90 | 13.9631 | NA | VIC Richmond 66kV (United Energy Total) |  |  | FALSE | #N/A | #N/A | #N/A | #N/A | #N/A | #N/A | #N/A | #N/A | #N/A | #N/A
TRUE | VIC | RTS66U | Richmond 66kV (United Energy Total) | United Energy | Summer | Non-coincident | 2031 | POE50 | 14.9656 | 72.4755 | VIC Richmond 66kV (United Energy Total) |  |  | FALSE | #N/A | #N/A | #N/A | #N/A | #N/A | #N/A | #N/A | #N/A | #N/A | #N/A
TRUE | VIC | RTS66U | Richmond 66kV (United Energy Total) | United Energy | Summer | Coincident_unreconciled | 2032 | POE50 | -2.0186 | NA | VIC Richmond 66kV (United Energy Total) |  |  | FALSE | #N/A | #N/A | #N/A | #N/A | #N/A | #N/A | #N/A | #N/A | #N/A | #N/A
TRUE | VIC | RTS66U | Richmond 66kV (United Energy Total) | United Energy | Summer | Coincident_unreconciled | 2032 | POE90 | -2.5484 | NA | VIC Richmond 66kV (United Energy Total) |  |  | FALSE | #N/A | #N/A | #N/A | #N/A | #N/A | #N/A | #N/A | #N/A | #N/A | #N/A
TRUE | VIC | RTS66U | Richmond 66kV (United Energy Total) | United Energy | Summer | Non-coincident | 2032 | POE90 | 13.9557 | NA | VIC Richmond 66kV (United Energy Total) |  |  | FALSE | #N/A | #N/A | #N/A | #N/A | #N/A | #N/A | #N/A | #N/A | #N/A | #N/A
TRUE | VIC | RTS66U | Richmond 66kV (United Energy Total) | United Energy | Summer | Non-coincident | 2032 | POE50 | 14.9587 | 72.8626 | VIC Richmond 66kV (United Energy Total) |  |  | FALSE | #N/A | #N/A | #N/A | #N/A | #N/A | #N/A | #N/A | #N/A | #N/A | #N/A
TRUE | VIC | RTS66U | Richmond 66kV (United Energy Total) | United Energy | Summer | Coincident_unreconciled | 2033 | POE50 | -3.8183 | NA | VIC Richmond 66kV (United Energy Total) |  |  | FALSE | #N/A | #N/A | #N/A | #N/A | #N/A | #N/A | #N/A | #N/A | #N/A | #N/A
TRUE | VIC | RTS66U | Richmond 66kV (United Energy Total) | United Energy | Summer | Coincident_unreconciled | 2033 | POE90 | -4.3511 | NA | VIC Richmond 66kV (United Energy Total) |  |  | FALSE | #N/A | #N/A | #N/A | #N/A | #N/A | #N/A | #N/A | #N/A | #N/A | #N/A
TRUE | VIC | RTS66U | Richmond 66kV (United Energy Total) | United Energy | Summer | Non-coincident | 2033 | POE90 | 13.9483 | NA | VIC Richmond 66kV (United Energy Total) |  |  | FALSE | #N/A | #N/A | #N/A | #N/A | #N/A | #N/A | #N/A | #N/A | #N/A | #N/A
TRUE | VIC | RTS66U | Richmond 66kV (United Energy Total) | United Energy | Summer | Non-coincident | 2033 | POE50 | 14.9518 | 73.3281 | VIC Richmond 66kV (United Energy Total) |  |  | FALSE | #N/A | #N/A | #N/A | #N/A | #N/A | #N/A | #N/A | #N/A | #N/A | #N/A
TRUE | VIC | RTS66U | Richmond 66kV (United Energy Total) | United Energy | Summer | Coincident_unreconciled | 2034 | POE50 | -5.5615 | NA | VIC Richmond 66kV (United Energy Total) |  |  | FALSE | #N/A | #N/A | #N/A | #N/A | #N/A | #N/A | #N/A | #N/A | #N/A | #N/A
TRUE | VIC | RTS66U | Richmond 66kV (United Energy Total) | United Energy | Summer | Coincident_unreconciled | 2034 | POE90 | -6.0972 | NA | VIC Richmond 66kV (United Energy Total) |  |  | FALSE | #N/A | #N/A | #N/A | #N/A | #N/A | #N/A | #N/A | #N/A | #N/A | #N/A
TRUE | VIC | RTS66U | Richmond 66kV (United Energy Total) | United Energy | Summer | Non-coincident | 2034 | POE90 | 13.941 | NA | VIC Richmond 66kV (United Energy Total) |  |  | FALSE | #N/A | #N/A | #N/A | #N/A | #N/A | #N/A | #N/A | #N/A | #N/A | #N/A
TRUE | VIC | RTS66U | Richmond 66kV (United Energy Total) | United Energy | Summer | Non-coincident | 2034 | POE50 | 14.945 | 73.8082 | VIC Richmond 66kV (United Energy Total) |  |  | FALSE | #N/A | #N/A | #N/A | #N/A | #N/A | #N/A | #N/A | #N/A | #N/A | #N/A
TRUE | VIC | RTS66U | Richmond 66kV (United Energy Total) | United Energy | Summer | Coincident_unreconciled | 2035 | POE50 | -7.4196 | NA | VIC Richmond 66kV (United Energy Total) |  |  | FALSE | #N/A | #N/A | #N/A | #N/A | #N/A | #N/A | #N/A | #N/A | #N/A | #N/A
TRUE | VIC | RTS66U | Richmond 66kV (United Energy Total) | United Energy | Summer | Coincident_unreconciled | 2035 | POE90 | -7.9584 | NA | VIC Richmond 66kV (United Energy Total) |  |  | FALSE | #N/A | #N/A | #N/A | #N/A | #N/A | #N/A | #N/A | #N/A | #N/A | #N/A
TRUE | VIC | RTS66U | Richmond 66kV (United Energy Total) | United Energy | Summer | Non-coincident | 2035 | POE90 | 13.9336 | NA | VIC Richmond 66kV (United Energy Total) |  |  | FALSE | #N/A | #N/A | #N/A | #N/A | #N/A | #N/A | #N/A | #N/A | #N/A | #N/A
TRUE | VIC | RTS66U | Richmond 66kV (United Energy Total) | United Energy | Summer | Non-coincident | 2035 | POE50 | 14.9381 | 74.2759 | VIC Richmond 66kV (United Energy Total) |  |  | FALSE | #N/A | #N/A | #N/A | #N/A | #N/A | #N/A | #N/A | #N/A | #N/A | #N/A
TRUE | VIC | RTS66U | Richmond 66kV (United Energy Total) | United Energy | Summer | Non-coincident | 2025 | BASEYEARPOE10 | NA | 79.6747 | VIC Richmond 66kV (United Energy Total) |  |  | FALSE | #N/A | #N/A | #N/A | #N/A | #N/A | #N/A | #N/A | #N/A | #N/A | #N/A
TRUE | VIC | RTS66U | Richmond 66kV (United Energy Total) | United Energy | Summer | Coincident | 2026 | POE10 | NA | 73.2815 | VIC Richmond 66kV (United Energy Total) |  |  | FALSE | #N/A | #N/A | #N/A | #N/A | #N/A | #N/A | #N/A | #N/A | #N/A | #N/A
TRUE | VIC | RTS66U | Richmond 66kV (United Energy Total) | United Energy | Summer | Coincident | 2026 | POE50 | NA | 67.1032 | VIC Richmond 66kV (United Energy Total) |  |  | FALSE | #N/A | #N/A | #N/A | #N/A | #N/A | #N/A | #N/A | #N/A | #N/A | #N/A
TRUE | VIC | RTS66U | Richmond 66kV (United Energy Total) | United Energy | Summer | Non-coincident | 2026 | POE10 | NA | 80.6061 | VIC Richmond 66kV (United Energy Total) |  |  | FALSE | #N/A | #N/A | #N/A | #N/A | #N/A | #N/A | #N/A | #N/A | #N/A | #N/A
TRUE | VIC | RTS66U | Richmond 66kV (United Energy Total) | United Energy | Summer | Coincident | 2027 | POE10 | NA | 71.4531 | VIC Richmond 66kV (United Energy Total) |  |  | FALSE | #N/A | #N/A | #N/A | #N/A | #N/A | #N/A | #N/A | #N/A | #N/A | #N/A
TRUE | VIC | RTS66U | Richmond 66kV (United Energy Total) | United Energy | Summer | Coincident | 2027 | POE50 | NA | 64.9473 | VIC Richmond 66kV (United Energy Total) |  |  | FALSE | #N/A | #N/A | #N/A | #N/A | #N/A | #N/A | #N/A | #N/A | #N/A | #N/A
TRUE | VIC | RTS66U | Richmond 66kV (United Energy Total) | United Energy | Summer | Non-coincident | 2027 | POE10 | NA | 80.7205 | VIC Richmond 66kV (United Energy Total) |  |  | FALSE | #N/A | #N/A | #N/A | #N/A | #N/A | #N/A | #N/A | #N/A | #N/A | #N/A
TRUE | VIC | RTS66U | Richmond 66kV (United Energy Total) | United Energy | Summer | Coincident | 2028 | POE10 | NA | 69.8565 | VIC Richmond 66kV (United Energy Total) |  |  | FALSE | #N/A | #N/A | #N/A | #N/A | #N/A | #N/A | #N/A | #N/A | #N/A | #N/A
TRUE | VIC | RTS66U | Richmond 66kV (United Energy Total) | United Energy | Summer | Coincident | 2028 | POE50 | NA | 62.9882 | VIC Richmond 66kV (United Energy Total) |  |  | FALSE | #N/A | #N/A | #N/A | #N/A | #N/A | #N/A | #N/A | #N/A | #N/A | #N/A
TRUE | VIC | RTS66U | Richmond 66kV (United Energy Total) | United Energy | Summer | Non-coincident | 2028 | POE10 | NA | 80.8577 | VIC Richmond 66kV (United Energy Total) |  |  | FALSE | #N/A | #N/A | #N/A | #N/A | #N/A | #N/A | #N/A | #N/A | #N/A | #N/A
TRUE | VIC | RTS66U | Richmond 66kV (United Energy Total) | United Energy | Summer | Coincident | 2029 | POE10 | NA | 68.8102 | VIC Richmond 66kV (United Energy Total) |  |  | FALSE | #N/A | #N/A | #N/A | #N/A | #N/A | #N/A | #N/A | #N/A | #N/A | #N/A
TRUE | VIC | RTS66U | Richmond 66kV (United Energy Total) | United Energy | Summer | Coincident | 2029 | POE50 | NA | 62.0607 | VIC Richmond 66kV (United Energy Total) |  |  | FALSE | #N/A | #N/A | #N/A | #N/A | #N/A | #N/A | #N/A | #N/A | #N/A | #N/A
TRUE | VIC | RTS66U | Richmond 66kV (United Energy Total) | United Energy | Summer | Non-coincident | 2029 | POE10 | NA | 81.0935 | VIC Richmond 66kV (United Energy Total) |  |  | FALSE | #N/A | #N/A | #N/A | #N/A | #N/A | #N/A | #N/A | #N/A | #N/A | #N/A
TRUE | VIC | RTS66U | Richmond 66kV (United Energy Total) | United Energy | Summer | Coincident | 2030 | POE10 | NA | 68.0611 | VIC Richmond 66kV (United Energy Total) |  |  | FALSE | #N/A | #N/A | #N/A | #N/A | #N/A | #N/A | #N/A | #N/A | #N/A | #N/A
TRUE | VIC | RTS66U | Richmond 66kV (United Energy Total) | United Energy | Summer | Coincident | 2030 | POE50 | NA | 61.179 | VIC Richmond 66kV (United Energy Total) |  |  | FALSE | #N/A | #N/A | #N/A | #N/A | #N/A | #N/A | #N/A | #N/A | #N/A | #N/A
TRUE | VIC | RTS66U | Richmond 66kV (United Energy Total) | United Energy | Summer | Non-coincident | 2030 | POE10 | NA | 81.408 | VIC Richmond 66kV (United Energy Total) |  |  | FALSE | #N/A | #N/A | #N/A | #N/A | #N/A | #N/A | #N/A | #N/A | #N/A | #N/A
TRUE | VIC | RTS66U | Richmond 66kV (United Energy Total) | United Energy | Summer | Coincident | 2031 | POE10 | NA | 66.6069 | VIC Richmond 66kV (United Energy Total) |  |  | FALSE | #N/A | #N/A | #N/A | #N/A | #N/A | #N/A | #N/A | #N/A | #N/A | #N/A
TRUE | VIC | RTS66U | Richmond 66kV (United Energy Total) | United Energy | Summer | Coincident | 2031 | POE50 | NA | 60.1491 | VIC Richmond 66kV (United Energy Total) |  |  | FALSE | #N/A | #N/A | #N/A | #N/A | #N/A | #N/A | #N/A | #N/A | #N/A | #N/A
TRUE | VIC | RTS66U | Richmond 66kV (United Energy Total) | United Energy | Summer | Non-coincident | 2031 | POE10 | NA | 81.7422 | VIC Richmond 66kV (United Energy Total) |  |  | FALSE | #N/A | #N/A | #N/A | #N/A | #N/A | #N/A | #N/A | #N/A | #N/A | #N/A
TRUE | VIC | RTS66U | Richmond 66kV (United Energy Total) | United Energy | Summer | Coincident | 2032 | POE10 | NA | 64.9652 | VIC Richmond 66kV (United Energy Total) |  |  | FALSE | #N/A | #N/A | #N/A | #N/A | #N/A | #N/A | #N/A | #N/A | #N/A | #N/A
TRUE | VIC | RTS66U | Richmond 66kV (United Energy Total) | United Energy | Summer | Coincident | 2032 | POE50 | NA | 58.5449 | VIC Richmond 66kV (United Energy Total) |  |  | FALSE | #N/A | #N/A | #N/A | #N/A | #N/A | #N/A | #N/A | #N/A | #N/A | #N/A
TRUE | VIC | RTS66U | Richmond 66kV (United Energy Total) | United Energy | Summer | Non-coincident | 2032 | POE10 | NA | 82.1822 | VIC Richmond 66kV (United Energy Total) |  |  | FALSE | #N/A | #N/A | #N/A | #N/A | #N/A | #N/A | #N/A | #N/A | #N/A | #N/A
TRUE | VIC | RTS66U | Richmond 66kV (United Energy Total) | United Energy | Summer | Coincident | 2033 | POE10 | NA | 63.8436 | VIC Richmond 66kV (United Energy Total) |  |  | FALSE | #N/A | #N/A | #N/A | #N/A | #N/A | #N/A | #N/A | #N/A | #N/A | #N/A
TRUE | VIC | RTS66U | Richmond 66kV (United Energy Total) | United Energy | Summer | Coincident | 2033 | POE50 | NA | 57.0007 | VIC Richmond 66kV (United Energy Total) |  |  | FALSE | #N/A | #N/A | #N/A | #N/A | #N/A | #N/A | #N/A | #N/A | #N/A | #N/A
TRUE | VIC | RTS66U | Richmond 66kV (United Energy Total) | United Energy | Summer | Non-coincident | 2033 | POE10 | NA | 82.7002 | VIC Richmond 66kV (United Energy Total) |  |  | FALSE | #N/A | #N/A | #N/A | #N/A | #N/A | #N/A | #N/A | #N/A | #N/A | #N/A
TRUE | VIC | RTS66U | Richmond 66kV (United Energy Total) | United Energy | Summer | Coincident | 2034 | POE10 | NA | 63.5877 | VIC Richmond 66kV (United Energy Total) |  |  | FALSE | #N/A | #N/A | #N/A | #N/A | #N/A | #N/A | #N/A | #N/A | #N/A | #N/A
TRUE | VIC | RTS66U | Richmond 66kV (United Energy Total) | United Energy | Summer | Coincident | 2034 | POE50 | NA | 56.8337 | VIC Richmond 66kV (United Energy Total) |  |  | FALSE | #N/A | #N/A | #N/A | #N/A | #N/A | #N/A | #N/A | #N/A | #N/A | #N/A
TRUE | VIC | RTS66U | Richmond 66kV (United Energy Total) | United Energy | Summer | Non-coincident | 2034 | POE10 | NA | 83.2327 | VIC Richmond 66kV (United Energy Total) |  |  | FALSE | #N/A | #N/A | #N/A | #N/A | #N/A | #N/A | #N/A | #N/A | #N/A | #N/A
TRUE | VIC | RTS66U | Richmond 66kV (United Energy Total) | United Energy | Summer | Coincident | 2035 | POE10 | NA | 63.5914 | VIC Richmond 66kV (United Energy Total) |  |  | FALSE | #N/A | #N/A | #N/A | #N/A | #N/A | #N/A | #N/A | #N/A | #N/A | #N/A
TRUE | VIC | RTS66U | Richmond 66kV (United Energy Total) | United Energy | Summer | Coincident | 2035 | POE50 | NA | 56.8473 | VIC Richmond 66kV (United Energy Total) |  |  | FALSE | #N/A | #N/A | #N/A | #N/A | #N/A | #N/A | #N/A | #N/A | #N/A | #N/A
TRUE | VIC | RTS66U | Richmond 66kV (United Energy Total) | United Energy | Summer | Non-coincident | 2035 | POE10 | NA | 83.7528 | VIC Richmond 66kV (United Energy Total) |  |  | FALSE | #N/A | #N/A | #N/A | #N/A | #N/A | #N/A | #N/A | #N/A | #N/A | #N/A
TRUE | VIC | RTS66U | Richmond 66kV (United Energy Total) | United Energy | Winter | Coincident | 2018 | ACTUAL_OPG | NA | 45.7827 | VIC Richmond 66kV (United Energy Total) |  |  | FALSE | #N/A | #N/A | #N/A | #N/A | #N/A | #N/A | #N/A | #N/A | #N/A | #N/A
TRUE | VIC | RTS66U | Richmond 66kV (United Energy Total) | United Energy | Winter | Coincident | 2018 | ACTUAL_RAW | NA | 45.7827 | VIC Richmond 66kV (United Energy Total) |  |  | FALSE | #N/A | #N/A | #N/A | #N/A | #N/A | #N/A | #N/A | #N/A | #N/A | #N/A
TRUE | VIC | RTS66U | Richmond 66kV (United Energy Total) | United Energy | Winter | Non-coincident | 2018 | ACTUAL_RAW | NA | 52.4515 | VIC Richmond 66kV (United Energy Total) |  |  | FALSE | #N/A | #N/A | #N/A | #N/A | #N/A | #N/A | #N/A | #N/A | #N/A | #N/A
TRUE | VIC | RTS66U | Richmond 66kV (United Energy Total) | United Energy | Winter | Non-coincident | 2018 | ACTUAL_OPG | NA | 52.4515 | VIC Richmond 66kV (United Energy Total) |  |  | FALSE | #N/A | #N/A | #N/A | #N/A | #N/A | #N/A | #N/A | #N/A | #N/A | #N/A
TRUE | VIC | RTS66U | Richmond 66kV (United Energy Total) | United Energy | Winter | Non-coincident | 2018 | ACTUAL_ADJUSTEDOPG | NA | 52.4515 | VIC Richmond 66kV (United Energy Total) |  |  | FALSE | #N/A | #N/A | #N/A | #N/A | #N/A | #N/A | #N/A | #N/A | #N/A | #N/A
TRUE | VIC | RTS66U | Richmond 66kV (United Energy Total) | United Energy | Winter | Coincident | 2019 | ACTUAL_OPG | NA | 48.8891 | VIC Richmond 66kV (United Energy Total) |  |  | FALSE | #N/A | #N/A | #N/A | #N/A | #N/A | #N/A | #N/A | #N/A | #N/A | #N/A
TRUE | VIC | RTS66U | Richmond 66kV (United Energy Total) | United Energy | Winter | Coincident | 2019 | ACTUAL_RAW | NA | 48.8891 | VIC Richmond 66kV (United Energy Total) |  |  | FALSE | #N/A | #N/A | #N/A | #N/A | #N/A | #N/A | #N/A | #N/A | #N/A | #N/A
TRUE | VIC | RTS66U | Richmond 66kV (United Energy Total) | United Energy | Winter | Non-coincident | 2019 | ACTUAL_RAW | NA | 52.3985 | VIC Richmond 66kV (United Energy Total) |  |  | FALSE | #N/A | #N/A | #N/A | #N/A | #N/A | #N/A | #N/A | #N/A | #N/A | #N/A
TRUE | VIC | RTS66U | Richmond 66kV (United Energy Total) | United Energy | Winter | Non-coincident | 2019 | ACTUAL_OPG | NA | 52.3985 | VIC Richmond 66kV (United Energy Total) |  |  | FALSE | #N/A | #N/A | #N/A | #N/A | #N/A | #N/A | #N/A | #N/A | #N/A | #N/A
TRUE | VIC | RTS66U | Richmond 66kV (United Energy Total) | United Energy | Winter | Non-coincident | 2019 | ACTUAL_ADJUSTEDOPG | NA | 52.3985 | VIC Richmond 66kV (United Energy Total) |  |  | FALSE | #N/A | #N/A | #N/A | #N/A | #N/A | #N/A | #N/A | #N/A | #N/A | #N/A
TRUE | VIC | RTS66U | Richmond 66kV (United Energy Total) | United Energy | Winter | Coincident | 2020 | ACTUAL_OPG | NA | 52.0836 | VIC Richmond 66kV (United Energy Total) |  |  | FALSE | #N/A | #N/A | #N/A | #N/A | #N/A | #N/A | #N/A | #N/A | #N/A | #N/A
TRUE | VIC | RTS66U | Richmond 66kV (United Energy Total) | United Energy | Winter | Coincident | 2020 | ACTUAL_RAW | NA | 52.0836 | VIC Richmond 66kV (United Energy Total) |  |  | FALSE | #N/A | #N/A | #N/A | #N/A | #N/A | #N/A | #N/A | #N/A | #N/A | #N/A
TRUE | VIC | RTS66U | Richmond 66kV (United Energy Total) | United Energy | Winter | Non-coincident | 2020 | ACTUAL_RAW | NA | 53.9319 | VIC Richmond 66kV (United Energy Total) |  |  | FALSE | #N/A | #N/A | #N/A | #N/A | #N/A | #N/A | #N/A | #N/A | #N/A | #N/A
TRUE | VIC | RTS66U | Richmond 66kV (United Energy Total) | United Energy | Winter | Non-coincident | 2020 | ACTUAL_OPG | NA | 53.9319 | VIC Richmond 66kV (United Energy Total) |  |  | FALSE | #N/A | #N/A | #N/A | #N/A | #N/A | #N/A | #N/A | #N/A | #N/A | #N/A
TRUE | VIC | RTS66U | Richmond 66kV (United Energy Total) | United Energy | Winter | Non-coincident | 2020 | ACTUAL_ADJUSTEDOPG | NA | 53.9319 | VIC Richmond 66kV (United Energy Total) |  |  | FALSE | #N/A | #N/A | #N/A | #N/A | #N/A | #N/A | #N/A | #N/A | #N/A | #N/A
TRUE | VIC | RTS66U | Richmond 66kV (United Energy Total) | United Energy | Winter | Coincident | 2021 | ACTUAL_OPG | NA | 53.3909 | VIC Richmond 66kV (United Energy Total) |  |  | FALSE | #N/A | #N/A | #N/A | #N/A | #N/A | #N/A | #N/A | #N/A | #N/A | #N/A
TRUE | VIC | RTS66U | Richmond 66kV (United Energy Total) | United Energy | Winter | Coincident | 2021 | ACTUAL_RAW | NA | 53.3909 | VIC Richmond 66kV (United Energy Total) |  |  | FALSE | #N/A | #N/A | #N/A | #N/A | #N/A | #N/A | #N/A | #N/A | #N/A | #N/A
TRUE | VIC | RTS66U | Richmond 66kV (United Energy Total) | United Energy | Winter | Non-coincident | 2021 | ACTUAL_RAW | NA | 54.7558 | VIC Richmond 66kV (United Energy Total) |  |  | FALSE | #N/A | #N/A | #N/A | #N/A | #N/A | #N/A | #N/A | #N/A | #N/A | #N/A
TRUE | VIC | RTS66U | Richmond 66kV (United Energy Total) | United Energy | Winter | Non-coincident | 2021 | ACTUAL_OPG | NA | 54.7558 | VIC Richmond 66kV (United Energy Total) |  |  | FALSE | #N/A | #N/A | #N/A | #N/A | #N/A | #N/A | #N/A | #N/A | #N/A | #N/A
TRUE | VIC | RTS66U | Richmond 66kV (United Energy Total) | United Energy | Winter | Non-coincident | 2021 | ACTUAL_ADJUSTEDOPG | NA | 54.7558 | VIC Richmond 66kV (United Energy Total) |  |  | FALSE | #N/A | #N/A | #N/A | #N/A | #N/A | #N/A | #N/A | #N/A | #N/A | #N/A
TRUE | VIC | RTS66U | Richmond 66kV (United Energy Total) | United Energy | Winter | Coincident | 2022 | ACTUAL_OPG | NA | 55.4812 | VIC Richmond 66kV (United Energy Total) |  |  | FALSE | #N/A | #N/A | #N/A | #N/A | #N/A | #N/A | #N/A | #N/A | #N/A | #N/A
TRUE | VIC | RTS66U | Richmond 66kV (United Energy Total) | United Energy | Winter | Coincident | 2022 | ACTUAL_RAW | NA | 55.4812 | VIC Richmond 66kV (United Energy Total) |  |  | FALSE | #N/A | #N/A | #N/A | #N/A | #N/A | #N/A | #N/A | #N/A | #N/A | #N/A
TRUE | VIC | RTS66U | Richmond 66kV (United Energy Total) | United Energy | Winter | Non-coincident | 2022 | ACTUAL_RAW | NA | 59.3229 | VIC Richmond 66kV (United Energy Total) |  |  | FALSE | #N/A | #N/A | #N/A | #N/A | #N/A | #N/A | #N/A | #N/A | #N/A | #N/A
TRUE | VIC | RTS66U | Richmond 66kV (United Energy Total) | United Energy | Winter | Non-coincident | 2022 | ACTUAL_OPG | NA | 59.3229 | VIC Richmond 66kV (United Energy Total) |  |  | FALSE | #N/A | #N/A | #N/A | #N/A | #N/A | #N/A | #N/A | #N/A | #N/A | #N/A
TRUE | VIC | RTS66U | Richmond 66kV (United Energy Total) | United Energy | Winter | Non-coincident | 2022 | ACTUAL_ADJUSTEDOPG | NA | 59.3229 | VIC Richmond 66kV (United Energy Total) |  |  | FALSE | #N/A | #N/A | #N/A | #N/A | #N/A | #N/A | #N/A | #N/A | #N/A | #N/A
TRUE | VIC | RTS66U | Richmond 66kV (United Energy Total) | United Energy | Winter | Coincident | 2023 | ACTUAL_OPG | NA | 54.0833 | VIC Richmond 66kV (United Energy Total) |  |  | FALSE | #N/A | #N/A | #N/A | #N/A | #N/A | #N/A | #N/A | #N/A | #N/A | #N/A
TRUE | VIC | RTS66U | Richmond 66kV (United Energy Total) | United Energy | Winter | Coincident | 2023 | ACTUAL_RAW | NA | 54.0833 | VIC Richmond 66kV (United Energy Total) |  |  | FALSE | #N/A | #N/A | #N/A | #N/A | #N/A | #N/A | #N/A | #N/A | #N/A | #N/A
TRUE | VIC | RTS66U | Richmond 66kV (United Energy Total) | United Energy | Winter | Non-coincident | 2023 | ACTUAL_RAW | NA | 56.6754 | VIC Richmond 66kV (United Energy Total) |  |  | FALSE | #N/A | #N/A | #N/A | #N/A | #N/A | #N/A | #N/A | #N/A | #N/A | #N/A
TRUE | VIC | RTS66U | Richmond 66kV (United Energy Total) | United Energy | Winter | Non-coincident | 2023 | ACTUAL_OPG | NA | 56.6754 | VIC Richmond 66kV (United Energy Total) |  |  | FALSE | #N/A | #N/A | #N/A | #N/A | #N/A | #N/A | #N/A | #N/A | #N/A | #N/A
TRUE | VIC | RTS66U | Richmond 66kV (United Energy Total) | United Energy | Winter | Non-coincident | 2023 | ACTUAL_ADJUSTEDOPG | NA | 56.6754 | VIC Richmond 66kV (United Energy Total) |  |  | FALSE | #N/A | #N/A | #N/A | #N/A | #N/A | #N/A | #N/A | #N/A | #N/A | #N/A
TRUE | VIC | RTS66U | Richmond 66kV (United Energy Total) | United Energy | Winter | Coincident | 2024 | ACTUAL_OPG | NA | 58.4876 | VIC Richmond 66kV (United Energy Total) |  |  | FALSE | #N/A | #N/A | #N/A | #N/A | #N/A | #N/A | #N/A | #N/A | #N/A | #N/A
TRUE | VIC | RTS66U | Richmond 66kV (United Energy Total) | United Energy | Winter | Coincident | 2024 | ACTUAL_RAW | NA | 58.4876 | VIC Richmond 66kV (United Energy Total) |  |  | FALSE | #N/A | #N/A | #N/A | #N/A | #N/A | #N/A | #N/A | #N/A | #N/A | #N/A
TRUE | VIC | RTS66U | Richmond 66kV (United Energy Total) | United Energy | Winter | Non-coincident | 2024 | ACTUAL_RAW | NA | 61.8614 | VIC Richmond 66kV (United Energy Total) |  |  | FALSE | #N/A | #N/A | #N/A | #N/A | #N/A | #N/A | #N/A | #N/A | #N/A | #N/A
TRUE | VIC | RTS66U | Richmond 66kV (United Energy Total) | United Energy | Winter | Non-coincident | 2024 | ACTUAL_OPG | NA | 61.8614 | VIC Richmond 66kV (United Energy Total) |  |  | FALSE | #N/A | #N/A | #N/A | #N/A | #N/A | #N/A | #N/A | #N/A | #N/A | #N/A
TRUE | VIC | RTS66U | Richmond 66kV (United Energy Total) | United Energy | Winter | Non-coincident | 2024 | ACTUAL_ADJUSTEDOPG | NA | 61.8614 | VIC Richmond 66kV (United Energy Total) |  |  | FALSE | #N/A | #N/A | #N/A | #N/A | #N/A | #N/A | #N/A | #N/A | #N/A | #N/A
TRUE | VIC | RTS66U | Richmond 66kV (United Energy Total) | United Energy | Winter | Coincident | 2025 | POE10 | NA | 55.1762 | VIC Richmond 66kV (United Energy Total) |  |  | FALSE | #N/A | #N/A | #N/A | #N/A | #N/A | #N/A | #N/A | #N/A | #N/A | #N/A
TRUE | VIC | RTS66U | Richmond 66kV (United Energy Total) | United Energy | Winter | Coincident | 2025 | POE50 | NA | 54.425 | VIC Richmond 66kV (United Energy Total) |  |  | FALSE | #N/A | #N/A | #N/A | #N/A | #N/A | #N/A | #N/A | #N/A | #N/A | #N/A
TRUE | VIC | RTS66U | Richmond 66kV (United Energy Total) | United Energy | Winter | Non-coincident | 2025 | ACTUAL_RAW | NA | 61.0849 | VIC Richmond 66kV (United Energy Total) |  |  | FALSE | #N/A | #N/A | #N/A | #N/A | #N/A | #N/A | #N/A | #N/A | #N/A | #N/A
TRUE | VIC | RTS66U | Richmond 66kV (United Energy Total) | United Energy | Winter | Non-coincident | 2025 | ACTUAL_ADJUSTEDOPG | NA | 61.0849 | VIC Richmond 66kV (United Energy Total) |  |  | FALSE | #N/A | #N/A | #N/A | #N/A | #N/A | #N/A | #N/A | #N/A | #N/A | #N/A
TRUE | VIC | RTS66U | Richmond 66kV (United Energy Total) | United Energy | Winter | Non-coincident | 2025 | BASEYEARPOE50 | NA | 59.2084 | VIC Richmond 66kV (United Energy Total) |  |  | FALSE | #N/A | #N/A | #N/A | #N/A | #N/A | #N/A | #N/A | #N/A | #N/A | #N/A
TRUE | VIC | RTS66U | Richmond 66kV (United Energy Total) | United Energy | Winter | Non-coincident | 2025 | BASEYEARPOE10 | NA | 60.5391 | VIC Richmond 66kV (United Energy Total) |  |  | FALSE | #N/A | #N/A | #N/A | #N/A | #N/A | #N/A | #N/A | #N/A | #N/A | #N/A
TRUE | VIC | RTS66U | Richmond 66kV (United Energy Total) | United Energy | Winter | Non-coincident | 2025 | POE10 | NA | 60.721 | VIC Richmond 66kV (United Energy Total) |  |  | FALSE | #N/A | #N/A | #N/A | #N/A | #N/A | #N/A | #N/A | #N/A | #N/A | #N/A
TRUE | VIC | RTS66U | Richmond 66kV (United Energy Total) | United Energy | Winter | Non-coincident | 2025 | POE50 | NA | 59.3843 | VIC Richmond 66kV (United Energy Total) |  |  | FALSE | #N/A | #N/A | #N/A | #N/A | #N/A | #N/A | #N/A | #N/A | #N/A | #N/A
TRUE | VIC | RTS66U | Richmond 66kV (United Energy Total) | United Energy | Winter | Coincident | 2026 | POE10 | NA | 54.042 | VIC Richmond 66kV (United Energy Total) |  |  | FALSE | #N/A | #N/A | #N/A | #N/A | #N/A | #N/A | #N/A | #N/A | #N/A | #N/A
TRUE | VIC | RTS66U | Richmond 66kV (United Energy Total) | United Energy | Winter | Coincident | 2026 | POE50 | NA | 53.2184 | VIC Richmond 66kV (United Energy Total) |  |  | FALSE | #N/A | #N/A | #N/A | #N/A | #N/A | #N/A | #N/A | #N/A | #N/A | #N/A
TRUE | VIC | RTS66U | Richmond 66kV (United Energy Total) | United Energy | Winter | Non-coincident | 2026 | POE10 | NA | 61.7284 | VIC Richmond 66kV (United Energy Total) |  |  | FALSE | #N/A | #N/A | #N/A | #N/A | #N/A | #N/A | #N/A | #N/A | #N/A | #N/A
TRUE | VIC | RTS66U | Richmond 66kV (United Energy Total) | United Energy | Winter | Non-coincident | 2026 | POE50 | NA | 60.3829 | VIC Richmond 66kV (United Energy Total) |  |  | FALSE | #N/A | #N/A | #N/A | #N/A | #N/A | #N/A | #N/A | #N/A | #N/A | #N/A
TRUE | VIC | RTS66U | Richmond 66kV (United Energy Total) | United Energy | Winter | Coincident | 2027 | POE10 | NA | 52.4574 | VIC Richmond 66kV (United Energy Total) |  |  | FALSE | #N/A | #N/A | #N/A | #N/A | #N/A | #N/A | #N/A | #N/A | #N/A | #N/A
TRUE | VIC | RTS66U | Richmond 66kV (United Energy Total) | United Energy | Winter | Coincident | 2027 | POE50 | NA | 51.5277 | VIC Richmond 66kV (United Energy Total) |  |  | FALSE | #N/A | #N/A | #N/A | #N/A | #N/A | #N/A | #N/A | #N/A | #N/A | #N/A
TRUE | VIC | RTS66U | Richmond 66kV (United Energy Total) | United Energy | Winter | Non-coincident | 2027 | POE10 | NA | 62.188 | VIC Richmond 66kV (United Energy Total) |  |  | FALSE | #N/A | #N/A | #N/A | #N/A | #N/A | #N/A | #N/A | #N/A | #N/A | #N/A
TRUE | VIC | RTS66U | Richmond 66kV (United Energy Total) | United Energy | Winter | Non-coincident | 2027 | POE50 | NA | 60.8346 | VIC Richmond 66kV (United Energy Total) |  |  | FALSE | #N/A | #N/A | #N/A | #N/A | #N/A | #N/A | #N/A | #N/A | #N/A | #N/A
TRUE | VIC | RTS66U | Richmond 66kV (United Energy Total) | United Energy | Winter | Coincident | 2028 | POE10 | NA | 51.8881 | VIC Richmond 66kV (United Energy Total) |  |  | FALSE | #N/A | #N/A | #N/A | #N/A | #N/A | #N/A | #N/A | #N/A | #N/A | #N/A
TRUE | VIC | RTS66U | Richmond 66kV (United Energy Total) | United Energy | Winter | Coincident | 2028 | POE50 | NA | 51.0118 | VIC Richmond 66kV (United Energy Total) |  |  | FALSE | #N/A | #N/A | #N/A | #N/A | #N/A | #N/A | #N/A | #N/A | #N/A | #N/A
TRUE | VIC | RTS66U | Richmond 66kV (United Energy Total) | United Energy | Winter | Non-coincident | 2028 | POE10 | NA | 62.721 | VIC Richmond 66kV (United Energy Total) |  |  | FALSE | #N/A | #N/A | #N/A | #N/A | #N/A | #N/A | #N/A | #N/A | #N/A | #N/A
TRUE | VIC | RTS66U | Richmond 66kV (United Energy Total) | United Energy | Winter | Non-coincident | 2028 | POE50 | NA | 61.3596 | VIC Richmond 66kV (United Energy Total) |  |  | FALSE | #N/A | #N/A | #N/A | #N/A | #N/A | #N/A | #N/A | #N/A | #N/A | #N/A
TRUE | VIC | RTS66U | Richmond 66kV (United Energy Total) | United Energy | Winter | Coincident | 2029 | POE10 | NA | 51.7509 | VIC Richmond 66kV (United Energy Total) |  |  | FALSE | #N/A | #N/A | #N/A | #N/A | #N/A | #N/A | #N/A | #N/A | #N/A | #N/A
TRUE | VIC | RTS66U | Richmond 66kV (United Energy Total) | United Energy | Winter | Coincident | 2029 | POE50 | NA | 50.8987 | VIC Richmond 66kV (United Energy Total) |  |  | FALSE | #N/A | #N/A | #N/A | #N/A | #N/A | #N/A | #N/A | #N/A | #N/A | #N/A
TRUE | VIC | RTS66U | Richmond 66kV (United Energy Total) | United Energy | Winter | Non-coincident | 2029 | POE10 | NA | 63.3279 | VIC Richmond 66kV (United Energy Total) |  |  | FALSE | #N/A | #N/A | #N/A | #N/A | #N/A | #N/A | #N/A | #N/A | #N/A | #N/A
TRUE | VIC | RTS66U | Richmond 66kV (United Energy Total) | United Energy | Winter | Non-coincident | 2029 | POE50 | NA | 61.9586 | VIC Richmond 66kV (United Energy Total) |  |  | FALSE | #N/A | #N/A | #N/A | #N/A | #N/A | #N/A | #N/A | #N/A | #N/A | #N/A
TRUE | VIC | RTS66U | Richmond 66kV (United Energy Total) | United Energy | Winter | Coincident | 2030 | POE10 | NA | 51.5474 | VIC Richmond 66kV (United Energy Total) |  |  | FALSE | #N/A | #N/A | #N/A | #N/A | #N/A | #N/A | #N/A | #N/A | #N/A | #N/A
TRUE | VIC | RTS66U | Richmond 66kV (United Energy Total) | United Energy | Winter | Coincident | 2030 | POE50 | NA | 50.692 | VIC Richmond 66kV (United Energy Total) |  |  | FALSE | #N/A | #N/A | #N/A | #N/A | #N/A | #N/A | #N/A | #N/A | #N/A | #N/A
TRUE | VIC | RTS66U | Richmond 66kV (United Energy Total) | United Energy | Winter | Non-coincident | 2030 | POE10 | NA | 63.9637 | VIC Richmond 66kV (United Energy Total) |  |  | FALSE | #N/A | #N/A | #N/A | #N/A | #N/A | #N/A | #N/A | #N/A | #N/A | #N/A
TRUE | VIC | RTS66U | Richmond 66kV (United Energy Total) | United Energy | Winter | Non-coincident | 2030 | POE50 | NA | 62.5864 | VIC Richmond 66kV (United Energy Total) |  |  | FALSE | #N/A | #N/A | #N/A | #N/A | #N/A | #N/A | #N/A | #N/A | #N/A | #N/A
TRUE | VIC | RTS66U | Richmond 66kV (United Energy Total) | United Energy | Winter | Coincident | 2031 | POE10 | NA | 51.4359 | VIC Richmond 66kV (United Energy Total) |  |  | FALSE | #N/A | #N/A | #N/A | #N/A | #N/A | #N/A | #N/A | #N/A | #N/A | #N/A
TRUE | VIC | RTS66U | Richmond 66kV (United Energy Total) | United Energy | Winter | Coincident | 2031 | POE50 | NA | 50.5891 | VIC Richmond 66kV (United Energy Total) |  |  | FALSE | #N/A | #N/A | #N/A | #N/A | #N/A | #N/A | #N/A | #N/A | #N/A | #N/A
TRUE | VIC | RTS66U | Richmond 66kV (United Energy Total) | United Energy | Winter | Non-coincident | 2031 | POE10 | NA | 64.6194 | VIC Richmond 66kV (United Energy Total) |  |  | FALSE | #N/A | #N/A | #N/A | #N/A | #N/A | #N/A | #N/A | #N/A | #N/A | #N/A
TRUE | VIC | RTS66U | Richmond 66kV (United Energy Total) | United Energy | Winter | Non-coincident | 2031 | POE50 | NA | 63.2342 | VIC Richmond 66kV (United Energy Total) |  |  | FALSE | #N/A | #N/A | #N/A | #N/A | #N/A | #N/A | #N/A | #N/A | #N/A | #N/A
TRUE | VIC | RTS66U | Richmond 66kV (United Energy Total) | United Energy | Winter | Coincident | 2032 | POE10 | NA | 50.91 | VIC Richmond 66kV (United Energy Total) |  |  | FALSE | #N/A | #N/A | #N/A | #N/A | #N/A | #N/A | #N/A | #N/A | #N/A | #N/A
TRUE | VIC | RTS66U | Richmond 66kV (United Energy Total) | United Energy | Winter | Coincident | 2032 | POE50 | NA | 49.9823 | VIC Richmond 66kV (United Energy Total) |  |  | FALSE | #N/A | #N/A | #N/A | #N/A | #N/A | #N/A | #N/A | #N/A | #N/A | #N/A
TRUE | VIC | RTS66U | Richmond 66kV (United Energy Total) | United Energy | Winter | Non-coincident | 2032 | POE10 | NA | 65.2972 | VIC Richmond 66kV (United Energy Total) |  |  | FALSE | #N/A | #N/A | #N/A | #N/A | #N/A | #N/A | #N/A | #N/A | #N/A | #N/A
TRUE | VIC | RTS66U | Richmond 66kV (United Energy Total) | United Energy | Winter | Non-coincident | 2032 | POE50 | NA | 63.9041 | VIC Richmond 66kV (United Energy Total) |  |  | FALSE | #N/A | #N/A | #N/A | #N/A | #N/A | #N/A | #N/A | #N/A | #N/A | #N/A
TRUE | VIC | RTS66U | Richmond 66kV (United Energy Total) | United Energy | Winter | Coincident | 2033 | POE10 | NA | 50.1603 | VIC Richmond 66kV (United Energy Total) |  |  | FALSE | #N/A | #N/A | #N/A | #N/A | #N/A | #N/A | #N/A | #N/A | #N/A | #N/A
TRUE | VIC | RTS66U | Richmond 66kV (United Energy Total) | United Energy | Winter | Coincident | 2033 | POE50 | NA | 49.257 | VIC Richmond 66kV (United Energy Total) |  |  | FALSE | #N/A | #N/A | #N/A | #N/A | #N/A | #N/A | #N/A | #N/A | #N/A | #N/A
TRUE | VIC | RTS66U | Richmond 66kV (United Energy Total) | United Energy | Winter | Non-coincident | 2033 | POE10 | NA | 65.9786 | VIC Richmond 66kV (United Energy Total) |  |  | FALSE | #N/A | #N/A | #N/A | #N/A | #N/A | #N/A | #N/A | #N/A | #N/A | #N/A
TRUE | VIC | RTS66U | Richmond 66kV (United Energy Total) | United Energy | Winter | Non-coincident | 2033 | POE50 | NA | 64.5777 | VIC Richmond 66kV (United Energy Total) |  |  | FALSE | #N/A | #N/A | #N/A | #N/A | #N/A | #N/A | #N/A | #N/A | #N/A | #N/A
TRUE | VIC | RTS66U | Richmond 66kV (United Energy Total) | United Energy | Winter | Coincident | 2034 | POE10 | NA | 50.3011 | VIC Richmond 66kV (United Energy Total) |  |  | FALSE | #N/A | #N/A | #N/A | #N/A | #N/A | #N/A | #N/A | #N/A | #N/A | #N/A
TRUE | VIC | RTS66U | Richmond 66kV (United Energy Total) | United Energy | Winter | Coincident | 2034 | POE50 | NA | 49.4268 | VIC Richmond 66kV (United Energy Total) |  |  | FALSE | #N/A | #N/A | #N/A | #N/A | #N/A | #N/A | #N/A | #N/A | #N/A | #N/A
TRUE | VIC | RTS66U | Richmond 66kV (United Energy Total) | United Energy | Winter | Non-coincident | 2034 | POE10 | NA | 66.6583 | VIC Richmond 66kV (United Energy Total) |  |  | FALSE | #N/A | #N/A | #N/A | #N/A | #N/A | #N/A | #N/A | #N/A | #N/A | #N/A
TRUE | VIC | RTS66U | Richmond 66kV (United Energy Total) | United Energy | Winter | Non-coincident | 2034 | POE50 | NA | 65.2496 | VIC Richmond 66kV (United Energy Total) |  |  | FALSE | #N/A | #N/A | #N/A | #N/A | #N/A | #N/A | #N/A | #N/A | #N/A | #N/A
TRUE | VIC | RWTS1366A | Ringwood 13 (AusNet) 66 kV | AusNet | Shoulder | Coincident | 2019 | ACTUAL_OPG | 35.2515 | NA | VIC Ringwood 13 (AusNet) 66 kV |  |  | FALSE | #N/A | #N/A | #N/A | #N/A | #N/A | #N/A | #N/A | #N/A | #N/A | #N/A
TRUE | VIC | RWTS1366A | Ringwood 13 (AusNet) 66 kV | AusNet | Shoulder | Coincident | 2019 | ACTUAL_RAW | 35.2515 | NA | VIC Ringwood 13 (AusNet) 66 kV |  |  | FALSE | #N/A | #N/A | #N/A | #N/A | #N/A | #N/A | #N/A | #N/A | #N/A | #N/A
TRUE | VIC | RWTS1366A | Ringwood 13 (AusNet) 66 kV | AusNet | Shoulder | Non-coincident | 2019 | ACTUAL_RAW | 28.9411 | NA | VIC Ringwood 13 (AusNet) 66 kV |  |  | FALSE | #N/A | #N/A | #N/A | #N/A | #N/A | #N/A | #N/A | #N/A | #N/A | #N/A
TRUE | VIC | RWTS1366A | Ringwood 13 (AusNet) 66 kV | AusNet | Shoulder | Non-coincident | 2019 | ACTUAL_OPG | 28.9411 | NA | VIC Ringwood 13 (AusNet) 66 kV |  |  | FALSE | #N/A | #N/A | #N/A | #N/A | #N/A | #N/A | #N/A | #N/A | #N/A | #N/A
TRUE | VIC | RWTS1366A | Ringwood 13 (AusNet) 66 kV | AusNet | Shoulder | Non-coincident | 2019 | ACTUAL_ADJUSTEDOPG | 28.9411 | NA | VIC Ringwood 13 (AusNet) 66 kV |  |  | FALSE | #N/A | #N/A | #N/A | #N/A | #N/A | #N/A | #N/A | #N/A | #N/A | #N/A
TRUE | VIC | RWTS1366A | Ringwood 13 (AusNet) 66 kV | AusNet | Shoulder | Coincident | 2020 | ACTUAL_OPG | 35.3867 | NA | VIC Ringwood 13 (AusNet) 66 kV |  |  | FALSE | #N/A | #N/A | #N/A | #N/A | #N/A | #N/A | #N/A | #N/A | #N/A | #N/A
TRUE | VIC | RWTS1366A | Ringwood 13 (AusNet) 66 kV | AusNet | Shoulder | Coincident | 2020 | ACTUAL_RAW | 35.3867 | NA | VIC Ringwood 13 (AusNet) 66 kV |  |  | FALSE | #N/A | #N/A | #N/A | #N/A | #N/A | #N/A | #N/A | #N/A | #N/A | #N/A
TRUE | VIC | RWTS1366A | Ringwood 13 (AusNet) 66 kV | AusNet | Shoulder | Non-coincident | 2020 | ACTUAL_RAW | 26.5562 | NA | VIC Ringwood 13 (AusNet) 66 kV |  |  | FALSE | #N/A | #N/A | #N/A | #N/A | #N/A | #N/A | #N/A | #N/A | #N/A | #N/A
TRUE | VIC | RWTS1366A | Ringwood 13 (AusNet) 66 kV | AusNet | Shoulder | Non-coincident | 2020 | ACTUAL_OPG | 26.5562 | NA | VIC Ringwood 13 (AusNet) 66 kV |  |  | FALSE | #N/A | #N/A | #N/A | #N/A | #N/A | #N/A | #N/A | #N/A | #N/A | #N/A
TRUE | VIC | RWTS1366A | Ringwood 13 (AusNet) 66 kV | AusNet | Shoulder | Non-coincident | 2020 | ACTUAL_ADJUSTEDOPG | 26.5562 | NA | VIC Ringwood 13 (AusNet) 66 kV |  |  | FALSE | #N/A | #N/A | #N/A | #N/A | #N/A | #N/A | #N/A | #N/A | #N/A | #N/A
TRUE | VIC | RWTS1366A | Ringwood 13 (AusNet) 66 kV | AusNet | Shoulder | Coincident | 2021 | ACTUAL_OPG | 28.2262 | NA | VIC Ringwood 13 (AusNet) 66 kV |  |  | FALSE | #N/A | #N/A | #N/A | #N/A | #N/A | #N/A | #N/A | #N/A | #N/A | #N/A
TRUE | VIC | RWTS1366A | Ringwood 13 (AusNet) 66 kV | AusNet | Shoulder | Coincident | 2021 | ACTUAL_RAW | 28.2262 | NA | VIC Ringwood 13 (AusNet) 66 kV |  |  | FALSE | #N/A | #N/A | #N/A | #N/A | #N/A | #N/A | #N/A | #N/A | #N/A | #N/A
TRUE | VIC | RWTS1366A | Ringwood 13 (AusNet) 66 kV | AusNet | Shoulder | Non-coincident | 2021 | ACTUAL_RAW | 21.1378 | NA | VIC Ringwood 13 (AusNet) 66 kV |  |  | FALSE | #N/A | #N/A | #N/A | #N/A | #N/A | #N/A | #N/A | #N/A | #N/A | #N/A
TRUE | VIC | RWTS1366A | Ringwood 13 (AusNet) 66 kV | AusNet | Shoulder | Non-coincident | 2021 | ACTUAL_OPG | 21.1378 | NA | VIC Ringwood 13 (AusNet) 66 kV |  |  | FALSE | #N/A | #N/A | #N/A | #N/A | #N/A | #N/A | #N/A | #N/A | #N/A | #N/A
TRUE | VIC | RWTS1366A | Ringwood 13 (AusNet) 66 kV | AusNet | Shoulder | Non-coincident | 2021 | ACTUAL_ADJUSTEDOPG | 21.1378 | NA | VIC Ringwood 13 (AusNet) 66 kV |  |  | FALSE | #N/A | #N/A | #N/A | #N/A | #N/A | #N/A | #N/A | #N/A | #N/A | #N/A
TRUE | VIC | RWTS1366A | Ringwood 13 (AusNet) 66 kV | AusNet | Shoulder | Coincident | 2022 | ACTUAL_OPG | 10.8597 | NA | VIC Ringwood 13 (AusNet) 66 kV |  |  | FALSE | #N/A | #N/A | #N/A | #N/A | #N/A | #N/A | #N/A | #N/A | #N/A | #N/A
TRUE | VIC | RWTS1366A | Ringwood 13 (AusNet) 66 kV | AusNet | Shoulder | Coincident | 2022 | ACTUAL_RAW | 10.8597 | NA | VIC Ringwood 13 (AusNet) 66 kV |  |  | FALSE | #N/A | #N/A | #N/A | #N/A | #N/A | #N/A | #N/A | #N/A | #N/A | #N/A
TRUE | VIC | RWTS1366A | Ringwood 13 (AusNet) 66 kV | AusNet | Shoulder | Non-coincident | 2022 | ACTUAL_RAW | 10.6695 | NA | VIC Ringwood 13 (AusNet) 66 kV |  |  | FALSE | #N/A | #N/A | #N/A | #N/A | #N/A | #N/A | #N/A | #N/A | #N/A | #N/A
TRUE | VIC | RWTS1366A | Ringwood 13 (AusNet) 66 kV | AusNet | Shoulder | Non-coincident | 2022 | ACTUAL_OPG | 10.6695 | NA | VIC Ringwood 13 (AusNet) 66 kV |  |  | FALSE | #N/A | #N/A | #N/A | #N/A | #N/A | #N/A | #N/A | #N/A | #N/A | #N/A
TRUE | VIC | RWTS1366A | Ringwood 13 (AusNet) 66 kV | AusNet | Shoulder | Non-coincident | 2022 | ACTUAL_ADJUSTEDOPG | 10.6695 | NA | VIC Ringwood 13 (AusNet) 66 kV |  |  | FALSE | #N/A | #N/A | #N/A | #N/A | #N/A | #N/A | #N/A | #N/A | #N/A | #N/A
TRUE | VIC | RWTS1366A | Ringwood 13 (AusNet) 66 kV | AusNet | Shoulder | Coincident | 2023 | ACTUAL_OPG | 5.5101 | NA | VIC Ringwood 13 (AusNet) 66 kV |  |  | FALSE | #N/A | #N/A | #N/A | #N/A | #N/A | #N/A | #N/A | #N/A | #N/A | #N/A
TRUE | VIC | RWTS1366A | Ringwood 13 (AusNet) 66 kV | AusNet | Shoulder | Coincident | 2023 | ACTUAL_RAW | 5.5101 | NA | VIC Ringwood 13 (AusNet) 66 kV |  |  | FALSE | #N/A | #N/A | #N/A | #N/A | #N/A | #N/A | #N/A | #N/A | #N/A | #N/A
TRUE | VIC | RWTS1366A | Ringwood 13 (AusNet) 66 kV | AusNet | Shoulder | Non-coincident | 2023 | ACTUAL_RAW | 2.419 | NA | VIC Ringwood 13 (AusNet) 66 kV |  |  | FALSE | #N/A | #N/A | #N/A | #N/A | #N/A | #N/A | #N/A | #N/A | #N/A | #N/A
TRUE | VIC | RWTS1366A | Ringwood 13 (AusNet) 66 kV | AusNet | Shoulder | Non-coincident | 2023 | ACTUAL_OPG | 2.419 | NA | VIC Ringwood 13 (AusNet) 66 kV |  |  | FALSE | #N/A | #N/A | #N/A | #N/A | #N/A | #N/A | #N/A | #N/A | #N/A | #N/A
TRUE | VIC | RWTS1366A | Ringwood 13 (AusNet) 66 kV | AusNet | Shoulder | Non-coincident | 2023 | ACTUAL_ADJUSTEDOPG | 2.419 | NA | VIC Ringwood 13 (AusNet) 66 kV |  |  | FALSE | #N/A | #N/A | #N/A | #N/A | #N/A | #N/A | #N/A | #N/A | #N/A | #N/A
TRUE | VIC | RWTS1366A | Ringwood 13 (AusNet) 66 kV | AusNet | Shoulder | Coincident | 2024 | ACTUAL_OPG | -1.3544 | NA | VIC Ringwood 13 (AusNet) 66 kV |  |  | FALSE | #N/A | #N/A | #N/A | #N/A | #N/A | #N/A | #N/A | #N/A | #N/A | #N/A
TRUE | VIC | RWTS1366A | Ringwood 13 (AusNet) 66 kV | AusNet | Shoulder | Coincident | 2024 | ACTUAL_RAW | -1.3544 | NA | VIC Ringwood 13 (AusNet) 66 kV |  |  | FALSE | #N/A | #N/A | #N/A | #N/A | #N/A | #N/A | #N/A | #N/A | #N/A | #N/A
TRUE | VIC | RWTS1366A | Ringwood 13 (AusNet) 66 kV | AusNet | Shoulder | Non-coincident | 2024 | ACTUAL_RAW | -3.2812 | NA | VIC Ringwood 13 (AusNet) 66 kV |  |  | FALSE | #N/A | #N/A | #N/A | #N/A | #N/A | #N/A | #N/A | #N/A | #N/A | #N/A
TRUE | VIC | RWTS1366A | Ringwood 13 (AusNet) 66 kV | AusNet | Shoulder | Non-coincident | 2024 | ACTUAL_OPG | -3.2812 | NA | VIC Ringwood 13 (AusNet) 66 kV |  |  | FALSE | #N/A | #N/A | #N/A | #N/A | #N/A | #N/A | #N/A | #N/A | #N/A | #N/A
TRUE | VIC | RWTS1366A | Ringwood 13 (AusNet) 66 kV | AusNet | Shoulder | Non-coincident | 2024 | ACTUAL_ADJUSTEDOPG | -3.2812 | NA | VIC Ringwood 13 (AusNet) 66 kV |  |  | FALSE | #N/A | #N/A | #N/A | #N/A | #N/A | #N/A | #N/A | #N/A | #N/A | #N/A
TRUE | VIC | RWTS1366A | Ringwood 13 (AusNet) 66 kV | AusNet | Shoulder | Coincident | 2025 | ACTUAL_OPG | -11.0727 | NA | VIC Ringwood 13 (AusNet) 66 kV |  |  | FALSE | #N/A | #N/A | #N/A | #N/A | #N/A | #N/A | #N/A | #N/A | #N/A | #N/A
TRUE | VIC | RWTS1366A | Ringwood 13 (AusNet) 66 kV | AusNet | Shoulder | Coincident | 2025 | ACTUAL_RAW | -11.0727 | NA | VIC Ringwood 13 (AusNet) 66 kV |  |  | FALSE | #N/A | #N/A | #N/A | #N/A | #N/A | #N/A | #N/A | #N/A | #N/A | #N/A
TRUE | VIC | RWTS1366A | Ringwood 13 (AusNet) 66 kV | AusNet | Shoulder | Non-coincident | 2025 | ACTUAL_RAW | -11.0727 | NA | VIC Ringwood 13 (AusNet) 66 kV |  |  | FALSE | #N/A | #N/A | #N/A | #N/A | #N/A | #N/A | #N/A | #N/A | #N/A | #N/A
TRUE | VIC | RWTS1366A | Ringwood 13 (AusNet) 66 kV | AusNet | Shoulder | Non-coincident | 2025 | ACTUAL_OPG | -11.0727 | NA | VIC Ringwood 13 (AusNet) 66 kV |  |  | FALSE | #N/A | #N/A | #N/A | #N/A | #N/A | #N/A | #N/A | #N/A | #N/A | #N/A
TRUE | VIC | RWTS1366A | Ringwood 13 (AusNet) 66 kV | AusNet | Shoulder | Non-coincident | 2025 | ACTUAL_ADJUSTEDOPG | -11.0727 | NA | VIC Ringwood 13 (AusNet) 66 kV |  |  | FALSE | #N/A | #N/A | #N/A | #N/A | #N/A | #N/A | #N/A | #N/A | #N/A | #N/A
TRUE | VIC | RWTS1366A | Ringwood 13 (AusNet) 66 kV | AusNet | Shoulder | Non-coincident | 2025 | BASEYEARPOE90 | -35.1397 | NA | VIC Ringwood 13 (AusNet) 66 kV |  |  | FALSE | #N/A | #N/A | #N/A | #N/A | #N/A | #N/A | #N/A | #N/A | #N/A | #N/A
TRUE | VIC | RWTS1366A | Ringwood 13 (AusNet) 66 kV | AusNet | Shoulder | Non-coincident | 2025 | BASEYEARPOE50 | -30.7168 | NA | VIC Ringwood 13 (AusNet) 66 kV |  |  | FALSE | #N/A | #N/A | #N/A | #N/A | #N/A | #N/A | #N/A | #N/A | #N/A | #N/A
TRUE | VIC | RWTS1366A | Ringwood 13 (AusNet) 66 kV | AusNet | Shoulder | Coincident_unreconciled | 2026 | POE50 | -29.296 | NA | VIC Ringwood 13 (AusNet) 66 kV |  |  | FALSE | #N/A | #N/A | #N/A | #N/A | #N/A | #N/A | #N/A | #N/A | #N/A | #N/A
TRUE | VIC | RWTS1366A | Ringwood 13 (AusNet) 66 kV | AusNet | Shoulder | Coincident_unreconciled | 2026 | POE90 | -31.3637 | NA | VIC Ringwood 13 (AusNet) 66 kV |  |  | FALSE | #N/A | #N/A | #N/A | #N/A | #N/A | #N/A | #N/A | #N/A | #N/A | #N/A
TRUE | VIC | RWTS1366A | Ringwood 13 (AusNet) 66 kV | AusNet | Shoulder | Non-coincident | 2026 | POE50 | -41.4726 | NA | VIC Ringwood 13 (AusNet) 66 kV |  |  | FALSE | #N/A | #N/A | #N/A | #N/A | #N/A | #N/A | #N/A | #N/A | #N/A | #N/A
TRUE | VIC | RWTS1366A | Ringwood 13 (AusNet) 66 kV | AusNet | Shoulder | Non-coincident | 2026 | POE90 | -44.3998 | NA | VIC Ringwood 13 (AusNet) 66 kV |  |  | FALSE | #N/A | #N/A | #N/A | #N/A | #N/A | #N/A | #N/A | #N/A | #N/A | #N/A
TRUE | VIC | RWTS1366A | Ringwood 13 (AusNet) 66 kV | AusNet | Shoulder | Coincident_unreconciled | 2027 | POE50 | -35.7773 | NA | VIC Ringwood 13 (AusNet) 66 kV |  |  | FALSE | #N/A | #N/A | #N/A | #N/A | #N/A | #N/A | #N/A | #N/A | #N/A | #N/A
TRUE | VIC | RWTS1366A | Ringwood 13 (AusNet) 66 kV | AusNet | Shoulder | Coincident_unreconciled | 2027 | POE90 | -37.8507 | NA | VIC Ringwood 13 (AusNet) 66 kV |  |  | FALSE | #N/A | #N/A | #N/A | #N/A | #N/A | #N/A | #N/A | #N/A | #N/A | #N/A
TRUE | VIC | RWTS1366A | Ringwood 13 (AusNet) 66 kV | AusNet | Shoulder | Non-coincident | 2027 | POE50 | -50.6478 | NA | VIC Ringwood 13 (AusNet) 66 kV |  |  | FALSE | #N/A | #N/A | #N/A | #N/A | #N/A | #N/A | #N/A | #N/A | #N/A | #N/A
TRUE | VIC | RWTS1366A | Ringwood 13 (AusNet) 66 kV | AusNet | Shoulder | Non-coincident | 2027 | POE90 | -53.5831 | NA | VIC Ringwood 13 (AusNet) 66 kV |  |  | FALSE | #N/A | #N/A | #N/A | #N/A | #N/A | #N/A | #N/A | #N/A | #N/A | #N/A
TRUE | VIC | RWTS1366A | Ringwood 13 (AusNet) 66 kV | AusNet | Shoulder | Coincident_unreconciled | 2028 | POE50 | -40.9431 | NA | VIC Ringwood 13 (AusNet) 66 kV |  |  | FALSE | #N/A | #N/A | #N/A | #N/A | #N/A | #N/A | #N/A | #N/A | #N/A | #N/A
TRUE | VIC | RWTS1366A | Ringwood 13 (AusNet) 66 kV | AusNet | Shoulder | Coincident_unreconciled | 2028 | POE90 | -43.0222 | NA | VIC Ringwood 13 (AusNet) 66 kV |  |  | FALSE | #N/A | #N/A | #N/A | #N/A | #N/A | #N/A | #N/A | #N/A | #N/A | #N/A
TRUE | VIC | RWTS1366A | Ringwood 13 (AusNet) 66 kV | AusNet | Shoulder | Non-coincident | 2028 | POE50 | -57.9608 | NA | VIC Ringwood 13 (AusNet) 66 kV |  |  | FALSE | #N/A | #N/A | #N/A | #N/A | #N/A | #N/A | #N/A | #N/A | #N/A | #N/A
TRUE | VIC | RWTS1366A | Ringwood 13 (AusNet) 66 kV | AusNet | Shoulder | Non-coincident | 2028 | POE90 | -60.904 | NA | VIC Ringwood 13 (AusNet) 66 kV |  |  | FALSE | #N/A | #N/A | #N/A | #N/A | #N/A | #N/A | #N/A | #N/A | #N/A | #N/A
TRUE | VIC | RWTS1366A | Ringwood 13 (AusNet) 66 kV | AusNet | Shoulder | Coincident_unreconciled | 2029 | POE50 | -46.1372 | NA | VIC Ringwood 13 (AusNet) 66 kV |  |  | FALSE | #N/A | #N/A | #N/A | #N/A | #N/A | #N/A | #N/A | #N/A | #N/A | #N/A
TRUE | VIC | RWTS1366A | Ringwood 13 (AusNet) 66 kV | AusNet | Shoulder | Coincident_unreconciled | 2029 | POE90 | -48.2219 | NA | VIC Ringwood 13 (AusNet) 66 kV |  |  | FALSE | #N/A | #N/A | #N/A | #N/A | #N/A | #N/A | #N/A | #N/A | #N/A | #N/A
TRUE | VIC | RWTS1366A | Ringwood 13 (AusNet) 66 kV | AusNet | Shoulder | Non-coincident | 2029 | POE50 | -65.3137 | NA | VIC Ringwood 13 (AusNet) 66 kV |  |  | FALSE | #N/A | #N/A | #N/A | #N/A | #N/A | #N/A | #N/A | #N/A | #N/A | #N/A
TRUE | VIC | RWTS1366A | Ringwood 13 (AusNet) 66 kV | AusNet | Shoulder | Non-coincident | 2029 | POE90 | -68.2649 | NA | VIC Ringwood 13 (AusNet) 66 kV |  |  | FALSE | #N/A | #N/A | #N/A | #N/A | #N/A | #N/A | #N/A | #N/A | #N/A | #N/A
TRUE | VIC | RWTS1366A | Ringwood 13 (AusNet) 66 kV | AusNet | Shoulder | Coincident_unreconciled | 2030 | POE50 | -51.3074 | NA | VIC Ringwood 13 (AusNet) 66 kV |  |  | FALSE | #N/A | #N/A | #N/A | #N/A | #N/A | #N/A | #N/A | #N/A | #N/A | #N/A
TRUE | VIC | RWTS1366A | Ringwood 13 (AusNet) 66 kV | AusNet | Shoulder | Coincident_unreconciled | 2030 | POE90 | -53.3977 | NA | VIC Ringwood 13 (AusNet) 66 kV |  |  | FALSE | #N/A | #N/A | #N/A | #N/A | #N/A | #N/A | #N/A | #N/A | #N/A | #N/A
TRUE | VIC | RWTS1366A | Ringwood 13 (AusNet) 66 kV | AusNet | Shoulder | Non-coincident | 2030 | POE50 | -72.6328 | NA | VIC Ringwood 13 (AusNet) 66 kV |  |  | FALSE | #N/A | #N/A | #N/A | #N/A | #N/A | #N/A | #N/A | #N/A | #N/A | #N/A
TRUE | VIC | RWTS1366A | Ringwood 13 (AusNet) 66 kV | AusNet | Shoulder | Non-coincident | 2030 | POE90 | -75.5919 | NA | VIC Ringwood 13 (AusNet) 66 kV |  |  | FALSE | #N/A | #N/A | #N/A | #N/A | #N/A | #N/A | #N/A | #N/A | #N/A | #N/A
TRUE | VIC | RWTS1366A | Ringwood 13 (AusNet) 66 kV | AusNet | Shoulder | Coincident_unreconciled | 2031 | POE50 | -56.7716 | NA | VIC Ringwood 13 (AusNet) 66 kV |  |  | FALSE | #N/A | #N/A | #N/A | #N/A | #N/A | #N/A | #N/A | #N/A | #N/A | #N/A
TRUE | VIC | RWTS1366A | Ringwood 13 (AusNet) 66 kV | AusNet | Shoulder | Coincident_unreconciled | 2031 | POE90 | -58.8675 | NA | VIC Ringwood 13 (AusNet) 66 kV |  |  | FALSE | #N/A | #N/A | #N/A | #N/A | #N/A | #N/A | #N/A | #N/A | #N/A | #N/A
TRUE | VIC | RWTS1366A | Ringwood 13 (AusNet) 66 kV | AusNet | Shoulder | Non-coincident | 2031 | POE50 | -80.3682 | NA | VIC Ringwood 13 (AusNet) 66 kV |  |  | FALSE | #N/A | #N/A | #N/A | #N/A | #N/A | #N/A | #N/A | #N/A | #N/A | #N/A
TRUE | VIC | RWTS1366A | Ringwood 13 (AusNet) 66 kV | AusNet | Shoulder | Non-coincident | 2031 | POE90 | -83.3353 | NA | VIC Ringwood 13 (AusNet) 66 kV |  |  | FALSE | #N/A | #N/A | #N/A | #N/A | #N/A | #N/A | #N/A | #N/A | #N/A | #N/A
TRUE | VIC | RWTS1366A | Ringwood 13 (AusNet) 66 kV | AusNet | Shoulder | Coincident_unreconciled | 2032 | POE50 | -60.8873 | NA | VIC Ringwood 13 (AusNet) 66 kV |  |  | FALSE | #N/A | #N/A | #N/A | #N/A | #N/A | #N/A | #N/A | #N/A | #N/A | #N/A
TRUE | VIC | RWTS1366A | Ringwood 13 (AusNet) 66 kV | AusNet | Shoulder | Coincident_unreconciled | 2032 | POE90 | -62.9889 | NA | VIC Ringwood 13 (AusNet) 66 kV |  |  | FALSE | #N/A | #N/A | #N/A | #N/A | #N/A | #N/A | #N/A | #N/A | #N/A | #N/A
TRUE | VIC | RWTS1366A | Ringwood 13 (AusNet) 66 kV | AusNet | Shoulder | Non-coincident | 2032 | POE50 | -86.1946 | NA | VIC Ringwood 13 (AusNet) 66 kV |  |  | FALSE | #N/A | #N/A | #N/A | #N/A | #N/A | #N/A | #N/A | #N/A | #N/A | #N/A
TRUE | VIC | RWTS1366A | Ringwood 13 (AusNet) 66 kV | AusNet | Shoulder | Non-coincident | 2032 | POE90 | -89.1697 | NA | VIC Ringwood 13 (AusNet) 66 kV |  |  | FALSE | #N/A | #N/A | #N/A | #N/A | #N/A | #N/A | #N/A | #N/A | #N/A | #N/A
TRUE | VIC | RWTS1366A | Ringwood 13 (AusNet) 66 kV | AusNet | Shoulder | Coincident_unreconciled | 2033 | POE50 | -63.9205 | NA | VIC Ringwood 13 (AusNet) 66 kV |  |  | FALSE | #N/A | #N/A | #N/A | #N/A | #N/A | #N/A | #N/A | #N/A | #N/A | #N/A
TRUE | VIC | RWTS1366A | Ringwood 13 (AusNet) 66 kV | AusNet | Shoulder | Coincident_unreconciled | 2033 | POE90 | -66.0277 | NA | VIC Ringwood 13 (AusNet) 66 kV |  |  | FALSE | #N/A | #N/A | #N/A | #N/A | #N/A | #N/A | #N/A | #N/A | #N/A | #N/A
TRUE | VIC | RWTS1366A | Ringwood 13 (AusNet) 66 kV | AusNet | Shoulder | Non-coincident | 2033 | POE50 | -90.4884 | NA | VIC Ringwood 13 (AusNet) 66 kV |  |  | FALSE | #N/A | #N/A | #N/A | #N/A | #N/A | #N/A | #N/A | #N/A | #N/A | #N/A
TRUE | VIC | RWTS1366A | Ringwood 13 (AusNet) 66 kV | AusNet | Shoulder | Non-coincident | 2033 | POE90 | -93.4715 | NA | VIC Ringwood 13 (AusNet) 66 kV |  |  | FALSE | #N/A | #N/A | #N/A | #N/A | #N/A | #N/A | #N/A | #N/A | #N/A | #N/A
TRUE | VIC | RWTS1366A | Ringwood 13 (AusNet) 66 kV | AusNet | Shoulder | Coincident_unreconciled | 2034 | POE50 | -66.9205 | NA | VIC Ringwood 13 (AusNet) 66 kV |  |  | FALSE | #N/A | #N/A | #N/A | #N/A | #N/A | #N/A | #N/A | #N/A | #N/A | #N/A
TRUE | VIC | RWTS1366A | Ringwood 13 (AusNet) 66 kV | AusNet | Shoulder | Coincident_unreconciled | 2034 | POE90 | -69.0335 | NA | VIC Ringwood 13 (AusNet) 66 kV |  |  | FALSE | #N/A | #N/A | #N/A | #N/A | #N/A | #N/A | #N/A | #N/A | #N/A | #N/A
TRUE | VIC | RWTS1366A | Ringwood 13 (AusNet) 66 kV | AusNet | Shoulder | Non-coincident | 2034 | POE50 | -94.7354 | NA | VIC Ringwood 13 (AusNet) 66 kV |  |  | FALSE | #N/A | #N/A | #N/A | #N/A | #N/A | #N/A | #N/A | #N/A | #N/A | #N/A
TRUE | VIC | RWTS1366A | Ringwood 13 (AusNet) 66 kV | AusNet | Shoulder | Non-coincident | 2034 | POE90 | -97.7266 | NA | VIC Ringwood 13 (AusNet) 66 kV |  |  | FALSE | #N/A | #N/A | #N/A | #N/A | #N/A | #N/A | #N/A | #N/A | #N/A | #N/A
TRUE | VIC | RWTS1366A | Ringwood 13 (AusNet) 66 kV | AusNet | Shoulder | Coincident_unreconciled | 2035 | POE50 | -70.3136 | NA | VIC Ringwood 13 (AusNet) 66 kV |  |  | FALSE | #N/A | #N/A | #N/A | #N/A | #N/A | #N/A | #N/A | #N/A | #N/A | #N/A
TRUE | VIC | RWTS1366A | Ringwood 13 (AusNet) 66 kV | AusNet | Shoulder | Coincident_unreconciled | 2035 | POE90 | -72.4322 | NA | VIC Ringwood 13 (AusNet) 66 kV |  |  | FALSE | #N/A | #N/A | #N/A | #N/A | #N/A | #N/A | #N/A | #N/A | #N/A | #N/A
TRUE | VIC | RWTS1366A | Ringwood 13 (AusNet) 66 kV | AusNet | Shoulder | Non-coincident | 2035 | POE50 | -99.5388 | NA | VIC Ringwood 13 (AusNet) 66 kV |  |  | FALSE | #N/A | #N/A | #N/A | #N/A | #N/A | #N/A | #N/A | #N/A | #N/A | #N/A
TRUE | VIC | RWTS1366A | Ringwood 13 (AusNet) 66 kV | AusNet | Shoulder | Non-coincident | 2035 | POE90 | -102.538 | NA | VIC Ringwood 13 (AusNet) 66 kV |  |  | FALSE | #N/A | #N/A | #N/A | #N/A | #N/A | #N/A | #N/A | #N/A | #N/A | #N/A
TRUE | VIC | RWTS1366A | Ringwood 13 (AusNet) 66 kV | AusNet | Summer | Coincident | 2019 | ACTUAL_OPG | 36.6097 | 152.1035 | VIC Ringwood 13 (AusNet) 66 kV |  |  | FALSE | #N/A | #N/A | #N/A | #N/A | #N/A | #N/A | #N/A | #N/A | #N/A | #N/A
TRUE | VIC | RWTS1366A | Ringwood 13 (AusNet) 66 kV | AusNet | Summer | Coincident | 2019 | ACTUAL_RAW | 36.6097 | 152.1035 | VIC Ringwood 13 (AusNet) 66 kV |  |  | FALSE | #N/A | #N/A | #N/A | #N/A | #N/A | #N/A | #N/A | #N/A | #N/A | #N/A
TRUE | VIC | RWTS1366A | Ringwood 13 (AusNet) 66 kV | AusNet | Summer | Non-coincident | 2019 | ACTUAL_RAW | 28.4548 | 177.2986 | VIC Ringwood 13 (AusNet) 66 kV |  |  | FALSE | #N/A | #N/A | #N/A | #N/A | #N/A | #N/A | #N/A | #N/A | #N/A | #N/A
TRUE | VIC | RWTS1366A | Ringwood 13 (AusNet) 66 kV | AusNet | Summer | Non-coincident | 2019 | ACTUAL_OPG | 28.4548 | 177.2986 | VIC Ringwood 13 (AusNet) 66 kV |  |  | FALSE | #N/A | #N/A | #N/A | #N/A | #N/A | #N/A | #N/A | #N/A | #N/A | #N/A
TRUE | VIC | RWTS1366A | Ringwood 13 (AusNet) 66 kV | AusNet | Summer | Non-coincident | 2019 | ACTUAL_ADJUSTEDOPG | 28.4548 | 177.2986 | VIC Ringwood 13 (AusNet) 66 kV |  |  | FALSE | #N/A | #N/A | #N/A | #N/A | #N/A | #N/A | #N/A | #N/A | #N/A | #N/A
TRUE | VIC | RWTS1366A | Ringwood 13 (AusNet) 66 kV | AusNet | Summer | Coincident | 2020 | ACTUAL_OPG | 22.8154 | 176.9263 | VIC Ringwood 13 (AusNet) 66 kV |  |  | FALSE | #N/A | #N/A | #N/A | #N/A | #N/A | #N/A | #N/A | #N/A | #N/A | #N/A
TRUE | VIC | RWTS1366A | Ringwood 13 (AusNet) 66 kV | AusNet | Summer | Coincident | 2020 | ACTUAL_RAW | 22.8154 | 176.9263 | VIC Ringwood 13 (AusNet) 66 kV |  |  | FALSE | #N/A | #N/A | #N/A | #N/A | #N/A | #N/A | #N/A | #N/A | #N/A | #N/A
TRUE | VIC | RWTS1366A | Ringwood 13 (AusNet) 66 kV | AusNet | Summer | Non-coincident | 2020 | ACTUAL_RAW | 22.8154 | 176.9263 | VIC Ringwood 13 (AusNet) 66 kV |  |  | FALSE | #N/A | #N/A | #N/A | #N/A | #N/A | #N/A | #N/A | #N/A | #N/A | #N/A
TRUE | VIC | RWTS1366A | Ringwood 13 (AusNet) 66 kV | AusNet | Summer | Non-coincident | 2020 | ACTUAL_OPG | 22.8154 | 176.9263 | VIC Ringwood 13 (AusNet) 66 kV |  |  | FALSE | #N/A | #N/A | #N/A | #N/A | #N/A | #N/A | #N/A | #N/A | #N/A | #N/A
TRUE | VIC | RWTS1366A | Ringwood 13 (AusNet) 66 kV | AusNet | Summer | Non-coincident | 2020 | ACTUAL_ADJUSTEDOPG | 22.8154 | 176.9263 | VIC Ringwood 13 (AusNet) 66 kV |  |  | FALSE | #N/A | #N/A | #N/A | #N/A | #N/A | #N/A | #N/A | #N/A | #N/A | #N/A
TRUE | VIC | RWTS1366A | Ringwood 13 (AusNet) 66 kV | AusNet | Summer | Coincident | 2021 | ACTUAL_OPG | 15.4962 | 135.6051 | VIC Ringwood 13 (AusNet) 66 kV |  |  | FALSE | #N/A | #N/A | #N/A | #N/A | #N/A | #N/A | #N/A | #N/A | #N/A | #N/A
TRUE | VIC | RWTS1366A | Ringwood 13 (AusNet) 66 kV | AusNet | Summer | Coincident | 2021 | ACTUAL_RAW | 15.4962 | 135.6051 | VIC Ringwood 13 (AusNet) 66 kV |  |  | FALSE | #N/A | #N/A | #N/A | #N/A | #N/A | #N/A | #N/A | #N/A | #N/A | #N/A
TRUE | VIC | RWTS1366A | Ringwood 13 (AusNet) 66 kV | AusNet | Summer | Non-coincident | 2021 | ACTUAL_RAW | 11.3845 | 145.4741 | VIC Ringwood 13 (AusNet) 66 kV |  |  | FALSE | #N/A | #N/A | #N/A | #N/A | #N/A | #N/A | #N/A | #N/A | #N/A | #N/A
TRUE | VIC | RWTS1366A | Ringwood 13 (AusNet) 66 kV | AusNet | Summer | Non-coincident | 2021 | ACTUAL_OPG | 11.3845 | 145.4741 | VIC Ringwood 13 (AusNet) 66 kV |  |  | FALSE | #N/A | #N/A | #N/A | #N/A | #N/A | #N/A | #N/A | #N/A | #N/A | #N/A
TRUE | VIC | RWTS1366A | Ringwood 13 (AusNet) 66 kV | AusNet | Summer | Non-coincident | 2021 | ACTUAL_ADJUSTEDOPG | 11.3845 | 145.4741 | VIC Ringwood 13 (AusNet) 66 kV |  |  | FALSE | #N/A | #N/A | #N/A | #N/A | #N/A | #N/A | #N/A | #N/A | #N/A | #N/A
TRUE | VIC | RWTS1366A | Ringwood 13 (AusNet) 66 kV | AusNet | Summer | Coincident | 2022 | ACTUAL_OPG | 8.7228 | 147.3288 | VIC Ringwood 13 (AusNet) 66 kV |  |  | FALSE | #N/A | #N/A | #N/A | #N/A | #N/A | #N/A | #N/A | #N/A | #N/A | #N/A
TRUE | VIC | RWTS1366A | Ringwood 13 (AusNet) 66 kV | AusNet | Summer | Coincident | 2022 | ACTUAL_RAW | 8.7228 | 147.3288 | VIC Ringwood 13 (AusNet) 66 kV |  |  | FALSE | #N/A | #N/A | #N/A | #N/A | #N/A | #N/A | #N/A | #N/A | #N/A | #N/A
TRUE | VIC | RWTS1366A | Ringwood 13 (AusNet) 66 kV | AusNet | Summer | Non-coincident | 2022 | ACTUAL_RAW | 8.6269 | 160.0025 | VIC Ringwood 13 (AusNet) 66 kV |  |  | FALSE | #N/A | #N/A | #N/A | #N/A | #N/A | #N/A | #N/A | #N/A | #N/A | #N/A
TRUE | VIC | RWTS1366A | Ringwood 13 (AusNet) 66 kV | AusNet | Summer | Non-coincident | 2022 | ACTUAL_OPG | 8.6269 | 160.0025 | VIC Ringwood 13 (AusNet) 66 kV |  |  | FALSE | #N/A | #N/A | #N/A | #N/A | #N/A | #N/A | #N/A | #N/A | #N/A | #N/A
TRUE | VIC | RWTS1366A | Ringwood 13 (AusNet) 66 kV | AusNet | Summer | Non-coincident | 2022 | ACTUAL_ADJUSTEDOPG | 8.6269 | 160.0025 | VIC Ringwood 13 (AusNet) 66 kV |  |  | FALSE | #N/A | #N/A | #N/A | #N/A | #N/A | #N/A | #N/A | #N/A | #N/A | #N/A
TRUE | VIC | RWTS1366A | Ringwood 13 (AusNet) 66 kV | AusNet | Summer | Coincident | 2023 | ACTUAL_OPG | 3.8647 | 152.6843 | VIC Ringwood 13 (AusNet) 66 kV |  |  | FALSE | #N/A | #N/A | #N/A | #N/A | #N/A | #N/A | #N/A | #N/A | #N/A | #N/A
TRUE | VIC | RWTS1366A | Ringwood 13 (AusNet) 66 kV | AusNet | Summer | Coincident | 2023 | ACTUAL_RAW | 3.8647 | 152.6843 | VIC Ringwood 13 (AusNet) 66 kV |  |  | FALSE | #N/A | #N/A | #N/A | #N/A | #N/A | #N/A | #N/A | #N/A | #N/A | #N/A
TRUE | VIC | RWTS1366A | Ringwood 13 (AusNet) 66 kV | AusNet | Summer | Non-coincident | 2023 | ACTUAL_RAW | 3.5461 | 156.4369 | VIC Ringwood 13 (AusNet) 66 kV |  |  | FALSE | #N/A | #N/A | #N/A | #N/A | #N/A | #N/A | #N/A | #N/A | #N/A | #N/A
TRUE | VIC | RWTS1366A | Ringwood 13 (AusNet) 66 kV | AusNet | Summer | Non-coincident | 2023 | ACTUAL_OPG | 3.5461 | 156.4369 | VIC Ringwood 13 (AusNet) 66 kV |  |  | FALSE | #N/A | #N/A | #N/A | #N/A | #N/A | #N/A | #N/A | #N/A | #N/A | #N/A
TRUE | VIC | RWTS1366A | Ringwood 13 (AusNet) 66 kV | AusNet | Summer | Non-coincident | 2023 | ACTUAL_ADJUSTEDOPG | 3.5461 | 156.4369 | VIC Ringwood 13 (AusNet) 66 kV |  |  | FALSE | #N/A | #N/A | #N/A | #N/A | #N/A | #N/A | #N/A | #N/A | #N/A | #N/A
TRUE | VIC | RWTS1366A | Ringwood 13 (AusNet) 66 kV | AusNet | Summer | Coincident | 2024 | ACTUAL_OPG | -10.0496 | 156.5918 | VIC Ringwood 13 (AusNet) 66 kV |  |  | FALSE | #N/A | #N/A | #N/A | #N/A | #N/A | #N/A | #N/A | #N/A | #N/A | #N/A
TRUE | VIC | RWTS1366A | Ringwood 13 (AusNet) 66 kV | AusNet | Summer | Coincident | 2024 | ACTUAL_RAW | -10.0496 | 156.5918 | VIC Ringwood 13 (AusNet) 66 kV |  |  | FALSE | #N/A | #N/A | #N/A | #N/A | #N/A | #N/A | #N/A | #N/A | #N/A | #N/A
TRUE | VIC | RWTS1366A | Ringwood 13 (AusNet) 66 kV | AusNet | Summer | Non-coincident | 2024 | ACTUAL_RAW | -10.5876 | 167.3128 | VIC Ringwood 13 (AusNet) 66 kV |  |  | FALSE | #N/A | #N/A | #N/A | #N/A | #N/A | #N/A | #N/A | #N/A | #N/A | #N/A
TRUE | VIC | RWTS1366A | Ringwood 13 (AusNet) 66 kV | AusNet | Summer | Non-coincident | 2024 | ACTUAL_OPG | -10.5876 | 167.3128 | VIC Ringwood 13 (AusNet) 66 kV |  |  | FALSE | #N/A | #N/A | #N/A | #N/A | #N/A | #N/A | #N/A | #N/A | #N/A | #N/A
TRUE | VIC | RWTS1366A | Ringwood 13 (AusNet) 66 kV | AusNet | Summer | Non-coincident | 2024 | ACTUAL_ADJUSTEDOPG | -10.5876 | 167.3128 | VIC Ringwood 13 (AusNet) 66 kV |  |  | FALSE | #N/A | #N/A | #N/A | #N/A | #N/A | #N/A | #N/A | #N/A | #N/A | #N/A
TRUE | VIC | RWTS1366A | Ringwood 13 (AusNet) 66 kV | AusNet | Summer | Coincident | 2025 | ACTUAL_OPG | -15.7077 | 145.6784 | VIC Ringwood 13 (AusNet) 66 kV |  |  | FALSE | #N/A | #N/A | #N/A | #N/A | #N/A | #N/A | #N/A | #N/A | #N/A | #N/A
TRUE | VIC | RWTS1366A | Ringwood 13 (AusNet) 66 kV | AusNet | Summer | Coincident | 2025 | ACTUAL_RAW | -15.7077 | 145.6784 | VIC Ringwood 13 (AusNet) 66 kV |  |  | FALSE | #N/A | #N/A | #N/A | #N/A | #N/A | #N/A | #N/A | #N/A | #N/A | #N/A
TRUE | VIC | RWTS1366A | Ringwood 13 (AusNet) 66 kV | AusNet | Summer | Non-coincident | 2025 | ACTUAL_RAW | -15.7077 | 184.6137 | VIC Ringwood 13 (AusNet) 66 kV |  |  | FALSE | #N/A | #N/A | #N/A | #N/A | #N/A | #N/A | #N/A | #N/A | #N/A | #N/A
TRUE | VIC | RWTS1366A | Ringwood 13 (AusNet) 66 kV | AusNet | Summer | Non-coincident | 2025 | ACTUAL_OPG | -15.7077 | 184.6137 | VIC Ringwood 13 (AusNet) 66 kV |  |  | FALSE | #N/A | #N/A | #N/A | #N/A | #N/A | #N/A | #N/A | #N/A | #N/A | #N/A
TRUE | VIC | RWTS1366A | Ringwood 13 (AusNet) 66 kV | AusNet | Summer | Non-coincident | 2025 | ACTUAL_ADJUSTEDOPG | -15.7077 | 184.6137 | VIC Ringwood 13 (AusNet) 66 kV |  |  | FALSE | #N/A | #N/A | #N/A | #N/A | #N/A | #N/A | #N/A | #N/A | #N/A | #N/A
TRUE | VIC | RWTS1366A | Ringwood 13 (AusNet) 66 kV | AusNet | Summer | Non-coincident | 2025 | BASEYEARPOE90 | -40.1387 | NA | VIC Ringwood 13 (AusNet) 66 kV |  |  | FALSE | #N/A | #N/A | #N/A | #N/A | #N/A | #N/A | #N/A | #N/A | #N/A | #N/A
TRUE | VIC | RWTS1366A | Ringwood 13 (AusNet) 66 kV | AusNet | Summer | Non-coincident | 2025 | BASEYEARPOE50 | -36.7043 | 179.8264 | VIC Ringwood 13 (AusNet) 66 kV |  |  | FALSE | #N/A | #N/A | #N/A | #N/A | #N/A | #N/A | #N/A | #N/A | #N/A | #N/A
TRUE | VIC | RWTS1366A | Ringwood 13 (AusNet) 66 kV | AusNet | Summer | Coincident_unreconciled | 2026 | POE50 | -45.1378 | NA | VIC Ringwood 13 (AusNet) 66 kV |  |  | FALSE | #N/A | #N/A | #N/A | #N/A | #N/A | #N/A | #N/A | #N/A | #N/A | #N/A
TRUE | VIC | RWTS1366A | Ringwood 13 (AusNet) 66 kV | AusNet | Summer | Coincident_unreconciled | 2026 | POE90 | -47.4762 | NA | VIC Ringwood 13 (AusNet) 66 kV |  |  | FALSE | #N/A | #N/A | #N/A | #N/A | #N/A | #N/A | #N/A | #N/A | #N/A | #N/A
TRUE | VIC | RWTS1366A | Ringwood 13 (AusNet) 66 kV | AusNet | Summer | Non-coincident | 2026 | POE50 | -46.3145 | 190 | VIC Ringwood 13 (AusNet) 66 kV |  |  | FALSE | #N/A | #N/A | #N/A | #N/A | #N/A | #N/A | #N/A | #N/A | #N/A | #N/A
TRUE | VIC | RWTS1366A | Ringwood 13 (AusNet) 66 kV | AusNet | Summer | Non-coincident | 2026 | POE90 | -48.7139 | NA | VIC Ringwood 13 (AusNet) 66 kV |  |  | FALSE | #N/A | #N/A | #N/A | #N/A | #N/A | #N/A | #N/A | #N/A | #N/A | #N/A
TRUE | VIC | RWTS1366A | Ringwood 13 (AusNet) 66 kV | AusNet | Summer | Coincident_unreconciled | 2027 | POE50 | -54.2528 | NA | VIC Ringwood 13 (AusNet) 66 kV |  |  | FALSE | #N/A | #N/A | #N/A | #N/A | #N/A | #N/A | #N/A | #N/A | #N/A | #N/A
TRUE | VIC | RWTS1366A | Ringwood 13 (AusNet) 66 kV | AusNet | Summer | Coincident_unreconciled | 2027 | POE90 | -56.5976 | NA | VIC Ringwood 13 (AusNet) 66 kV |  |  | FALSE | #N/A | #N/A | #N/A | #N/A | #N/A | #N/A | #N/A | #N/A | #N/A | #N/A
TRUE | VIC | RWTS1366A | Ringwood 13 (AusNet) 66 kV | AusNet | Summer | Non-coincident | 2027 | POE50 | -55.6671 | 189.6609 | VIC Ringwood 13 (AusNet) 66 kV |  |  | FALSE | #N/A | #N/A | #N/A | #N/A | #N/A | #N/A | #N/A | #N/A | #N/A | #N/A
TRUE | VIC | RWTS1366A | Ringwood 13 (AusNet) 66 kV | AusNet | Summer | Non-coincident | 2027 | POE90 | -58.0731 | NA | VIC Ringwood 13 (AusNet) 66 kV |  |  | FALSE | #N/A | #N/A | #N/A | #N/A | #N/A | #N/A | #N/A | #N/A | #N/A | #N/A
TRUE | VIC | RWTS1366A | Ringwood 13 (AusNet) 66 kV | AusNet | Summer | Coincident_unreconciled | 2028 | POE50 | -61.458 | NA | VIC Ringwood 13 (AusNet) 66 kV |  |  | FALSE | #N/A | #N/A | #N/A | #N/A | #N/A | #N/A | #N/A | #N/A | #N/A | #N/A
TRUE | VIC | RWTS1366A | Ringwood 13 (AusNet) 66 kV | AusNet | Summer | Coincident_unreconciled | 2028 | POE90 | -63.8092 | NA | VIC Ringwood 13 (AusNet) 66 kV |  |  | FALSE | #N/A | #N/A | #N/A | #N/A | #N/A | #N/A | #N/A | #N/A | #N/A | #N/A
TRUE | VIC | RWTS1366A | Ringwood 13 (AusNet) 66 kV | AusNet | Summer | Non-coincident | 2028 | POE50 | -63.0602 | 189.6709 | VIC Ringwood 13 (AusNet) 66 kV |  |  | FALSE | #N/A | #N/A | #N/A | #N/A | #N/A | #N/A | #N/A | #N/A | #N/A | #N/A
TRUE | VIC | RWTS1366A | Ringwood 13 (AusNet) 66 kV | AusNet | Summer | Non-coincident | 2028 | POE90 | -65.4726 | NA | VIC Ringwood 13 (AusNet) 66 kV |  |  | FALSE | #N/A | #N/A | #N/A | #N/A | #N/A | #N/A | #N/A | #N/A | #N/A | #N/A
TRUE | VIC | RWTS1366A | Ringwood 13 (AusNet) 66 kV | AusNet | Summer | Coincident_unreconciled | 2029 | POE50 | -68.7891 | NA | VIC Ringwood 13 (AusNet) 66 kV |  |  | FALSE | #N/A | #N/A | #N/A | #N/A | #N/A | #N/A | #N/A | #N/A | #N/A | #N/A
TRUE | VIC | RWTS1366A | Ringwood 13 (AusNet) 66 kV | AusNet | Summer | Coincident_unreconciled | 2029 | POE90 | -71.1467 | NA | VIC Ringwood 13 (AusNet) 66 kV |  |  | FALSE | #N/A | #N/A | #N/A | #N/A | #N/A | #N/A | #N/A | #N/A | #N/A | #N/A
TRUE | VIC | RWTS1366A | Ringwood 13 (AusNet) 66 kV | AusNet | Summer | Non-coincident | 2029 | POE50 | -70.5824 | 189.7611 | VIC Ringwood 13 (AusNet) 66 kV |  |  | FALSE | #N/A | #N/A | #N/A | #N/A | #N/A | #N/A | #N/A | #N/A | #N/A | #N/A
TRUE | VIC | RWTS1366A | Ringwood 13 (AusNet) 66 kV | AusNet | Summer | Non-coincident | 2029 | POE90 | -73.0014 | NA | VIC Ringwood 13 (AusNet) 66 kV |  |  | FALSE | #N/A | #N/A | #N/A | #N/A | #N/A | #N/A | #N/A | #N/A | #N/A | #N/A
TRUE | VIC | RWTS1366A | Ringwood 13 (AusNet) 66 kV | AusNet | Summer | Coincident_unreconciled | 2030 | POE50 | -76.0849 | NA | VIC Ringwood 13 (AusNet) 66 kV |  |  | FALSE | #N/A | #N/A | #N/A | #N/A | #N/A | #N/A | #N/A | #N/A | #N/A | #N/A
TRUE | VIC | RWTS1366A | Ringwood 13 (AusNet) 66 kV | AusNet | Summer | Coincident_unreconciled | 2030 | POE90 | -78.4488 | NA | VIC Ringwood 13 (AusNet) 66 kV |  |  | FALSE | #N/A | #N/A | #N/A | #N/A | #N/A | #N/A | #N/A | #N/A | #N/A | #N/A
TRUE | VIC | RWTS1366A | Ringwood 13 (AusNet) 66 kV | AusNet | Summer | Non-coincident | 2030 | POE50 | -78.0683 | 189.9697 | VIC Ringwood 13 (AusNet) 66 kV |  |  | FALSE | #N/A | #N/A | #N/A | #N/A | #N/A | #N/A | #N/A | #N/A | #N/A | #N/A
TRUE | VIC | RWTS1366A | Ringwood 13 (AusNet) 66 kV | AusNet | Summer | Non-coincident | 2030 | POE90 | -80.4938 | NA | VIC Ringwood 13 (AusNet) 66 kV |  |  | FALSE | #N/A | #N/A | #N/A | #N/A | #N/A | #N/A | #N/A | #N/A | #N/A | #N/A
TRUE | VIC | RWTS1366A | Ringwood 13 (AusNet) 66 kV | AusNet | Summer | Coincident_unreconciled | 2031 | POE50 | -83.8198 | NA | VIC Ringwood 13 (AusNet) 66 kV |  |  | FALSE | #N/A | #N/A | #N/A | #N/A | #N/A | #N/A | #N/A | #N/A | #N/A | #N/A
TRUE | VIC | RWTS1366A | Ringwood 13 (AusNet) 66 kV | AusNet | Summer | Coincident_unreconciled | 2031 | POE90 | -86.1901 | NA | VIC Ringwood 13 (AusNet) 66 kV |  |  | FALSE | #N/A | #N/A | #N/A | #N/A | #N/A | #N/A | #N/A | #N/A | #N/A | #N/A
TRUE | VIC | RWTS1366A | Ringwood 13 (AusNet) 66 kV | AusNet | Summer | Non-coincident | 2031 | POE50 | -86.0049 | 190.1509 | VIC Ringwood 13 (AusNet) 66 kV |  |  | FALSE | #N/A | #N/A | #N/A | #N/A | #N/A | #N/A | #N/A | #N/A | #N/A | #N/A
TRUE | VIC | RWTS1366A | Ringwood 13 (AusNet) 66 kV | AusNet | Summer | Non-coincident | 2031 | POE90 | -88.4369 | NA | VIC Ringwood 13 (AusNet) 66 kV |  |  | FALSE | #N/A | #N/A | #N/A | #N/A | #N/A | #N/A | #N/A | #N/A | #N/A | #N/A
TRUE | VIC | RWTS1366A | Ringwood 13 (AusNet) 66 kV | AusNet | Summer | Coincident_unreconciled | 2032 | POE50 | -89.5607 | NA | VIC Ringwood 13 (AusNet) 66 kV |  |  | FALSE | #N/A | #N/A | #N/A | #N/A | #N/A | #N/A | #N/A | #N/A | #N/A | #N/A
TRUE | VIC | RWTS1366A | Ringwood 13 (AusNet) 66 kV | AusNet | Summer | Coincident_unreconciled | 2032 | POE90 | -91.9374 | NA | VIC Ringwood 13 (AusNet) 66 kV |  |  | FALSE | #N/A | #N/A | #N/A | #N/A | #N/A | #N/A | #N/A | #N/A | #N/A | #N/A
TRUE | VIC | RWTS1366A | Ringwood 13 (AusNet) 66 kV | AusNet | Summer | Non-coincident | 2032 | POE50 | -91.8954 | 190.6186 | VIC Ringwood 13 (AusNet) 66 kV |  |  | FALSE | #N/A | #N/A | #N/A | #N/A | #N/A | #N/A | #N/A | #N/A | #N/A | #N/A
TRUE | VIC | RWTS1366A | Ringwood 13 (AusNet) 66 kV | AusNet | Summer | Non-coincident | 2032 | POE90 | -94.3341 | NA | VIC Ringwood 13 (AusNet) 66 kV |  |  | FALSE | #N/A | #N/A | #N/A | #N/A | #N/A | #N/A | #N/A | #N/A | #N/A | #N/A
TRUE | VIC | RWTS1366A | Ringwood 13 (AusNet) 66 kV | AusNet | Summer | Coincident_unreconciled | 2033 | POE50 | -93.758 | NA | VIC Ringwood 13 (AusNet) 66 kV |  |  | FALSE | #N/A | #N/A | #N/A | #N/A | #N/A | #N/A | #N/A | #N/A | #N/A | #N/A
TRUE | VIC | RWTS1366A | Ringwood 13 (AusNet) 66 kV | AusNet | Summer | Coincident_unreconciled | 2033 | POE90 | -96.1411 | NA | VIC Ringwood 13 (AusNet) 66 kV |  |  | FALSE | #N/A | #N/A | #N/A | #N/A | #N/A | #N/A | #N/A | #N/A | #N/A | #N/A
TRUE | VIC | RWTS1366A | Ringwood 13 (AusNet) 66 kV | AusNet | Summer | Non-coincident | 2033 | POE50 | -96.2022 | 191.289 | VIC Ringwood 13 (AusNet) 66 kV |  |  | FALSE | #N/A | #N/A | #N/A | #N/A | #N/A | #N/A | #N/A | #N/A | #N/A | #N/A
TRUE | VIC | RWTS1366A | Ringwood 13 (AusNet) 66 kV | AusNet | Summer | Non-coincident | 2033 | POE90 | -98.6474 | NA | VIC Ringwood 13 (AusNet) 66 kV |  |  | FALSE | #N/A | #N/A | #N/A | #N/A | #N/A | #N/A | #N/A | #N/A | #N/A | #N/A
TRUE | VIC | RWTS1366A | Ringwood 13 (AusNet) 66 kV | AusNet | Summer | Coincident_unreconciled | 2034 | POE50 | -97.947 | NA | VIC Ringwood 13 (AusNet) 66 kV |  |  | FALSE | #N/A | #N/A | #N/A | #N/A | #N/A | #N/A | #N/A | #N/A | #N/A | #N/A
TRUE | VIC | RWTS1366A | Ringwood 13 (AusNet) 66 kV | AusNet | Summer | Coincident_unreconciled | 2034 | POE90 | -100.3365 | NA | VIC Ringwood 13 (AusNet) 66 kV |  |  | FALSE | #N/A | #N/A | #N/A | #N/A | #N/A | #N/A | #N/A | #N/A | #N/A | #N/A
TRUE | VIC | RWTS1366A | Ringwood 13 (AusNet) 66 kV | AusNet | Summer | Non-coincident | 2034 | POE50 | -100.5003 | 191.968 | VIC Ringwood 13 (AusNet) 66 kV |  |  | FALSE | #N/A | #N/A | #N/A | #N/A | #N/A | #N/A | #N/A | #N/A | #N/A | #N/A
TRUE | VIC | RWTS1366A | Ringwood 13 (AusNet) 66 kV | AusNet | Summer | Non-coincident | 2034 | POE90 | -102.9521 | NA | VIC Ringwood 13 (AusNet) 66 kV |  |  | FALSE | #N/A | #N/A | #N/A | #N/A | #N/A | #N/A | #N/A | #N/A | #N/A | #N/A
TRUE | VIC | RWTS1366A | Ringwood 13 (AusNet) 66 kV | AusNet | Summer | Coincident_unreconciled | 2035 | POE50 | -102.7185 | NA | VIC Ringwood 13 (AusNet) 66 kV |  |  | FALSE | #N/A | #N/A | #N/A | #N/A | #N/A | #N/A | #N/A | #N/A | #N/A | #N/A
TRUE | VIC | RWTS1366A | Ringwood 13 (AusNet) 66 kV | AusNet | Summer | Coincident_unreconciled | 2035 | POE90 | -105.1144 | NA | VIC Ringwood 13 (AusNet) 66 kV |  |  | FALSE | #N/A | #N/A | #N/A | #N/A | #N/A | #N/A | #N/A | #N/A | #N/A | #N/A
TRUE | VIC | RWTS1366A | Ringwood 13 (AusNet) 66 kV | AusNet | Summer | Non-coincident | 2035 | POE50 | -105.3962 | 192.5856 | VIC Ringwood 13 (AusNet) 66 kV |  |  | FALSE | #N/A | #N/A | #N/A | #N/A | #N/A | #N/A | #N/A | #N/A | #N/A | #N/A
TRUE | VIC | RWTS1366A | Ringwood 13 (AusNet) 66 kV | AusNet | Summer | Non-coincident | 2035 | POE90 | -107.8546 | NA | VIC Ringwood 13 (AusNet) 66 kV |  |  | FALSE | #N/A | #N/A | #N/A | #N/A | #N/A | #N/A | #N/A | #N/A | #N/A | #N/A
TRUE | VIC | RWTS1366A | Ringwood 13 (AusNet) 66 kV | AusNet | Summer | Non-coincident | 2025 | BASEYEARPOE10 | NA | 198.8076 | VIC Ringwood 13 (AusNet) 66 kV |  |  | FALSE | #N/A | #N/A | #N/A | #N/A | #N/A | #N/A | #N/A | #N/A | #N/A | #N/A
TRUE | VIC | RWTS1366A | Ringwood 13 (AusNet) 66 kV | AusNet | Summer | Coincident | 2026 | POE10 | NA | 194.2552 | VIC Ringwood 13 (AusNet) 66 kV |  |  | FALSE | #N/A | #N/A | #N/A | #N/A | #N/A | #N/A | #N/A | #N/A | #N/A | #N/A
TRUE | VIC | RWTS1366A | Ringwood 13 (AusNet) 66 kV | AusNet | Summer | Coincident | 2026 | POE50 | NA | 180.3686 | VIC Ringwood 13 (AusNet) 66 kV |  |  | FALSE | #N/A | #N/A | #N/A | #N/A | #N/A | #N/A | #N/A | #N/A | #N/A | #N/A
TRUE | VIC | RWTS1366A | Ringwood 13 (AusNet) 66 kV | AusNet | Summer | Non-coincident | 2026 | POE10 | NA | 212.9329 | VIC Ringwood 13 (AusNet) 66 kV |  |  | FALSE | #N/A | #N/A | #N/A | #N/A | #N/A | #N/A | #N/A | #N/A | #N/A | #N/A
TRUE | VIC | RWTS1366A | Ringwood 13 (AusNet) 66 kV | AusNet | Summer | Coincident | 2027 | POE10 | NA | 188.9141 | VIC Ringwood 13 (AusNet) 66 kV |  |  | FALSE | #N/A | #N/A | #N/A | #N/A | #N/A | #N/A | #N/A | #N/A | #N/A | #N/A
TRUE | VIC | RWTS1366A | Ringwood 13 (AusNet) 66 kV | AusNet | Summer | Coincident | 2027 | POE50 | NA | 174.147 | VIC Ringwood 13 (AusNet) 66 kV |  |  | FALSE | #N/A | #N/A | #N/A | #N/A | #N/A | #N/A | #N/A | #N/A | #N/A | #N/A
TRUE | VIC | RWTS1366A | Ringwood 13 (AusNet) 66 kV | AusNet | Summer | Non-coincident | 2027 | POE10 | NA | 212.6567 | VIC Ringwood 13 (AusNet) 66 kV |  |  | FALSE | #N/A | #N/A | #N/A | #N/A | #N/A | #N/A | #N/A | #N/A | #N/A | #N/A
TRUE | VIC | RWTS1366A | Ringwood 13 (AusNet) 66 kV | AusNet | Summer | Coincident | 2028 | POE10 | NA | 184.4374 | VIC Ringwood 13 (AusNet) 66 kV |  |  | FALSE | #N/A | #N/A | #N/A | #N/A | #N/A | #N/A | #N/A | #N/A | #N/A | #N/A
TRUE | VIC | RWTS1366A | Ringwood 13 (AusNet) 66 kV | AusNet | Summer | Coincident | 2028 | POE50 | NA | 168.7042 | VIC Ringwood 13 (AusNet) 66 kV |  |  | FALSE | #N/A | #N/A | #N/A | #N/A | #N/A | #N/A | #N/A | #N/A | #N/A | #N/A
TRUE | VIC | RWTS1366A | Ringwood 13 (AusNet) 66 kV | AusNet | Summer | Non-coincident | 2028 | POE10 | NA | 212.7292 | VIC Ringwood 13 (AusNet) 66 kV |  |  | FALSE | #N/A | #N/A | #N/A | #N/A | #N/A | #N/A | #N/A | #N/A | #N/A | #N/A
TRUE | VIC | RWTS1366A | Ringwood 13 (AusNet) 66 kV | AusNet | Summer | Coincident | 2029 | POE10 | NA | 181.2662 | VIC Ringwood 13 (AusNet) 66 kV |  |  | FALSE | #N/A | #N/A | #N/A | #N/A | #N/A | #N/A | #N/A | #N/A | #N/A | #N/A
TRUE | VIC | RWTS1366A | Ringwood 13 (AusNet) 66 kV | AusNet | Summer | Coincident | 2029 | POE50 | NA | 165.87 | VIC Ringwood 13 (AusNet) 66 kV |  |  | FALSE | #N/A | #N/A | #N/A | #N/A | #N/A | #N/A | #N/A | #N/A | #N/A | #N/A
TRUE | VIC | RWTS1366A | Ringwood 13 (AusNet) 66 kV | AusNet | Summer | Non-coincident | 2029 | POE10 | NA | 212.8819 | VIC Ringwood 13 (AusNet) 66 kV |  |  | FALSE | #N/A | #N/A | #N/A | #N/A | #N/A | #N/A | #N/A | #N/A | #N/A | #N/A
TRUE | VIC | RWTS1366A | Ringwood 13 (AusNet) 66 kV | AusNet | Summer | Coincident | 2030 | POE10 | NA | 178.8097 | VIC Ringwood 13 (AusNet) 66 kV |  |  | FALSE | #N/A | #N/A | #N/A | #N/A | #N/A | #N/A | #N/A | #N/A | #N/A | #N/A
TRUE | VIC | RWTS1366A | Ringwood 13 (AusNet) 66 kV | AusNet | Summer | Coincident | 2030 | POE50 | NA | 163.0851 | VIC Ringwood 13 (AusNet) 66 kV |  |  | FALSE | #N/A | #N/A | #N/A | #N/A | #N/A | #N/A | #N/A | #N/A | #N/A | #N/A
TRUE | VIC | RWTS1366A | Ringwood 13 (AusNet) 66 kV | AusNet | Summer | Non-coincident | 2030 | POE10 | NA | 213.153 | VIC Ringwood 13 (AusNet) 66 kV |  |  | FALSE | #N/A | #N/A | #N/A | #N/A | #N/A | #N/A | #N/A | #N/A | #N/A | #N/A
TRUE | VIC | RWTS1366A | Ringwood 13 (AusNet) 66 kV | AusNet | Summer | Coincident | 2031 | POE10 | NA | 174.4573 | VIC Ringwood 13 (AusNet) 66 kV |  |  | FALSE | #N/A | #N/A | #N/A | #N/A | #N/A | #N/A | #N/A | #N/A | #N/A | #N/A
TRUE | VIC | RWTS1366A | Ringwood 13 (AusNet) 66 kV | AusNet | Summer | Coincident | 2031 | POE50 | NA | 159.8571 | VIC Ringwood 13 (AusNet) 66 kV |  |  | FALSE | #N/A | #N/A | #N/A | #N/A | #N/A | #N/A | #N/A | #N/A | #N/A | #N/A
TRUE | VIC | RWTS1366A | Ringwood 13 (AusNet) 66 kV | AusNet | Summer | Non-coincident | 2031 | POE10 | NA | 213.3966 | VIC Ringwood 13 (AusNet) 66 kV |  |  | FALSE | #N/A | #N/A | #N/A | #N/A | #N/A | #N/A | #N/A | #N/A | #N/A | #N/A
TRUE | VIC | RWTS1366A | Ringwood 13 (AusNet) 66 kV | AusNet | Summer | Coincident | 2032 | POE10 | NA | 169.6341 | VIC Ringwood 13 (AusNet) 66 kV |  |  | FALSE | #N/A | #N/A | #N/A | #N/A | #N/A | #N/A | #N/A | #N/A | #N/A | #N/A
TRUE | VIC | RWTS1366A | Ringwood 13 (AusNet) 66 kV | AusNet | Summer | Coincident | 2032 | POE50 | NA | 155.1143 | VIC Ringwood 13 (AusNet) 66 kV |  |  | FALSE | #N/A | #N/A | #N/A | #N/A | #N/A | #N/A | #N/A | #N/A | #N/A | #N/A
TRUE | VIC | RWTS1366A | Ringwood 13 (AusNet) 66 kV | AusNet | Summer | Non-coincident | 2032 | POE10 | NA | 213.9272 | VIC Ringwood 13 (AusNet) 66 kV |  |  | FALSE | #N/A | #N/A | #N/A | #N/A | #N/A | #N/A | #N/A | #N/A | #N/A | #N/A
TRUE | VIC | RWTS1366A | Ringwood 13 (AusNet) 66 kV | AusNet | Summer | Coincident | 2033 | POE10 | NA | 166.1844 | VIC Ringwood 13 (AusNet) 66 kV |  |  | FALSE | #N/A | #N/A | #N/A | #N/A | #N/A | #N/A | #N/A | #N/A | #N/A | #N/A
TRUE | VIC | RWTS1366A | Ringwood 13 (AusNet) 66 kV | AusNet | Summer | Coincident | 2033 | POE50 | NA | 150.5457 | VIC Ringwood 13 (AusNet) 66 kV |  |  | FALSE | #N/A | #N/A | #N/A | #N/A | #N/A | #N/A | #N/A | #N/A | #N/A | #N/A
TRUE | VIC | RWTS1366A | Ringwood 13 (AusNet) 66 kV | AusNet | Summer | Non-coincident | 2033 | POE10 | NA | 214.6605 | VIC Ringwood 13 (AusNet) 66 kV |  |  | FALSE | #N/A | #N/A | #N/A | #N/A | #N/A | #N/A | #N/A | #N/A | #N/A | #N/A
TRUE | VIC | RWTS1366A | Ringwood 13 (AusNet) 66 kV | AusNet | Summer | Coincident | 2034 | POE10 | NA | 164.9832 | VIC Ringwood 13 (AusNet) 66 kV |  |  | FALSE | #N/A | #N/A | #N/A | #N/A | #N/A | #N/A | #N/A | #N/A | #N/A | #N/A
TRUE | VIC | RWTS1366A | Ringwood 13 (AusNet) 66 kV | AusNet | Summer | Coincident | 2034 | POE50 | NA | 149.6116 | VIC Ringwood 13 (AusNet) 66 kV |  |  | FALSE | #N/A | #N/A | #N/A | #N/A | #N/A | #N/A | #N/A | #N/A | #N/A | #N/A
TRUE | VIC | RWTS1366A | Ringwood 13 (AusNet) 66 kV | AusNet | Summer | Non-coincident | 2034 | POE10 | NA | 215.4026 | VIC Ringwood 13 (AusNet) 66 kV |  |  | FALSE | #N/A | #N/A | #N/A | #N/A | #N/A | #N/A | #N/A | #N/A | #N/A | #N/A
TRUE | VIC | RWTS1366A | Ringwood 13 (AusNet) 66 kV | AusNet | Summer | Coincident | 2035 | POE10 | NA | 164.4456 | VIC Ringwood 13 (AusNet) 66 kV |  |  | FALSE | #N/A | #N/A | #N/A | #N/A | #N/A | #N/A | #N/A | #N/A | #N/A | #N/A
TRUE | VIC | RWTS1366A | Ringwood 13 (AusNet) 66 kV | AusNet | Summer | Coincident | 2035 | POE50 | NA | 149.1419 | VIC Ringwood 13 (AusNet) 66 kV |  |  | FALSE | #N/A | #N/A | #N/A | #N/A | #N/A | #N/A | #N/A | #N/A | #N/A | #N/A
TRUE | VIC | RWTS1366A | Ringwood 13 (AusNet) 66 kV | AusNet | Summer | Non-coincident | 2035 | POE10 | NA | 216.0832 | VIC Ringwood 13 (AusNet) 66 kV |  |  | FALSE | #N/A | #N/A | #N/A | #N/A | #N/A | #N/A | #N/A | #N/A | #N/A | #N/A
TRUE | VIC | RWTS1366A | Ringwood 13 (AusNet) 66 kV | AusNet | Winter | Coincident | 2018 | ACTUAL_OPG | NA | 116.7059 | VIC Ringwood 13 (AusNet) 66 kV |  |  | FALSE | #N/A | #N/A | #N/A | #N/A | #N/A | #N/A | #N/A | #N/A | #N/A | #N/A
TRUE | VIC | RWTS1366A | Ringwood 13 (AusNet) 66 kV | AusNet | Winter | Coincident | 2018 | ACTUAL_RAW | NA | 116.7059 | VIC Ringwood 13 (AusNet) 66 kV |  |  | FALSE | #N/A | #N/A | #N/A | #N/A | #N/A | #N/A | #N/A | #N/A | #N/A | #N/A
TRUE | VIC | RWTS1366A | Ringwood 13 (AusNet) 66 kV | AusNet | Winter | Non-coincident | 2018 | ACTUAL_RAW | NA | 118.2823 | VIC Ringwood 13 (AusNet) 66 kV |  |  | FALSE | #N/A | #N/A | #N/A | #N/A | #N/A | #N/A | #N/A | #N/A | #N/A | #N/A
TRUE | VIC | RWTS1366A | Ringwood 13 (AusNet) 66 kV | AusNet | Winter | Non-coincident | 2018 | ACTUAL_OPG | NA | 118.2823 | VIC Ringwood 13 (AusNet) 66 kV |  |  | FALSE | #N/A | #N/A | #N/A | #N/A | #N/A | #N/A | #N/A | #N/A | #N/A | #N/A
TRUE | VIC | RWTS1366A | Ringwood 13 (AusNet) 66 kV | AusNet | Winter | Non-coincident | 2018 | ACTUAL_ADJUSTEDOPG | NA | 118.2823 | VIC Ringwood 13 (AusNet) 66 kV |  |  | FALSE | #N/A | #N/A | #N/A | #N/A | #N/A | #N/A | #N/A | #N/A | #N/A | #N/A
TRUE | VIC | RWTS1366A | Ringwood 13 (AusNet) 66 kV | AusNet | Winter | Coincident | 2019 | ACTUAL_OPG | NA | 118.5562 | VIC Ringwood 13 (AusNet) 66 kV |  |  | FALSE | #N/A | #N/A | #N/A | #N/A | #N/A | #N/A | #N/A | #N/A | #N/A | #N/A
TRUE | VIC | RWTS1366A | Ringwood 13 (AusNet) 66 kV | AusNet | Winter | Coincident | 2019 | ACTUAL_RAW | NA | 118.5562 | VIC Ringwood 13 (AusNet) 66 kV |  |  | FALSE | #N/A | #N/A | #N/A | #N/A | #N/A | #N/A | #N/A | #N/A | #N/A | #N/A
TRUE | VIC | RWTS1366A | Ringwood 13 (AusNet) 66 kV | AusNet | Winter | Non-coincident | 2019 | ACTUAL_RAW | NA | 119.5584 | VIC Ringwood 13 (AusNet) 66 kV |  |  | FALSE | #N/A | #N/A | #N/A | #N/A | #N/A | #N/A | #N/A | #N/A | #N/A | #N/A
TRUE | VIC | RWTS1366A | Ringwood 13 (AusNet) 66 kV | AusNet | Winter | Non-coincident | 2019 | ACTUAL_OPG | NA | 119.5584 | VIC Ringwood 13 (AusNet) 66 kV |  |  | FALSE | #N/A | #N/A | #N/A | #N/A | #N/A | #N/A | #N/A | #N/A | #N/A | #N/A
TRUE | VIC | RWTS1366A | Ringwood 13 (AusNet) 66 kV | AusNet | Winter | Non-coincident | 2019 | ACTUAL_ADJUSTEDOPG | NA | 119.5584 | VIC Ringwood 13 (AusNet) 66 kV |  |  | FALSE | #N/A | #N/A | #N/A | #N/A | #N/A | #N/A | #N/A | #N/A | #N/A | #N/A
TRUE | VIC | RWTS1366A | Ringwood 13 (AusNet) 66 kV | AusNet | Winter | Coincident | 2020 | ACTUAL_OPG | NA | 130.2857 | VIC Ringwood 13 (AusNet) 66 kV |  |  | FALSE | #N/A | #N/A | #N/A | #N/A | #N/A | #N/A | #N/A | #N/A | #N/A | #N/A
TRUE | VIC | RWTS1366A | Ringwood 13 (AusNet) 66 kV | AusNet | Winter | Coincident | 2020 | ACTUAL_RAW | NA | 130.2857 | VIC Ringwood 13 (AusNet) 66 kV |  |  | FALSE | #N/A | #N/A | #N/A | #N/A | #N/A | #N/A | #N/A | #N/A | #N/A | #N/A
TRUE | VIC | RWTS1366A | Ringwood 13 (AusNet) 66 kV | AusNet | Winter | Non-coincident | 2020 | ACTUAL_RAW | NA | 130.2857 | VIC Ringwood 13 (AusNet) 66 kV |  |  | FALSE | #N/A | #N/A | #N/A | #N/A | #N/A | #N/A | #N/A | #N/A | #N/A | #N/A
TRUE | VIC | RWTS1366A | Ringwood 13 (AusNet) 66 kV | AusNet | Winter | Non-coincident | 2020 | ACTUAL_OPG | NA | 130.2857 | VIC Ringwood 13 (AusNet) 66 kV |  |  | FALSE | #N/A | #N/A | #N/A | #N/A | #N/A | #N/A | #N/A | #N/A | #N/A | #N/A
TRUE | VIC | RWTS1366A | Ringwood 13 (AusNet) 66 kV | AusNet | Winter | Non-coincident | 2020 | ACTUAL_ADJUSTEDOPG | NA | 130.2857 | VIC Ringwood 13 (AusNet) 66 kV |  |  | FALSE | #N/A | #N/A | #N/A | #N/A | #N/A | #N/A | #N/A | #N/A | #N/A | #N/A
TRUE | VIC | RWTS1366A | Ringwood 13 (AusNet) 66 kV | AusNet | Winter | Coincident | 2021 | ACTUAL_OPG | NA | 125.8819 | VIC Ringwood 13 (AusNet) 66 kV |  |  | FALSE | #N/A | #N/A | #N/A | #N/A | #N/A | #N/A | #N/A | #N/A | #N/A | #N/A
TRUE | VIC | RWTS1366A | Ringwood 13 (AusNet) 66 kV | AusNet | Winter | Coincident | 2021 | ACTUAL_RAW | NA | 125.8819 | VIC Ringwood 13 (AusNet) 66 kV |  |  | FALSE | #N/A | #N/A | #N/A | #N/A | #N/A | #N/A | #N/A | #N/A | #N/A | #N/A
TRUE | VIC | RWTS1366A | Ringwood 13 (AusNet) 66 kV | AusNet | Winter | Non-coincident | 2021 | ACTUAL_RAW | NA | 126.6886 | VIC Ringwood 13 (AusNet) 66 kV |  |  | FALSE | #N/A | #N/A | #N/A | #N/A | #N/A | #N/A | #N/A | #N/A | #N/A | #N/A
TRUE | VIC | RWTS1366A | Ringwood 13 (AusNet) 66 kV | AusNet | Winter | Non-coincident | 2021 | ACTUAL_OPG | NA | 126.6886 | VIC Ringwood 13 (AusNet) 66 kV |  |  | FALSE | #N/A | #N/A | #N/A | #N/A | #N/A | #N/A | #N/A | #N/A | #N/A | #N/A
TRUE | VIC | RWTS1366A | Ringwood 13 (AusNet) 66 kV | AusNet | Winter | Non-coincident | 2021 | ACTUAL_ADJUSTEDOPG | NA | 126.6886 | VIC Ringwood 13 (AusNet) 66 kV |  |  | FALSE | #N/A | #N/A | #N/A | #N/A | #N/A | #N/A | #N/A | #N/A | #N/A | #N/A
TRUE | VIC | RWTS1366A | Ringwood 13 (AusNet) 66 kV | AusNet | Winter | Coincident | 2022 | ACTUAL_OPG | NA | 125.4575 | VIC Ringwood 13 (AusNet) 66 kV |  |  | FALSE | #N/A | #N/A | #N/A | #N/A | #N/A | #N/A | #N/A | #N/A | #N/A | #N/A
TRUE | VIC | RWTS1366A | Ringwood 13 (AusNet) 66 kV | AusNet | Winter | Coincident | 2022 | ACTUAL_RAW | NA | 125.4575 | VIC Ringwood 13 (AusNet) 66 kV |  |  | FALSE | #N/A | #N/A | #N/A | #N/A | #N/A | #N/A | #N/A | #N/A | #N/A | #N/A
TRUE | VIC | RWTS1366A | Ringwood 13 (AusNet) 66 kV | AusNet | Winter | Non-coincident | 2022 | ACTUAL_RAW | NA | 126.2698 | VIC Ringwood 13 (AusNet) 66 kV |  |  | FALSE | #N/A | #N/A | #N/A | #N/A | #N/A | #N/A | #N/A | #N/A | #N/A | #N/A
TRUE | VIC | RWTS1366A | Ringwood 13 (AusNet) 66 kV | AusNet | Winter | Non-coincident | 2022 | ACTUAL_OPG | NA | 126.2698 | VIC Ringwood 13 (AusNet) 66 kV |  |  | FALSE | #N/A | #N/A | #N/A | #N/A | #N/A | #N/A | #N/A | #N/A | #N/A | #N/A
TRUE | VIC | RWTS1366A | Ringwood 13 (AusNet) 66 kV | AusNet | Winter | Non-coincident | 2022 | ACTUAL_ADJUSTEDOPG | NA | 126.2698 | VIC Ringwood 13 (AusNet) 66 kV |  |  | FALSE | #N/A | #N/A | #N/A | #N/A | #N/A | #N/A | #N/A | #N/A | #N/A | #N/A
TRUE | VIC | RWTS1366A | Ringwood 13 (AusNet) 66 kV | AusNet | Winter | Coincident | 2023 | ACTUAL_OPG | NA | 127.889 | VIC Ringwood 13 (AusNet) 66 kV |  |  | FALSE | #N/A | #N/A | #N/A | #N/A | #N/A | #N/A | #N/A | #N/A | #N/A | #N/A
TRUE | VIC | RWTS1366A | Ringwood 13 (AusNet) 66 kV | AusNet | Winter | Coincident | 2023 | ACTUAL_RAW | NA | 127.889 | VIC Ringwood 13 (AusNet) 66 kV |  |  | FALSE | #N/A | #N/A | #N/A | #N/A | #N/A | #N/A | #N/A | #N/A | #N/A | #N/A
TRUE | VIC | RWTS1366A | Ringwood 13 (AusNet) 66 kV | AusNet | Winter | Non-coincident | 2023 | ACTUAL_RAW | NA | 129.5078 | VIC Ringwood 13 (AusNet) 66 kV |  |  | FALSE | #N/A | #N/A | #N/A | #N/A | #N/A | #N/A | #N/A | #N/A | #N/A | #N/A
TRUE | VIC | RWTS1366A | Ringwood 13 (AusNet) 66 kV | AusNet | Winter | Non-coincident | 2023 | ACTUAL_OPG | NA | 129.5078 | VIC Ringwood 13 (AusNet) 66 kV |  |  | FALSE | #N/A | #N/A | #N/A | #N/A | #N/A | #N/A | #N/A | #N/A | #N/A | #N/A
TRUE | VIC | RWTS1366A | Ringwood 13 (AusNet) 66 kV | AusNet | Winter | Non-coincident | 2023 | ACTUAL_ADJUSTEDOPG | NA | 129.5078 | VIC Ringwood 13 (AusNet) 66 kV |  |  | FALSE | #N/A | #N/A | #N/A | #N/A | #N/A | #N/A | #N/A | #N/A | #N/A | #N/A
TRUE | VIC | RWTS1366A | Ringwood 13 (AusNet) 66 kV | AusNet | Winter | Coincident | 2024 | ACTUAL_OPG | NA | 136.0043 | VIC Ringwood 13 (AusNet) 66 kV |  |  | FALSE | #N/A | #N/A | #N/A | #N/A | #N/A | #N/A | #N/A | #N/A | #N/A | #N/A
TRUE | VIC | RWTS1366A | Ringwood 13 (AusNet) 66 kV | AusNet | Winter | Coincident | 2024 | ACTUAL_RAW | NA | 136.0043 | VIC Ringwood 13 (AusNet) 66 kV |  |  | FALSE | #N/A | #N/A | #N/A | #N/A | #N/A | #N/A | #N/A | #N/A | #N/A | #N/A
TRUE | VIC | RWTS1366A | Ringwood 13 (AusNet) 66 kV | AusNet | Winter | Non-coincident | 2024 | ACTUAL_RAW | NA | 138.5615 | VIC Ringwood 13 (AusNet) 66 kV |  |  | FALSE | #N/A | #N/A | #N/A | #N/A | #N/A | #N/A | #N/A | #N/A | #N/A | #N/A
TRUE | VIC | RWTS1366A | Ringwood 13 (AusNet) 66 kV | AusNet | Winter | Non-coincident | 2024 | ACTUAL_OPG | NA | 138.5615 | VIC Ringwood 13 (AusNet) 66 kV |  |  | FALSE | #N/A | #N/A | #N/A | #N/A | #N/A | #N/A | #N/A | #N/A | #N/A | #N/A
TRUE | VIC | RWTS1366A | Ringwood 13 (AusNet) 66 kV | AusNet | Winter | Non-coincident | 2024 | ACTUAL_ADJUSTEDOPG | NA | 138.5615 | VIC Ringwood 13 (AusNet) 66 kV |  |  | FALSE | #N/A | #N/A | #N/A | #N/A | #N/A | #N/A | #N/A | #N/A | #N/A | #N/A
TRUE | VIC | RWTS1366A | Ringwood 13 (AusNet) 66 kV | AusNet | Winter | Coincident | 2025 | POE10 | NA | 155.6322 | VIC Ringwood 13 (AusNet) 66 kV |  |  | FALSE | #N/A | #N/A | #N/A | #N/A | #N/A | #N/A | #N/A | #N/A | #N/A | #N/A
TRUE | VIC | RWTS1366A | Ringwood 13 (AusNet) 66 kV | AusNet | Winter | Coincident | 2025 | POE50 | NA | 153.949 | VIC Ringwood 13 (AusNet) 66 kV |  |  | FALSE | #N/A | #N/A | #N/A | #N/A | #N/A | #N/A | #N/A | #N/A | #N/A | #N/A
TRUE | VIC | RWTS1366A | Ringwood 13 (AusNet) 66 kV | AusNet | Winter | Non-coincident | 2025 | ACTUAL_RAW | NA | 137.7606 | VIC Ringwood 13 (AusNet) 66 kV |  |  | FALSE | #N/A | #N/A | #N/A | #N/A | #N/A | #N/A | #N/A | #N/A | #N/A | #N/A
TRUE | VIC | RWTS1366A | Ringwood 13 (AusNet) 66 kV | AusNet | Winter | Non-coincident | 2025 | ACTUAL_ADJUSTEDOPG | NA | 137.7606 | VIC Ringwood 13 (AusNet) 66 kV |  |  | FALSE | #N/A | #N/A | #N/A | #N/A | #N/A | #N/A | #N/A | #N/A | #N/A | #N/A
TRUE | VIC | RWTS1366A | Ringwood 13 (AusNet) 66 kV | AusNet | Winter | Non-coincident | 2025 | BASEYEARPOE50 | NA | 127.1257 | VIC Ringwood 13 (AusNet) 66 kV |  |  | FALSE | #N/A | #N/A | #N/A | #N/A | #N/A | #N/A | #N/A | #N/A | #N/A | #N/A
TRUE | VIC | RWTS1366A | Ringwood 13 (AusNet) 66 kV | AusNet | Winter | Non-coincident | 2025 | BASEYEARPOE10 | NA | 130.3317 | VIC Ringwood 13 (AusNet) 66 kV |  |  | FALSE | #N/A | #N/A | #N/A | #N/A | #N/A | #N/A | #N/A | #N/A | #N/A | #N/A
TRUE | VIC | RWTS1366A | Ringwood 13 (AusNet) 66 kV | AusNet | Winter | Non-coincident | 2025 | POE10 | NA | 163.1731 | VIC Ringwood 13 (AusNet) 66 kV |  |  | FALSE | #N/A | #N/A | #N/A | #N/A | #N/A | #N/A | #N/A | #N/A | #N/A | #N/A
TRUE | VIC | RWTS1366A | Ringwood 13 (AusNet) 66 kV | AusNet | Winter | Non-coincident | 2025 | POE50 | NA | 160 | VIC Ringwood 13 (AusNet) 66 kV |  |  | FALSE | #N/A | #N/A | #N/A | #N/A | #N/A | #N/A | #N/A | #N/A | #N/A | #N/A
TRUE | VIC | RWTS1366A | Ringwood 13 (AusNet) 66 kV | AusNet | Winter | Coincident | 2026 | POE10 | NA | 139.0623 | VIC Ringwood 13 (AusNet) 66 kV |  |  | FALSE | #N/A | #N/A | #N/A | #N/A | #N/A | #N/A | #N/A | #N/A | #N/A | #N/A
TRUE | VIC | RWTS1366A | Ringwood 13 (AusNet) 66 kV | AusNet | Winter | Coincident | 2026 | POE50 | NA | 137.0823 | VIC Ringwood 13 (AusNet) 66 kV |  |  | FALSE | #N/A | #N/A | #N/A | #N/A | #N/A | #N/A | #N/A | #N/A | #N/A | #N/A
TRUE | VIC | RWTS1366A | Ringwood 13 (AusNet) 66 kV | AusNet | Winter | Non-coincident | 2026 | POE10 | NA | 151.2015 | VIC Ringwood 13 (AusNet) 66 kV |  |  | FALSE | #N/A | #N/A | #N/A | #N/A | #N/A | #N/A | #N/A | #N/A | #N/A | #N/A
TRUE | VIC | RWTS1366A | Ringwood 13 (AusNet) 66 kV | AusNet | Winter | Non-coincident | 2026 | POE50 | NA | 148.0195 | VIC Ringwood 13 (AusNet) 66 kV |  |  | FALSE | #N/A | #N/A | #N/A | #N/A | #N/A | #N/A | #N/A | #N/A | #N/A | #N/A
TRUE | VIC | RWTS1366A | Ringwood 13 (AusNet) 66 kV | AusNet | Winter | Coincident | 2027 | POE10 | NA | 134.4571 | VIC Ringwood 13 (AusNet) 66 kV |  |  | FALSE | #N/A | #N/A | #N/A | #N/A | #N/A | #N/A | #N/A | #N/A | #N/A | #N/A
TRUE | VIC | RWTS1366A | Ringwood 13 (AusNet) 66 kV | AusNet | Winter | Coincident | 2027 | POE50 | NA | 132.206 | VIC Ringwood 13 (AusNet) 66 kV |  |  | FALSE | #N/A | #N/A | #N/A | #N/A | #N/A | #N/A | #N/A | #N/A | #N/A | #N/A
TRUE | VIC | RWTS1366A | Ringwood 13 (AusNet) 66 kV | AusNet | Winter | Non-coincident | 2027 | POE10 | NA | 151.7381 | VIC Ringwood 13 (AusNet) 66 kV |  |  | FALSE | #N/A | #N/A | #N/A | #N/A | #N/A | #N/A | #N/A | #N/A | #N/A | #N/A
TRUE | VIC | RWTS1366A | Ringwood 13 (AusNet) 66 kV | AusNet | Winter | Non-coincident | 2027 | POE50 | NA | 148.5475 | VIC Ringwood 13 (AusNet) 66 kV |  |  | FALSE | #N/A | #N/A | #N/A | #N/A | #N/A | #N/A | #N/A | #N/A | #N/A | #N/A
TRUE | VIC | RWTS1366A | Ringwood 13 (AusNet) 66 kV | AusNet | Winter | Coincident | 2028 | POE10 | NA | 132.4469 | VIC Ringwood 13 (AusNet) 66 kV |  |  | FALSE | #N/A | #N/A | #N/A | #N/A | #N/A | #N/A | #N/A | #N/A | #N/A | #N/A
TRUE | VIC | RWTS1366A | Ringwood 13 (AusNet) 66 kV | AusNet | Winter | Coincident | 2028 | POE50 | NA | 130.3373 | VIC Ringwood 13 (AusNet) 66 kV |  |  | FALSE | #N/A | #N/A | #N/A | #N/A | #N/A | #N/A | #N/A | #N/A | #N/A | #N/A
TRUE | VIC | RWTS1366A | Ringwood 13 (AusNet) 66 kV | AusNet | Winter | Non-coincident | 2028 | POE10 | NA | 152.4123 | VIC Ringwood 13 (AusNet) 66 kV |  |  | FALSE | #N/A | #N/A | #N/A | #N/A | #N/A | #N/A | #N/A | #N/A | #N/A | #N/A
TRUE | VIC | RWTS1366A | Ringwood 13 (AusNet) 66 kV | AusNet | Winter | Non-coincident | 2028 | POE50 | NA | 149.213 | VIC Ringwood 13 (AusNet) 66 kV |  |  | FALSE | #N/A | #N/A | #N/A | #N/A | #N/A | #N/A | #N/A | #N/A | #N/A | #N/A
TRUE | VIC | RWTS1366A | Ringwood 13 (AusNet) 66 kV | AusNet | Winter | Coincident | 2029 | POE10 | NA | 131.5119 | VIC Ringwood 13 (AusNet) 66 kV |  |  | FALSE | #N/A | #N/A | #N/A | #N/A | #N/A | #N/A | #N/A | #N/A | #N/A | #N/A
TRUE | VIC | RWTS1366A | Ringwood 13 (AusNet) 66 kV | AusNet | Winter | Coincident | 2029 | POE50 | NA | 129.4684 | VIC Ringwood 13 (AusNet) 66 kV |  |  | FALSE | #N/A | #N/A | #N/A | #N/A | #N/A | #N/A | #N/A | #N/A | #N/A | #N/A
TRUE | VIC | RWTS1366A | Ringwood 13 (AusNet) 66 kV | AusNet | Winter | Non-coincident | 2029 | POE10 | NA | 153.2151 | VIC Ringwood 13 (AusNet) 66 kV |  |  | FALSE | #N/A | #N/A | #N/A | #N/A | #N/A | #N/A | #N/A | #N/A | #N/A | #N/A
TRUE | VIC | RWTS1366A | Ringwood 13 (AusNet) 66 kV | AusNet | Winter | Non-coincident | 2029 | POE50 | NA | 150.0072 | VIC Ringwood 13 (AusNet) 66 kV |  |  | FALSE | #N/A | #N/A | #N/A | #N/A | #N/A | #N/A | #N/A | #N/A | #N/A | #N/A
TRUE | VIC | RWTS1366A | Ringwood 13 (AusNet) 66 kV | AusNet | Winter | Coincident | 2030 | POE10 | NA | 130.3823 | VIC Ringwood 13 (AusNet) 66 kV |  |  | FALSE | #N/A | #N/A | #N/A | #N/A | #N/A | #N/A | #N/A | #N/A | #N/A | #N/A
TRUE | VIC | RWTS1366A | Ringwood 13 (AusNet) 66 kV | AusNet | Winter | Coincident | 2030 | POE50 | NA | 128.3351 | VIC Ringwood 13 (AusNet) 66 kV |  |  | FALSE | #N/A | #N/A | #N/A | #N/A | #N/A | #N/A | #N/A | #N/A | #N/A | #N/A
TRUE | VIC | RWTS1366A | Ringwood 13 (AusNet) 66 kV | AusNet | Winter | Non-coincident | 2030 | POE10 | NA | 154.0393 | VIC Ringwood 13 (AusNet) 66 kV |  |  | FALSE | #N/A | #N/A | #N/A | #N/A | #N/A | #N/A | #N/A | #N/A | #N/A | #N/A
TRUE | VIC | RWTS1366A | Ringwood 13 (AusNet) 66 kV | AusNet | Winter | Non-coincident | 2030 | POE50 | NA | 150.8227 | VIC Ringwood 13 (AusNet) 66 kV |  |  | FALSE | #N/A | #N/A | #N/A | #N/A | #N/A | #N/A | #N/A | #N/A | #N/A | #N/A
TRUE | VIC | RWTS1366A | Ringwood 13 (AusNet) 66 kV | AusNet | Winter | Coincident | 2031 | POE10 | NA | 129.4823 | VIC Ringwood 13 (AusNet) 66 kV |  |  | FALSE | #N/A | #N/A | #N/A | #N/A | #N/A | #N/A | #N/A | #N/A | #N/A | #N/A
TRUE | VIC | RWTS1366A | Ringwood 13 (AusNet) 66 kV | AusNet | Winter | Coincident | 2031 | POE50 | NA | 127.461 | VIC Ringwood 13 (AusNet) 66 kV |  |  | FALSE | #N/A | #N/A | #N/A | #N/A | #N/A | #N/A | #N/A | #N/A | #N/A | #N/A
TRUE | VIC | RWTS1366A | Ringwood 13 (AusNet) 66 kV | AusNet | Winter | Non-coincident | 2031 | POE10 | NA | 154.8887 | VIC Ringwood 13 (AusNet) 66 kV |  |  | FALSE | #N/A | #N/A | #N/A | #N/A | #N/A | #N/A | #N/A | #N/A | #N/A | #N/A
TRUE | VIC | RWTS1366A | Ringwood 13 (AusNet) 66 kV | AusNet | Winter | Non-coincident | 2031 | POE50 | NA | 151.6634 | VIC Ringwood 13 (AusNet) 66 kV |  |  | FALSE | #N/A | #N/A | #N/A | #N/A | #N/A | #N/A | #N/A | #N/A | #N/A | #N/A
TRUE | VIC | RWTS1366A | Ringwood 13 (AusNet) 66 kV | AusNet | Winter | Coincident | 2032 | POE10 | NA | 127.5501 | VIC Ringwood 13 (AusNet) 66 kV |  |  | FALSE | #N/A | #N/A | #N/A | #N/A | #N/A | #N/A | #N/A | #N/A | #N/A | #N/A
TRUE | VIC | RWTS1366A | Ringwood 13 (AusNet) 66 kV | AusNet | Winter | Coincident | 2032 | POE50 | NA | 125.329 | VIC Ringwood 13 (AusNet) 66 kV |  |  | FALSE | #N/A | #N/A | #N/A | #N/A | #N/A | #N/A | #N/A | #N/A | #N/A | #N/A
TRUE | VIC | RWTS1366A | Ringwood 13 (AusNet) 66 kV | AusNet | Winter | Non-coincident | 2032 | POE10 | NA | 155.7805 | VIC Ringwood 13 (AusNet) 66 kV |  |  | FALSE | #N/A | #N/A | #N/A | #N/A | #N/A | #N/A | #N/A | #N/A | #N/A | #N/A
TRUE | VIC | RWTS1366A | Ringwood 13 (AusNet) 66 kV | AusNet | Winter | Non-coincident | 2032 | POE50 | NA | 152.5465 | VIC Ringwood 13 (AusNet) 66 kV |  |  | FALSE | #N/A | #N/A | #N/A | #N/A | #N/A | #N/A | #N/A | #N/A | #N/A | #N/A
TRUE | VIC | RWTS1366A | Ringwood 13 (AusNet) 66 kV | AusNet | Winter | Coincident | 2033 | POE10 | NA | 125.0738 | VIC Ringwood 13 (AusNet) 66 kV |  |  | FALSE | #N/A | #N/A | #N/A | #N/A | #N/A | #N/A | #N/A | #N/A | #N/A | #N/A
TRUE | VIC | RWTS1366A | Ringwood 13 (AusNet) 66 kV | AusNet | Winter | Coincident | 2033 | POE50 | NA | 122.9175 | VIC Ringwood 13 (AusNet) 66 kV |  |  | FALSE | #N/A | #N/A | #N/A | #N/A | #N/A | #N/A | #N/A | #N/A | #N/A | #N/A
TRUE | VIC | RWTS1366A | Ringwood 13 (AusNet) 66 kV | AusNet | Winter | Non-coincident | 2033 | POE10 | NA | 156.6673 | VIC Ringwood 13 (AusNet) 66 kV |  |  | FALSE | #N/A | #N/A | #N/A | #N/A | #N/A | #N/A | #N/A | #N/A | #N/A | #N/A
TRUE | VIC | RWTS1366A | Ringwood 13 (AusNet) 66 kV | AusNet | Winter | Non-coincident | 2033 | POE50 | NA | 153.4245 | VIC Ringwood 13 (AusNet) 66 kV |  |  | FALSE | #N/A | #N/A | #N/A | #N/A | #N/A | #N/A | #N/A | #N/A | #N/A | #N/A
TRUE | VIC | RWTS1366A | Ringwood 13 (AusNet) 66 kV | AusNet | Winter | Coincident | 2034 | POE10 | NA | 124.8267 | VIC Ringwood 13 (AusNet) 66 kV |  |  | FALSE | #N/A | #N/A | #N/A | #N/A | #N/A | #N/A | #N/A | #N/A | #N/A | #N/A
TRUE | VIC | RWTS1366A | Ringwood 13 (AusNet) 66 kV | AusNet | Winter | Coincident | 2034 | POE50 | NA | 122.7477 | VIC Ringwood 13 (AusNet) 66 kV |  |  | FALSE | #N/A | #N/A | #N/A | #N/A | #N/A | #N/A | #N/A | #N/A | #N/A | #N/A
TRUE | VIC | RWTS1366A | Ringwood 13 (AusNet) 66 kV | AusNet | Winter | Non-coincident | 2034 | POE10 | NA | 157.5359 | VIC Ringwood 13 (AusNet) 66 kV |  |  | FALSE | #N/A | #N/A | #N/A | #N/A | #N/A | #N/A | #N/A | #N/A | #N/A | #N/A
TRUE | VIC | RWTS1366A | Ringwood 13 (AusNet) 66 kV | AusNet | Winter | Non-coincident | 2034 | POE50 | NA | 154.2844 | VIC Ringwood 13 (AusNet) 66 kV |  |  | FALSE | #N/A | #N/A | #N/A | #N/A | #N/A | #N/A | #N/A | #N/A | #N/A | #N/A
TRUE | VIC | RWTS1366U | Ringwood 13 (United Energy) 66 kV | United Energy | Shoulder | Coincident | 2019 | ACTUAL_OPG | 25.4791 | NA | VIC Ringwood 13 (United Energy) 66 kV |  |  | FALSE | #N/A | #N/A | #N/A | #N/A | #N/A | #N/A | #N/A | #N/A | #N/A | #N/A
TRUE | VIC | RWTS1366U | Ringwood 13 (United Energy) 66 kV | United Energy | Shoulder | Coincident | 2019 | ACTUAL_RAW | 25.4791 | NA | VIC Ringwood 13 (United Energy) 66 kV |  |  | FALSE | #N/A | #N/A | #N/A | #N/A | #N/A | #N/A | #N/A | #N/A | #N/A | #N/A
TRUE | VIC | RWTS1366U | Ringwood 13 (United Energy) 66 kV | United Energy | Shoulder | Non-coincident | 2019 | ACTUAL_RAW | 25.469 | NA | VIC Ringwood 13 (United Energy) 66 kV |  |  | FALSE | #N/A | #N/A | #N/A | #N/A | #N/A | #N/A | #N/A | #N/A | #N/A | #N/A
TRUE | VIC | RWTS1366U | Ringwood 13 (United Energy) 66 kV | United Energy | Shoulder | Non-coincident | 2019 | ACTUAL_OPG | 25.469 | NA | VIC Ringwood 13 (United Energy) 66 kV |  |  | FALSE | #N/A | #N/A | #N/A | #N/A | #N/A | #N/A | #N/A | #N/A | #N/A | #N/A
TRUE | VIC | RWTS1366U | Ringwood 13 (United Energy) 66 kV | United Energy | Shoulder | Non-coincident | 2019 | ACTUAL_ADJUSTEDOPG | 25.469 | NA | VIC Ringwood 13 (United Energy) 66 kV |  |  | FALSE | #N/A | #N/A | #N/A | #N/A | #N/A | #N/A | #N/A | #N/A | #N/A | #N/A
TRUE | VIC | RWTS1366U | Ringwood 13 (United Energy) 66 kV | United Energy | Shoulder | Coincident | 2020 | ACTUAL_OPG | 38.7044 | NA | VIC Ringwood 13 (United Energy) 66 kV |  |  | FALSE | #N/A | #N/A | #N/A | #N/A | #N/A | #N/A | #N/A | #N/A | #N/A | #N/A
TRUE | VIC | RWTS1366U | Ringwood 13 (United Energy) 66 kV | United Energy | Shoulder | Coincident | 2020 | ACTUAL_RAW | 38.7044 | NA | VIC Ringwood 13 (United Energy) 66 kV |  |  | FALSE | #N/A | #N/A | #N/A | #N/A | #N/A | #N/A | #N/A | #N/A | #N/A | #N/A
TRUE | VIC | RWTS1366U | Ringwood 13 (United Energy) 66 kV | United Energy | Shoulder | Non-coincident | 2020 | ACTUAL_RAW | 22.731 | NA | VIC Ringwood 13 (United Energy) 66 kV |  |  | FALSE | #N/A | #N/A | #N/A | #N/A | #N/A | #N/A | #N/A | #N/A | #N/A | #N/A
TRUE | VIC | RWTS1366U | Ringwood 13 (United Energy) 66 kV | United Energy | Shoulder | Non-coincident | 2020 | ACTUAL_OPG | 22.731 | NA | VIC Ringwood 13 (United Energy) 66 kV |  |  | FALSE | #N/A | #N/A | #N/A | #N/A | #N/A | #N/A | #N/A | #N/A | #N/A | #N/A
TRUE | VIC | RWTS1366U | Ringwood 13 (United Energy) 66 kV | United Energy | Shoulder | Non-coincident | 2020 | ACTUAL_ADJUSTEDOPG | 22.731 | NA | VIC Ringwood 13 (United Energy) 66 kV |  |  | FALSE | #N/A | #N/A | #N/A | #N/A | #N/A | #N/A | #N/A | #N/A | #N/A | #N/A
TRUE | VIC | RWTS1366U | Ringwood 13 (United Energy) 66 kV | United Energy | Shoulder | Coincident | 2021 | ACTUAL_OPG | 34.5948 | NA | VIC Ringwood 13 (United Energy) 66 kV |  |  | FALSE | #N/A | #N/A | #N/A | #N/A | #N/A | #N/A | #N/A | #N/A | #N/A | #N/A
TRUE | VIC | RWTS1366U | Ringwood 13 (United Energy) 66 kV | United Energy | Shoulder | Coincident | 2021 | ACTUAL_RAW | 34.5948 | NA | VIC Ringwood 13 (United Energy) 66 kV |  |  | FALSE | #N/A | #N/A | #N/A | #N/A | #N/A | #N/A | #N/A | #N/A | #N/A | #N/A
TRUE | VIC | RWTS1366U | Ringwood 13 (United Energy) 66 kV | United Energy | Shoulder | Non-coincident | 2021 | ACTUAL_RAW | 25.3234 | NA | VIC Ringwood 13 (United Energy) 66 kV |  |  | FALSE | #N/A | #N/A | #N/A | #N/A | #N/A | #N/A | #N/A | #N/A | #N/A | #N/A
TRUE | VIC | RWTS1366U | Ringwood 13 (United Energy) 66 kV | United Energy | Shoulder | Non-coincident | 2021 | ACTUAL_OPG | 25.3234 | NA | VIC Ringwood 13 (United Energy) 66 kV |  |  | FALSE | #N/A | #N/A | #N/A | #N/A | #N/A | #N/A | #N/A | #N/A | #N/A | #N/A
TRUE | VIC | RWTS1366U | Ringwood 13 (United Energy) 66 kV | United Energy | Shoulder | Non-coincident | 2021 | ACTUAL_ADJUSTEDOPG | 25.3234 | NA | VIC Ringwood 13 (United Energy) 66 kV |  |  | FALSE | #N/A | #N/A | #N/A | #N/A | #N/A | #N/A | #N/A | #N/A | #N/A | #N/A
TRUE | VIC | RWTS1366U | Ringwood 13 (United Energy) 66 kV | United Energy | Shoulder | Coincident | 2022 | ACTUAL_OPG | 33.9612 | NA | VIC Ringwood 13 (United Energy) 66 kV |  |  | FALSE | #N/A | #N/A | #N/A | #N/A | #N/A | #N/A | #N/A | #N/A | #N/A | #N/A
TRUE | VIC | RWTS1366U | Ringwood 13 (United Energy) 66 kV | United Energy | Shoulder | Coincident | 2022 | ACTUAL_RAW | 33.9612 | NA | VIC Ringwood 13 (United Energy) 66 kV |  |  | FALSE | #N/A | #N/A | #N/A | #N/A | #N/A | #N/A | #N/A | #N/A | #N/A | #N/A
TRUE | VIC | RWTS1366U | Ringwood 13 (United Energy) 66 kV | United Energy | Shoulder | Non-coincident | 2022 | ACTUAL_RAW | 20.2748 | NA | VIC Ringwood 13 (United Energy) 66 kV |  |  | FALSE | #N/A | #N/A | #N/A | #N/A | #N/A | #N/A | #N/A | #N/A | #N/A | #N/A
TRUE | VIC | RWTS1366U | Ringwood 13 (United Energy) 66 kV | United Energy | Shoulder | Non-coincident | 2022 | ACTUAL_OPG | 20.2748 | NA | VIC Ringwood 13 (United Energy) 66 kV |  |  | FALSE | #N/A | #N/A | #N/A | #N/A | #N/A | #N/A | #N/A | #N/A | #N/A | #N/A
TRUE | VIC | RWTS1366U | Ringwood 13 (United Energy) 66 kV | United Energy | Shoulder | Non-coincident | 2022 | ACTUAL_ADJUSTEDOPG | 20.2748 | NA | VIC Ringwood 13 (United Energy) 66 kV |  |  | FALSE | #N/A | #N/A | #N/A | #N/A | #N/A | #N/A | #N/A | #N/A | #N/A | #N/A
TRUE | VIC | RWTS1366U | Ringwood 13 (United Energy) 66 kV | United Energy | Shoulder | Coincident | 2023 | ACTUAL_OPG | 27.1726 | NA | VIC Ringwood 13 (United Energy) 66 kV |  |  | FALSE | #N/A | #N/A | #N/A | #N/A | #N/A | #N/A | #N/A | #N/A | #N/A | #N/A
TRUE | VIC | RWTS1366U | Ringwood 13 (United Energy) 66 kV | United Energy | Shoulder | Coincident | 2023 | ACTUAL_RAW | 27.1726 | NA | VIC Ringwood 13 (United Energy) 66 kV |  |  | FALSE | #N/A | #N/A | #N/A | #N/A | #N/A | #N/A | #N/A | #N/A | #N/A | #N/A
TRUE | VIC | RWTS1366U | Ringwood 13 (United Energy) 66 kV | United Energy | Shoulder | Non-coincident | 2023 | ACTUAL_RAW | 18.5754 | NA | VIC Ringwood 13 (United Energy) 66 kV |  |  | FALSE | #N/A | #N/A | #N/A | #N/A | #N/A | #N/A | #N/A | #N/A | #N/A | #N/A
TRUE | VIC | RWTS1366U | Ringwood 13 (United Energy) 66 kV | United Energy | Shoulder | Non-coincident | 2023 | ACTUAL_OPG | 18.5754 | NA | VIC Ringwood 13 (United Energy) 66 kV |  |  | FALSE | #N/A | #N/A | #N/A | #N/A | #N/A | #N/A | #N/A | #N/A | #N/A | #N/A
TRUE | VIC | RWTS1366U | Ringwood 13 (United Energy) 66 kV | United Energy | Shoulder | Non-coincident | 2023 | ACTUAL_ADJUSTEDOPG | 18.5754 | NA | VIC Ringwood 13 (United Energy) 66 kV |  |  | FALSE | #N/A | #N/A | #N/A | #N/A | #N/A | #N/A | #N/A | #N/A | #N/A | #N/A
TRUE | VIC | RWTS1366U | Ringwood 13 (United Energy) 66 kV | United Energy | Shoulder | Coincident | 2024 | ACTUAL_OPG | 16.2467 | NA | VIC Ringwood 13 (United Energy) 66 kV |  |  | FALSE | #N/A | #N/A | #N/A | #N/A | #N/A | #N/A | #N/A | #N/A | #N/A | #N/A
TRUE | VIC | RWTS1366U | Ringwood 13 (United Energy) 66 kV | United Energy | Shoulder | Coincident | 2024 | ACTUAL_RAW | 16.2467 | NA | VIC Ringwood 13 (United Energy) 66 kV |  |  | FALSE | #N/A | #N/A | #N/A | #N/A | #N/A | #N/A | #N/A | #N/A | #N/A | #N/A
TRUE | VIC | RWTS1366U | Ringwood 13 (United Energy) 66 kV | United Energy | Shoulder | Non-coincident | 2024 | ACTUAL_RAW | 16.2467 | NA | VIC Ringwood 13 (United Energy) 66 kV |  |  | FALSE | #N/A | #N/A | #N/A | #N/A | #N/A | #N/A | #N/A | #N/A | #N/A | #N/A
TRUE | VIC | RWTS1366U | Ringwood 13 (United Energy) 66 kV | United Energy | Shoulder | Non-coincident | 2024 | ACTUAL_OPG | 16.2467 | NA | VIC Ringwood 13 (United Energy) 66 kV |  |  | FALSE | #N/A | #N/A | #N/A | #N/A | #N/A | #N/A | #N/A | #N/A | #N/A | #N/A
TRUE | VIC | RWTS1366U | Ringwood 13 (United Energy) 66 kV | United Energy | Shoulder | Non-coincident | 2024 | ACTUAL_ADJUSTEDOPG | 16.2467 | NA | VIC Ringwood 13 (United Energy) 66 kV |  |  | FALSE | #N/A | #N/A | #N/A | #N/A | #N/A | #N/A | #N/A | #N/A | #N/A | #N/A
TRUE | VIC | RWTS1366U | Ringwood 13 (United Energy) 66 kV | United Energy | Shoulder | Coincident | 2025 | ACTUAL_OPG | 20.3556 | NA | VIC Ringwood 13 (United Energy) 66 kV |  |  | FALSE | #N/A | #N/A | #N/A | #N/A | #N/A | #N/A | #N/A | #N/A | #N/A | #N/A
TRUE | VIC | RWTS1366U | Ringwood 13 (United Energy) 66 kV | United Energy | Shoulder | Coincident | 2025 | ACTUAL_RAW | 20.3556 | NA | VIC Ringwood 13 (United Energy) 66 kV |  |  | FALSE | #N/A | #N/A | #N/A | #N/A | #N/A | #N/A | #N/A | #N/A | #N/A | #N/A
TRUE | VIC | RWTS1366U | Ringwood 13 (United Energy) 66 kV | United Energy | Shoulder | Non-coincident | 2025 | ACTUAL_RAW | 10.6978 | NA | VIC Ringwood 13 (United Energy) 66 kV |  |  | FALSE | #N/A | #N/A | #N/A | #N/A | #N/A | #N/A | #N/A | #N/A | #N/A | #N/A
TRUE | VIC | RWTS1366U | Ringwood 13 (United Energy) 66 kV | United Energy | Shoulder | Non-coincident | 2025 | ACTUAL_OPG | 10.6978 | NA | VIC Ringwood 13 (United Energy) 66 kV |  |  | FALSE | #N/A | #N/A | #N/A | #N/A | #N/A | #N/A | #N/A | #N/A | #N/A | #N/A
TRUE | VIC | RWTS1366U | Ringwood 13 (United Energy) 66 kV | United Energy | Shoulder | Non-coincident | 2025 | ACTUAL_ADJUSTEDOPG | 10.6978 | NA | VIC Ringwood 13 (United Energy) 66 kV |  |  | FALSE | #N/A | #N/A | #N/A | #N/A | #N/A | #N/A | #N/A | #N/A | #N/A | #N/A
TRUE | VIC | RWTS1366U | Ringwood 13 (United Energy) 66 kV | United Energy | Shoulder | Non-coincident | 2025 | BASEYEARPOE90 | 14.4597 | NA | VIC Ringwood 13 (United Energy) 66 kV |  |  | FALSE | #N/A | #N/A | #N/A | #N/A | #N/A | #N/A | #N/A | #N/A | #N/A | #N/A
TRUE | VIC | RWTS1366U | Ringwood 13 (United Energy) 66 kV | United Energy | Shoulder | Non-coincident | 2025 | BASEYEARPOE50 | 16.9124 | NA | VIC Ringwood 13 (United Energy) 66 kV |  |  | FALSE | #N/A | #N/A | #N/A | #N/A | #N/A | #N/A | #N/A | #N/A | #N/A | #N/A
TRUE | VIC | RWTS1366U | Ringwood 13 (United Energy) 66 kV | United Energy | Shoulder | Coincident_unreconciled | 2026 | POE50 | 18.9594 | NA | VIC Ringwood 13 (United Energy) 66 kV |  |  | FALSE | #N/A | #N/A | #N/A | #N/A | #N/A | #N/A | #N/A | #N/A | #N/A | #N/A
TRUE | VIC | RWTS1366U | Ringwood 13 (United Energy) 66 kV | United Energy | Shoulder | Coincident_unreconciled | 2026 | POE90 | 15.2757 | NA | VIC Ringwood 13 (United Energy) 66 kV |  |  | FALSE | #N/A | #N/A | #N/A | #N/A | #N/A | #N/A | #N/A | #N/A | #N/A | #N/A
TRUE | VIC | RWTS1366U | Ringwood 13 (United Energy) 66 kV | United Energy | Shoulder | Non-coincident | 2026 | POE50 | 13.0629 | NA | VIC Ringwood 13 (United Energy) 66 kV |  |  | FALSE | #N/A | #N/A | #N/A | #N/A | #N/A | #N/A | #N/A | #N/A | #N/A | #N/A
TRUE | VIC | RWTS1366U | Ringwood 13 (United Energy) 66 kV | United Energy | Shoulder | Non-coincident | 2026 | POE90 | 10.5249 | NA | VIC Ringwood 13 (United Energy) 66 kV |  |  | FALSE | #N/A | #N/A | #N/A | #N/A | #N/A | #N/A | #N/A | #N/A | #N/A | #N/A
TRUE | VIC | RWTS1366U | Ringwood 13 (United Energy) 66 kV | United Energy | Shoulder | Coincident_unreconciled | 2027 | POE50 | 13.0132 | NA | VIC Ringwood 13 (United Energy) 66 kV |  |  | FALSE | #N/A | #N/A | #N/A | #N/A | #N/A | #N/A | #N/A | #N/A | #N/A | #N/A
TRUE | VIC | RWTS1366U | Ringwood 13 (United Energy) 66 kV | United Energy | Shoulder | Coincident_unreconciled | 2027 | POE90 | 9.3147 | NA | VIC Ringwood 13 (United Energy) 66 kV |  |  | FALSE | #N/A | #N/A | #N/A | #N/A | #N/A | #N/A | #N/A | #N/A | #N/A | #N/A
TRUE | VIC | RWTS1366U | Ringwood 13 (United Energy) 66 kV | United Energy | Shoulder | Non-coincident | 2027 | POE50 | 8.966 | NA | VIC Ringwood 13 (United Energy) 66 kV |  |  | FALSE | #N/A | #N/A | #N/A | #N/A | #N/A | #N/A | #N/A | #N/A | #N/A | #N/A
TRUE | VIC | RWTS1366U | Ringwood 13 (United Energy) 66 kV | United Energy | Shoulder | Non-coincident | 2027 | POE90 | 6.4178 | NA | VIC Ringwood 13 (United Energy) 66 kV |  |  | FALSE | #N/A | #N/A | #N/A | #N/A | #N/A | #N/A | #N/A | #N/A | #N/A | #N/A
TRUE | VIC | RWTS1366U | Ringwood 13 (United Energy) 66 kV | United Energy | Shoulder | Coincident_unreconciled | 2028 | POE50 | 7.3239 | NA | VIC Ringwood 13 (United Energy) 66 kV |  |  | FALSE | #N/A | #N/A | #N/A | #N/A | #N/A | #N/A | #N/A | #N/A | #N/A | #N/A
TRUE | VIC | RWTS1366U | Ringwood 13 (United Energy) 66 kV | United Energy | Shoulder | Coincident_unreconciled | 2028 | POE90 | 3.6106 | NA | VIC Ringwood 13 (United Energy) 66 kV |  |  | FALSE | #N/A | #N/A | #N/A | #N/A | #N/A | #N/A | #N/A | #N/A | #N/A | #N/A
TRUE | VIC | RWTS1366U | Ringwood 13 (United Energy) 66 kV | United Energy | Shoulder | Non-coincident | 2028 | POE50 | 5.0461 | NA | VIC Ringwood 13 (United Energy) 66 kV |  |  | FALSE | #N/A | #N/A | #N/A | #N/A | #N/A | #N/A | #N/A | #N/A | #N/A | #N/A
TRUE | VIC | RWTS1366U | Ringwood 13 (United Energy) 66 kV | United Energy | Shoulder | Non-coincident | 2028 | POE90 | 2.4877 | NA | VIC Ringwood 13 (United Energy) 66 kV |  |  | FALSE | #N/A | #N/A | #N/A | #N/A | #N/A | #N/A | #N/A | #N/A | #N/A | #N/A
TRUE | VIC | RWTS1366U | Ringwood 13 (United Energy) 66 kV | United Energy | Shoulder | Coincident_unreconciled | 2029 | POE50 | 1.9584 | NA | VIC Ringwood 13 (United Energy) 66 kV |  |  | FALSE | #N/A | #N/A | #N/A | #N/A | #N/A | #N/A | #N/A | #N/A | #N/A | #N/A
TRUE | VIC | RWTS1366U | Ringwood 13 (United Energy) 66 kV | United Energy | Shoulder | Coincident_unreconciled | 2029 | POE90 | -0.66886 | NA | VIC Ringwood 13 (United Energy) 66 kV |  |  | FALSE | #N/A | #N/A | #N/A | #N/A | #N/A | #N/A | #N/A | #N/A | #N/A | #N/A
TRUE | VIC | RWTS1366U | Ringwood 13 (United Energy) 66 kV | United Energy | Shoulder | Non-coincident | 2029 | POE50 | 1.3494 | NA | VIC Ringwood 13 (United Energy) 66 kV |  |  | FALSE | #N/A | #N/A | #N/A | #N/A | #N/A | #N/A | #N/A | #N/A | #N/A | #N/A
TRUE | VIC | RWTS1366U | Ringwood 13 (United Energy) 66 kV | United Energy | Shoulder | Non-coincident | 2029 | POE90 | -1.2192 | NA | VIC Ringwood 13 (United Energy) 66 kV |  |  | FALSE | #N/A | #N/A | #N/A | #N/A | #N/A | #N/A | #N/A | #N/A | #N/A | #N/A
TRUE | VIC | RWTS1366U | Ringwood 13 (United Energy) 66 kV | United Energy | Shoulder | Coincident_unreconciled | 2030 | POE50 | -1.2023 | NA | VIC Ringwood 13 (United Energy) 66 kV |  |  | FALSE | #N/A | #N/A | #N/A | #N/A | #N/A | #N/A | #N/A | #N/A | #N/A | #N/A
TRUE | VIC | RWTS1366U | Ringwood 13 (United Energy) 66 kV | United Energy | Shoulder | Coincident_unreconciled | 2030 | POE90 | -2.617 | NA | VIC Ringwood 13 (United Energy) 66 kV |  |  | FALSE | #N/A | #N/A | #N/A | #N/A | #N/A | #N/A | #N/A | #N/A | #N/A | #N/A
TRUE | VIC | RWTS1366U | Ringwood 13 (United Energy) 66 kV | United Energy | Shoulder | Non-coincident | 2030 | POE50 | -2.1916 | NA | VIC Ringwood 13 (United Energy) 66 kV |  |  | FALSE | #N/A | #N/A | #N/A | #N/A | #N/A | #N/A | #N/A | #N/A | #N/A | #N/A
TRUE | VIC | RWTS1366U | Ringwood 13 (United Energy) 66 kV | United Energy | Shoulder | Non-coincident | 2030 | POE90 | -4.7702 | NA | VIC Ringwood 13 (United Energy) 66 kV |  |  | FALSE | #N/A | #N/A | #N/A | #N/A | #N/A | #N/A | #N/A | #N/A | #N/A | #N/A
TRUE | VIC | RWTS1366U | Ringwood 13 (United Energy) 66 kV | United Energy | Shoulder | Coincident_unreconciled | 2031 | POE50 | -3.1231 | NA | VIC Ringwood 13 (United Energy) 66 kV |  |  | FALSE | #N/A | #N/A | #N/A | #N/A | #N/A | #N/A | #N/A | #N/A | #N/A | #N/A
TRUE | VIC | RWTS1366U | Ringwood 13 (United Energy) 66 kV | United Energy | Shoulder | Coincident_unreconciled | 2031 | POE90 | -4.5434 | NA | VIC Ringwood 13 (United Energy) 66 kV |  |  | FALSE | #N/A | #N/A | #N/A | #N/A | #N/A | #N/A | #N/A | #N/A | #N/A | #N/A
TRUE | VIC | RWTS1366U | Ringwood 13 (United Energy) 66 kV | United Energy | Shoulder | Non-coincident | 2031 | POE50 | -5.6928 | NA | VIC Ringwood 13 (United Energy) 66 kV |  |  | FALSE | #N/A | #N/A | #N/A | #N/A | #N/A | #N/A | #N/A | #N/A | #N/A | #N/A
TRUE | VIC | RWTS1366U | Ringwood 13 (United Energy) 66 kV | United Energy | Shoulder | Non-coincident | 2031 | POE90 | -8.2815 | NA | VIC Ringwood 13 (United Energy) 66 kV |  |  | FALSE | #N/A | #N/A | #N/A | #N/A | #N/A | #N/A | #N/A | #N/A | #N/A | #N/A
TRUE | VIC | RWTS1366U | Ringwood 13 (United Energy) 66 kV | United Energy | Shoulder | Coincident_unreconciled | 2032 | POE50 | -4.6199 | NA | VIC Ringwood 13 (United Energy) 66 kV |  |  | FALSE | #N/A | #N/A | #N/A | #N/A | #N/A | #N/A | #N/A | #N/A | #N/A | #N/A
TRUE | VIC | RWTS1366U | Ringwood 13 (United Energy) 66 kV | United Energy | Shoulder | Coincident_unreconciled | 2032 | POE90 | -6.0457 | NA | VIC Ringwood 13 (United Energy) 66 kV |  |  | FALSE | #N/A | #N/A | #N/A | #N/A | #N/A | #N/A | #N/A | #N/A | #N/A | #N/A
TRUE | VIC | RWTS1366U | Ringwood 13 (United Energy) 66 kV | United Energy | Shoulder | Non-coincident | 2032 | POE50 | -8.4211 | NA | VIC Ringwood 13 (United Energy) 66 kV |  |  | FALSE | #N/A | #N/A | #N/A | #N/A | #N/A | #N/A | #N/A | #N/A | #N/A | #N/A
TRUE | VIC | RWTS1366U | Ringwood 13 (United Energy) 66 kV | United Energy | Shoulder | Non-coincident | 2032 | POE90 | -11.0201 | NA | VIC Ringwood 13 (United Energy) 66 kV |  |  | FALSE | #N/A | #N/A | #N/A | #N/A | #N/A | #N/A | #N/A | #N/A | #N/A | #N/A
TRUE | VIC | RWTS1366U | Ringwood 13 (United Energy) 66 kV | United Energy | Shoulder | Coincident_unreconciled | 2033 | POE50 | -5.7667 | NA | VIC Ringwood 13 (United Energy) 66 kV |  |  | FALSE | #N/A | #N/A | #N/A | #N/A | #N/A | #N/A | #N/A | #N/A | #N/A | #N/A
TRUE | VIC | RWTS1366U | Ringwood 13 (United Energy) 66 kV | United Energy | Shoulder | Coincident_unreconciled | 2033 | POE90 | -7.1982 | NA | VIC Ringwood 13 (United Energy) 66 kV |  |  | FALSE | #N/A | #N/A | #N/A | #N/A | #N/A | #N/A | #N/A | #N/A | #N/A | #N/A
TRUE | VIC | RWTS1366U | Ringwood 13 (United Energy) 66 kV | United Energy | Shoulder | Non-coincident | 2033 | POE50 | -10.5114 | NA | VIC Ringwood 13 (United Energy) 66 kV |  |  | FALSE | #N/A | #N/A | #N/A | #N/A | #N/A | #N/A | #N/A | #N/A | #N/A | #N/A
TRUE | VIC | RWTS1366U | Ringwood 13 (United Energy) 66 kV | United Energy | Shoulder | Non-coincident | 2033 | POE90 | -13.1207 | NA | VIC Ringwood 13 (United Energy) 66 kV |  |  | FALSE | #N/A | #N/A | #N/A | #N/A | #N/A | #N/A | #N/A | #N/A | #N/A | #N/A
TRUE | VIC | RWTS1366U | Ringwood 13 (United Energy) 66 kV | United Energy | Shoulder | Coincident_unreconciled | 2034 | POE50 | -6.8474 | NA | VIC Ringwood 13 (United Energy) 66 kV |  |  | FALSE | #N/A | #N/A | #N/A | #N/A | #N/A | #N/A | #N/A | #N/A | #N/A | #N/A
TRUE | VIC | RWTS1366U | Ringwood 13 (United Energy) 66 kV | United Energy | Shoulder | Coincident_unreconciled | 2034 | POE90 | -8.2846 | NA | VIC Ringwood 13 (United Energy) 66 kV |  |  | FALSE | #N/A | #N/A | #N/A | #N/A | #N/A | #N/A | #N/A | #N/A | #N/A | #N/A
TRUE | VIC | RWTS1366U | Ringwood 13 (United Energy) 66 kV | United Energy | Shoulder | Non-coincident | 2034 | POE50 | -12.4814 | NA | VIC Ringwood 13 (United Energy) 66 kV |  |  | FALSE | #N/A | #N/A | #N/A | #N/A | #N/A | #N/A | #N/A | #N/A | #N/A | #N/A
TRUE | VIC | RWTS1366U | Ringwood 13 (United Energy) 66 kV | United Energy | Shoulder | Non-coincident | 2034 | POE90 | -15.101 | NA | VIC Ringwood 13 (United Energy) 66 kV |  |  | FALSE | #N/A | #N/A | #N/A | #N/A | #N/A | #N/A | #N/A | #N/A | #N/A | #N/A
TRUE | VIC | RWTS1366U | Ringwood 13 (United Energy) 66 kV | United Energy | Shoulder | Coincident_unreconciled | 2035 | POE50 | -8.0178 | NA | VIC Ringwood 13 (United Energy) 66 kV |  |  | FALSE | #N/A | #N/A | #N/A | #N/A | #N/A | #N/A | #N/A | #N/A | #N/A | #N/A
TRUE | VIC | RWTS1366U | Ringwood 13 (United Energy) 66 kV | United Energy | Shoulder | Coincident_unreconciled | 2035 | POE90 | -9.4607 | NA | VIC Ringwood 13 (United Energy) 66 kV |  |  | FALSE | #N/A | #N/A | #N/A | #N/A | #N/A | #N/A | #N/A | #N/A | #N/A | #N/A
TRUE | VIC | RWTS1366U | Ringwood 13 (United Energy) 66 kV | United Energy | Shoulder | Non-coincident | 2035 | POE50 | -14.6148 | NA | VIC Ringwood 13 (United Energy) 66 kV |  |  | FALSE | #N/A | #N/A | #N/A | #N/A | #N/A | #N/A | #N/A | #N/A | #N/A | #N/A
TRUE | VIC | RWTS1366U | Ringwood 13 (United Energy) 66 kV | United Energy | Shoulder | Non-coincident | 2035 | POE90 | -17.2448 | NA | VIC Ringwood 13 (United Energy) 66 kV |  |  | FALSE | #N/A | #N/A | #N/A | #N/A | #N/A | #N/A | #N/A | #N/A | #N/A | #N/A
TRUE | VIC | RWTS1366U | Ringwood 13 (United Energy) 66 kV | United Energy | Summer | Coincident | 2019 | ACTUAL_OPG | 24.8283 | 104.2152 | VIC Ringwood 13 (United Energy) 66 kV |  |  | FALSE | #N/A | #N/A | #N/A | #N/A | #N/A | #N/A | #N/A | #N/A | #N/A | #N/A
TRUE | VIC | RWTS1366U | Ringwood 13 (United Energy) 66 kV | United Energy | Summer | Coincident | 2019 | ACTUAL_RAW | 24.8283 | 104.2152 | VIC Ringwood 13 (United Energy) 66 kV |  |  | FALSE | #N/A | #N/A | #N/A | #N/A | #N/A | #N/A | #N/A | #N/A | #N/A | #N/A
TRUE | VIC | RWTS1366U | Ringwood 13 (United Energy) 66 kV | United Energy | Summer | Non-coincident | 2019 | ACTUAL_RAW | 20.9988 | 107.1657 | VIC Ringwood 13 (United Energy) 66 kV |  |  | FALSE | #N/A | #N/A | #N/A | #N/A | #N/A | #N/A | #N/A | #N/A | #N/A | #N/A
TRUE | VIC | RWTS1366U | Ringwood 13 (United Energy) 66 kV | United Energy | Summer | Non-coincident | 2019 | ACTUAL_OPG | 20.9988 | 107.1657 | VIC Ringwood 13 (United Energy) 66 kV |  |  | FALSE | #N/A | #N/A | #N/A | #N/A | #N/A | #N/A | #N/A | #N/A | #N/A | #N/A
TRUE | VIC | RWTS1366U | Ringwood 13 (United Energy) 66 kV | United Energy | Summer | Non-coincident | 2019 | ACTUAL_ADJUSTEDOPG | 20.9988 | 107.1657 | VIC Ringwood 13 (United Energy) 66 kV |  |  | FALSE | #N/A | #N/A | #N/A | #N/A | #N/A | #N/A | #N/A | #N/A | #N/A | #N/A
TRUE | VIC | RWTS1366U | Ringwood 13 (United Energy) 66 kV | United Energy | Summer | Coincident | 2020 | ACTUAL_OPG | 34.5605 | 116.8108 | VIC Ringwood 13 (United Energy) 66 kV |  |  | FALSE | #N/A | #N/A | #N/A | #N/A | #N/A | #N/A | #N/A | #N/A | #N/A | #N/A
TRUE | VIC | RWTS1366U | Ringwood 13 (United Energy) 66 kV | United Energy | Summer | Coincident | 2020 | ACTUAL_RAW | 34.5605 | 116.8108 | VIC Ringwood 13 (United Energy) 66 kV |  |  | FALSE | #N/A | #N/A | #N/A | #N/A | #N/A | #N/A | #N/A | #N/A | #N/A | #N/A
TRUE | VIC | RWTS1366U | Ringwood 13 (United Energy) 66 kV | United Energy | Summer | Non-coincident | 2020 | ACTUAL_RAW | 20.3636 | 116.8108 | VIC Ringwood 13 (United Energy) 66 kV |  |  | FALSE | #N/A | #N/A | #N/A | #N/A | #N/A | #N/A | #N/A | #N/A | #N/A | #N/A
TRUE | VIC | RWTS1366U | Ringwood 13 (United Energy) 66 kV | United Energy | Summer | Non-coincident | 2020 | ACTUAL_OPG | 20.3636 | 116.8108 | VIC Ringwood 13 (United Energy) 66 kV |  |  | FALSE | #N/A | #N/A | #N/A | #N/A | #N/A | #N/A | #N/A | #N/A | #N/A | #N/A
TRUE | VIC | RWTS1366U | Ringwood 13 (United Energy) 66 kV | United Energy | Summer | Non-coincident | 2020 | ACTUAL_ADJUSTEDOPG | 20.3636 | 116.8108 | VIC Ringwood 13 (United Energy) 66 kV |  |  | FALSE | #N/A | #N/A | #N/A | #N/A | #N/A | #N/A | #N/A | #N/A | #N/A | #N/A
TRUE | VIC | RWTS1366U | Ringwood 13 (United Energy) 66 kV | United Energy | Summer | Coincident | 2021 | ACTUAL_OPG | 17.5625 | 80.3838 | VIC Ringwood 13 (United Energy) 66 kV |  |  | FALSE | #N/A | #N/A | #N/A | #N/A | #N/A | #N/A | #N/A | #N/A | #N/A | #N/A
TRUE | VIC | RWTS1366U | Ringwood 13 (United Energy) 66 kV | United Energy | Summer | Coincident | 2021 | ACTUAL_RAW | 17.5625 | 80.3838 | VIC Ringwood 13 (United Energy) 66 kV |  |  | FALSE | #N/A | #N/A | #N/A | #N/A | #N/A | #N/A | #N/A | #N/A | #N/A | #N/A
TRUE | VIC | RWTS1366U | Ringwood 13 (United Energy) 66 kV | United Energy | Summer | Non-coincident | 2021 | ACTUAL_RAW | 16.843 | 97.4022 | VIC Ringwood 13 (United Energy) 66 kV |  |  | FALSE | #N/A | #N/A | #N/A | #N/A | #N/A | #N/A | #N/A | #N/A | #N/A | #N/A
TRUE | VIC | RWTS1366U | Ringwood 13 (United Energy) 66 kV | United Energy | Summer | Non-coincident | 2021 | ACTUAL_OPG | 16.843 | 97.4022 | VIC Ringwood 13 (United Energy) 66 kV |  |  | FALSE | #N/A | #N/A | #N/A | #N/A | #N/A | #N/A | #N/A | #N/A | #N/A | #N/A
TRUE | VIC | RWTS1366U | Ringwood 13 (United Energy) 66 kV | United Energy | Summer | Non-coincident | 2021 | ACTUAL_ADJUSTEDOPG | 16.843 | 97.4022 | VIC Ringwood 13 (United Energy) 66 kV |  |  | FALSE | #N/A | #N/A | #N/A | #N/A | #N/A | #N/A | #N/A | #N/A | #N/A | #N/A
TRUE | VIC | RWTS1366U | Ringwood 13 (United Energy) 66 kV | United Energy | Summer | Coincident | 2022 | ACTUAL_OPG | 30.605 | 83.8004 | VIC Ringwood 13 (United Energy) 66 kV |  |  | FALSE | #N/A | #N/A | #N/A | #N/A | #N/A | #N/A | #N/A | #N/A | #N/A | #N/A
TRUE | VIC | RWTS1366U | Ringwood 13 (United Energy) 66 kV | United Energy | Summer | Coincident | 2022 | ACTUAL_RAW | 30.605 | 83.8004 | VIC Ringwood 13 (United Energy) 66 kV |  |  | FALSE | #N/A | #N/A | #N/A | #N/A | #N/A | #N/A | #N/A | #N/A | #N/A | #N/A
TRUE | VIC | RWTS1366U | Ringwood 13 (United Energy) 66 kV | United Energy | Summer | Non-coincident | 2022 | ACTUAL_RAW | 15.8881 | 96.4694 | VIC Ringwood 13 (United Energy) 66 kV |  |  | FALSE | #N/A | #N/A | #N/A | #N/A | #N/A | #N/A | #N/A | #N/A | #N/A | #N/A
TRUE | VIC | RWTS1366U | Ringwood 13 (United Energy) 66 kV | United Energy | Summer | Non-coincident | 2022 | ACTUAL_OPG | 15.8881 | 96.4694 | VIC Ringwood 13 (United Energy) 66 kV |  |  | FALSE | #N/A | #N/A | #N/A | #N/A | #N/A | #N/A | #N/A | #N/A | #N/A | #N/A
TRUE | VIC | RWTS1366U | Ringwood 13 (United Energy) 66 kV | United Energy | Summer | Non-coincident | 2022 | ACTUAL_ADJUSTEDOPG | 15.8881 | 96.4694 | VIC Ringwood 13 (United Energy) 66 kV |  |  | FALSE | #N/A | #N/A | #N/A | #N/A | #N/A | #N/A | #N/A | #N/A | #N/A | #N/A
TRUE | VIC | RWTS1366U | Ringwood 13 (United Energy) 66 kV | United Energy | Summer | Coincident | 2023 | ACTUAL_OPG | 27.5232 | 94.9565 | VIC Ringwood 13 (United Energy) 66 kV |  |  | FALSE | #N/A | #N/A | #N/A | #N/A | #N/A | #N/A | #N/A | #N/A | #N/A | #N/A
TRUE | VIC | RWTS1366U | Ringwood 13 (United Energy) 66 kV | United Energy | Summer | Coincident | 2023 | ACTUAL_RAW | 27.5232 | 94.9565 | VIC Ringwood 13 (United Energy) 66 kV |  |  | FALSE | #N/A | #N/A | #N/A | #N/A | #N/A | #N/A | #N/A | #N/A | #N/A | #N/A
TRUE | VIC | RWTS1366U | Ringwood 13 (United Energy) 66 kV | United Energy | Summer | Non-coincident | 2023 | ACTUAL_RAW | 19.2035 | 97.0961 | VIC Ringwood 13 (United Energy) 66 kV |  |  | FALSE | #N/A | #N/A | #N/A | #N/A | #N/A | #N/A | #N/A | #N/A | #N/A | #N/A
TRUE | VIC | RWTS1366U | Ringwood 13 (United Energy) 66 kV | United Energy | Summer | Non-coincident | 2023 | ACTUAL_OPG | 19.2035 | 97.0961 | VIC Ringwood 13 (United Energy) 66 kV |  |  | FALSE | #N/A | #N/A | #N/A | #N/A | #N/A | #N/A | #N/A | #N/A | #N/A | #N/A
TRUE | VIC | RWTS1366U | Ringwood 13 (United Energy) 66 kV | United Energy | Summer | Non-coincident | 2023 | ACTUAL_ADJUSTEDOPG | 19.2035 | 97.0961 | VIC Ringwood 13 (United Energy) 66 kV |  |  | FALSE | #N/A | #N/A | #N/A | #N/A | #N/A | #N/A | #N/A | #N/A | #N/A | #N/A
TRUE | VIC | RWTS1366U | Ringwood 13 (United Energy) 66 kV | United Energy | Summer | Coincident | 2024 | ACTUAL_OPG | 19.043 | 95.0937 | VIC Ringwood 13 (United Energy) 66 kV |  |  | FALSE | #N/A | #N/A | #N/A | #N/A | #N/A | #N/A | #N/A | #N/A | #N/A | #N/A
TRUE | VIC | RWTS1366U | Ringwood 13 (United Energy) 66 kV | United Energy | Summer | Coincident | 2024 | ACTUAL_RAW | 19.043 | 95.0937 | VIC Ringwood 13 (United Energy) 66 kV |  |  | FALSE | #N/A | #N/A | #N/A | #N/A | #N/A | #N/A | #N/A | #N/A | #N/A | #N/A
TRUE | VIC | RWTS1366U | Ringwood 13 (United Energy) 66 kV | United Energy | Summer | Non-coincident | 2024 | ACTUAL_RAW | 12.9753 | 95.0937 | VIC Ringwood 13 (United Energy) 66 kV |  |  | FALSE | #N/A | #N/A | #N/A | #N/A | #N/A | #N/A | #N/A | #N/A | #N/A | #N/A
TRUE | VIC | RWTS1366U | Ringwood 13 (United Energy) 66 kV | United Energy | Summer | Non-coincident | 2024 | ACTUAL_OPG | 12.9753 | 95.0937 | VIC Ringwood 13 (United Energy) 66 kV |  |  | FALSE | #N/A | #N/A | #N/A | #N/A | #N/A | #N/A | #N/A | #N/A | #N/A | #N/A
TRUE | VIC | RWTS1366U | Ringwood 13 (United Energy) 66 kV | United Energy | Summer | Non-coincident | 2024 | ACTUAL_ADJUSTEDOPG | 12.9753 | 95.0937 | VIC Ringwood 13 (United Energy) 66 kV |  |  | FALSE | #N/A | #N/A | #N/A | #N/A | #N/A | #N/A | #N/A | #N/A | #N/A | #N/A
TRUE | VIC | RWTS1366U | Ringwood 13 (United Energy) 66 kV | United Energy | Summer | Coincident | 2025 | ACTUAL_OPG | 6.6999 | 96.789 | VIC Ringwood 13 (United Energy) 66 kV |  |  | FALSE | #N/A | #N/A | #N/A | #N/A | #N/A | #N/A | #N/A | #N/A | #N/A | #N/A
TRUE | VIC | RWTS1366U | Ringwood 13 (United Energy) 66 kV | United Energy | Summer | Coincident | 2025 | ACTUAL_RAW | 6.6999 | 96.789 | VIC Ringwood 13 (United Energy) 66 kV |  |  | FALSE | #N/A | #N/A | #N/A | #N/A | #N/A | #N/A | #N/A | #N/A | #N/A | #N/A
TRUE | VIC | RWTS1366U | Ringwood 13 (United Energy) 66 kV | United Energy | Summer | Non-coincident | 2025 | ACTUAL_RAW | 6.5808 | 102.5795 | VIC Ringwood 13 (United Energy) 66 kV |  |  | FALSE | #N/A | #N/A | #N/A | #N/A | #N/A | #N/A | #N/A | #N/A | #N/A | #N/A
TRUE | VIC | RWTS1366U | Ringwood 13 (United Energy) 66 kV | United Energy | Summer | Non-coincident | 2025 | ACTUAL_OPG | 6.5808 | 102.5795 | VIC Ringwood 13 (United Energy) 66 kV |  |  | FALSE | #N/A | #N/A | #N/A | #N/A | #N/A | #N/A | #N/A | #N/A | #N/A | #N/A
TRUE | VIC | RWTS1366U | Ringwood 13 (United Energy) 66 kV | United Energy | Summer | Non-coincident | 2025 | ACTUAL_ADJUSTEDOPG | 6.5808 | 102.5795 | VIC Ringwood 13 (United Energy) 66 kV |  |  | FALSE | #N/A | #N/A | #N/A | #N/A | #N/A | #N/A | #N/A | #N/A | #N/A | #N/A
TRUE | VIC | RWTS1366U | Ringwood 13 (United Energy) 66 kV | United Energy | Summer | Non-coincident | 2025 | BASEYEARPOE90 | 13.1136 | NA | VIC Ringwood 13 (United Energy) 66 kV |  |  | FALSE | #N/A | #N/A | #N/A | #N/A | #N/A | #N/A | #N/A | #N/A | #N/A | #N/A
TRUE | VIC | RWTS1366U | Ringwood 13 (United Energy) 66 kV | United Energy | Summer | Non-coincident | 2025 | BASEYEARPOE50 | 14.4836 | 105.1079 | VIC Ringwood 13 (United Energy) 66 kV |  |  | FALSE | #N/A | #N/A | #N/A | #N/A | #N/A | #N/A | #N/A | #N/A | #N/A | #N/A
TRUE | VIC | RWTS1366U | Ringwood 13 (United Energy) 66 kV | United Energy | Summer | Coincident_unreconciled | 2026 | POE50 | 13.7384 | NA | VIC Ringwood 13 (United Energy) 66 kV |  |  | FALSE | #N/A | #N/A | #N/A | #N/A | #N/A | #N/A | #N/A | #N/A | #N/A | #N/A
TRUE | VIC | RWTS1366U | Ringwood 13 (United Energy) 66 kV | United Energy | Summer | Coincident_unreconciled | 2026 | POE90 | 11.6379 | NA | VIC Ringwood 13 (United Energy) 66 kV |  |  | FALSE | #N/A | #N/A | #N/A | #N/A | #N/A | #N/A | #N/A | #N/A | #N/A | #N/A
TRUE | VIC | RWTS1366U | Ringwood 13 (United Energy) 66 kV | United Energy | Summer | Non-coincident | 2026 | POE50 | 11.0538 | 109.4886 | VIC Ringwood 13 (United Energy) 66 kV |  |  | FALSE | #N/A | #N/A | #N/A | #N/A | #N/A | #N/A | #N/A | #N/A | #N/A | #N/A
TRUE | VIC | RWTS1366U | Ringwood 13 (United Energy) 66 kV | United Energy | Summer | Non-coincident | 2026 | POE90 | 9.3638 | NA | VIC Ringwood 13 (United Energy) 66 kV |  |  | FALSE | #N/A | #N/A | #N/A | #N/A | #N/A | #N/A | #N/A | #N/A | #N/A | #N/A
TRUE | VIC | RWTS1366U | Ringwood 13 (United Energy) 66 kV | United Energy | Summer | Coincident_unreconciled | 2027 | POE50 | 8.3995 | NA | VIC Ringwood 13 (United Energy) 66 kV |  |  | FALSE | #N/A | #N/A | #N/A | #N/A | #N/A | #N/A | #N/A | #N/A | #N/A | #N/A
TRUE | VIC | RWTS1366U | Ringwood 13 (United Energy) 66 kV | United Energy | Summer | Coincident_unreconciled | 2027 | POE90 | 6.2897 | NA | VIC Ringwood 13 (United Energy) 66 kV |  |  | FALSE | #N/A | #N/A | #N/A | #N/A | #N/A | #N/A | #N/A | #N/A | #N/A | #N/A
TRUE | VIC | RWTS1366U | Ringwood 13 (United Energy) 66 kV | United Energy | Summer | Non-coincident | 2027 | POE50 | 6.7582 | 112.2525 | VIC Ringwood 13 (United Energy) 66 kV |  |  | FALSE | #N/A | #N/A | #N/A | #N/A | #N/A | #N/A | #N/A | #N/A | #N/A | #N/A
TRUE | VIC | RWTS1366U | Ringwood 13 (United Energy) 66 kV | United Energy | Summer | Non-coincident | 2027 | POE90 | 5.0607 | NA | VIC Ringwood 13 (United Energy) 66 kV |  |  | FALSE | #N/A | #N/A | #N/A | #N/A | #N/A | #N/A | #N/A | #N/A | #N/A | #N/A
TRUE | VIC | RWTS1366U | Ringwood 13 (United Energy) 66 kV | United Energy | Summer | Coincident_unreconciled | 2028 | POE50 | 3.2881 | NA | VIC Ringwood 13 (United Energy) 66 kV |  |  | FALSE | #N/A | #N/A | #N/A | #N/A | #N/A | #N/A | #N/A | #N/A | #N/A | #N/A
TRUE | VIC | RWTS1366U | Ringwood 13 (United Energy) 66 kV | United Energy | Summer | Coincident_unreconciled | 2028 | POE90 | 1.1692 | NA | VIC Ringwood 13 (United Energy) 66 kV |  |  | FALSE | #N/A | #N/A | #N/A | #N/A | #N/A | #N/A | #N/A | #N/A | #N/A | #N/A
TRUE | VIC | RWTS1366U | Ringwood 13 (United Energy) 66 kV | United Energy | Summer | Non-coincident | 2028 | POE50 | 2.6456 | 112.4605 | VIC Ringwood 13 (United Energy) 66 kV |  |  | FALSE | #N/A | #N/A | #N/A | #N/A | #N/A | #N/A | #N/A | #N/A | #N/A | #N/A
TRUE | VIC | RWTS1366U | Ringwood 13 (United Energy) 66 kV | United Energy | Summer | Non-coincident | 2028 | POE90 | 0.94077 | NA | VIC Ringwood 13 (United Energy) 66 kV |  |  | FALSE | #N/A | #N/A | #N/A | #N/A | #N/A | #N/A | #N/A | #N/A | #N/A | #N/A
TRUE | VIC | RWTS1366U | Ringwood 13 (United Energy) 66 kV | United Energy | Summer | Coincident_unreconciled | 2029 | POE50 | -0.9412 | NA | VIC Ringwood 13 (United Energy) 66 kV |  |  | FALSE | #N/A | #N/A | #N/A | #N/A | #N/A | #N/A | #N/A | #N/A | #N/A | #N/A
TRUE | VIC | RWTS1366U | Ringwood 13 (United Energy) 66 kV | United Energy | Summer | Coincident_unreconciled | 2029 | POE90 | -2.2375 | NA | VIC Ringwood 13 (United Energy) 66 kV |  |  | FALSE | #N/A | #N/A | #N/A | #N/A | #N/A | #N/A | #N/A | #N/A | #N/A | #N/A
TRUE | VIC | RWTS1366U | Ringwood 13 (United Energy) 66 kV | United Energy | Summer | Non-coincident | 2029 | POE50 | -1.2431 | 112.7479 | VIC Ringwood 13 (United Energy) 66 kV |  |  | FALSE | #N/A | #N/A | #N/A | #N/A | #N/A | #N/A | #N/A | #N/A | #N/A | #N/A
TRUE | VIC | RWTS1366U | Ringwood 13 (United Energy) 66 kV | United Energy | Summer | Non-coincident | 2029 | POE90 | -2.9552 | NA | VIC Ringwood 13 (United Energy) 66 kV |  |  | FALSE | #N/A | #N/A | #N/A | #N/A | #N/A | #N/A | #N/A | #N/A | #N/A | #N/A
TRUE | VIC | RWTS1366U | Ringwood 13 (United Energy) 66 kV | United Energy | Summer | Coincident_unreconciled | 2030 | POE50 | -3.7812 | NA | VIC Ringwood 13 (United Energy) 66 kV |  |  | FALSE | #N/A | #N/A | #N/A | #N/A | #N/A | #N/A | #N/A | #N/A | #N/A | #N/A
TRUE | VIC | RWTS1366U | Ringwood 13 (United Energy) 66 kV | United Energy | Summer | Coincident_unreconciled | 2030 | POE90 | -5.083 | NA | VIC Ringwood 13 (United Energy) 66 kV |  |  | FALSE | #N/A | #N/A | #N/A | #N/A | #N/A | #N/A | #N/A | #N/A | #N/A | #N/A
TRUE | VIC | RWTS1366U | Ringwood 13 (United Energy) 66 kV | United Energy | Summer | Non-coincident | 2030 | POE50 | -4.994 | 116.0422 | VIC Ringwood 13 (United Energy) 66 kV |  |  | FALSE | #N/A | #N/A | #N/A | #N/A | #N/A | #N/A | #N/A | #N/A | #N/A | #N/A
TRUE | VIC | RWTS1366U | Ringwood 13 (United Energy) 66 kV | United Energy | Summer | Non-coincident | 2030 | POE90 | -6.7135 | NA | VIC Ringwood 13 (United Energy) 66 kV |  |  | FALSE | #N/A | #N/A | #N/A | #N/A | #N/A | #N/A | #N/A | #N/A | #N/A | #N/A
TRUE | VIC | RWTS1366U | Ringwood 13 (United Energy) 66 kV | United Energy | Summer | Coincident_unreconciled | 2031 | POE50 | -6.6027 | NA | VIC Ringwood 13 (United Energy) 66 kV |  |  | FALSE | #N/A | #N/A | #N/A | #N/A | #N/A | #N/A | #N/A | #N/A | #N/A | #N/A
TRUE | VIC | RWTS1366U | Ringwood 13 (United Energy) 66 kV | United Energy | Summer | Coincident_unreconciled | 2031 | POE90 | -7.9101 | NA | VIC Ringwood 13 (United Energy) 66 kV |  |  | FALSE | #N/A | #N/A | #N/A | #N/A | #N/A | #N/A | #N/A | #N/A | #N/A | #N/A
TRUE | VIC | RWTS1366U | Ringwood 13 (United Energy) 66 kV | United Energy | Summer | Non-coincident | 2031 | POE50 | -8.7207 | 116.4665 | VIC Ringwood 13 (United Energy) 66 kV |  |  | FALSE | #N/A | #N/A | #N/A | #N/A | #N/A | #N/A | #N/A | #N/A | #N/A | #N/A
TRUE | VIC | RWTS1366U | Ringwood 13 (United Energy) 66 kV | United Energy | Summer | Non-coincident | 2031 | POE90 | -10.4474 | NA | VIC Ringwood 13 (United Energy) 66 kV |  |  | FALSE | #N/A | #N/A | #N/A | #N/A | #N/A | #N/A | #N/A | #N/A | #N/A | #N/A
TRUE | VIC | RWTS1366U | Ringwood 13 (United Energy) 66 kV | United Energy | Summer | Coincident_unreconciled | 2032 | POE50 | -8.7897 | NA | VIC Ringwood 13 (United Energy) 66 kV |  |  | FALSE | #N/A | #N/A | #N/A | #N/A | #N/A | #N/A | #N/A | #N/A | #N/A | #N/A
TRUE | VIC | RWTS1366U | Ringwood 13 (United Energy) 66 kV | United Energy | Summer | Coincident_unreconciled | 2032 | POE90 | -10.1027 | NA | VIC Ringwood 13 (United Energy) 66 kV |  |  | FALSE | #N/A | #N/A | #N/A | #N/A | #N/A | #N/A | #N/A | #N/A | #N/A | #N/A
TRUE | VIC | RWTS1366U | Ringwood 13 (United Energy) 66 kV | United Energy | Summer | Non-coincident | 2032 | POE50 | -11.6091 | 117.0006 | VIC Ringwood 13 (United Energy) 66 kV |  |  | FALSE | #N/A | #N/A | #N/A | #N/A | #N/A | #N/A | #N/A | #N/A | #N/A | #N/A
TRUE | VIC | RWTS1366U | Ringwood 13 (United Energy) 66 kV | United Energy | Summer | Non-coincident | 2032 | POE90 | -13.3433 | NA | VIC Ringwood 13 (United Energy) 66 kV |  |  | FALSE | #N/A | #N/A | #N/A | #N/A | #N/A | #N/A | #N/A | #N/A | #N/A | #N/A
TRUE | VIC | RWTS1366U | Ringwood 13 (United Energy) 66 kV | United Energy | Summer | Coincident_unreconciled | 2033 | POE50 | -10.4775 | NA | VIC Ringwood 13 (United Energy) 66 kV |  |  | FALSE | #N/A | #N/A | #N/A | #N/A | #N/A | #N/A | #N/A | #N/A | #N/A | #N/A
TRUE | VIC | RWTS1366U | Ringwood 13 (United Energy) 66 kV | United Energy | Summer | Coincident_unreconciled | 2033 | POE90 | -11.7962 | NA | VIC Ringwood 13 (United Energy) 66 kV |  |  | FALSE | #N/A | #N/A | #N/A | #N/A | #N/A | #N/A | #N/A | #N/A | #N/A | #N/A
TRUE | VIC | RWTS1366U | Ringwood 13 (United Energy) 66 kV | United Energy | Summer | Non-coincident | 2033 | POE50 | -13.8384 | 117.6181 | VIC Ringwood 13 (United Energy) 66 kV |  |  | FALSE | #N/A | #N/A | #N/A | #N/A | #N/A | #N/A | #N/A | #N/A | #N/A | #N/A
TRUE | VIC | RWTS1366U | Ringwood 13 (United Energy) 66 kV | United Energy | Summer | Non-coincident | 2033 | POE90 | -15.5801 | NA | VIC Ringwood 13 (United Energy) 66 kV |  |  | FALSE | #N/A | #N/A | #N/A | #N/A | #N/A | #N/A | #N/A | #N/A | #N/A | #N/A
TRUE | VIC | RWTS1366U | Ringwood 13 (United Energy) 66 kV | United Energy | Summer | Coincident_unreconciled | 2034 | POE50 | -12.0769 | NA | VIC Ringwood 13 (United Energy) 66 kV |  |  | FALSE | #N/A | #N/A | #N/A | #N/A | #N/A | #N/A | #N/A | #N/A | #N/A | #N/A
TRUE | VIC | RWTS1366U | Ringwood 13 (United Energy) 66 kV | United Energy | Summer | Coincident_unreconciled | 2034 | POE90 | -13.4013 | NA | VIC Ringwood 13 (United Energy) 66 kV |  |  | FALSE | #N/A | #N/A | #N/A | #N/A | #N/A | #N/A | #N/A | #N/A | #N/A | #N/A
TRUE | VIC | RWTS1366U | Ringwood 13 (United Energy) 66 kV | United Energy | Summer | Non-coincident | 2034 | POE50 | -15.9508 | 118.2509 | VIC Ringwood 13 (United Energy) 66 kV |  |  | FALSE | #N/A | #N/A | #N/A | #N/A | #N/A | #N/A | #N/A | #N/A | #N/A | #N/A
TRUE | VIC | RWTS1366U | Ringwood 13 (United Energy) 66 kV | United Energy | Summer | Non-coincident | 2034 | POE90 | -17.7 | NA | VIC Ringwood 13 (United Energy) 66 kV |  |  | FALSE | #N/A | #N/A | #N/A | #N/A | #N/A | #N/A | #N/A | #N/A | #N/A | #N/A
TRUE | VIC | RWTS1366U | Ringwood 13 (United Energy) 66 kV | United Energy | Summer | Coincident_unreconciled | 2035 | POE50 | -13.8059 | NA | VIC Ringwood 13 (United Energy) 66 kV |  |  | FALSE | #N/A | #N/A | #N/A | #N/A | #N/A | #N/A | #N/A | #N/A | #N/A | #N/A
TRUE | VIC | RWTS1366U | Ringwood 13 (United Energy) 66 kV | United Energy | Summer | Coincident_unreconciled | 2035 | POE90 | -15.136 | NA | VIC Ringwood 13 (United Energy) 66 kV |  |  | FALSE | #N/A | #N/A | #N/A | #N/A | #N/A | #N/A | #N/A | #N/A | #N/A | #N/A
TRUE | VIC | RWTS1366U | Ringwood 13 (United Energy) 66 kV | United Energy | Summer | Non-coincident | 2035 | POE50 | -18.2344 | 118.8697 | VIC Ringwood 13 (United Energy) 66 kV |  |  | FALSE | #N/A | #N/A | #N/A | #N/A | #N/A | #N/A | #N/A | #N/A | #N/A | #N/A
TRUE | VIC | RWTS1366U | Ringwood 13 (United Energy) 66 kV | United Energy | Summer | Non-coincident | 2035 | POE90 | -19.9911 | NA | VIC Ringwood 13 (United Energy) 66 kV |  |  | FALSE | #N/A | #N/A | #N/A | #N/A | #N/A | #N/A | #N/A | #N/A | #N/A | #N/A
TRUE | VIC | RWTS1366U | Ringwood 13 (United Energy) 66 kV | United Energy | Summer | Non-coincident | 2025 | BASEYEARPOE10 | NA | 118.018 | VIC Ringwood 13 (United Energy) 66 kV |  |  | FALSE | #N/A | #N/A | #N/A | #N/A | #N/A | #N/A | #N/A | #N/A | #N/A | #N/A
TRUE | VIC | RWTS1366U | Ringwood 13 (United Energy) 66 kV | United Energy | Summer | Coincident | 2026 | POE10 | NA | 105.4138 | VIC Ringwood 13 (United Energy) 66 kV |  |  | FALSE | #N/A | #N/A | #N/A | #N/A | #N/A | #N/A | #N/A | #N/A | #N/A | #N/A
TRUE | VIC | RWTS1366U | Ringwood 13 (United Energy) 66 kV | United Energy | Summer | Coincident | 2026 | POE50 | NA | 98.4263 | VIC Ringwood 13 (United Energy) 66 kV |  |  | FALSE | #N/A | #N/A | #N/A | #N/A | #N/A | #N/A | #N/A | #N/A | #N/A | #N/A
TRUE | VIC | RWTS1366U | Ringwood 13 (United Energy) 66 kV | United Energy | Summer | Non-coincident | 2026 | POE10 | NA | 120.8678 | VIC Ringwood 13 (United Energy) 66 kV |  |  | FALSE | #N/A | #N/A | #N/A | #N/A | #N/A | #N/A | #N/A | #N/A | #N/A | #N/A
TRUE | VIC | RWTS1366U | Ringwood 13 (United Energy) 66 kV | United Energy | Summer | Coincident | 2027 | POE10 | NA | 105.0261 | VIC Ringwood 13 (United Energy) 66 kV |  |  | FALSE | #N/A | #N/A | #N/A | #N/A | #N/A | #N/A | #N/A | #N/A | #N/A | #N/A
TRUE | VIC | RWTS1366U | Ringwood 13 (United Energy) 66 kV | United Energy | Summer | Coincident | 2027 | POE50 | NA | 97.5891 | VIC Ringwood 13 (United Energy) 66 kV |  |  | FALSE | #N/A | #N/A | #N/A | #N/A | #N/A | #N/A | #N/A | #N/A | #N/A | #N/A
TRUE | VIC | RWTS1366U | Ringwood 13 (United Energy) 66 kV | United Energy | Summer | Non-coincident | 2027 | POE10 | NA | 123.68 | VIC Ringwood 13 (United Energy) 66 kV |  |  | FALSE | #N/A | #N/A | #N/A | #N/A | #N/A | #N/A | #N/A | #N/A | #N/A | #N/A
TRUE | VIC | RWTS1366U | Ringwood 13 (United Energy) 66 kV | United Energy | Summer | Coincident | 2028 | POE10 | NA | 102.717 | VIC Ringwood 13 (United Energy) 66 kV |  |  | FALSE | #N/A | #N/A | #N/A | #N/A | #N/A | #N/A | #N/A | #N/A | #N/A | #N/A
TRUE | VIC | RWTS1366U | Ringwood 13 (United Energy) 66 kV | United Energy | Summer | Coincident | 2028 | POE50 | NA | 94.7097 | VIC Ringwood 13 (United Energy) 66 kV |  |  | FALSE | #N/A | #N/A | #N/A | #N/A | #N/A | #N/A | #N/A | #N/A | #N/A | #N/A
TRUE | VIC | RWTS1366U | Ringwood 13 (United Energy) 66 kV | United Energy | Summer | Non-coincident | 2028 | POE10 | NA | 123.9356 | VIC Ringwood 13 (United Energy) 66 kV |  |  | FALSE | #N/A | #N/A | #N/A | #N/A | #N/A | #N/A | #N/A | #N/A | #N/A | #N/A
TRUE | VIC | RWTS1366U | Ringwood 13 (United Energy) 66 kV | United Energy | Summer | Coincident | 2029 | POE10 | NA | 101.1569 | VIC Ringwood 13 (United Energy) 66 kV |  |  | FALSE | #N/A | #N/A | #N/A | #N/A | #N/A | #N/A | #N/A | #N/A | #N/A | #N/A
TRUE | VIC | RWTS1366U | Ringwood 13 (United Energy) 66 kV | United Energy | Summer | Coincident | 2029 | POE50 | NA | 93.316 | VIC Ringwood 13 (United Energy) 66 kV |  |  | FALSE | #N/A | #N/A | #N/A | #N/A | #N/A | #N/A | #N/A | #N/A | #N/A | #N/A
TRUE | VIC | RWTS1366U | Ringwood 13 (United Energy) 66 kV | United Energy | Summer | Non-coincident | 2029 | POE10 | NA | 124.2706 | VIC Ringwood 13 (United Energy) 66 kV |  |  | FALSE | #N/A | #N/A | #N/A | #N/A | #N/A | #N/A | #N/A | #N/A | #N/A | #N/A
TRUE | VIC | RWTS1366U | Ringwood 13 (United Energy) 66 kV | United Energy | Summer | Coincident | 2030 | POE10 | NA | 102.3494 | VIC Ringwood 13 (United Energy) 66 kV |  |  | FALSE | #N/A | #N/A | #N/A | #N/A | #N/A | #N/A | #N/A | #N/A | #N/A | #N/A
TRUE | VIC | RWTS1366U | Ringwood 13 (United Energy) 66 kV | United Energy | Summer | Coincident | 2030 | POE50 | NA | 94.3355 | VIC Ringwood 13 (United Energy) 66 kV |  |  | FALSE | #N/A | #N/A | #N/A | #N/A | #N/A | #N/A | #N/A | #N/A | #N/A | #N/A
TRUE | VIC | RWTS1366U | Ringwood 13 (United Energy) 66 kV | United Energy | Summer | Non-coincident | 2030 | POE10 | NA | 127.6125 | VIC Ringwood 13 (United Energy) 66 kV |  |  | FALSE | #N/A | #N/A | #N/A | #N/A | #N/A | #N/A | #N/A | #N/A | #N/A | #N/A
TRUE | VIC | RWTS1366U | Ringwood 13 (United Energy) 66 kV | United Energy | Summer | Coincident | 2031 | POE10 | NA | 100.122 | VIC Ringwood 13 (United Energy) 66 kV |  |  | FALSE | #N/A | #N/A | #N/A | #N/A | #N/A | #N/A | #N/A | #N/A | #N/A | #N/A
TRUE | VIC | RWTS1366U | Ringwood 13 (United Energy) 66 kV | United Energy | Summer | Coincident | 2031 | POE50 | NA | 92.7257 | VIC Ringwood 13 (United Energy) 66 kV |  |  | FALSE | #N/A | #N/A | #N/A | #N/A | #N/A | #N/A | #N/A | #N/A | #N/A | #N/A
TRUE | VIC | RWTS1366U | Ringwood 13 (United Energy) 66 kV | United Energy | Summer | Non-coincident | 2031 | POE10 | NA | 128.0844 | VIC Ringwood 13 (United Energy) 66 kV |  |  | FALSE | #N/A | #N/A | #N/A | #N/A | #N/A | #N/A | #N/A | #N/A | #N/A | #N/A
TRUE | VIC | RWTS1366U | Ringwood 13 (United Energy) 66 kV | United Energy | Summer | Coincident | 2032 | POE10 | NA | 97.573 | VIC Ringwood 13 (United Energy) 66 kV |  |  | FALSE | #N/A | #N/A | #N/A | #N/A | #N/A | #N/A | #N/A | #N/A | #N/A | #N/A
TRUE | VIC | RWTS1366U | Ringwood 13 (United Energy) 66 kV | United Energy | Summer | Coincident | 2032 | POE50 | NA | 90.1847 | VIC Ringwood 13 (United Energy) 66 kV |  |  | FALSE | #N/A | #N/A | #N/A | #N/A | #N/A | #N/A | #N/A | #N/A | #N/A | #N/A
TRUE | VIC | RWTS1366U | Ringwood 13 (United Energy) 66 kV | United Energy | Summer | Non-coincident | 2032 | POE10 | NA | 128.6666 | VIC Ringwood 13 (United Energy) 66 kV |  |  | FALSE | #N/A | #N/A | #N/A | #N/A | #N/A | #N/A | #N/A | #N/A | #N/A | #N/A
TRUE | VIC | RWTS1366U | Ringwood 13 (United Energy) 66 kV | United Energy | Summer | Coincident | 2033 | POE10 | NA | 95.7812 | VIC Ringwood 13 (United Energy) 66 kV |  |  | FALSE | #N/A | #N/A | #N/A | #N/A | #N/A | #N/A | #N/A | #N/A | #N/A | #N/A
TRUE | VIC | RWTS1366U | Ringwood 13 (United Energy) 66 kV | United Energy | Summer | Coincident | 2033 | POE50 | NA | 87.7091 | VIC Ringwood 13 (United Energy) 66 kV |  |  | FALSE | #N/A | #N/A | #N/A | #N/A | #N/A | #N/A | #N/A | #N/A | #N/A | #N/A
TRUE | VIC | RWTS1366U | Ringwood 13 (United Energy) 66 kV | United Energy | Summer | Non-coincident | 2033 | POE10 | NA | 129.3328 | VIC Ringwood 13 (United Energy) 66 kV |  |  | FALSE | #N/A | #N/A | #N/A | #N/A | #N/A | #N/A | #N/A | #N/A | #N/A | #N/A
TRUE | VIC | RWTS1366U | Ringwood 13 (United Energy) 66 kV | United Energy | Summer | Coincident | 2034 | POE10 | NA | 95.2863 | VIC Ringwood 13 (United Energy) 66 kV |  |  | FALSE | #N/A | #N/A | #N/A | #N/A | #N/A | #N/A | #N/A | #N/A | #N/A | #N/A
TRUE | VIC | RWTS1366U | Ringwood 13 (United Energy) 66 kV | United Energy | Summer | Coincident | 2034 | POE50 | NA | 87.3508 | VIC Ringwood 13 (United Energy) 66 kV |  |  | FALSE | #N/A | #N/A | #N/A | #N/A | #N/A | #N/A | #N/A | #N/A | #N/A | #N/A
TRUE | VIC | RWTS1366U | Ringwood 13 (United Energy) 66 kV | United Energy | Summer | Non-coincident | 2034 | POE10 | NA | 130.0142 | VIC Ringwood 13 (United Energy) 66 kV |  |  | FALSE | #N/A | #N/A | #N/A | #N/A | #N/A | #N/A | #N/A | #N/A | #N/A | #N/A
TRUE | VIC | RWTS1366U | Ringwood 13 (United Energy) 66 kV | United Energy | Summer | Coincident | 2035 | POE10 | NA | 95.1861 | VIC Ringwood 13 (United Energy) 66 kV |  |  | FALSE | #N/A | #N/A | #N/A | #N/A | #N/A | #N/A | #N/A | #N/A | #N/A | #N/A
TRUE | VIC | RWTS1366U | Ringwood 13 (United Energy) 66 kV | United Energy | Summer | Coincident | 2035 | POE50 | NA | 87.2758 | VIC Ringwood 13 (United Energy) 66 kV |  |  | FALSE | #N/A | #N/A | #N/A | #N/A | #N/A | #N/A | #N/A | #N/A | #N/A | #N/A
TRUE | VIC | RWTS1366U | Ringwood 13 (United Energy) 66 kV | United Energy | Summer | Non-coincident | 2035 | POE10 | NA | 130.6816 | VIC Ringwood 13 (United Energy) 66 kV |  |  | FALSE | #N/A | #N/A | #N/A | #N/A | #N/A | #N/A | #N/A | #N/A | #N/A | #N/A
TRUE | VIC | RWTS1366U | Ringwood 13 (United Energy) 66 kV | United Energy | Winter | Coincident | 2018 | ACTUAL_OPG | NA | 75.3965 | VIC Ringwood 13 (United Energy) 66 kV |  |  | FALSE | #N/A | #N/A | #N/A | #N/A | #N/A | #N/A | #N/A | #N/A | #N/A | #N/A
TRUE | VIC | RWTS1366U | Ringwood 13 (United Energy) 66 kV | United Energy | Winter | Coincident | 2018 | ACTUAL_RAW | NA | 75.3965 | VIC Ringwood 13 (United Energy) 66 kV |  |  | FALSE | #N/A | #N/A | #N/A | #N/A | #N/A | #N/A | #N/A | #N/A | #N/A | #N/A
TRUE | VIC | RWTS1366U | Ringwood 13 (United Energy) 66 kV | United Energy | Winter | Non-coincident | 2018 | ACTUAL_RAW | NA | 75.3965 | VIC Ringwood 13 (United Energy) 66 kV |  |  | FALSE | #N/A | #N/A | #N/A | #N/A | #N/A | #N/A | #N/A | #N/A | #N/A | #N/A
TRUE | VIC | RWTS1366U | Ringwood 13 (United Energy) 66 kV | United Energy | Winter | Non-coincident | 2018 | ACTUAL_OPG | NA | 75.3965 | VIC Ringwood 13 (United Energy) 66 kV |  |  | FALSE | #N/A | #N/A | #N/A | #N/A | #N/A | #N/A | #N/A | #N/A | #N/A | #N/A
TRUE | VIC | RWTS1366U | Ringwood 13 (United Energy) 66 kV | United Energy | Winter | Non-coincident | 2018 | ACTUAL_ADJUSTEDOPG | NA | 75.3965 | VIC Ringwood 13 (United Energy) 66 kV |  |  | FALSE | #N/A | #N/A | #N/A | #N/A | #N/A | #N/A | #N/A | #N/A | #N/A | #N/A
TRUE | VIC | RWTS1366U | Ringwood 13 (United Energy) 66 kV | United Energy | Winter | Coincident | 2019 | ACTUAL_OPG | NA | 75.631 | VIC Ringwood 13 (United Energy) 66 kV |  |  | FALSE | #N/A | #N/A | #N/A | #N/A | #N/A | #N/A | #N/A | #N/A | #N/A | #N/A
TRUE | VIC | RWTS1366U | Ringwood 13 (United Energy) 66 kV | United Energy | Winter | Coincident | 2019 | ACTUAL_RAW | NA | 75.631 | VIC Ringwood 13 (United Energy) 66 kV |  |  | FALSE | #N/A | #N/A | #N/A | #N/A | #N/A | #N/A | #N/A | #N/A | #N/A | #N/A
TRUE | VIC | RWTS1366U | Ringwood 13 (United Energy) 66 kV | United Energy | Winter | Non-coincident | 2019 | ACTUAL_RAW | NA | 75.8548 | VIC Ringwood 13 (United Energy) 66 kV |  |  | FALSE | #N/A | #N/A | #N/A | #N/A | #N/A | #N/A | #N/A | #N/A | #N/A | #N/A
TRUE | VIC | RWTS1366U | Ringwood 13 (United Energy) 66 kV | United Energy | Winter | Non-coincident | 2019 | ACTUAL_OPG | NA | 75.8548 | VIC Ringwood 13 (United Energy) 66 kV |  |  | FALSE | #N/A | #N/A | #N/A | #N/A | #N/A | #N/A | #N/A | #N/A | #N/A | #N/A
TRUE | VIC | RWTS1366U | Ringwood 13 (United Energy) 66 kV | United Energy | Winter | Non-coincident | 2019 | ACTUAL_ADJUSTEDOPG | NA | 75.8548 | VIC Ringwood 13 (United Energy) 66 kV |  |  | FALSE | #N/A | #N/A | #N/A | #N/A | #N/A | #N/A | #N/A | #N/A | #N/A | #N/A
TRUE | VIC | RWTS1366U | Ringwood 13 (United Energy) 66 kV | United Energy | Winter | Coincident | 2020 | ACTUAL_OPG | NA | 78.9184 | VIC Ringwood 13 (United Energy) 66 kV |  |  | FALSE | #N/A | #N/A | #N/A | #N/A | #N/A | #N/A | #N/A | #N/A | #N/A | #N/A
TRUE | VIC | RWTS1366U | Ringwood 13 (United Energy) 66 kV | United Energy | Winter | Coincident | 2020 | ACTUAL_RAW | NA | 78.9184 | VIC Ringwood 13 (United Energy) 66 kV |  |  | FALSE | #N/A | #N/A | #N/A | #N/A | #N/A | #N/A | #N/A | #N/A | #N/A | #N/A
TRUE | VIC | RWTS1366U | Ringwood 13 (United Energy) 66 kV | United Energy | Winter | Non-coincident | 2020 | ACTUAL_RAW | NA | 84.8622 | VIC Ringwood 13 (United Energy) 66 kV |  |  | FALSE | #N/A | #N/A | #N/A | #N/A | #N/A | #N/A | #N/A | #N/A | #N/A | #N/A
TRUE | VIC | RWTS1366U | Ringwood 13 (United Energy) 66 kV | United Energy | Winter | Non-coincident | 2020 | ACTUAL_OPG | NA | 84.8622 | VIC Ringwood 13 (United Energy) 66 kV |  |  | FALSE | #N/A | #N/A | #N/A | #N/A | #N/A | #N/A | #N/A | #N/A | #N/A | #N/A
TRUE | VIC | RWTS1366U | Ringwood 13 (United Energy) 66 kV | United Energy | Winter | Non-coincident | 2020 | ACTUAL_ADJUSTEDOPG | NA | 84.8622 | VIC Ringwood 13 (United Energy) 66 kV |  |  | FALSE | #N/A | #N/A | #N/A | #N/A | #N/A | #N/A | #N/A | #N/A | #N/A | #N/A
TRUE | VIC | RWTS1366U | Ringwood 13 (United Energy) 66 kV | United Energy | Winter | Coincident | 2021 | ACTUAL_OPG | NA | 68.4844 | VIC Ringwood 13 (United Energy) 66 kV |  |  | FALSE | #N/A | #N/A | #N/A | #N/A | #N/A | #N/A | #N/A | #N/A | #N/A | #N/A
TRUE | VIC | RWTS1366U | Ringwood 13 (United Energy) 66 kV | United Energy | Winter | Coincident | 2021 | ACTUAL_RAW | NA | 68.4844 | VIC Ringwood 13 (United Energy) 66 kV |  |  | FALSE | #N/A | #N/A | #N/A | #N/A | #N/A | #N/A | #N/A | #N/A | #N/A | #N/A
TRUE | VIC | RWTS1366U | Ringwood 13 (United Energy) 66 kV | United Energy | Winter | Non-coincident | 2021 | ACTUAL_RAW | NA | 76.6095 | VIC Ringwood 13 (United Energy) 66 kV |  |  | FALSE | #N/A | #N/A | #N/A | #N/A | #N/A | #N/A | #N/A | #N/A | #N/A | #N/A
TRUE | VIC | RWTS1366U | Ringwood 13 (United Energy) 66 kV | United Energy | Winter | Non-coincident | 2021 | ACTUAL_OPG | NA | 76.6095 | VIC Ringwood 13 (United Energy) 66 kV |  |  | FALSE | #N/A | #N/A | #N/A | #N/A | #N/A | #N/A | #N/A | #N/A | #N/A | #N/A
TRUE | VIC | RWTS1366U | Ringwood 13 (United Energy) 66 kV | United Energy | Winter | Non-coincident | 2021 | ACTUAL_ADJUSTEDOPG | NA | 76.6095 | VIC Ringwood 13 (United Energy) 66 kV |  |  | FALSE | #N/A | #N/A | #N/A | #N/A | #N/A | #N/A | #N/A | #N/A | #N/A | #N/A
TRUE | VIC | RWTS1366U | Ringwood 13 (United Energy) 66 kV | United Energy | Winter | Coincident | 2022 | ACTUAL_OPG | NA | 80.9823 | VIC Ringwood 13 (United Energy) 66 kV |  |  | FALSE | #N/A | #N/A | #N/A | #N/A | #N/A | #N/A | #N/A | #N/A | #N/A | #N/A
TRUE | VIC | RWTS1366U | Ringwood 13 (United Energy) 66 kV | United Energy | Winter | Coincident | 2022 | ACTUAL_RAW | NA | 80.9823 | VIC Ringwood 13 (United Energy) 66 kV |  |  | FALSE | #N/A | #N/A | #N/A | #N/A | #N/A | #N/A | #N/A | #N/A | #N/A | #N/A
TRUE | VIC | RWTS1366U | Ringwood 13 (United Energy) 66 kV | United Energy | Winter | Non-coincident | 2022 | ACTUAL_RAW | NA | 81.4652 | VIC Ringwood 13 (United Energy) 66 kV |  |  | FALSE | #N/A | #N/A | #N/A | #N/A | #N/A | #N/A | #N/A | #N/A | #N/A | #N/A
TRUE | VIC | RWTS1366U | Ringwood 13 (United Energy) 66 kV | United Energy | Winter | Non-coincident | 2022 | ACTUAL_OPG | NA | 81.4652 | VIC Ringwood 13 (United Energy) 66 kV |  |  | FALSE | #N/A | #N/A | #N/A | #N/A | #N/A | #N/A | #N/A | #N/A | #N/A | #N/A
TRUE | VIC | RWTS1366U | Ringwood 13 (United Energy) 66 kV | United Energy | Winter | Non-coincident | 2022 | ACTUAL_ADJUSTEDOPG | NA | 81.4652 | VIC Ringwood 13 (United Energy) 66 kV |  |  | FALSE | #N/A | #N/A | #N/A | #N/A | #N/A | #N/A | #N/A | #N/A | #N/A | #N/A
TRUE | VIC | RWTS1366U | Ringwood 13 (United Energy) 66 kV | United Energy | Winter | Coincident | 2023 | ACTUAL_OPG | NA | 76.0476 | VIC Ringwood 13 (United Energy) 66 kV |  |  | FALSE | #N/A | #N/A | #N/A | #N/A | #N/A | #N/A | #N/A | #N/A | #N/A | #N/A
TRUE | VIC | RWTS1366U | Ringwood 13 (United Energy) 66 kV | United Energy | Winter | Coincident | 2023 | ACTUAL_RAW | NA | 76.0476 | VIC Ringwood 13 (United Energy) 66 kV |  |  | FALSE | #N/A | #N/A | #N/A | #N/A | #N/A | #N/A | #N/A | #N/A | #N/A | #N/A
TRUE | VIC | RWTS1366U | Ringwood 13 (United Energy) 66 kV | United Energy | Winter | Non-coincident | 2023 | ACTUAL_RAW | NA | 80.7031 | VIC Ringwood 13 (United Energy) 66 kV |  |  | FALSE | #N/A | #N/A | #N/A | #N/A | #N/A | #N/A | #N/A | #N/A | #N/A | #N/A
TRUE | VIC | RWTS1366U | Ringwood 13 (United Energy) 66 kV | United Energy | Winter | Non-coincident | 2023 | ACTUAL_OPG | NA | 80.7031 | VIC Ringwood 13 (United Energy) 66 kV |  |  | FALSE | #N/A | #N/A | #N/A | #N/A | #N/A | #N/A | #N/A | #N/A | #N/A | #N/A
TRUE | VIC | RWTS1366U | Ringwood 13 (United Energy) 66 kV | United Energy | Winter | Non-coincident | 2023 | ACTUAL_ADJUSTEDOPG | NA | 80.7031 | VIC Ringwood 13 (United Energy) 66 kV |  |  | FALSE | #N/A | #N/A | #N/A | #N/A | #N/A | #N/A | #N/A | #N/A | #N/A | #N/A
TRUE | VIC | RWTS1366U | Ringwood 13 (United Energy) 66 kV | United Energy | Winter | Coincident | 2024 | ACTUAL_OPG | NA | 85.4011 | VIC Ringwood 13 (United Energy) 66 kV |  |  | FALSE | #N/A | #N/A | #N/A | #N/A | #N/A | #N/A | #N/A | #N/A | #N/A | #N/A
TRUE | VIC | RWTS1366U | Ringwood 13 (United Energy) 66 kV | United Energy | Winter | Coincident | 2024 | ACTUAL_RAW | NA | 85.4011 | VIC Ringwood 13 (United Energy) 66 kV |  |  | FALSE | #N/A | #N/A | #N/A | #N/A | #N/A | #N/A | #N/A | #N/A | #N/A | #N/A
TRUE | VIC | RWTS1366U | Ringwood 13 (United Energy) 66 kV | United Energy | Winter | Non-coincident | 2024 | ACTUAL_RAW | NA | 85.4011 | VIC Ringwood 13 (United Energy) 66 kV |  |  | FALSE | #N/A | #N/A | #N/A | #N/A | #N/A | #N/A | #N/A | #N/A | #N/A | #N/A
TRUE | VIC | RWTS1366U | Ringwood 13 (United Energy) 66 kV | United Energy | Winter | Non-coincident | 2024 | ACTUAL_OPG | NA | 85.4011 | VIC Ringwood 13 (United Energy) 66 kV |  |  | FALSE | #N/A | #N/A | #N/A | #N/A | #N/A | #N/A | #N/A | #N/A | #N/A | #N/A
TRUE | VIC | RWTS1366U | Ringwood 13 (United Energy) 66 kV | United Energy | Winter | Non-coincident | 2024 | ACTUAL_ADJUSTEDOPG | NA | 85.4011 | VIC Ringwood 13 (United Energy) 66 kV |  |  | FALSE | #N/A | #N/A | #N/A | #N/A | #N/A | #N/A | #N/A | #N/A | #N/A | #N/A
TRUE | VIC | RWTS1366U | Ringwood 13 (United Energy) 66 kV | United Energy | Winter | Coincident | 2025 | POE10 | NA | 76.3727 | VIC Ringwood 13 (United Energy) 66 kV |  |  | FALSE | #N/A | #N/A | #N/A | #N/A | #N/A | #N/A | #N/A | #N/A | #N/A | #N/A
TRUE | VIC | RWTS1366U | Ringwood 13 (United Energy) 66 kV | United Energy | Winter | Coincident | 2025 | POE50 | NA | 75.1584 | VIC Ringwood 13 (United Energy) 66 kV |  |  | FALSE | #N/A | #N/A | #N/A | #N/A | #N/A | #N/A | #N/A | #N/A | #N/A | #N/A
TRUE | VIC | RWTS1366U | Ringwood 13 (United Energy) 66 kV | United Energy | Winter | Non-coincident | 2025 | ACTUAL_RAW | NA | 88.1725 | VIC Ringwood 13 (United Energy) 66 kV |  |  | FALSE | #N/A | #N/A | #N/A | #N/A | #N/A | #N/A | #N/A | #N/A | #N/A | #N/A
TRUE | VIC | RWTS1366U | Ringwood 13 (United Energy) 66 kV | United Energy | Winter | Non-coincident | 2025 | ACTUAL_ADJUSTEDOPG | NA | 88.1725 | VIC Ringwood 13 (United Energy) 66 kV |  |  | FALSE | #N/A | #N/A | #N/A | #N/A | #N/A | #N/A | #N/A | #N/A | #N/A | #N/A
TRUE | VIC | RWTS1366U | Ringwood 13 (United Energy) 66 kV | United Energy | Winter | Non-coincident | 2025 | BASEYEARPOE50 | NA | 81.2166 | VIC Ringwood 13 (United Energy) 66 kV |  |  | FALSE | #N/A | #N/A | #N/A | #N/A | #N/A | #N/A | #N/A | #N/A | #N/A | #N/A
TRUE | VIC | RWTS1366U | Ringwood 13 (United Energy) 66 kV | United Energy | Winter | Non-coincident | 2025 | BASEYEARPOE10 | NA | 83.2434 | VIC Ringwood 13 (United Energy) 66 kV |  |  | FALSE | #N/A | #N/A | #N/A | #N/A | #N/A | #N/A | #N/A | #N/A | #N/A | #N/A
TRUE | VIC | RWTS1366U | Ringwood 13 (United Energy) 66 kV | United Energy | Winter | Non-coincident | 2025 | POE10 | NA | 83.3516 | VIC Ringwood 13 (United Energy) 66 kV |  |  | FALSE | #N/A | #N/A | #N/A | #N/A | #N/A | #N/A | #N/A | #N/A | #N/A | #N/A
TRUE | VIC | RWTS1366U | Ringwood 13 (United Energy) 66 kV | United Energy | Winter | Non-coincident | 2025 | POE50 | NA | 81.3278 | VIC Ringwood 13 (United Energy) 66 kV |  |  | FALSE | #N/A | #N/A | #N/A | #N/A | #N/A | #N/A | #N/A | #N/A | #N/A | #N/A
TRUE | VIC | RWTS1366U | Ringwood 13 (United Energy) 66 kV | United Energy | Winter | Coincident | 2026 | POE10 | NA | 75.4348 | VIC Ringwood 13 (United Energy) 66 kV |  |  | FALSE | #N/A | #N/A | #N/A | #N/A | #N/A | #N/A | #N/A | #N/A | #N/A | #N/A
TRUE | VIC | RWTS1366U | Ringwood 13 (United Energy) 66 kV | United Energy | Winter | Coincident | 2026 | POE50 | NA | 74.1342 | VIC Ringwood 13 (United Energy) 66 kV |  |  | FALSE | #N/A | #N/A | #N/A | #N/A | #N/A | #N/A | #N/A | #N/A | #N/A | #N/A
TRUE | VIC | RWTS1366U | Ringwood 13 (United Energy) 66 kV | United Energy | Winter | Non-coincident | 2026 | POE10 | NA | 85.4502 | VIC Ringwood 13 (United Energy) 66 kV |  |  | FALSE | #N/A | #N/A | #N/A | #N/A | #N/A | #N/A | #N/A | #N/A | #N/A | #N/A
TRUE | VIC | RWTS1366U | Ringwood 13 (United Energy) 66 kV | United Energy | Winter | Non-coincident | 2026 | POE50 | NA | 83.4178 | VIC Ringwood 13 (United Energy) 66 kV |  |  | FALSE | #N/A | #N/A | #N/A | #N/A | #N/A | #N/A | #N/A | #N/A | #N/A | #N/A
TRUE | VIC | RWTS1366U | Ringwood 13 (United Energy) 66 kV | United Energy | Winter | Coincident | 2027 | POE10 | NA | 75.2606 | VIC Ringwood 13 (United Energy) 66 kV |  |  | FALSE | #N/A | #N/A | #N/A | #N/A | #N/A | #N/A | #N/A | #N/A | #N/A | #N/A
TRUE | VIC | RWTS1366U | Ringwood 13 (United Energy) 66 kV | United Energy | Winter | Coincident | 2027 | POE50 | NA | 73.8282 | VIC Ringwood 13 (United Energy) 66 kV |  |  | FALSE | #N/A | #N/A | #N/A | #N/A | #N/A | #N/A | #N/A | #N/A | #N/A | #N/A
TRUE | VIC | RWTS1366U | Ringwood 13 (United Energy) 66 kV | United Energy | Winter | Non-coincident | 2027 | POE10 | NA | 88.4821 | VIC Ringwood 13 (United Energy) 66 kV |  |  | FALSE | #N/A | #N/A | #N/A | #N/A | #N/A | #N/A | #N/A | #N/A | #N/A | #N/A
TRUE | VIC | RWTS1366U | Ringwood 13 (United Energy) 66 kV | United Energy | Winter | Non-coincident | 2027 | POE50 | NA | 86.4413 | VIC Ringwood 13 (United Energy) 66 kV |  |  | FALSE | #N/A | #N/A | #N/A | #N/A | #N/A | #N/A | #N/A | #N/A | #N/A | #N/A
TRUE | VIC | RWTS1366U | Ringwood 13 (United Energy) 66 kV | United Energy | Winter | Coincident | 2028 | POE10 | NA | 74.1972 | VIC Ringwood 13 (United Energy) 66 kV |  |  | FALSE | #N/A | #N/A | #N/A | #N/A | #N/A | #N/A | #N/A | #N/A | #N/A | #N/A
TRUE | VIC | RWTS1366U | Ringwood 13 (United Energy) 66 kV | United Energy | Winter | Coincident | 2028 | POE50 | NA | 72.8447 | VIC Ringwood 13 (United Energy) 66 kV |  |  | FALSE | #N/A | #N/A | #N/A | #N/A | #N/A | #N/A | #N/A | #N/A | #N/A | #N/A
TRUE | VIC | RWTS1366U | Ringwood 13 (United Energy) 66 kV | United Energy | Winter | Non-coincident | 2028 | POE10 | NA | 88.9449 | VIC Ringwood 13 (United Energy) 66 kV |  |  | FALSE | #N/A | #N/A | #N/A | #N/A | #N/A | #N/A | #N/A | #N/A | #N/A | #N/A
TRUE | VIC | RWTS1366U | Ringwood 13 (United Energy) 66 kV | United Energy | Winter | Non-coincident | 2028 | POE50 | NA | 86.8956 | VIC Ringwood 13 (United Energy) 66 kV |  |  | FALSE | #N/A | #N/A | #N/A | #N/A | #N/A | #N/A | #N/A | #N/A | #N/A | #N/A
TRUE | VIC | RWTS1366U | Ringwood 13 (United Energy) 66 kV | United Energy | Winter | Coincident | 2029 | POE10 | NA | 73.7383 | VIC Ringwood 13 (United Energy) 66 kV |  |  | FALSE | #N/A | #N/A | #N/A | #N/A | #N/A | #N/A | #N/A | #N/A | #N/A | #N/A
TRUE | VIC | RWTS1366U | Ringwood 13 (United Energy) 66 kV | United Energy | Winter | Coincident | 2029 | POE50 | NA | 72.4224 | VIC Ringwood 13 (United Energy) 66 kV |  |  | FALSE | #N/A | #N/A | #N/A | #N/A | #N/A | #N/A | #N/A | #N/A | #N/A | #N/A
TRUE | VIC | RWTS1366U | Ringwood 13 (United Energy) 66 kV | United Energy | Winter | Non-coincident | 2029 | POE10 | NA | 89.4868 | VIC Ringwood 13 (United Energy) 66 kV |  |  | FALSE | #N/A | #N/A | #N/A | #N/A | #N/A | #N/A | #N/A | #N/A | #N/A | #N/A
TRUE | VIC | RWTS1366U | Ringwood 13 (United Energy) 66 kV | United Energy | Winter | Non-coincident | 2029 | POE50 | NA | 87.4291 | VIC Ringwood 13 (United Energy) 66 kV |  |  | FALSE | #N/A | #N/A | #N/A | #N/A | #N/A | #N/A | #N/A | #N/A | #N/A | #N/A
TRUE | VIC | RWTS1366U | Ringwood 13 (United Energy) 66 kV | United Energy | Winter | Coincident | 2030 | POE10 | NA | 75.5403 | VIC Ringwood 13 (United Energy) 66 kV |  |  | FALSE | #N/A | #N/A | #N/A | #N/A | #N/A | #N/A | #N/A | #N/A | #N/A | #N/A
TRUE | VIC | RWTS1366U | Ringwood 13 (United Energy) 66 kV | United Energy | Winter | Coincident | 2030 | POE50 | NA | 74.2341 | VIC Ringwood 13 (United Energy) 66 kV |  |  | FALSE | #N/A | #N/A | #N/A | #N/A | #N/A | #N/A | #N/A | #N/A | #N/A | #N/A
TRUE | VIC | RWTS1366U | Ringwood 13 (United Energy) 66 kV | United Energy | Winter | Non-coincident | 2030 | POE10 | NA | 92.9595 | VIC Ringwood 13 (United Energy) 66 kV |  |  | FALSE | #N/A | #N/A | #N/A | #N/A | #N/A | #N/A | #N/A | #N/A | #N/A | #N/A
TRUE | VIC | RWTS1366U | Ringwood 13 (United Energy) 66 kV | United Energy | Winter | Non-coincident | 2030 | POE50 | NA | 90.8934 | VIC Ringwood 13 (United Energy) 66 kV |  |  | FALSE | #N/A | #N/A | #N/A | #N/A | #N/A | #N/A | #N/A | #N/A | #N/A | #N/A
TRUE | VIC | RWTS1366U | Ringwood 13 (United Energy) 66 kV | United Energy | Winter | Coincident | 2031 | POE10 | NA | 75.0783 | VIC Ringwood 13 (United Energy) 66 kV |  |  | FALSE | #N/A | #N/A | #N/A | #N/A | #N/A | #N/A | #N/A | #N/A | #N/A | #N/A
TRUE | VIC | RWTS1366U | Ringwood 13 (United Energy) 66 kV | United Energy | Winter | Coincident | 2031 | POE50 | NA | 73.7863 | VIC Ringwood 13 (United Energy) 66 kV |  |  | FALSE | #N/A | #N/A | #N/A | #N/A | #N/A | #N/A | #N/A | #N/A | #N/A | #N/A
TRUE | VIC | RWTS1366U | Ringwood 13 (United Energy) 66 kV | United Energy | Winter | Non-coincident | 2031 | POE10 | NA | 93.5404 | VIC Ringwood 13 (United Energy) 66 kV |  |  | FALSE | #N/A | #N/A | #N/A | #N/A | #N/A | #N/A | #N/A | #N/A | #N/A | #N/A
TRUE | VIC | RWTS1366U | Ringwood 13 (United Energy) 66 kV | United Energy | Winter | Non-coincident | 2031 | POE50 | NA | 91.4658 | VIC Ringwood 13 (United Energy) 66 kV |  |  | FALSE | #N/A | #N/A | #N/A | #N/A | #N/A | #N/A | #N/A | #N/A | #N/A | #N/A
TRUE | VIC | RWTS1366U | Ringwood 13 (United Energy) 66 kV | United Energy | Winter | Coincident | 2032 | POE10 | NA | 74.0203 | VIC Ringwood 13 (United Energy) 66 kV |  |  | FALSE | #N/A | #N/A | #N/A | #N/A | #N/A | #N/A | #N/A | #N/A | #N/A | #N/A
TRUE | VIC | RWTS1366U | Ringwood 13 (United Energy) 66 kV | United Energy | Winter | Coincident | 2032 | POE50 | NA | 72.6126 | VIC Ringwood 13 (United Energy) 66 kV |  |  | FALSE | #N/A | #N/A | #N/A | #N/A | #N/A | #N/A | #N/A | #N/A | #N/A | #N/A
TRUE | VIC | RWTS1366U | Ringwood 13 (United Energy) 66 kV | United Energy | Winter | Non-coincident | 2032 | POE10 | NA | 94.1522 | VIC Ringwood 13 (United Energy) 66 kV |  |  | FALSE | #N/A | #N/A | #N/A | #N/A | #N/A | #N/A | #N/A | #N/A | #N/A | #N/A
TRUE | VIC | RWTS1366U | Ringwood 13 (United Energy) 66 kV | United Energy | Winter | Non-coincident | 2032 | POE50 | NA | 92.069 | VIC Ringwood 13 (United Energy) 66 kV |  |  | FALSE | #N/A | #N/A | #N/A | #N/A | #N/A | #N/A | #N/A | #N/A | #N/A | #N/A
TRUE | VIC | RWTS1366U | Ringwood 13 (United Energy) 66 kV | United Energy | Winter | Coincident | 2033 | POE10 | NA | 72.6462 | VIC Ringwood 13 (United Energy) 66 kV |  |  | FALSE | #N/A | #N/A | #N/A | #N/A | #N/A | #N/A | #N/A | #N/A | #N/A | #N/A
TRUE | VIC | RWTS1366U | Ringwood 13 (United Energy) 66 kV | United Energy | Winter | Coincident | 2033 | POE50 | NA | 71.2766 | VIC Ringwood 13 (United Energy) 66 kV |  |  | FALSE | #N/A | #N/A | #N/A | #N/A | #N/A | #N/A | #N/A | #N/A | #N/A | #N/A
TRUE | VIC | RWTS1366U | Ringwood 13 (United Energy) 66 kV | United Energy | Winter | Non-coincident | 2033 | POE10 | NA | 94.7642 | VIC Ringwood 13 (United Energy) 66 kV |  |  | FALSE | #N/A | #N/A | #N/A | #N/A | #N/A | #N/A | #N/A | #N/A | #N/A | #N/A
TRUE | VIC | RWTS1366U | Ringwood 13 (United Energy) 66 kV | United Energy | Winter | Non-coincident | 2033 | POE50 | NA | 92.6724 | VIC Ringwood 13 (United Energy) 66 kV |  |  | FALSE | #N/A | #N/A | #N/A | #N/A | #N/A | #N/A | #N/A | #N/A | #N/A | #N/A
TRUE | VIC | RWTS1366U | Ringwood 13 (United Energy) 66 kV | United Energy | Winter | Coincident | 2034 | POE10 | NA | 72.5678 | VIC Ringwood 13 (United Energy) 66 kV |  |  | FALSE | #N/A | #N/A | #N/A | #N/A | #N/A | #N/A | #N/A | #N/A | #N/A | #N/A
TRUE | VIC | RWTS1366U | Ringwood 13 (United Energy) 66 kV | United Energy | Winter | Coincident | 2034 | POE50 | NA | 71.2417 | VIC Ringwood 13 (United Energy) 66 kV |  |  | FALSE | #N/A | #N/A | #N/A | #N/A | #N/A | #N/A | #N/A | #N/A | #N/A | #N/A
TRUE | VIC | RWTS1366U | Ringwood 13 (United Energy) 66 kV | United Energy | Winter | Non-coincident | 2034 | POE10 | NA | 95.3694 | VIC Ringwood 13 (United Energy) 66 kV |  |  | FALSE | #N/A | #N/A | #N/A | #N/A | #N/A | #N/A | #N/A | #N/A | #N/A | #N/A
TRUE | VIC | RWTS1366U | Ringwood 13 (United Energy) 66 kV | United Energy | Winter | Non-coincident | 2034 | POE50 | NA | 93.269 | VIC Ringwood 13 (United Energy) 66 kV |  |  | FALSE | #N/A | #N/A | #N/A | #N/A | #N/A | #N/A | #N/A | #N/A | #N/A | #N/A
TRUE | VIC | RWTS22A | Ringwood (AusNet) 22 kV | AusNet | Shoulder | Coincident | 2019 | ACTUAL_OPG | 13.0306 | NA | VIC Ringwood (AusNet) 22 kV |  |  | FALSE | #N/A | #N/A | #N/A | #N/A | #N/A | #N/A | #N/A | #N/A | #N/A | #N/A
TRUE | VIC | RWTS22A | Ringwood (AusNet) 22 kV | AusNet | Shoulder | Coincident | 2019 | ACTUAL_RAW | 13.0306 | NA | VIC Ringwood (AusNet) 22 kV |  |  | FALSE | #N/A | #N/A | #N/A | #N/A | #N/A | #N/A | #N/A | #N/A | #N/A | #N/A
TRUE | VIC | RWTS22A | Ringwood (AusNet) 22 kV | AusNet | Shoulder | Non-coincident | 2019 | ACTUAL_RAW | 12.2667 | NA | VIC Ringwood (AusNet) 22 kV |  |  | FALSE | #N/A | #N/A | #N/A | #N/A | #N/A | #N/A | #N/A | #N/A | #N/A | #N/A
TRUE | VIC | RWTS22A | Ringwood (AusNet) 22 kV | AusNet | Shoulder | Non-coincident | 2019 | ACTUAL_OPG | 12.2667 | NA | VIC Ringwood (AusNet) 22 kV |  |  | FALSE | #N/A | #N/A | #N/A | #N/A | #N/A | #N/A | #N/A | #N/A | #N/A | #N/A
TRUE | VIC | RWTS22A | Ringwood (AusNet) 22 kV | AusNet | Shoulder | Non-coincident | 2019 | ACTUAL_ADJUSTEDOPG | 12.2667 | NA | VIC Ringwood (AusNet) 22 kV |  |  | FALSE | #N/A | #N/A | #N/A | #N/A | #N/A | #N/A | #N/A | #N/A | #N/A | #N/A
TRUE | VIC | RWTS22A | Ringwood (AusNet) 22 kV | AusNet | Shoulder | Coincident | 2020 | ACTUAL_OPG | 16.4531 | NA | VIC Ringwood (AusNet) 22 kV |  |  | FALSE | #N/A | #N/A | #N/A | #N/A | #N/A | #N/A | #N/A | #N/A | #N/A | #N/A
TRUE | VIC | RWTS22A | Ringwood (AusNet) 22 kV | AusNet | Shoulder | Coincident | 2020 | ACTUAL_RAW | 16.4531 | NA | VIC Ringwood (AusNet) 22 kV |  |  | FALSE | #N/A | #N/A | #N/A | #N/A | #N/A | #N/A | #N/A | #N/A | #N/A | #N/A
TRUE | VIC | RWTS22A | Ringwood (AusNet) 22 kV | AusNet | Shoulder | Non-coincident | 2020 | ACTUAL_RAW | 12.2316 | NA | VIC Ringwood (AusNet) 22 kV |  |  | FALSE | #N/A | #N/A | #N/A | #N/A | #N/A | #N/A | #N/A | #N/A | #N/A | #N/A
TRUE | VIC | RWTS22A | Ringwood (AusNet) 22 kV | AusNet | Shoulder | Non-coincident | 2020 | ACTUAL_OPG | 12.2316 | NA | VIC Ringwood (AusNet) 22 kV |  |  | FALSE | #N/A | #N/A | #N/A | #N/A | #N/A | #N/A | #N/A | #N/A | #N/A | #N/A
TRUE | VIC | RWTS22A | Ringwood (AusNet) 22 kV | AusNet | Shoulder | Non-coincident | 2020 | ACTUAL_ADJUSTEDOPG | 12.2316 | NA | VIC Ringwood (AusNet) 22 kV |  |  | FALSE | #N/A | #N/A | #N/A | #N/A | #N/A | #N/A | #N/A | #N/A | #N/A | #N/A
TRUE | VIC | RWTS22A | Ringwood (AusNet) 22 kV | AusNet | Shoulder | Coincident | 2021 | ACTUAL_OPG | 14.9461 | NA | VIC Ringwood (AusNet) 22 kV |  |  | FALSE | #N/A | #N/A | #N/A | #N/A | #N/A | #N/A | #N/A | #N/A | #N/A | #N/A
TRUE | VIC | RWTS22A | Ringwood (AusNet) 22 kV | AusNet | Shoulder | Coincident | 2021 | ACTUAL_RAW | 14.9461 | NA | VIC Ringwood (AusNet) 22 kV |  |  | FALSE | #N/A | #N/A | #N/A | #N/A | #N/A | #N/A | #N/A | #N/A | #N/A | #N/A
TRUE | VIC | RWTS22A | Ringwood (AusNet) 22 kV | AusNet | Shoulder | Non-coincident | 2021 | ACTUAL_RAW | 11.6318 | NA | VIC Ringwood (AusNet) 22 kV |  |  | FALSE | #N/A | #N/A | #N/A | #N/A | #N/A | #N/A | #N/A | #N/A | #N/A | #N/A
TRUE | VIC | RWTS22A | Ringwood (AusNet) 22 kV | AusNet | Shoulder | Non-coincident | 2021 | ACTUAL_OPG | 11.6318 | NA | VIC Ringwood (AusNet) 22 kV |  |  | FALSE | #N/A | #N/A | #N/A | #N/A | #N/A | #N/A | #N/A | #N/A | #N/A | #N/A
TRUE | VIC | RWTS22A | Ringwood (AusNet) 22 kV | AusNet | Shoulder | Non-coincident | 2021 | ACTUAL_ADJUSTEDOPG | 11.6318 | NA | VIC Ringwood (AusNet) 22 kV |  |  | FALSE | #N/A | #N/A | #N/A | #N/A | #N/A | #N/A | #N/A | #N/A | #N/A | #N/A
TRUE | VIC | RWTS22A | Ringwood (AusNet) 22 kV | AusNet | Shoulder | Coincident | 2022 | ACTUAL_OPG | 14.9455 | NA | VIC Ringwood (AusNet) 22 kV |  |  | FALSE | #N/A | #N/A | #N/A | #N/A | #N/A | #N/A | #N/A | #N/A | #N/A | #N/A
TRUE | VIC | RWTS22A | Ringwood (AusNet) 22 kV | AusNet | Shoulder | Coincident | 2022 | ACTUAL_RAW | 14.9455 | NA | VIC Ringwood (AusNet) 22 kV |  |  | FALSE | #N/A | #N/A | #N/A | #N/A | #N/A | #N/A | #N/A | #N/A | #N/A | #N/A
TRUE | VIC | RWTS22A | Ringwood (AusNet) 22 kV | AusNet | Shoulder | Non-coincident | 2022 | ACTUAL_RAW | 12.2156 | NA | VIC Ringwood (AusNet) 22 kV |  |  | FALSE | #N/A | #N/A | #N/A | #N/A | #N/A | #N/A | #N/A | #N/A | #N/A | #N/A
TRUE | VIC | RWTS22A | Ringwood (AusNet) 22 kV | AusNet | Shoulder | Non-coincident | 2022 | ACTUAL_OPG | 12.2156 | NA | VIC Ringwood (AusNet) 22 kV |  |  | FALSE | #N/A | #N/A | #N/A | #N/A | #N/A | #N/A | #N/A | #N/A | #N/A | #N/A
TRUE | VIC | RWTS22A | Ringwood (AusNet) 22 kV | AusNet | Shoulder | Non-coincident | 2022 | ACTUAL_ADJUSTEDOPG | 12.2156 | NA | VIC Ringwood (AusNet) 22 kV |  |  | FALSE | #N/A | #N/A | #N/A | #N/A | #N/A | #N/A | #N/A | #N/A | #N/A | #N/A
TRUE | VIC | RWTS22A | Ringwood (AusNet) 22 kV | AusNet | Shoulder | Coincident | 2023 | ACTUAL_OPG | 13.2174 | NA | VIC Ringwood (AusNet) 22 kV |  |  | FALSE | #N/A | #N/A | #N/A | #N/A | #N/A | #N/A | #N/A | #N/A | #N/A | #N/A
TRUE | VIC | RWTS22A | Ringwood (AusNet) 22 kV | AusNet | Shoulder | Coincident | 2023 | ACTUAL_RAW | 13.2174 | NA | VIC Ringwood (AusNet) 22 kV |  |  | FALSE | #N/A | #N/A | #N/A | #N/A | #N/A | #N/A | #N/A | #N/A | #N/A | #N/A
TRUE | VIC | RWTS22A | Ringwood (AusNet) 22 kV | AusNet | Shoulder | Non-coincident | 2023 | ACTUAL_RAW | 12.0402 | NA | VIC Ringwood (AusNet) 22 kV |  |  | FALSE | #N/A | #N/A | #N/A | #N/A | #N/A | #N/A | #N/A | #N/A | #N/A | #N/A
TRUE | VIC | RWTS22A | Ringwood (AusNet) 22 kV | AusNet | Shoulder | Non-coincident | 2023 | ACTUAL_OPG | 12.0402 | NA | VIC Ringwood (AusNet) 22 kV |  |  | FALSE | #N/A | #N/A | #N/A | #N/A | #N/A | #N/A | #N/A | #N/A | #N/A | #N/A
TRUE | VIC | RWTS22A | Ringwood (AusNet) 22 kV | AusNet | Shoulder | Non-coincident | 2023 | ACTUAL_ADJUSTEDOPG | 12.0402 | NA | VIC Ringwood (AusNet) 22 kV |  |  | FALSE | #N/A | #N/A | #N/A | #N/A | #N/A | #N/A | #N/A | #N/A | #N/A | #N/A
TRUE | VIC | RWTS22A | Ringwood (AusNet) 22 kV | AusNet | Shoulder | Coincident | 2024 | ACTUAL_OPG | 11.4655 | NA | VIC Ringwood (AusNet) 22 kV |  |  | FALSE | #N/A | #N/A | #N/A | #N/A | #N/A | #N/A | #N/A | #N/A | #N/A | #N/A
TRUE | VIC | RWTS22A | Ringwood (AusNet) 22 kV | AusNet | Shoulder | Coincident | 2024 | ACTUAL_RAW | 11.4655 | NA | VIC Ringwood (AusNet) 22 kV |  |  | FALSE | #N/A | #N/A | #N/A | #N/A | #N/A | #N/A | #N/A | #N/A | #N/A | #N/A
TRUE | VIC | RWTS22A | Ringwood (AusNet) 22 kV | AusNet | Shoulder | Non-coincident | 2024 | ACTUAL_RAW | 8.0244 | NA | VIC Ringwood (AusNet) 22 kV |  |  | FALSE | #N/A | #N/A | #N/A | #N/A | #N/A | #N/A | #N/A | #N/A | #N/A | #N/A
TRUE | VIC | RWTS22A | Ringwood (AusNet) 22 kV | AusNet | Shoulder | Non-coincident | 2024 | ACTUAL_OPG | 8.0244 | NA | VIC Ringwood (AusNet) 22 kV |  |  | FALSE | #N/A | #N/A | #N/A | #N/A | #N/A | #N/A | #N/A | #N/A | #N/A | #N/A
TRUE | VIC | RWTS22A | Ringwood (AusNet) 22 kV | AusNet | Shoulder | Non-coincident | 2024 | ACTUAL_ADJUSTEDOPG | 8.0244 | NA | VIC Ringwood (AusNet) 22 kV |  |  | FALSE | #N/A | #N/A | #N/A | #N/A | #N/A | #N/A | #N/A | #N/A | #N/A | #N/A
TRUE | VIC | RWTS22A | Ringwood (AusNet) 22 kV | AusNet | Shoulder | Coincident | 2025 | ACTUAL_OPG | 9.1457 | NA | VIC Ringwood (AusNet) 22 kV |  |  | FALSE | #N/A | #N/A | #N/A | #N/A | #N/A | #N/A | #N/A | #N/A | #N/A | #N/A
TRUE | VIC | RWTS22A | Ringwood (AusNet) 22 kV | AusNet | Shoulder | Coincident | 2025 | ACTUAL_RAW | 9.1457 | NA | VIC Ringwood (AusNet) 22 kV |  |  | FALSE | #N/A | #N/A | #N/A | #N/A | #N/A | #N/A | #N/A | #N/A | #N/A | #N/A
TRUE | VIC | RWTS22A | Ringwood (AusNet) 22 kV | AusNet | Shoulder | Non-coincident | 2025 | ACTUAL_RAW | 8.7794 | NA | VIC Ringwood (AusNet) 22 kV |  |  | FALSE | #N/A | #N/A | #N/A | #N/A | #N/A | #N/A | #N/A | #N/A | #N/A | #N/A
TRUE | VIC | RWTS22A | Ringwood (AusNet) 22 kV | AusNet | Shoulder | Non-coincident | 2025 | ACTUAL_OPG | 8.7794 | NA | VIC Ringwood (AusNet) 22 kV |  |  | FALSE | #N/A | #N/A | #N/A | #N/A | #N/A | #N/A | #N/A | #N/A | #N/A | #N/A
TRUE | VIC | RWTS22A | Ringwood (AusNet) 22 kV | AusNet | Shoulder | Non-coincident | 2025 | ACTUAL_ADJUSTEDOPG | 8.7794 | NA | VIC Ringwood (AusNet) 22 kV |  |  | FALSE | #N/A | #N/A | #N/A | #N/A | #N/A | #N/A | #N/A | #N/A | #N/A | #N/A
TRUE | VIC | RWTS22A | Ringwood (AusNet) 22 kV | AusNet | Shoulder | Non-coincident | 2025 | BASEYEARPOE90 | 4.2452 | NA | VIC Ringwood (AusNet) 22 kV |  |  | FALSE | #N/A | #N/A | #N/A | #N/A | #N/A | #N/A | #N/A | #N/A | #N/A | #N/A
TRUE | VIC | RWTS22A | Ringwood (AusNet) 22 kV | AusNet | Shoulder | Non-coincident | 2025 | BASEYEARPOE50 | 5.6905 | NA | VIC Ringwood (AusNet) 22 kV |  |  | FALSE | #N/A | #N/A | #N/A | #N/A | #N/A | #N/A | #N/A | #N/A | #N/A | #N/A
TRUE | VIC | RWTS22A | Ringwood (AusNet) 22 kV | AusNet | Shoulder | Coincident_unreconciled | 2026 | POE50 | 5.378 | NA | VIC Ringwood (AusNet) 22 kV |  |  | FALSE | #N/A | #N/A | #N/A | #N/A | #N/A | #N/A | #N/A | #N/A | #N/A | #N/A
TRUE | VIC | RWTS22A | Ringwood (AusNet) 22 kV | AusNet | Shoulder | Coincident_unreconciled | 2026 | POE90 | 3.6702 | NA | VIC Ringwood (AusNet) 22 kV |  |  | FALSE | #N/A | #N/A | #N/A | #N/A | #N/A | #N/A | #N/A | #N/A | #N/A | #N/A
TRUE | VIC | RWTS22A | Ringwood (AusNet) 22 kV | AusNet | Shoulder | Non-coincident | 2026 | POE50 | 4.3537 | NA | VIC Ringwood (AusNet) 22 kV |  |  | FALSE | #N/A | #N/A | #N/A | #N/A | #N/A | #N/A | #N/A | #N/A | #N/A | #N/A
TRUE | VIC | RWTS22A | Ringwood (AusNet) 22 kV | AusNet | Shoulder | Non-coincident | 2026 | POE90 | 2.9711 | NA | VIC Ringwood (AusNet) 22 kV |  |  | FALSE | #N/A | #N/A | #N/A | #N/A | #N/A | #N/A | #N/A | #N/A | #N/A | #N/A
TRUE | VIC | RWTS22A | Ringwood (AusNet) 22 kV | AusNet | Shoulder | Coincident_unreconciled | 2027 | POE50 | 3.8881 | NA | VIC Ringwood (AusNet) 22 kV |  |  | FALSE | #N/A | #N/A | #N/A | #N/A | #N/A | #N/A | #N/A | #N/A | #N/A | #N/A
TRUE | VIC | RWTS22A | Ringwood (AusNet) 22 kV | AusNet | Shoulder | Coincident_unreconciled | 2027 | POE90 | 2.1753 | NA | VIC Ringwood (AusNet) 22 kV |  |  | FALSE | #N/A | #N/A | #N/A | #N/A | #N/A | #N/A | #N/A | #N/A | #N/A | #N/A
TRUE | VIC | RWTS22A | Ringwood (AusNet) 22 kV | AusNet | Shoulder | Non-coincident | 2027 | POE50 | 3.1476 | NA | VIC Ringwood (AusNet) 22 kV |  |  | FALSE | #N/A | #N/A | #N/A | #N/A | #N/A | #N/A | #N/A | #N/A | #N/A | #N/A
TRUE | VIC | RWTS22A | Ringwood (AusNet) 22 kV | AusNet | Shoulder | Non-coincident | 2027 | POE90 | 1.761 | NA | VIC Ringwood (AusNet) 22 kV |  |  | FALSE | #N/A | #N/A | #N/A | #N/A | #N/A | #N/A | #N/A | #N/A | #N/A | #N/A
TRUE | VIC | RWTS22A | Ringwood (AusNet) 22 kV | AusNet | Shoulder | Coincident_unreconciled | 2028 | POE50 | 2.0942 | NA | VIC Ringwood (AusNet) 22 kV |  |  | FALSE | #N/A | #N/A | #N/A | #N/A | #N/A | #N/A | #N/A | #N/A | #N/A | #N/A
TRUE | VIC | RWTS22A | Ringwood (AusNet) 22 kV | AusNet | Shoulder | Coincident_unreconciled | 2028 | POE90 | 0.37601 | NA | VIC Ringwood (AusNet) 22 kV |  |  | FALSE | #N/A | #N/A | #N/A | #N/A | #N/A | #N/A | #N/A | #N/A | #N/A | #N/A
TRUE | VIC | RWTS22A | Ringwood (AusNet) 22 kV | AusNet | Shoulder | Non-coincident | 2028 | POE50 | 1.6953 | NA | VIC Ringwood (AusNet) 22 kV |  |  | FALSE | #N/A | #N/A | #N/A | #N/A | #N/A | #N/A | #N/A | #N/A | #N/A | #N/A
TRUE | VIC | RWTS22A | Ringwood (AusNet) 22 kV | AusNet | Shoulder | Non-coincident | 2028 | POE90 | 0.30439 | NA | VIC Ringwood (AusNet) 22 kV |  |  | FALSE | #N/A | #N/A | #N/A | #N/A | #N/A | #N/A | #N/A | #N/A | #N/A | #N/A
TRUE | VIC | RWTS22A | Ringwood (AusNet) 22 kV | AusNet | Shoulder | Coincident_unreconciled | 2029 | POE50 | 0.43929 | NA | VIC Ringwood (AusNet) 22 kV |  |  | FALSE | #N/A | #N/A | #N/A | #N/A | #N/A | #N/A | #N/A | #N/A | #N/A | #N/A
TRUE | VIC | RWTS22A | Ringwood (AusNet) 22 kV | AusNet | Shoulder | Coincident_unreconciled | 2029 | POE90 | -0.79507 | NA | VIC Ringwood (AusNet) 22 kV |  |  | FALSE | #N/A | #N/A | #N/A | #N/A | #N/A | #N/A | #N/A | #N/A | #N/A | #N/A
TRUE | VIC | RWTS22A | Ringwood (AusNet) 22 kV | AusNet | Shoulder | Non-coincident | 2029 | POE50 | 0.35562 | NA | VIC Ringwood (AusNet) 22 kV |  |  | FALSE | #N/A | #N/A | #N/A | #N/A | #N/A | #N/A | #N/A | #N/A | #N/A | #N/A
TRUE | VIC | RWTS22A | Ringwood (AusNet) 22 kV | AusNet | Shoulder | Non-coincident | 2029 | POE90 | -1.0397 | NA | VIC Ringwood (AusNet) 22 kV |  |  | FALSE | #N/A | #N/A | #N/A | #N/A | #N/A | #N/A | #N/A | #N/A | #N/A | #N/A
TRUE | VIC | RWTS22A | Ringwood (AusNet) 22 kV | AusNet | Shoulder | Coincident_unreconciled | 2030 | POE50 | -0.7227 | NA | VIC Ringwood (AusNet) 22 kV |  |  | FALSE | #N/A | #N/A | #N/A | #N/A | #N/A | #N/A | #N/A | #N/A | #N/A | #N/A
TRUE | VIC | RWTS22A | Ringwood (AusNet) 22 kV | AusNet | Shoulder | Coincident_unreconciled | 2030 | POE90 | -1.793 | NA | VIC Ringwood (AusNet) 22 kV |  |  | FALSE | #N/A | #N/A | #N/A | #N/A | #N/A | #N/A | #N/A | #N/A | #N/A | #N/A
TRUE | VIC | RWTS22A | Ringwood (AusNet) 22 kV | AusNet | Shoulder | Non-coincident | 2030 | POE50 | -0.94504 | NA | VIC Ringwood (AusNet) 22 kV |  |  | FALSE | #N/A | #N/A | #N/A | #N/A | #N/A | #N/A | #N/A | #N/A | #N/A | #N/A
TRUE | VIC | RWTS22A | Ringwood (AusNet) 22 kV | AusNet | Shoulder | Non-coincident | 2030 | POE90 | -2.3447 | NA | VIC Ringwood (AusNet) 22 kV |  |  | FALSE | #N/A | #N/A | #N/A | #N/A | #N/A | #N/A | #N/A | #N/A | #N/A | #N/A
TRUE | VIC | RWTS22A | Ringwood (AusNet) 22 kV | AusNet | Shoulder | Coincident_unreconciled | 2031 | POE50 | -1.7099 | NA | VIC Ringwood (AusNet) 22 kV |  |  | FALSE | #N/A | #N/A | #N/A | #N/A | #N/A | #N/A | #N/A | #N/A | #N/A | #N/A
TRUE | VIC | RWTS22A | Ringwood (AusNet) 22 kV | AusNet | Shoulder | Coincident_unreconciled | 2031 | POE90 | -2.7835 | NA | VIC Ringwood (AusNet) 22 kV |  |  | FALSE | #N/A | #N/A | #N/A | #N/A | #N/A | #N/A | #N/A | #N/A | #N/A | #N/A
TRUE | VIC | RWTS22A | Ringwood (AusNet) 22 kV | AusNet | Shoulder | Non-coincident | 2031 | POE50 | -2.2359 | NA | VIC Ringwood (AusNet) 22 kV |  |  | FALSE | #N/A | #N/A | #N/A | #N/A | #N/A | #N/A | #N/A | #N/A | #N/A | #N/A
TRUE | VIC | RWTS22A | Ringwood (AusNet) 22 kV | AusNet | Shoulder | Non-coincident | 2031 | POE90 | -3.6399 | NA | VIC Ringwood (AusNet) 22 kV |  |  | FALSE | #N/A | #N/A | #N/A | #N/A | #N/A | #N/A | #N/A | #N/A | #N/A | #N/A
TRUE | VIC | RWTS22A | Ringwood (AusNet) 22 kV | AusNet | Shoulder | Coincident_unreconciled | 2032 | POE50 | -2.4429 | NA | VIC Ringwood (AusNet) 22 kV |  |  | FALSE | #N/A | #N/A | #N/A | #N/A | #N/A | #N/A | #N/A | #N/A | #N/A | #N/A
TRUE | VIC | RWTS22A | Ringwood (AusNet) 22 kV | AusNet | Shoulder | Coincident_unreconciled | 2032 | POE90 | -3.5199 | NA | VIC Ringwood (AusNet) 22 kV |  |  | FALSE | #N/A | #N/A | #N/A | #N/A | #N/A | #N/A | #N/A | #N/A | #N/A | #N/A
TRUE | VIC | RWTS22A | Ringwood (AusNet) 22 kV | AusNet | Shoulder | Non-coincident | 2032 | POE50 | -3.1944 | NA | VIC Ringwood (AusNet) 22 kV |  |  | FALSE | #N/A | #N/A | #N/A | #N/A | #N/A | #N/A | #N/A | #N/A | #N/A | #N/A
TRUE | VIC | RWTS22A | Ringwood (AusNet) 22 kV | AusNet | Shoulder | Non-coincident | 2032 | POE90 | -4.6028 | NA | VIC Ringwood (AusNet) 22 kV |  |  | FALSE | #N/A | #N/A | #N/A | #N/A | #N/A | #N/A | #N/A | #N/A | #N/A | #N/A
TRUE | VIC | RWTS22A | Ringwood (AusNet) 22 kV | AusNet | Shoulder | Coincident_unreconciled | 2033 | POE50 | -2.9715 | NA | VIC Ringwood (AusNet) 22 kV |  |  | FALSE | #N/A | #N/A | #N/A | #N/A | #N/A | #N/A | #N/A | #N/A | #N/A | #N/A
TRUE | VIC | RWTS22A | Ringwood (AusNet) 22 kV | AusNet | Shoulder | Coincident_unreconciled | 2033 | POE90 | -4.052 | NA | VIC Ringwood (AusNet) 22 kV |  |  | FALSE | #N/A | #N/A | #N/A | #N/A | #N/A | #N/A | #N/A | #N/A | #N/A | #N/A
TRUE | VIC | RWTS22A | Ringwood (AusNet) 22 kV | AusNet | Shoulder | Non-coincident | 2033 | POE50 | -3.8856 | NA | VIC Ringwood (AusNet) 22 kV |  |  | FALSE | #N/A | #N/A | #N/A | #N/A | #N/A | #N/A | #N/A | #N/A | #N/A | #N/A
TRUE | VIC | RWTS22A | Ringwood (AusNet) 22 kV | AusNet | Shoulder | Non-coincident | 2033 | POE90 | -5.2986 | NA | VIC Ringwood (AusNet) 22 kV |  |  | FALSE | #N/A | #N/A | #N/A | #N/A | #N/A | #N/A | #N/A | #N/A | #N/A | #N/A
TRUE | VIC | RWTS22A | Ringwood (AusNet) 22 kV | AusNet | Shoulder | Coincident_unreconciled | 2034 | POE50 | -3.4616 | NA | VIC Ringwood (AusNet) 22 kV |  |  | FALSE | #N/A | #N/A | #N/A | #N/A | #N/A | #N/A | #N/A | #N/A | #N/A | #N/A
TRUE | VIC | RWTS22A | Ringwood (AusNet) 22 kV | AusNet | Shoulder | Coincident_unreconciled | 2034 | POE90 | -4.5456 | NA | VIC Ringwood (AusNet) 22 kV |  |  | FALSE | #N/A | #N/A | #N/A | #N/A | #N/A | #N/A | #N/A | #N/A | #N/A | #N/A
TRUE | VIC | RWTS22A | Ringwood (AusNet) 22 kV | AusNet | Shoulder | Non-coincident | 2034 | POE50 | -4.5265 | NA | VIC Ringwood (AusNet) 22 kV |  |  | FALSE | #N/A | #N/A | #N/A | #N/A | #N/A | #N/A | #N/A | #N/A | #N/A | #N/A
TRUE | VIC | RWTS22A | Ringwood (AusNet) 22 kV | AusNet | Shoulder | Non-coincident | 2034 | POE90 | -5.944 | NA | VIC Ringwood (AusNet) 22 kV |  |  | FALSE | #N/A | #N/A | #N/A | #N/A | #N/A | #N/A | #N/A | #N/A | #N/A | #N/A
TRUE | VIC | RWTS22A | Ringwood (AusNet) 22 kV | AusNet | Shoulder | Coincident_unreconciled | 2035 | POE50 | -4.008 | NA | VIC Ringwood (AusNet) 22 kV |  |  | FALSE | #N/A | #N/A | #N/A | #N/A | #N/A | #N/A | #N/A | #N/A | #N/A | #N/A
TRUE | VIC | RWTS22A | Ringwood (AusNet) 22 kV | AusNet | Shoulder | Coincident_unreconciled | 2035 | POE90 | -5.0954 | NA | VIC Ringwood (AusNet) 22 kV |  |  | FALSE | #N/A | #N/A | #N/A | #N/A | #N/A | #N/A | #N/A | #N/A | #N/A | #N/A
TRUE | VIC | RWTS22A | Ringwood (AusNet) 22 kV | AusNet | Shoulder | Non-coincident | 2035 | POE50 | -5.241 | NA | VIC Ringwood (AusNet) 22 kV |  |  | FALSE | #N/A | #N/A | #N/A | #N/A | #N/A | #N/A | #N/A | #N/A | #N/A | #N/A
TRUE | VIC | RWTS22A | Ringwood (AusNet) 22 kV | AusNet | Shoulder | Non-coincident | 2035 | POE90 | -6.663 | NA | VIC Ringwood (AusNet) 22 kV |  |  | FALSE | #N/A | #N/A | #N/A | #N/A | #N/A | #N/A | #N/A | #N/A | #N/A | #N/A
TRUE | VIC | RWTS22A | Ringwood (AusNet) 22 kV | AusNet | Summer | Coincident | 2019 | ACTUAL_OPG | 13.8488 | 47.7886 | VIC Ringwood (AusNet) 22 kV |  |  | FALSE | #N/A | #N/A | #N/A | #N/A | #N/A | #N/A | #N/A | #N/A | #N/A | #N/A
TRUE | VIC | RWTS22A | Ringwood (AusNet) 22 kV | AusNet | Summer | Coincident | 2019 | ACTUAL_RAW | 13.8488 | 47.7886 | VIC Ringwood (AusNet) 22 kV |  |  | FALSE | #N/A | #N/A | #N/A | #N/A | #N/A | #N/A | #N/A | #N/A | #N/A | #N/A
TRUE | VIC | RWTS22A | Ringwood (AusNet) 22 kV | AusNet | Summer | Non-coincident | 2019 | ACTUAL_RAW | 11.8996 | 54.0629 | VIC Ringwood (AusNet) 22 kV |  |  | FALSE | #N/A | #N/A | #N/A | #N/A | #N/A | #N/A | #N/A | #N/A | #N/A | #N/A
TRUE | VIC | RWTS22A | Ringwood (AusNet) 22 kV | AusNet | Summer | Non-coincident | 2019 | ACTUAL_OPG | 11.8996 | 54.0629 | VIC Ringwood (AusNet) 22 kV |  |  | FALSE | #N/A | #N/A | #N/A | #N/A | #N/A | #N/A | #N/A | #N/A | #N/A | #N/A
TRUE | VIC | RWTS22A | Ringwood (AusNet) 22 kV | AusNet | Summer | Non-coincident | 2019 | ACTUAL_ADJUSTEDOPG | 11.8996 | 54.0629 | VIC Ringwood (AusNet) 22 kV |  |  | FALSE | #N/A | #N/A | #N/A | #N/A | #N/A | #N/A | #N/A | #N/A | #N/A | #N/A
TRUE | VIC | RWTS22A | Ringwood (AusNet) 22 kV | AusNet | Summer | Coincident | 2020 | ACTUAL_OPG | 17.9085 | 54.6391 | VIC Ringwood (AusNet) 22 kV |  |  | FALSE | #N/A | #N/A | #N/A | #N/A | #N/A | #N/A | #N/A | #N/A | #N/A | #N/A
TRUE | VIC | RWTS22A | Ringwood (AusNet) 22 kV | AusNet | Summer | Coincident | 2020 | ACTUAL_RAW | 17.9085 | 54.6391 | VIC Ringwood (AusNet) 22 kV |  |  | FALSE | #N/A | #N/A | #N/A | #N/A | #N/A | #N/A | #N/A | #N/A | #N/A | #N/A
TRUE | VIC | RWTS22A | Ringwood (AusNet) 22 kV | AusNet | Summer | Non-coincident | 2020 | ACTUAL_RAW | 11.7117 | 55.9299 | VIC Ringwood (AusNet) 22 kV |  |  | FALSE | #N/A | #N/A | #N/A | #N/A | #N/A | #N/A | #N/A | #N/A | #N/A | #N/A
TRUE | VIC | RWTS22A | Ringwood (AusNet) 22 kV | AusNet | Summer | Non-coincident | 2020 | ACTUAL_OPG | 11.7117 | 55.9299 | VIC Ringwood (AusNet) 22 kV |  |  | FALSE | #N/A | #N/A | #N/A | #N/A | #N/A | #N/A | #N/A | #N/A | #N/A | #N/A
TRUE | VIC | RWTS22A | Ringwood (AusNet) 22 kV | AusNet | Summer | Non-coincident | 2020 | ACTUAL_ADJUSTEDOPG | 11.7117 | 55.9299 | VIC Ringwood (AusNet) 22 kV |  |  | FALSE | #N/A | #N/A | #N/A | #N/A | #N/A | #N/A | #N/A | #N/A | #N/A | #N/A
TRUE | VIC | RWTS22A | Ringwood (AusNet) 22 kV | AusNet | Summer | Coincident | 2021 | ACTUAL_OPG | 12.1189 | 45.9511 | VIC Ringwood (AusNet) 22 kV |  |  | FALSE | #N/A | #N/A | #N/A | #N/A | #N/A | #N/A | #N/A | #N/A | #N/A | #N/A
TRUE | VIC | RWTS22A | Ringwood (AusNet) 22 kV | AusNet | Summer | Coincident | 2021 | ACTUAL_RAW | 12.1189 | 45.9511 | VIC Ringwood (AusNet) 22 kV |  |  | FALSE | #N/A | #N/A | #N/A | #N/A | #N/A | #N/A | #N/A | #N/A | #N/A | #N/A
TRUE | VIC | RWTS22A | Ringwood (AusNet) 22 kV | AusNet | Summer | Non-coincident | 2021 | ACTUAL_RAW | 11.6671 | 48.8194 | VIC Ringwood (AusNet) 22 kV |  |  | FALSE | #N/A | #N/A | #N/A | #N/A | #N/A | #N/A | #N/A | #N/A | #N/A | #N/A
TRUE | VIC | RWTS22A | Ringwood (AusNet) 22 kV | AusNet | Summer | Non-coincident | 2021 | ACTUAL_OPG | 11.6671 | 48.8194 | VIC Ringwood (AusNet) 22 kV |  |  | FALSE | #N/A | #N/A | #N/A | #N/A | #N/A | #N/A | #N/A | #N/A | #N/A | #N/A
TRUE | VIC | RWTS22A | Ringwood (AusNet) 22 kV | AusNet | Summer | Non-coincident | 2021 | ACTUAL_ADJUSTEDOPG | 11.6671 | 48.8194 | VIC Ringwood (AusNet) 22 kV |  |  | FALSE | #N/A | #N/A | #N/A | #N/A | #N/A | #N/A | #N/A | #N/A | #N/A | #N/A
TRUE | VIC | RWTS22A | Ringwood (AusNet) 22 kV | AusNet | Summer | Coincident | 2022 | ACTUAL_OPG | 16.6504 | 50.5814 | VIC Ringwood (AusNet) 22 kV |  |  | FALSE | #N/A | #N/A | #N/A | #N/A | #N/A | #N/A | #N/A | #N/A | #N/A | #N/A
TRUE | VIC | RWTS22A | Ringwood (AusNet) 22 kV | AusNet | Summer | Coincident | 2022 | ACTUAL_RAW | 16.6504 | 50.5814 | VIC Ringwood (AusNet) 22 kV |  |  | FALSE | #N/A | #N/A | #N/A | #N/A | #N/A | #N/A | #N/A | #N/A | #N/A | #N/A
TRUE | VIC | RWTS22A | Ringwood (AusNet) 22 kV | AusNet | Summer | Non-coincident | 2022 | ACTUAL_RAW | 7.0343 | 50.5814 | VIC Ringwood (AusNet) 22 kV |  |  | FALSE | #N/A | #N/A | #N/A | #N/A | #N/A | #N/A | #N/A | #N/A | #N/A | #N/A
TRUE | VIC | RWTS22A | Ringwood (AusNet) 22 kV | AusNet | Summer | Non-coincident | 2022 | ACTUAL_OPG | 7.0343 | 50.5814 | VIC Ringwood (AusNet) 22 kV |  |  | FALSE | #N/A | #N/A | #N/A | #N/A | #N/A | #N/A | #N/A | #N/A | #N/A | #N/A
TRUE | VIC | RWTS22A | Ringwood (AusNet) 22 kV | AusNet | Summer | Non-coincident | 2022 | ACTUAL_ADJUSTEDOPG | 12.0057 | 50.5814 | VIC Ringwood (AusNet) 22 kV |  |  | FALSE | #N/A | #N/A | #N/A | #N/A | #N/A | #N/A | #N/A | #N/A | #N/A | #N/A
TRUE | VIC | RWTS22A | Ringwood (AusNet) 22 kV | AusNet | Summer | Coincident | 2023 | ACTUAL_OPG | 12.9915 | 46.3349 | VIC Ringwood (AusNet) 22 kV |  |  | FALSE | #N/A | #N/A | #N/A | #N/A | #N/A | #N/A | #N/A | #N/A | #N/A | #N/A
TRUE | VIC | RWTS22A | Ringwood (AusNet) 22 kV | AusNet | Summer | Coincident | 2023 | ACTUAL_RAW | 12.9915 | 46.3349 | VIC Ringwood (AusNet) 22 kV |  |  | FALSE | #N/A | #N/A | #N/A | #N/A | #N/A | #N/A | #N/A | #N/A | #N/A | #N/A
TRUE | VIC | RWTS22A | Ringwood (AusNet) 22 kV | AusNet | Summer | Non-coincident | 2023 | ACTUAL_RAW | 10.5867 | 49.1216 | VIC Ringwood (AusNet) 22 kV |  |  | FALSE | #N/A | #N/A | #N/A | #N/A | #N/A | #N/A | #N/A | #N/A | #N/A | #N/A
TRUE | VIC | RWTS22A | Ringwood (AusNet) 22 kV | AusNet | Summer | Non-coincident | 2023 | ACTUAL_OPG | 10.5867 | 49.1216 | VIC Ringwood (AusNet) 22 kV |  |  | FALSE | #N/A | #N/A | #N/A | #N/A | #N/A | #N/A | #N/A | #N/A | #N/A | #N/A
TRUE | VIC | RWTS22A | Ringwood (AusNet) 22 kV | AusNet | Summer | Non-coincident | 2023 | ACTUAL_ADJUSTEDOPG | 10.5867 | 49.1216 | VIC Ringwood (AusNet) 22 kV |  |  | FALSE | #N/A | #N/A | #N/A | #N/A | #N/A | #N/A | #N/A | #N/A | #N/A | #N/A
TRUE | VIC | RWTS22A | Ringwood (AusNet) 22 kV | AusNet | Summer | Coincident | 2024 | ACTUAL_OPG | 9.0173 | 48.5307 | VIC Ringwood (AusNet) 22 kV |  |  | FALSE | #N/A | #N/A | #N/A | #N/A | #N/A | #N/A | #N/A | #N/A | #N/A | #N/A
TRUE | VIC | RWTS22A | Ringwood (AusNet) 22 kV | AusNet | Summer | Coincident | 2024 | ACTUAL_RAW | 9.0173 | 48.5307 | VIC Ringwood (AusNet) 22 kV |  |  | FALSE | #N/A | #N/A | #N/A | #N/A | #N/A | #N/A | #N/A | #N/A | #N/A | #N/A
TRUE | VIC | RWTS22A | Ringwood (AusNet) 22 kV | AusNet | Summer | Non-coincident | 2024 | ACTUAL_RAW | 6.243 | 49.536 | VIC Ringwood (AusNet) 22 kV |  |  | FALSE | #N/A | #N/A | #N/A | #N/A | #N/A | #N/A | #N/A | #N/A | #N/A | #N/A
TRUE | VIC | RWTS22A | Ringwood (AusNet) 22 kV | AusNet | Summer | Non-coincident | 2024 | ACTUAL_OPG | 6.243 | 49.536 | VIC Ringwood (AusNet) 22 kV |  |  | FALSE | #N/A | #N/A | #N/A | #N/A | #N/A | #N/A | #N/A | #N/A | #N/A | #N/A
TRUE | VIC | RWTS22A | Ringwood (AusNet) 22 kV | AusNet | Summer | Non-coincident | 2024 | ACTUAL_ADJUSTEDOPG | 6.243 | 49.536 | VIC Ringwood (AusNet) 22 kV |  |  | FALSE | #N/A | #N/A | #N/A | #N/A | #N/A | #N/A | #N/A | #N/A | #N/A | #N/A
TRUE | VIC | RWTS22A | Ringwood (AusNet) 22 kV | AusNet | Summer | Coincident | 2025 | ACTUAL_OPG | 6.1953 | 49.886 | VIC Ringwood (AusNet) 22 kV |  |  | FALSE | #N/A | #N/A | #N/A | #N/A | #N/A | #N/A | #N/A | #N/A | #N/A | #N/A
TRUE | VIC | RWTS22A | Ringwood (AusNet) 22 kV | AusNet | Summer | Coincident | 2025 | ACTUAL_RAW | 6.1953 | 49.886 | VIC Ringwood (AusNet) 22 kV |  |  | FALSE | #N/A | #N/A | #N/A | #N/A | #N/A | #N/A | #N/A | #N/A | #N/A | #N/A
TRUE | VIC | RWTS22A | Ringwood (AusNet) 22 kV | AusNet | Summer | Non-coincident | 2025 | ACTUAL_RAW | 6.1464 | 50.2239 | VIC Ringwood (AusNet) 22 kV |  |  | FALSE | #N/A | #N/A | #N/A | #N/A | #N/A | #N/A | #N/A | #N/A | #N/A | #N/A
TRUE | VIC | RWTS22A | Ringwood (AusNet) 22 kV | AusNet | Summer | Non-coincident | 2025 | ACTUAL_OPG | 6.1464 | 50.2239 | VIC Ringwood (AusNet) 22 kV |  |  | FALSE | #N/A | #N/A | #N/A | #N/A | #N/A | #N/A | #N/A | #N/A | #N/A | #N/A
TRUE | VIC | RWTS22A | Ringwood (AusNet) 22 kV | AusNet | Summer | Non-coincident | 2025 | ACTUAL_ADJUSTEDOPG | 6.1464 | 50.2239 | VIC Ringwood (AusNet) 22 kV |  |  | FALSE | #N/A | #N/A | #N/A | #N/A | #N/A | #N/A | #N/A | #N/A | #N/A | #N/A
TRUE | VIC | RWTS22A | Ringwood (AusNet) 22 kV | AusNet | Summer | Non-coincident | 2025 | BASEYEARPOE90 | 4.0544 | NA | VIC Ringwood (AusNet) 22 kV |  |  | FALSE | #N/A | #N/A | #N/A | #N/A | #N/A | #N/A | #N/A | #N/A | #N/A | #N/A
TRUE | VIC | RWTS22A | Ringwood (AusNet) 22 kV | AusNet | Summer | Non-coincident | 2025 | BASEYEARPOE50 | 5.3102 | 53.775 | VIC Ringwood (AusNet) 22 kV |  |  | FALSE | #N/A | #N/A | #N/A | #N/A | #N/A | #N/A | #N/A | #N/A | #N/A | #N/A
TRUE | VIC | RWTS22A | Ringwood (AusNet) 22 kV | AusNet | Summer | Coincident_unreconciled | 2026 | POE50 | 4.5203 | NA | VIC Ringwood (AusNet) 22 kV |  |  | FALSE | #N/A | #N/A | #N/A | #N/A | #N/A | #N/A | #N/A | #N/A | #N/A | #N/A
TRUE | VIC | RWTS22A | Ringwood (AusNet) 22 kV | AusNet | Summer | Coincident_unreconciled | 2026 | POE90 | 3.3851 | NA | VIC Ringwood (AusNet) 22 kV |  |  | FALSE | #N/A | #N/A | #N/A | #N/A | #N/A | #N/A | #N/A | #N/A | #N/A | #N/A
TRUE | VIC | RWTS22A | Ringwood (AusNet) 22 kV | AusNet | Summer | Non-coincident | 2026 | POE50 | 4.4525 | 60 | VIC Ringwood (AusNet) 22 kV |  |  | FALSE | #N/A | #N/A | #N/A | #N/A | #N/A | #N/A | #N/A | #N/A | #N/A | #N/A
TRUE | VIC | RWTS22A | Ringwood (AusNet) 22 kV | AusNet | Summer | Non-coincident | 2026 | POE90 | 3.3344 | NA | VIC Ringwood (AusNet) 22 kV |  |  | FALSE | #N/A | #N/A | #N/A | #N/A | #N/A | #N/A | #N/A | #N/A | #N/A | #N/A
TRUE | VIC | RWTS22A | Ringwood (AusNet) 22 kV | AusNet | Summer | Coincident_unreconciled | 2027 | POE50 | 3.2297 | NA | VIC Ringwood (AusNet) 22 kV |  |  | FALSE | #N/A | #N/A | #N/A | #N/A | #N/A | #N/A | #N/A | #N/A | #N/A | #N/A
TRUE | VIC | RWTS22A | Ringwood (AusNet) 22 kV | AusNet | Summer | Coincident_unreconciled | 2027 | POE90 | 2.0912 | NA | VIC Ringwood (AusNet) 22 kV |  |  | FALSE | #N/A | #N/A | #N/A | #N/A | #N/A | #N/A | #N/A | #N/A | #N/A | #N/A
TRUE | VIC | RWTS22A | Ringwood (AusNet) 22 kV | AusNet | Summer | Non-coincident | 2027 | POE50 | 3.1812 | 60.0805 | VIC Ringwood (AusNet) 22 kV |  |  | FALSE | #N/A | #N/A | #N/A | #N/A | #N/A | #N/A | #N/A | #N/A | #N/A | #N/A
TRUE | VIC | RWTS22A | Ringwood (AusNet) 22 kV | AusNet | Summer | Non-coincident | 2027 | POE90 | 2.0598 | NA | VIC Ringwood (AusNet) 22 kV |  |  | FALSE | #N/A | #N/A | #N/A | #N/A | #N/A | #N/A | #N/A | #N/A | #N/A | #N/A
TRUE | VIC | RWTS22A | Ringwood (AusNet) 22 kV | AusNet | Summer | Coincident_unreconciled | 2028 | POE50 | 1.6762 | NA | VIC Ringwood (AusNet) 22 kV |  |  | FALSE | #N/A | #N/A | #N/A | #N/A | #N/A | #N/A | #N/A | #N/A | #N/A | #N/A
TRUE | VIC | RWTS22A | Ringwood (AusNet) 22 kV | AusNet | Summer | Coincident_unreconciled | 2028 | POE90 | 0.53416 | NA | VIC Ringwood (AusNet) 22 kV |  |  | FALSE | #N/A | #N/A | #N/A | #N/A | #N/A | #N/A | #N/A | #N/A | #N/A | #N/A
TRUE | VIC | RWTS22A | Ringwood (AusNet) 22 kV | AusNet | Summer | Non-coincident | 2028 | POE50 | 1.6511 | 60.1701 | VIC Ringwood (AusNet) 22 kV |  |  | FALSE | #N/A | #N/A | #N/A | #N/A | #N/A | #N/A | #N/A | #N/A | #N/A | #N/A
TRUE | VIC | RWTS22A | Ringwood (AusNet) 22 kV | AusNet | Summer | Non-coincident | 2028 | POE90 | 0.52615 | NA | VIC Ringwood (AusNet) 22 kV |  |  | FALSE | #N/A | #N/A | #N/A | #N/A | #N/A | #N/A | #N/A | #N/A | #N/A | #N/A
TRUE | VIC | RWTS22A | Ringwood (AusNet) 22 kV | AusNet | Summer | Coincident_unreconciled | 2029 | POE50 | 0.25285 | NA | VIC Ringwood (AusNet) 22 kV |  |  | FALSE | #N/A | #N/A | #N/A | #N/A | #N/A | #N/A | #N/A | #N/A | #N/A | #N/A
TRUE | VIC | RWTS22A | Ringwood (AusNet) 22 kV | AusNet | Summer | Coincident_unreconciled | 2029 | POE90 | -0.86603 | NA | VIC Ringwood (AusNet) 22 kV |  |  | FALSE | #N/A | #N/A | #N/A | #N/A | #N/A | #N/A | #N/A | #N/A | #N/A | #N/A
TRUE | VIC | RWTS22A | Ringwood (AusNet) 22 kV | AusNet | Summer | Non-coincident | 2029 | POE50 | 0.24906 | 60.3 | VIC Ringwood (AusNet) 22 kV |  |  | FALSE | #N/A | #N/A | #N/A | #N/A | #N/A | #N/A | #N/A | #N/A | #N/A | #N/A
TRUE | VIC | RWTS22A | Ringwood (AusNet) 22 kV | AusNet | Summer | Non-coincident | 2029 | POE90 | -0.87941 | NA | VIC Ringwood (AusNet) 22 kV |  |  | FALSE | #N/A | #N/A | #N/A | #N/A | #N/A | #N/A | #N/A | #N/A | #N/A | #N/A
TRUE | VIC | RWTS22A | Ringwood (AusNet) 22 kV | AusNet | Summer | Coincident_unreconciled | 2030 | POE50 | -1.1099 | NA | VIC Ringwood (AusNet) 22 kV |  |  | FALSE | #N/A | #N/A | #N/A | #N/A | #N/A | #N/A | #N/A | #N/A | #N/A | #N/A
TRUE | VIC | RWTS22A | Ringwood (AusNet) 22 kV | AusNet | Summer | Coincident_unreconciled | 2030 | POE90 | -2.2246 | NA | VIC Ringwood (AusNet) 22 kV |  |  | FALSE | #N/A | #N/A | #N/A | #N/A | #N/A | #N/A | #N/A | #N/A | #N/A | #N/A
TRUE | VIC | RWTS22A | Ringwood (AusNet) 22 kV | AusNet | Summer | Non-coincident | 2030 | POE50 | -1.127 | 60.4676 | VIC Ringwood (AusNet) 22 kV |  |  | FALSE | #N/A | #N/A | #N/A | #N/A | #N/A | #N/A | #N/A | #N/A | #N/A | #N/A
TRUE | VIC | RWTS22A | Ringwood (AusNet) 22 kV | AusNet | Summer | Non-coincident | 2030 | POE90 | -2.259 | NA | VIC Ringwood (AusNet) 22 kV |  |  | FALSE | #N/A | #N/A | #N/A | #N/A | #N/A | #N/A | #N/A | #N/A | #N/A | #N/A
TRUE | VIC | RWTS22A | Ringwood (AusNet) 22 kV | AusNet | Summer | Coincident_unreconciled | 2031 | POE50 | -2.4577 | NA | VIC Ringwood (AusNet) 22 kV |  |  | FALSE | #N/A | #N/A | #N/A | #N/A | #N/A | #N/A | #N/A | #N/A | #N/A | #N/A
TRUE | VIC | RWTS22A | Ringwood (AusNet) 22 kV | AusNet | Summer | Coincident_unreconciled | 2031 | POE90 | -3.5759 | NA | VIC Ringwood (AusNet) 22 kV |  |  | FALSE | #N/A | #N/A | #N/A | #N/A | #N/A | #N/A | #N/A | #N/A | #N/A | #N/A
TRUE | VIC | RWTS22A | Ringwood (AusNet) 22 kV | AusNet | Summer | Non-coincident | 2031 | POE50 | -2.4957 | 60.6508 | VIC Ringwood (AusNet) 22 kV |  |  | FALSE | #N/A | #N/A | #N/A | #N/A | #N/A | #N/A | #N/A | #N/A | #N/A | #N/A
TRUE | VIC | RWTS22A | Ringwood (AusNet) 22 kV | AusNet | Summer | Non-coincident | 2031 | POE90 | -3.6312 | NA | VIC Ringwood (AusNet) 22 kV |  |  | FALSE | #N/A | #N/A | #N/A | #N/A | #N/A | #N/A | #N/A | #N/A | #N/A | #N/A
TRUE | VIC | RWTS22A | Ringwood (AusNet) 22 kV | AusNet | Summer | Coincident_unreconciled | 2032 | POE50 | -3.4532 | NA | VIC Ringwood (AusNet) 22 kV |  |  | FALSE | #N/A | #N/A | #N/A | #N/A | #N/A | #N/A | #N/A | #N/A | #N/A | #N/A
TRUE | VIC | RWTS22A | Ringwood (AusNet) 22 kV | AusNet | Summer | Coincident_unreconciled | 2032 | POE90 | -4.5749 | NA | VIC Ringwood (AusNet) 22 kV |  |  | FALSE | #N/A | #N/A | #N/A | #N/A | #N/A | #N/A | #N/A | #N/A | #N/A | #N/A
TRUE | VIC | RWTS22A | Ringwood (AusNet) 22 kV | AusNet | Summer | Non-coincident | 2032 | POE50 | -3.5065 | 60.8897 | VIC Ringwood (AusNet) 22 kV |  |  | FALSE | #N/A | #N/A | #N/A | #N/A | #N/A | #N/A | #N/A | #N/A | #N/A | #N/A
TRUE | VIC | RWTS22A | Ringwood (AusNet) 22 kV | AusNet | Summer | Non-coincident | 2032 | POE90 | -4.6456 | NA | VIC Ringwood (AusNet) 22 kV |  |  | FALSE | #N/A | #N/A | #N/A | #N/A | #N/A | #N/A | #N/A | #N/A | #N/A | #N/A
TRUE | VIC | RWTS22A | Ringwood (AusNet) 22 kV | AusNet | Summer | Coincident_unreconciled | 2033 | POE50 | -4.1775 | NA | VIC Ringwood (AusNet) 22 kV |  |  | FALSE | #N/A | #N/A | #N/A | #N/A | #N/A | #N/A | #N/A | #N/A | #N/A | #N/A
TRUE | VIC | RWTS22A | Ringwood (AusNet) 22 kV | AusNet | Summer | Coincident_unreconciled | 2033 | POE90 | -5.3029 | NA | VIC Ringwood (AusNet) 22 kV |  |  | FALSE | #N/A | #N/A | #N/A | #N/A | #N/A | #N/A | #N/A | #N/A | #N/A | #N/A
TRUE | VIC | RWTS22A | Ringwood (AusNet) 22 kV | AusNet | Summer | Non-coincident | 2033 | POE50 | -4.2421 | 61.1701 | VIC Ringwood (AusNet) 22 kV |  |  | FALSE | #N/A | #N/A | #N/A | #N/A | #N/A | #N/A | #N/A | #N/A | #N/A | #N/A
TRUE | VIC | RWTS22A | Ringwood (AusNet) 22 kV | AusNet | Summer | Non-coincident | 2033 | POE90 | -5.3849 | NA | VIC Ringwood (AusNet) 22 kV |  |  | FALSE | #N/A | #N/A | #N/A | #N/A | #N/A | #N/A | #N/A | #N/A | #N/A | #N/A
TRUE | VIC | RWTS22A | Ringwood (AusNet) 22 kV | AusNet | Summer | Coincident_unreconciled | 2034 | POE50 | -4.8537 | NA | VIC Ringwood (AusNet) 22 kV |  |  | FALSE | #N/A | #N/A | #N/A | #N/A | #N/A | #N/A | #N/A | #N/A | #N/A | #N/A
TRUE | VIC | RWTS22A | Ringwood (AusNet) 22 kV | AusNet | Summer | Coincident_unreconciled | 2034 | POE90 | -5.9827 | NA | VIC Ringwood (AusNet) 22 kV |  |  | FALSE | #N/A | #N/A | #N/A | #N/A | #N/A | #N/A | #N/A | #N/A | #N/A | #N/A
TRUE | VIC | RWTS22A | Ringwood (AusNet) 22 kV | AusNet | Summer | Non-coincident | 2034 | POE50 | -4.9287 | 61.4577 | VIC Ringwood (AusNet) 22 kV |  |  | FALSE | #N/A | #N/A | #N/A | #N/A | #N/A | #N/A | #N/A | #N/A | #N/A | #N/A
TRUE | VIC | RWTS22A | Ringwood (AusNet) 22 kV | AusNet | Summer | Non-coincident | 2034 | POE90 | -6.0752 | NA | VIC Ringwood (AusNet) 22 kV |  |  | FALSE | #N/A | #N/A | #N/A | #N/A | #N/A | #N/A | #N/A | #N/A | #N/A | #N/A
TRUE | VIC | RWTS22A | Ringwood (AusNet) 22 kV | AusNet | Summer | Coincident_unreconciled | 2035 | POE50 | -5.6057 | NA | VIC Ringwood (AusNet) 22 kV |  |  | FALSE | #N/A | #N/A | #N/A | #N/A | #N/A | #N/A | #N/A | #N/A | #N/A | #N/A
TRUE | VIC | RWTS22A | Ringwood (AusNet) 22 kV | AusNet | Summer | Coincident_unreconciled | 2035 | POE90 | -6.7382 | NA | VIC Ringwood (AusNet) 22 kV |  |  | FALSE | #N/A | #N/A | #N/A | #N/A | #N/A | #N/A | #N/A | #N/A | #N/A | #N/A
TRUE | VIC | RWTS22A | Ringwood (AusNet) 22 kV | AusNet | Summer | Non-coincident | 2035 | POE50 | -5.6923 | 61.7377 | VIC Ringwood (AusNet) 22 kV |  |  | FALSE | #N/A | #N/A | #N/A | #N/A | #N/A | #N/A | #N/A | #N/A | #N/A | #N/A
TRUE | VIC | RWTS22A | Ringwood (AusNet) 22 kV | AusNet | Summer | Non-coincident | 2035 | POE90 | -6.8424 | NA | VIC Ringwood (AusNet) 22 kV |  |  | FALSE | #N/A | #N/A | #N/A | #N/A | #N/A | #N/A | #N/A | #N/A | #N/A | #N/A
TRUE | VIC | RWTS22A | Ringwood (AusNet) 22 kV | AusNet | Summer | Non-coincident | 2025 | BASEYEARPOE10 | NA | 59.2229 | VIC Ringwood (AusNet) 22 kV |  |  | FALSE | #N/A | #N/A | #N/A | #N/A | #N/A | #N/A | #N/A | #N/A | #N/A | #N/A
TRUE | VIC | RWTS22A | Ringwood (AusNet) 22 kV | AusNet | Summer | Coincident | 2026 | POE10 | NA | 60.6707 | VIC Ringwood (AusNet) 22 kV |  |  | FALSE | #N/A | #N/A | #N/A | #N/A | #N/A | #N/A | #N/A | #N/A | #N/A | #N/A
TRUE | VIC | RWTS22A | Ringwood (AusNet) 22 kV | AusNet | Summer | Coincident | 2026 | POE50 | NA | 56.9585 | VIC Ringwood (AusNet) 22 kV |  |  | FALSE | #N/A | #N/A | #N/A | #N/A | #N/A | #N/A | #N/A | #N/A | #N/A | #N/A
TRUE | VIC | RWTS22A | Ringwood (AusNet) 22 kV | AusNet | Summer | Non-coincident | 2026 | POE10 | NA | 65.9485 | VIC Ringwood (AusNet) 22 kV |  |  | FALSE | #N/A | #N/A | #N/A | #N/A | #N/A | #N/A | #N/A | #N/A | #N/A | #N/A
TRUE | VIC | RWTS22A | Ringwood (AusNet) 22 kV | AusNet | Summer | Coincident | 2027 | POE10 | NA | 59.1599 | VIC Ringwood (AusNet) 22 kV |  |  | FALSE | #N/A | #N/A | #N/A | #N/A | #N/A | #N/A | #N/A | #N/A | #N/A | #N/A
TRUE | VIC | RWTS22A | Ringwood (AusNet) 22 kV | AusNet | Summer | Coincident | 2027 | POE50 | NA | 55.1565 | VIC Ringwood (AusNet) 22 kV |  |  | FALSE | #N/A | #N/A | #N/A | #N/A | #N/A | #N/A | #N/A | #N/A | #N/A | #N/A
TRUE | VIC | RWTS22A | Ringwood (AusNet) 22 kV | AusNet | Summer | Non-coincident | 2027 | POE10 | NA | 66.0465 | VIC Ringwood (AusNet) 22 kV |  |  | FALSE | #N/A | #N/A | #N/A | #N/A | #N/A | #N/A | #N/A | #N/A | #N/A | #N/A
TRUE | VIC | RWTS22A | Ringwood (AusNet) 22 kV | AusNet | Summer | Coincident | 2028 | POE10 | NA | 57.8334 | VIC Ringwood (AusNet) 22 kV |  |  | FALSE | #N/A | #N/A | #N/A | #N/A | #N/A | #N/A | #N/A | #N/A | #N/A | #N/A
TRUE | VIC | RWTS22A | Ringwood (AusNet) 22 kV | AusNet | Summer | Coincident | 2028 | POE50 | NA | 53.5087 | VIC Ringwood (AusNet) 22 kV |  |  | FALSE | #N/A | #N/A | #N/A | #N/A | #N/A | #N/A | #N/A | #N/A | #N/A | #N/A
TRUE | VIC | RWTS22A | Ringwood (AusNet) 22 kV | AusNet | Summer | Non-coincident | 2028 | POE10 | NA | 66.1547 | VIC Ringwood (AusNet) 22 kV |  |  | FALSE | #N/A | #N/A | #N/A | #N/A | #N/A | #N/A | #N/A | #N/A | #N/A | #N/A
TRUE | VIC | RWTS22A | Ringwood (AusNet) 22 kV | AusNet | Summer | Coincident | 2029 | POE10 | NA | 56.9277 | VIC Ringwood (AusNet) 22 kV |  |  | FALSE | #N/A | #N/A | #N/A | #N/A | #N/A | #N/A | #N/A | #N/A | #N/A | #N/A
TRUE | VIC | RWTS22A | Ringwood (AusNet) 22 kV | AusNet | Summer | Coincident | 2029 | POE50 | NA | 52.6991 | VIC Ringwood (AusNet) 22 kV |  |  | FALSE | #N/A | #N/A | #N/A | #N/A | #N/A | #N/A | #N/A | #N/A | #N/A | #N/A
TRUE | VIC | RWTS22A | Ringwood (AusNet) 22 kV | AusNet | Summer | Non-coincident | 2029 | POE10 | NA | 66.3033 | VIC Ringwood (AusNet) 22 kV |  |  | FALSE | #N/A | #N/A | #N/A | #N/A | #N/A | #N/A | #N/A | #N/A | #N/A | #N/A
TRUE | VIC | RWTS22A | Ringwood (AusNet) 22 kV | AusNet | Summer | Coincident | 2030 | POE10 | NA | 56.2463 | VIC Ringwood (AusNet) 22 kV |  |  | FALSE | #N/A | #N/A | #N/A | #N/A | #N/A | #N/A | #N/A | #N/A | #N/A | #N/A
TRUE | VIC | RWTS22A | Ringwood (AusNet) 22 kV | AusNet | Summer | Coincident | 2030 | POE50 | NA | 51.9046 | VIC Ringwood (AusNet) 22 kV |  |  | FALSE | #N/A | #N/A | #N/A | #N/A | #N/A | #N/A | #N/A | #N/A | #N/A | #N/A
TRUE | VIC | RWTS22A | Ringwood (AusNet) 22 kV | AusNet | Summer | Non-coincident | 2030 | POE10 | NA | 66.4896 | VIC Ringwood (AusNet) 22 kV |  |  | FALSE | #N/A | #N/A | #N/A | #N/A | #N/A | #N/A | #N/A | #N/A | #N/A | #N/A
TRUE | VIC | RWTS22A | Ringwood (AusNet) 22 kV | AusNet | Summer | Coincident | 2031 | POE10 | NA | 54.9841 | VIC Ringwood (AusNet) 22 kV |  |  | FALSE | #N/A | #N/A | #N/A | #N/A | #N/A | #N/A | #N/A | #N/A | #N/A | #N/A
TRUE | VIC | RWTS22A | Ringwood (AusNet) 22 kV | AusNet | Summer | Coincident | 2031 | POE50 | NA | 50.9851 | VIC Ringwood (AusNet) 22 kV |  |  | FALSE | #N/A | #N/A | #N/A | #N/A | #N/A | #N/A | #N/A | #N/A | #N/A | #N/A
TRUE | VIC | RWTS22A | Ringwood (AusNet) 22 kV | AusNet | Summer | Non-coincident | 2031 | POE10 | NA | 66.6915 | VIC Ringwood (AusNet) 22 kV |  |  | FALSE | #N/A | #N/A | #N/A | #N/A | #N/A | #N/A | #N/A | #N/A | #N/A | #N/A
TRUE | VIC | RWTS22A | Ringwood (AusNet) 22 kV | AusNet | Summer | Coincident | 2032 | POE10 | NA | 53.5459 | VIC Ringwood (AusNet) 22 kV |  |  | FALSE | #N/A | #N/A | #N/A | #N/A | #N/A | #N/A | #N/A | #N/A | #N/A | #N/A
TRUE | VIC | RWTS22A | Ringwood (AusNet) 22 kV | AusNet | Summer | Coincident | 2032 | POE50 | NA | 49.5537 | VIC Ringwood (AusNet) 22 kV |  |  | FALSE | #N/A | #N/A | #N/A | #N/A | #N/A | #N/A | #N/A | #N/A | #N/A | #N/A
TRUE | VIC | RWTS22A | Ringwood (AusNet) 22 kV | AusNet | Summer | Non-coincident | 2032 | POE10 | NA | 66.9494 | VIC Ringwood (AusNet) 22 kV |  |  | FALSE | #N/A | #N/A | #N/A | #N/A | #N/A | #N/A | #N/A | #N/A | #N/A | #N/A
TRUE | VIC | RWTS22A | Ringwood (AusNet) 22 kV | AusNet | Summer | Coincident | 2033 | POE10 | NA | 52.5235 | VIC Ringwood (AusNet) 22 kV |  |  | FALSE | #N/A | #N/A | #N/A | #N/A | #N/A | #N/A | #N/A | #N/A | #N/A | #N/A
TRUE | VIC | RWTS22A | Ringwood (AusNet) 22 kV | AusNet | Summer | Coincident | 2033 | POE50 | NA | 48.1585 | VIC Ringwood (AusNet) 22 kV |  |  | FALSE | #N/A | #N/A | #N/A | #N/A | #N/A | #N/A | #N/A | #N/A | #N/A | #N/A
TRUE | VIC | RWTS22A | Ringwood (AusNet) 22 kV | AusNet | Summer | Non-coincident | 2033 | POE10 | NA | 67.2494 | VIC Ringwood (AusNet) 22 kV |  |  | FALSE | #N/A | #N/A | #N/A | #N/A | #N/A | #N/A | #N/A | #N/A | #N/A | #N/A
TRUE | VIC | RWTS22A | Ringwood (AusNet) 22 kV | AusNet | Summer | Coincident | 2034 | POE10 | NA | 52.2131 | VIC Ringwood (AusNet) 22 kV |  |  | FALSE | #N/A | #N/A | #N/A | #N/A | #N/A | #N/A | #N/A | #N/A | #N/A | #N/A
TRUE | VIC | RWTS22A | Ringwood (AusNet) 22 kV | AusNet | Summer | Coincident | 2034 | POE50 | NA | 47.9268 | VIC Ringwood (AusNet) 22 kV |  |  | FALSE | #N/A | #N/A | #N/A | #N/A | #N/A | #N/A | #N/A | #N/A | #N/A | #N/A
TRUE | VIC | RWTS22A | Ringwood (AusNet) 22 kV | AusNet | Summer | Non-coincident | 2034 | POE10 | NA | 67.5566 | VIC Ringwood (AusNet) 22 kV |  |  | FALSE | #N/A | #N/A | #N/A | #N/A | #N/A | #N/A | #N/A | #N/A | #N/A | #N/A
TRUE | VIC | RWTS22A | Ringwood (AusNet) 22 kV | AusNet | Summer | Coincident | 2035 | POE10 | NA | 52.1193 | VIC Ringwood (AusNet) 22 kV |  |  | FALSE | #N/A | #N/A | #N/A | #N/A | #N/A | #N/A | #N/A | #N/A | #N/A | #N/A
TRUE | VIC | RWTS22A | Ringwood (AusNet) 22 kV | AusNet | Summer | Coincident | 2035 | POE50 | NA | 47.8508 | VIC Ringwood (AusNet) 22 kV |  |  | FALSE | #N/A | #N/A | #N/A | #N/A | #N/A | #N/A | #N/A | #N/A | #N/A | #N/A
TRUE | VIC | RWTS22A | Ringwood (AusNet) 22 kV | AusNet | Summer | Non-coincident | 2035 | POE10 | NA | 67.856 | VIC Ringwood (AusNet) 22 kV |  |  | FALSE | #N/A | #N/A | #N/A | #N/A | #N/A | #N/A | #N/A | #N/A | #N/A | #N/A
TRUE | VIC | RWTS22A | Ringwood (AusNet) 22 kV | AusNet | Winter | Coincident | 2018 | ACTUAL_OPG | NA | 39.2746 | VIC Ringwood (AusNet) 22 kV |  |  | FALSE | #N/A | #N/A | #N/A | #N/A | #N/A | #N/A | #N/A | #N/A | #N/A | #N/A
TRUE | VIC | RWTS22A | Ringwood (AusNet) 22 kV | AusNet | Winter | Coincident | 2018 | ACTUAL_RAW | NA | 39.2746 | VIC Ringwood (AusNet) 22 kV |  |  | FALSE | #N/A | #N/A | #N/A | #N/A | #N/A | #N/A | #N/A | #N/A | #N/A | #N/A
TRUE | VIC | RWTS22A | Ringwood (AusNet) 22 kV | AusNet | Winter | Non-coincident | 2018 | ACTUAL_RAW | NA | 39.6343 | VIC Ringwood (AusNet) 22 kV |  |  | FALSE | #N/A | #N/A | #N/A | #N/A | #N/A | #N/A | #N/A | #N/A | #N/A | #N/A
TRUE | VIC | RWTS22A | Ringwood (AusNet) 22 kV | AusNet | Winter | Non-coincident | 2018 | ACTUAL_OPG | NA | 39.6343 | VIC Ringwood (AusNet) 22 kV |  |  | FALSE | #N/A | #N/A | #N/A | #N/A | #N/A | #N/A | #N/A | #N/A | #N/A | #N/A
TRUE | VIC | RWTS22A | Ringwood (AusNet) 22 kV | AusNet | Winter | Non-coincident | 2018 | ACTUAL_ADJUSTEDOPG | NA | 39.6343 | VIC Ringwood (AusNet) 22 kV |  |  | FALSE | #N/A | #N/A | #N/A | #N/A | #N/A | #N/A | #N/A | #N/A | #N/A | #N/A
TRUE | VIC | RWTS22A | Ringwood (AusNet) 22 kV | AusNet | Winter | Coincident | 2019 | ACTUAL_OPG | NA | 40.2163 | VIC Ringwood (AusNet) 22 kV |  |  | FALSE | #N/A | #N/A | #N/A | #N/A | #N/A | #N/A | #N/A | #N/A | #N/A | #N/A
TRUE | VIC | RWTS22A | Ringwood (AusNet) 22 kV | AusNet | Winter | Coincident | 2019 | ACTUAL_RAW | NA | 40.2163 | VIC Ringwood (AusNet) 22 kV |  |  | FALSE | #N/A | #N/A | #N/A | #N/A | #N/A | #N/A | #N/A | #N/A | #N/A | #N/A
TRUE | VIC | RWTS22A | Ringwood (AusNet) 22 kV | AusNet | Winter | Non-coincident | 2019 | ACTUAL_RAW | NA | 41.1855 | VIC Ringwood (AusNet) 22 kV |  |  | FALSE | #N/A | #N/A | #N/A | #N/A | #N/A | #N/A | #N/A | #N/A | #N/A | #N/A
TRUE | VIC | RWTS22A | Ringwood (AusNet) 22 kV | AusNet | Winter | Non-coincident | 2019 | ACTUAL_OPG | NA | 41.1855 | VIC Ringwood (AusNet) 22 kV |  |  | FALSE | #N/A | #N/A | #N/A | #N/A | #N/A | #N/A | #N/A | #N/A | #N/A | #N/A
TRUE | VIC | RWTS22A | Ringwood (AusNet) 22 kV | AusNet | Winter | Non-coincident | 2019 | ACTUAL_ADJUSTEDOPG | NA | 41.1855 | VIC Ringwood (AusNet) 22 kV |  |  | FALSE | #N/A | #N/A | #N/A | #N/A | #N/A | #N/A | #N/A | #N/A | #N/A | #N/A
TRUE | VIC | RWTS22A | Ringwood (AusNet) 22 kV | AusNet | Winter | Coincident | 2020 | ACTUAL_OPG | NA | 39.0467 | VIC Ringwood (AusNet) 22 kV |  |  | FALSE | #N/A | #N/A | #N/A | #N/A | #N/A | #N/A | #N/A | #N/A | #N/A | #N/A
TRUE | VIC | RWTS22A | Ringwood (AusNet) 22 kV | AusNet | Winter | Coincident | 2020 | ACTUAL_RAW | NA | 39.0467 | VIC Ringwood (AusNet) 22 kV |  |  | FALSE | #N/A | #N/A | #N/A | #N/A | #N/A | #N/A | #N/A | #N/A | #N/A | #N/A
TRUE | VIC | RWTS22A | Ringwood (AusNet) 22 kV | AusNet | Winter | Non-coincident | 2020 | ACTUAL_RAW | NA | 42.0618 | VIC Ringwood (AusNet) 22 kV |  |  | FALSE | #N/A | #N/A | #N/A | #N/A | #N/A | #N/A | #N/A | #N/A | #N/A | #N/A
TRUE | VIC | RWTS22A | Ringwood (AusNet) 22 kV | AusNet | Winter | Non-coincident | 2020 | ACTUAL_OPG | NA | 42.0618 | VIC Ringwood (AusNet) 22 kV |  |  | FALSE | #N/A | #N/A | #N/A | #N/A | #N/A | #N/A | #N/A | #N/A | #N/A | #N/A
TRUE | VIC | RWTS22A | Ringwood (AusNet) 22 kV | AusNet | Winter | Non-coincident | 2020 | ACTUAL_ADJUSTEDOPG | NA | 42.0618 | VIC Ringwood (AusNet) 22 kV |  |  | FALSE | #N/A | #N/A | #N/A | #N/A | #N/A | #N/A | #N/A | #N/A | #N/A | #N/A
TRUE | VIC | RWTS22A | Ringwood (AusNet) 22 kV | AusNet | Winter | Coincident | 2021 | ACTUAL_OPG | NA | 38.4921 | VIC Ringwood (AusNet) 22 kV |  |  | FALSE | #N/A | #N/A | #N/A | #N/A | #N/A | #N/A | #N/A | #N/A | #N/A | #N/A
TRUE | VIC | RWTS22A | Ringwood (AusNet) 22 kV | AusNet | Winter | Coincident | 2021 | ACTUAL_RAW | NA | 38.4921 | VIC Ringwood (AusNet) 22 kV |  |  | FALSE | #N/A | #N/A | #N/A | #N/A | #N/A | #N/A | #N/A | #N/A | #N/A | #N/A
TRUE | VIC | RWTS22A | Ringwood (AusNet) 22 kV | AusNet | Winter | Non-coincident | 2021 | ACTUAL_RAW | NA | 40.1491 | VIC Ringwood (AusNet) 22 kV |  |  | FALSE | #N/A | #N/A | #N/A | #N/A | #N/A | #N/A | #N/A | #N/A | #N/A | #N/A
TRUE | VIC | RWTS22A | Ringwood (AusNet) 22 kV | AusNet | Winter | Non-coincident | 2021 | ACTUAL_OPG | NA | 40.1491 | VIC Ringwood (AusNet) 22 kV |  |  | FALSE | #N/A | #N/A | #N/A | #N/A | #N/A | #N/A | #N/A | #N/A | #N/A | #N/A
TRUE | VIC | RWTS22A | Ringwood (AusNet) 22 kV | AusNet | Winter | Non-coincident | 2021 | ACTUAL_ADJUSTEDOPG | NA | 40.1491 | VIC Ringwood (AusNet) 22 kV |  |  | FALSE | #N/A | #N/A | #N/A | #N/A | #N/A | #N/A | #N/A | #N/A | #N/A | #N/A
TRUE | VIC | RWTS22A | Ringwood (AusNet) 22 kV | AusNet | Winter | Coincident | 2022 | ACTUAL_OPG | NA | 40.3907 | VIC Ringwood (AusNet) 22 kV |  |  | FALSE | #N/A | #N/A | #N/A | #N/A | #N/A | #N/A | #N/A | #N/A | #N/A | #N/A
TRUE | VIC | RWTS22A | Ringwood (AusNet) 22 kV | AusNet | Winter | Coincident | 2022 | ACTUAL_RAW | NA | 40.3907 | VIC Ringwood (AusNet) 22 kV |  |  | FALSE | #N/A | #N/A | #N/A | #N/A | #N/A | #N/A | #N/A | #N/A | #N/A | #N/A
TRUE | VIC | RWTS22A | Ringwood (AusNet) 22 kV | AusNet | Winter | Non-coincident | 2022 | ACTUAL_RAW | NA | 40.4555 | VIC Ringwood (AusNet) 22 kV |  |  | FALSE | #N/A | #N/A | #N/A | #N/A | #N/A | #N/A | #N/A | #N/A | #N/A | #N/A
TRUE | VIC | RWTS22A | Ringwood (AusNet) 22 kV | AusNet | Winter | Non-coincident | 2022 | ACTUAL_OPG | NA | 40.4555 | VIC Ringwood (AusNet) 22 kV |  |  | FALSE | #N/A | #N/A | #N/A | #N/A | #N/A | #N/A | #N/A | #N/A | #N/A | #N/A
TRUE | VIC | RWTS22A | Ringwood (AusNet) 22 kV | AusNet | Winter | Non-coincident | 2022 | ACTUAL_ADJUSTEDOPG | NA | 40.4555 | VIC Ringwood (AusNet) 22 kV |  |  | FALSE | #N/A | #N/A | #N/A | #N/A | #N/A | #N/A | #N/A | #N/A | #N/A | #N/A
TRUE | VIC | RWTS22A | Ringwood (AusNet) 22 kV | AusNet | Winter | Coincident | 2023 | ACTUAL_OPG | NA | 40.1534 | VIC Ringwood (AusNet) 22 kV |  |  | FALSE | #N/A | #N/A | #N/A | #N/A | #N/A | #N/A | #N/A | #N/A | #N/A | #N/A
TRUE | VIC | RWTS22A | Ringwood (AusNet) 22 kV | AusNet | Winter | Coincident | 2023 | ACTUAL_RAW | NA | 40.1534 | VIC Ringwood (AusNet) 22 kV |  |  | FALSE | #N/A | #N/A | #N/A | #N/A | #N/A | #N/A | #N/A | #N/A | #N/A | #N/A
TRUE | VIC | RWTS22A | Ringwood (AusNet) 22 kV | AusNet | Winter | Non-coincident | 2023 | ACTUAL_RAW | NA | 40.8568 | VIC Ringwood (AusNet) 22 kV |  |  | FALSE | #N/A | #N/A | #N/A | #N/A | #N/A | #N/A | #N/A | #N/A | #N/A | #N/A
TRUE | VIC | RWTS22A | Ringwood (AusNet) 22 kV | AusNet | Winter | Non-coincident | 2023 | ACTUAL_OPG | NA | 40.8568 | VIC Ringwood (AusNet) 22 kV |  |  | FALSE | #N/A | #N/A | #N/A | #N/A | #N/A | #N/A | #N/A | #N/A | #N/A | #N/A
TRUE | VIC | RWTS22A | Ringwood (AusNet) 22 kV | AusNet | Winter | Non-coincident | 2023 | ACTUAL_ADJUSTEDOPG | NA | 40.8568 | VIC Ringwood (AusNet) 22 kV |  |  | FALSE | #N/A | #N/A | #N/A | #N/A | #N/A | #N/A | #N/A | #N/A | #N/A | #N/A
TRUE | VIC | RWTS22A | Ringwood (AusNet) 22 kV | AusNet | Winter | Coincident | 2024 | ACTUAL_OPG | NA | 42.6189 | VIC Ringwood (AusNet) 22 kV |  |  | FALSE | #N/A | #N/A | #N/A | #N/A | #N/A | #N/A | #N/A | #N/A | #N/A | #N/A
TRUE | VIC | RWTS22A | Ringwood (AusNet) 22 kV | AusNet | Winter | Coincident | 2024 | ACTUAL_RAW | NA | 42.6189 | VIC Ringwood (AusNet) 22 kV |  |  | FALSE | #N/A | #N/A | #N/A | #N/A | #N/A | #N/A | #N/A | #N/A | #N/A | #N/A
TRUE | VIC | RWTS22A | Ringwood (AusNet) 22 kV | AusNet | Winter | Non-coincident | 2024 | ACTUAL_RAW | NA | 42.6189 | VIC Ringwood (AusNet) 22 kV |  |  | FALSE | #N/A | #N/A | #N/A | #N/A | #N/A | #N/A | #N/A | #N/A | #N/A | #N/A
TRUE | VIC | RWTS22A | Ringwood (AusNet) 22 kV | AusNet | Winter | Non-coincident | 2024 | ACTUAL_OPG | NA | 42.6189 | VIC Ringwood (AusNet) 22 kV |  |  | FALSE | #N/A | #N/A | #N/A | #N/A | #N/A | #N/A | #N/A | #N/A | #N/A | #N/A
TRUE | VIC | RWTS22A | Ringwood (AusNet) 22 kV | AusNet | Winter | Non-coincident | 2024 | ACTUAL_ADJUSTEDOPG | NA | 42.6189 | VIC Ringwood (AusNet) 22 kV |  |  | FALSE | #N/A | #N/A | #N/A | #N/A | #N/A | #N/A | #N/A | #N/A | #N/A | #N/A
TRUE | VIC | RWTS22A | Ringwood (AusNet) 22 kV | AusNet | Winter | Coincident | 2025 | POE10 | NA | 57.9041 | VIC Ringwood (AusNet) 22 kV |  |  | FALSE | #N/A | #N/A | #N/A | #N/A | #N/A | #N/A | #N/A | #N/A | #N/A | #N/A
TRUE | VIC | RWTS22A | Ringwood (AusNet) 22 kV | AusNet | Winter | Coincident | 2025 | POE50 | NA | 57.7309 | VIC Ringwood (AusNet) 22 kV |  |  | FALSE | #N/A | #N/A | #N/A | #N/A | #N/A | #N/A | #N/A | #N/A | #N/A | #N/A
TRUE | VIC | RWTS22A | Ringwood (AusNet) 22 kV | AusNet | Winter | Non-coincident | 2025 | ACTUAL_RAW | NA | 43.7707 | VIC Ringwood (AusNet) 22 kV |  |  | FALSE | #N/A | #N/A | #N/A | #N/A | #N/A | #N/A | #N/A | #N/A | #N/A | #N/A
TRUE | VIC | RWTS22A | Ringwood (AusNet) 22 kV | AusNet | Winter | Non-coincident | 2025 | ACTUAL_ADJUSTEDOPG | NA | 43.7707 | VIC Ringwood (AusNet) 22 kV |  |  | FALSE | #N/A | #N/A | #N/A | #N/A | #N/A | #N/A | #N/A | #N/A | #N/A | #N/A
TRUE | VIC | RWTS22A | Ringwood (AusNet) 22 kV | AusNet | Winter | Non-coincident | 2025 | BASEYEARPOE50 | NA | 41.1724 | VIC Ringwood (AusNet) 22 kV |  |  | FALSE | #N/A | #N/A | #N/A | #N/A | #N/A | #N/A | #N/A | #N/A | #N/A | #N/A
TRUE | VIC | RWTS22A | Ringwood (AusNet) 22 kV | AusNet | Winter | Non-coincident | 2025 | BASEYEARPOE10 | NA | 41.8685 | VIC Ringwood (AusNet) 22 kV |  |  | FALSE | #N/A | #N/A | #N/A | #N/A | #N/A | #N/A | #N/A | #N/A | #N/A | #N/A
TRUE | VIC | RWTS22A | Ringwood (AusNet) 22 kV | AusNet | Winter | Non-coincident | 2025 | POE10 | NA | 60.7075 | VIC Ringwood (AusNet) 22 kV |  |  | FALSE | #N/A | #N/A | #N/A | #N/A | #N/A | #N/A | #N/A | #N/A | #N/A | #N/A
TRUE | VIC | RWTS22A | Ringwood (AusNet) 22 kV | AusNet | Winter | Non-coincident | 2025 | POE50 | NA | 60 | VIC Ringwood (AusNet) 22 kV |  |  | FALSE | #N/A | #N/A | #N/A | #N/A | #N/A | #N/A | #N/A | #N/A | #N/A | #N/A
TRUE | VIC | RWTS22A | Ringwood (AusNet) 22 kV | AusNet | Winter | Coincident | 2026 | POE10 | NA | 45.6864 | VIC Ringwood (AusNet) 22 kV |  |  | FALSE | #N/A | #N/A | #N/A | #N/A | #N/A | #N/A | #N/A | #N/A | #N/A | #N/A
TRUE | VIC | RWTS22A | Ringwood (AusNet) 22 kV | AusNet | Winter | Coincident | 2026 | POE50 | NA | 45.3461 | VIC Ringwood (AusNet) 22 kV |  |  | FALSE | #N/A | #N/A | #N/A | #N/A | #N/A | #N/A | #N/A | #N/A | #N/A | #N/A
TRUE | VIC | RWTS22A | Ringwood (AusNet) 22 kV | AusNet | Winter | Non-coincident | 2026 | POE10 | NA | 49.5491 | VIC Ringwood (AusNet) 22 kV |  |  | FALSE | #N/A | #N/A | #N/A | #N/A | #N/A | #N/A | #N/A | #N/A | #N/A | #N/A
TRUE | VIC | RWTS22A | Ringwood (AusNet) 22 kV | AusNet | Winter | Non-coincident | 2026 | POE50 | NA | 48.8397 | VIC Ringwood (AusNet) 22 kV |  |  | FALSE | #N/A | #N/A | #N/A | #N/A | #N/A | #N/A | #N/A | #N/A | #N/A | #N/A
TRUE | VIC | RWTS22A | Ringwood (AusNet) 22 kV | AusNet | Winter | Coincident | 2027 | POE10 | NA | 44.196 | VIC Ringwood (AusNet) 22 kV |  |  | FALSE | #N/A | #N/A | #N/A | #N/A | #N/A | #N/A | #N/A | #N/A | #N/A | #N/A
TRUE | VIC | RWTS22A | Ringwood (AusNet) 22 kV | AusNet | Winter | Coincident | 2027 | POE50 | NA | 43.7552 | VIC Ringwood (AusNet) 22 kV |  |  | FALSE | #N/A | #N/A | #N/A | #N/A | #N/A | #N/A | #N/A | #N/A | #N/A | #N/A
TRUE | VIC | RWTS22A | Ringwood (AusNet) 22 kV | AusNet | Winter | Non-coincident | 2027 | POE10 | NA | 49.752 | VIC Ringwood (AusNet) 22 kV |  |  | FALSE | #N/A | #N/A | #N/A | #N/A | #N/A | #N/A | #N/A | #N/A | #N/A | #N/A
TRUE | VIC | RWTS22A | Ringwood (AusNet) 22 kV | AusNet | Winter | Non-coincident | 2027 | POE50 | NA | 49.0404 | VIC Ringwood (AusNet) 22 kV |  |  | FALSE | #N/A | #N/A | #N/A | #N/A | #N/A | #N/A | #N/A | #N/A | #N/A | #N/A
TRUE | VIC | RWTS22A | Ringwood (AusNet) 22 kV | AusNet | Winter | Coincident | 2028 | POE10 | NA | 43.5502 | VIC Ringwood (AusNet) 22 kV |  |  | FALSE | #N/A | #N/A | #N/A | #N/A | #N/A | #N/A | #N/A | #N/A | #N/A | #N/A
TRUE | VIC | RWTS22A | Ringwood (AusNet) 22 kV | AusNet | Winter | Coincident | 2028 | POE50 | NA | 43.151 | VIC Ringwood (AusNet) 22 kV |  |  | FALSE | #N/A | #N/A | #N/A | #N/A | #N/A | #N/A | #N/A | #N/A | #N/A | #N/A
TRUE | VIC | RWTS22A | Ringwood (AusNet) 22 kV | AusNet | Winter | Non-coincident | 2028 | POE10 | NA | 49.992 | VIC Ringwood (AusNet) 22 kV |  |  | FALSE | #N/A | #N/A | #N/A | #N/A | #N/A | #N/A | #N/A | #N/A | #N/A | #N/A
TRUE | VIC | RWTS22A | Ringwood (AusNet) 22 kV | AusNet | Winter | Non-coincident | 2028 | POE50 | NA | 49.2782 | VIC Ringwood (AusNet) 22 kV |  |  | FALSE | #N/A | #N/A | #N/A | #N/A | #N/A | #N/A | #N/A | #N/A | #N/A | #N/A
TRUE | VIC | RWTS22A | Ringwood (AusNet) 22 kV | AusNet | Winter | Coincident | 2029 | POE10 | NA | 43.2495 | VIC Ringwood (AusNet) 22 kV |  |  | FALSE | #N/A | #N/A | #N/A | #N/A | #N/A | #N/A | #N/A | #N/A | #N/A | #N/A
TRUE | VIC | RWTS22A | Ringwood (AusNet) 22 kV | AusNet | Winter | Coincident | 2029 | POE50 | NA | 42.8691 | VIC Ringwood (AusNet) 22 kV |  |  | FALSE | #N/A | #N/A | #N/A | #N/A | #N/A | #N/A | #N/A | #N/A | #N/A | #N/A
TRUE | VIC | RWTS22A | Ringwood (AusNet) 22 kV | AusNet | Winter | Non-coincident | 2029 | POE10 | NA | 50.265 | VIC Ringwood (AusNet) 22 kV |  |  | FALSE | #N/A | #N/A | #N/A | #N/A | #N/A | #N/A | #N/A | #N/A | #N/A | #N/A
TRUE | VIC | RWTS22A | Ringwood (AusNet) 22 kV | AusNet | Winter | Non-coincident | 2029 | POE50 | NA | 49.549 | VIC Ringwood (AusNet) 22 kV |  |  | FALSE | #N/A | #N/A | #N/A | #N/A | #N/A | #N/A | #N/A | #N/A | #N/A | #N/A
TRUE | VIC | RWTS22A | Ringwood (AusNet) 22 kV | AusNet | Winter | Coincident | 2030 | POE10 | NA | 42.8887 | VIC Ringwood (AusNet) 22 kV |  |  | FALSE | #N/A | #N/A | #N/A | #N/A | #N/A | #N/A | #N/A | #N/A | #N/A | #N/A
TRUE | VIC | RWTS22A | Ringwood (AusNet) 22 kV | AusNet | Winter | Coincident | 2030 | POE50 | NA | 42.5036 | VIC Ringwood (AusNet) 22 kV |  |  | FALSE | #N/A | #N/A | #N/A | #N/A | #N/A | #N/A | #N/A | #N/A | #N/A | #N/A
TRUE | VIC | RWTS22A | Ringwood (AusNet) 22 kV | AusNet | Winter | Non-coincident | 2030 | POE10 | NA | 50.55 | VIC Ringwood (AusNet) 22 kV |  |  | FALSE | #N/A | #N/A | #N/A | #N/A | #N/A | #N/A | #N/A | #N/A | #N/A | #N/A
TRUE | VIC | RWTS22A | Ringwood (AusNet) 22 kV | AusNet | Winter | Non-coincident | 2030 | POE50 | NA | 49.8318 | VIC Ringwood (AusNet) 22 kV |  |  | FALSE | #N/A | #N/A | #N/A | #N/A | #N/A | #N/A | #N/A | #N/A | #N/A | #N/A
TRUE | VIC | RWTS22A | Ringwood (AusNet) 22 kV | AusNet | Winter | Coincident | 2031 | POE10 | NA | 42.6002 | VIC Ringwood (AusNet) 22 kV |  |  | FALSE | #N/A | #N/A | #N/A | #N/A | #N/A | #N/A | #N/A | #N/A | #N/A | #N/A
TRUE | VIC | RWTS22A | Ringwood (AusNet) 22 kV | AusNet | Winter | Coincident | 2031 | POE50 | NA | 42.2207 | VIC Ringwood (AusNet) 22 kV |  |  | FALSE | #N/A | #N/A | #N/A | #N/A | #N/A | #N/A | #N/A | #N/A | #N/A | #N/A
TRUE | VIC | RWTS22A | Ringwood (AusNet) 22 kV | AusNet | Winter | Non-coincident | 2031 | POE10 | NA | 50.8398 | VIC Ringwood (AusNet) 22 kV |  |  | FALSE | #N/A | #N/A | #N/A | #N/A | #N/A | #N/A | #N/A | #N/A | #N/A | #N/A
TRUE | VIC | RWTS22A | Ringwood (AusNet) 22 kV | AusNet | Winter | Non-coincident | 2031 | POE50 | NA | 50.1193 | VIC Ringwood (AusNet) 22 kV |  |  | FALSE | #N/A | #N/A | #N/A | #N/A | #N/A | #N/A | #N/A | #N/A | #N/A | #N/A
TRUE | VIC | RWTS22A | Ringwood (AusNet) 22 kV | AusNet | Winter | Coincident | 2032 | POE10 | NA | 41.9698 | VIC Ringwood (AusNet) 22 kV |  |  | FALSE | #N/A | #N/A | #N/A | #N/A | #N/A | #N/A | #N/A | #N/A | #N/A | #N/A
TRUE | VIC | RWTS22A | Ringwood (AusNet) 22 kV | AusNet | Winter | Coincident | 2032 | POE50 | NA | 41.5186 | VIC Ringwood (AusNet) 22 kV |  |  | FALSE | #N/A | #N/A | #N/A | #N/A | #N/A | #N/A | #N/A | #N/A | #N/A | #N/A
TRUE | VIC | RWTS22A | Ringwood (AusNet) 22 kV | AusNet | Winter | Non-coincident | 2032 | POE10 | NA | 51.141 | VIC Ringwood (AusNet) 22 kV |  |  | FALSE | #N/A | #N/A | #N/A | #N/A | #N/A | #N/A | #N/A | #N/A | #N/A | #N/A
TRUE | VIC | RWTS22A | Ringwood (AusNet) 22 kV | AusNet | Winter | Non-coincident | 2032 | POE50 | NA | 50.4182 | VIC Ringwood (AusNet) 22 kV |  |  | FALSE | #N/A | #N/A | #N/A | #N/A | #N/A | #N/A | #N/A | #N/A | #N/A | #N/A
TRUE | VIC | RWTS22A | Ringwood (AusNet) 22 kV | AusNet | Winter | Coincident | 2033 | POE10 | NA | 41.1593 | VIC Ringwood (AusNet) 22 kV |  |  | FALSE | #N/A | #N/A | #N/A | #N/A | #N/A | #N/A | #N/A | #N/A | #N/A | #N/A
TRUE | VIC | RWTS22A | Ringwood (AusNet) 22 kV | AusNet | Winter | Coincident | 2033 | POE50 | NA | 40.7229 | VIC Ringwood (AusNet) 22 kV |  |  | FALSE | #N/A | #N/A | #N/A | #N/A | #N/A | #N/A | #N/A | #N/A | #N/A | #N/A
TRUE | VIC | RWTS22A | Ringwood (AusNet) 22 kV | AusNet | Winter | Non-coincident | 2033 | POE10 | NA | 51.4395 | VIC Ringwood (AusNet) 22 kV |  |  | FALSE | #N/A | #N/A | #N/A | #N/A | #N/A | #N/A | #N/A | #N/A | #N/A | #N/A
TRUE | VIC | RWTS22A | Ringwood (AusNet) 22 kV | AusNet | Winter | Non-coincident | 2033 | POE50 | NA | 50.7143 | VIC Ringwood (AusNet) 22 kV |  |  | FALSE | #N/A | #N/A | #N/A | #N/A | #N/A | #N/A | #N/A | #N/A | #N/A | #N/A
TRUE | VIC | RWTS22A | Ringwood (AusNet) 22 kV | AusNet | Winter | Coincident | 2034 | POE10 | NA | 41.0825 | VIC Ringwood (AusNet) 22 kV |  |  | FALSE | #N/A | #N/A | #N/A | #N/A | #N/A | #N/A | #N/A | #N/A | #N/A | #N/A
TRUE | VIC | RWTS22A | Ringwood (AusNet) 22 kV | AusNet | Winter | Coincident | 2034 | POE50 | NA | 40.6701 | VIC Ringwood (AusNet) 22 kV |  |  | FALSE | #N/A | #N/A | #N/A | #N/A | #N/A | #N/A | #N/A | #N/A | #N/A | #N/A
TRUE | VIC | RWTS22A | Ringwood (AusNet) 22 kV | AusNet | Winter | Non-coincident | 2034 | POE10 | NA | 51.7323 | VIC Ringwood (AusNet) 22 kV |  |  | FALSE | #N/A | #N/A | #N/A | #N/A | #N/A | #N/A | #N/A | #N/A | #N/A | #N/A
TRUE | VIC | RWTS22A | Ringwood (AusNet) 22 kV | AusNet | Winter | Non-coincident | 2034 | POE50 | NA | 51.0048 | VIC Ringwood (AusNet) 22 kV |  |  | FALSE | #N/A | #N/A | #N/A | #N/A | #N/A | #N/A | #N/A | #N/A | #N/A | #N/A
TRUE | VIC | RWTS22U | Ringwood (United Energy) 22 kV | United Energy | Shoulder | Coincident | 2019 | ACTUAL_OPG | 8.8833 | NA | VIC Ringwood (United Energy) 22 kV |  |  | FALSE | #N/A | #N/A | #N/A | #N/A | #N/A | #N/A | #N/A | #N/A | #N/A | #N/A
TRUE | VIC | RWTS22U | Ringwood (United Energy) 22 kV | United Energy | Shoulder | Coincident | 2019 | ACTUAL_RAW | 8.8833 | NA | VIC Ringwood (United Energy) 22 kV |  |  | FALSE | #N/A | #N/A | #N/A | #N/A | #N/A | #N/A | #N/A | #N/A | #N/A | #N/A
TRUE | VIC | RWTS22U | Ringwood (United Energy) 22 kV | United Energy | Shoulder | Non-coincident | 2019 | ACTUAL_RAW | 8.8698 | NA | VIC Ringwood (United Energy) 22 kV |  |  | FALSE | #N/A | #N/A | #N/A | #N/A | #N/A | #N/A | #N/A | #N/A | #N/A | #N/A
TRUE | VIC | RWTS22U | Ringwood (United Energy) 22 kV | United Energy | Shoulder | Non-coincident | 2019 | ACTUAL_OPG | 8.8698 | NA | VIC Ringwood (United Energy) 22 kV |  |  | FALSE | #N/A | #N/A | #N/A | #N/A | #N/A | #N/A | #N/A | #N/A | #N/A | #N/A
TRUE | VIC | RWTS22U | Ringwood (United Energy) 22 kV | United Energy | Shoulder | Non-coincident | 2019 | ACTUAL_ADJUSTEDOPG | 8.8698 | NA | VIC Ringwood (United Energy) 22 kV |  |  | FALSE | #N/A | #N/A | #N/A | #N/A | #N/A | #N/A | #N/A | #N/A | #N/A | #N/A
TRUE | VIC | RWTS22U | Ringwood (United Energy) 22 kV | United Energy | Shoulder | Coincident | 2020 | ACTUAL_OPG | 9.6597 | NA | VIC Ringwood (United Energy) 22 kV |  |  | FALSE | #N/A | #N/A | #N/A | #N/A | #N/A | #N/A | #N/A | #N/A | #N/A | #N/A
TRUE | VIC | RWTS22U | Ringwood (United Energy) 22 kV | United Energy | Shoulder | Coincident | 2020 | ACTUAL_RAW | 9.6597 | NA | VIC Ringwood (United Energy) 22 kV |  |  | FALSE | #N/A | #N/A | #N/A | #N/A | #N/A | #N/A | #N/A | #N/A | #N/A | #N/A
TRUE | VIC | RWTS22U | Ringwood (United Energy) 22 kV | United Energy | Shoulder | Non-coincident | 2020 | ACTUAL_RAW | 7.0154 | NA | VIC Ringwood (United Energy) 22 kV |  |  | FALSE | #N/A | #N/A | #N/A | #N/A | #N/A | #N/A | #N/A | #N/A | #N/A | #N/A
TRUE | VIC | RWTS22U | Ringwood (United Energy) 22 kV | United Energy | Shoulder | Non-coincident | 2020 | ACTUAL_OPG | 7.0154 | NA | VIC Ringwood (United Energy) 22 kV |  |  | FALSE | #N/A | #N/A | #N/A | #N/A | #N/A | #N/A | #N/A | #N/A | #N/A | #N/A
TRUE | VIC | RWTS22U | Ringwood (United Energy) 22 kV | United Energy | Shoulder | Non-coincident | 2020 | ACTUAL_ADJUSTEDOPG | 7.0154 | NA | VIC Ringwood (United Energy) 22 kV |  |  | FALSE | #N/A | #N/A | #N/A | #N/A | #N/A | #N/A | #N/A | #N/A | #N/A | #N/A
TRUE | VIC | RWTS22U | Ringwood (United Energy) 22 kV | United Energy | Shoulder | Coincident | 2021 | ACTUAL_OPG | 8.166 | NA | VIC Ringwood (United Energy) 22 kV |  |  | FALSE | #N/A | #N/A | #N/A | #N/A | #N/A | #N/A | #N/A | #N/A | #N/A | #N/A
TRUE | VIC | RWTS22U | Ringwood (United Energy) 22 kV | United Energy | Shoulder | Coincident | 2021 | ACTUAL_RAW | 8.166 | NA | VIC Ringwood (United Energy) 22 kV |  |  | FALSE | #N/A | #N/A | #N/A | #N/A | #N/A | #N/A | #N/A | #N/A | #N/A | #N/A
TRUE | VIC | RWTS22U | Ringwood (United Energy) 22 kV | United Energy | Shoulder | Non-coincident | 2021 | ACTUAL_RAW | 6.5416 | NA | VIC Ringwood (United Energy) 22 kV |  |  | FALSE | #N/A | #N/A | #N/A | #N/A | #N/A | #N/A | #N/A | #N/A | #N/A | #N/A
TRUE | VIC | RWTS22U | Ringwood (United Energy) 22 kV | United Energy | Shoulder | Non-coincident | 2021 | ACTUAL_OPG | 6.5416 | NA | VIC Ringwood (United Energy) 22 kV |  |  | FALSE | #N/A | #N/A | #N/A | #N/A | #N/A | #N/A | #N/A | #N/A | #N/A | #N/A
TRUE | VIC | RWTS22U | Ringwood (United Energy) 22 kV | United Energy | Shoulder | Non-coincident | 2021 | ACTUAL_ADJUSTEDOPG | 6.5416 | NA | VIC Ringwood (United Energy) 22 kV |  |  | FALSE | #N/A | #N/A | #N/A | #N/A | #N/A | #N/A | #N/A | #N/A | #N/A | #N/A
TRUE | VIC | RWTS22U | Ringwood (United Energy) 22 kV | United Energy | Shoulder | Coincident | 2022 | ACTUAL_OPG | 3.9243 | NA | VIC Ringwood (United Energy) 22 kV |  |  | FALSE | #N/A | #N/A | #N/A | #N/A | #N/A | #N/A | #N/A | #N/A | #N/A | #N/A
TRUE | VIC | RWTS22U | Ringwood (United Energy) 22 kV | United Energy | Shoulder | Coincident | 2022 | ACTUAL_RAW | 3.9243 | NA | VIC Ringwood (United Energy) 22 kV |  |  | FALSE | #N/A | #N/A | #N/A | #N/A | #N/A | #N/A | #N/A | #N/A | #N/A | #N/A
TRUE | VIC | RWTS22U | Ringwood (United Energy) 22 kV | United Energy | Shoulder | Non-coincident | 2022 | ACTUAL_RAW | 3.7778 | NA | VIC Ringwood (United Energy) 22 kV |  |  | FALSE | #N/A | #N/A | #N/A | #N/A | #N/A | #N/A | #N/A | #N/A | #N/A | #N/A
TRUE | VIC | RWTS22U | Ringwood (United Energy) 22 kV | United Energy | Shoulder | Non-coincident | 2022 | ACTUAL_OPG | 3.7778 | NA | VIC Ringwood (United Energy) 22 kV |  |  | FALSE | #N/A | #N/A | #N/A | #N/A | #N/A | #N/A | #N/A | #N/A | #N/A | #N/A
TRUE | VIC | RWTS22U | Ringwood (United Energy) 22 kV | United Energy | Shoulder | Non-coincident | 2022 | ACTUAL_ADJUSTEDOPG | 3.7778 | NA | VIC Ringwood (United Energy) 22 kV |  |  | FALSE | #N/A | #N/A | #N/A | #N/A | #N/A | #N/A | #N/A | #N/A | #N/A | #N/A
TRUE | VIC | RWTS22U | Ringwood (United Energy) 22 kV | United Energy | Shoulder | Coincident | 2023 | ACTUAL_OPG | 2.9289 | NA | VIC Ringwood (United Energy) 22 kV |  |  | FALSE | #N/A | #N/A | #N/A | #N/A | #N/A | #N/A | #N/A | #N/A | #N/A | #N/A
TRUE | VIC | RWTS22U | Ringwood (United Energy) 22 kV | United Energy | Shoulder | Coincident | 2023 | ACTUAL_RAW | 2.9289 | NA | VIC Ringwood (United Energy) 22 kV |  |  | FALSE | #N/A | #N/A | #N/A | #N/A | #N/A | #N/A | #N/A | #N/A | #N/A | #N/A
TRUE | VIC | RWTS22U | Ringwood (United Energy) 22 kV | United Energy | Shoulder | Non-coincident | 2023 | ACTUAL_RAW | 2.3558 | NA | VIC Ringwood (United Energy) 22 kV |  |  | FALSE | #N/A | #N/A | #N/A | #N/A | #N/A | #N/A | #N/A | #N/A | #N/A | #N/A
TRUE | VIC | RWTS22U | Ringwood (United Energy) 22 kV | United Energy | Shoulder | Non-coincident | 2023 | ACTUAL_OPG | 2.3558 | NA | VIC Ringwood (United Energy) 22 kV |  |  | FALSE | #N/A | #N/A | #N/A | #N/A | #N/A | #N/A | #N/A | #N/A | #N/A | #N/A
TRUE | VIC | RWTS22U | Ringwood (United Energy) 22 kV | United Energy | Shoulder | Non-coincident | 2023 | ACTUAL_ADJUSTEDOPG | 2.3558 | NA | VIC Ringwood (United Energy) 22 kV |  |  | FALSE | #N/A | #N/A | #N/A | #N/A | #N/A | #N/A | #N/A | #N/A | #N/A | #N/A
TRUE | VIC | RWTS22U | Ringwood (United Energy) 22 kV | United Energy | Shoulder | Coincident | 2024 | ACTUAL_OPG | 0.80421 | NA | VIC Ringwood (United Energy) 22 kV |  |  | FALSE | #N/A | #N/A | #N/A | #N/A | #N/A | #N/A | #N/A | #N/A | #N/A | #N/A
TRUE | VIC | RWTS22U | Ringwood (United Energy) 22 kV | United Energy | Shoulder | Coincident | 2024 | ACTUAL_RAW | 0.80421 | NA | VIC Ringwood (United Energy) 22 kV |  |  | FALSE | #N/A | #N/A | #N/A | #N/A | #N/A | #N/A | #N/A | #N/A | #N/A | #N/A
TRUE | VIC | RWTS22U | Ringwood (United Energy) 22 kV | United Energy | Shoulder | Non-coincident | 2024 | ACTUAL_RAW | 0.80421 | NA | VIC Ringwood (United Energy) 22 kV |  |  | FALSE | #N/A | #N/A | #N/A | #N/A | #N/A | #N/A | #N/A | #N/A | #N/A | #N/A
TRUE | VIC | RWTS22U | Ringwood (United Energy) 22 kV | United Energy | Shoulder | Non-coincident | 2024 | ACTUAL_OPG | 0.80421 | NA | VIC Ringwood (United Energy) 22 kV |  |  | FALSE | #N/A | #N/A | #N/A | #N/A | #N/A | #N/A | #N/A | #N/A | #N/A | #N/A
TRUE | VIC | RWTS22U | Ringwood (United Energy) 22 kV | United Energy | Shoulder | Non-coincident | 2024 | ACTUAL_ADJUSTEDOPG | 0.80421 | NA | VIC Ringwood (United Energy) 22 kV |  |  | FALSE | #N/A | #N/A | #N/A | #N/A | #N/A | #N/A | #N/A | #N/A | #N/A | #N/A
TRUE | VIC | RWTS22U | Ringwood (United Energy) 22 kV | United Energy | Shoulder | Coincident | 2025 | ACTUAL_OPG | -1.0459 | NA | VIC Ringwood (United Energy) 22 kV |  |  | FALSE | #N/A | #N/A | #N/A | #N/A | #N/A | #N/A | #N/A | #N/A | #N/A | #N/A
TRUE | VIC | RWTS22U | Ringwood (United Energy) 22 kV | United Energy | Shoulder | Coincident | 2025 | ACTUAL_RAW | -1.0459 | NA | VIC Ringwood (United Energy) 22 kV |  |  | FALSE | #N/A | #N/A | #N/A | #N/A | #N/A | #N/A | #N/A | #N/A | #N/A | #N/A
TRUE | VIC | RWTS22U | Ringwood (United Energy) 22 kV | United Energy | Shoulder | Non-coincident | 2025 | ACTUAL_RAW | -1.0459 | NA | VIC Ringwood (United Energy) 22 kV |  |  | FALSE | #N/A | #N/A | #N/A | #N/A | #N/A | #N/A | #N/A | #N/A | #N/A | #N/A
TRUE | VIC | RWTS22U | Ringwood (United Energy) 22 kV | United Energy | Shoulder | Non-coincident | 2025 | ACTUAL_OPG | -1.0459 | NA | VIC Ringwood (United Energy) 22 kV |  |  | FALSE | #N/A | #N/A | #N/A | #N/A | #N/A | #N/A | #N/A | #N/A | #N/A | #N/A
TRUE | VIC | RWTS22U | Ringwood (United Energy) 22 kV | United Energy | Shoulder | Non-coincident | 2025 | ACTUAL_ADJUSTEDOPG | -1.0459 | NA | VIC Ringwood (United Energy) 22 kV |  |  | FALSE | #N/A | #N/A | #N/A | #N/A | #N/A | #N/A | #N/A | #N/A | #N/A | #N/A
TRUE | VIC | RWTS22U | Ringwood (United Energy) 22 kV | United Energy | Shoulder | Non-coincident | 2025 | BASEYEARPOE90 | -1.7844 | NA | VIC Ringwood (United Energy) 22 kV |  |  | FALSE | #N/A | #N/A | #N/A | #N/A | #N/A | #N/A | #N/A | #N/A | #N/A | #N/A
TRUE | VIC | RWTS22U | Ringwood (United Energy) 22 kV | United Energy | Shoulder | Non-coincident | 2025 | BASEYEARPOE50 | -0.35988 | NA | VIC Ringwood (United Energy) 22 kV |  |  | FALSE | #N/A | #N/A | #N/A | #N/A | #N/A | #N/A | #N/A | #N/A | #N/A | #N/A
TRUE | VIC | RWTS22U | Ringwood (United Energy) 22 kV | United Energy | Shoulder | Coincident_unreconciled | 2026 | POE50 | -1.803 | NA | VIC Ringwood (United Energy) 22 kV |  |  | FALSE | #N/A | #N/A | #N/A | #N/A | #N/A | #N/A | #N/A | #N/A | #N/A | #N/A
TRUE | VIC | RWTS22U | Ringwood (United Energy) 22 kV | United Energy | Shoulder | Coincident_unreconciled | 2026 | POE90 | -3.3085 | NA | VIC Ringwood (United Energy) 22 kV |  |  | FALSE | #N/A | #N/A | #N/A | #N/A | #N/A | #N/A | #N/A | #N/A | #N/A | #N/A
TRUE | VIC | RWTS22U | Ringwood (United Energy) 22 kV | United Energy | Shoulder | Non-coincident | 2026 | POE50 | -1.803 | NA | VIC Ringwood (United Energy) 22 kV |  |  | FALSE | #N/A | #N/A | #N/A | #N/A | #N/A | #N/A | #N/A | #N/A | #N/A | #N/A
TRUE | VIC | RWTS22U | Ringwood (United Energy) 22 kV | United Energy | Shoulder | Non-coincident | 2026 | POE90 | -3.3085 | NA | VIC Ringwood (United Energy) 22 kV |  |  | FALSE | #N/A | #N/A | #N/A | #N/A | #N/A | #N/A | #N/A | #N/A | #N/A | #N/A
TRUE | VIC | RWTS22U | Ringwood (United Energy) 22 kV | United Energy | Shoulder | Coincident_unreconciled | 2027 | POE50 | -3.1437 | NA | VIC Ringwood (United Energy) 22 kV |  |  | FALSE | #N/A | #N/A | #N/A | #N/A | #N/A | #N/A | #N/A | #N/A | #N/A | #N/A
TRUE | VIC | RWTS22U | Ringwood (United Energy) 22 kV | United Energy | Shoulder | Coincident_unreconciled | 2027 | POE90 | -4.656 | NA | VIC Ringwood (United Energy) 22 kV |  |  | FALSE | #N/A | #N/A | #N/A | #N/A | #N/A | #N/A | #N/A | #N/A | #N/A | #N/A
TRUE | VIC | RWTS22U | Ringwood (United Energy) 22 kV | United Energy | Shoulder | Non-coincident | 2027 | POE50 | -3.1437 | NA | VIC Ringwood (United Energy) 22 kV |  |  | FALSE | #N/A | #N/A | #N/A | #N/A | #N/A | #N/A | #N/A | #N/A | #N/A | #N/A
TRUE | VIC | RWTS22U | Ringwood (United Energy) 22 kV | United Energy | Shoulder | Non-coincident | 2027 | POE90 | -4.656 | NA | VIC Ringwood (United Energy) 22 kV |  |  | FALSE | #N/A | #N/A | #N/A | #N/A | #N/A | #N/A | #N/A | #N/A | #N/A | #N/A
TRUE | VIC | RWTS22U | Ringwood (United Energy) 22 kV | United Energy | Shoulder | Coincident_unreconciled | 2028 | POE50 | -4.4876 | NA | VIC Ringwood (United Energy) 22 kV |  |  | FALSE | #N/A | #N/A | #N/A | #N/A | #N/A | #N/A | #N/A | #N/A | #N/A | #N/A
TRUE | VIC | RWTS22U | Ringwood (United Energy) 22 kV | United Energy | Shoulder | Coincident_unreconciled | 2028 | POE90 | -6.0065 | NA | VIC Ringwood (United Energy) 22 kV |  |  | FALSE | #N/A | #N/A | #N/A | #N/A | #N/A | #N/A | #N/A | #N/A | #N/A | #N/A
TRUE | VIC | RWTS22U | Ringwood (United Energy) 22 kV | United Energy | Shoulder | Non-coincident | 2028 | POE50 | -4.4876 | NA | VIC Ringwood (United Energy) 22 kV |  |  | FALSE | #N/A | #N/A | #N/A | #N/A | #N/A | #N/A | #N/A | #N/A | #N/A | #N/A
TRUE | VIC | RWTS22U | Ringwood (United Energy) 22 kV | United Energy | Shoulder | Non-coincident | 2028 | POE90 | -6.0065 | NA | VIC Ringwood (United Energy) 22 kV |  |  | FALSE | #N/A | #N/A | #N/A | #N/A | #N/A | #N/A | #N/A | #N/A | #N/A | #N/A
TRUE | VIC | RWTS22U | Ringwood (United Energy) 22 kV | United Energy | Shoulder | Coincident_unreconciled | 2029 | POE50 | -5.7534 | NA | VIC Ringwood (United Energy) 22 kV |  |  | FALSE | #N/A | #N/A | #N/A | #N/A | #N/A | #N/A | #N/A | #N/A | #N/A | #N/A
TRUE | VIC | RWTS22U | Ringwood (United Energy) 22 kV | United Energy | Shoulder | Coincident_unreconciled | 2029 | POE90 | -7.279 | NA | VIC Ringwood (United Energy) 22 kV |  |  | FALSE | #N/A | #N/A | #N/A | #N/A | #N/A | #N/A | #N/A | #N/A | #N/A | #N/A
TRUE | VIC | RWTS22U | Ringwood (United Energy) 22 kV | United Energy | Shoulder | Non-coincident | 2029 | POE50 | -5.7534 | NA | VIC Ringwood (United Energy) 22 kV |  |  | FALSE | #N/A | #N/A | #N/A | #N/A | #N/A | #N/A | #N/A | #N/A | #N/A | #N/A
TRUE | VIC | RWTS22U | Ringwood (United Energy) 22 kV | United Energy | Shoulder | Non-coincident | 2029 | POE90 | -7.279 | NA | VIC Ringwood (United Energy) 22 kV |  |  | FALSE | #N/A | #N/A | #N/A | #N/A | #N/A | #N/A | #N/A | #N/A | #N/A | #N/A
TRUE | VIC | RWTS22U | Ringwood (United Energy) 22 kV | United Energy | Shoulder | Coincident_unreconciled | 2030 | POE50 | -6.9765 | NA | VIC Ringwood (United Energy) 22 kV |  |  | FALSE | #N/A | #N/A | #N/A | #N/A | #N/A | #N/A | #N/A | #N/A | #N/A | #N/A
TRUE | VIC | RWTS22U | Ringwood (United Energy) 22 kV | United Energy | Shoulder | Coincident_unreconciled | 2030 | POE90 | -8.5088 | NA | VIC Ringwood (United Energy) 22 kV |  |  | FALSE | #N/A | #N/A | #N/A | #N/A | #N/A | #N/A | #N/A | #N/A | #N/A | #N/A
TRUE | VIC | RWTS22U | Ringwood (United Energy) 22 kV | United Energy | Shoulder | Non-coincident | 2030 | POE50 | -6.9765 | NA | VIC Ringwood (United Energy) 22 kV |  |  | FALSE | #N/A | #N/A | #N/A | #N/A | #N/A | #N/A | #N/A | #N/A | #N/A | #N/A
TRUE | VIC | RWTS22U | Ringwood (United Energy) 22 kV | United Energy | Shoulder | Non-coincident | 2030 | POE90 | -8.5088 | NA | VIC Ringwood (United Energy) 22 kV |  |  | FALSE | #N/A | #N/A | #N/A | #N/A | #N/A | #N/A | #N/A | #N/A | #N/A | #N/A
TRUE | VIC | RWTS22U | Ringwood (United Energy) 22 kV | United Energy | Shoulder | Coincident_unreconciled | 2031 | POE50 | -8.1998 | NA | VIC Ringwood (United Energy) 22 kV |  |  | FALSE | #N/A | #N/A | #N/A | #N/A | #N/A | #N/A | #N/A | #N/A | #N/A | #N/A
TRUE | VIC | RWTS22U | Ringwood (United Energy) 22 kV | United Energy | Shoulder | Coincident_unreconciled | 2031 | POE90 | -9.7389 | NA | VIC Ringwood (United Energy) 22 kV |  |  | FALSE | #N/A | #N/A | #N/A | #N/A | #N/A | #N/A | #N/A | #N/A | #N/A | #N/A
TRUE | VIC | RWTS22U | Ringwood (United Energy) 22 kV | United Energy | Shoulder | Non-coincident | 2031 | POE50 | -8.1998 | NA | VIC Ringwood (United Energy) 22 kV |  |  | FALSE | #N/A | #N/A | #N/A | #N/A | #N/A | #N/A | #N/A | #N/A | #N/A | #N/A
TRUE | VIC | RWTS22U | Ringwood (United Energy) 22 kV | United Energy | Shoulder | Non-coincident | 2031 | POE90 | -9.7389 | NA | VIC Ringwood (United Energy) 22 kV |  |  | FALSE | #N/A | #N/A | #N/A | #N/A | #N/A | #N/A | #N/A | #N/A | #N/A | #N/A
TRUE | VIC | RWTS22U | Ringwood (United Energy) 22 kV | United Energy | Shoulder | Coincident_unreconciled | 2032 | POE50 | -9.1222 | NA | VIC Ringwood (United Energy) 22 kV |  |  | FALSE | #N/A | #N/A | #N/A | #N/A | #N/A | #N/A | #N/A | #N/A | #N/A | #N/A
TRUE | VIC | RWTS22U | Ringwood (United Energy) 22 kV | United Energy | Shoulder | Coincident_unreconciled | 2032 | POE90 | -10.668 | NA | VIC Ringwood (United Energy) 22 kV |  |  | FALSE | #N/A | #N/A | #N/A | #N/A | #N/A | #N/A | #N/A | #N/A | #N/A | #N/A
TRUE | VIC | RWTS22U | Ringwood (United Energy) 22 kV | United Energy | Shoulder | Non-coincident | 2032 | POE50 | -9.1222 | NA | VIC Ringwood (United Energy) 22 kV |  |  | FALSE | #N/A | #N/A | #N/A | #N/A | #N/A | #N/A | #N/A | #N/A | #N/A | #N/A
TRUE | VIC | RWTS22U | Ringwood (United Energy) 22 kV | United Energy | Shoulder | Non-coincident | 2032 | POE90 | -10.668 | NA | VIC Ringwood (United Energy) 22 kV |  |  | FALSE | #N/A | #N/A | #N/A | #N/A | #N/A | #N/A | #N/A | #N/A | #N/A | #N/A
TRUE | VIC | RWTS22U | Ringwood (United Energy) 22 kV | United Energy | Shoulder | Coincident_unreconciled | 2033 | POE50 | -9.7966 | NA | VIC Ringwood (United Energy) 22 kV |  |  | FALSE | #N/A | #N/A | #N/A | #N/A | #N/A | #N/A | #N/A | #N/A | #N/A | #N/A
TRUE | VIC | RWTS22U | Ringwood (United Energy) 22 kV | United Energy | Shoulder | Coincident_unreconciled | 2033 | POE90 | -11.3493 | NA | VIC Ringwood (United Energy) 22 kV |  |  | FALSE | #N/A | #N/A | #N/A | #N/A | #N/A | #N/A | #N/A | #N/A | #N/A | #N/A
TRUE | VIC | RWTS22U | Ringwood (United Energy) 22 kV | United Energy | Shoulder | Non-coincident | 2033 | POE50 | -9.7966 | NA | VIC Ringwood (United Energy) 22 kV |  |  | FALSE | #N/A | #N/A | #N/A | #N/A | #N/A | #N/A | #N/A | #N/A | #N/A | #N/A
TRUE | VIC | RWTS22U | Ringwood (United Energy) 22 kV | United Energy | Shoulder | Non-coincident | 2033 | POE90 | -11.3493 | NA | VIC Ringwood (United Energy) 22 kV |  |  | FALSE | #N/A | #N/A | #N/A | #N/A | #N/A | #N/A | #N/A | #N/A | #N/A | #N/A
TRUE | VIC | RWTS22U | Ringwood (United Energy) 22 kV | United Energy | Shoulder | Coincident_unreconciled | 2034 | POE50 | -10.4328 | NA | VIC Ringwood (United Energy) 22 kV |  |  | FALSE | #N/A | #N/A | #N/A | #N/A | #N/A | #N/A | #N/A | #N/A | #N/A | #N/A
TRUE | VIC | RWTS22U | Ringwood (United Energy) 22 kV | United Energy | Shoulder | Coincident_unreconciled | 2034 | POE90 | -11.9924 | NA | VIC Ringwood (United Energy) 22 kV |  |  | FALSE | #N/A | #N/A | #N/A | #N/A | #N/A | #N/A | #N/A | #N/A | #N/A | #N/A
TRUE | VIC | RWTS22U | Ringwood (United Energy) 22 kV | United Energy | Shoulder | Non-coincident | 2034 | POE50 | -10.4328 | NA | VIC Ringwood (United Energy) 22 kV |  |  | FALSE | #N/A | #N/A | #N/A | #N/A | #N/A | #N/A | #N/A | #N/A | #N/A | #N/A
TRUE | VIC | RWTS22U | Ringwood (United Energy) 22 kV | United Energy | Shoulder | Non-coincident | 2034 | POE90 | -11.9924 | NA | VIC Ringwood (United Energy) 22 kV |  |  | FALSE | #N/A | #N/A | #N/A | #N/A | #N/A | #N/A | #N/A | #N/A | #N/A | #N/A
TRUE | VIC | RWTS22U | Ringwood (United Energy) 22 kV | United Energy | Shoulder | Coincident_unreconciled | 2035 | POE50 | -11.1391 | NA | VIC Ringwood (United Energy) 22 kV |  |  | FALSE | #N/A | #N/A | #N/A | #N/A | #N/A | #N/A | #N/A | #N/A | #N/A | #N/A
TRUE | VIC | RWTS22U | Ringwood (United Energy) 22 kV | United Energy | Shoulder | Coincident_unreconciled | 2035 | POE90 | -12.7055 | NA | VIC Ringwood (United Energy) 22 kV |  |  | FALSE | #N/A | #N/A | #N/A | #N/A | #N/A | #N/A | #N/A | #N/A | #N/A | #N/A
TRUE | VIC | RWTS22U | Ringwood (United Energy) 22 kV | United Energy | Shoulder | Non-coincident | 2035 | POE50 | -11.1391 | NA | VIC Ringwood (United Energy) 22 kV |  |  | FALSE | #N/A | #N/A | #N/A | #N/A | #N/A | #N/A | #N/A | #N/A | #N/A | #N/A
TRUE | VIC | RWTS22U | Ringwood (United Energy) 22 kV | United Energy | Shoulder | Non-coincident | 2035 | POE90 | -12.7055 | NA | VIC Ringwood (United Energy) 22 kV |  |  | FALSE | #N/A | #N/A | #N/A | #N/A | #N/A | #N/A | #N/A | #N/A | #N/A | #N/A
TRUE | VIC | RWTS22U | Ringwood (United Energy) 22 kV | United Energy | Summer | Coincident | 2019 | ACTUAL_OPG | 8.768 | 40.2629 | VIC Ringwood (United Energy) 22 kV |  |  | FALSE | #N/A | #N/A | #N/A | #N/A | #N/A | #N/A | #N/A | #N/A | #N/A | #N/A
TRUE | VIC | RWTS22U | Ringwood (United Energy) 22 kV | United Energy | Summer | Coincident | 2019 | ACTUAL_RAW | 8.768 | 40.2629 | VIC Ringwood (United Energy) 22 kV |  |  | FALSE | #N/A | #N/A | #N/A | #N/A | #N/A | #N/A | #N/A | #N/A | #N/A | #N/A
TRUE | VIC | RWTS22U | Ringwood (United Energy) 22 kV | United Energy | Summer | Non-coincident | 2019 | ACTUAL_RAW | 7.6881 | 42.2463 | VIC Ringwood (United Energy) 22 kV |  |  | FALSE | #N/A | #N/A | #N/A | #N/A | #N/A | #N/A | #N/A | #N/A | #N/A | #N/A
TRUE | VIC | RWTS22U | Ringwood (United Energy) 22 kV | United Energy | Summer | Non-coincident | 2019 | ACTUAL_OPG | 7.6881 | 42.2463 | VIC Ringwood (United Energy) 22 kV |  |  | FALSE | #N/A | #N/A | #N/A | #N/A | #N/A | #N/A | #N/A | #N/A | #N/A | #N/A
TRUE | VIC | RWTS22U | Ringwood (United Energy) 22 kV | United Energy | Summer | Non-coincident | 2019 | ACTUAL_ADJUSTEDOPG | 7.6881 | 42.2463 | VIC Ringwood (United Energy) 22 kV |  |  | FALSE | #N/A | #N/A | #N/A | #N/A | #N/A | #N/A | #N/A | #N/A | #N/A | #N/A
TRUE | VIC | RWTS22U | Ringwood (United Energy) 22 kV | United Energy | Summer | Coincident | 2020 | ACTUAL_OPG | 6.3182 | 39.7374 | VIC Ringwood (United Energy) 22 kV |  |  | FALSE | #N/A | #N/A | #N/A | #N/A | #N/A | #N/A | #N/A | #N/A | #N/A | #N/A
TRUE | VIC | RWTS22U | Ringwood (United Energy) 22 kV | United Energy | Summer | Coincident | 2020 | ACTUAL_RAW | 6.3182 | 39.7374 | VIC Ringwood (United Energy) 22 kV |  |  | FALSE | #N/A | #N/A | #N/A | #N/A | #N/A | #N/A | #N/A | #N/A | #N/A | #N/A
TRUE | VIC | RWTS22U | Ringwood (United Energy) 22 kV | United Energy | Summer | Non-coincident | 2020 | ACTUAL_RAW | 6.0552 | 39.7545 | VIC Ringwood (United Energy) 22 kV |  |  | FALSE | #N/A | #N/A | #N/A | #N/A | #N/A | #N/A | #N/A | #N/A | #N/A | #N/A
TRUE | VIC | RWTS22U | Ringwood (United Energy) 22 kV | United Energy | Summer | Non-coincident | 2020 | ACTUAL_OPG | 6.0552 | 39.7545 | VIC Ringwood (United Energy) 22 kV |  |  | FALSE | #N/A | #N/A | #N/A | #N/A | #N/A | #N/A | #N/A | #N/A | #N/A | #N/A
TRUE | VIC | RWTS22U | Ringwood (United Energy) 22 kV | United Energy | Summer | Non-coincident | 2020 | ACTUAL_ADJUSTEDOPG | 6.0552 | 39.7545 | VIC Ringwood (United Energy) 22 kV |  |  | FALSE | #N/A | #N/A | #N/A | #N/A | #N/A | #N/A | #N/A | #N/A | #N/A | #N/A
TRUE | VIC | RWTS22U | Ringwood (United Energy) 22 kV | United Energy | Summer | Coincident | 2021 | ACTUAL_OPG | 5.2871 | 29.8758 | VIC Ringwood (United Energy) 22 kV |  |  | FALSE | #N/A | #N/A | #N/A | #N/A | #N/A | #N/A | #N/A | #N/A | #N/A | #N/A
TRUE | VIC | RWTS22U | Ringwood (United Energy) 22 kV | United Energy | Summer | Coincident | 2021 | ACTUAL_RAW | 5.2871 | 29.8758 | VIC Ringwood (United Energy) 22 kV |  |  | FALSE | #N/A | #N/A | #N/A | #N/A | #N/A | #N/A | #N/A | #N/A | #N/A | #N/A
TRUE | VIC | RWTS22U | Ringwood (United Energy) 22 kV | United Energy | Summer | Non-coincident | 2021 | ACTUAL_RAW | 4.8051 | 35.3089 | VIC Ringwood (United Energy) 22 kV |  |  | FALSE | #N/A | #N/A | #N/A | #N/A | #N/A | #N/A | #N/A | #N/A | #N/A | #N/A
TRUE | VIC | RWTS22U | Ringwood (United Energy) 22 kV | United Energy | Summer | Non-coincident | 2021 | ACTUAL_OPG | 4.8051 | 35.3089 | VIC Ringwood (United Energy) 22 kV |  |  | FALSE | #N/A | #N/A | #N/A | #N/A | #N/A | #N/A | #N/A | #N/A | #N/A | #N/A
TRUE | VIC | RWTS22U | Ringwood (United Energy) 22 kV | United Energy | Summer | Non-coincident | 2021 | ACTUAL_ADJUSTEDOPG | 4.8051 | 35.3089 | VIC Ringwood (United Energy) 22 kV |  |  | FALSE | #N/A | #N/A | #N/A | #N/A | #N/A | #N/A | #N/A | #N/A | #N/A | #N/A
TRUE | VIC | RWTS22U | Ringwood (United Energy) 22 kV | United Energy | Summer | Coincident | 2022 | ACTUAL_OPG | 3.6928 | 32.4676 | VIC Ringwood (United Energy) 22 kV |  |  | FALSE | #N/A | #N/A | #N/A | #N/A | #N/A | #N/A | #N/A | #N/A | #N/A | #N/A
TRUE | VIC | RWTS22U | Ringwood (United Energy) 22 kV | United Energy | Summer | Coincident | 2022 | ACTUAL_RAW | 3.6928 | 32.4676 | VIC Ringwood (United Energy) 22 kV |  |  | FALSE | #N/A | #N/A | #N/A | #N/A | #N/A | #N/A | #N/A | #N/A | #N/A | #N/A
TRUE | VIC | RWTS22U | Ringwood (United Energy) 22 kV | United Energy | Summer | Non-coincident | 2022 | ACTUAL_RAW | 1.6049 | 35.4822 | VIC Ringwood (United Energy) 22 kV |  |  | FALSE | #N/A | #N/A | #N/A | #N/A | #N/A | #N/A | #N/A | #N/A | #N/A | #N/A
TRUE | VIC | RWTS22U | Ringwood (United Energy) 22 kV | United Energy | Summer | Non-coincident | 2022 | ACTUAL_OPG | 1.6049 | 35.4822 | VIC Ringwood (United Energy) 22 kV |  |  | FALSE | #N/A | #N/A | #N/A | #N/A | #N/A | #N/A | #N/A | #N/A | #N/A | #N/A
TRUE | VIC | RWTS22U | Ringwood (United Energy) 22 kV | United Energy | Summer | Non-coincident | 2022 | ACTUAL_ADJUSTEDOPG | 2.8006 | 35.4822 | VIC Ringwood (United Energy) 22 kV |  |  | FALSE | #N/A | #N/A | #N/A | #N/A | #N/A | #N/A | #N/A | #N/A | #N/A | #N/A
TRUE | VIC | RWTS22U | Ringwood (United Energy) 22 kV | United Energy | Summer | Coincident | 2023 | ACTUAL_OPG | 1.9714 | 32.7381 | VIC Ringwood (United Energy) 22 kV |  |  | FALSE | #N/A | #N/A | #N/A | #N/A | #N/A | #N/A | #N/A | #N/A | #N/A | #N/A
TRUE | VIC | RWTS22U | Ringwood (United Energy) 22 kV | United Energy | Summer | Coincident | 2023 | ACTUAL_RAW | 1.9714 | 32.7381 | VIC Ringwood (United Energy) 22 kV |  |  | FALSE | #N/A | #N/A | #N/A | #N/A | #N/A | #N/A | #N/A | #N/A | #N/A | #N/A
TRUE | VIC | RWTS22U | Ringwood (United Energy) 22 kV | United Energy | Summer | Non-coincident | 2023 | ACTUAL_RAW | 1.9182 | 34.8027 | VIC Ringwood (United Energy) 22 kV |  |  | FALSE | #N/A | #N/A | #N/A | #N/A | #N/A | #N/A | #N/A | #N/A | #N/A | #N/A
TRUE | VIC | RWTS22U | Ringwood (United Energy) 22 kV | United Energy | Summer | Non-coincident | 2023 | ACTUAL_OPG | 1.9182 | 34.8027 | VIC Ringwood (United Energy) 22 kV |  |  | FALSE | #N/A | #N/A | #N/A | #N/A | #N/A | #N/A | #N/A | #N/A | #N/A | #N/A
TRUE | VIC | RWTS22U | Ringwood (United Energy) 22 kV | United Energy | Summer | Non-coincident | 2023 | ACTUAL_ADJUSTEDOPG | 1.9182 | 34.8027 | VIC Ringwood (United Energy) 22 kV |  |  | FALSE | #N/A | #N/A | #N/A | #N/A | #N/A | #N/A | #N/A | #N/A | #N/A | #N/A
TRUE | VIC | RWTS22U | Ringwood (United Energy) 22 kV | United Energy | Summer | Coincident | 2024 | ACTUAL_OPG | -2.0363 | 37.5507 | VIC Ringwood (United Energy) 22 kV |  |  | FALSE | #N/A | #N/A | #N/A | #N/A | #N/A | #N/A | #N/A | #N/A | #N/A | #N/A
TRUE | VIC | RWTS22U | Ringwood (United Energy) 22 kV | United Energy | Summer | Coincident | 2024 | ACTUAL_RAW | -2.0363 | 37.5507 | VIC Ringwood (United Energy) 22 kV |  |  | FALSE | #N/A | #N/A | #N/A | #N/A | #N/A | #N/A | #N/A | #N/A | #N/A | #N/A
TRUE | VIC | RWTS22U | Ringwood (United Energy) 22 kV | United Energy | Summer | Non-coincident | 2024 | ACTUAL_RAW | -2.0363 | 37.5507 | VIC Ringwood (United Energy) 22 kV |  |  | FALSE | #N/A | #N/A | #N/A | #N/A | #N/A | #N/A | #N/A | #N/A | #N/A | #N/A
TRUE | VIC | RWTS22U | Ringwood (United Energy) 22 kV | United Energy | Summer | Non-coincident | 2024 | ACTUAL_OPG | -2.0363 | 37.5507 | VIC Ringwood (United Energy) 22 kV |  |  | FALSE | #N/A | #N/A | #N/A | #N/A | #N/A | #N/A | #N/A | #N/A | #N/A | #N/A
TRUE | VIC | RWTS22U | Ringwood (United Energy) 22 kV | United Energy | Summer | Non-coincident | 2024 | ACTUAL_ADJUSTEDOPG | -2.0363 | 37.5507 | VIC Ringwood (United Energy) 22 kV |  |  | FALSE | #N/A | #N/A | #N/A | #N/A | #N/A | #N/A | #N/A | #N/A | #N/A | #N/A
TRUE | VIC | RWTS22U | Ringwood (United Energy) 22 kV | United Energy | Summer | Coincident | 2025 | ACTUAL_OPG | -3.2544 | 35.7249 | VIC Ringwood (United Energy) 22 kV |  |  | FALSE | #N/A | #N/A | #N/A | #N/A | #N/A | #N/A | #N/A | #N/A | #N/A | #N/A
TRUE | VIC | RWTS22U | Ringwood (United Energy) 22 kV | United Energy | Summer | Coincident | 2025 | ACTUAL_RAW | -3.2544 | 35.7249 | VIC Ringwood (United Energy) 22 kV |  |  | FALSE | #N/A | #N/A | #N/A | #N/A | #N/A | #N/A | #N/A | #N/A | #N/A | #N/A
TRUE | VIC | RWTS22U | Ringwood (United Energy) 22 kV | United Energy | Summer | Non-coincident | 2025 | ACTUAL_RAW | -3.347 | 38.1427 | VIC Ringwood (United Energy) 22 kV |  |  | FALSE | #N/A | #N/A | #N/A | #N/A | #N/A | #N/A | #N/A | #N/A | #N/A | #N/A
TRUE | VIC | RWTS22U | Ringwood (United Energy) 22 kV | United Energy | Summer | Non-coincident | 2025 | ACTUAL_OPG | -3.347 | 38.1427 | VIC Ringwood (United Energy) 22 kV |  |  | FALSE | #N/A | #N/A | #N/A | #N/A | #N/A | #N/A | #N/A | #N/A | #N/A | #N/A
TRUE | VIC | RWTS22U | Ringwood (United Energy) 22 kV | United Energy | Summer | Non-coincident | 2025 | ACTUAL_ADJUSTEDOPG | -3.347 | 38.1427 | VIC Ringwood (United Energy) 22 kV |  |  | FALSE | #N/A | #N/A | #N/A | #N/A | #N/A | #N/A | #N/A | #N/A | #N/A | #N/A
TRUE | VIC | RWTS22U | Ringwood (United Energy) 22 kV | United Energy | Summer | Non-coincident | 2025 | BASEYEARPOE90 | -3.5703 | NA | VIC Ringwood (United Energy) 22 kV |  |  | FALSE | #N/A | #N/A | #N/A | #N/A | #N/A | #N/A | #N/A | #N/A | #N/A | #N/A
TRUE | VIC | RWTS22U | Ringwood (United Energy) 22 kV | United Energy | Summer | Non-coincident | 2025 | BASEYEARPOE50 | -2.7836 | 38.68 | VIC Ringwood (United Energy) 22 kV |  |  | FALSE | #N/A | #N/A | #N/A | #N/A | #N/A | #N/A | #N/A | #N/A | #N/A | #N/A
TRUE | VIC | RWTS22U | Ringwood (United Energy) 22 kV | United Energy | Summer | Coincident_unreconciled | 2026 | POE50 | -3.9921 | NA | VIC Ringwood (United Energy) 22 kV |  |  | FALSE | #N/A | #N/A | #N/A | #N/A | #N/A | #N/A | #N/A | #N/A | #N/A | #N/A
TRUE | VIC | RWTS22U | Ringwood (United Energy) 22 kV | United Energy | Summer | Coincident_unreconciled | 2026 | POE90 | -4.5123 | NA | VIC Ringwood (United Energy) 22 kV |  |  | FALSE | #N/A | #N/A | #N/A | #N/A | #N/A | #N/A | #N/A | #N/A | #N/A | #N/A
TRUE | VIC | RWTS22U | Ringwood (United Energy) 22 kV | United Energy | Summer | Non-coincident | 2026 | POE50 | -4.0481 | 38.8571 | VIC Ringwood (United Energy) 22 kV |  |  | FALSE | #N/A | #N/A | #N/A | #N/A | #N/A | #N/A | #N/A | #N/A | #N/A | #N/A
TRUE | VIC | RWTS22U | Ringwood (United Energy) 22 kV | United Energy | Summer | Non-coincident | 2026 | POE90 | -4.5755 | NA | VIC Ringwood (United Energy) 22 kV |  |  | FALSE | #N/A | #N/A | #N/A | #N/A | #N/A | #N/A | #N/A | #N/A | #N/A | #N/A
TRUE | VIC | RWTS22U | Ringwood (United Energy) 22 kV | United Energy | Summer | Coincident_unreconciled | 2027 | POE50 | -5.3969 | NA | VIC Ringwood (United Energy) 22 kV |  |  | FALSE | #N/A | #N/A | #N/A | #N/A | #N/A | #N/A | #N/A | #N/A | #N/A | #N/A
TRUE | VIC | RWTS22U | Ringwood (United Energy) 22 kV | United Energy | Summer | Coincident_unreconciled | 2027 | POE90 | -5.9193 | NA | VIC Ringwood (United Energy) 22 kV |  |  | FALSE | #N/A | #N/A | #N/A | #N/A | #N/A | #N/A | #N/A | #N/A | #N/A | #N/A
TRUE | VIC | RWTS22U | Ringwood (United Energy) 22 kV | United Energy | Summer | Non-coincident | 2027 | POE50 | -5.4725 | 38.889 | VIC Ringwood (United Energy) 22 kV |  |  | FALSE | #N/A | #N/A | #N/A | #N/A | #N/A | #N/A | #N/A | #N/A | #N/A | #N/A
TRUE | VIC | RWTS22U | Ringwood (United Energy) 22 kV | United Energy | Summer | Non-coincident | 2027 | POE90 | -6.0023 | NA | VIC Ringwood (United Energy) 22 kV |  |  | FALSE | #N/A | #N/A | #N/A | #N/A | #N/A | #N/A | #N/A | #N/A | #N/A | #N/A
TRUE | VIC | RWTS22U | Ringwood (United Energy) 22 kV | United Energy | Summer | Coincident_unreconciled | 2028 | POE50 | -6.8031 | NA | VIC Ringwood (United Energy) 22 kV |  |  | FALSE | #N/A | #N/A | #N/A | #N/A | #N/A | #N/A | #N/A | #N/A | #N/A | #N/A
TRUE | VIC | RWTS22U | Ringwood (United Energy) 22 kV | United Energy | Summer | Coincident_unreconciled | 2028 | POE90 | -7.3279 | NA | VIC Ringwood (United Energy) 22 kV |  |  | FALSE | #N/A | #N/A | #N/A | #N/A | #N/A | #N/A | #N/A | #N/A | #N/A | #N/A
TRUE | VIC | RWTS22U | Ringwood (United Energy) 22 kV | United Energy | Summer | Non-coincident | 2028 | POE50 | -6.8985 | 38.9451 | VIC Ringwood (United Energy) 22 kV |  |  | FALSE | #N/A | #N/A | #N/A | #N/A | #N/A | #N/A | #N/A | #N/A | #N/A | #N/A
TRUE | VIC | RWTS22U | Ringwood (United Energy) 22 kV | United Energy | Summer | Non-coincident | 2028 | POE90 | -7.4306 | NA | VIC Ringwood (United Energy) 22 kV |  |  | FALSE | #N/A | #N/A | #N/A | #N/A | #N/A | #N/A | #N/A | #N/A | #N/A | #N/A
TRUE | VIC | RWTS22U | Ringwood (United Energy) 22 kV | United Energy | Summer | Coincident_unreconciled | 2029 | POE50 | -8.1285 | NA | VIC Ringwood (United Energy) 22 kV |  |  | FALSE | #N/A | #N/A | #N/A | #N/A | #N/A | #N/A | #N/A | #N/A | #N/A | #N/A
TRUE | VIC | RWTS22U | Ringwood (United Energy) 22 kV | United Energy | Summer | Coincident_unreconciled | 2029 | POE90 | -8.6556 | NA | VIC Ringwood (United Energy) 22 kV |  |  | FALSE | #N/A | #N/A | #N/A | #N/A | #N/A | #N/A | #N/A | #N/A | #N/A | #N/A
TRUE | VIC | RWTS22U | Ringwood (United Energy) 22 kV | United Energy | Summer | Non-coincident | 2029 | POE50 | -8.2425 | 39.0317 | VIC Ringwood (United Energy) 22 kV |  |  | FALSE | #N/A | #N/A | #N/A | #N/A | #N/A | #N/A | #N/A | #N/A | #N/A | #N/A
TRUE | VIC | RWTS22U | Ringwood (United Energy) 22 kV | United Energy | Summer | Non-coincident | 2029 | POE90 | -8.777 | NA | VIC Ringwood (United Energy) 22 kV |  |  | FALSE | #N/A | #N/A | #N/A | #N/A | #N/A | #N/A | #N/A | #N/A | #N/A | #N/A
TRUE | VIC | RWTS22U | Ringwood (United Energy) 22 kV | United Energy | Summer | Coincident_unreconciled | 2030 | POE50 | -9.4179 | NA | VIC Ringwood (United Energy) 22 kV |  |  | FALSE | #N/A | #N/A | #N/A | #N/A | #N/A | #N/A | #N/A | #N/A | #N/A | #N/A
TRUE | VIC | RWTS22U | Ringwood (United Energy) 22 kV | United Energy | Summer | Coincident_unreconciled | 2030 | POE90 | -9.9473 | NA | VIC Ringwood (United Energy) 22 kV |  |  | FALSE | #N/A | #N/A | #N/A | #N/A | #N/A | #N/A | #N/A | #N/A | #N/A | #N/A
TRUE | VIC | RWTS22U | Ringwood (United Energy) 22 kV | United Energy | Summer | Non-coincident | 2030 | POE50 | -9.5499 | 39.1477 | VIC Ringwood (United Energy) 22 kV |  |  | FALSE | #N/A | #N/A | #N/A | #N/A | #N/A | #N/A | #N/A | #N/A | #N/A | #N/A
TRUE | VIC | RWTS22U | Ringwood (United Energy) 22 kV | United Energy | Summer | Non-coincident | 2030 | POE90 | -10.0868 | NA | VIC Ringwood (United Energy) 22 kV |  |  | FALSE | #N/A | #N/A | #N/A | #N/A | #N/A | #N/A | #N/A | #N/A | #N/A | #N/A
TRUE | VIC | RWTS22U | Ringwood (United Energy) 22 kV | United Energy | Summer | Coincident_unreconciled | 2031 | POE50 | -10.7127 | NA | VIC Ringwood (United Energy) 22 kV |  |  | FALSE | #N/A | #N/A | #N/A | #N/A | #N/A | #N/A | #N/A | #N/A | #N/A | #N/A
TRUE | VIC | RWTS22U | Ringwood (United Energy) 22 kV | United Energy | Summer | Coincident_unreconciled | 2031 | POE90 | -11.2444 | NA | VIC Ringwood (United Energy) 22 kV |  |  | FALSE | #N/A | #N/A | #N/A | #N/A | #N/A | #N/A | #N/A | #N/A | #N/A | #N/A
TRUE | VIC | RWTS22U | Ringwood (United Energy) 22 kV | United Energy | Summer | Non-coincident | 2031 | POE50 | -10.8629 | 39.2694 | VIC Ringwood (United Energy) 22 kV |  |  | FALSE | #N/A | #N/A | #N/A | #N/A | #N/A | #N/A | #N/A | #N/A | #N/A | #N/A
TRUE | VIC | RWTS22U | Ringwood (United Energy) 22 kV | United Energy | Summer | Non-coincident | 2031 | POE90 | -11.4021 | NA | VIC Ringwood (United Energy) 22 kV |  |  | FALSE | #N/A | #N/A | #N/A | #N/A | #N/A | #N/A | #N/A | #N/A | #N/A | #N/A
TRUE | VIC | RWTS22U | Ringwood (United Energy) 22 kV | United Energy | Summer | Coincident_unreconciled | 2032 | POE50 | -11.683 | NA | VIC Ringwood (United Energy) 22 kV |  |  | FALSE | #N/A | #N/A | #N/A | #N/A | #N/A | #N/A | #N/A | #N/A | #N/A | #N/A
TRUE | VIC | RWTS22U | Ringwood (United Energy) 22 kV | United Energy | Summer | Coincident_unreconciled | 2032 | POE90 | -12.2171 | NA | VIC Ringwood (United Energy) 22 kV |  |  | FALSE | #N/A | #N/A | #N/A | #N/A | #N/A | #N/A | #N/A | #N/A | #N/A | #N/A
TRUE | VIC | RWTS22U | Ringwood (United Energy) 22 kV | United Energy | Summer | Non-coincident | 2032 | POE50 | -11.8468 | 39.4477 | VIC Ringwood (United Energy) 22 kV |  |  | FALSE | #N/A | #N/A | #N/A | #N/A | #N/A | #N/A | #N/A | #N/A | #N/A | #N/A
TRUE | VIC | RWTS22U | Ringwood (United Energy) 22 kV | United Energy | Summer | Non-coincident | 2032 | POE90 | -12.3884 | NA | VIC Ringwood (United Energy) 22 kV |  |  | FALSE | #N/A | #N/A | #N/A | #N/A | #N/A | #N/A | #N/A | #N/A | #N/A | #N/A
TRUE | VIC | RWTS22U | Ringwood (United Energy) 22 kV | United Energy | Summer | Coincident_unreconciled | 2033 | POE50 | -12.3989 | NA | VIC Ringwood (United Energy) 22 kV |  |  | FALSE | #N/A | #N/A | #N/A | #N/A | #N/A | #N/A | #N/A | #N/A | #N/A | #N/A
TRUE | VIC | RWTS22U | Ringwood (United Energy) 22 kV | United Energy | Summer | Coincident_unreconciled | 2033 | POE90 | -12.9354 | NA | VIC Ringwood (United Energy) 22 kV |  |  | FALSE | #N/A | #N/A | #N/A | #N/A | #N/A | #N/A | #N/A | #N/A | #N/A | #N/A
TRUE | VIC | RWTS22U | Ringwood (United Energy) 22 kV | United Energy | Summer | Non-coincident | 2033 | POE50 | -12.5727 | 39.6669 | VIC Ringwood (United Energy) 22 kV |  |  | FALSE | #N/A | #N/A | #N/A | #N/A | #N/A | #N/A | #N/A | #N/A | #N/A | #N/A
TRUE | VIC | RWTS22U | Ringwood (United Energy) 22 kV | United Energy | Summer | Non-coincident | 2033 | POE90 | -13.1167 | NA | VIC Ringwood (United Energy) 22 kV |  |  | FALSE | #N/A | #N/A | #N/A | #N/A | #N/A | #N/A | #N/A | #N/A | #N/A | #N/A
TRUE | VIC | RWTS22U | Ringwood (United Energy) 22 kV | United Energy | Summer | Coincident_unreconciled | 2034 | POE50 | -13.0785 | NA | VIC Ringwood (United Energy) 22 kV |  |  | FALSE | #N/A | #N/A | #N/A | #N/A | #N/A | #N/A | #N/A | #N/A | #N/A | #N/A
TRUE | VIC | RWTS22U | Ringwood (United Energy) 22 kV | United Energy | Summer | Coincident_unreconciled | 2034 | POE90 | -13.6173 | NA | VIC Ringwood (United Energy) 22 kV |  |  | FALSE | #N/A | #N/A | #N/A | #N/A | #N/A | #N/A | #N/A | #N/A | #N/A | #N/A
TRUE | VIC | RWTS22U | Ringwood (United Energy) 22 kV | United Energy | Summer | Non-coincident | 2034 | POE50 | -13.2618 | 39.8928 | VIC Ringwood (United Energy) 22 kV |  |  | FALSE | #N/A | #N/A | #N/A | #N/A | #N/A | #N/A | #N/A | #N/A | #N/A | #N/A
TRUE | VIC | RWTS22U | Ringwood (United Energy) 22 kV | United Energy | Summer | Non-coincident | 2034 | POE90 | -13.8082 | NA | VIC Ringwood (United Energy) 22 kV |  |  | FALSE | #N/A | #N/A | #N/A | #N/A | #N/A | #N/A | #N/A | #N/A | #N/A | #N/A
TRUE | VIC | RWTS22U | Ringwood (United Energy) 22 kV | United Energy | Summer | Coincident_unreconciled | 2035 | POE50 | -13.8304 | NA | VIC Ringwood (United Energy) 22 kV |  |  | FALSE | #N/A | #N/A | #N/A | #N/A | #N/A | #N/A | #N/A | #N/A | #N/A | #N/A
TRUE | VIC | RWTS22U | Ringwood (United Energy) 22 kV | United Energy | Summer | Coincident_unreconciled | 2035 | POE90 | -14.3716 | NA | VIC Ringwood (United Energy) 22 kV |  |  | FALSE | #N/A | #N/A | #N/A | #N/A | #N/A | #N/A | #N/A | #N/A | #N/A | #N/A
TRUE | VIC | RWTS22U | Ringwood (United Energy) 22 kV | United Energy | Summer | Non-coincident | 2035 | POE50 | -14.0243 | 40.1106 | VIC Ringwood (United Energy) 22 kV |  |  | FALSE | #N/A | #N/A | #N/A | #N/A | #N/A | #N/A | #N/A | #N/A | #N/A | #N/A
TRUE | VIC | RWTS22U | Ringwood (United Energy) 22 kV | United Energy | Summer | Non-coincident | 2035 | POE90 | -14.5731 | NA | VIC Ringwood (United Energy) 22 kV |  |  | FALSE | #N/A | #N/A | #N/A | #N/A | #N/A | #N/A | #N/A | #N/A | #N/A | #N/A
TRUE | VIC | RWTS22U | Ringwood (United Energy) 22 kV | United Energy | Summer | Non-coincident | 2025 | BASEYEARPOE10 | NA | 43.2235 | VIC Ringwood (United Energy) 22 kV |  |  | FALSE | #N/A | #N/A | #N/A | #N/A | #N/A | #N/A | #N/A | #N/A | #N/A | #N/A
TRUE | VIC | RWTS22U | Ringwood (United Energy) 22 kV | United Energy | Summer | Coincident | 2026 | POE10 | NA | 39.7753 | VIC Ringwood (United Energy) 22 kV |  |  | FALSE | #N/A | #N/A | #N/A | #N/A | #N/A | #N/A | #N/A | #N/A | #N/A | #N/A
TRUE | VIC | RWTS22U | Ringwood (United Energy) 22 kV | United Energy | Summer | Coincident | 2026 | POE50 | NA | 35.5352 | VIC Ringwood (United Energy) 22 kV |  |  | FALSE | #N/A | #N/A | #N/A | #N/A | #N/A | #N/A | #N/A | #N/A | #N/A | #N/A
TRUE | VIC | RWTS22U | Ringwood (United Energy) 22 kV | United Energy | Summer | Non-coincident | 2026 | POE10 | NA | 44.8313 | VIC Ringwood (United Energy) 22 kV |  |  | FALSE | #N/A | #N/A | #N/A | #N/A | #N/A | #N/A | #N/A | #N/A | #N/A | #N/A
TRUE | VIC | RWTS22U | Ringwood (United Energy) 22 kV | United Energy | Summer | Coincident | 2027 | POE10 | NA | 38.7786 | VIC Ringwood (United Energy) 22 kV |  |  | FALSE | #N/A | #N/A | #N/A | #N/A | #N/A | #N/A | #N/A | #N/A | #N/A | #N/A
TRUE | VIC | RWTS22U | Ringwood (United Energy) 22 kV | United Energy | Summer | Coincident | 2027 | POE50 | NA | 34.3935 | VIC Ringwood (United Energy) 22 kV |  |  | FALSE | #N/A | #N/A | #N/A | #N/A | #N/A | #N/A | #N/A | #N/A | #N/A | #N/A
TRUE | VIC | RWTS22U | Ringwood (United Energy) 22 kV | United Energy | Summer | Non-coincident | 2027 | POE10 | NA | 44.8899 | VIC Ringwood (United Energy) 22 kV |  |  | FALSE | #N/A | #N/A | #N/A | #N/A | #N/A | #N/A | #N/A | #N/A | #N/A | #N/A
TRUE | VIC | RWTS22U | Ringwood (United Energy) 22 kV | United Energy | Summer | Coincident | 2028 | POE10 | NA | 37.9175 | VIC Ringwood (United Energy) 22 kV |  |  | FALSE | #N/A | #N/A | #N/A | #N/A | #N/A | #N/A | #N/A | #N/A | #N/A | #N/A
TRUE | VIC | RWTS22U | Ringwood (United Energy) 22 kV | United Energy | Summer | Coincident | 2028 | POE50 | NA | 33.3651 | VIC Ringwood (United Energy) 22 kV |  |  | FALSE | #N/A | #N/A | #N/A | #N/A | #N/A | #N/A | #N/A | #N/A | #N/A | #N/A
TRUE | VIC | RWTS22U | Ringwood (United Energy) 22 kV | United Energy | Summer | Non-coincident | 2028 | POE10 | NA | 44.9726 | VIC Ringwood (United Energy) 22 kV |  |  | FALSE | #N/A | #N/A | #N/A | #N/A | #N/A | #N/A | #N/A | #N/A | #N/A | #N/A
TRUE | VIC | RWTS22U | Ringwood (United Energy) 22 kV | United Energy | Summer | Coincident | 2029 | POE10 | NA | 37.3347 | VIC Ringwood (United Energy) 22 kV |  |  | FALSE | #N/A | #N/A | #N/A | #N/A | #N/A | #N/A | #N/A | #N/A | #N/A | #N/A
TRUE | VIC | RWTS22U | Ringwood (United Energy) 22 kV | United Energy | Summer | Coincident | 2029 | POE50 | NA | 32.8633 | VIC Ringwood (United Energy) 22 kV |  |  | FALSE | #N/A | #N/A | #N/A | #N/A | #N/A | #N/A | #N/A | #N/A | #N/A | #N/A
TRUE | VIC | RWTS22U | Ringwood (United Energy) 22 kV | United Energy | Summer | Non-coincident | 2029 | POE10 | NA | 45.0858 | VIC Ringwood (United Energy) 22 kV |  |  | FALSE | #N/A | #N/A | #N/A | #N/A | #N/A | #N/A | #N/A | #N/A | #N/A | #N/A
TRUE | VIC | RWTS22U | Ringwood (United Energy) 22 kV | United Energy | Summer | Coincident | 2030 | POE10 | NA | 36.9018 | VIC Ringwood (United Energy) 22 kV |  |  | FALSE | #N/A | #N/A | #N/A | #N/A | #N/A | #N/A | #N/A | #N/A | #N/A | #N/A
TRUE | VIC | RWTS22U | Ringwood (United Energy) 22 kV | United Energy | Summer | Coincident | 2030 | POE50 | NA | 32.375 | VIC Ringwood (United Energy) 22 kV |  |  | FALSE | #N/A | #N/A | #N/A | #N/A | #N/A | #N/A | #N/A | #N/A | #N/A | #N/A
TRUE | VIC | RWTS22U | Ringwood (United Energy) 22 kV | United Energy | Summer | Non-coincident | 2030 | POE10 | NA | 45.2283 | VIC Ringwood (United Energy) 22 kV |  |  | FALSE | #N/A | #N/A | #N/A | #N/A | #N/A | #N/A | #N/A | #N/A | #N/A | #N/A
TRUE | VIC | RWTS22U | Ringwood (United Energy) 22 kV | United Energy | Summer | Coincident | 2031 | POE10 | NA | 36.0836 | VIC Ringwood (United Energy) 22 kV |  |  | FALSE | #N/A | #N/A | #N/A | #N/A | #N/A | #N/A | #N/A | #N/A | #N/A | #N/A
TRUE | VIC | RWTS22U | Ringwood (United Energy) 22 kV | United Energy | Summer | Coincident | 2031 | POE50 | NA | 31.8052 | VIC Ringwood (United Energy) 22 kV |  |  | FALSE | #N/A | #N/A | #N/A | #N/A | #N/A | #N/A | #N/A | #N/A | #N/A | #N/A
TRUE | VIC | RWTS22U | Ringwood (United Energy) 22 kV | United Energy | Summer | Non-coincident | 2031 | POE10 | NA | 45.3765 | VIC Ringwood (United Energy) 22 kV |  |  | FALSE | #N/A | #N/A | #N/A | #N/A | #N/A | #N/A | #N/A | #N/A | #N/A | #N/A
TRUE | VIC | RWTS22U | Ringwood (United Energy) 22 kV | United Energy | Summer | Coincident | 2032 | POE10 | NA | 35.1642 | VIC Ringwood (United Energy) 22 kV |  |  | FALSE | #N/A | #N/A | #N/A | #N/A | #N/A | #N/A | #N/A | #N/A | #N/A | #N/A
TRUE | VIC | RWTS22U | Ringwood (United Energy) 22 kV | United Energy | Summer | Coincident | 2032 | POE50 | NA | 30.9323 | VIC Ringwood (United Energy) 22 kV |  |  | FALSE | #N/A | #N/A | #N/A | #N/A | #N/A | #N/A | #N/A | #N/A | #N/A | #N/A
TRUE | VIC | RWTS22U | Ringwood (United Energy) 22 kV | United Energy | Summer | Non-coincident | 2032 | POE10 | NA | 45.5817 | VIC Ringwood (United Energy) 22 kV |  |  | FALSE | #N/A | #N/A | #N/A | #N/A | #N/A | #N/A | #N/A | #N/A | #N/A | #N/A
TRUE | VIC | RWTS22U | Ringwood (United Energy) 22 kV | United Energy | Summer | Coincident | 2033 | POE10 | NA | 34.5262 | VIC Ringwood (United Energy) 22 kV |  |  | FALSE | #N/A | #N/A | #N/A | #N/A | #N/A | #N/A | #N/A | #N/A | #N/A | #N/A
TRUE | VIC | RWTS22U | Ringwood (United Energy) 22 kV | United Energy | Summer | Coincident | 2033 | POE50 | NA | 30.0915 | VIC Ringwood (United Energy) 22 kV |  |  | FALSE | #N/A | #N/A | #N/A | #N/A | #N/A | #N/A | #N/A | #N/A | #N/A | #N/A
TRUE | VIC | RWTS22U | Ringwood (United Energy) 22 kV | United Energy | Summer | Non-coincident | 2033 | POE10 | NA | 45.8281 | VIC Ringwood (United Energy) 22 kV |  |  | FALSE | #N/A | #N/A | #N/A | #N/A | #N/A | #N/A | #N/A | #N/A | #N/A | #N/A
TRUE | VIC | RWTS22U | Ringwood (United Energy) 22 kV | United Energy | Summer | Coincident | 2034 | POE10 | NA | 34.3564 | VIC Ringwood (United Energy) 22 kV |  |  | FALSE | #N/A | #N/A | #N/A | #N/A | #N/A | #N/A | #N/A | #N/A | #N/A | #N/A
TRUE | VIC | RWTS22U | Ringwood (United Energy) 22 kV | United Energy | Summer | Coincident | 2034 | POE50 | NA | 29.9779 | VIC Ringwood (United Energy) 22 kV |  |  | FALSE | #N/A | #N/A | #N/A | #N/A | #N/A | #N/A | #N/A | #N/A | #N/A | #N/A
TRUE | VIC | RWTS22U | Ringwood (United Energy) 22 kV | United Energy | Summer | Non-coincident | 2034 | POE10 | NA | 46.0811 | VIC Ringwood (United Energy) 22 kV |  |  | FALSE | #N/A | #N/A | #N/A | #N/A | #N/A | #N/A | #N/A | #N/A | #N/A | #N/A
TRUE | VIC | RWTS22U | Ringwood (United Energy) 22 kV | United Energy | Summer | Coincident | 2035 | POE10 | NA | 34.3265 | VIC Ringwood (United Energy) 22 kV |  |  | FALSE | #N/A | #N/A | #N/A | #N/A | #N/A | #N/A | #N/A | #N/A | #N/A | #N/A
TRUE | VIC | RWTS22U | Ringwood (United Energy) 22 kV | United Energy | Summer | Coincident | 2035 | POE50 | NA | 29.959 | VIC Ringwood (United Energy) 22 kV |  |  | FALSE | #N/A | #N/A | #N/A | #N/A | #N/A | #N/A | #N/A | #N/A | #N/A | #N/A
TRUE | VIC | RWTS22U | Ringwood (United Energy) 22 kV | United Energy | Summer | Non-coincident | 2035 | POE10 | NA | 46.326 | VIC Ringwood (United Energy) 22 kV |  |  | FALSE | #N/A | #N/A | #N/A | #N/A | #N/A | #N/A | #N/A | #N/A | #N/A | #N/A
TRUE | VIC | RWTS22U | Ringwood (United Energy) 22 kV | United Energy | Winter | Coincident | 2018 | ACTUAL_OPG | NA | 27.3034 | VIC Ringwood (United Energy) 22 kV |  |  | FALSE | #N/A | #N/A | #N/A | #N/A | #N/A | #N/A | #N/A | #N/A | #N/A | #N/A
TRUE | VIC | RWTS22U | Ringwood (United Energy) 22 kV | United Energy | Winter | Coincident | 2018 | ACTUAL_RAW | NA | 27.3034 | VIC Ringwood (United Energy) 22 kV |  |  | FALSE | #N/A | #N/A | #N/A | #N/A | #N/A | #N/A | #N/A | #N/A | #N/A | #N/A
TRUE | VIC | RWTS22U | Ringwood (United Energy) 22 kV | United Energy | Winter | Non-coincident | 2018 | ACTUAL_RAW | NA | 29.8434 | VIC Ringwood (United Energy) 22 kV |  |  | FALSE | #N/A | #N/A | #N/A | #N/A | #N/A | #N/A | #N/A | #N/A | #N/A | #N/A
TRUE | VIC | RWTS22U | Ringwood (United Energy) 22 kV | United Energy | Winter | Non-coincident | 2018 | ACTUAL_OPG | NA | 29.8434 | VIC Ringwood (United Energy) 22 kV |  |  | FALSE | #N/A | #N/A | #N/A | #N/A | #N/A | #N/A | #N/A | #N/A | #N/A | #N/A
TRUE | VIC | RWTS22U | Ringwood (United Energy) 22 kV | United Energy | Winter | Non-coincident | 2018 | ACTUAL_ADJUSTEDOPG | NA | 29.8434 | VIC Ringwood (United Energy) 22 kV |  |  | FALSE | #N/A | #N/A | #N/A | #N/A | #N/A | #N/A | #N/A | #N/A | #N/A | #N/A
TRUE | VIC | RWTS22U | Ringwood (United Energy) 22 kV | United Energy | Winter | Coincident | 2019 | ACTUAL_OPG | NA | 27.3977 | VIC Ringwood (United Energy) 22 kV |  |  | FALSE | #N/A | #N/A | #N/A | #N/A | #N/A | #N/A | #N/A | #N/A | #N/A | #N/A
TRUE | VIC | RWTS22U | Ringwood (United Energy) 22 kV | United Energy | Winter | Coincident | 2019 | ACTUAL_RAW | NA | 27.3977 | VIC Ringwood (United Energy) 22 kV |  |  | FALSE | #N/A | #N/A | #N/A | #N/A | #N/A | #N/A | #N/A | #N/A | #N/A | #N/A
TRUE | VIC | RWTS22U | Ringwood (United Energy) 22 kV | United Energy | Winter | Non-coincident | 2019 | ACTUAL_RAW | NA | 27.842 | VIC Ringwood (United Energy) 22 kV |  |  | FALSE | #N/A | #N/A | #N/A | #N/A | #N/A | #N/A | #N/A | #N/A | #N/A | #N/A
TRUE | VIC | RWTS22U | Ringwood (United Energy) 22 kV | United Energy | Winter | Non-coincident | 2019 | ACTUAL_OPG | NA | 27.842 | VIC Ringwood (United Energy) 22 kV |  |  | FALSE | #N/A | #N/A | #N/A | #N/A | #N/A | #N/A | #N/A | #N/A | #N/A | #N/A
TRUE | VIC | RWTS22U | Ringwood (United Energy) 22 kV | United Energy | Winter | Non-coincident | 2019 | ACTUAL_ADJUSTEDOPG | NA | 27.842 | VIC Ringwood (United Energy) 22 kV |  |  | FALSE | #N/A | #N/A | #N/A | #N/A | #N/A | #N/A | #N/A | #N/A | #N/A | #N/A
TRUE | VIC | RWTS22U | Ringwood (United Energy) 22 kV | United Energy | Winter | Coincident | 2020 | ACTUAL_OPG | NA | 29.3967 | VIC Ringwood (United Energy) 22 kV |  |  | FALSE | #N/A | #N/A | #N/A | #N/A | #N/A | #N/A | #N/A | #N/A | #N/A | #N/A
TRUE | VIC | RWTS22U | Ringwood (United Energy) 22 kV | United Energy | Winter | Coincident | 2020 | ACTUAL_RAW | NA | 29.3967 | VIC Ringwood (United Energy) 22 kV |  |  | FALSE | #N/A | #N/A | #N/A | #N/A | #N/A | #N/A | #N/A | #N/A | #N/A | #N/A
TRUE | VIC | RWTS22U | Ringwood (United Energy) 22 kV | United Energy | Winter | Non-coincident | 2020 | ACTUAL_RAW | NA | 29.5563 | VIC Ringwood (United Energy) 22 kV |  |  | FALSE | #N/A | #N/A | #N/A | #N/A | #N/A | #N/A | #N/A | #N/A | #N/A | #N/A
TRUE | VIC | RWTS22U | Ringwood (United Energy) 22 kV | United Energy | Winter | Non-coincident | 2020 | ACTUAL_OPG | NA | 29.5563 | VIC Ringwood (United Energy) 22 kV |  |  | FALSE | #N/A | #N/A | #N/A | #N/A | #N/A | #N/A | #N/A | #N/A | #N/A | #N/A
TRUE | VIC | RWTS22U | Ringwood (United Energy) 22 kV | United Energy | Winter | Non-coincident | 2020 | ACTUAL_ADJUSTEDOPG | NA | 29.5563 | VIC Ringwood (United Energy) 22 kV |  |  | FALSE | #N/A | #N/A | #N/A | #N/A | #N/A | #N/A | #N/A | #N/A | #N/A | #N/A
TRUE | VIC | RWTS22U | Ringwood (United Energy) 22 kV | United Energy | Winter | Coincident | 2021 | ACTUAL_OPG | NA | 33.8704 | VIC Ringwood (United Energy) 22 kV |  |  | FALSE | #N/A | #N/A | #N/A | #N/A | #N/A | #N/A | #N/A | #N/A | #N/A | #N/A
TRUE | VIC | RWTS22U | Ringwood (United Energy) 22 kV | United Energy | Winter | Coincident | 2021 | ACTUAL_RAW | NA | 33.8704 | VIC Ringwood (United Energy) 22 kV |  |  | FALSE | #N/A | #N/A | #N/A | #N/A | #N/A | #N/A | #N/A | #N/A | #N/A | #N/A
TRUE | VIC | RWTS22U | Ringwood (United Energy) 22 kV | United Energy | Winter | Non-coincident | 2021 | ACTUAL_RAW | NA | 34.093 | VIC Ringwood (United Energy) 22 kV |  |  | FALSE | #N/A | #N/A | #N/A | #N/A | #N/A | #N/A | #N/A | #N/A | #N/A | #N/A
TRUE | VIC | RWTS22U | Ringwood (United Energy) 22 kV | United Energy | Winter | Non-coincident | 2021 | ACTUAL_OPG | NA | 34.093 | VIC Ringwood (United Energy) 22 kV |  |  | FALSE | #N/A | #N/A | #N/A | #N/A | #N/A | #N/A | #N/A | #N/A | #N/A | #N/A
TRUE | VIC | RWTS22U | Ringwood (United Energy) 22 kV | United Energy | Winter | Non-coincident | 2021 | ACTUAL_ADJUSTEDOPG | NA | 34.093 | VIC Ringwood (United Energy) 22 kV |  |  | FALSE | #N/A | #N/A | #N/A | #N/A | #N/A | #N/A | #N/A | #N/A | #N/A | #N/A
TRUE | VIC | RWTS22U | Ringwood (United Energy) 22 kV | United Energy | Winter | Coincident | 2022 | ACTUAL_OPG | NA | 28.298 | VIC Ringwood (United Energy) 22 kV |  |  | FALSE | #N/A | #N/A | #N/A | #N/A | #N/A | #N/A | #N/A | #N/A | #N/A | #N/A
TRUE | VIC | RWTS22U | Ringwood (United Energy) 22 kV | United Energy | Winter | Coincident | 2022 | ACTUAL_RAW | NA | 28.298 | VIC Ringwood (United Energy) 22 kV |  |  | FALSE | #N/A | #N/A | #N/A | #N/A | #N/A | #N/A | #N/A | #N/A | #N/A | #N/A
TRUE | VIC | RWTS22U | Ringwood (United Energy) 22 kV | United Energy | Winter | Non-coincident | 2022 | ACTUAL_RAW | NA | 29.4951 | VIC Ringwood (United Energy) 22 kV |  |  | FALSE | #N/A | #N/A | #N/A | #N/A | #N/A | #N/A | #N/A | #N/A | #N/A | #N/A
TRUE | VIC | RWTS22U | Ringwood (United Energy) 22 kV | United Energy | Winter | Non-coincident | 2022 | ACTUAL_OPG | NA | 29.4951 | VIC Ringwood (United Energy) 22 kV |  |  | FALSE | #N/A | #N/A | #N/A | #N/A | #N/A | #N/A | #N/A | #N/A | #N/A | #N/A
TRUE | VIC | RWTS22U | Ringwood (United Energy) 22 kV | United Energy | Winter | Non-coincident | 2022 | ACTUAL_ADJUSTEDOPG | NA | 29.4951 | VIC Ringwood (United Energy) 22 kV |  |  | FALSE | #N/A | #N/A | #N/A | #N/A | #N/A | #N/A | #N/A | #N/A | #N/A | #N/A
TRUE | VIC | RWTS22U | Ringwood (United Energy) 22 kV | United Energy | Winter | Coincident | 2023 | ACTUAL_OPG | NA | 28.4476 | VIC Ringwood (United Energy) 22 kV |  |  | FALSE | #N/A | #N/A | #N/A | #N/A | #N/A | #N/A | #N/A | #N/A | #N/A | #N/A
TRUE | VIC | RWTS22U | Ringwood (United Energy) 22 kV | United Energy | Winter | Coincident | 2023 | ACTUAL_RAW | NA | 28.4476 | VIC Ringwood (United Energy) 22 kV |  |  | FALSE | #N/A | #N/A | #N/A | #N/A | #N/A | #N/A | #N/A | #N/A | #N/A | #N/A
TRUE | VIC | RWTS22U | Ringwood (United Energy) 22 kV | United Energy | Winter | Non-coincident | 2023 | ACTUAL_RAW | NA | 29.1352 | VIC Ringwood (United Energy) 22 kV |  |  | FALSE | #N/A | #N/A | #N/A | #N/A | #N/A | #N/A | #N/A | #N/A | #N/A | #N/A
TRUE | VIC | RWTS22U | Ringwood (United Energy) 22 kV | United Energy | Winter | Non-coincident | 2023 | ACTUAL_OPG | NA | 29.1352 | VIC Ringwood (United Energy) 22 kV |  |  | FALSE | #N/A | #N/A | #N/A | #N/A | #N/A | #N/A | #N/A | #N/A | #N/A | #N/A
TRUE | VIC | RWTS22U | Ringwood (United Energy) 22 kV | United Energy | Winter | Non-coincident | 2023 | ACTUAL_ADJUSTEDOPG | NA | 29.1352 | VIC Ringwood (United Energy) 22 kV |  |  | FALSE | #N/A | #N/A | #N/A | #N/A | #N/A | #N/A | #N/A | #N/A | #N/A | #N/A
TRUE | VIC | RWTS22U | Ringwood (United Energy) 22 kV | United Energy | Winter | Coincident | 2024 | ACTUAL_OPG | NA | 30.8647 | VIC Ringwood (United Energy) 22 kV |  |  | FALSE | #N/A | #N/A | #N/A | #N/A | #N/A | #N/A | #N/A | #N/A | #N/A | #N/A
TRUE | VIC | RWTS22U | Ringwood (United Energy) 22 kV | United Energy | Winter | Coincident | 2024 | ACTUAL_RAW | NA | 30.8647 | VIC Ringwood (United Energy) 22 kV |  |  | FALSE | #N/A | #N/A | #N/A | #N/A | #N/A | #N/A | #N/A | #N/A | #N/A | #N/A
TRUE | VIC | RWTS22U | Ringwood (United Energy) 22 kV | United Energy | Winter | Non-coincident | 2024 | ACTUAL_RAW | NA | 30.8647 | VIC Ringwood (United Energy) 22 kV |  |  | FALSE | #N/A | #N/A | #N/A | #N/A | #N/A | #N/A | #N/A | #N/A | #N/A | #N/A
TRUE | VIC | RWTS22U | Ringwood (United Energy) 22 kV | United Energy | Winter | Non-coincident | 2024 | ACTUAL_OPG | NA | 30.8647 | VIC Ringwood (United Energy) 22 kV |  |  | FALSE | #N/A | #N/A | #N/A | #N/A | #N/A | #N/A | #N/A | #N/A | #N/A | #N/A
TRUE | VIC | RWTS22U | Ringwood (United Energy) 22 kV | United Energy | Winter | Non-coincident | 2024 | ACTUAL_ADJUSTEDOPG | NA | 30.8647 | VIC Ringwood (United Energy) 22 kV |  |  | FALSE | #N/A | #N/A | #N/A | #N/A | #N/A | #N/A | #N/A | #N/A | #N/A | #N/A
TRUE | VIC | RWTS22U | Ringwood (United Energy) 22 kV | United Energy | Winter | Coincident | 2025 | POE10 | NA | 31.6 | VIC Ringwood (United Energy) 22 kV |  |  | FALSE | #N/A | #N/A | #N/A | #N/A | #N/A | #N/A | #N/A | #N/A | #N/A | #N/A
TRUE | VIC | RWTS22U | Ringwood (United Energy) 22 kV | United Energy | Winter | Coincident | 2025 | POE50 | NA | 30.8481 | VIC Ringwood (United Energy) 22 kV |  |  | FALSE | #N/A | #N/A | #N/A | #N/A | #N/A | #N/A | #N/A | #N/A | #N/A | #N/A
TRUE | VIC | RWTS22U | Ringwood (United Energy) 22 kV | United Energy | Winter | Non-coincident | 2025 | ACTUAL_RAW | NA | 31.8389 | VIC Ringwood (United Energy) 22 kV |  |  | FALSE | #N/A | #N/A | #N/A | #N/A | #N/A | #N/A | #N/A | #N/A | #N/A | #N/A
TRUE | VIC | RWTS22U | Ringwood (United Energy) 22 kV | United Energy | Winter | Non-coincident | 2025 | ACTUAL_ADJUSTEDOPG | NA | 31.8389 | VIC Ringwood (United Energy) 22 kV |  |  | FALSE | #N/A | #N/A | #N/A | #N/A | #N/A | #N/A | #N/A | #N/A | #N/A | #N/A
TRUE | VIC | RWTS22U | Ringwood (United Energy) 22 kV | United Energy | Winter | Non-coincident | 2025 | BASEYEARPOE50 | NA | 32.2564 | VIC Ringwood (United Energy) 22 kV |  |  | FALSE | #N/A | #N/A | #N/A | #N/A | #N/A | #N/A | #N/A | #N/A | #N/A | #N/A
TRUE | VIC | RWTS22U | Ringwood (United Energy) 22 kV | United Energy | Winter | Non-coincident | 2025 | BASEYEARPOE10 | NA | 33.3292 | VIC Ringwood (United Energy) 22 kV |  |  | FALSE | #N/A | #N/A | #N/A | #N/A | #N/A | #N/A | #N/A | #N/A | #N/A | #N/A
TRUE | VIC | RWTS22U | Ringwood (United Energy) 22 kV | United Energy | Winter | Non-coincident | 2025 | POE10 | NA | 33.393 | VIC Ringwood (United Energy) 22 kV |  |  | FALSE | #N/A | #N/A | #N/A | #N/A | #N/A | #N/A | #N/A | #N/A | #N/A | #N/A
TRUE | VIC | RWTS22U | Ringwood (United Energy) 22 kV | United Energy | Winter | Non-coincident | 2025 | POE50 | NA | 32.3208 | VIC Ringwood (United Energy) 22 kV |  |  | FALSE | #N/A | #N/A | #N/A | #N/A | #N/A | #N/A | #N/A | #N/A | #N/A | #N/A
TRUE | VIC | RWTS22U | Ringwood (United Energy) 22 kV | United Energy | Winter | Coincident | 2026 | POE10 | NA | 30.5827 | VIC Ringwood (United Energy) 22 kV |  |  | FALSE | #N/A | #N/A | #N/A | #N/A | #N/A | #N/A | #N/A | #N/A | #N/A | #N/A
TRUE | VIC | RWTS22U | Ringwood (United Energy) 22 kV | United Energy | Winter | Coincident | 2026 | POE50 | NA | 29.7991 | VIC Ringwood (United Energy) 22 kV |  |  | FALSE | #N/A | #N/A | #N/A | #N/A | #N/A | #N/A | #N/A | #N/A | #N/A | #N/A
TRUE | VIC | RWTS22U | Ringwood (United Energy) 22 kV | United Energy | Winter | Non-coincident | 2026 | POE10 | NA | 33.5436 | VIC Ringwood (United Energy) 22 kV |  |  | FALSE | #N/A | #N/A | #N/A | #N/A | #N/A | #N/A | #N/A | #N/A | #N/A | #N/A
TRUE | VIC | RWTS22U | Ringwood (United Energy) 22 kV | United Energy | Winter | Non-coincident | 2026 | POE50 | NA | 32.4665 | VIC Ringwood (United Energy) 22 kV |  |  | FALSE | #N/A | #N/A | #N/A | #N/A | #N/A | #N/A | #N/A | #N/A | #N/A | #N/A
TRUE | VIC | RWTS22U | Ringwood (United Energy) 22 kV | United Energy | Winter | Coincident | 2027 | POE10 | NA | 29.6262 | VIC Ringwood (United Energy) 22 kV |  |  | FALSE | #N/A | #N/A | #N/A | #N/A | #N/A | #N/A | #N/A | #N/A | #N/A | #N/A
TRUE | VIC | RWTS22U | Ringwood (United Energy) 22 kV | United Energy | Winter | Coincident | 2027 | POE50 | NA | 28.7942 | VIC Ringwood (United Energy) 22 kV |  |  | FALSE | #N/A | #N/A | #N/A | #N/A | #N/A | #N/A | #N/A | #N/A | #N/A | #N/A
TRUE | VIC | RWTS22U | Ringwood (United Energy) 22 kV | United Energy | Winter | Non-coincident | 2027 | POE10 | NA | 33.7253 | VIC Ringwood (United Energy) 22 kV |  |  | FALSE | #N/A | #N/A | #N/A | #N/A | #N/A | #N/A | #N/A | #N/A | #N/A | #N/A
TRUE | VIC | RWTS22U | Ringwood (United Energy) 22 kV | United Energy | Winter | Non-coincident | 2027 | POE50 | NA | 32.6434 | VIC Ringwood (United Energy) 22 kV |  |  | FALSE | #N/A | #N/A | #N/A | #N/A | #N/A | #N/A | #N/A | #N/A | #N/A | #N/A
TRUE | VIC | RWTS22U | Ringwood (United Energy) 22 kV | United Energy | Winter | Coincident | 2028 | POE10 | NA | 29.2386 | VIC Ringwood (United Energy) 22 kV |  |  | FALSE | #N/A | #N/A | #N/A | #N/A | #N/A | #N/A | #N/A | #N/A | #N/A | #N/A
TRUE | VIC | RWTS22U | Ringwood (United Energy) 22 kV | United Energy | Winter | Coincident | 2028 | POE50 | NA | 28.4417 | VIC Ringwood (United Energy) 22 kV |  |  | FALSE | #N/A | #N/A | #N/A | #N/A | #N/A | #N/A | #N/A | #N/A | #N/A | #N/A
TRUE | VIC | RWTS22U | Ringwood (United Energy) 22 kV | United Energy | Winter | Non-coincident | 2028 | POE10 | NA | 33.9376 | VIC Ringwood (United Energy) 22 kV |  |  | FALSE | #N/A | #N/A | #N/A | #N/A | #N/A | #N/A | #N/A | #N/A | #N/A | #N/A
TRUE | VIC | RWTS22U | Ringwood (United Energy) 22 kV | United Energy | Winter | Non-coincident | 2028 | POE50 | NA | 32.8509 | VIC Ringwood (United Energy) 22 kV |  |  | FALSE | #N/A | #N/A | #N/A | #N/A | #N/A | #N/A | #N/A | #N/A | #N/A | #N/A
TRUE | VIC | RWTS22U | Ringwood (United Energy) 22 kV | United Energy | Winter | Coincident | 2029 | POE10 | NA | 29.0869 | VIC Ringwood (United Energy) 22 kV |  |  | FALSE | #N/A | #N/A | #N/A | #N/A | #N/A | #N/A | #N/A | #N/A | #N/A | #N/A
TRUE | VIC | RWTS22U | Ringwood (United Energy) 22 kV | United Energy | Winter | Coincident | 2029 | POE50 | NA | 28.3064 | VIC Ringwood (United Energy) 22 kV |  |  | FALSE | #N/A | #N/A | #N/A | #N/A | #N/A | #N/A | #N/A | #N/A | #N/A | #N/A
TRUE | VIC | RWTS22U | Ringwood (United Energy) 22 kV | United Energy | Winter | Non-coincident | 2029 | POE10 | NA | 34.1786 | VIC Ringwood (United Energy) 22 kV |  |  | FALSE | #N/A | #N/A | #N/A | #N/A | #N/A | #N/A | #N/A | #N/A | #N/A | #N/A
TRUE | VIC | RWTS22U | Ringwood (United Energy) 22 kV | United Energy | Winter | Non-coincident | 2029 | POE50 | NA | 33.0871 | VIC Ringwood (United Energy) 22 kV |  |  | FALSE | #N/A | #N/A | #N/A | #N/A | #N/A | #N/A | #N/A | #N/A | #N/A | #N/A
TRUE | VIC | RWTS22U | Ringwood (United Energy) 22 kV | United Energy | Winter | Coincident | 2030 | POE10 | NA | 28.8931 | VIC Ringwood (United Energy) 22 kV |  |  | FALSE | #N/A | #N/A | #N/A | #N/A | #N/A | #N/A | #N/A | #N/A | #N/A | #N/A
TRUE | VIC | RWTS22U | Ringwood (United Energy) 22 kV | United Energy | Winter | Coincident | 2030 | POE50 | NA | 28.1143 | VIC Ringwood (United Energy) 22 kV |  |  | FALSE | #N/A | #N/A | #N/A | #N/A | #N/A | #N/A | #N/A | #N/A | #N/A | #N/A
TRUE | VIC | RWTS22U | Ringwood (United Energy) 22 kV | United Energy | Winter | Non-coincident | 2030 | POE10 | NA | 34.4272 | VIC Ringwood (United Energy) 22 kV |  |  | FALSE | #N/A | #N/A | #N/A | #N/A | #N/A | #N/A | #N/A | #N/A | #N/A | #N/A
TRUE | VIC | RWTS22U | Ringwood (United Energy) 22 kV | United Energy | Winter | Non-coincident | 2030 | POE50 | NA | 33.3309 | VIC Ringwood (United Energy) 22 kV |  |  | FALSE | #N/A | #N/A | #N/A | #N/A | #N/A | #N/A | #N/A | #N/A | #N/A | #N/A
TRUE | VIC | RWTS22U | Ringwood (United Energy) 22 kV | United Energy | Winter | Coincident | 2031 | POE10 | NA | 28.7501 | VIC Ringwood (United Energy) 22 kV |  |  | FALSE | #N/A | #N/A | #N/A | #N/A | #N/A | #N/A | #N/A | #N/A | #N/A | #N/A
TRUE | VIC | RWTS22U | Ringwood (United Energy) 22 kV | United Energy | Winter | Coincident | 2031 | POE50 | NA | 27.9788 | VIC Ringwood (United Energy) 22 kV |  |  | FALSE | #N/A | #N/A | #N/A | #N/A | #N/A | #N/A | #N/A | #N/A | #N/A | #N/A
TRUE | VIC | RWTS22U | Ringwood (United Energy) 22 kV | United Energy | Winter | Non-coincident | 2031 | POE10 | NA | 34.6829 | VIC Ringwood (United Energy) 22 kV |  |  | FALSE | #N/A | #N/A | #N/A | #N/A | #N/A | #N/A | #N/A | #N/A | #N/A | #N/A
TRUE | VIC | RWTS22U | Ringwood (United Energy) 22 kV | United Energy | Winter | Non-coincident | 2031 | POE50 | NA | 33.5818 | VIC Ringwood (United Energy) 22 kV |  |  | FALSE | #N/A | #N/A | #N/A | #N/A | #N/A | #N/A | #N/A | #N/A | #N/A | #N/A
TRUE | VIC | RWTS22U | Ringwood (United Energy) 22 kV | United Energy | Winter | Coincident | 2032 | POE10 | NA | 28.3783 | VIC Ringwood (United Energy) 22 kV |  |  | FALSE | #N/A | #N/A | #N/A | #N/A | #N/A | #N/A | #N/A | #N/A | #N/A | #N/A
TRUE | VIC | RWTS22U | Ringwood (United Energy) 22 kV | United Energy | Winter | Coincident | 2032 | POE50 | NA | 27.5676 | VIC Ringwood (United Energy) 22 kV |  |  | FALSE | #N/A | #N/A | #N/A | #N/A | #N/A | #N/A | #N/A | #N/A | #N/A | #N/A
TRUE | VIC | RWTS22U | Ringwood (United Energy) 22 kV | United Energy | Winter | Non-coincident | 2032 | POE10 | NA | 34.9508 | VIC Ringwood (United Energy) 22 kV |  |  | FALSE | #N/A | #N/A | #N/A | #N/A | #N/A | #N/A | #N/A | #N/A | #N/A | #N/A
TRUE | VIC | RWTS22U | Ringwood (United Energy) 22 kV | United Energy | Winter | Non-coincident | 2032 | POE50 | NA | 33.8448 | VIC Ringwood (United Energy) 22 kV |  |  | FALSE | #N/A | #N/A | #N/A | #N/A | #N/A | #N/A | #N/A | #N/A | #N/A | #N/A
TRUE | VIC | RWTS22U | Ringwood (United Energy) 22 kV | United Energy | Winter | Coincident | 2033 | POE10 | NA | 27.8841 | VIC Ringwood (United Energy) 22 kV |  |  | FALSE | #N/A | #N/A | #N/A | #N/A | #N/A | #N/A | #N/A | #N/A | #N/A | #N/A
TRUE | VIC | RWTS22U | Ringwood (United Energy) 22 kV | United Energy | Winter | Coincident | 2033 | POE50 | NA | 27.0935 | VIC Ringwood (United Energy) 22 kV |  |  | FALSE | #N/A | #N/A | #N/A | #N/A | #N/A | #N/A | #N/A | #N/A | #N/A | #N/A
TRUE | VIC | RWTS22U | Ringwood (United Energy) 22 kV | United Energy | Winter | Non-coincident | 2033 | POE10 | NA | 35.2192 | VIC Ringwood (United Energy) 22 kV |  |  | FALSE | #N/A | #N/A | #N/A | #N/A | #N/A | #N/A | #N/A | #N/A | #N/A | #N/A
TRUE | VIC | RWTS22U | Ringwood (United Energy) 22 kV | United Energy | Winter | Non-coincident | 2033 | POE50 | NA | 34.1083 | VIC Ringwood (United Energy) 22 kV |  |  | FALSE | #N/A | #N/A | #N/A | #N/A | #N/A | #N/A | #N/A | #N/A | #N/A | #N/A
TRUE | VIC | RWTS22U | Ringwood (United Energy) 22 kV | United Energy | Winter | Coincident | 2034 | POE10 | NA | 27.8855 | VIC Ringwood (United Energy) 22 kV |  |  | FALSE | #N/A | #N/A | #N/A | #N/A | #N/A | #N/A | #N/A | #N/A | #N/A | #N/A
TRUE | VIC | RWTS22U | Ringwood (United Energy) 22 kV | United Energy | Winter | Coincident | 2034 | POE50 | NA | 27.1122 | VIC Ringwood (United Energy) 22 kV |  |  | FALSE | #N/A | #N/A | #N/A | #N/A | #N/A | #N/A | #N/A | #N/A | #N/A | #N/A
TRUE | VIC | RWTS22U | Ringwood (United Energy) 22 kV | United Energy | Winter | Non-coincident | 2034 | POE10 | NA | 35.4842 | VIC Ringwood (United Energy) 22 kV |  |  | FALSE | #N/A | #N/A | #N/A | #N/A | #N/A | #N/A | #N/A | #N/A | #N/A | #N/A
TRUE | VIC | RWTS22U | Ringwood (United Energy) 22 kV | United Energy | Winter | Non-coincident | 2034 | POE50 | NA | 34.3684 | VIC Ringwood (United Energy) 22 kV |  |  | FALSE | #N/A | #N/A | #N/A | #N/A | #N/A | #N/A | #N/A | #N/A | #N/A | #N/A
TRUE | VIC | RWTS2466A | Ringwood 24 (AusNet) 66 kV | AusNet | Shoulder | Coincident | 2019 | ACTUAL_OPG | 44.3378 | NA | VIC Ringwood 24 (AusNet) 66 kV |  |  | FALSE | #N/A | #N/A | #N/A | #N/A | #N/A | #N/A | #N/A | #N/A | #N/A | #N/A
TRUE | VIC | RWTS2466A | Ringwood 24 (AusNet) 66 kV | AusNet | Shoulder | Coincident | 2019 | ACTUAL_RAW | 44.3378 | NA | VIC Ringwood 24 (AusNet) 66 kV |  |  | FALSE | #N/A | #N/A | #N/A | #N/A | #N/A | #N/A | #N/A | #N/A | #N/A | #N/A
TRUE | VIC | RWTS2466A | Ringwood 24 (AusNet) 66 kV | AusNet | Shoulder | Non-coincident | 2019 | ACTUAL_RAW | 38.2505 | NA | VIC Ringwood 24 (AusNet) 66 kV |  |  | FALSE | #N/A | #N/A | #N/A | #N/A | #N/A | #N/A | #N/A | #N/A | #N/A | #N/A
TRUE | VIC | RWTS2466A | Ringwood 24 (AusNet) 66 kV | AusNet | Shoulder | Non-coincident | 2019 | ACTUAL_OPG | 38.2505 | NA | VIC Ringwood 24 (AusNet) 66 kV |  |  | FALSE | #N/A | #N/A | #N/A | #N/A | #N/A | #N/A | #N/A | #N/A | #N/A | #N/A
TRUE | VIC | RWTS2466A | Ringwood 24 (AusNet) 66 kV | AusNet | Shoulder | Non-coincident | 2019 | ACTUAL_ADJUSTEDOPG | 38.2505 | NA | VIC Ringwood 24 (AusNet) 66 kV |  |  | FALSE | #N/A | #N/A | #N/A | #N/A | #N/A | #N/A | #N/A | #N/A | #N/A | #N/A
TRUE | VIC | RWTS2466A | Ringwood 24 (AusNet) 66 kV | AusNet | Shoulder | Coincident | 2020 | ACTUAL_OPG | 37.3839 | NA | VIC Ringwood 24 (AusNet) 66 kV |  |  | FALSE | #N/A | #N/A | #N/A | #N/A | #N/A | #N/A | #N/A | #N/A | #N/A | #N/A
TRUE | VIC | RWTS2466A | Ringwood 24 (AusNet) 66 kV | AusNet | Shoulder | Coincident | 2020 | ACTUAL_RAW | 37.3839 | NA | VIC Ringwood 24 (AusNet) 66 kV |  |  | FALSE | #N/A | #N/A | #N/A | #N/A | #N/A | #N/A | #N/A | #N/A | #N/A | #N/A
TRUE | VIC | RWTS2466A | Ringwood 24 (AusNet) 66 kV | AusNet | Shoulder | Non-coincident | 2020 | ACTUAL_RAW | 36.3496 | NA | VIC Ringwood 24 (AusNet) 66 kV |  |  | FALSE | #N/A | #N/A | #N/A | #N/A | #N/A | #N/A | #N/A | #N/A | #N/A | #N/A
TRUE | VIC | RWTS2466A | Ringwood 24 (AusNet) 66 kV | AusNet | Shoulder | Non-coincident | 2020 | ACTUAL_OPG | 36.3496 | NA | VIC Ringwood 24 (AusNet) 66 kV |  |  | FALSE | #N/A | #N/A | #N/A | #N/A | #N/A | #N/A | #N/A | #N/A | #N/A | #N/A
TRUE | VIC | RWTS2466A | Ringwood 24 (AusNet) 66 kV | AusNet | Shoulder | Non-coincident | 2020 | ACTUAL_ADJUSTEDOPG | 36.3496 | NA | VIC Ringwood 24 (AusNet) 66 kV |  |  | FALSE | #N/A | #N/A | #N/A | #N/A | #N/A | #N/A | #N/A | #N/A | #N/A | #N/A
TRUE | VIC | RWTS2466A | Ringwood 24 (AusNet) 66 kV | AusNet | Shoulder | Coincident | 2021 | ACTUAL_OPG | 33.0505 | NA | VIC Ringwood 24 (AusNet) 66 kV |  |  | FALSE | #N/A | #N/A | #N/A | #N/A | #N/A | #N/A | #N/A | #N/A | #N/A | #N/A
TRUE | VIC | RWTS2466A | Ringwood 24 (AusNet) 66 kV | AusNet | Shoulder | Coincident | 2021 | ACTUAL_RAW | 33.0505 | NA | VIC Ringwood 24 (AusNet) 66 kV |  |  | FALSE | #N/A | #N/A | #N/A | #N/A | #N/A | #N/A | #N/A | #N/A | #N/A | #N/A
TRUE | VIC | RWTS2466A | Ringwood 24 (AusNet) 66 kV | AusNet | Shoulder | Non-coincident | 2021 | ACTUAL_RAW | 29.9021 | NA | VIC Ringwood 24 (AusNet) 66 kV |  |  | FALSE | #N/A | #N/A | #N/A | #N/A | #N/A | #N/A | #N/A | #N/A | #N/A | #N/A
TRUE | VIC | RWTS2466A | Ringwood 24 (AusNet) 66 kV | AusNet | Shoulder | Non-coincident | 2021 | ACTUAL_OPG | 29.9021 | NA | VIC Ringwood 24 (AusNet) 66 kV |  |  | FALSE | #N/A | #N/A | #N/A | #N/A | #N/A | #N/A | #N/A | #N/A | #N/A | #N/A
TRUE | VIC | RWTS2466A | Ringwood 24 (AusNet) 66 kV | AusNet | Shoulder | Non-coincident | 2021 | ACTUAL_ADJUSTEDOPG | 29.9021 | NA | VIC Ringwood 24 (AusNet) 66 kV |  |  | FALSE | #N/A | #N/A | #N/A | #N/A | #N/A | #N/A | #N/A | #N/A | #N/A | #N/A
TRUE | VIC | RWTS2466A | Ringwood 24 (AusNet) 66 kV | AusNet | Shoulder | Coincident | 2022 | ACTUAL_OPG | 17.2161 | NA | VIC Ringwood 24 (AusNet) 66 kV |  |  | FALSE | #N/A | #N/A | #N/A | #N/A | #N/A | #N/A | #N/A | #N/A | #N/A | #N/A
TRUE | VIC | RWTS2466A | Ringwood 24 (AusNet) 66 kV | AusNet | Shoulder | Coincident | 2022 | ACTUAL_RAW | 17.2161 | NA | VIC Ringwood 24 (AusNet) 66 kV |  |  | FALSE | #N/A | #N/A | #N/A | #N/A | #N/A | #N/A | #N/A | #N/A | #N/A | #N/A
TRUE | VIC | RWTS2466A | Ringwood 24 (AusNet) 66 kV | AusNet | Shoulder | Non-coincident | 2022 | ACTUAL_RAW | 16.9311 | NA | VIC Ringwood 24 (AusNet) 66 kV |  |  | FALSE | #N/A | #N/A | #N/A | #N/A | #N/A | #N/A | #N/A | #N/A | #N/A | #N/A
TRUE | VIC | RWTS2466A | Ringwood 24 (AusNet) 66 kV | AusNet | Shoulder | Non-coincident | 2022 | ACTUAL_OPG | 16.9311 | NA | VIC Ringwood 24 (AusNet) 66 kV |  |  | FALSE | #N/A | #N/A | #N/A | #N/A | #N/A | #N/A | #N/A | #N/A | #N/A | #N/A
TRUE | VIC | RWTS2466A | Ringwood 24 (AusNet) 66 kV | AusNet | Shoulder | Non-coincident | 2022 | ACTUAL_ADJUSTEDOPG | 16.9311 | NA | VIC Ringwood 24 (AusNet) 66 kV |  |  | FALSE | #N/A | #N/A | #N/A | #N/A | #N/A | #N/A | #N/A | #N/A | #N/A | #N/A
TRUE | VIC | RWTS2466A | Ringwood 24 (AusNet) 66 kV | AusNet | Shoulder | Coincident | 2023 | ACTUAL_OPG | 14.4526 | NA | VIC Ringwood 24 (AusNet) 66 kV |  |  | FALSE | #N/A | #N/A | #N/A | #N/A | #N/A | #N/A | #N/A | #N/A | #N/A | #N/A
TRUE | VIC | RWTS2466A | Ringwood 24 (AusNet) 66 kV | AusNet | Shoulder | Coincident | 2023 | ACTUAL_RAW | 14.4526 | NA | VIC Ringwood 24 (AusNet) 66 kV |  |  | FALSE | #N/A | #N/A | #N/A | #N/A | #N/A | #N/A | #N/A | #N/A | #N/A | #N/A
TRUE | VIC | RWTS2466A | Ringwood 24 (AusNet) 66 kV | AusNet | Shoulder | Non-coincident | 2023 | ACTUAL_RAW | 12.0354 | NA | VIC Ringwood 24 (AusNet) 66 kV |  |  | FALSE | #N/A | #N/A | #N/A | #N/A | #N/A | #N/A | #N/A | #N/A | #N/A | #N/A
TRUE | VIC | RWTS2466A | Ringwood 24 (AusNet) 66 kV | AusNet | Shoulder | Non-coincident | 2023 | ACTUAL_OPG | 12.0354 | NA | VIC Ringwood 24 (AusNet) 66 kV |  |  | FALSE | #N/A | #N/A | #N/A | #N/A | #N/A | #N/A | #N/A | #N/A | #N/A | #N/A
TRUE | VIC | RWTS2466A | Ringwood 24 (AusNet) 66 kV | AusNet | Shoulder | Non-coincident | 2023 | ACTUAL_ADJUSTEDOPG | 12.0354 | NA | VIC Ringwood 24 (AusNet) 66 kV |  |  | FALSE | #N/A | #N/A | #N/A | #N/A | #N/A | #N/A | #N/A | #N/A | #N/A | #N/A
TRUE | VIC | RWTS2466A | Ringwood 24 (AusNet) 66 kV | AusNet | Shoulder | Coincident | 2024 | ACTUAL_OPG | 7.637 | NA | VIC Ringwood 24 (AusNet) 66 kV |  |  | FALSE | #N/A | #N/A | #N/A | #N/A | #N/A | #N/A | #N/A | #N/A | #N/A | #N/A
TRUE | VIC | RWTS2466A | Ringwood 24 (AusNet) 66 kV | AusNet | Shoulder | Coincident | 2024 | ACTUAL_RAW | 7.637 | NA | VIC Ringwood 24 (AusNet) 66 kV |  |  | FALSE | #N/A | #N/A | #N/A | #N/A | #N/A | #N/A | #N/A | #N/A | #N/A | #N/A
TRUE | VIC | RWTS2466A | Ringwood 24 (AusNet) 66 kV | AusNet | Shoulder | Non-coincident | 2024 | ACTUAL_RAW | 5.8487 | NA | VIC Ringwood 24 (AusNet) 66 kV |  |  | FALSE | #N/A | #N/A | #N/A | #N/A | #N/A | #N/A | #N/A | #N/A | #N/A | #N/A
TRUE | VIC | RWTS2466A | Ringwood 24 (AusNet) 66 kV | AusNet | Shoulder | Non-coincident | 2024 | ACTUAL_OPG | 5.8487 | NA | VIC Ringwood 24 (AusNet) 66 kV |  |  | FALSE | #N/A | #N/A | #N/A | #N/A | #N/A | #N/A | #N/A | #N/A | #N/A | #N/A
TRUE | VIC | RWTS2466A | Ringwood 24 (AusNet) 66 kV | AusNet | Shoulder | Non-coincident | 2024 | ACTUAL_ADJUSTEDOPG | 5.8487 | NA | VIC Ringwood 24 (AusNet) 66 kV |  |  | FALSE | #N/A | #N/A | #N/A | #N/A | #N/A | #N/A | #N/A | #N/A | #N/A | #N/A
TRUE | VIC | RWTS2466A | Ringwood 24 (AusNet) 66 kV | AusNet | Shoulder | Coincident | 2025 | ACTUAL_OPG | 3.069 | NA | VIC Ringwood 24 (AusNet) 66 kV |  |  | FALSE | #N/A | #N/A | #N/A | #N/A | #N/A | #N/A | #N/A | #N/A | #N/A | #N/A
TRUE | VIC | RWTS2466A | Ringwood 24 (AusNet) 66 kV | AusNet | Shoulder | Coincident | 2025 | ACTUAL_RAW | 3.069 | NA | VIC Ringwood 24 (AusNet) 66 kV |  |  | FALSE | #N/A | #N/A | #N/A | #N/A | #N/A | #N/A | #N/A | #N/A | #N/A | #N/A
TRUE | VIC | RWTS2466A | Ringwood 24 (AusNet) 66 kV | AusNet | Shoulder | Non-coincident | 2025 | ACTUAL_RAW | 3.069 | NA | VIC Ringwood 24 (AusNet) 66 kV |  |  | FALSE | #N/A | #N/A | #N/A | #N/A | #N/A | #N/A | #N/A | #N/A | #N/A | #N/A
TRUE | VIC | RWTS2466A | Ringwood 24 (AusNet) 66 kV | AusNet | Shoulder | Non-coincident | 2025 | ACTUAL_OPG | 3.069 | NA | VIC Ringwood 24 (AusNet) 66 kV |  |  | FALSE | #N/A | #N/A | #N/A | #N/A | #N/A | #N/A | #N/A | #N/A | #N/A | #N/A
TRUE | VIC | RWTS2466A | Ringwood 24 (AusNet) 66 kV | AusNet | Shoulder | Non-coincident | 2025 | ACTUAL_ADJUSTEDOPG | 3.069 | NA | VIC Ringwood 24 (AusNet) 66 kV |  |  | FALSE | #N/A | #N/A | #N/A | #N/A | #N/A | #N/A | #N/A | #N/A | #N/A | #N/A
TRUE | VIC | RWTS2466A | Ringwood 24 (AusNet) 66 kV | AusNet | Shoulder | Non-coincident | 2025 | BASEYEARPOE90 | -15.4948 | NA | VIC Ringwood 24 (AusNet) 66 kV |  |  | FALSE | #N/A | #N/A | #N/A | #N/A | #N/A | #N/A | #N/A | #N/A | #N/A | #N/A
TRUE | VIC | RWTS2466A | Ringwood 24 (AusNet) 66 kV | AusNet | Shoulder | Non-coincident | 2025 | BASEYEARPOE50 | -8.978 | NA | VIC Ringwood 24 (AusNet) 66 kV |  |  | FALSE | #N/A | #N/A | #N/A | #N/A | #N/A | #N/A | #N/A | #N/A | #N/A | #N/A
TRUE | VIC | RWTS2466A | Ringwood 24 (AusNet) 66 kV | AusNet | Shoulder | Coincident_unreconciled | 2026 | POE50 | -15.1429 | NA | VIC Ringwood 24 (AusNet) 66 kV |  |  | FALSE | #N/A | #N/A | #N/A | #N/A | #N/A | #N/A | #N/A | #N/A | #N/A | #N/A
TRUE | VIC | RWTS2466A | Ringwood 24 (AusNet) 66 kV | AusNet | Shoulder | Coincident_unreconciled | 2026 | POE90 | -20.2294 | NA | VIC Ringwood 24 (AusNet) 66 kV |  |  | FALSE | #N/A | #N/A | #N/A | #N/A | #N/A | #N/A | #N/A | #N/A | #N/A | #N/A
TRUE | VIC | RWTS2466A | Ringwood 24 (AusNet) 66 kV | AusNet | Shoulder | Non-coincident | 2026 | POE50 | -17.8758 | NA | VIC Ringwood 24 (AusNet) 66 kV |  |  | FALSE | #N/A | #N/A | #N/A | #N/A | #N/A | #N/A | #N/A | #N/A | #N/A | #N/A
TRUE | VIC | RWTS2466A | Ringwood 24 (AusNet) 66 kV | AusNet | Shoulder | Non-coincident | 2026 | POE90 | -23.8803 | NA | VIC Ringwood 24 (AusNet) 66 kV |  |  | FALSE | #N/A | #N/A | #N/A | #N/A | #N/A | #N/A | #N/A | #N/A | #N/A | #N/A
TRUE | VIC | RWTS2466A | Ringwood 24 (AusNet) 66 kV | AusNet | Shoulder | Coincident_unreconciled | 2027 | POE50 | -21.5084 | NA | VIC Ringwood 24 (AusNet) 66 kV |  |  | FALSE | #N/A | #N/A | #N/A | #N/A | #N/A | #N/A | #N/A | #N/A | #N/A | #N/A
TRUE | VIC | RWTS2466A | Ringwood 24 (AusNet) 66 kV | AusNet | Shoulder | Coincident_unreconciled | 2027 | POE90 | -26.6078 | NA | VIC Ringwood 24 (AusNet) 66 kV |  |  | FALSE | #N/A | #N/A | #N/A | #N/A | #N/A | #N/A | #N/A | #N/A | #N/A | #N/A
TRUE | VIC | RWTS2466A | Ringwood 24 (AusNet) 66 kV | AusNet | Shoulder | Non-coincident | 2027 | POE50 | -25.3901 | NA | VIC Ringwood 24 (AusNet) 66 kV |  |  | FALSE | #N/A | #N/A | #N/A | #N/A | #N/A | #N/A | #N/A | #N/A | #N/A | #N/A
TRUE | VIC | RWTS2466A | Ringwood 24 (AusNet) 66 kV | AusNet | Shoulder | Non-coincident | 2027 | POE90 | -31.4099 | NA | VIC Ringwood 24 (AusNet) 66 kV |  |  | FALSE | #N/A | #N/A | #N/A | #N/A | #N/A | #N/A | #N/A | #N/A | #N/A | #N/A
TRUE | VIC | RWTS2466A | Ringwood 24 (AusNet) 66 kV | AusNet | Shoulder | Coincident_unreconciled | 2028 | POE50 | -26.8569 | NA | VIC Ringwood 24 (AusNet) 66 kV |  |  | FALSE | #N/A | #N/A | #N/A | #N/A | #N/A | #N/A | #N/A | #N/A | #N/A | #N/A
TRUE | VIC | RWTS2466A | Ringwood 24 (AusNet) 66 kV | AusNet | Shoulder | Coincident_unreconciled | 2028 | POE90 | -31.9702 | NA | VIC Ringwood 24 (AusNet) 66 kV |  |  | FALSE | #N/A | #N/A | #N/A | #N/A | #N/A | #N/A | #N/A | #N/A | #N/A | #N/A
TRUE | VIC | RWTS2466A | Ringwood 24 (AusNet) 66 kV | AusNet | Shoulder | Non-coincident | 2028 | POE50 | -31.704 | NA | VIC Ringwood 24 (AusNet) 66 kV |  |  | FALSE | #N/A | #N/A | #N/A | #N/A | #N/A | #N/A | #N/A | #N/A | #N/A | #N/A
TRUE | VIC | RWTS2466A | Ringwood 24 (AusNet) 66 kV | AusNet | Shoulder | Non-coincident | 2028 | POE90 | -37.7401 | NA | VIC Ringwood 24 (AusNet) 66 kV |  |  | FALSE | #N/A | #N/A | #N/A | #N/A | #N/A | #N/A | #N/A | #N/A | #N/A | #N/A
TRUE | VIC | RWTS2466A | Ringwood 24 (AusNet) 66 kV | AusNet | Shoulder | Coincident_unreconciled | 2029 | POE50 | -32.1691 | NA | VIC Ringwood 24 (AusNet) 66 kV |  |  | FALSE | #N/A | #N/A | #N/A | #N/A | #N/A | #N/A | #N/A | #N/A | #N/A | #N/A
TRUE | VIC | RWTS2466A | Ringwood 24 (AusNet) 66 kV | AusNet | Shoulder | Coincident_unreconciled | 2029 | POE90 | -37.2962 | NA | VIC Ringwood 24 (AusNet) 66 kV |  |  | FALSE | #N/A | #N/A | #N/A | #N/A | #N/A | #N/A | #N/A | #N/A | #N/A | #N/A
TRUE | VIC | RWTS2466A | Ringwood 24 (AusNet) 66 kV | AusNet | Shoulder | Non-coincident | 2029 | POE50 | -37.9748 | NA | VIC Ringwood 24 (AusNet) 66 kV |  |  | FALSE | #N/A | #N/A | #N/A | #N/A | #N/A | #N/A | #N/A | #N/A | #N/A | #N/A
TRUE | VIC | RWTS2466A | Ringwood 24 (AusNet) 66 kV | AusNet | Shoulder | Non-coincident | 2029 | POE90 | -44.0273 | NA | VIC Ringwood 24 (AusNet) 66 kV |  |  | FALSE | #N/A | #N/A | #N/A | #N/A | #N/A | #N/A | #N/A | #N/A | #N/A | #N/A
TRUE | VIC | RWTS2466A | Ringwood 24 (AusNet) 66 kV | AusNet | Shoulder | Coincident_unreconciled | 2030 | POE50 | -37.3043 | NA | VIC Ringwood 24 (AusNet) 66 kV |  |  | FALSE | #N/A | #N/A | #N/A | #N/A | #N/A | #N/A | #N/A | #N/A | #N/A | #N/A
TRUE | VIC | RWTS2466A | Ringwood 24 (AusNet) 66 kV | AusNet | Shoulder | Coincident_unreconciled | 2030 | POE90 | -42.4453 | NA | VIC Ringwood 24 (AusNet) 66 kV |  |  | FALSE | #N/A | #N/A | #N/A | #N/A | #N/A | #N/A | #N/A | #N/A | #N/A | #N/A
TRUE | VIC | RWTS2466A | Ringwood 24 (AusNet) 66 kV | AusNet | Shoulder | Non-coincident | 2030 | POE50 | -44.0369 | NA | VIC Ringwood 24 (AusNet) 66 kV |  |  | FALSE | #N/A | #N/A | #N/A | #N/A | #N/A | #N/A | #N/A | #N/A | #N/A | #N/A
TRUE | VIC | RWTS2466A | Ringwood 24 (AusNet) 66 kV | AusNet | Shoulder | Non-coincident | 2030 | POE90 | -50.1057 | NA | VIC Ringwood 24 (AusNet) 66 kV |  |  | FALSE | #N/A | #N/A | #N/A | #N/A | #N/A | #N/A | #N/A | #N/A | #N/A | #N/A
TRUE | VIC | RWTS2466A | Ringwood 24 (AusNet) 66 kV | AusNet | Shoulder | Coincident_unreconciled | 2031 | POE50 | -42.4885 | NA | VIC Ringwood 24 (AusNet) 66 kV |  |  | FALSE | #N/A | #N/A | #N/A | #N/A | #N/A | #N/A | #N/A | #N/A | #N/A | #N/A
TRUE | VIC | RWTS2466A | Ringwood 24 (AusNet) 66 kV | AusNet | Shoulder | Coincident_unreconciled | 2031 | POE90 | -47.6433 | NA | VIC Ringwood 24 (AusNet) 66 kV |  |  | FALSE | #N/A | #N/A | #N/A | #N/A | #N/A | #N/A | #N/A | #N/A | #N/A | #N/A
TRUE | VIC | RWTS2466A | Ringwood 24 (AusNet) 66 kV | AusNet | Shoulder | Non-coincident | 2031 | POE50 | -50.1567 | NA | VIC Ringwood 24 (AusNet) 66 kV |  |  | FALSE | #N/A | #N/A | #N/A | #N/A | #N/A | #N/A | #N/A | #N/A | #N/A | #N/A
TRUE | VIC | RWTS2466A | Ringwood 24 (AusNet) 66 kV | AusNet | Shoulder | Non-coincident | 2031 | POE90 | -56.2418 | NA | VIC Ringwood 24 (AusNet) 66 kV |  |  | FALSE | #N/A | #N/A | #N/A | #N/A | #N/A | #N/A | #N/A | #N/A | #N/A | #N/A
TRUE | VIC | RWTS2466A | Ringwood 24 (AusNet) 66 kV | AusNet | Shoulder | Coincident_unreconciled | 2032 | POE50 | -46.3837 | NA | VIC Ringwood 24 (AusNet) 66 kV |  |  | FALSE | #N/A | #N/A | #N/A | #N/A | #N/A | #N/A | #N/A | #N/A | #N/A | #N/A
TRUE | VIC | RWTS2466A | Ringwood 24 (AusNet) 66 kV | AusNet | Shoulder | Coincident_unreconciled | 2032 | POE90 | -51.5527 | NA | VIC Ringwood 24 (AusNet) 66 kV |  |  | FALSE | #N/A | #N/A | #N/A | #N/A | #N/A | #N/A | #N/A | #N/A | #N/A | #N/A
TRUE | VIC | RWTS2466A | Ringwood 24 (AusNet) 66 kV | AusNet | Shoulder | Non-coincident | 2032 | POE50 | -54.7549 | NA | VIC Ringwood 24 (AusNet) 66 kV |  |  | FALSE | #N/A | #N/A | #N/A | #N/A | #N/A | #N/A | #N/A | #N/A | #N/A | #N/A
TRUE | VIC | RWTS2466A | Ringwood 24 (AusNet) 66 kV | AusNet | Shoulder | Non-coincident | 2032 | POE90 | -60.8567 | NA | VIC Ringwood 24 (AusNet) 66 kV |  |  | FALSE | #N/A | #N/A | #N/A | #N/A | #N/A | #N/A | #N/A | #N/A | #N/A | #N/A
TRUE | VIC | RWTS2466A | Ringwood 24 (AusNet) 66 kV | AusNet | Shoulder | Coincident_unreconciled | 2033 | POE50 | -49.2587 | NA | VIC Ringwood 24 (AusNet) 66 kV |  |  | FALSE | #N/A | #N/A | #N/A | #N/A | #N/A | #N/A | #N/A | #N/A | #N/A | #N/A
TRUE | VIC | RWTS2466A | Ringwood 24 (AusNet) 66 kV | AusNet | Shoulder | Coincident_unreconciled | 2033 | POE90 | -54.4421 | NA | VIC Ringwood 24 (AusNet) 66 kV |  |  | FALSE | #N/A | #N/A | #N/A | #N/A | #N/A | #N/A | #N/A | #N/A | #N/A | #N/A
TRUE | VIC | RWTS2466A | Ringwood 24 (AusNet) 66 kV | AusNet | Shoulder | Non-coincident | 2033 | POE50 | -58.1487 | NA | VIC Ringwood 24 (AusNet) 66 kV |  |  | FALSE | #N/A | #N/A | #N/A | #N/A | #N/A | #N/A | #N/A | #N/A | #N/A | #N/A
TRUE | VIC | RWTS2466A | Ringwood 24 (AusNet) 66 kV | AusNet | Shoulder | Non-coincident | 2033 | POE90 | -64.2676 | NA | VIC Ringwood 24 (AusNet) 66 kV |  |  | FALSE | #N/A | #N/A | #N/A | #N/A | #N/A | #N/A | #N/A | #N/A | #N/A | #N/A
TRUE | VIC | RWTS2466A | Ringwood 24 (AusNet) 66 kV | AusNet | Shoulder | Coincident_unreconciled | 2034 | POE50 | -51.96 | NA | VIC Ringwood 24 (AusNet) 66 kV |  |  | FALSE | #N/A | #N/A | #N/A | #N/A | #N/A | #N/A | #N/A | #N/A | #N/A | #N/A
TRUE | VIC | RWTS2466A | Ringwood 24 (AusNet) 66 kV | AusNet | Shoulder | Coincident_unreconciled | 2034 | POE90 | -57.1579 | NA | VIC Ringwood 24 (AusNet) 66 kV |  |  | FALSE | #N/A | #N/A | #N/A | #N/A | #N/A | #N/A | #N/A | #N/A | #N/A | #N/A
TRUE | VIC | RWTS2466A | Ringwood 24 (AusNet) 66 kV | AusNet | Shoulder | Non-coincident | 2034 | POE50 | -61.3376 | NA | VIC Ringwood 24 (AusNet) 66 kV |  |  | FALSE | #N/A | #N/A | #N/A | #N/A | #N/A | #N/A | #N/A | #N/A | #N/A | #N/A
TRUE | VIC | RWTS2466A | Ringwood 24 (AusNet) 66 kV | AusNet | Shoulder | Non-coincident | 2034 | POE90 | -67.4736 | NA | VIC Ringwood 24 (AusNet) 66 kV |  |  | FALSE | #N/A | #N/A | #N/A | #N/A | #N/A | #N/A | #N/A | #N/A | #N/A | #N/A
TRUE | VIC | RWTS2466A | Ringwood 24 (AusNet) 66 kV | AusNet | Shoulder | Coincident_unreconciled | 2035 | POE50 | -54.9682 | NA | VIC Ringwood 24 (AusNet) 66 kV |  |  | FALSE | #N/A | #N/A | #N/A | #N/A | #N/A | #N/A | #N/A | #N/A | #N/A | #N/A
TRUE | VIC | RWTS2466A | Ringwood 24 (AusNet) 66 kV | AusNet | Shoulder | Coincident_unreconciled | 2035 | POE90 | -60.1805 | NA | VIC Ringwood 24 (AusNet) 66 kV |  |  | FALSE | #N/A | #N/A | #N/A | #N/A | #N/A | #N/A | #N/A | #N/A | #N/A | #N/A
TRUE | VIC | RWTS2466A | Ringwood 24 (AusNet) 66 kV | AusNet | Shoulder | Non-coincident | 2035 | POE50 | -64.8887 | NA | VIC Ringwood 24 (AusNet) 66 kV |  |  | FALSE | #N/A | #N/A | #N/A | #N/A | #N/A | #N/A | #N/A | #N/A | #N/A | #N/A
TRUE | VIC | RWTS2466A | Ringwood 24 (AusNet) 66 kV | AusNet | Shoulder | Non-coincident | 2035 | POE90 | -71.0417 | NA | VIC Ringwood 24 (AusNet) 66 kV |  |  | FALSE | #N/A | #N/A | #N/A | #N/A | #N/A | #N/A | #N/A | #N/A | #N/A | #N/A
TRUE | VIC | RWTS2466A | Ringwood 24 (AusNet) 66 kV | AusNet | Summer | Coincident | 2019 | ACTUAL_OPG | 40.9194 | 173.6125 | VIC Ringwood 24 (AusNet) 66 kV |  |  | FALSE | #N/A | #N/A | #N/A | #N/A | #N/A | #N/A | #N/A | #N/A | #N/A | #N/A
TRUE | VIC | RWTS2466A | Ringwood 24 (AusNet) 66 kV | AusNet | Summer | Coincident | 2019 | ACTUAL_RAW | 40.9194 | 173.6125 | VIC Ringwood 24 (AusNet) 66 kV |  |  | FALSE | #N/A | #N/A | #N/A | #N/A | #N/A | #N/A | #N/A | #N/A | #N/A | #N/A
TRUE | VIC | RWTS2466A | Ringwood 24 (AusNet) 66 kV | AusNet | Summer | Non-coincident | 2019 | ACTUAL_RAW | 38.0441 | 186.3906 | VIC Ringwood 24 (AusNet) 66 kV |  |  | FALSE | #N/A | #N/A | #N/A | #N/A | #N/A | #N/A | #N/A | #N/A | #N/A | #N/A
TRUE | VIC | RWTS2466A | Ringwood 24 (AusNet) 66 kV | AusNet | Summer | Non-coincident | 2019 | ACTUAL_OPG | 38.0441 | 186.3906 | VIC Ringwood 24 (AusNet) 66 kV |  |  | FALSE | #N/A | #N/A | #N/A | #N/A | #N/A | #N/A | #N/A | #N/A | #N/A | #N/A
TRUE | VIC | RWTS2466A | Ringwood 24 (AusNet) 66 kV | AusNet | Summer | Non-coincident | 2019 | ACTUAL_ADJUSTEDOPG | 38.0441 | 186.3906 | VIC Ringwood 24 (AusNet) 66 kV |  |  | FALSE | #N/A | #N/A | #N/A | #N/A | #N/A | #N/A | #N/A | #N/A | #N/A | #N/A
TRUE | VIC | RWTS2466A | Ringwood 24 (AusNet) 66 kV | AusNet | Summer | Coincident | 2020 | ACTUAL_OPG | 28.1719 | 187.4311 | VIC Ringwood 24 (AusNet) 66 kV |  |  | FALSE | #N/A | #N/A | #N/A | #N/A | #N/A | #N/A | #N/A | #N/A | #N/A | #N/A
TRUE | VIC | RWTS2466A | Ringwood 24 (AusNet) 66 kV | AusNet | Summer | Coincident | 2020 | ACTUAL_RAW | 28.1719 | 187.4311 | VIC Ringwood 24 (AusNet) 66 kV |  |  | FALSE | #N/A | #N/A | #N/A | #N/A | #N/A | #N/A | #N/A | #N/A | #N/A | #N/A
TRUE | VIC | RWTS2466A | Ringwood 24 (AusNet) 66 kV | AusNet | Summer | Non-coincident | 2020 | ACTUAL_RAW | 27.8462 | 187.4311 | VIC Ringwood 24 (AusNet) 66 kV |  |  | FALSE | #N/A | #N/A | #N/A | #N/A | #N/A | #N/A | #N/A | #N/A | #N/A | #N/A
TRUE | VIC | RWTS2466A | Ringwood 24 (AusNet) 66 kV | AusNet | Summer | Non-coincident | 2020 | ACTUAL_OPG | 27.8462 | 187.4311 | VIC Ringwood 24 (AusNet) 66 kV |  |  | FALSE | #N/A | #N/A | #N/A | #N/A | #N/A | #N/A | #N/A | #N/A | #N/A | #N/A
TRUE | VIC | RWTS2466A | Ringwood 24 (AusNet) 66 kV | AusNet | Summer | Non-coincident | 2020 | ACTUAL_ADJUSTEDOPG | 27.8462 | 187.4311 | VIC Ringwood 24 (AusNet) 66 kV |  |  | FALSE | #N/A | #N/A | #N/A | #N/A | #N/A | #N/A | #N/A | #N/A | #N/A | #N/A
TRUE | VIC | RWTS2466A | Ringwood 24 (AusNet) 66 kV | AusNet | Summer | Coincident | 2021 | ACTUAL_OPG | 18.763 | 145.7205 | VIC Ringwood 24 (AusNet) 66 kV |  |  | FALSE | #N/A | #N/A | #N/A | #N/A | #N/A | #N/A | #N/A | #N/A | #N/A | #N/A
TRUE | VIC | RWTS2466A | Ringwood 24 (AusNet) 66 kV | AusNet | Summer | Coincident | 2021 | ACTUAL_RAW | 18.763 | 145.7205 | VIC Ringwood 24 (AusNet) 66 kV |  |  | FALSE | #N/A | #N/A | #N/A | #N/A | #N/A | #N/A | #N/A | #N/A | #N/A | #N/A
TRUE | VIC | RWTS2466A | Ringwood 24 (AusNet) 66 kV | AusNet | Summer | Non-coincident | 2021 | ACTUAL_RAW | 17.7011 | 164.4992 | VIC Ringwood 24 (AusNet) 66 kV |  |  | FALSE | #N/A | #N/A | #N/A | #N/A | #N/A | #N/A | #N/A | #N/A | #N/A | #N/A
TRUE | VIC | RWTS2466A | Ringwood 24 (AusNet) 66 kV | AusNet | Summer | Non-coincident | 2021 | ACTUAL_OPG | 17.7011 | 164.4992 | VIC Ringwood 24 (AusNet) 66 kV |  |  | FALSE | #N/A | #N/A | #N/A | #N/A | #N/A | #N/A | #N/A | #N/A | #N/A | #N/A
TRUE | VIC | RWTS2466A | Ringwood 24 (AusNet) 66 kV | AusNet | Summer | Non-coincident | 2021 | ACTUAL_ADJUSTEDOPG | 17.7011 | 164.4992 | VIC Ringwood 24 (AusNet) 66 kV |  |  | FALSE | #N/A | #N/A | #N/A | #N/A | #N/A | #N/A | #N/A | #N/A | #N/A | #N/A
TRUE | VIC | RWTS2466A | Ringwood 24 (AusNet) 66 kV | AusNet | Summer | Coincident | 2022 | ACTUAL_OPG | 20.1606 | 156.1057 | VIC Ringwood 24 (AusNet) 66 kV |  |  | FALSE | #N/A | #N/A | #N/A | #N/A | #N/A | #N/A | #N/A | #N/A | #N/A | #N/A
TRUE | VIC | RWTS2466A | Ringwood 24 (AusNet) 66 kV | AusNet | Summer | Coincident | 2022 | ACTUAL_RAW | 20.1606 | 156.1057 | VIC Ringwood 24 (AusNet) 66 kV |  |  | FALSE | #N/A | #N/A | #N/A | #N/A | #N/A | #N/A | #N/A | #N/A | #N/A | #N/A
TRUE | VIC | RWTS2466A | Ringwood 24 (AusNet) 66 kV | AusNet | Summer | Non-coincident | 2022 | ACTUAL_RAW | 17.1889 | 174.2992 | VIC Ringwood 24 (AusNet) 66 kV |  |  | FALSE | #N/A | #N/A | #N/A | #N/A | #N/A | #N/A | #N/A | #N/A | #N/A | #N/A
TRUE | VIC | RWTS2466A | Ringwood 24 (AusNet) 66 kV | AusNet | Summer | Non-coincident | 2022 | ACTUAL_OPG | 17.1889 | 174.2992 | VIC Ringwood 24 (AusNet) 66 kV |  |  | FALSE | #N/A | #N/A | #N/A | #N/A | #N/A | #N/A | #N/A | #N/A | #N/A | #N/A
TRUE | VIC | RWTS2466A | Ringwood 24 (AusNet) 66 kV | AusNet | Summer | Non-coincident | 2022 | ACTUAL_ADJUSTEDOPG | 17.1889 | 174.2992 | VIC Ringwood 24 (AusNet) 66 kV |  |  | FALSE | #N/A | #N/A | #N/A | #N/A | #N/A | #N/A | #N/A | #N/A | #N/A | #N/A
TRUE | VIC | RWTS2466A | Ringwood 24 (AusNet) 66 kV | AusNet | Summer | Coincident | 2023 | ACTUAL_OPG | 11.6144 | 159.1178 | VIC Ringwood 24 (AusNet) 66 kV |  |  | FALSE | #N/A | #N/A | #N/A | #N/A | #N/A | #N/A | #N/A | #N/A | #N/A | #N/A
TRUE | VIC | RWTS2466A | Ringwood 24 (AusNet) 66 kV | AusNet | Summer | Coincident | 2023 | ACTUAL_RAW | 11.6144 | 159.1178 | VIC Ringwood 24 (AusNet) 66 kV |  |  | FALSE | #N/A | #N/A | #N/A | #N/A | #N/A | #N/A | #N/A | #N/A | #N/A | #N/A
TRUE | VIC | RWTS2466A | Ringwood 24 (AusNet) 66 kV | AusNet | Summer | Non-coincident | 2023 | ACTUAL_RAW | 11.6144 | 164.17 | VIC Ringwood 24 (AusNet) 66 kV |  |  | FALSE | #N/A | #N/A | #N/A | #N/A | #N/A | #N/A | #N/A | #N/A | #N/A | #N/A
TRUE | VIC | RWTS2466A | Ringwood 24 (AusNet) 66 kV | AusNet | Summer | Non-coincident | 2023 | ACTUAL_OPG | 11.6144 | 164.17 | VIC Ringwood 24 (AusNet) 66 kV |  |  | FALSE | #N/A | #N/A | #N/A | #N/A | #N/A | #N/A | #N/A | #N/A | #N/A | #N/A
TRUE | VIC | RWTS2466A | Ringwood 24 (AusNet) 66 kV | AusNet | Summer | Non-coincident | 2023 | ACTUAL_ADJUSTEDOPG | 11.6144 | 164.17 | VIC Ringwood 24 (AusNet) 66 kV |  |  | FALSE | #N/A | #N/A | #N/A | #N/A | #N/A | #N/A | #N/A | #N/A | #N/A | #N/A
TRUE | VIC | RWTS2466A | Ringwood 24 (AusNet) 66 kV | AusNet | Summer | Coincident | 2024 | ACTUAL_OPG | -2.6418 | 169.452 | VIC Ringwood 24 (AusNet) 66 kV |  |  | FALSE | #N/A | #N/A | #N/A | #N/A | #N/A | #N/A | #N/A | #N/A | #N/A | #N/A
TRUE | VIC | RWTS2466A | Ringwood 24 (AusNet) 66 kV | AusNet | Summer | Coincident | 2024 | ACTUAL_RAW | -2.6418 | 169.452 | VIC Ringwood 24 (AusNet) 66 kV |  |  | FALSE | #N/A | #N/A | #N/A | #N/A | #N/A | #N/A | #N/A | #N/A | #N/A | #N/A
TRUE | VIC | RWTS2466A | Ringwood 24 (AusNet) 66 kV | AusNet | Summer | Non-coincident | 2024 | ACTUAL_RAW | -2.6418 | 169.452 | VIC Ringwood 24 (AusNet) 66 kV |  |  | FALSE | #N/A | #N/A | #N/A | #N/A | #N/A | #N/A | #N/A | #N/A | #N/A | #N/A
TRUE | VIC | RWTS2466A | Ringwood 24 (AusNet) 66 kV | AusNet | Summer | Non-coincident | 2024 | ACTUAL_OPG | -2.6418 | 169.452 | VIC Ringwood 24 (AusNet) 66 kV |  |  | FALSE | #N/A | #N/A | #N/A | #N/A | #N/A | #N/A | #N/A | #N/A | #N/A | #N/A
TRUE | VIC | RWTS2466A | Ringwood 24 (AusNet) 66 kV | AusNet | Summer | Non-coincident | 2024 | ACTUAL_ADJUSTEDOPG | -2.6418 | 169.452 | VIC Ringwood 24 (AusNet) 66 kV |  |  | FALSE | #N/A | #N/A | #N/A | #N/A | #N/A | #N/A | #N/A | #N/A | #N/A | #N/A
TRUE | VIC | RWTS2466A | Ringwood 24 (AusNet) 66 kV | AusNet | Summer | Coincident | 2025 | ACTUAL_OPG | -8.7274 | 167.0201 | VIC Ringwood 24 (AusNet) 66 kV |  |  | FALSE | #N/A | #N/A | #N/A | #N/A | #N/A | #N/A | #N/A | #N/A | #N/A | #N/A
TRUE | VIC | RWTS2466A | Ringwood 24 (AusNet) 66 kV | AusNet | Summer | Coincident | 2025 | ACTUAL_RAW | -8.7274 | 167.0201 | VIC Ringwood 24 (AusNet) 66 kV |  |  | FALSE | #N/A | #N/A | #N/A | #N/A | #N/A | #N/A | #N/A | #N/A | #N/A | #N/A
TRUE | VIC | RWTS2466A | Ringwood 24 (AusNet) 66 kV | AusNet | Summer | Non-coincident | 2025 | ACTUAL_RAW | -9.2415 | 172.7695 | VIC Ringwood 24 (AusNet) 66 kV |  |  | FALSE | #N/A | #N/A | #N/A | #N/A | #N/A | #N/A | #N/A | #N/A | #N/A | #N/A
TRUE | VIC | RWTS2466A | Ringwood 24 (AusNet) 66 kV | AusNet | Summer | Non-coincident | 2025 | ACTUAL_OPG | -9.2415 | 172.7695 | VIC Ringwood 24 (AusNet) 66 kV |  |  | FALSE | #N/A | #N/A | #N/A | #N/A | #N/A | #N/A | #N/A | #N/A | #N/A | #N/A
TRUE | VIC | RWTS2466A | Ringwood 24 (AusNet) 66 kV | AusNet | Summer | Non-coincident | 2025 | ACTUAL_ADJUSTEDOPG | -9.2415 | 172.7695 | VIC Ringwood 24 (AusNet) 66 kV |  |  | FALSE | #N/A | #N/A | #N/A | #N/A | #N/A | #N/A | #N/A | #N/A | #N/A | #N/A
TRUE | VIC | RWTS2466A | Ringwood 24 (AusNet) 66 kV | AusNet | Summer | Non-coincident | 2025 | BASEYEARPOE90 | -22.9855 | NA | VIC Ringwood 24 (AusNet) 66 kV |  |  | FALSE | #N/A | #N/A | #N/A | #N/A | #N/A | #N/A | #N/A | #N/A | #N/A | #N/A
TRUE | VIC | RWTS2466A | Ringwood 24 (AusNet) 66 kV | AusNet | Summer | Non-coincident | 2025 | BASEYEARPOE50 | -18.628 | 180.2686 | VIC Ringwood 24 (AusNet) 66 kV |  |  | FALSE | #N/A | #N/A | #N/A | #N/A | #N/A | #N/A | #N/A | #N/A | #N/A | #N/A
TRUE | VIC | RWTS2466A | Ringwood 24 (AusNet) 66 kV | AusNet | Summer | Coincident_unreconciled | 2026 | POE50 | -25.6473 | NA | VIC Ringwood 24 (AusNet) 66 kV |  |  | FALSE | #N/A | #N/A | #N/A | #N/A | #N/A | #N/A | #N/A | #N/A | #N/A | #N/A
TRUE | VIC | RWTS2466A | Ringwood 24 (AusNet) 66 kV | AusNet | Summer | Coincident_unreconciled | 2026 | POE90 | -28.5793 | NA | VIC Ringwood 24 (AusNet) 66 kV |  |  | FALSE | #N/A | #N/A | #N/A | #N/A | #N/A | #N/A | #N/A | #N/A | #N/A | #N/A
TRUE | VIC | RWTS2466A | Ringwood 24 (AusNet) 66 kV | AusNet | Summer | Non-coincident | 2026 | POE50 | -26.3811 | 200 | VIC Ringwood 24 (AusNet) 66 kV |  |  | FALSE | #N/A | #N/A | #N/A | #N/A | #N/A | #N/A | #N/A | #N/A | #N/A | #N/A
TRUE | VIC | RWTS2466A | Ringwood 24 (AusNet) 66 kV | AusNet | Summer | Non-coincident | 2026 | POE90 | -29.397 | NA | VIC Ringwood 24 (AusNet) 66 kV |  |  | FALSE | #N/A | #N/A | #N/A | #N/A | #N/A | #N/A | #N/A | #N/A | #N/A | #N/A
TRUE | VIC | RWTS2466A | Ringwood 24 (AusNet) 66 kV | AusNet | Summer | Coincident_unreconciled | 2027 | POE50 | -33.2054 | NA | VIC Ringwood 24 (AusNet) 66 kV |  |  | FALSE | #N/A | #N/A | #N/A | #N/A | #N/A | #N/A | #N/A | #N/A | #N/A | #N/A
TRUE | VIC | RWTS2466A | Ringwood 24 (AusNet) 66 kV | AusNet | Summer | Coincident_unreconciled | 2027 | POE90 | -36.1448 | NA | VIC Ringwood 24 (AusNet) 66 kV |  |  | FALSE | #N/A | #N/A | #N/A | #N/A | #N/A | #N/A | #N/A | #N/A | #N/A | #N/A
TRUE | VIC | RWTS2466A | Ringwood 24 (AusNet) 66 kV | AusNet | Summer | Non-coincident | 2027 | POE50 | -34.1554 | 200.0894 | VIC Ringwood 24 (AusNet) 66 kV |  |  | FALSE | #N/A | #N/A | #N/A | #N/A | #N/A | #N/A | #N/A | #N/A | #N/A | #N/A
TRUE | VIC | RWTS2466A | Ringwood 24 (AusNet) 66 kV | AusNet | Summer | Non-coincident | 2027 | POE90 | -37.1789 | NA | VIC Ringwood 24 (AusNet) 66 kV |  |  | FALSE | #N/A | #N/A | #N/A | #N/A | #N/A | #N/A | #N/A | #N/A | #N/A | #N/A
TRUE | VIC | RWTS2466A | Ringwood 24 (AusNet) 66 kV | AusNet | Summer | Coincident_unreconciled | 2028 | POE50 | -39.576 | NA | VIC Ringwood 24 (AusNet) 66 kV |  |  | FALSE | #N/A | #N/A | #N/A | #N/A | #N/A | #N/A | #N/A | #N/A | #N/A | #N/A
TRUE | VIC | RWTS2466A | Ringwood 24 (AusNet) 66 kV | AusNet | Summer | Coincident_unreconciled | 2028 | POE90 | -42.5235 | NA | VIC Ringwood 24 (AusNet) 66 kV |  |  | FALSE | #N/A | #N/A | #N/A | #N/A | #N/A | #N/A | #N/A | #N/A | #N/A | #N/A
TRUE | VIC | RWTS2466A | Ringwood 24 (AusNet) 66 kV | AusNet | Summer | Non-coincident | 2028 | POE50 | -40.7083 | 200.4869 | VIC Ringwood 24 (AusNet) 66 kV |  |  | FALSE | #N/A | #N/A | #N/A | #N/A | #N/A | #N/A | #N/A | #N/A | #N/A | #N/A
TRUE | VIC | RWTS2466A | Ringwood 24 (AusNet) 66 kV | AusNet | Summer | Non-coincident | 2028 | POE90 | -43.7401 | NA | VIC Ringwood 24 (AusNet) 66 kV |  |  | FALSE | #N/A | #N/A | #N/A | #N/A | #N/A | #N/A | #N/A | #N/A | #N/A | #N/A
TRUE | VIC | RWTS2466A | Ringwood 24 (AusNet) 66 kV | AusNet | Summer | Coincident_unreconciled | 2029 | POE50 | -45.982 | NA | VIC Ringwood 24 (AusNet) 66 kV |  |  | FALSE | #N/A | #N/A | #N/A | #N/A | #N/A | #N/A | #N/A | #N/A | #N/A | #N/A
TRUE | VIC | RWTS2466A | Ringwood 24 (AusNet) 66 kV | AusNet | Summer | Coincident_unreconciled | 2029 | POE90 | -48.9374 | NA | VIC Ringwood 24 (AusNet) 66 kV |  |  | FALSE | #N/A | #N/A | #N/A | #N/A | #N/A | #N/A | #N/A | #N/A | #N/A | #N/A
TRUE | VIC | RWTS2466A | Ringwood 24 (AusNet) 66 kV | AusNet | Summer | Non-coincident | 2029 | POE50 | -47.2975 | 200.9861 | VIC Ringwood 24 (AusNet) 66 kV |  |  | FALSE | #N/A | #N/A | #N/A | #N/A | #N/A | #N/A | #N/A | #N/A | #N/A | #N/A
TRUE | VIC | RWTS2466A | Ringwood 24 (AusNet) 66 kV | AusNet | Summer | Non-coincident | 2029 | POE90 | -50.3375 | NA | VIC Ringwood 24 (AusNet) 66 kV |  |  | FALSE | #N/A | #N/A | #N/A | #N/A | #N/A | #N/A | #N/A | #N/A | #N/A | #N/A
TRUE | VIC | RWTS2466A | Ringwood 24 (AusNet) 66 kV | AusNet | Summer | Coincident_unreconciled | 2030 | POE50 | -52.2111 | NA | VIC Ringwood 24 (AusNet) 66 kV |  |  | FALSE | #N/A | #N/A | #N/A | #N/A | #N/A | #N/A | #N/A | #N/A | #N/A | #N/A
TRUE | VIC | RWTS2466A | Ringwood 24 (AusNet) 66 kV | AusNet | Summer | Coincident_unreconciled | 2030 | POE90 | -55.1745 | NA | VIC Ringwood 24 (AusNet) 66 kV |  |  | FALSE | #N/A | #N/A | #N/A | #N/A | #N/A | #N/A | #N/A | #N/A | #N/A | #N/A
TRUE | VIC | RWTS2466A | Ringwood 24 (AusNet) 66 kV | AusNet | Summer | Non-coincident | 2030 | POE50 | -53.7048 | 201.6586 | VIC Ringwood 24 (AusNet) 66 kV |  |  | FALSE | #N/A | #N/A | #N/A | #N/A | #N/A | #N/A | #N/A | #N/A | #N/A | #N/A
TRUE | VIC | RWTS2466A | Ringwood 24 (AusNet) 66 kV | AusNet | Summer | Non-coincident | 2030 | POE90 | -56.753 | NA | VIC Ringwood 24 (AusNet) 66 kV |  |  | FALSE | #N/A | #N/A | #N/A | #N/A | #N/A | #N/A | #N/A | #N/A | #N/A | #N/A
TRUE | VIC | RWTS2466A | Ringwood 24 (AusNet) 66 kV | AusNet | Summer | Coincident_unreconciled | 2031 | POE50 | -58.5086 | NA | VIC Ringwood 24 (AusNet) 66 kV |  |  | FALSE | #N/A | #N/A | #N/A | #N/A | #N/A | #N/A | #N/A | #N/A | #N/A | #N/A
TRUE | VIC | RWTS2466A | Ringwood 24 (AusNet) 66 kV | AusNet | Summer | Coincident_unreconciled | 2031 | POE90 | -61.48 | NA | VIC Ringwood 24 (AusNet) 66 kV |  |  | FALSE | #N/A | #N/A | #N/A | #N/A | #N/A | #N/A | #N/A | #N/A | #N/A | #N/A
TRUE | VIC | RWTS2466A | Ringwood 24 (AusNet) 66 kV | AusNet | Summer | Non-coincident | 2031 | POE50 | -60.1826 | 202.3853 | VIC Ringwood 24 (AusNet) 66 kV |  |  | FALSE | #N/A | #N/A | #N/A | #N/A | #N/A | #N/A | #N/A | #N/A | #N/A | #N/A
TRUE | VIC | RWTS2466A | Ringwood 24 (AusNet) 66 kV | AusNet | Summer | Non-coincident | 2031 | POE90 | -63.2389 | NA | VIC Ringwood 24 (AusNet) 66 kV |  |  | FALSE | #N/A | #N/A | #N/A | #N/A | #N/A | #N/A | #N/A | #N/A | #N/A | #N/A
TRUE | VIC | RWTS2466A | Ringwood 24 (AusNet) 66 kV | AusNet | Summer | Coincident_unreconciled | 2032 | POE50 | -63.2242 | NA | VIC Ringwood 24 (AusNet) 66 kV |  |  | FALSE | #N/A | #N/A | #N/A | #N/A | #N/A | #N/A | #N/A | #N/A | #N/A | #N/A
TRUE | VIC | RWTS2466A | Ringwood 24 (AusNet) 66 kV | AusNet | Summer | Coincident_unreconciled | 2032 | POE90 | -66.2037 | NA | VIC Ringwood 24 (AusNet) 66 kV |  |  | FALSE | #N/A | #N/A | #N/A | #N/A | #N/A | #N/A | #N/A | #N/A | #N/A | #N/A
TRUE | VIC | RWTS2466A | Ringwood 24 (AusNet) 66 kV | AusNet | Summer | Non-coincident | 2032 | POE50 | -65.033 | 203.3029 | VIC Ringwood 24 (AusNet) 66 kV |  |  | FALSE | #N/A | #N/A | #N/A | #N/A | #N/A | #N/A | #N/A | #N/A | #N/A | #N/A
TRUE | VIC | RWTS2466A | Ringwood 24 (AusNet) 66 kV | AusNet | Summer | Non-coincident | 2032 | POE90 | -68.0978 | NA | VIC Ringwood 24 (AusNet) 66 kV |  |  | FALSE | #N/A | #N/A | #N/A | #N/A | #N/A | #N/A | #N/A | #N/A | #N/A | #N/A
TRUE | VIC | RWTS2466A | Ringwood 24 (AusNet) 66 kV | AusNet | Summer | Coincident_unreconciled | 2033 | POE50 | -66.7374 | NA | VIC Ringwood 24 (AusNet) 66 kV |  |  | FALSE | #N/A | #N/A | #N/A | #N/A | #N/A | #N/A | #N/A | #N/A | #N/A | #N/A
TRUE | VIC | RWTS2466A | Ringwood 24 (AusNet) 66 kV | AusNet | Summer | Coincident_unreconciled | 2033 | POE90 | -69.7253 | NA | VIC Ringwood 24 (AusNet) 66 kV |  |  | FALSE | #N/A | #N/A | #N/A | #N/A | #N/A | #N/A | #N/A | #N/A | #N/A | #N/A
TRUE | VIC | RWTS2466A | Ringwood 24 (AusNet) 66 kV | AusNet | Summer | Non-coincident | 2033 | POE50 | -68.6468 | 204.3585 | VIC Ringwood 24 (AusNet) 66 kV |  |  | FALSE | #N/A | #N/A | #N/A | #N/A | #N/A | #N/A | #N/A | #N/A | #N/A | #N/A
TRUE | VIC | RWTS2466A | Ringwood 24 (AusNet) 66 kV | AusNet | Summer | Non-coincident | 2033 | POE90 | -71.7201 | NA | VIC Ringwood 24 (AusNet) 66 kV |  |  | FALSE | #N/A | #N/A | #N/A | #N/A | #N/A | #N/A | #N/A | #N/A | #N/A | #N/A
TRUE | VIC | RWTS2466A | Ringwood 24 (AusNet) 66 kV | AusNet | Summer | Coincident_unreconciled | 2034 | POE50 | -70.0605 | NA | VIC Ringwood 24 (AusNet) 66 kV |  |  | FALSE | #N/A | #N/A | #N/A | #N/A | #N/A | #N/A | #N/A | #N/A | #N/A | #N/A
TRUE | VIC | RWTS2466A | Ringwood 24 (AusNet) 66 kV | AusNet | Summer | Coincident_unreconciled | 2034 | POE90 | -73.0566 | NA | VIC Ringwood 24 (AusNet) 66 kV |  |  | FALSE | #N/A | #N/A | #N/A | #N/A | #N/A | #N/A | #N/A | #N/A | #N/A | #N/A
TRUE | VIC | RWTS2466A | Ringwood 24 (AusNet) 66 kV | AusNet | Summer | Non-coincident | 2034 | POE50 | -72.0649 | 205.4374 | VIC Ringwood 24 (AusNet) 66 kV |  |  | FALSE | #N/A | #N/A | #N/A | #N/A | #N/A | #N/A | #N/A | #N/A | #N/A | #N/A
TRUE | VIC | RWTS2466A | Ringwood 24 (AusNet) 66 kV | AusNet | Summer | Non-coincident | 2034 | POE90 | -75.1468 | NA | VIC Ringwood 24 (AusNet) 66 kV |  |  | FALSE | #N/A | #N/A | #N/A | #N/A | #N/A | #N/A | #N/A | #N/A | #N/A | #N/A
TRUE | VIC | RWTS2466A | Ringwood 24 (AusNet) 66 kV | AusNet | Summer | Coincident_unreconciled | 2035 | POE50 | -73.7558 | NA | VIC Ringwood 24 (AusNet) 66 kV |  |  | FALSE | #N/A | #N/A | #N/A | #N/A | #N/A | #N/A | #N/A | #N/A | #N/A | #N/A
TRUE | VIC | RWTS2466A | Ringwood 24 (AusNet) 66 kV | AusNet | Summer | Coincident_unreconciled | 2035 | POE90 | -76.7603 | NA | VIC Ringwood 24 (AusNet) 66 kV |  |  | FALSE | #N/A | #N/A | #N/A | #N/A | #N/A | #N/A | #N/A | #N/A | #N/A | #N/A
TRUE | VIC | RWTS2466A | Ringwood 24 (AusNet) 66 kV | AusNet | Summer | Non-coincident | 2035 | POE50 | -75.8659 | 206.489 | VIC Ringwood 24 (AusNet) 66 kV |  |  | FALSE | #N/A | #N/A | #N/A | #N/A | #N/A | #N/A | #N/A | #N/A | #N/A | #N/A
TRUE | VIC | RWTS2466A | Ringwood 24 (AusNet) 66 kV | AusNet | Summer | Non-coincident | 2035 | POE90 | -78.9564 | NA | VIC Ringwood 24 (AusNet) 66 kV |  |  | FALSE | #N/A | #N/A | #N/A | #N/A | #N/A | #N/A | #N/A | #N/A | #N/A | #N/A
TRUE | VIC | RWTS2466A | Ringwood 24 (AusNet) 66 kV | AusNet | Summer | Non-coincident | 2025 | BASEYEARPOE10 | NA | 198.9079 | VIC Ringwood 24 (AusNet) 66 kV |  |  | FALSE | #N/A | #N/A | #N/A | #N/A | #N/A | #N/A | #N/A | #N/A | #N/A | #N/A
TRUE | VIC | RWTS2466A | Ringwood 24 (AusNet) 66 kV | AusNet | Summer | Coincident | 2026 | POE10 | NA | 204.3558 | VIC Ringwood 24 (AusNet) 66 kV |  |  | FALSE | #N/A | #N/A | #N/A | #N/A | #N/A | #N/A | #N/A | #N/A | #N/A | #N/A
TRUE | VIC | RWTS2466A | Ringwood 24 (AusNet) 66 kV | AusNet | Summer | Coincident | 2026 | POE50 | NA | 189.8617 | VIC Ringwood 24 (AusNet) 66 kV |  |  | FALSE | #N/A | #N/A | #N/A | #N/A | #N/A | #N/A | #N/A | #N/A | #N/A | #N/A
TRUE | VIC | RWTS2466A | Ringwood 24 (AusNet) 66 kV | AusNet | Summer | Non-coincident | 2026 | POE10 | NA | 222.256 | VIC Ringwood 24 (AusNet) 66 kV |  |  | FALSE | #N/A | #N/A | #N/A | #N/A | #N/A | #N/A | #N/A | #N/A | #N/A | #N/A
TRUE | VIC | RWTS2466A | Ringwood 24 (AusNet) 66 kV | AusNet | Summer | Coincident | 2027 | POE10 | NA | 199.1034 | VIC Ringwood 24 (AusNet) 66 kV |  |  | FALSE | #N/A | #N/A | #N/A | #N/A | #N/A | #N/A | #N/A | #N/A | #N/A | #N/A
TRUE | VIC | RWTS2466A | Ringwood 24 (AusNet) 66 kV | AusNet | Summer | Coincident | 2027 | POE50 | NA | 183.6923 | VIC Ringwood 24 (AusNet) 66 kV |  |  | FALSE | #N/A | #N/A | #N/A | #N/A | #N/A | #N/A | #N/A | #N/A | #N/A | #N/A
TRUE | VIC | RWTS2466A | Ringwood 24 (AusNet) 66 kV | AusNet | Summer | Non-coincident | 2027 | POE10 | NA | 222.402 | VIC Ringwood 24 (AusNet) 66 kV |  |  | FALSE | #N/A | #N/A | #N/A | #N/A | #N/A | #N/A | #N/A | #N/A | #N/A | #N/A
TRUE | VIC | RWTS2466A | Ringwood 24 (AusNet) 66 kV | AusNet | Summer | Coincident | 2028 | POE10 | NA | 194.7185 | VIC Ringwood 24 (AusNet) 66 kV |  |  | FALSE | #N/A | #N/A | #N/A | #N/A | #N/A | #N/A | #N/A | #N/A | #N/A | #N/A
TRUE | VIC | RWTS2466A | Ringwood 24 (AusNet) 66 kV | AusNet | Summer | Coincident | 2028 | POE50 | NA | 178.2903 | VIC Ringwood 24 (AusNet) 66 kV |  |  | FALSE | #N/A | #N/A | #N/A | #N/A | #N/A | #N/A | #N/A | #N/A | #N/A | #N/A
TRUE | VIC | RWTS2466A | Ringwood 24 (AusNet) 66 kV | AusNet | Summer | Non-coincident | 2028 | POE10 | NA | 222.8601 | VIC Ringwood 24 (AusNet) 66 kV |  |  | FALSE | #N/A | #N/A | #N/A | #N/A | #N/A | #N/A | #N/A | #N/A | #N/A | #N/A
TRUE | VIC | RWTS2466A | Ringwood 24 (AusNet) 66 kV | AusNet | Summer | Coincident | 2029 | POE10 | NA | 191.7175 | VIC Ringwood 24 (AusNet) 66 kV |  |  | FALSE | #N/A | #N/A | #N/A | #N/A | #N/A | #N/A | #N/A | #N/A | #N/A | #N/A
TRUE | VIC | RWTS2466A | Ringwood 24 (AusNet) 66 kV | AusNet | Summer | Coincident | 2029 | POE50 | NA | 175.6482 | VIC Ringwood 24 (AusNet) 66 kV |  |  | FALSE | #N/A | #N/A | #N/A | #N/A | #N/A | #N/A | #N/A | #N/A | #N/A | #N/A
TRUE | VIC | RWTS2466A | Ringwood 24 (AusNet) 66 kV | AusNet | Summer | Non-coincident | 2029 | POE10 | NA | 223.4198 | VIC Ringwood 24 (AusNet) 66 kV |  |  | FALSE | #N/A | #N/A | #N/A | #N/A | #N/A | #N/A | #N/A | #N/A | #N/A | #N/A
TRUE | VIC | RWTS2466A | Ringwood 24 (AusNet) 66 kV | AusNet | Summer | Coincident | 2030 | POE10 | NA | 189.5083 | VIC Ringwood 24 (AusNet) 66 kV |  |  | FALSE | #N/A | #N/A | #N/A | #N/A | #N/A | #N/A | #N/A | #N/A | #N/A | #N/A
TRUE | VIC | RWTS2466A | Ringwood 24 (AusNet) 66 kV | AusNet | Summer | Coincident | 2030 | POE50 | NA | 173.0939 | VIC Ringwood 24 (AusNet) 66 kV |  |  | FALSE | #N/A | #N/A | #N/A | #N/A | #N/A | #N/A | #N/A | #N/A | #N/A | #N/A
TRUE | VIC | RWTS2466A | Ringwood 24 (AusNet) 66 kV | AusNet | Summer | Non-coincident | 2030 | POE10 | NA | 224.1529 | VIC Ringwood 24 (AusNet) 66 kV |  |  | FALSE | #N/A | #N/A | #N/A | #N/A | #N/A | #N/A | #N/A | #N/A | #N/A | #N/A
TRUE | VIC | RWTS2466A | Ringwood 24 (AusNet) 66 kV | AusNet | Summer | Coincident | 2031 | POE10 | NA | 185.3401 | VIC Ringwood 24 (AusNet) 66 kV |  |  | FALSE | #N/A | #N/A | #N/A | #N/A | #N/A | #N/A | #N/A | #N/A | #N/A | #N/A
TRUE | VIC | RWTS2466A | Ringwood 24 (AusNet) 66 kV | AusNet | Summer | Coincident | 2031 | POE50 | NA | 170.1212 | VIC Ringwood 24 (AusNet) 66 kV |  |  | FALSE | #N/A | #N/A | #N/A | #N/A | #N/A | #N/A | #N/A | #N/A | #N/A | #N/A
TRUE | VIC | RWTS2466A | Ringwood 24 (AusNet) 66 kV | AusNet | Summer | Non-coincident | 2031 | POE10 | NA | 224.9401 | VIC Ringwood 24 (AusNet) 66 kV |  |  | FALSE | #N/A | #N/A | #N/A | #N/A | #N/A | #N/A | #N/A | #N/A | #N/A | #N/A
TRUE | VIC | RWTS2466A | Ringwood 24 (AusNet) 66 kV | AusNet | Summer | Coincident | 2032 | POE10 | NA | 180.5758 | VIC Ringwood 24 (AusNet) 66 kV |  |  | FALSE | #N/A | #N/A | #N/A | #N/A | #N/A | #N/A | #N/A | #N/A | #N/A | #N/A
TRUE | VIC | RWTS2466A | Ringwood 24 (AusNet) 66 kV | AusNet | Summer | Coincident | 2032 | POE50 | NA | 165.4387 | VIC Ringwood 24 (AusNet) 66 kV |  |  | FALSE | #N/A | #N/A | #N/A | #N/A | #N/A | #N/A | #N/A | #N/A | #N/A | #N/A
TRUE | VIC | RWTS2466A | Ringwood 24 (AusNet) 66 kV | AusNet | Summer | Non-coincident | 2032 | POE10 | NA | 225.9197 | VIC Ringwood 24 (AusNet) 66 kV |  |  | FALSE | #N/A | #N/A | #N/A | #N/A | #N/A | #N/A | #N/A | #N/A | #N/A | #N/A
TRUE | VIC | RWTS2466A | Ringwood 24 (AusNet) 66 kV | AusNet | Summer | Coincident | 2033 | POE10 | NA | 177.2072 | VIC Ringwood 24 (AusNet) 66 kV |  |  | FALSE | #N/A | #N/A | #N/A | #N/A | #N/A | #N/A | #N/A | #N/A | #N/A | #N/A
TRUE | VIC | RWTS2466A | Ringwood 24 (AusNet) 66 kV | AusNet | Summer | Coincident | 2033 | POE50 | NA | 160.8699 | VIC Ringwood 24 (AusNet) 66 kV |  |  | FALSE | #N/A | #N/A | #N/A | #N/A | #N/A | #N/A | #N/A | #N/A | #N/A | #N/A
TRUE | VIC | RWTS2466A | Ringwood 24 (AusNet) 66 kV | AusNet | Summer | Non-coincident | 2033 | POE10 | NA | 227.0385 | VIC Ringwood 24 (AusNet) 66 kV |  |  | FALSE | #N/A | #N/A | #N/A | #N/A | #N/A | #N/A | #N/A | #N/A | #N/A | #N/A
TRUE | VIC | RWTS2466A | Ringwood 24 (AusNet) 66 kV | AusNet | Summer | Coincident | 2034 | POE10 | NA | 176.2369 | VIC Ringwood 24 (AusNet) 66 kV |  |  | FALSE | #N/A | #N/A | #N/A | #N/A | #N/A | #N/A | #N/A | #N/A | #N/A | #N/A
TRUE | VIC | RWTS2466A | Ringwood 24 (AusNet) 66 kV | AusNet | Summer | Coincident | 2034 | POE50 | NA | 160.1831 | VIC Ringwood 24 (AusNet) 66 kV |  |  | FALSE | #N/A | #N/A | #N/A | #N/A | #N/A | #N/A | #N/A | #N/A | #N/A | #N/A
TRUE | VIC | RWTS2466A | Ringwood 24 (AusNet) 66 kV | AusNet | Summer | Non-coincident | 2034 | POE10 | NA | 228.1805 | VIC Ringwood 24 (AusNet) 66 kV |  |  | FALSE | #N/A | #N/A | #N/A | #N/A | #N/A | #N/A | #N/A | #N/A | #N/A | #N/A
TRUE | VIC | RWTS2466A | Ringwood 24 (AusNet) 66 kV | AusNet | Summer | Coincident | 2035 | POE10 | NA | 175.9957 | VIC Ringwood 24 (AusNet) 66 kV |  |  | FALSE | #N/A | #N/A | #N/A | #N/A | #N/A | #N/A | #N/A | #N/A | #N/A | #N/A
TRUE | VIC | RWTS2466A | Ringwood 24 (AusNet) 66 kV | AusNet | Summer | Coincident | 2035 | POE50 | NA | 160.0144 | VIC Ringwood 24 (AusNet) 66 kV |  |  | FALSE | #N/A | #N/A | #N/A | #N/A | #N/A | #N/A | #N/A | #N/A | #N/A | #N/A
TRUE | VIC | RWTS2466A | Ringwood 24 (AusNet) 66 kV | AusNet | Summer | Non-coincident | 2035 | POE10 | NA | 229.2953 | VIC Ringwood 24 (AusNet) 66 kV |  |  | FALSE | #N/A | #N/A | #N/A | #N/A | #N/A | #N/A | #N/A | #N/A | #N/A | #N/A
TRUE | VIC | RWTS2466A | Ringwood 24 (AusNet) 66 kV | AusNet | Winter | Coincident | 2018 | ACTUAL_OPG | NA | 126.3366 | VIC Ringwood 24 (AusNet) 66 kV |  |  | FALSE | #N/A | #N/A | #N/A | #N/A | #N/A | #N/A | #N/A | #N/A | #N/A | #N/A
TRUE | VIC | RWTS2466A | Ringwood 24 (AusNet) 66 kV | AusNet | Winter | Coincident | 2018 | ACTUAL_RAW | NA | 126.3366 | VIC Ringwood 24 (AusNet) 66 kV |  |  | FALSE | #N/A | #N/A | #N/A | #N/A | #N/A | #N/A | #N/A | #N/A | #N/A | #N/A
TRUE | VIC | RWTS2466A | Ringwood 24 (AusNet) 66 kV | AusNet | Winter | Non-coincident | 2018 | ACTUAL_RAW | NA | 140.0453 | VIC Ringwood 24 (AusNet) 66 kV |  |  | FALSE | #N/A | #N/A | #N/A | #N/A | #N/A | #N/A | #N/A | #N/A | #N/A | #N/A
TRUE | VIC | RWTS2466A | Ringwood 24 (AusNet) 66 kV | AusNet | Winter | Non-coincident | 2018 | ACTUAL_OPG | NA | 140.0453 | VIC Ringwood 24 (AusNet) 66 kV |  |  | FALSE | #N/A | #N/A | #N/A | #N/A | #N/A | #N/A | #N/A | #N/A | #N/A | #N/A
TRUE | VIC | RWTS2466A | Ringwood 24 (AusNet) 66 kV | AusNet | Winter | Non-coincident | 2018 | ACTUAL_ADJUSTEDOPG | NA | 140.0453 | VIC Ringwood 24 (AusNet) 66 kV |  |  | FALSE | #N/A | #N/A | #N/A | #N/A | #N/A | #N/A | #N/A | #N/A | #N/A | #N/A
TRUE | VIC | RWTS2466A | Ringwood 24 (AusNet) 66 kV | AusNet | Winter | Coincident | 2019 | ACTUAL_OPG | NA | 126.6434 | VIC Ringwood 24 (AusNet) 66 kV |  |  | FALSE | #N/A | #N/A | #N/A | #N/A | #N/A | #N/A | #N/A | #N/A | #N/A | #N/A
TRUE | VIC | RWTS2466A | Ringwood 24 (AusNet) 66 kV | AusNet | Winter | Coincident | 2019 | ACTUAL_RAW | NA | 126.6434 | VIC Ringwood 24 (AusNet) 66 kV |  |  | FALSE | #N/A | #N/A | #N/A | #N/A | #N/A | #N/A | #N/A | #N/A | #N/A | #N/A
TRUE | VIC | RWTS2466A | Ringwood 24 (AusNet) 66 kV | AusNet | Winter | Non-coincident | 2019 | ACTUAL_RAW | NA | 135.5854 | VIC Ringwood 24 (AusNet) 66 kV |  |  | FALSE | #N/A | #N/A | #N/A | #N/A | #N/A | #N/A | #N/A | #N/A | #N/A | #N/A
TRUE | VIC | RWTS2466A | Ringwood 24 (AusNet) 66 kV | AusNet | Winter | Non-coincident | 2019 | ACTUAL_OPG | NA | 135.5854 | VIC Ringwood 24 (AusNet) 66 kV |  |  | FALSE | #N/A | #N/A | #N/A | #N/A | #N/A | #N/A | #N/A | #N/A | #N/A | #N/A
TRUE | VIC | RWTS2466A | Ringwood 24 (AusNet) 66 kV | AusNet | Winter | Non-coincident | 2019 | ACTUAL_ADJUSTEDOPG | NA | 135.5854 | VIC Ringwood 24 (AusNet) 66 kV |  |  | FALSE | #N/A | #N/A | #N/A | #N/A | #N/A | #N/A | #N/A | #N/A | #N/A | #N/A
TRUE | VIC | RWTS2466A | Ringwood 24 (AusNet) 66 kV | AusNet | Winter | Coincident | 2020 | ACTUAL_OPG | NA | 133.2779 | VIC Ringwood 24 (AusNet) 66 kV |  |  | FALSE | #N/A | #N/A | #N/A | #N/A | #N/A | #N/A | #N/A | #N/A | #N/A | #N/A
TRUE | VIC | RWTS2466A | Ringwood 24 (AusNet) 66 kV | AusNet | Winter | Coincident | 2020 | ACTUAL_RAW | NA | 133.2779 | VIC Ringwood 24 (AusNet) 66 kV |  |  | FALSE | #N/A | #N/A | #N/A | #N/A | #N/A | #N/A | #N/A | #N/A | #N/A | #N/A
TRUE | VIC | RWTS2466A | Ringwood 24 (AusNet) 66 kV | AusNet | Winter | Non-coincident | 2020 | ACTUAL_RAW | NA | 140.3782 | VIC Ringwood 24 (AusNet) 66 kV |  |  | FALSE | #N/A | #N/A | #N/A | #N/A | #N/A | #N/A | #N/A | #N/A | #N/A | #N/A
TRUE | VIC | RWTS2466A | Ringwood 24 (AusNet) 66 kV | AusNet | Winter | Non-coincident | 2020 | ACTUAL_OPG | NA | 140.3782 | VIC Ringwood 24 (AusNet) 66 kV |  |  | FALSE | #N/A | #N/A | #N/A | #N/A | #N/A | #N/A | #N/A | #N/A | #N/A | #N/A
TRUE | VIC | RWTS2466A | Ringwood 24 (AusNet) 66 kV | AusNet | Winter | Non-coincident | 2020 | ACTUAL_ADJUSTEDOPG | NA | 140.3782 | VIC Ringwood 24 (AusNet) 66 kV |  |  | FALSE | #N/A | #N/A | #N/A | #N/A | #N/A | #N/A | #N/A | #N/A | #N/A | #N/A
TRUE | VIC | RWTS2466A | Ringwood 24 (AusNet) 66 kV | AusNet | Winter | Coincident | 2021 | ACTUAL_OPG | NA | 130.3233 | VIC Ringwood 24 (AusNet) 66 kV |  |  | FALSE | #N/A | #N/A | #N/A | #N/A | #N/A | #N/A | #N/A | #N/A | #N/A | #N/A
TRUE | VIC | RWTS2466A | Ringwood 24 (AusNet) 66 kV | AusNet | Winter | Coincident | 2021 | ACTUAL_RAW | NA | 130.3233 | VIC Ringwood 24 (AusNet) 66 kV |  |  | FALSE | #N/A | #N/A | #N/A | #N/A | #N/A | #N/A | #N/A | #N/A | #N/A | #N/A
TRUE | VIC | RWTS2466A | Ringwood 24 (AusNet) 66 kV | AusNet | Winter | Non-coincident | 2021 | ACTUAL_RAW | NA | 142.479 | VIC Ringwood 24 (AusNet) 66 kV |  |  | FALSE | #N/A | #N/A | #N/A | #N/A | #N/A | #N/A | #N/A | #N/A | #N/A | #N/A
TRUE | VIC | RWTS2466A | Ringwood 24 (AusNet) 66 kV | AusNet | Winter | Non-coincident | 2021 | ACTUAL_OPG | NA | 142.479 | VIC Ringwood 24 (AusNet) 66 kV |  |  | FALSE | #N/A | #N/A | #N/A | #N/A | #N/A | #N/A | #N/A | #N/A | #N/A | #N/A
TRUE | VIC | RWTS2466A | Ringwood 24 (AusNet) 66 kV | AusNet | Winter | Non-coincident | 2021 | ACTUAL_ADJUSTEDOPG | NA | 142.479 | VIC Ringwood 24 (AusNet) 66 kV |  |  | FALSE | #N/A | #N/A | #N/A | #N/A | #N/A | #N/A | #N/A | #N/A | #N/A | #N/A
TRUE | VIC | RWTS2466A | Ringwood 24 (AusNet) 66 kV | AusNet | Winter | Coincident | 2022 | ACTUAL_OPG | NA | 133.8918 | VIC Ringwood 24 (AusNet) 66 kV |  |  | FALSE | #N/A | #N/A | #N/A | #N/A | #N/A | #N/A | #N/A | #N/A | #N/A | #N/A
TRUE | VIC | RWTS2466A | Ringwood 24 (AusNet) 66 kV | AusNet | Winter | Coincident | 2022 | ACTUAL_RAW | NA | 133.8918 | VIC Ringwood 24 (AusNet) 66 kV |  |  | FALSE | #N/A | #N/A | #N/A | #N/A | #N/A | #N/A | #N/A | #N/A | #N/A | #N/A
TRUE | VIC | RWTS2466A | Ringwood 24 (AusNet) 66 kV | AusNet | Winter | Non-coincident | 2022 | ACTUAL_RAW | NA | 147.5393 | VIC Ringwood 24 (AusNet) 66 kV |  |  | FALSE | #N/A | #N/A | #N/A | #N/A | #N/A | #N/A | #N/A | #N/A | #N/A | #N/A
TRUE | VIC | RWTS2466A | Ringwood 24 (AusNet) 66 kV | AusNet | Winter | Non-coincident | 2022 | ACTUAL_OPG | NA | 147.5393 | VIC Ringwood 24 (AusNet) 66 kV |  |  | FALSE | #N/A | #N/A | #N/A | #N/A | #N/A | #N/A | #N/A | #N/A | #N/A | #N/A
TRUE | VIC | RWTS2466A | Ringwood 24 (AusNet) 66 kV | AusNet | Winter | Non-coincident | 2022 | ACTUAL_ADJUSTEDOPG | NA | 147.5393 | VIC Ringwood 24 (AusNet) 66 kV |  |  | FALSE | #N/A | #N/A | #N/A | #N/A | #N/A | #N/A | #N/A | #N/A | #N/A | #N/A
TRUE | VIC | RWTS2466A | Ringwood 24 (AusNet) 66 kV | AusNet | Winter | Coincident | 2023 | ACTUAL_OPG | NA | 128.6559 | VIC Ringwood 24 (AusNet) 66 kV |  |  | FALSE | #N/A | #N/A | #N/A | #N/A | #N/A | #N/A | #N/A | #N/A | #N/A | #N/A
TRUE | VIC | RWTS2466A | Ringwood 24 (AusNet) 66 kV | AusNet | Winter | Coincident | 2023 | ACTUAL_RAW | NA | 128.6559 | VIC Ringwood 24 (AusNet) 66 kV |  |  | FALSE | #N/A | #N/A | #N/A | #N/A | #N/A | #N/A | #N/A | #N/A | #N/A | #N/A
TRUE | VIC | RWTS2466A | Ringwood 24 (AusNet) 66 kV | AusNet | Winter | Non-coincident | 2023 | ACTUAL_RAW | NA | 133.9196 | VIC Ringwood 24 (AusNet) 66 kV |  |  | FALSE | #N/A | #N/A | #N/A | #N/A | #N/A | #N/A | #N/A | #N/A | #N/A | #N/A
TRUE | VIC | RWTS2466A | Ringwood 24 (AusNet) 66 kV | AusNet | Winter | Non-coincident | 2023 | ACTUAL_OPG | NA | 133.9196 | VIC Ringwood 24 (AusNet) 66 kV |  |  | FALSE | #N/A | #N/A | #N/A | #N/A | #N/A | #N/A | #N/A | #N/A | #N/A | #N/A
TRUE | VIC | RWTS2466A | Ringwood 24 (AusNet) 66 kV | AusNet | Winter | Non-coincident | 2023 | ACTUAL_ADJUSTEDOPG | NA | 133.9196 | VIC Ringwood 24 (AusNet) 66 kV |  |  | FALSE | #N/A | #N/A | #N/A | #N/A | #N/A | #N/A | #N/A | #N/A | #N/A | #N/A
TRUE | VIC | RWTS2466A | Ringwood 24 (AusNet) 66 kV | AusNet | Winter | Coincident | 2024 | ACTUAL_OPG | NA | 143.5051 | VIC Ringwood 24 (AusNet) 66 kV |  |  | FALSE | #N/A | #N/A | #N/A | #N/A | #N/A | #N/A | #N/A | #N/A | #N/A | #N/A
TRUE | VIC | RWTS2466A | Ringwood 24 (AusNet) 66 kV | AusNet | Winter | Coincident | 2024 | ACTUAL_RAW | NA | 143.5051 | VIC Ringwood 24 (AusNet) 66 kV |  |  | FALSE | #N/A | #N/A | #N/A | #N/A | #N/A | #N/A | #N/A | #N/A | #N/A | #N/A
TRUE | VIC | RWTS2466A | Ringwood 24 (AusNet) 66 kV | AusNet | Winter | Non-coincident | 2024 | ACTUAL_RAW | NA | 153.4674 | VIC Ringwood 24 (AusNet) 66 kV |  |  | FALSE | #N/A | #N/A | #N/A | #N/A | #N/A | #N/A | #N/A | #N/A | #N/A | #N/A
TRUE | VIC | RWTS2466A | Ringwood 24 (AusNet) 66 kV | AusNet | Winter | Non-coincident | 2024 | ACTUAL_OPG | NA | 153.4674 | VIC Ringwood 24 (AusNet) 66 kV |  |  | FALSE | #N/A | #N/A | #N/A | #N/A | #N/A | #N/A | #N/A | #N/A | #N/A | #N/A
TRUE | VIC | RWTS2466A | Ringwood 24 (AusNet) 66 kV | AusNet | Winter | Non-coincident | 2024 | ACTUAL_ADJUSTEDOPG | NA | 153.4674 | VIC Ringwood 24 (AusNet) 66 kV |  |  | FALSE | #N/A | #N/A | #N/A | #N/A | #N/A | #N/A | #N/A | #N/A | #N/A | #N/A
TRUE | VIC | RWTS2466A | Ringwood 24 (AusNet) 66 kV | AusNet | Winter | Coincident | 2025 | POE10 | NA | 170.6589 | VIC Ringwood 24 (AusNet) 66 kV |  |  | FALSE | #N/A | #N/A | #N/A | #N/A | #N/A | #N/A | #N/A | #N/A | #N/A | #N/A
TRUE | VIC | RWTS2466A | Ringwood 24 (AusNet) 66 kV | AusNet | Winter | Coincident | 2025 | POE50 | NA | 168.3818 | VIC Ringwood 24 (AusNet) 66 kV |  |  | FALSE | #N/A | #N/A | #N/A | #N/A | #N/A | #N/A | #N/A | #N/A | #N/A | #N/A
TRUE | VIC | RWTS2466A | Ringwood 24 (AusNet) 66 kV | AusNet | Winter | Non-coincident | 2025 | ACTUAL_RAW | NA | 150.4828 | VIC Ringwood 24 (AusNet) 66 kV |  |  | FALSE | #N/A | #N/A | #N/A | #N/A | #N/A | #N/A | #N/A | #N/A | #N/A | #N/A
TRUE | VIC | RWTS2466A | Ringwood 24 (AusNet) 66 kV | AusNet | Winter | Non-coincident | 2025 | ACTUAL_ADJUSTEDOPG | NA | 150.4828 | VIC Ringwood 24 (AusNet) 66 kV |  |  | FALSE | #N/A | #N/A | #N/A | #N/A | #N/A | #N/A | #N/A | #N/A | #N/A | #N/A
TRUE | VIC | RWTS2466A | Ringwood 24 (AusNet) 66 kV | AusNet | Winter | Non-coincident | 2025 | BASEYEARPOE50 | NA | 145.8356 | VIC Ringwood 24 (AusNet) 66 kV |  |  | FALSE | #N/A | #N/A | #N/A | #N/A | #N/A | #N/A | #N/A | #N/A | #N/A | #N/A
TRUE | VIC | RWTS2466A | Ringwood 24 (AusNet) 66 kV | AusNet | Winter | Non-coincident | 2025 | BASEYEARPOE10 | NA | 153.3014 | VIC Ringwood 24 (AusNet) 66 kV |  |  | FALSE | #N/A | #N/A | #N/A | #N/A | #N/A | #N/A | #N/A | #N/A | #N/A | #N/A
TRUE | VIC | RWTS2466A | Ringwood 24 (AusNet) 66 kV | AusNet | Winter | Non-coincident | 2025 | POE10 | NA | 183.1213 | VIC Ringwood 24 (AusNet) 66 kV |  |  | FALSE | #N/A | #N/A | #N/A | #N/A | #N/A | #N/A | #N/A | #N/A | #N/A | #N/A
TRUE | VIC | RWTS2466A | Ringwood 24 (AusNet) 66 kV | AusNet | Winter | Non-coincident | 2025 | POE50 | NA | 175 | VIC Ringwood 24 (AusNet) 66 kV |  |  | FALSE | #N/A | #N/A | #N/A | #N/A | #N/A | #N/A | #N/A | #N/A | #N/A | #N/A
TRUE | VIC | RWTS2466A | Ringwood 24 (AusNet) 66 kV | AusNet | Winter | Coincident | 2026 | POE10 | NA | 153.4337 | VIC Ringwood 24 (AusNet) 66 kV |  |  | FALSE | #N/A | #N/A | #N/A | #N/A | #N/A | #N/A | #N/A | #N/A | #N/A | #N/A
TRUE | VIC | RWTS2466A | Ringwood 24 (AusNet) 66 kV | AusNet | Winter | Coincident | 2026 | POE50 | NA | 150.8544 | VIC Ringwood 24 (AusNet) 66 kV |  |  | FALSE | #N/A | #N/A | #N/A | #N/A | #N/A | #N/A | #N/A | #N/A | #N/A | #N/A
TRUE | VIC | RWTS2466A | Ringwood 24 (AusNet) 66 kV | AusNet | Winter | Non-coincident | 2026 | POE10 | NA | 170.8311 | VIC Ringwood 24 (AusNet) 66 kV |  |  | FALSE | #N/A | #N/A | #N/A | #N/A | #N/A | #N/A | #N/A | #N/A | #N/A | #N/A
TRUE | VIC | RWTS2466A | Ringwood 24 (AusNet) 66 kV | AusNet | Winter | Non-coincident | 2026 | POE50 | NA | 162.7405 | VIC Ringwood 24 (AusNet) 66 kV |  |  | FALSE | #N/A | #N/A | #N/A | #N/A | #N/A | #N/A | #N/A | #N/A | #N/A | #N/A
TRUE | VIC | RWTS2466A | Ringwood 24 (AusNet) 66 kV | AusNet | Winter | Coincident | 2027 | POE10 | NA | 148.3823 | VIC Ringwood 24 (AusNet) 66 kV |  |  | FALSE | #N/A | #N/A | #N/A | #N/A | #N/A | #N/A | #N/A | #N/A | #N/A | #N/A
TRUE | VIC | RWTS2466A | Ringwood 24 (AusNet) 66 kV | AusNet | Winter | Coincident | 2027 | POE50 | NA | 145.5183 | VIC Ringwood 24 (AusNet) 66 kV |  |  | FALSE | #N/A | #N/A | #N/A | #N/A | #N/A | #N/A | #N/A | #N/A | #N/A | #N/A
TRUE | VIC | RWTS2466A | Ringwood 24 (AusNet) 66 kV | AusNet | Winter | Non-coincident | 2027 | POE10 | NA | 171.3738 | VIC Ringwood 24 (AusNet) 66 kV |  |  | FALSE | #N/A | #N/A | #N/A | #N/A | #N/A | #N/A | #N/A | #N/A | #N/A | #N/A
TRUE | VIC | RWTS2466A | Ringwood 24 (AusNet) 66 kV | AusNet | Winter | Non-coincident | 2027 | POE50 | NA | 163.2612 | VIC Ringwood 24 (AusNet) 66 kV |  |  | FALSE | #N/A | #N/A | #N/A | #N/A | #N/A | #N/A | #N/A | #N/A | #N/A | #N/A
TRUE | VIC | RWTS2466A | Ringwood 24 (AusNet) 66 kV | AusNet | Winter | Coincident | 2028 | POE10 | NA | 146.1886 | VIC Ringwood 24 (AusNet) 66 kV |  |  | FALSE | #N/A | #N/A | #N/A | #N/A | #N/A | #N/A | #N/A | #N/A | #N/A | #N/A
TRUE | VIC | RWTS2466A | Ringwood 24 (AusNet) 66 kV | AusNet | Winter | Coincident | 2028 | POE50 | NA | 143.4869 | VIC Ringwood 24 (AusNet) 66 kV |  |  | FALSE | #N/A | #N/A | #N/A | #N/A | #N/A | #N/A | #N/A | #N/A | #N/A | #N/A
TRUE | VIC | RWTS2466A | Ringwood 24 (AusNet) 66 kV | AusNet | Winter | Non-coincident | 2028 | POE10 | NA | 172.1015 | VIC Ringwood 24 (AusNet) 66 kV |  |  | FALSE | #N/A | #N/A | #N/A | #N/A | #N/A | #N/A | #N/A | #N/A | #N/A | #N/A
TRUE | VIC | RWTS2466A | Ringwood 24 (AusNet) 66 kV | AusNet | Winter | Non-coincident | 2028 | POE50 | NA | 163.9669 | VIC Ringwood 24 (AusNet) 66 kV |  |  | FALSE | #N/A | #N/A | #N/A | #N/A | #N/A | #N/A | #N/A | #N/A | #N/A | #N/A
TRUE | VIC | RWTS2466A | Ringwood 24 (AusNet) 66 kV | AusNet | Winter | Coincident | 2029 | POE10 | NA | 145.1724 | VIC Ringwood 24 (AusNet) 66 kV |  |  | FALSE | #N/A | #N/A | #N/A | #N/A | #N/A | #N/A | #N/A | #N/A | #N/A | #N/A
TRUE | VIC | RWTS2466A | Ringwood 24 (AusNet) 66 kV | AusNet | Winter | Coincident | 2029 | POE50 | NA | 142.5472 | VIC Ringwood 24 (AusNet) 66 kV |  |  | FALSE | #N/A | #N/A | #N/A | #N/A | #N/A | #N/A | #N/A | #N/A | #N/A | #N/A
TRUE | VIC | RWTS2466A | Ringwood 24 (AusNet) 66 kV | AusNet | Winter | Non-coincident | 2029 | POE10 | NA | 172.9597 | VIC Ringwood 24 (AusNet) 66 kV |  |  | FALSE | #N/A | #N/A | #N/A | #N/A | #N/A | #N/A | #N/A | #N/A | #N/A | #N/A
TRUE | VIC | RWTS2466A | Ringwood 24 (AusNet) 66 kV | AusNet | Winter | Non-coincident | 2029 | POE50 | NA | 164.8031 | VIC Ringwood 24 (AusNet) 66 kV |  |  | FALSE | #N/A | #N/A | #N/A | #N/A | #N/A | #N/A | #N/A | #N/A | #N/A | #N/A
TRUE | VIC | RWTS2466A | Ringwood 24 (AusNet) 66 kV | AusNet | Winter | Coincident | 2030 | POE10 | NA | 143.9493 | VIC Ringwood 24 (AusNet) 66 kV |  |  | FALSE | #N/A | #N/A | #N/A | #N/A | #N/A | #N/A | #N/A | #N/A | #N/A | #N/A
TRUE | VIC | RWTS2466A | Ringwood 24 (AusNet) 66 kV | AusNet | Winter | Coincident | 2030 | POE50 | NA | 141.3243 | VIC Ringwood 24 (AusNet) 66 kV |  |  | FALSE | #N/A | #N/A | #N/A | #N/A | #N/A | #N/A | #N/A | #N/A | #N/A | #N/A
TRUE | VIC | RWTS2466A | Ringwood 24 (AusNet) 66 kV | AusNet | Winter | Non-coincident | 2030 | POE10 | NA | 174.0265 | VIC Ringwood 24 (AusNet) 66 kV |  |  | FALSE | #N/A | #N/A | #N/A | #N/A | #N/A | #N/A | #N/A | #N/A | #N/A | #N/A
TRUE | VIC | RWTS2466A | Ringwood 24 (AusNet) 66 kV | AusNet | Winter | Non-coincident | 2030 | POE50 | NA | 165.8479 | VIC Ringwood 24 (AusNet) 66 kV |  |  | FALSE | #N/A | #N/A | #N/A | #N/A | #N/A | #N/A | #N/A | #N/A | #N/A | #N/A
TRUE | VIC | RWTS2466A | Ringwood 24 (AusNet) 66 kV | AusNet | Winter | Coincident | 2031 | POE10 | NA | 142.9795 | VIC Ringwood 24 (AusNet) 66 kV |  |  | FALSE | #N/A | #N/A | #N/A | #N/A | #N/A | #N/A | #N/A | #N/A | #N/A | #N/A
TRUE | VIC | RWTS2466A | Ringwood 24 (AusNet) 66 kV | AusNet | Winter | Coincident | 2031 | POE50 | NA | 140.3867 | VIC Ringwood 24 (AusNet) 66 kV |  |  | FALSE | #N/A | #N/A | #N/A | #N/A | #N/A | #N/A | #N/A | #N/A | #N/A | #N/A
TRUE | VIC | RWTS2466A | Ringwood 24 (AusNet) 66 kV | AusNet | Winter | Non-coincident | 2031 | POE10 | NA | 175.1459 | VIC Ringwood 24 (AusNet) 66 kV |  |  | FALSE | #N/A | #N/A | #N/A | #N/A | #N/A | #N/A | #N/A | #N/A | #N/A | #N/A
TRUE | VIC | RWTS2466A | Ringwood 24 (AusNet) 66 kV | AusNet | Winter | Non-coincident | 2031 | POE50 | NA | 166.9452 | VIC Ringwood 24 (AusNet) 66 kV |  |  | FALSE | #N/A | #N/A | #N/A | #N/A | #N/A | #N/A | #N/A | #N/A | #N/A | #N/A
TRUE | VIC | RWTS2466A | Ringwood 24 (AusNet) 66 kV | AusNet | Winter | Coincident | 2032 | POE10 | NA | 140.8726 | VIC Ringwood 24 (AusNet) 66 kV |  |  | FALSE | #N/A | #N/A | #N/A | #N/A | #N/A | #N/A | #N/A | #N/A | #N/A | #N/A
TRUE | VIC | RWTS2466A | Ringwood 24 (AusNet) 66 kV | AusNet | Winter | Coincident | 2032 | POE50 | NA | 138.0661 | VIC Ringwood 24 (AusNet) 66 kV |  |  | FALSE | #N/A | #N/A | #N/A | #N/A | #N/A | #N/A | #N/A | #N/A | #N/A | #N/A
TRUE | VIC | RWTS2466A | Ringwood 24 (AusNet) 66 kV | AusNet | Winter | Non-coincident | 2032 | POE10 | NA | 176.431 | VIC Ringwood 24 (AusNet) 66 kV |  |  | FALSE | #N/A | #N/A | #N/A | #N/A | #N/A | #N/A | #N/A | #N/A | #N/A | #N/A
TRUE | VIC | RWTS2466A | Ringwood 24 (AusNet) 66 kV | AusNet | Winter | Non-coincident | 2032 | POE50 | NA | 168.2074 | VIC Ringwood 24 (AusNet) 66 kV |  |  | FALSE | #N/A | #N/A | #N/A | #N/A | #N/A | #N/A | #N/A | #N/A | #N/A | #N/A
TRUE | VIC | RWTS2466A | Ringwood 24 (AusNet) 66 kV | AusNet | Winter | Coincident | 2033 | POE10 | NA | 138.1629 | VIC Ringwood 24 (AusNet) 66 kV |  |  | FALSE | #N/A | #N/A | #N/A | #N/A | #N/A | #N/A | #N/A | #N/A | #N/A | #N/A
TRUE | VIC | RWTS2466A | Ringwood 24 (AusNet) 66 kV | AusNet | Winter | Coincident | 2033 | POE50 | NA | 135.4356 | VIC Ringwood 24 (AusNet) 66 kV |  |  | FALSE | #N/A | #N/A | #N/A | #N/A | #N/A | #N/A | #N/A | #N/A | #N/A | #N/A
TRUE | VIC | RWTS2466A | Ringwood 24 (AusNet) 66 kV | AusNet | Winter | Non-coincident | 2033 | POE10 | NA | 177.727 | VIC Ringwood 24 (AusNet) 66 kV |  |  | FALSE | #N/A | #N/A | #N/A | #N/A | #N/A | #N/A | #N/A | #N/A | #N/A | #N/A
TRUE | VIC | RWTS2466A | Ringwood 24 (AusNet) 66 kV | AusNet | Winter | Non-coincident | 2033 | POE50 | NA | 169.4805 | VIC Ringwood 24 (AusNet) 66 kV |  |  | FALSE | #N/A | #N/A | #N/A | #N/A | #N/A | #N/A | #N/A | #N/A | #N/A | #N/A
TRUE | VIC | RWTS2466A | Ringwood 24 (AusNet) 66 kV | AusNet | Winter | Coincident | 2034 | POE10 | NA | 137.9173 | VIC Ringwood 24 (AusNet) 66 kV |  |  | FALSE | #N/A | #N/A | #N/A | #N/A | #N/A | #N/A | #N/A | #N/A | #N/A | #N/A
TRUE | VIC | RWTS2466A | Ringwood 24 (AusNet) 66 kV | AusNet | Winter | Coincident | 2034 | POE50 | NA | 135.2766 | VIC Ringwood 24 (AusNet) 66 kV |  |  | FALSE | #N/A | #N/A | #N/A | #N/A | #N/A | #N/A | #N/A | #N/A | #N/A | #N/A
TRUE | VIC | RWTS2466A | Ringwood 24 (AusNet) 66 kV | AusNet | Winter | Non-coincident | 2034 | POE10 | NA | 178.9799 | VIC Ringwood 24 (AusNet) 66 kV |  |  | FALSE | #N/A | #N/A | #N/A | #N/A | #N/A | #N/A | #N/A | #N/A | #N/A | #N/A
TRUE | VIC | RWTS2466A | Ringwood 24 (AusNet) 66 kV | AusNet | Winter | Non-coincident | 2034 | POE50 | NA | 170.7104 | VIC Ringwood 24 (AusNet) 66 kV |  |  | FALSE | #N/A | #N/A | #N/A | #N/A | #N/A | #N/A | #N/A | #N/A | #N/A | #N/A
TRUE | VIC | SHTS | Shepparton (Powercor) 66 kV | Powercor | Shoulder | Coincident | 2019 | ACTUAL_OPG | 86.8346 | NA | VIC Shepparton (Powercor) 66 kV |  |  | FALSE | #N/A | #N/A | #N/A | #N/A | #N/A | #N/A | #N/A | #N/A | #N/A | #N/A
TRUE | VIC | SHTS | Shepparton (Powercor) 66 kV | Powercor | Shoulder | Coincident | 2019 | ACTUAL_RAW | 86.8346 | NA | VIC Shepparton (Powercor) 66 kV |  |  | FALSE | #N/A | #N/A | #N/A | #N/A | #N/A | #N/A | #N/A | #N/A | #N/A | #N/A
TRUE | VIC | SHTS | Shepparton (Powercor) 66 kV | Powercor | Shoulder | Non-coincident | 2019 | ACTUAL_RAW | 40.4401 | NA | VIC Shepparton (Powercor) 66 kV |  |  | FALSE | #N/A | #N/A | #N/A | #N/A | #N/A | #N/A | #N/A | #N/A | #N/A | #N/A
TRUE | VIC | SHTS | Shepparton (Powercor) 66 kV | Powercor | Shoulder | Non-coincident | 2019 | ACTUAL_OPG | 50.1212 | NA | VIC Shepparton (Powercor) 66 kV |  |  | FALSE | #N/A | #N/A | #N/A | #N/A | #N/A | #N/A | #N/A | #N/A | #N/A | #N/A
TRUE | VIC | SHTS | Shepparton (Powercor) 66 kV | Powercor | Shoulder | Non-coincident | 2019 | ACTUAL_ADJUSTEDOPG | 50.1212 | NA | VIC Shepparton (Powercor) 66 kV |  |  | FALSE | #N/A | #N/A | #N/A | #N/A | #N/A | #N/A | #N/A | #N/A | #N/A | #N/A
TRUE | VIC | SHTS | Shepparton (Powercor) 66 kV | Powercor | Shoulder | Coincident | 2020 | ACTUAL_OPG | 51.8787 | NA | VIC Shepparton (Powercor) 66 kV |  |  | FALSE | #N/A | #N/A | #N/A | #N/A | #N/A | #N/A | #N/A | #N/A | #N/A | #N/A
TRUE | VIC | SHTS | Shepparton (Powercor) 66 kV | Powercor | Shoulder | Coincident | 2020 | ACTUAL_RAW | -25.3433 | NA | VIC Shepparton (Powercor) 66 kV |  |  | FALSE | #N/A | #N/A | #N/A | #N/A | #N/A | #N/A | #N/A | #N/A | #N/A | #N/A
TRUE | VIC | SHTS | Shepparton (Powercor) 66 kV | Powercor | Shoulder | Non-coincident | 2020 | ACTUAL_RAW | -48.6837 | NA | VIC Shepparton (Powercor) 66 kV |  |  | FALSE | #N/A | #N/A | #N/A | #N/A | #N/A | #N/A | #N/A | #N/A | #N/A | #N/A
TRUE | VIC | SHTS | Shepparton (Powercor) 66 kV | Powercor | Shoulder | Non-coincident | 2020 | ACTUAL_OPG | 49.3809 | NA | VIC Shepparton (Powercor) 66 kV |  |  | FALSE | #N/A | #N/A | #N/A | #N/A | #N/A | #N/A | #N/A | #N/A | #N/A | #N/A
TRUE | VIC | SHTS | Shepparton (Powercor) 66 kV | Powercor | Shoulder | Non-coincident | 2020 | ACTUAL_ADJUSTEDOPG | 49.3809 | NA | VIC Shepparton (Powercor) 66 kV |  |  | FALSE | #N/A | #N/A | #N/A | #N/A | #N/A | #N/A | #N/A | #N/A | #N/A | #N/A
TRUE | VIC | SHTS | Shepparton (Powercor) 66 kV | Powercor | Shoulder | Coincident | 2021 | ACTUAL_OPG | 43.7976 | NA | VIC Shepparton (Powercor) 66 kV |  |  | FALSE | #N/A | #N/A | #N/A | #N/A | #N/A | #N/A | #N/A | #N/A | #N/A | #N/A
TRUE | VIC | SHTS | Shepparton (Powercor) 66 kV | Powercor | Shoulder | Coincident | 2021 | ACTUAL_RAW | -50.4124 | NA | VIC Shepparton (Powercor) 66 kV |  |  | FALSE | #N/A | #N/A | #N/A | #N/A | #N/A | #N/A | #N/A | #N/A | #N/A | #N/A
TRUE | VIC | SHTS | Shepparton (Powercor) 66 kV | Powercor | Shoulder | Non-coincident | 2021 | ACTUAL_RAW | -74.4728 | NA | VIC Shepparton (Powercor) 66 kV |  |  | FALSE | #N/A | #N/A | #N/A | #N/A | #N/A | #N/A | #N/A | #N/A | #N/A | #N/A
TRUE | VIC | SHTS | Shepparton (Powercor) 66 kV | Powercor | Shoulder | Non-coincident | 2021 | ACTUAL_OPG | 20.7119 | NA | VIC Shepparton (Powercor) 66 kV |  |  | FALSE | #N/A | #N/A | #N/A | #N/A | #N/A | #N/A | #N/A | #N/A | #N/A | #N/A
TRUE | VIC | SHTS | Shepparton (Powercor) 66 kV | Powercor | Shoulder | Non-coincident | 2021 | ACTUAL_ADJUSTEDOPG | 20.7119 | NA | VIC Shepparton (Powercor) 66 kV |  |  | FALSE | #N/A | #N/A | #N/A | #N/A | #N/A | #N/A | #N/A | #N/A | #N/A | #N/A
TRUE | VIC | SHTS | Shepparton (Powercor) 66 kV | Powercor | Shoulder | Coincident | 2022 | ACTUAL_OPG | 16.9194 | NA | VIC Shepparton (Powercor) 66 kV |  |  | FALSE | #N/A | #N/A | #N/A | #N/A | #N/A | #N/A | #N/A | #N/A | #N/A | #N/A
TRUE | VIC | SHTS | Shepparton (Powercor) 66 kV | Powercor | Shoulder | Coincident | 2022 | ACTUAL_RAW | 15.9654 | NA | VIC Shepparton (Powercor) 66 kV |  |  | FALSE | #N/A | #N/A | #N/A | #N/A | #N/A | #N/A | #N/A | #N/A | #N/A | #N/A
TRUE | VIC | SHTS | Shepparton (Powercor) 66 kV | Powercor | Shoulder | Non-coincident | 2022 | ACTUAL_RAW | -67.4842 | NA | VIC Shepparton (Powercor) 66 kV |  |  | FALSE | #N/A | #N/A | #N/A | #N/A | #N/A | #N/A | #N/A | #N/A | #N/A | #N/A
TRUE | VIC | SHTS | Shepparton (Powercor) 66 kV | Powercor | Shoulder | Non-coincident | 2022 | ACTUAL_OPG | -3.0429 | NA | VIC Shepparton (Powercor) 66 kV |  |  | FALSE | #N/A | #N/A | #N/A | #N/A | #N/A | #N/A | #N/A | #N/A | #N/A | #N/A
TRUE | VIC | SHTS | Shepparton (Powercor) 66 kV | Powercor | Shoulder | Non-coincident | 2022 | ACTUAL_ADJUSTEDOPG | -3.0429 | NA | VIC Shepparton (Powercor) 66 kV |  |  | FALSE | #N/A | #N/A | #N/A | #N/A | #N/A | #N/A | #N/A | #N/A | #N/A | #N/A
TRUE | VIC | SHTS | Shepparton (Powercor) 66 kV | Powercor | Shoulder | Coincident | 2023 | ACTUAL_OPG | -30.6718 | NA | VIC Shepparton (Powercor) 66 kV |  |  | FALSE | #N/A | #N/A | #N/A | #N/A | #N/A | #N/A | #N/A | #N/A | #N/A | #N/A
TRUE | VIC | SHTS | Shepparton (Powercor) 66 kV | Powercor | Shoulder | Coincident | 2023 | ACTUAL_RAW | -31.6698 | NA | VIC Shepparton (Powercor) 66 kV |  |  | FALSE | #N/A | #N/A | #N/A | #N/A | #N/A | #N/A | #N/A | #N/A | #N/A | #N/A
TRUE | VIC | SHTS | Shepparton (Powercor) 66 kV | Powercor | Shoulder | Non-coincident | 2023 | ACTUAL_RAW | -168.1032 | NA | VIC Shepparton (Powercor) 66 kV |  |  | FALSE | #N/A | #N/A | #N/A | #N/A | #N/A | #N/A | #N/A | #N/A | #N/A | #N/A
TRUE | VIC | SHTS | Shepparton (Powercor) 66 kV | Powercor | Shoulder | Non-coincident | 2023 | ACTUAL_OPG | -85.9852 | NA | VIC Shepparton (Powercor) 66 kV |  |  | FALSE | #N/A | #N/A | #N/A | #N/A | #N/A | #N/A | #N/A | #N/A | #N/A | #N/A
TRUE | VIC | SHTS | Shepparton (Powercor) 66 kV | Powercor | Shoulder | Non-coincident | 2023 | ACTUAL_ADJUSTEDOPG | -85.9852 | NA | VIC Shepparton (Powercor) 66 kV |  |  | FALSE | #N/A | #N/A | #N/A | #N/A | #N/A | #N/A | #N/A | #N/A | #N/A | #N/A
TRUE | VIC | SHTS | Shepparton (Powercor) 66 kV | Powercor | Shoulder | Coincident | 2024 | ACTUAL_OPG | 7.5937 | NA | VIC Shepparton (Powercor) 66 kV |  |  | FALSE | #N/A | #N/A | #N/A | #N/A | #N/A | #N/A | #N/A | #N/A | #N/A | #N/A
TRUE | VIC | SHTS | Shepparton (Powercor) 66 kV | Powercor | Shoulder | Coincident | 2024 | ACTUAL_RAW | 6.5917 | NA | VIC Shepparton (Powercor) 66 kV |  |  | FALSE | #N/A | #N/A | #N/A | #N/A | #N/A | #N/A | #N/A | #N/A | #N/A | #N/A
TRUE | VIC | SHTS | Shepparton (Powercor) 66 kV | Powercor | Shoulder | Non-coincident | 2024 | ACTUAL_RAW | -166.1621 | NA | VIC Shepparton (Powercor) 66 kV |  |  | FALSE | #N/A | #N/A | #N/A | #N/A | #N/A | #N/A | #N/A | #N/A | #N/A | #N/A
TRUE | VIC | SHTS | Shepparton (Powercor) 66 kV | Powercor | Shoulder | Non-coincident | 2024 | ACTUAL_OPG | -70.646 | NA | VIC Shepparton (Powercor) 66 kV |  |  | FALSE | #N/A | #N/A | #N/A | #N/A | #N/A | #N/A | #N/A | #N/A | #N/A | #N/A
TRUE | VIC | SHTS | Shepparton (Powercor) 66 kV | Powercor | Shoulder | Non-coincident | 2024 | ACTUAL_ADJUSTEDOPG | -70.646 | NA | VIC Shepparton (Powercor) 66 kV |  |  | FALSE | #N/A | #N/A | #N/A | #N/A | #N/A | #N/A | #N/A | #N/A | #N/A | #N/A
TRUE | VIC | SHTS | Shepparton (Powercor) 66 kV | Powercor | Shoulder | Coincident | 2025 | ACTUAL_OPG | -33.7862 | NA | VIC Shepparton (Powercor) 66 kV |  |  | FALSE | #N/A | #N/A | #N/A | #N/A | #N/A | #N/A | #N/A | #N/A | #N/A | #N/A
TRUE | VIC | SHTS | Shepparton (Powercor) 66 kV | Powercor | Shoulder | Coincident | 2025 | ACTUAL_RAW | -34.7642 | NA | VIC Shepparton (Powercor) 66 kV |  |  | FALSE | #N/A | #N/A | #N/A | #N/A | #N/A | #N/A | #N/A | #N/A | #N/A | #N/A
TRUE | VIC | SHTS | Shepparton (Powercor) 66 kV | Powercor | Shoulder | Non-coincident | 2025 | ACTUAL_RAW | -244.3051 | NA | VIC Shepparton (Powercor) 66 kV |  |  | FALSE | #N/A | #N/A | #N/A | #N/A | #N/A | #N/A | #N/A | #N/A | #N/A | #N/A
TRUE | VIC | SHTS | Shepparton (Powercor) 66 kV | Powercor | Shoulder | Non-coincident | 2025 | ACTUAL_OPG | -149.6011 | NA | VIC Shepparton (Powercor) 66 kV |  |  | FALSE | #N/A | #N/A | #N/A | #N/A | #N/A | #N/A | #N/A | #N/A | #N/A | #N/A
TRUE | VIC | SHTS | Shepparton (Powercor) 66 kV | Powercor | Shoulder | Non-coincident | 2025 | ACTUAL_ADJUSTEDOPG | -149.6011 | NA | VIC Shepparton (Powercor) 66 kV |  |  | FALSE | #N/A | #N/A | #N/A | #N/A | #N/A | #N/A | #N/A | #N/A | #N/A | #N/A
TRUE | VIC | SHTS | Shepparton (Powercor) 66 kV | Powercor | Shoulder | Non-coincident | 2025 | BASEYEARPOE90 | -179.3401 | NA | VIC Shepparton (Powercor) 66 kV |  |  | FALSE | #N/A | #N/A | #N/A | #N/A | #N/A | #N/A | #N/A | #N/A | #N/A | #N/A
TRUE | VIC | SHTS | Shepparton (Powercor) 66 kV | Powercor | Shoulder | Non-coincident | 2025 | BASEYEARPOE50 | -170.1803 | NA | VIC Shepparton (Powercor) 66 kV |  |  | FALSE | #N/A | #N/A | #N/A | #N/A | #N/A | #N/A | #N/A | #N/A | #N/A | #N/A
TRUE | VIC | SHTS | Shepparton (Powercor) 66 kV | Powercor | Shoulder | Coincident_unreconciled | 2026 | POE50 | -10.7376 | NA | VIC Shepparton (Powercor) 66 kV |  |  | FALSE | #N/A | #N/A | #N/A | #N/A | #N/A | #N/A | #N/A | #N/A | #N/A | #N/A
TRUE | VIC | SHTS | Shepparton (Powercor) 66 kV | Powercor | Shoulder | Coincident_unreconciled | 2026 | POE90 | -11.1216 | NA | VIC Shepparton (Powercor) 66 kV |  |  | FALSE | #N/A | #N/A | #N/A | #N/A | #N/A | #N/A | #N/A | #N/A | #N/A | #N/A
TRUE | VIC | SHTS | Shepparton (Powercor) 66 kV | Powercor | Shoulder | Non-coincident | 2026 | POE50 | -181.451 | NA | VIC Shepparton (Powercor) 66 kV |  |  | FALSE | #N/A | #N/A | #N/A | #N/A | #N/A | #N/A | #N/A | #N/A | #N/A | #N/A
TRUE | VIC | SHTS | Shepparton (Powercor) 66 kV | Powercor | Shoulder | Non-coincident | 2026 | POE90 | -187.9406 | NA | VIC Shepparton (Powercor) 66 kV |  |  | FALSE | #N/A | #N/A | #N/A | #N/A | #N/A | #N/A | #N/A | #N/A | #N/A | #N/A
TRUE | VIC | SHTS | Shepparton (Powercor) 66 kV | Powercor | Shoulder | Coincident_unreconciled | 2027 | POE50 | -11.8095 | NA | VIC Shepparton (Powercor) 66 kV |  |  | FALSE | #N/A | #N/A | #N/A | #N/A | #N/A | #N/A | #N/A | #N/A | #N/A | #N/A
TRUE | VIC | SHTS | Shepparton (Powercor) 66 kV | Powercor | Shoulder | Coincident_unreconciled | 2027 | POE90 | -12.1944 | NA | VIC Shepparton (Powercor) 66 kV |  |  | FALSE | #N/A | #N/A | #N/A | #N/A | #N/A | #N/A | #N/A | #N/A | #N/A | #N/A
TRUE | VIC | SHTS | Shepparton (Powercor) 66 kV | Powercor | Shoulder | Non-coincident | 2027 | POE50 | -199.5652 | NA | VIC Shepparton (Powercor) 66 kV |  |  | FALSE | #N/A | #N/A | #N/A | #N/A | #N/A | #N/A | #N/A | #N/A | #N/A | #N/A
TRUE | VIC | SHTS | Shepparton (Powercor) 66 kV | Powercor | Shoulder | Non-coincident | 2027 | POE90 | -206.0702 | NA | VIC Shepparton (Powercor) 66 kV |  |  | FALSE | #N/A | #N/A | #N/A | #N/A | #N/A | #N/A | #N/A | #N/A | #N/A | #N/A
TRUE | VIC | SHTS | Shepparton (Powercor) 66 kV | Powercor | Shoulder | Coincident_unreconciled | 2028 | POE50 | -12.3753 | NA | VIC Shepparton (Powercor) 66 kV |  |  | FALSE | #N/A | #N/A | #N/A | #N/A | #N/A | #N/A | #N/A | #N/A | #N/A | #N/A
TRUE | VIC | SHTS | Shepparton (Powercor) 66 kV | Powercor | Shoulder | Coincident_unreconciled | 2028 | POE90 | -12.7612 | NA | VIC Shepparton (Powercor) 66 kV |  |  | FALSE | #N/A | #N/A | #N/A | #N/A | #N/A | #N/A | #N/A | #N/A | #N/A | #N/A
TRUE | VIC | SHTS | Shepparton (Powercor) 66 kV | Powercor | Shoulder | Non-coincident | 2028 | POE50 | -209.1267 | NA | VIC Shepparton (Powercor) 66 kV |  |  | FALSE | #N/A | #N/A | #N/A | #N/A | #N/A | #N/A | #N/A | #N/A | #N/A | #N/A
TRUE | VIC | SHTS | Shepparton (Powercor) 66 kV | Powercor | Shoulder | Non-coincident | 2028 | POE90 | -215.6473 | NA | VIC Shepparton (Powercor) 66 kV |  |  | FALSE | #N/A | #N/A | #N/A | #N/A | #N/A | #N/A | #N/A | #N/A | #N/A | #N/A
TRUE | VIC | SHTS | Shepparton (Powercor) 66 kV | Powercor | Shoulder | Coincident_unreconciled | 2029 | POE50 | -13.0363 | NA | VIC Shepparton (Powercor) 66 kV |  |  | FALSE | #N/A | #N/A | #N/A | #N/A | #N/A | #N/A | #N/A | #N/A | #N/A | #N/A
TRUE | VIC | SHTS | Shepparton (Powercor) 66 kV | Powercor | Shoulder | Coincident_unreconciled | 2029 | POE90 | -13.423 | NA | VIC Shepparton (Powercor) 66 kV |  |  | FALSE | #N/A | #N/A | #N/A | #N/A | #N/A | #N/A | #N/A | #N/A | #N/A | #N/A
TRUE | VIC | SHTS | Shepparton (Powercor) 66 kV | Powercor | Shoulder | Non-coincident | 2029 | POE50 | -220.2959 | NA | VIC Shepparton (Powercor) 66 kV |  |  | FALSE | #N/A | #N/A | #N/A | #N/A | #N/A | #N/A | #N/A | #N/A | #N/A | #N/A
TRUE | VIC | SHTS | Shepparton (Powercor) 66 kV | Powercor | Shoulder | Non-coincident | 2029 | POE90 | -226.8321 | NA | VIC Shepparton (Powercor) 66 kV |  |  | FALSE | #N/A | #N/A | #N/A | #N/A | #N/A | #N/A | #N/A | #N/A | #N/A | #N/A
TRUE | VIC | SHTS | Shepparton (Powercor) 66 kV | Powercor | Shoulder | Coincident_unreconciled | 2030 | POE50 | -13.7104 | NA | VIC Shepparton (Powercor) 66 kV |  |  | FALSE | #N/A | #N/A | #N/A | #N/A | #N/A | #N/A | #N/A | #N/A | #N/A | #N/A
TRUE | VIC | SHTS | Shepparton (Powercor) 66 kV | Powercor | Shoulder | Coincident_unreconciled | 2030 | POE90 | -14.0981 | NA | VIC Shepparton (Powercor) 66 kV |  |  | FALSE | #N/A | #N/A | #N/A | #N/A | #N/A | #N/A | #N/A | #N/A | #N/A | #N/A
TRUE | VIC | SHTS | Shepparton (Powercor) 66 kV | Powercor | Shoulder | Non-coincident | 2030 | POE50 | -231.6883 | NA | VIC Shepparton (Powercor) 66 kV |  |  | FALSE | #N/A | #N/A | #N/A | #N/A | #N/A | #N/A | #N/A | #N/A | #N/A | #N/A
TRUE | VIC | SHTS | Shepparton (Powercor) 66 kV | Powercor | Shoulder | Non-coincident | 2030 | POE90 | -238.2401 | NA | VIC Shepparton (Powercor) 66 kV |  |  | FALSE | #N/A | #N/A | #N/A | #N/A | #N/A | #N/A | #N/A | #N/A | #N/A | #N/A
TRUE | VIC | SHTS | Shepparton (Powercor) 66 kV | Powercor | Shoulder | Coincident_unreconciled | 2031 | POE50 | -14.4159 | NA | VIC Shepparton (Powercor) 66 kV |  |  | FALSE | #N/A | #N/A | #N/A | #N/A | #N/A | #N/A | #N/A | #N/A | #N/A | #N/A
TRUE | VIC | SHTS | Shepparton (Powercor) 66 kV | Powercor | Shoulder | Coincident_unreconciled | 2031 | POE90 | -14.8046 | NA | VIC Shepparton (Powercor) 66 kV |  |  | FALSE | #N/A | #N/A | #N/A | #N/A | #N/A | #N/A | #N/A | #N/A | #N/A | #N/A
TRUE | VIC | SHTS | Shepparton (Powercor) 66 kV | Powercor | Shoulder | Non-coincident | 2031 | POE50 | -243.6108 | NA | VIC Shepparton (Powercor) 66 kV |  |  | FALSE | #N/A | #N/A | #N/A | #N/A | #N/A | #N/A | #N/A | #N/A | #N/A | #N/A
TRUE | VIC | SHTS | Shepparton (Powercor) 66 kV | Powercor | Shoulder | Non-coincident | 2031 | POE90 | -250.1781 | NA | VIC Shepparton (Powercor) 66 kV |  |  | FALSE | #N/A | #N/A | #N/A | #N/A | #N/A | #N/A | #N/A | #N/A | #N/A | #N/A
TRUE | VIC | SHTS | Shepparton (Powercor) 66 kV | Powercor | Shoulder | Coincident_unreconciled | 2032 | POE50 | -14.9302 | NA | VIC Shepparton (Powercor) 66 kV |  |  | FALSE | #N/A | #N/A | #N/A | #N/A | #N/A | #N/A | #N/A | #N/A | #N/A | #N/A
TRUE | VIC | SHTS | Shepparton (Powercor) 66 kV | Powercor | Shoulder | Coincident_unreconciled | 2032 | POE90 | -15.3197 | NA | VIC Shepparton (Powercor) 66 kV |  |  | FALSE | #N/A | #N/A | #N/A | #N/A | #N/A | #N/A | #N/A | #N/A | #N/A | #N/A
TRUE | VIC | SHTS | Shepparton (Powercor) 66 kV | Powercor | Shoulder | Non-coincident | 2032 | POE50 | -252.3006 | NA | VIC Shepparton (Powercor) 66 kV |  |  | FALSE | #N/A | #N/A | #N/A | #N/A | #N/A | #N/A | #N/A | #N/A | #N/A | #N/A
TRUE | VIC | SHTS | Shepparton (Powercor) 66 kV | Powercor | Shoulder | Non-coincident | 2032 | POE90 | -258.8834 | NA | VIC Shepparton (Powercor) 66 kV |  |  | FALSE | #N/A | #N/A | #N/A | #N/A | #N/A | #N/A | #N/A | #N/A | #N/A | #N/A
TRUE | VIC | SHTS | Shepparton (Powercor) 66 kV | Powercor | Shoulder | Coincident_unreconciled | 2033 | POE50 | -15.3491 | NA | VIC Shepparton (Powercor) 66 kV |  |  | FALSE | #N/A | #N/A | #N/A | #N/A | #N/A | #N/A | #N/A | #N/A | #N/A | #N/A
TRUE | VIC | SHTS | Shepparton (Powercor) 66 kV | Powercor | Shoulder | Coincident_unreconciled | 2033 | POE90 | -15.7395 | NA | VIC Shepparton (Powercor) 66 kV |  |  | FALSE | #N/A | #N/A | #N/A | #N/A | #N/A | #N/A | #N/A | #N/A | #N/A | #N/A
TRUE | VIC | SHTS | Shepparton (Powercor) 66 kV | Powercor | Shoulder | Non-coincident | 2033 | POE50 | -259.3794 | NA | VIC Shepparton (Powercor) 66 kV |  |  | FALSE | #N/A | #N/A | #N/A | #N/A | #N/A | #N/A | #N/A | #N/A | #N/A | #N/A
TRUE | VIC | SHTS | Shepparton (Powercor) 66 kV | Powercor | Shoulder | Non-coincident | 2033 | POE90 | -265.9775 | NA | VIC Shepparton (Powercor) 66 kV |  |  | FALSE | #N/A | #N/A | #N/A | #N/A | #N/A | #N/A | #N/A | #N/A | #N/A | #N/A
TRUE | VIC | SHTS | Shepparton (Powercor) 66 kV | Powercor | Shoulder | Coincident_unreconciled | 2034 | POE50 | -15.7551 | NA | VIC Shepparton (Powercor) 66 kV |  |  | FALSE | #N/A | #N/A | #N/A | #N/A | #N/A | #N/A | #N/A | #N/A | #N/A | #N/A
TRUE | VIC | SHTS | Shepparton (Powercor) 66 kV | Powercor | Shoulder | Coincident_unreconciled | 2034 | POE90 | -16.1465 | NA | VIC Shepparton (Powercor) 66 kV |  |  | FALSE | #N/A | #N/A | #N/A | #N/A | #N/A | #N/A | #N/A | #N/A | #N/A | #N/A
TRUE | VIC | SHTS | Shepparton (Powercor) 66 kV | Powercor | Shoulder | Non-coincident | 2034 | POE50 | -266.2416 | NA | VIC Shepparton (Powercor) 66 kV |  |  | FALSE | #N/A | #N/A | #N/A | #N/A | #N/A | #N/A | #N/A | #N/A | #N/A | #N/A
TRUE | VIC | SHTS | Shepparton (Powercor) 66 kV | Powercor | Shoulder | Non-coincident | 2034 | POE90 | -272.8552 | NA | VIC Shepparton (Powercor) 66 kV |  |  | FALSE | #N/A | #N/A | #N/A | #N/A | #N/A | #N/A | #N/A | #N/A | #N/A | #N/A
TRUE | VIC | SHTS | Shepparton (Powercor) 66 kV | Powercor | Shoulder | Coincident_unreconciled | 2035 | POE50 | -16.2242 | NA | VIC Shepparton (Powercor) 66 kV |  |  | FALSE | #N/A | #N/A | #N/A | #N/A | #N/A | #N/A | #N/A | #N/A | #N/A | #N/A
TRUE | VIC | SHTS | Shepparton (Powercor) 66 kV | Powercor | Shoulder | Coincident_unreconciled | 2035 | POE90 | -16.6164 | NA | VIC Shepparton (Powercor) 66 kV |  |  | FALSE | #N/A | #N/A | #N/A | #N/A | #N/A | #N/A | #N/A | #N/A | #N/A | #N/A
TRUE | VIC | SHTS | Shepparton (Powercor) 66 kV | Powercor | Shoulder | Non-coincident | 2035 | POE50 | -274.1675 | NA | VIC Shepparton (Powercor) 66 kV |  |  | FALSE | #N/A | #N/A | #N/A | #N/A | #N/A | #N/A | #N/A | #N/A | #N/A | #N/A
TRUE | VIC | SHTS | Shepparton (Powercor) 66 kV | Powercor | Shoulder | Non-coincident | 2035 | POE90 | -280.7964 | NA | VIC Shepparton (Powercor) 66 kV |  |  | FALSE | #N/A | #N/A | #N/A | #N/A | #N/A | #N/A | #N/A | #N/A | #N/A | #N/A
TRUE | VIC | SHTS | Shepparton (Powercor) 66 kV | Powercor | Summer | Coincident | 2019 | ACTUAL_OPG | 96.0271 | 214.5627 | VIC Shepparton (Powercor) 66 kV |  |  | FALSE | #N/A | #N/A | #N/A | #N/A | #N/A | #N/A | #N/A | #N/A | #N/A | #N/A
TRUE | VIC | SHTS | Shepparton (Powercor) 66 kV | Powercor | Summer | Coincident | 2019 | ACTUAL_RAW | 96.0271 | 214.5627 | VIC Shepparton (Powercor) 66 kV |  |  | FALSE | #N/A | #N/A | #N/A | #N/A | #N/A | #N/A | #N/A | #N/A | #N/A | #N/A
TRUE | VIC | SHTS | Shepparton (Powercor) 66 kV | Powercor | Summer | Non-coincident | 2019 | ACTUAL_RAW | 56.0101 | 284.0336 | VIC Shepparton (Powercor) 66 kV |  |  | FALSE | #N/A | #N/A | #N/A | #N/A | #N/A | #N/A | #N/A | #N/A | #N/A | #N/A
TRUE | VIC | SHTS | Shepparton (Powercor) 66 kV | Powercor | Summer | Non-coincident | 2019 | ACTUAL_OPG | 56.0101 | 284.0336 | VIC Shepparton (Powercor) 66 kV |  |  | FALSE | #N/A | #N/A | #N/A | #N/A | #N/A | #N/A | #N/A | #N/A | #N/A | #N/A
TRUE | VIC | SHTS | Shepparton (Powercor) 66 kV | Powercor | Summer | Non-coincident | 2019 | ACTUAL_ADJUSTEDOPG | 56.0101 | 284.0336 | VIC Shepparton (Powercor) 66 kV |  |  | FALSE | #N/A | #N/A | #N/A | #N/A | #N/A | #N/A | #N/A | #N/A | #N/A | #N/A
TRUE | VIC | SHTS | Shepparton (Powercor) 66 kV | Powercor | Summer | Coincident | 2020 | ACTUAL_OPG | 71.4643 | 275.1767 | VIC Shepparton (Powercor) 66 kV |  |  | FALSE | #N/A | #N/A | #N/A | #N/A | #N/A | #N/A | #N/A | #N/A | #N/A | #N/A
TRUE | VIC | SHTS | Shepparton (Powercor) 66 kV | Powercor | Summer | Coincident | 2020 | ACTUAL_RAW | -27.5237 | 226.0667 | VIC Shepparton (Powercor) 66 kV |  |  | FALSE | #N/A | #N/A | #N/A | #N/A | #N/A | #N/A | #N/A | #N/A | #N/A | #N/A
TRUE | VIC | SHTS | Shepparton (Powercor) 66 kV | Powercor | Summer | Non-coincident | 2020 | ACTUAL_RAW | -52.3547 | 279.2627 | VIC Shepparton (Powercor) 66 kV |  |  | FALSE | #N/A | #N/A | #N/A | #N/A | #N/A | #N/A | #N/A | #N/A | #N/A | #N/A
TRUE | VIC | SHTS | Shepparton (Powercor) 66 kV | Powercor | Summer | Non-coincident | 2020 | ACTUAL_OPG | 40.7141 | 280.6168 | VIC Shepparton (Powercor) 66 kV |  |  | FALSE | #N/A | #N/A | #N/A | #N/A | #N/A | #N/A | #N/A | #N/A | #N/A | #N/A
TRUE | VIC | SHTS | Shepparton (Powercor) 66 kV | Powercor | Summer | Non-coincident | 2020 | ACTUAL_ADJUSTEDOPG | 40.7141 | 280.6168 | VIC Shepparton (Powercor) 66 kV |  |  | FALSE | #N/A | #N/A | #N/A | #N/A | #N/A | #N/A | #N/A | #N/A | #N/A | #N/A
TRUE | VIC | SHTS | Shepparton (Powercor) 66 kV | Powercor | Summer | Coincident | 2021 | ACTUAL_OPG | 31.9982 | 221.1514 | VIC Shepparton (Powercor) 66 kV |  |  | FALSE | #N/A | #N/A | #N/A | #N/A | #N/A | #N/A | #N/A | #N/A | #N/A | #N/A
TRUE | VIC | SHTS | Shepparton (Powercor) 66 kV | Powercor | Summer | Coincident | 2021 | ACTUAL_RAW | 14.7722 | 199.6614 | VIC Shepparton (Powercor) 66 kV |  |  | FALSE | #N/A | #N/A | #N/A | #N/A | #N/A | #N/A | #N/A | #N/A | #N/A | #N/A
TRUE | VIC | SHTS | Shepparton (Powercor) 66 kV | Powercor | Summer | Non-coincident | 2021 | ACTUAL_RAW | -67.713 | 235.3671 | VIC Shepparton (Powercor) 66 kV |  |  | FALSE | #N/A | #N/A | #N/A | #N/A | #N/A | #N/A | #N/A | #N/A | #N/A | #N/A
TRUE | VIC | SHTS | Shepparton (Powercor) 66 kV | Powercor | Summer | Non-coincident | 2021 | ACTUAL_OPG | 31.271 | 245.4831 | VIC Shepparton (Powercor) 66 kV |  |  | FALSE | #N/A | #N/A | #N/A | #N/A | #N/A | #N/A | #N/A | #N/A | #N/A | #N/A
TRUE | VIC | SHTS | Shepparton (Powercor) 66 kV | Powercor | Summer | Non-coincident | 2021 | ACTUAL_ADJUSTEDOPG | 31.271 | 245.4831 | VIC Shepparton (Powercor) 66 kV |  |  | FALSE | #N/A | #N/A | #N/A | #N/A | #N/A | #N/A | #N/A | #N/A | #N/A | #N/A
TRUE | VIC | SHTS | Shepparton (Powercor) 66 kV | Powercor | Summer | Coincident | 2022 | ACTUAL_OPG | 2.6765 | 211.1305 | VIC Shepparton (Powercor) 66 kV |  |  | FALSE | #N/A | #N/A | #N/A | #N/A | #N/A | #N/A | #N/A | #N/A | #N/A | #N/A
TRUE | VIC | SHTS | Shepparton (Powercor) 66 kV | Powercor | Summer | Coincident | 2022 | ACTUAL_RAW | -86.4515 | 164.8505 | VIC Shepparton (Powercor) 66 kV |  |  | FALSE | #N/A | #N/A | #N/A | #N/A | #N/A | #N/A | #N/A | #N/A | #N/A | #N/A
TRUE | VIC | SHTS | Shepparton (Powercor) 66 kV | Powercor | Summer | Non-coincident | 2022 | ACTUAL_RAW | -95.9543 | 247.9164 | VIC Shepparton (Powercor) 66 kV |  |  | FALSE | #N/A | #N/A | #N/A | #N/A | #N/A | #N/A | #N/A | #N/A | #N/A | #N/A
TRUE | VIC | SHTS | Shepparton (Powercor) 66 kV | Powercor | Summer | Non-coincident | 2022 | ACTUAL_OPG | -0.32388 | 258.1989 | VIC Shepparton (Powercor) 66 kV |  |  | FALSE | #N/A | #N/A | #N/A | #N/A | #N/A | #N/A | #N/A | #N/A | #N/A | #N/A
TRUE | VIC | SHTS | Shepparton (Powercor) 66 kV | Powercor | Summer | Non-coincident | 2022 | ACTUAL_ADJUSTEDOPG | -0.32388 | 258.1989 | VIC Shepparton (Powercor) 66 kV |  |  | FALSE | #N/A | #N/A | #N/A | #N/A | #N/A | #N/A | #N/A | #N/A | #N/A | #N/A
TRUE | VIC | SHTS | Shepparton (Powercor) 66 kV | Powercor | Summer | Coincident | 2023 | ACTUAL_OPG | 12.8589 | 250.6209 | VIC Shepparton (Powercor) 66 kV |  |  | FALSE | #N/A | #N/A | #N/A | #N/A | #N/A | #N/A | #N/A | #N/A | #N/A | #N/A
TRUE | VIC | SHTS | Shepparton (Powercor) 66 kV | Powercor | Summer | Coincident | 2023 | ACTUAL_RAW | 11.8789 | 200.7609 | VIC Shepparton (Powercor) 66 kV |  |  | FALSE | #N/A | #N/A | #N/A | #N/A | #N/A | #N/A | #N/A | #N/A | #N/A | #N/A
TRUE | VIC | SHTS | Shepparton (Powercor) 66 kV | Powercor | Summer | Non-coincident | 2023 | ACTUAL_RAW | -124.793 | 244.0799 | VIC Shepparton (Powercor) 66 kV |  |  | FALSE | #N/A | #N/A | #N/A | #N/A | #N/A | #N/A | #N/A | #N/A | #N/A | #N/A
TRUE | VIC | SHTS | Shepparton (Powercor) 66 kV | Powercor | Summer | Non-coincident | 2023 | ACTUAL_OPG | -47.3159 | 254.0226 | VIC Shepparton (Powercor) 66 kV |  |  | FALSE | #N/A | #N/A | #N/A | #N/A | #N/A | #N/A | #N/A | #N/A | #N/A | #N/A
TRUE | VIC | SHTS | Shepparton (Powercor) 66 kV | Powercor | Summer | Non-coincident | 2023 | ACTUAL_ADJUSTEDOPG | -47.3159 | 254.0226 | VIC Shepparton (Powercor) 66 kV |  |  | FALSE | #N/A | #N/A | #N/A | #N/A | #N/A | #N/A | #N/A | #N/A | #N/A | #N/A
TRUE | VIC | SHTS | Shepparton (Powercor) 66 kV | Powercor | Summer | Coincident | 2024 | ACTUAL_OPG | 2.6085 | 165.0325 | VIC Shepparton (Powercor) 66 kV |  |  | FALSE | #N/A | #N/A | #N/A | #N/A | #N/A | #N/A | #N/A | #N/A | #N/A | #N/A
TRUE | VIC | SHTS | Shepparton (Powercor) 66 kV | Powercor | Summer | Coincident | 2024 | ACTUAL_RAW | 1.5865 | 165.5505 | VIC Shepparton (Powercor) 66 kV |  |  | FALSE | #N/A | #N/A | #N/A | #N/A | #N/A | #N/A | #N/A | #N/A | #N/A | #N/A
TRUE | VIC | SHTS | Shepparton (Powercor) 66 kV | Powercor | Summer | Non-coincident | 2024 | ACTUAL_RAW | -142.9025 | 248.891 | VIC Shepparton (Powercor) 66 kV |  |  | FALSE | #N/A | #N/A | #N/A | #N/A | #N/A | #N/A | #N/A | #N/A | #N/A | #N/A
TRUE | VIC | SHTS | Shepparton (Powercor) 66 kV | Powercor | Summer | Non-coincident | 2024 | ACTUAL_OPG | -51.4612 | 255.071 | VIC Shepparton (Powercor) 66 kV |  |  | FALSE | #N/A | #N/A | #N/A | #N/A | #N/A | #N/A | #N/A | #N/A | #N/A | #N/A
TRUE | VIC | SHTS | Shepparton (Powercor) 66 kV | Powercor | Summer | Non-coincident | 2024 | ACTUAL_ADJUSTEDOPG | -51.4612 | 255.071 | VIC Shepparton (Powercor) 66 kV |  |  | FALSE | #N/A | #N/A | #N/A | #N/A | #N/A | #N/A | #N/A | #N/A | #N/A | #N/A
TRUE | VIC | SHTS | Shepparton (Powercor) 66 kV | Powercor | Summer | Coincident | 2025 | ACTUAL_OPG | 19.7773 | 215.7505 | VIC Shepparton (Powercor) 66 kV |  |  | FALSE | #N/A | #N/A | #N/A | #N/A | #N/A | #N/A | #N/A | #N/A | #N/A | #N/A
TRUE | VIC | SHTS | Shepparton (Powercor) 66 kV | Powercor | Summer | Coincident | 2025 | ACTUAL_RAW | 18.7493 | 187.6565 | VIC Shepparton (Powercor) 66 kV |  |  | FALSE | #N/A | #N/A | #N/A | #N/A | #N/A | #N/A | #N/A | #N/A | #N/A | #N/A
TRUE | VIC | SHTS | Shepparton (Powercor) 66 kV | Powercor | Summer | Non-coincident | 2025 | ACTUAL_RAW | -220.5907 | 261.0053 | VIC Shepparton (Powercor) 66 kV |  |  | FALSE | #N/A | #N/A | #N/A | #N/A | #N/A | #N/A | #N/A | #N/A | #N/A | #N/A
TRUE | VIC | SHTS | Shepparton (Powercor) 66 kV | Powercor | Summer | Non-coincident | 2025 | ACTUAL_OPG | -142.0606 | 262.4867 | VIC Shepparton (Powercor) 66 kV |  |  | FALSE | #N/A | #N/A | #N/A | #N/A | #N/A | #N/A | #N/A | #N/A | #N/A | #N/A
TRUE | VIC | SHTS | Shepparton (Powercor) 66 kV | Powercor | Summer | Non-coincident | 2025 | ACTUAL_ADJUSTEDOPG | -142.0606 | 262.4867 | VIC Shepparton (Powercor) 66 kV |  |  | FALSE | #N/A | #N/A | #N/A | #N/A | #N/A | #N/A | #N/A | #N/A | #N/A | #N/A
TRUE | VIC | SHTS | Shepparton (Powercor) 66 kV | Powercor | Summer | Non-coincident | 2025 | BASEYEARPOE90 | -183.2294 | NA | VIC Shepparton (Powercor) 66 kV |  |  | FALSE | #N/A | #N/A | #N/A | #N/A | #N/A | #N/A | #N/A | #N/A | #N/A | #N/A
TRUE | VIC | SHTS | Shepparton (Powercor) 66 kV | Powercor | Summer | Non-coincident | 2025 | BASEYEARPOE50 | -166.2749 | 297.6282 | VIC Shepparton (Powercor) 66 kV |  |  | FALSE | #N/A | #N/A | #N/A | #N/A | #N/A | #N/A | #N/A | #N/A | #N/A | #N/A
TRUE | VIC | SHTS | Shepparton (Powercor) 66 kV | Powercor | Summer | Coincident_unreconciled | 2026 | POE50 | 16.8734 | NA | VIC Shepparton (Powercor) 66 kV |  |  | FALSE | #N/A | #N/A | #N/A | #N/A | #N/A | #N/A | #N/A | #N/A | #N/A | #N/A
TRUE | VIC | SHTS | Shepparton (Powercor) 66 kV | Powercor | Summer | Coincident_unreconciled | 2026 | POE90 | 18.0872 | NA | VIC Shepparton (Powercor) 66 kV |  |  | FALSE | #N/A | #N/A | #N/A | #N/A | #N/A | #N/A | #N/A | #N/A | #N/A | #N/A
TRUE | VIC | SHTS | Shepparton (Powercor) 66 kV | Powercor | Summer | Non-coincident | 2026 | POE50 | -177.702 | 302.4701 | VIC Shepparton (Powercor) 66 kV |  |  | FALSE | #N/A | #N/A | #N/A | #N/A | #N/A | #N/A | #N/A | #N/A | #N/A | #N/A
TRUE | VIC | SHTS | Shepparton (Powercor) 66 kV | Powercor | Summer | Non-coincident | 2026 | POE90 | -190.485 | NA | VIC Shepparton (Powercor) 66 kV |  |  | FALSE | #N/A | #N/A | #N/A | #N/A | #N/A | #N/A | #N/A | #N/A | #N/A | #N/A
TRUE | VIC | SHTS | Shepparton (Powercor) 66 kV | Powercor | Summer | Coincident_unreconciled | 2027 | POE50 | 18.6309 | NA | VIC Shepparton (Powercor) 66 kV |  |  | FALSE | #N/A | #N/A | #N/A | #N/A | #N/A | #N/A | #N/A | #N/A | #N/A | #N/A
TRUE | VIC | SHTS | Shepparton (Powercor) 66 kV | Powercor | Summer | Coincident_unreconciled | 2027 | POE90 | 19.8476 | NA | VIC Shepparton (Powercor) 66 kV |  |  | FALSE | #N/A | #N/A | #N/A | #N/A | #N/A | #N/A | #N/A | #N/A | #N/A | #N/A
TRUE | VIC | SHTS | Shepparton (Powercor) 66 kV | Powercor | Summer | Non-coincident | 2027 | POE50 | -196.2113 | 300.709 | VIC Shepparton (Powercor) 66 kV |  |  | FALSE | #N/A | #N/A | #N/A | #N/A | #N/A | #N/A | #N/A | #N/A | #N/A | #N/A
TRUE | VIC | SHTS | Shepparton (Powercor) 66 kV | Powercor | Summer | Non-coincident | 2027 | POE90 | -209.0247 | NA | VIC Shepparton (Powercor) 66 kV |  |  | FALSE | #N/A | #N/A | #N/A | #N/A | #N/A | #N/A | #N/A | #N/A | #N/A | #N/A
TRUE | VIC | SHTS | Shepparton (Powercor) 66 kV | Powercor | Summer | Coincident_unreconciled | 2028 | POE50 | 19.5066 | NA | VIC Shepparton (Powercor) 66 kV |  |  | FALSE | #N/A | #N/A | #N/A | #N/A | #N/A | #N/A | #N/A | #N/A | #N/A | #N/A
TRUE | VIC | SHTS | Shepparton (Powercor) 66 kV | Powercor | Summer | Coincident_unreconciled | 2028 | POE90 | 20.7262 | NA | VIC Shepparton (Powercor) 66 kV |  |  | FALSE | #N/A | #N/A | #N/A | #N/A | #N/A | #N/A | #N/A | #N/A | #N/A | #N/A
TRUE | VIC | SHTS | Shepparton (Powercor) 66 kV | Powercor | Summer | Non-coincident | 2028 | POE50 | -205.4337 | 300.6737 | VIC Shepparton (Powercor) 66 kV |  |  | FALSE | #N/A | #N/A | #N/A | #N/A | #N/A | #N/A | #N/A | #N/A | #N/A | #N/A
TRUE | VIC | SHTS | Shepparton (Powercor) 66 kV | Powercor | Summer | Non-coincident | 2028 | POE90 | -218.2777 | NA | VIC Shepparton (Powercor) 66 kV |  |  | FALSE | #N/A | #N/A | #N/A | #N/A | #N/A | #N/A | #N/A | #N/A | #N/A | #N/A
TRUE | VIC | SHTS | Shepparton (Powercor) 66 kV | Powercor | Summer | Coincident_unreconciled | 2029 | POE50 | 20.6077 | NA | VIC Shepparton (Powercor) 66 kV |  |  | FALSE | #N/A | #N/A | #N/A | #N/A | #N/A | #N/A | #N/A | #N/A | #N/A | #N/A
TRUE | VIC | SHTS | Shepparton (Powercor) 66 kV | Powercor | Summer | Coincident_unreconciled | 2029 | POE90 | 21.8302 | NA | VIC Shepparton (Powercor) 66 kV |  |  | FALSE | #N/A | #N/A | #N/A | #N/A | #N/A | #N/A | #N/A | #N/A | #N/A | #N/A
TRUE | VIC | SHTS | Shepparton (Powercor) 66 kV | Powercor | Summer | Non-coincident | 2029 | POE50 | -217.0304 | 300.3566 | VIC Shepparton (Powercor) 66 kV |  |  | FALSE | #N/A | #N/A | #N/A | #N/A | #N/A | #N/A | #N/A | #N/A | #N/A | #N/A
TRUE | VIC | SHTS | Shepparton (Powercor) 66 kV | Powercor | Summer | Non-coincident | 2029 | POE90 | -229.9052 | NA | VIC Shepparton (Powercor) 66 kV |  |  | FALSE | #N/A | #N/A | #N/A | #N/A | #N/A | #N/A | #N/A | #N/A | #N/A | #N/A
TRUE | VIC | SHTS | Shepparton (Powercor) 66 kV | Powercor | Summer | Coincident_unreconciled | 2030 | POE50 | 21.7328 | NA | VIC Shepparton (Powercor) 66 kV |  |  | FALSE | #N/A | #N/A | #N/A | #N/A | #N/A | #N/A | #N/A | #N/A | #N/A | #N/A
TRUE | VIC | SHTS | Shepparton (Powercor) 66 kV | Powercor | Summer | Coincident_unreconciled | 2030 | POE90 | 22.9582 | NA | VIC Shepparton (Powercor) 66 kV |  |  | FALSE | #N/A | #N/A | #N/A | #N/A | #N/A | #N/A | #N/A | #N/A | #N/A | #N/A
TRUE | VIC | SHTS | Shepparton (Powercor) 66 kV | Powercor | Summer | Non-coincident | 2030 | POE50 | -228.879 | 300.189 | VIC Shepparton (Powercor) 66 kV |  |  | FALSE | #N/A | #N/A | #N/A | #N/A | #N/A | #N/A | #N/A | #N/A | #N/A | #N/A
TRUE | VIC | SHTS | Shepparton (Powercor) 66 kV | Powercor | Summer | Non-coincident | 2030 | POE90 | -241.7844 | NA | VIC Shepparton (Powercor) 66 kV |  |  | FALSE | #N/A | #N/A | #N/A | #N/A | #N/A | #N/A | #N/A | #N/A | #N/A | #N/A
TRUE | VIC | SHTS | Shepparton (Powercor) 66 kV | Powercor | Summer | Coincident_unreconciled | 2031 | POE50 | 22.8592 | NA | VIC Shepparton (Powercor) 66 kV |  |  | FALSE | #N/A | #N/A | #N/A | #N/A | #N/A | #N/A | #N/A | #N/A | #N/A | #N/A
TRUE | VIC | SHTS | Shepparton (Powercor) 66 kV | Powercor | Summer | Coincident_unreconciled | 2031 | POE90 | 24.0875 | NA | VIC Shepparton (Powercor) 66 kV |  |  | FALSE | #N/A | #N/A | #N/A | #N/A | #N/A | #N/A | #N/A | #N/A | #N/A | #N/A
TRUE | VIC | SHTS | Shepparton (Powercor) 66 kV | Powercor | Summer | Non-coincident | 2031 | POE50 | -240.7417 | 300.1213 | VIC Shepparton (Powercor) 66 kV |  |  | FALSE | #N/A | #N/A | #N/A | #N/A | #N/A | #N/A | #N/A | #N/A | #N/A | #N/A
TRUE | VIC | SHTS | Shepparton (Powercor) 66 kV | Powercor | Summer | Non-coincident | 2031 | POE90 | -253.6779 | NA | VIC Shepparton (Powercor) 66 kV |  |  | FALSE | #N/A | #N/A | #N/A | #N/A | #N/A | #N/A | #N/A | #N/A | #N/A | #N/A
TRUE | VIC | SHTS | Shepparton (Powercor) 66 kV | Powercor | Summer | Coincident_unreconciled | 2032 | POE50 | 23.6929 | NA | VIC Shepparton (Powercor) 66 kV |  |  | FALSE | #N/A | #N/A | #N/A | #N/A | #N/A | #N/A | #N/A | #N/A | #N/A | #N/A
TRUE | VIC | SHTS | Shepparton (Powercor) 66 kV | Powercor | Summer | Coincident_unreconciled | 2032 | POE90 | 24.9241 | NA | VIC Shepparton (Powercor) 66 kV |  |  | FALSE | #N/A | #N/A | #N/A | #N/A | #N/A | #N/A | #N/A | #N/A | #N/A | #N/A
TRUE | VIC | SHTS | Shepparton (Powercor) 66 kV | Powercor | Summer | Non-coincident | 2032 | POE50 | -249.5219 | 300.8181 | VIC Shepparton (Powercor) 66 kV |  |  | FALSE | #N/A | #N/A | #N/A | #N/A | #N/A | #N/A | #N/A | #N/A | #N/A | #N/A
TRUE | VIC | SHTS | Shepparton (Powercor) 66 kV | Powercor | Summer | Non-coincident | 2032 | POE90 | -262.4885 | NA | VIC Shepparton (Powercor) 66 kV |  |  | FALSE | #N/A | #N/A | #N/A | #N/A | #N/A | #N/A | #N/A | #N/A | #N/A | #N/A
TRUE | VIC | SHTS | Shepparton (Powercor) 66 kV | Powercor | Summer | Coincident_unreconciled | 2033 | POE50 | 24.37 | NA | VIC Shepparton (Powercor) 66 kV |  |  | FALSE | #N/A | #N/A | #N/A | #N/A | #N/A | #N/A | #N/A | #N/A | #N/A | #N/A
TRUE | VIC | SHTS | Shepparton (Powercor) 66 kV | Powercor | Summer | Coincident_unreconciled | 2033 | POE90 | 25.6041 | NA | VIC Shepparton (Powercor) 66 kV |  |  | FALSE | #N/A | #N/A | #N/A | #N/A | #N/A | #N/A | #N/A | #N/A | #N/A | #N/A
TRUE | VIC | SHTS | Shepparton (Powercor) 66 kV | Powercor | Summer | Non-coincident | 2033 | POE50 | -256.653 | 302.0875 | VIC Shepparton (Powercor) 66 kV |  |  | FALSE | #N/A | #N/A | #N/A | #N/A | #N/A | #N/A | #N/A | #N/A | #N/A | #N/A
TRUE | VIC | SHTS | Shepparton (Powercor) 66 kV | Powercor | Summer | Non-coincident | 2033 | POE90 | -269.6499 | NA | VIC Shepparton (Powercor) 66 kV |  |  | FALSE | #N/A | #N/A | #N/A | #N/A | #N/A | #N/A | #N/A | #N/A | #N/A | #N/A
TRUE | VIC | SHTS | Shepparton (Powercor) 66 kV | Powercor | Summer | Coincident_unreconciled | 2034 | POE50 | 25.0271 | NA | VIC Shepparton (Powercor) 66 kV |  |  | FALSE | #N/A | #N/A | #N/A | #N/A | #N/A | #N/A | #N/A | #N/A | #N/A | #N/A
TRUE | VIC | SHTS | Shepparton (Powercor) 66 kV | Powercor | Summer | Coincident_unreconciled | 2034 | POE90 | 26.264 | NA | VIC Shepparton (Powercor) 66 kV |  |  | FALSE | #N/A | #N/A | #N/A | #N/A | #N/A | #N/A | #N/A | #N/A | #N/A | #N/A
TRUE | VIC | SHTS | Shepparton (Powercor) 66 kV | Powercor | Summer | Non-coincident | 2034 | POE50 | -263.5726 | 303.3585 | VIC Shepparton (Powercor) 66 kV |  |  | FALSE | #N/A | #N/A | #N/A | #N/A | #N/A | #N/A | #N/A | #N/A | #N/A | #N/A
TRUE | VIC | SHTS | Shepparton (Powercor) 66 kV | Powercor | Summer | Non-coincident | 2034 | POE90 | -276.5997 | NA | VIC Shepparton (Powercor) 66 kV |  |  | FALSE | #N/A | #N/A | #N/A | #N/A | #N/A | #N/A | #N/A | #N/A | #N/A | #N/A
TRUE | VIC | SHTS | Shepparton (Powercor) 66 kV | Powercor | Summer | Coincident_unreconciled | 2035 | POE50 | 25.7988 | NA | VIC Shepparton (Powercor) 66 kV |  |  | FALSE | #N/A | #N/A | #N/A | #N/A | #N/A | #N/A | #N/A | #N/A | #N/A | #N/A
TRUE | VIC | SHTS | Shepparton (Powercor) 66 kV | Powercor | Summer | Coincident_unreconciled | 2035 | POE90 | 27.0386 | NA | VIC Shepparton (Powercor) 66 kV |  |  | FALSE | #N/A | #N/A | #N/A | #N/A | #N/A | #N/A | #N/A | #N/A | #N/A | #N/A
TRUE | VIC | SHTS | Shepparton (Powercor) 66 kV | Powercor | Summer | Non-coincident | 2035 | POE50 | -271.7002 | 304.5775 | VIC Shepparton (Powercor) 66 kV |  |  | FALSE | #N/A | #N/A | #N/A | #N/A | #N/A | #N/A | #N/A | #N/A | #N/A | #N/A
TRUE | VIC | SHTS | Shepparton (Powercor) 66 kV | Powercor | Summer | Non-coincident | 2035 | POE90 | -284.7576 | NA | VIC Shepparton (Powercor) 66 kV |  |  | FALSE | #N/A | #N/A | #N/A | #N/A | #N/A | #N/A | #N/A | #N/A | #N/A | #N/A
TRUE | VIC | SHTS | Shepparton (Powercor) 66 kV | Powercor | Summer | Non-coincident | 2025 | BASEYEARPOE10 | NA | 320.9652 | VIC Shepparton (Powercor) 66 kV |  |  | FALSE | #N/A | #N/A | #N/A | #N/A | #N/A | #N/A | #N/A | #N/A | #N/A | #N/A
TRUE | VIC | SHTS | Shepparton (Powercor) 66 kV | Powercor | Summer | Coincident | 2026 | POE10 | NA | 258.3849 | VIC Shepparton (Powercor) 66 kV |  |  | FALSE | #N/A | #N/A | #N/A | #N/A | #N/A | #N/A | #N/A | #N/A | #N/A | #N/A
TRUE | VIC | SHTS | Shepparton (Powercor) 66 kV | Powercor | Summer | Coincident | 2026 | POE50 | NA | 239.5694 | VIC Shepparton (Powercor) 66 kV |  |  | FALSE | #N/A | #N/A | #N/A | #N/A | #N/A | #N/A | #N/A | #N/A | #N/A | #N/A
TRUE | VIC | SHTS | Shepparton (Powercor) 66 kV | Powercor | Summer | Non-coincident | 2026 | POE10 | NA | 335.3582 | VIC Shepparton (Powercor) 66 kV |  |  | FALSE | #N/A | #N/A | #N/A | #N/A | #N/A | #N/A | #N/A | #N/A | #N/A | #N/A
TRUE | VIC | SHTS | Shepparton (Powercor) 66 kV | Powercor | Summer | Coincident | 2027 | POE10 | NA | 251.963 | VIC Shepparton (Powercor) 66 kV |  |  | FALSE | #N/A | #N/A | #N/A | #N/A | #N/A | #N/A | #N/A | #N/A | #N/A | #N/A
TRUE | VIC | SHTS | Shepparton (Powercor) 66 kV | Powercor | Summer | Coincident | 2027 | POE50 | NA | 232.0124 | VIC Shepparton (Powercor) 66 kV |  |  | FALSE | #N/A | #N/A | #N/A | #N/A | #N/A | #N/A | #N/A | #N/A | #N/A | #N/A
TRUE | VIC | SHTS | Shepparton (Powercor) 66 kV | Powercor | Summer | Non-coincident | 2027 | POE10 | NA | 335.1638 | VIC Shepparton (Powercor) 66 kV |  |  | FALSE | #N/A | #N/A | #N/A | #N/A | #N/A | #N/A | #N/A | #N/A | #N/A | #N/A
TRUE | VIC | SHTS | Shepparton (Powercor) 66 kV | Powercor | Summer | Coincident | 2028 | POE10 | NA | 246.6264 | VIC Shepparton (Powercor) 66 kV |  |  | FALSE | #N/A | #N/A | #N/A | #N/A | #N/A | #N/A | #N/A | #N/A | #N/A | #N/A
TRUE | VIC | SHTS | Shepparton (Powercor) 66 kV | Powercor | Summer | Coincident | 2028 | POE50 | NA | 225.4129 | VIC Shepparton (Powercor) 66 kV |  |  | FALSE | #N/A | #N/A | #N/A | #N/A | #N/A | #N/A | #N/A | #N/A | #N/A | #N/A
TRUE | VIC | SHTS | Shepparton (Powercor) 66 kV | Powercor | Summer | Non-coincident | 2028 | POE10 | NA | 336.2628 | VIC Shepparton (Powercor) 66 kV |  |  | FALSE | #N/A | #N/A | #N/A | #N/A | #N/A | #N/A | #N/A | #N/A | #N/A | #N/A
TRUE | VIC | SHTS | Shepparton (Powercor) 66 kV | Powercor | Summer | Coincident | 2029 | POE10 | NA | 242.9795 | VIC Shepparton (Powercor) 66 kV |  |  | FALSE | #N/A | #N/A | #N/A | #N/A | #N/A | #N/A | #N/A | #N/A | #N/A | #N/A
TRUE | VIC | SHTS | Shepparton (Powercor) 66 kV | Powercor | Summer | Coincident | 2029 | POE50 | NA | 222.2369 | VIC Shepparton (Powercor) 66 kV |  |  | FALSE | #N/A | #N/A | #N/A | #N/A | #N/A | #N/A | #N/A | #N/A | #N/A | #N/A
TRUE | VIC | SHTS | Shepparton (Powercor) 66 kV | Powercor | Summer | Non-coincident | 2029 | POE10 | NA | 337.285 | VIC Shepparton (Powercor) 66 kV |  |  | FALSE | #N/A | #N/A | #N/A | #N/A | #N/A | #N/A | #N/A | #N/A | #N/A | #N/A
TRUE | VIC | SHTS | Shepparton (Powercor) 66 kV | Powercor | Summer | Coincident | 2030 | POE10 | NA | 240.2305 | VIC Shepparton (Powercor) 66 kV |  |  | FALSE | #N/A | #N/A | #N/A | #N/A | #N/A | #N/A | #N/A | #N/A | #N/A | #N/A
TRUE | VIC | SHTS | Shepparton (Powercor) 66 kV | Powercor | Summer | Coincident | 2030 | POE50 | NA | 219.0646 | VIC Shepparton (Powercor) 66 kV |  |  | FALSE | #N/A | #N/A | #N/A | #N/A | #N/A | #N/A | #N/A | #N/A | #N/A | #N/A
TRUE | VIC | SHTS | Shepparton (Powercor) 66 kV | Powercor | Summer | Non-coincident | 2030 | POE10 | NA | 338.5702 | VIC Shepparton (Powercor) 66 kV |  |  | FALSE | #N/A | #N/A | #N/A | #N/A | #N/A | #N/A | #N/A | #N/A | #N/A | #N/A
TRUE | VIC | SHTS | Shepparton (Powercor) 66 kV | Powercor | Summer | Coincident | 2031 | POE10 | NA | 234.9288 | VIC Shepparton (Powercor) 66 kV |  |  | FALSE | #N/A | #N/A | #N/A | #N/A | #N/A | #N/A | #N/A | #N/A | #N/A | #N/A
TRUE | VIC | SHTS | Shepparton (Powercor) 66 kV | Powercor | Summer | Coincident | 2031 | POE50 | NA | 215.292 | VIC Shepparton (Powercor) 66 kV |  |  | FALSE | #N/A | #N/A | #N/A | #N/A | #N/A | #N/A | #N/A | #N/A | #N/A | #N/A
TRUE | VIC | SHTS | Shepparton (Powercor) 66 kV | Powercor | Summer | Non-coincident | 2031 | POE10 | NA | 339.9776 | VIC Shepparton (Powercor) 66 kV |  |  | FALSE | #N/A | #N/A | #N/A | #N/A | #N/A | #N/A | #N/A | #N/A | #N/A | #N/A
TRUE | VIC | SHTS | Shepparton (Powercor) 66 kV | Powercor | Summer | Coincident | 2032 | POE10 | NA | 228.7909 | VIC Shepparton (Powercor) 66 kV |  |  | FALSE | #N/A | #N/A | #N/A | #N/A | #N/A | #N/A | #N/A | #N/A | #N/A | #N/A
TRUE | VIC | SHTS | Shepparton (Powercor) 66 kV | Powercor | Summer | Coincident | 2032 | POE50 | NA | 209.2756 | VIC Shepparton (Powercor) 66 kV |  |  | FALSE | #N/A | #N/A | #N/A | #N/A | #N/A | #N/A | #N/A | #N/A | #N/A | #N/A
TRUE | VIC | SHTS | Shepparton (Powercor) 66 kV | Powercor | Summer | Non-coincident | 2032 | POE10 | NA | 341.6145 | VIC Shepparton (Powercor) 66 kV |  |  | FALSE | #N/A | #N/A | #N/A | #N/A | #N/A | #N/A | #N/A | #N/A | #N/A | #N/A
TRUE | VIC | SHTS | Shepparton (Powercor) 66 kV | Powercor | Summer | Coincident | 2033 | POE10 | NA | 224.3333 | VIC Shepparton (Powercor) 66 kV |  |  | FALSE | #N/A | #N/A | #N/A | #N/A | #N/A | #N/A | #N/A | #N/A | #N/A | #N/A
TRUE | VIC | SHTS | Shepparton (Powercor) 66 kV | Powercor | Summer | Coincident | 2033 | POE50 | NA | 203.3164 | VIC Shepparton (Powercor) 66 kV |  |  | FALSE | #N/A | #N/A | #N/A | #N/A | #N/A | #N/A | #N/A | #N/A | #N/A | #N/A
TRUE | VIC | SHTS | Shepparton (Powercor) 66 kV | Powercor | Summer | Non-coincident | 2033 | POE10 | NA | 343.3654 | VIC Shepparton (Powercor) 66 kV |  |  | FALSE | #N/A | #N/A | #N/A | #N/A | #N/A | #N/A | #N/A | #N/A | #N/A | #N/A
TRUE | VIC | SHTS | Shepparton (Powercor) 66 kV | Powercor | Summer | Coincident | 2034 | POE10 | NA | 222.897 | VIC Shepparton (Powercor) 66 kV |  |  | FALSE | #N/A | #N/A | #N/A | #N/A | #N/A | #N/A | #N/A | #N/A | #N/A | #N/A
TRUE | VIC | SHTS | Shepparton (Powercor) 66 kV | Powercor | Summer | Coincident | 2034 | POE50 | NA | 202.2496 | VIC Shepparton (Powercor) 66 kV |  |  | FALSE | #N/A | #N/A | #N/A | #N/A | #N/A | #N/A | #N/A | #N/A | #N/A | #N/A
TRUE | VIC | SHTS | Shepparton (Powercor) 66 kV | Powercor | Summer | Non-coincident | 2034 | POE10 | NA | 345.1101 | VIC Shepparton (Powercor) 66 kV |  |  | FALSE | #N/A | #N/A | #N/A | #N/A | #N/A | #N/A | #N/A | #N/A | #N/A | #N/A
TRUE | VIC | SHTS | Shepparton (Powercor) 66 kV | Powercor | Summer | Coincident | 2035 | POE10 | NA | 222.3781 | VIC Shepparton (Powercor) 66 kV |  |  | FALSE | #N/A | #N/A | #N/A | #N/A | #N/A | #N/A | #N/A | #N/A | #N/A | #N/A
TRUE | VIC | SHTS | Shepparton (Powercor) 66 kV | Powercor | Summer | Coincident | 2035 | POE50 | NA | 201.8319 | VIC Shepparton (Powercor) 66 kV |  |  | FALSE | #N/A | #N/A | #N/A | #N/A | #N/A | #N/A | #N/A | #N/A | #N/A | #N/A
TRUE | VIC | SHTS | Shepparton (Powercor) 66 kV | Powercor | Summer | Non-coincident | 2035 | POE10 | NA | 346.727 | VIC Shepparton (Powercor) 66 kV |  |  | FALSE | #N/A | #N/A | #N/A | #N/A | #N/A | #N/A | #N/A | #N/A | #N/A | #N/A
TRUE | VIC | SHTS | Shepparton (Powercor) 66 kV | Powercor | Winter | Coincident | 2018 | ACTUAL_OPG | NA | 173.1924 | VIC Shepparton (Powercor) 66 kV |  |  | FALSE | #N/A | #N/A | #N/A | #N/A | #N/A | #N/A | #N/A | #N/A | #N/A | #N/A
TRUE | VIC | SHTS | Shepparton (Powercor) 66 kV | Powercor | Winter | Coincident | 2018 | ACTUAL_RAW | NA | 173.1924 | VIC Shepparton (Powercor) 66 kV |  |  | FALSE | #N/A | #N/A | #N/A | #N/A | #N/A | #N/A | #N/A | #N/A | #N/A | #N/A
TRUE | VIC | SHTS | Shepparton (Powercor) 66 kV | Powercor | Winter | Non-coincident | 2018 | ACTUAL_RAW | NA | 188.7454 | VIC Shepparton (Powercor) 66 kV |  |  | FALSE | #N/A | #N/A | #N/A | #N/A | #N/A | #N/A | #N/A | #N/A | #N/A | #N/A
TRUE | VIC | SHTS | Shepparton (Powercor) 66 kV | Powercor | Winter | Non-coincident | 2018 | ACTUAL_OPG | NA | 188.7454 | VIC Shepparton (Powercor) 66 kV |  |  | FALSE | #N/A | #N/A | #N/A | #N/A | #N/A | #N/A | #N/A | #N/A | #N/A | #N/A
TRUE | VIC | SHTS | Shepparton (Powercor) 66 kV | Powercor | Winter | Non-coincident | 2018 | ACTUAL_ADJUSTEDOPG | NA | 188.7454 | VIC Shepparton (Powercor) 66 kV |  |  | FALSE | #N/A | #N/A | #N/A | #N/A | #N/A | #N/A | #N/A | #N/A | #N/A | #N/A
TRUE | VIC | SHTS | Shepparton (Powercor) 66 kV | Powercor | Winter | Coincident | 2019 | ACTUAL_OPG | NA | 182.6525 | VIC Shepparton (Powercor) 66 kV |  |  | FALSE | #N/A | #N/A | #N/A | #N/A | #N/A | #N/A | #N/A | #N/A | #N/A | #N/A
TRUE | VIC | SHTS | Shepparton (Powercor) 66 kV | Powercor | Winter | Coincident | 2019 | ACTUAL_RAW | NA | 182.9085 | VIC Shepparton (Powercor) 66 kV |  |  | FALSE | #N/A | #N/A | #N/A | #N/A | #N/A | #N/A | #N/A | #N/A | #N/A | #N/A
TRUE | VIC | SHTS | Shepparton (Powercor) 66 kV | Powercor | Winter | Non-coincident | 2019 | ACTUAL_RAW | NA | 184.5961 | VIC Shepparton (Powercor) 66 kV |  |  | FALSE | #N/A | #N/A | #N/A | #N/A | #N/A | #N/A | #N/A | #N/A | #N/A | #N/A
TRUE | VIC | SHTS | Shepparton (Powercor) 66 kV | Powercor | Winter | Non-coincident | 2019 | ACTUAL_OPG | NA | 184.3361 | VIC Shepparton (Powercor) 66 kV |  |  | FALSE | #N/A | #N/A | #N/A | #N/A | #N/A | #N/A | #N/A | #N/A | #N/A | #N/A
TRUE | VIC | SHTS | Shepparton (Powercor) 66 kV | Powercor | Winter | Non-coincident | 2019 | ACTUAL_ADJUSTEDOPG | NA | 184.3361 | VIC Shepparton (Powercor) 66 kV |  |  | FALSE | #N/A | #N/A | #N/A | #N/A | #N/A | #N/A | #N/A | #N/A | #N/A | #N/A
TRUE | VIC | SHTS | Shepparton (Powercor) 66 kV | Powercor | Winter | Coincident | 2020 | ACTUAL_OPG | NA | 180.9157 | VIC Shepparton (Powercor) 66 kV |  |  | FALSE | #N/A | #N/A | #N/A | #N/A | #N/A | #N/A | #N/A | #N/A | #N/A | #N/A
TRUE | VIC | SHTS | Shepparton (Powercor) 66 kV | Powercor | Winter | Coincident | 2020 | ACTUAL_RAW | NA | 181.1817 | VIC Shepparton (Powercor) 66 kV |  |  | FALSE | #N/A | #N/A | #N/A | #N/A | #N/A | #N/A | #N/A | #N/A | #N/A | #N/A
TRUE | VIC | SHTS | Shepparton (Powercor) 66 kV | Powercor | Winter | Non-coincident | 2020 | ACTUAL_RAW | NA | 193.2815 | VIC Shepparton (Powercor) 66 kV |  |  | FALSE | #N/A | #N/A | #N/A | #N/A | #N/A | #N/A | #N/A | #N/A | #N/A | #N/A
TRUE | VIC | SHTS | Shepparton (Powercor) 66 kV | Powercor | Winter | Non-coincident | 2020 | ACTUAL_OPG | NA | 195.9769 | VIC Shepparton (Powercor) 66 kV |  |  | FALSE | #N/A | #N/A | #N/A | #N/A | #N/A | #N/A | #N/A | #N/A | #N/A | #N/A
TRUE | VIC | SHTS | Shepparton (Powercor) 66 kV | Powercor | Winter | Non-coincident | 2020 | ACTUAL_ADJUSTEDOPG | NA | 195.9769 | VIC Shepparton (Powercor) 66 kV |  |  | FALSE | #N/A | #N/A | #N/A | #N/A | #N/A | #N/A | #N/A | #N/A | #N/A | #N/A
TRUE | VIC | SHTS | Shepparton (Powercor) 66 kV | Powercor | Winter | Coincident | 2021 | ACTUAL_OPG | NA | 177.8269 | VIC Shepparton (Powercor) 66 kV |  |  | FALSE | #N/A | #N/A | #N/A | #N/A | #N/A | #N/A | #N/A | #N/A | #N/A | #N/A
TRUE | VIC | SHTS | Shepparton (Powercor) 66 kV | Powercor | Winter | Coincident | 2021 | ACTUAL_RAW | NA | 178.0949 | VIC Shepparton (Powercor) 66 kV |  |  | FALSE | #N/A | #N/A | #N/A | #N/A | #N/A | #N/A | #N/A | #N/A | #N/A | #N/A
TRUE | VIC | SHTS | Shepparton (Powercor) 66 kV | Powercor | Winter | Non-coincident | 2021 | ACTUAL_RAW | NA | 193.5725 | VIC Shepparton (Powercor) 66 kV |  |  | FALSE | #N/A | #N/A | #N/A | #N/A | #N/A | #N/A | #N/A | #N/A | #N/A | #N/A
TRUE | VIC | SHTS | Shepparton (Powercor) 66 kV | Powercor | Winter | Non-coincident | 2021 | ACTUAL_OPG | NA | 193.3025 | VIC Shepparton (Powercor) 66 kV |  |  | FALSE | #N/A | #N/A | #N/A | #N/A | #N/A | #N/A | #N/A | #N/A | #N/A | #N/A
TRUE | VIC | SHTS | Shepparton (Powercor) 66 kV | Powercor | Winter | Non-coincident | 2021 | ACTUAL_ADJUSTEDOPG | NA | 193.3025 | VIC Shepparton (Powercor) 66 kV |  |  | FALSE | #N/A | #N/A | #N/A | #N/A | #N/A | #N/A | #N/A | #N/A | #N/A | #N/A
TRUE | VIC | SHTS | Shepparton (Powercor) 66 kV | Powercor | Winter | Coincident | 2022 | ACTUAL_OPG | NA | 194.6356 | VIC Shepparton (Powercor) 66 kV |  |  | FALSE | #N/A | #N/A | #N/A | #N/A | #N/A | #N/A | #N/A | #N/A | #N/A | #N/A
TRUE | VIC | SHTS | Shepparton (Powercor) 66 kV | Powercor | Winter | Coincident | 2022 | ACTUAL_RAW | NA | 195.1216 | VIC Shepparton (Powercor) 66 kV |  |  | FALSE | #N/A | #N/A | #N/A | #N/A | #N/A | #N/A | #N/A | #N/A | #N/A | #N/A
TRUE | VIC | SHTS | Shepparton (Powercor) 66 kV | Powercor | Winter | Non-coincident | 2022 | ACTUAL_RAW | NA | 196.7945 | VIC Shepparton (Powercor) 66 kV |  |  | FALSE | #N/A | #N/A | #N/A | #N/A | #N/A | #N/A | #N/A | #N/A | #N/A | #N/A
TRUE | VIC | SHTS | Shepparton (Powercor) 66 kV | Powercor | Winter | Non-coincident | 2022 | ACTUAL_OPG | NA | 196.5365 | VIC Shepparton (Powercor) 66 kV |  |  | FALSE | #N/A | #N/A | #N/A | #N/A | #N/A | #N/A | #N/A | #N/A | #N/A | #N/A
TRUE | VIC | SHTS | Shepparton (Powercor) 66 kV | Powercor | Winter | Non-coincident | 2022 | ACTUAL_ADJUSTEDOPG | NA | 196.5365 | VIC Shepparton (Powercor) 66 kV |  |  | FALSE | #N/A | #N/A | #N/A | #N/A | #N/A | #N/A | #N/A | #N/A | #N/A | #N/A
TRUE | VIC | SHTS | Shepparton (Powercor) 66 kV | Powercor | Winter | Coincident | 2023 | ACTUAL_OPG | NA | 200.747 | VIC Shepparton (Powercor) 66 kV |  |  | FALSE | #N/A | #N/A | #N/A | #N/A | #N/A | #N/A | #N/A | #N/A | #N/A | #N/A
TRUE | VIC | SHTS | Shepparton (Powercor) 66 kV | Powercor | Winter | Coincident | 2023 | ACTUAL_RAW | NA | 201.291 | VIC Shepparton (Powercor) 66 kV |  |  | FALSE | #N/A | #N/A | #N/A | #N/A | #N/A | #N/A | #N/A | #N/A | #N/A | #N/A
TRUE | VIC | SHTS | Shepparton (Powercor) 66 kV | Powercor | Winter | Non-coincident | 2023 | ACTUAL_RAW | NA | 216.8384 | VIC Shepparton (Powercor) 66 kV |  |  | FALSE | #N/A | #N/A | #N/A | #N/A | #N/A | #N/A | #N/A | #N/A | #N/A | #N/A
TRUE | VIC | SHTS | Shepparton (Powercor) 66 kV | Powercor | Winter | Non-coincident | 2023 | ACTUAL_OPG | NA | 216.5624 | VIC Shepparton (Powercor) 66 kV |  |  | FALSE | #N/A | #N/A | #N/A | #N/A | #N/A | #N/A | #N/A | #N/A | #N/A | #N/A
TRUE | VIC | SHTS | Shepparton (Powercor) 66 kV | Powercor | Winter | Non-coincident | 2023 | ACTUAL_ADJUSTEDOPG | NA | 216.5624 | VIC Shepparton (Powercor) 66 kV |  |  | FALSE | #N/A | #N/A | #N/A | #N/A | #N/A | #N/A | #N/A | #N/A | #N/A | #N/A
TRUE | VIC | SHTS | Shepparton (Powercor) 66 kV | Powercor | Winter | Coincident | 2024 | ACTUAL_OPG | NA | 198.0199 | VIC Shepparton (Powercor) 66 kV |  |  | FALSE | #N/A | #N/A | #N/A | #N/A | #N/A | #N/A | #N/A | #N/A | #N/A | #N/A
TRUE | VIC | SHTS | Shepparton (Powercor) 66 kV | Powercor | Winter | Coincident | 2024 | ACTUAL_RAW | NA | 198.3779 | VIC Shepparton (Powercor) 66 kV |  |  | FALSE | #N/A | #N/A | #N/A | #N/A | #N/A | #N/A | #N/A | #N/A | #N/A | #N/A
TRUE | VIC | SHTS | Shepparton (Powercor) 66 kV | Powercor | Winter | Non-coincident | 2024 | ACTUAL_RAW | NA | 212.5889 | VIC Shepparton (Powercor) 66 kV |  |  | FALSE | #N/A | #N/A | #N/A | #N/A | #N/A | #N/A | #N/A | #N/A | #N/A | #N/A
TRUE | VIC | SHTS | Shepparton (Powercor) 66 kV | Powercor | Winter | Non-coincident | 2024 | ACTUAL_OPG | NA | 213.7449 | VIC Shepparton (Powercor) 66 kV |  |  | FALSE | #N/A | #N/A | #N/A | #N/A | #N/A | #N/A | #N/A | #N/A | #N/A | #N/A
TRUE | VIC | SHTS | Shepparton (Powercor) 66 kV | Powercor | Winter | Non-coincident | 2024 | ACTUAL_ADJUSTEDOPG | NA | 213.7449 | VIC Shepparton (Powercor) 66 kV |  |  | FALSE | #N/A | #N/A | #N/A | #N/A | #N/A | #N/A | #N/A | #N/A | #N/A | #N/A
TRUE | VIC | SHTS | Shepparton (Powercor) 66 kV | Powercor | Winter | Coincident | 2025 | POE10 | NA | 179.6586 | VIC Shepparton (Powercor) 66 kV |  |  | FALSE | #N/A | #N/A | #N/A | #N/A | #N/A | #N/A | #N/A | #N/A | #N/A | #N/A
TRUE | VIC | SHTS | Shepparton (Powercor) 66 kV | Powercor | Winter | Coincident | 2025 | POE50 | NA | 176.3209 | VIC Shepparton (Powercor) 66 kV |  |  | FALSE | #N/A | #N/A | #N/A | #N/A | #N/A | #N/A | #N/A | #N/A | #N/A | #N/A
TRUE | VIC | SHTS | Shepparton (Powercor) 66 kV | Powercor | Winter | Non-coincident | 2025 | ACTUAL_RAW | NA | 205.9535 | VIC Shepparton (Powercor) 66 kV |  |  | FALSE | #N/A | #N/A | #N/A | #N/A | #N/A | #N/A | #N/A | #N/A | #N/A | #N/A
TRUE | VIC | SHTS | Shepparton (Powercor) 66 kV | Powercor | Winter | Non-coincident | 2025 | ACTUAL_ADJUSTEDOPG | NA | 208.1175 | VIC Shepparton (Powercor) 66 kV |  |  | FALSE | #N/A | #N/A | #N/A | #N/A | #N/A | #N/A | #N/A | #N/A | #N/A | #N/A
TRUE | VIC | SHTS | Shepparton (Powercor) 66 kV | Powercor | Winter | Non-coincident | 2025 | BASEYEARPOE50 | NA | 200.5479 | VIC Shepparton (Powercor) 66 kV |  |  | FALSE | #N/A | #N/A | #N/A | #N/A | #N/A | #N/A | #N/A | #N/A | #N/A | #N/A
TRUE | VIC | SHTS | Shepparton (Powercor) 66 kV | Powercor | Winter | Non-coincident | 2025 | BASEYEARPOE10 | NA | 214.3307 | VIC Shepparton (Powercor) 66 kV |  |  | FALSE | #N/A | #N/A | #N/A | #N/A | #N/A | #N/A | #N/A | #N/A | #N/A | #N/A
TRUE | VIC | SHTS | Shepparton (Powercor) 66 kV | Powercor | Winter | Non-coincident | 2025 | POE10 | NA | 218.2395 | VIC Shepparton (Powercor) 66 kV |  |  | FALSE | #N/A | #N/A | #N/A | #N/A | #N/A | #N/A | #N/A | #N/A | #N/A | #N/A
TRUE | VIC | SHTS | Shepparton (Powercor) 66 kV | Powercor | Winter | Non-coincident | 2025 | POE50 | NA | 203.9121 | VIC Shepparton (Powercor) 66 kV |  |  | FALSE | #N/A | #N/A | #N/A | #N/A | #N/A | #N/A | #N/A | #N/A | #N/A | #N/A
TRUE | VIC | SHTS | Shepparton (Powercor) 66 kV | Powercor | Winter | Coincident | 2026 | POE10 | NA | 174.7627 | VIC Shepparton (Powercor) 66 kV |  |  | FALSE | #N/A | #N/A | #N/A | #N/A | #N/A | #N/A | #N/A | #N/A | #N/A | #N/A
TRUE | VIC | SHTS | Shepparton (Powercor) 66 kV | Powercor | Winter | Coincident | 2026 | POE50 | NA | 171.2294 | VIC Shepparton (Powercor) 66 kV |  |  | FALSE | #N/A | #N/A | #N/A | #N/A | #N/A | #N/A | #N/A | #N/A | #N/A | #N/A
TRUE | VIC | SHTS | Shepparton (Powercor) 66 kV | Powercor | Winter | Non-coincident | 2026 | POE10 | NA | 220.0725 | VIC Shepparton (Powercor) 66 kV |  |  | FALSE | #N/A | #N/A | #N/A | #N/A | #N/A | #N/A | #N/A | #N/A | #N/A | #N/A
TRUE | VIC | SHTS | Shepparton (Powercor) 66 kV | Powercor | Winter | Non-coincident | 2026 | POE50 | NA | 205.7113 | VIC Shepparton (Powercor) 66 kV |  |  | FALSE | #N/A | #N/A | #N/A | #N/A | #N/A | #N/A | #N/A | #N/A | #N/A | #N/A
TRUE | VIC | SHTS | Shepparton (Powercor) 66 kV | Powercor | Winter | Coincident | 2027 | POE10 | NA | 168.9855 | VIC Shepparton (Powercor) 66 kV |  |  | FALSE | #N/A | #N/A | #N/A | #N/A | #N/A | #N/A | #N/A | #N/A | #N/A | #N/A
TRUE | VIC | SHTS | Shepparton (Powercor) 66 kV | Powercor | Winter | Coincident | 2027 | POE50 | NA | 165.151 | VIC Shepparton (Powercor) 66 kV |  |  | FALSE | #N/A | #N/A | #N/A | #N/A | #N/A | #N/A | #N/A | #N/A | #N/A | #N/A
TRUE | VIC | SHTS | Shepparton (Powercor) 66 kV | Powercor | Winter | Non-coincident | 2027 | POE10 | NA | 220.6666 | VIC Shepparton (Powercor) 66 kV |  |  | FALSE | #N/A | #N/A | #N/A | #N/A | #N/A | #N/A | #N/A | #N/A | #N/A | #N/A
TRUE | VIC | SHTS | Shepparton (Powercor) 66 kV | Powercor | Winter | Non-coincident | 2027 | POE50 | NA | 206.271 | VIC Shepparton (Powercor) 66 kV |  |  | FALSE | #N/A | #N/A | #N/A | #N/A | #N/A | #N/A | #N/A | #N/A | #N/A | #N/A
TRUE | VIC | SHTS | Shepparton (Powercor) 66 kV | Powercor | Winter | Coincident | 2028 | POE10 | NA | 166.4495 | VIC Shepparton (Powercor) 66 kV |  |  | FALSE | #N/A | #N/A | #N/A | #N/A | #N/A | #N/A | #N/A | #N/A | #N/A | #N/A
TRUE | VIC | SHTS | Shepparton (Powercor) 66 kV | Powercor | Winter | Coincident | 2028 | POE50 | NA | 162.81 | VIC Shepparton (Powercor) 66 kV |  |  | FALSE | #N/A | #N/A | #N/A | #N/A | #N/A | #N/A | #N/A | #N/A | #N/A | #N/A
TRUE | VIC | SHTS | Shepparton (Powercor) 66 kV | Powercor | Winter | Non-coincident | 2028 | POE10 | NA | 221.3602 | VIC Shepparton (Powercor) 66 kV |  |  | FALSE | #N/A | #N/A | #N/A | #N/A | #N/A | #N/A | #N/A | #N/A | #N/A | #N/A
TRUE | VIC | SHTS | Shepparton (Powercor) 66 kV | Powercor | Winter | Non-coincident | 2028 | POE50 | NA | 206.9301 | VIC Shepparton (Powercor) 66 kV |  |  | FALSE | #N/A | #N/A | #N/A | #N/A | #N/A | #N/A | #N/A | #N/A | #N/A | #N/A
TRUE | VIC | SHTS | Shepparton (Powercor) 66 kV | Powercor | Winter | Coincident | 2029 | POE10 | NA | 165.2417 | VIC Shepparton (Powercor) 66 kV |  |  | FALSE | #N/A | #N/A | #N/A | #N/A | #N/A | #N/A | #N/A | #N/A | #N/A | #N/A
TRUE | VIC | SHTS | Shepparton (Powercor) 66 kV | Powercor | Winter | Coincident | 2029 | POE50 | NA | 161.6957 | VIC Shepparton (Powercor) 66 kV |  |  | FALSE | #N/A | #N/A | #N/A | #N/A | #N/A | #N/A | #N/A | #N/A | #N/A | #N/A
TRUE | VIC | SHTS | Shepparton (Powercor) 66 kV | Powercor | Winter | Non-coincident | 2029 | POE10 | NA | 222.2138 | VIC Shepparton (Powercor) 66 kV |  |  | FALSE | #N/A | #N/A | #N/A | #N/A | #N/A | #N/A | #N/A | #N/A | #N/A | #N/A
TRUE | VIC | SHTS | Shepparton (Powercor) 66 kV | Powercor | Winter | Non-coincident | 2029 | POE50 | NA | 207.7492 | VIC Shepparton (Powercor) 66 kV |  |  | FALSE | #N/A | #N/A | #N/A | #N/A | #N/A | #N/A | #N/A | #N/A | #N/A | #N/A
TRUE | VIC | SHTS | Shepparton (Powercor) 66 kV | Powercor | Winter | Coincident | 2030 | POE10 | NA | 163.7625 | VIC Shepparton (Powercor) 66 kV |  |  | FALSE | #N/A | #N/A | #N/A | #N/A | #N/A | #N/A | #N/A | #N/A | #N/A | #N/A
TRUE | VIC | SHTS | Shepparton (Powercor) 66 kV | Powercor | Winter | Coincident | 2030 | POE50 | NA | 160.2241 | VIC Shepparton (Powercor) 66 kV |  |  | FALSE | #N/A | #N/A | #N/A | #N/A | #N/A | #N/A | #N/A | #N/A | #N/A | #N/A
TRUE | VIC | SHTS | Shepparton (Powercor) 66 kV | Powercor | Winter | Non-coincident | 2030 | POE10 | NA | 223.2085 | VIC Shepparton (Powercor) 66 kV |  |  | FALSE | #N/A | #N/A | #N/A | #N/A | #N/A | #N/A | #N/A | #N/A | #N/A | #N/A
TRUE | VIC | SHTS | Shepparton (Powercor) 66 kV | Powercor | Winter | Non-coincident | 2030 | POE50 | NA | 208.7095 | VIC Shepparton (Powercor) 66 kV |  |  | FALSE | #N/A | #N/A | #N/A | #N/A | #N/A | #N/A | #N/A | #N/A | #N/A | #N/A
TRUE | VIC | SHTS | Shepparton (Powercor) 66 kV | Powercor | Winter | Coincident | 2031 | POE10 | NA | 162.5625 | VIC Shepparton (Powercor) 66 kV |  |  | FALSE | #N/A | #N/A | #N/A | #N/A | #N/A | #N/A | #N/A | #N/A | #N/A | #N/A
TRUE | VIC | SHTS | Shepparton (Powercor) 66 kV | Powercor | Winter | Coincident | 2031 | POE50 | NA | 159.0669 | VIC Shepparton (Powercor) 66 kV |  |  | FALSE | #N/A | #N/A | #N/A | #N/A | #N/A | #N/A | #N/A | #N/A | #N/A | #N/A
TRUE | VIC | SHTS | Shepparton (Powercor) 66 kV | Powercor | Winter | Non-coincident | 2031 | POE10 | NA | 224.2274 | VIC Shepparton (Powercor) 66 kV |  |  | FALSE | #N/A | #N/A | #N/A | #N/A | #N/A | #N/A | #N/A | #N/A | #N/A | #N/A
TRUE | VIC | SHTS | Shepparton (Powercor) 66 kV | Powercor | Winter | Non-coincident | 2031 | POE50 | NA | 209.694 | VIC Shepparton (Powercor) 66 kV |  |  | FALSE | #N/A | #N/A | #N/A | #N/A | #N/A | #N/A | #N/A | #N/A | #N/A | #N/A
TRUE | VIC | SHTS | Shepparton (Powercor) 66 kV | Powercor | Winter | Coincident | 2032 | POE10 | NA | 160.0493 | VIC Shepparton (Powercor) 66 kV |  |  | FALSE | #N/A | #N/A | #N/A | #N/A | #N/A | #N/A | #N/A | #N/A | #N/A | #N/A
TRUE | VIC | SHTS | Shepparton (Powercor) 66 kV | Powercor | Winter | Coincident | 2032 | POE50 | NA | 156.3229 | VIC Shepparton (Powercor) 66 kV |  |  | FALSE | #N/A | #N/A | #N/A | #N/A | #N/A | #N/A | #N/A | #N/A | #N/A | #N/A
TRUE | VIC | SHTS | Shepparton (Powercor) 66 kV | Powercor | Winter | Non-coincident | 2032 | POE10 | NA | 225.26 | VIC Shepparton (Powercor) 66 kV |  |  | FALSE | #N/A | #N/A | #N/A | #N/A | #N/A | #N/A | #N/A | #N/A | #N/A | #N/A
TRUE | VIC | SHTS | Shepparton (Powercor) 66 kV | Powercor | Winter | Non-coincident | 2032 | POE50 | NA | 210.6926 | VIC Shepparton (Powercor) 66 kV |  |  | FALSE | #N/A | #N/A | #N/A | #N/A | #N/A | #N/A | #N/A | #N/A | #N/A | #N/A
TRUE | VIC | SHTS | Shepparton (Powercor) 66 kV | Powercor | Winter | Coincident | 2033 | POE10 | NA | 156.8527 | VIC Shepparton (Powercor) 66 kV |  |  | FALSE | #N/A | #N/A | #N/A | #N/A | #N/A | #N/A | #N/A | #N/A | #N/A | #N/A
TRUE | VIC | SHTS | Shepparton (Powercor) 66 kV | Powercor | Winter | Coincident | 2033 | POE50 | NA | 153.2297 | VIC Shepparton (Powercor) 66 kV |  |  | FALSE | #N/A | #N/A | #N/A | #N/A | #N/A | #N/A | #N/A | #N/A | #N/A | #N/A
TRUE | VIC | SHTS | Shepparton (Powercor) 66 kV | Powercor | Winter | Non-coincident | 2033 | POE10 | NA | 226.2507 | VIC Shepparton (Powercor) 66 kV |  |  | FALSE | #N/A | #N/A | #N/A | #N/A | #N/A | #N/A | #N/A | #N/A | #N/A | #N/A
TRUE | VIC | SHTS | Shepparton (Powercor) 66 kV | Powercor | Winter | Non-coincident | 2033 | POE50 | NA | 211.6492 | VIC Shepparton (Powercor) 66 kV |  |  | FALSE | #N/A | #N/A | #N/A | #N/A | #N/A | #N/A | #N/A | #N/A | #N/A | #N/A
TRUE | VIC | SHTS | Shepparton (Powercor) 66 kV | Powercor | Winter | Coincident | 2034 | POE10 | NA | 156.4511 | VIC Shepparton (Powercor) 66 kV |  |  | FALSE | #N/A | #N/A | #N/A | #N/A | #N/A | #N/A | #N/A | #N/A | #N/A | #N/A
TRUE | VIC | SHTS | Shepparton (Powercor) 66 kV | Powercor | Winter | Coincident | 2034 | POE50 | NA | 152.93 | VIC Shepparton (Powercor) 66 kV |  |  | FALSE | #N/A | #N/A | #N/A | #N/A | #N/A | #N/A | #N/A | #N/A | #N/A | #N/A
TRUE | VIC | SHTS | Shepparton (Powercor) 66 kV | Powercor | Winter | Non-coincident | 2034 | POE10 | NA | 227.1827 | VIC Shepparton (Powercor) 66 kV |  |  | FALSE | #N/A | #N/A | #N/A | #N/A | #N/A | #N/A | #N/A | #N/A | #N/A | #N/A
TRUE | VIC | SHTS | Shepparton (Powercor) 66 kV | Powercor | Winter | Non-coincident | 2034 | POE50 | NA | 212.5473 | VIC Shepparton (Powercor) 66 kV |  |  | FALSE | #N/A | #N/A | #N/A | #N/A | #N/A | #N/A | #N/A | #N/A | #N/A | #N/A
TRUE | VIC | SMTS | South Morang (Jemena) 66 kV | Jemena | Shoulder | Coincident | 2019 | ACTUAL_OPG | 22.5678 | NA | VIC South Morang (Jemena) 66 kV |  |  | FALSE | #N/A | #N/A | #N/A | #N/A | #N/A | #N/A | #N/A | #N/A | #N/A | #N/A
TRUE | VIC | SMTS | South Morang (Jemena) 66 kV | Jemena | Shoulder | Coincident | 2019 | ACTUAL_RAW | 22.7734 | NA | VIC South Morang (Jemena) 66 kV |  |  | FALSE | #N/A | #N/A | #N/A | #N/A | #N/A | #N/A | #N/A | #N/A | #N/A | #N/A
TRUE | VIC | SMTS | South Morang (Jemena) 66 kV | Jemena | Shoulder | Non-coincident | 2019 | ACTUAL_RAW | -119.673 | NA | VIC South Morang (Jemena) 66 kV |  |  | FALSE | #N/A | #N/A | #N/A | #N/A | #N/A | #N/A | #N/A | #N/A | #N/A | #N/A
TRUE | VIC | SMTS | South Morang (Jemena) 66 kV | Jemena | Shoulder | Non-coincident | 2019 | ACTUAL_OPG | 18.4653 | NA | VIC South Morang (Jemena) 66 kV |  |  | FALSE | #N/A | #N/A | #N/A | #N/A | #N/A | #N/A | #N/A | #N/A | #N/A | #N/A
TRUE | VIC | SMTS | South Morang (Jemena) 66 kV | Jemena | Shoulder | Non-coincident | 2019 | ACTUAL_ADJUSTEDOPG | 18.4653 | NA | VIC South Morang (Jemena) 66 kV |  |  | FALSE | #N/A | #N/A | #N/A | #N/A | #N/A | #N/A | #N/A | #N/A | #N/A | #N/A
TRUE | VIC | SMTS | South Morang (Jemena) 66 kV | Jemena | Shoulder | Coincident | 2020 | ACTUAL_OPG | 17.6328 | NA | VIC South Morang (Jemena) 66 kV |  |  | FALSE | #N/A | #N/A | #N/A | #N/A | #N/A | #N/A | #N/A | #N/A | #N/A | #N/A
TRUE | VIC | SMTS | South Morang (Jemena) 66 kV | Jemena | Shoulder | Coincident | 2020 | ACTUAL_RAW | 17.8425 | NA | VIC South Morang (Jemena) 66 kV |  |  | FALSE | #N/A | #N/A | #N/A | #N/A | #N/A | #N/A | #N/A | #N/A | #N/A | #N/A
TRUE | VIC | SMTS | South Morang (Jemena) 66 kV | Jemena | Shoulder | Non-coincident | 2020 | ACTUAL_RAW | -91.4411 | NA | VIC South Morang (Jemena) 66 kV |  |  | FALSE | #N/A | #N/A | #N/A | #N/A | #N/A | #N/A | #N/A | #N/A | #N/A | #N/A
TRUE | VIC | SMTS | South Morang (Jemena) 66 kV | Jemena | Shoulder | Non-coincident | 2020 | ACTUAL_OPG | 16.8059 | NA | VIC South Morang (Jemena) 66 kV |  |  | FALSE | #N/A | #N/A | #N/A | #N/A | #N/A | #N/A | #N/A | #N/A | #N/A | #N/A
TRUE | VIC | SMTS | South Morang (Jemena) 66 kV | Jemena | Shoulder | Non-coincident | 2020 | ACTUAL_ADJUSTEDOPG | 16.8059 | NA | VIC South Morang (Jemena) 66 kV |  |  | FALSE | #N/A | #N/A | #N/A | #N/A | #N/A | #N/A | #N/A | #N/A | #N/A | #N/A
TRUE | VIC | SMTS | South Morang (Jemena) 66 kV | Jemena | Shoulder | Coincident | 2021 | ACTUAL_OPG | 13.8685 | NA | VIC South Morang (Jemena) 66 kV |  |  | FALSE | #N/A | #N/A | #N/A | #N/A | #N/A | #N/A | #N/A | #N/A | #N/A | #N/A
TRUE | VIC | SMTS | South Morang (Jemena) 66 kV | Jemena | Shoulder | Coincident | 2021 | ACTUAL_RAW | 14.0966 | NA | VIC South Morang (Jemena) 66 kV |  |  | FALSE | #N/A | #N/A | #N/A | #N/A | #N/A | #N/A | #N/A | #N/A | #N/A | #N/A
TRUE | VIC | SMTS | South Morang (Jemena) 66 kV | Jemena | Shoulder | Non-coincident | 2021 | ACTUAL_RAW | -116.3579 | NA | VIC South Morang (Jemena) 66 kV |  |  | FALSE | #N/A | #N/A | #N/A | #N/A | #N/A | #N/A | #N/A | #N/A | #N/A | #N/A
TRUE | VIC | SMTS | South Morang (Jemena) 66 kV | Jemena | Shoulder | Non-coincident | 2021 | ACTUAL_OPG | 11.9339 | NA | VIC South Morang (Jemena) 66 kV |  |  | FALSE | #N/A | #N/A | #N/A | #N/A | #N/A | #N/A | #N/A | #N/A | #N/A | #N/A
TRUE | VIC | SMTS | South Morang (Jemena) 66 kV | Jemena | Shoulder | Non-coincident | 2021 | ACTUAL_ADJUSTEDOPG | 11.9339 | NA | VIC South Morang (Jemena) 66 kV |  |  | FALSE | #N/A | #N/A | #N/A | #N/A | #N/A | #N/A | #N/A | #N/A | #N/A | #N/A
TRUE | VIC | SMTS | South Morang (Jemena) 66 kV | Jemena | Shoulder | Coincident | 2022 | ACTUAL_OPG | 4.0484 | NA | VIC South Morang (Jemena) 66 kV |  |  | FALSE | #N/A | #N/A | #N/A | #N/A | #N/A | #N/A | #N/A | #N/A | #N/A | #N/A
TRUE | VIC | SMTS | South Morang (Jemena) 66 kV | Jemena | Shoulder | Coincident | 2022 | ACTUAL_RAW | 4.2229 | NA | VIC South Morang (Jemena) 66 kV |  |  | FALSE | #N/A | #N/A | #N/A | #N/A | #N/A | #N/A | #N/A | #N/A | #N/A | #N/A
TRUE | VIC | SMTS | South Morang (Jemena) 66 kV | Jemena | Shoulder | Non-coincident | 2022 | ACTUAL_RAW | -114.2306 | NA | VIC South Morang (Jemena) 66 kV |  |  | FALSE | #N/A | #N/A | #N/A | #N/A | #N/A | #N/A | #N/A | #N/A | #N/A | #N/A
TRUE | VIC | SMTS | South Morang (Jemena) 66 kV | Jemena | Shoulder | Non-coincident | 2022 | ACTUAL_OPG | 3.7724 | NA | VIC South Morang (Jemena) 66 kV |  |  | FALSE | #N/A | #N/A | #N/A | #N/A | #N/A | #N/A | #N/A | #N/A | #N/A | #N/A
TRUE | VIC | SMTS | South Morang (Jemena) 66 kV | Jemena | Shoulder | Non-coincident | 2022 | ACTUAL_ADJUSTEDOPG | 3.7724 | NA | VIC South Morang (Jemena) 66 kV |  |  | FALSE | #N/A | #N/A | #N/A | #N/A | #N/A | #N/A | #N/A | #N/A | #N/A | #N/A
TRUE | VIC | SMTS | South Morang (Jemena) 66 kV | Jemena | Shoulder | Coincident | 2023 | ACTUAL_OPG | 4.0624 | NA | VIC South Morang (Jemena) 66 kV |  |  | FALSE | #N/A | #N/A | #N/A | #N/A | #N/A | #N/A | #N/A | #N/A | #N/A | #N/A
TRUE | VIC | SMTS | South Morang (Jemena) 66 kV | Jemena | Shoulder | Coincident | 2023 | ACTUAL_RAW | 4.3482 | NA | VIC South Morang (Jemena) 66 kV |  |  | FALSE | #N/A | #N/A | #N/A | #N/A | #N/A | #N/A | #N/A | #N/A | #N/A | #N/A
TRUE | VIC | SMTS | South Morang (Jemena) 66 kV | Jemena | Shoulder | Non-coincident | 2023 | ACTUAL_RAW | -122.6472 | NA | VIC South Morang (Jemena) 66 kV |  |  | FALSE | #N/A | #N/A | #N/A | #N/A | #N/A | #N/A | #N/A | #N/A | #N/A | #N/A
TRUE | VIC | SMTS | South Morang (Jemena) 66 kV | Jemena | Shoulder | Non-coincident | 2023 | ACTUAL_OPG | 3.3239 | NA | VIC South Morang (Jemena) 66 kV |  |  | FALSE | #N/A | #N/A | #N/A | #N/A | #N/A | #N/A | #N/A | #N/A | #N/A | #N/A
TRUE | VIC | SMTS | South Morang (Jemena) 66 kV | Jemena | Shoulder | Non-coincident | 2023 | ACTUAL_ADJUSTEDOPG | 3.3239 | NA | VIC South Morang (Jemena) 66 kV |  |  | FALSE | #N/A | #N/A | #N/A | #N/A | #N/A | #N/A | #N/A | #N/A | #N/A | #N/A
TRUE | VIC | SMTS | South Morang (Jemena) 66 kV | Jemena | Shoulder | Coincident | 2024 | ACTUAL_OPG | 1.7876 | NA | VIC South Morang (Jemena) 66 kV |  |  | FALSE | #N/A | #N/A | #N/A | #N/A | #N/A | #N/A | #N/A | #N/A | #N/A | #N/A
TRUE | VIC | SMTS | South Morang (Jemena) 66 kV | Jemena | Shoulder | Coincident | 2024 | ACTUAL_RAW | 1.9877 | NA | VIC South Morang (Jemena) 66 kV |  |  | FALSE | #N/A | #N/A | #N/A | #N/A | #N/A | #N/A | #N/A | #N/A | #N/A | #N/A
TRUE | VIC | SMTS | South Morang (Jemena) 66 kV | Jemena | Shoulder | Non-coincident | 2024 | ACTUAL_RAW | -100.1482 | NA | VIC South Morang (Jemena) 66 kV |  |  | FALSE | #N/A | #N/A | #N/A | #N/A | #N/A | #N/A | #N/A | #N/A | #N/A | #N/A
TRUE | VIC | SMTS | South Morang (Jemena) 66 kV | Jemena | Shoulder | Non-coincident | 2024 | ACTUAL_OPG | 0.69269 | NA | VIC South Morang (Jemena) 66 kV |  |  | FALSE | #N/A | #N/A | #N/A | #N/A | #N/A | #N/A | #N/A | #N/A | #N/A | #N/A
TRUE | VIC | SMTS | South Morang (Jemena) 66 kV | Jemena | Shoulder | Non-coincident | 2024 | ACTUAL_ADJUSTEDOPG | 0.69269 | NA | VIC South Morang (Jemena) 66 kV |  |  | FALSE | #N/A | #N/A | #N/A | #N/A | #N/A | #N/A | #N/A | #N/A | #N/A | #N/A
TRUE | VIC | SMTS | South Morang (Jemena) 66 kV | Jemena | Shoulder | Coincident | 2025 | ACTUAL_OPG | 1.7675 | NA | VIC South Morang (Jemena) 66 kV |  |  | FALSE | #N/A | #N/A | #N/A | #N/A | #N/A | #N/A | #N/A | #N/A | #N/A | #N/A
TRUE | VIC | SMTS | South Morang (Jemena) 66 kV | Jemena | Shoulder | Coincident | 2025 | ACTUAL_RAW | 2.0893 | NA | VIC South Morang (Jemena) 66 kV |  |  | FALSE | #N/A | #N/A | #N/A | #N/A | #N/A | #N/A | #N/A | #N/A | #N/A | #N/A
TRUE | VIC | SMTS | South Morang (Jemena) 66 kV | Jemena | Shoulder | Non-coincident | 2025 | ACTUAL_RAW | -120.3257 | NA | VIC South Morang (Jemena) 66 kV |  |  | FALSE | #N/A | #N/A | #N/A | #N/A | #N/A | #N/A | #N/A | #N/A | #N/A | #N/A
TRUE | VIC | SMTS | South Morang (Jemena) 66 kV | Jemena | Shoulder | Non-coincident | 2025 | ACTUAL_OPG | 1.0623 | NA | VIC South Morang (Jemena) 66 kV |  |  | FALSE | #N/A | #N/A | #N/A | #N/A | #N/A | #N/A | #N/A | #N/A | #N/A | #N/A
TRUE | VIC | SMTS | South Morang (Jemena) 66 kV | Jemena | Shoulder | Non-coincident | 2025 | ACTUAL_ADJUSTEDOPG | 1.0623 | NA | VIC South Morang (Jemena) 66 kV |  |  | FALSE | #N/A | #N/A | #N/A | #N/A | #N/A | #N/A | #N/A | #N/A | #N/A | #N/A
TRUE | VIC | SMTS | South Morang (Jemena) 66 kV | Jemena | Shoulder | Non-coincident | 2025 | BASEYEARPOE90 | -35.2455 | NA | VIC South Morang (Jemena) 66 kV |  |  | FALSE | #N/A | #N/A | #N/A | #N/A | #N/A | #N/A | #N/A | #N/A | #N/A | #N/A
TRUE | VIC | SMTS | South Morang (Jemena) 66 kV | Jemena | Shoulder | Non-coincident | 2025 | BASEYEARPOE50 | -32.294 | NA | VIC South Morang (Jemena) 66 kV |  |  | FALSE | #N/A | #N/A | #N/A | #N/A | #N/A | #N/A | #N/A | #N/A | #N/A | #N/A
TRUE | VIC | SMTS | South Morang (Jemena) 66 kV | Jemena | Shoulder | Coincident_unreconciled | 2026 | POE50 | 4.761 | NA | VIC South Morang (Jemena) 66 kV |  |  | FALSE | #N/A | #N/A | #N/A | #N/A | #N/A | #N/A | #N/A | #N/A | #N/A | #N/A
TRUE | VIC | SMTS | South Morang (Jemena) 66 kV | Jemena | Shoulder | Coincident_unreconciled | 2026 | POE90 | 5.08 | NA | VIC South Morang (Jemena) 66 kV |  |  | FALSE | #N/A | #N/A | #N/A | #N/A | #N/A | #N/A | #N/A | #N/A | #N/A | #N/A
TRUE | VIC | SMTS | South Morang (Jemena) 66 kV | Jemena | Shoulder | Non-coincident | 2026 | POE90 | -130 | NA | VIC South Morang (Jemena) 66 kV |  |  | FALSE | #N/A | #N/A | #N/A | #N/A | #N/A | #N/A | #N/A | #N/A | #N/A | #N/A
TRUE | VIC | SMTS | South Morang (Jemena) 66 kV | Jemena | Shoulder | Non-coincident | 2026 | POE50 | -125 | NA | VIC South Morang (Jemena) 66 kV |  |  | FALSE | #N/A | #N/A | #N/A | #N/A | #N/A | #N/A | #N/A | #N/A | #N/A | #N/A
TRUE | VIC | SMTS | South Morang (Jemena) 66 kV | Jemena | Shoulder | Coincident_unreconciled | 2027 | POE50 | 5.0339 | NA | VIC South Morang (Jemena) 66 kV |  |  | FALSE | #N/A | #N/A | #N/A | #N/A | #N/A | #N/A | #N/A | #N/A | #N/A | #N/A
TRUE | VIC | SMTS | South Morang (Jemena) 66 kV | Jemena | Shoulder | Coincident_unreconciled | 2027 | POE90 | 5.3556 | NA | VIC South Morang (Jemena) 66 kV |  |  | FALSE | #N/A | #N/A | #N/A | #N/A | #N/A | #N/A | #N/A | #N/A | #N/A | #N/A
TRUE | VIC | SMTS | South Morang (Jemena) 66 kV | Jemena | Shoulder | Non-coincident | 2027 | POE90 | -132 | NA | VIC South Morang (Jemena) 66 kV |  |  | FALSE | #N/A | #N/A | #N/A | #N/A | #N/A | #N/A | #N/A | #N/A | #N/A | #N/A
TRUE | VIC | SMTS | South Morang (Jemena) 66 kV | Jemena | Shoulder | Non-coincident | 2027 | POE50 | -127 | NA | VIC South Morang (Jemena) 66 kV |  |  | FALSE | #N/A | #N/A | #N/A | #N/A | #N/A | #N/A | #N/A | #N/A | #N/A | #N/A
TRUE | VIC | SMTS | South Morang (Jemena) 66 kV | Jemena | Shoulder | Coincident_unreconciled | 2028 | POE50 | 5.2306 | NA | VIC South Morang (Jemena) 66 kV |  |  | FALSE | #N/A | #N/A | #N/A | #N/A | #N/A | #N/A | #N/A | #N/A | #N/A | #N/A
TRUE | VIC | SMTS | South Morang (Jemena) 66 kV | Jemena | Shoulder | Coincident_unreconciled | 2028 | POE90 | 5.5552 | NA | VIC South Morang (Jemena) 66 kV |  |  | FALSE | #N/A | #N/A | #N/A | #N/A | #N/A | #N/A | #N/A | #N/A | #N/A | #N/A
TRUE | VIC | SMTS | South Morang (Jemena) 66 kV | Jemena | Shoulder | Non-coincident | 2028 | POE90 | -134 | NA | VIC South Morang (Jemena) 66 kV |  |  | FALSE | #N/A | #N/A | #N/A | #N/A | #N/A | #N/A | #N/A | #N/A | #N/A | #N/A
TRUE | VIC | SMTS | South Morang (Jemena) 66 kV | Jemena | Shoulder | Non-coincident | 2028 | POE50 | -129 | NA | VIC South Morang (Jemena) 66 kV |  |  | FALSE | #N/A | #N/A | #N/A | #N/A | #N/A | #N/A | #N/A | #N/A | #N/A | #N/A
TRUE | VIC | SMTS | South Morang (Jemena) 66 kV | Jemena | Shoulder | Coincident_unreconciled | 2029 | POE50 | 5.4612 | NA | VIC South Morang (Jemena) 66 kV |  |  | FALSE | #N/A | #N/A | #N/A | #N/A | #N/A | #N/A | #N/A | #N/A | #N/A | #N/A
TRUE | VIC | SMTS | South Morang (Jemena) 66 kV | Jemena | Shoulder | Coincident_unreconciled | 2029 | POE90 | 5.7885 | NA | VIC South Morang (Jemena) 66 kV |  |  | FALSE | #N/A | #N/A | #N/A | #N/A | #N/A | #N/A | #N/A | #N/A | #N/A | #N/A
TRUE | VIC | SMTS | South Morang (Jemena) 66 kV | Jemena | Shoulder | Non-coincident | 2029 | POE90 | -136 | NA | VIC South Morang (Jemena) 66 kV |  |  | FALSE | #N/A | #N/A | #N/A | #N/A | #N/A | #N/A | #N/A | #N/A | #N/A | #N/A
TRUE | VIC | SMTS | South Morang (Jemena) 66 kV | Jemena | Shoulder | Non-coincident | 2029 | POE50 | -131 | NA | VIC South Morang (Jemena) 66 kV |  |  | FALSE | #N/A | #N/A | #N/A | #N/A | #N/A | #N/A | #N/A | #N/A | #N/A | #N/A
TRUE | VIC | SMTS | South Morang (Jemena) 66 kV | Jemena | Shoulder | Coincident_unreconciled | 2030 | POE50 | 5.6911 | NA | VIC South Morang (Jemena) 66 kV |  |  | FALSE | #N/A | #N/A | #N/A | #N/A | #N/A | #N/A | #N/A | #N/A | #N/A | #N/A
TRUE | VIC | SMTS | South Morang (Jemena) 66 kV | Jemena | Shoulder | Coincident_unreconciled | 2030 | POE90 | 6.0211 | NA | VIC South Morang (Jemena) 66 kV |  |  | FALSE | #N/A | #N/A | #N/A | #N/A | #N/A | #N/A | #N/A | #N/A | #N/A | #N/A
TRUE | VIC | SMTS | South Morang (Jemena) 66 kV | Jemena | Shoulder | Non-coincident | 2030 | POE90 | -138 | NA | VIC South Morang (Jemena) 66 kV |  |  | FALSE | #N/A | #N/A | #N/A | #N/A | #N/A | #N/A | #N/A | #N/A | #N/A | #N/A
TRUE | VIC | SMTS | South Morang (Jemena) 66 kV | Jemena | Shoulder | Non-coincident | 2030 | POE50 | -133 | NA | VIC South Morang (Jemena) 66 kV |  |  | FALSE | #N/A | #N/A | #N/A | #N/A | #N/A | #N/A | #N/A | #N/A | #N/A | #N/A
TRUE | VIC | SMTS | South Morang (Jemena) 66 kV | Jemena | Shoulder | Coincident_unreconciled | 2031 | POE50 | 5.9262 | NA | VIC South Morang (Jemena) 66 kV |  |  | FALSE | #N/A | #N/A | #N/A | #N/A | #N/A | #N/A | #N/A | #N/A | #N/A | #N/A
TRUE | VIC | SMTS | South Morang (Jemena) 66 kV | Jemena | Shoulder | Coincident_unreconciled | 2031 | POE90 | 6.259 | NA | VIC South Morang (Jemena) 66 kV |  |  | FALSE | #N/A | #N/A | #N/A | #N/A | #N/A | #N/A | #N/A | #N/A | #N/A | #N/A
TRUE | VIC | SMTS | South Morang (Jemena) 66 kV | Jemena | Shoulder | Non-coincident | 2031 | POE90 | -140 | NA | VIC South Morang (Jemena) 66 kV |  |  | FALSE | #N/A | #N/A | #N/A | #N/A | #N/A | #N/A | #N/A | #N/A | #N/A | #N/A
TRUE | VIC | SMTS | South Morang (Jemena) 66 kV | Jemena | Shoulder | Non-coincident | 2031 | POE50 | -135 | NA | VIC South Morang (Jemena) 66 kV |  |  | FALSE | #N/A | #N/A | #N/A | #N/A | #N/A | #N/A | #N/A | #N/A | #N/A | #N/A
TRUE | VIC | SMTS | South Morang (Jemena) 66 kV | Jemena | Shoulder | Coincident_unreconciled | 2032 | POE50 | 6.0576 | NA | VIC South Morang (Jemena) 66 kV |  |  | FALSE | #N/A | #N/A | #N/A | #N/A | #N/A | #N/A | #N/A | #N/A | #N/A | #N/A
TRUE | VIC | SMTS | South Morang (Jemena) 66 kV | Jemena | Shoulder | Coincident_unreconciled | 2032 | POE90 | 6.3933 | NA | VIC South Morang (Jemena) 66 kV |  |  | FALSE | #N/A | #N/A | #N/A | #N/A | #N/A | #N/A | #N/A | #N/A | #N/A | #N/A
TRUE | VIC | SMTS | South Morang (Jemena) 66 kV | Jemena | Shoulder | Non-coincident | 2032 | POE90 | -142 | NA | VIC South Morang (Jemena) 66 kV |  |  | FALSE | #N/A | #N/A | #N/A | #N/A | #N/A | #N/A | #N/A | #N/A | #N/A | #N/A
TRUE | VIC | SMTS | South Morang (Jemena) 66 kV | Jemena | Shoulder | Non-coincident | 2032 | POE50 | -137 | NA | VIC South Morang (Jemena) 66 kV |  |  | FALSE | #N/A | #N/A | #N/A | #N/A | #N/A | #N/A | #N/A | #N/A | #N/A | #N/A
TRUE | VIC | SMTS | South Morang (Jemena) 66 kV | Jemena | Shoulder | Coincident_unreconciled | 2033 | POE50 | 6.115 | NA | VIC South Morang (Jemena) 66 kV |  |  | FALSE | #N/A | #N/A | #N/A | #N/A | #N/A | #N/A | #N/A | #N/A | #N/A | #N/A
TRUE | VIC | SMTS | South Morang (Jemena) 66 kV | Jemena | Shoulder | Coincident_unreconciled | 2033 | POE90 | 6.4537 | NA | VIC South Morang (Jemena) 66 kV |  |  | FALSE | #N/A | #N/A | #N/A | #N/A | #N/A | #N/A | #N/A | #N/A | #N/A | #N/A
TRUE | VIC | SMTS | South Morang (Jemena) 66 kV | Jemena | Shoulder | Non-coincident | 2033 | POE90 | -144 | NA | VIC South Morang (Jemena) 66 kV |  |  | FALSE | #N/A | #N/A | #N/A | #N/A | #N/A | #N/A | #N/A | #N/A | #N/A | #N/A
TRUE | VIC | SMTS | South Morang (Jemena) 66 kV | Jemena | Shoulder | Non-coincident | 2033 | POE50 | -139 | NA | VIC South Morang (Jemena) 66 kV |  |  | FALSE | #N/A | #N/A | #N/A | #N/A | #N/A | #N/A | #N/A | #N/A | #N/A | #N/A
TRUE | VIC | SMTS | South Morang (Jemena) 66 kV | Jemena | Shoulder | Coincident_unreconciled | 2034 | POE50 | 6.1556 | NA | VIC South Morang (Jemena) 66 kV |  |  | FALSE | #N/A | #N/A | #N/A | #N/A | #N/A | #N/A | #N/A | #N/A | #N/A | #N/A
TRUE | VIC | SMTS | South Morang (Jemena) 66 kV | Jemena | Shoulder | Coincident_unreconciled | 2034 | POE90 | 6.4972 | NA | VIC South Morang (Jemena) 66 kV |  |  | FALSE | #N/A | #N/A | #N/A | #N/A | #N/A | #N/A | #N/A | #N/A | #N/A | #N/A
TRUE | VIC | SMTS | South Morang (Jemena) 66 kV | Jemena | Shoulder | Non-coincident | 2034 | POE90 | -146 | NA | VIC South Morang (Jemena) 66 kV |  |  | FALSE | #N/A | #N/A | #N/A | #N/A | #N/A | #N/A | #N/A | #N/A | #N/A | #N/A
TRUE | VIC | SMTS | South Morang (Jemena) 66 kV | Jemena | Shoulder | Non-coincident | 2034 | POE50 | -141 | NA | VIC South Morang (Jemena) 66 kV |  |  | FALSE | #N/A | #N/A | #N/A | #N/A | #N/A | #N/A | #N/A | #N/A | #N/A | #N/A
TRUE | VIC | SMTS | South Morang (Jemena) 66 kV | Jemena | Shoulder | Coincident_unreconciled | 2035 | POE50 | 6.2209 | NA | VIC South Morang (Jemena) 66 kV |  |  | FALSE | #N/A | #N/A | #N/A | #N/A | #N/A | #N/A | #N/A | #N/A | #N/A | #N/A
TRUE | VIC | SMTS | South Morang (Jemena) 66 kV | Jemena | Shoulder | Coincident_unreconciled | 2035 | POE90 | 6.5655 | NA | VIC South Morang (Jemena) 66 kV |  |  | FALSE | #N/A | #N/A | #N/A | #N/A | #N/A | #N/A | #N/A | #N/A | #N/A | #N/A
TRUE | VIC | SMTS | South Morang (Jemena) 66 kV | Jemena | Shoulder | Non-coincident | 2035 | POE90 | -148 | NA | VIC South Morang (Jemena) 66 kV |  |  | FALSE | #N/A | #N/A | #N/A | #N/A | #N/A | #N/A | #N/A | #N/A | #N/A | #N/A
TRUE | VIC | SMTS | South Morang (Jemena) 66 kV | Jemena | Shoulder | Non-coincident | 2035 | POE50 | -143 | NA | VIC South Morang (Jemena) 66 kV |  |  | FALSE | #N/A | #N/A | #N/A | #N/A | #N/A | #N/A | #N/A | #N/A | #N/A | #N/A
TRUE | VIC | SMTS | South Morang (Jemena) 66 kV | Jemena | Summer | Coincident | 2019 | ACTUAL_OPG | 21.5791 | 67.596 | VIC South Morang (Jemena) 66 kV |  |  | FALSE | #N/A | #N/A | #N/A | #N/A | #N/A | #N/A | #N/A | #N/A | #N/A | #N/A
TRUE | VIC | SMTS | South Morang (Jemena) 66 kV | Jemena | Summer | Coincident | 2019 | ACTUAL_RAW | 21.7489 | -66.4857 | VIC South Morang (Jemena) 66 kV |  |  | FALSE | #N/A | #N/A | #N/A | #N/A | #N/A | #N/A | #N/A | #N/A | #N/A | #N/A
TRUE | VIC | SMTS | South Morang (Jemena) 66 kV | Jemena | Summer | Non-coincident | 2019 | ACTUAL_RAW | -112.6187 | 63.5785 | VIC South Morang (Jemena) 66 kV |  |  | FALSE | #N/A | #N/A | #N/A | #N/A | #N/A | #N/A | #N/A | #N/A | #N/A | #N/A
TRUE | VIC | SMTS | South Morang (Jemena) 66 kV | Jemena | Summer | Non-coincident | 2019 | ACTUAL_OPG | 17.2561 | 70.0672 | VIC South Morang (Jemena) 66 kV |  |  | FALSE | #N/A | #N/A | #N/A | #N/A | #N/A | #N/A | #N/A | #N/A | #N/A | #N/A
TRUE | VIC | SMTS | South Morang (Jemena) 66 kV | Jemena | Summer | Non-coincident | 2019 | ACTUAL_ADJUSTEDOPG | 17.2561 | 70.0672 | VIC South Morang (Jemena) 66 kV |  |  | FALSE | #N/A | #N/A | #N/A | #N/A | #N/A | #N/A | #N/A | #N/A | #N/A | #N/A
TRUE | VIC | SMTS | South Morang (Jemena) 66 kV | Jemena | Summer | Coincident | 2020 | ACTUAL_OPG | 15.1067 | 59.5912 | VIC South Morang (Jemena) 66 kV |  |  | FALSE | #N/A | #N/A | #N/A | #N/A | #N/A | #N/A | #N/A | #N/A | #N/A | #N/A
TRUE | VIC | SMTS | South Morang (Jemena) 66 kV | Jemena | Summer | Coincident | 2020 | ACTUAL_RAW | 15.3517 | -67.0808 | VIC South Morang (Jemena) 66 kV |  |  | FALSE | #N/A | #N/A | #N/A | #N/A | #N/A | #N/A | #N/A | #N/A | #N/A | #N/A
TRUE | VIC | SMTS | South Morang (Jemena) 66 kV | Jemena | Summer | Non-coincident | 2020 | ACTUAL_RAW | -112.3526 | 61.8169 | VIC South Morang (Jemena) 66 kV |  |  | FALSE | #N/A | #N/A | #N/A | #N/A | #N/A | #N/A | #N/A | #N/A | #N/A | #N/A
TRUE | VIC | SMTS | South Morang (Jemena) 66 kV | Jemena | Summer | Non-coincident | 2020 | ACTUAL_OPG | 14.2438 | 72.666 | VIC South Morang (Jemena) 66 kV |  |  | FALSE | #N/A | #N/A | #N/A | #N/A | #N/A | #N/A | #N/A | #N/A | #N/A | #N/A
TRUE | VIC | SMTS | South Morang (Jemena) 66 kV | Jemena | Summer | Non-coincident | 2020 | ACTUAL_ADJUSTEDOPG | 14.2438 | 72.666 | VIC South Morang (Jemena) 66 kV |  |  | FALSE | #N/A | #N/A | #N/A | #N/A | #N/A | #N/A | #N/A | #N/A | #N/A | #N/A
TRUE | VIC | SMTS | South Morang (Jemena) 66 kV | Jemena | Summer | Coincident | 2021 | ACTUAL_OPG | 7.6278 | 55.5529 | VIC South Morang (Jemena) 66 kV |  |  | FALSE | #N/A | #N/A | #N/A | #N/A | #N/A | #N/A | #N/A | #N/A | #N/A | #N/A
TRUE | VIC | SMTS | South Morang (Jemena) 66 kV | Jemena | Summer | Coincident | 2021 | ACTUAL_RAW | 7.8023 | 55.8392 | VIC South Morang (Jemena) 66 kV |  |  | FALSE | #N/A | #N/A | #N/A | #N/A | #N/A | #N/A | #N/A | #N/A | #N/A | #N/A
TRUE | VIC | SMTS | South Morang (Jemena) 66 kV | Jemena | Summer | Non-coincident | 2021 | ACTUAL_RAW | -99.0233 | 61.7947 | VIC South Morang (Jemena) 66 kV |  |  | FALSE | #N/A | #N/A | #N/A | #N/A | #N/A | #N/A | #N/A | #N/A | #N/A | #N/A
TRUE | VIC | SMTS | South Morang (Jemena) 66 kV | Jemena | Summer | Non-coincident | 2021 | ACTUAL_OPG | 6.6185 | 61.5161 | VIC South Morang (Jemena) 66 kV |  |  | FALSE | #N/A | #N/A | #N/A | #N/A | #N/A | #N/A | #N/A | #N/A | #N/A | #N/A
TRUE | VIC | SMTS | South Morang (Jemena) 66 kV | Jemena | Summer | Non-coincident | 2021 | ACTUAL_ADJUSTEDOPG | 6.6185 | 61.5161 | VIC South Morang (Jemena) 66 kV |  |  | FALSE | #N/A | #N/A | #N/A | #N/A | #N/A | #N/A | #N/A | #N/A | #N/A | #N/A
TRUE | VIC | SMTS | South Morang (Jemena) 66 kV | Jemena | Summer | Coincident | 2022 | ACTUAL_OPG | 4.0684 | 60.9511 | VIC South Morang (Jemena) 66 kV |  |  | FALSE | #N/A | #N/A | #N/A | #N/A | #N/A | #N/A | #N/A | #N/A | #N/A | #N/A
TRUE | VIC | SMTS | South Morang (Jemena) 66 kV | Jemena | Summer | Coincident | 2022 | ACTUAL_RAW | 4.2407 | -77.5492 | VIC South Morang (Jemena) 66 kV |  |  | FALSE | #N/A | #N/A | #N/A | #N/A | #N/A | #N/A | #N/A | #N/A | #N/A | #N/A
TRUE | VIC | SMTS | South Morang (Jemena) 66 kV | Jemena | Summer | Non-coincident | 2022 | ACTUAL_RAW | -84.2769 | 68.7374 | VIC South Morang (Jemena) 66 kV |  |  | FALSE | #N/A | #N/A | #N/A | #N/A | #N/A | #N/A | #N/A | #N/A | #N/A | #N/A
TRUE | VIC | SMTS | South Morang (Jemena) 66 kV | Jemena | Summer | Non-coincident | 2022 | ACTUAL_OPG | -0.97269 | 68.4881 | VIC South Morang (Jemena) 66 kV |  |  | FALSE | #N/A | #N/A | #N/A | #N/A | #N/A | #N/A | #N/A | #N/A | #N/A | #N/A
TRUE | VIC | SMTS | South Morang (Jemena) 66 kV | Jemena | Summer | Non-coincident | 2022 | ACTUAL_ADJUSTEDOPG | -0.97269 | 68.4881 | VIC South Morang (Jemena) 66 kV |  |  | FALSE | #N/A | #N/A | #N/A | #N/A | #N/A | #N/A | #N/A | #N/A | #N/A | #N/A
TRUE | VIC | SMTS | South Morang (Jemena) 66 kV | Jemena | Summer | Coincident | 2023 | ACTUAL_OPG | 3.4696 | 46.6864 | VIC South Morang (Jemena) 66 kV |  |  | FALSE | #N/A | #N/A | #N/A | #N/A | #N/A | #N/A | #N/A | #N/A | #N/A | #N/A
TRUE | VIC | SMTS | South Morang (Jemena) 66 kV | Jemena | Summer | Coincident | 2023 | ACTUAL_RAW | 3.6024 | 46.7667 | VIC South Morang (Jemena) 66 kV |  |  | FALSE | #N/A | #N/A | #N/A | #N/A | #N/A | #N/A | #N/A | #N/A | #N/A | #N/A
TRUE | VIC | SMTS | South Morang (Jemena) 66 kV | Jemena | Summer | Non-coincident | 2023 | ACTUAL_RAW | -106.491 | 46.7667 | VIC South Morang (Jemena) 66 kV |  |  | FALSE | #N/A | #N/A | #N/A | #N/A | #N/A | #N/A | #N/A | #N/A | #N/A | #N/A
TRUE | VIC | SMTS | South Morang (Jemena) 66 kV | Jemena | Summer | Non-coincident | 2023 | ACTUAL_OPG | 3.4696 | 46.6864 | VIC South Morang (Jemena) 66 kV |  |  | FALSE | #N/A | #N/A | #N/A | #N/A | #N/A | #N/A | #N/A | #N/A | #N/A | #N/A
TRUE | VIC | SMTS | South Morang (Jemena) 66 kV | Jemena | Summer | Non-coincident | 2023 | ACTUAL_ADJUSTEDOPG | 3.4696 | 46.6864 | VIC South Morang (Jemena) 66 kV |  |  | FALSE | #N/A | #N/A | #N/A | #N/A | #N/A | #N/A | #N/A | #N/A | #N/A | #N/A
TRUE | VIC | SMTS | South Morang (Jemena) 66 kV | Jemena | Summer | Coincident | 2024 | ACTUAL_OPG | 0.18298 | 47.7842 | VIC South Morang (Jemena) 66 kV |  |  | FALSE | #N/A | #N/A | #N/A | #N/A | #N/A | #N/A | #N/A | #N/A | #N/A | #N/A
TRUE | VIC | SMTS | South Morang (Jemena) 66 kV | Jemena | Summer | Coincident | 2024 | ACTUAL_RAW | 0.31832 | -31.5714 | VIC South Morang (Jemena) 66 kV |  |  | FALSE | #N/A | #N/A | #N/A | #N/A | #N/A | #N/A | #N/A | #N/A | #N/A | #N/A
TRUE | VIC | SMTS | South Morang (Jemena) 66 kV | Jemena | Summer | Non-coincident | 2024 | ACTUAL_RAW | -119.2971 | 44.2454 | VIC South Morang (Jemena) 66 kV |  |  | FALSE | #N/A | #N/A | #N/A | #N/A | #N/A | #N/A | #N/A | #N/A | #N/A | #N/A
TRUE | VIC | SMTS | South Morang (Jemena) 66 kV | Jemena | Summer | Non-coincident | 2024 | ACTUAL_OPG | -0.022952 | 47.7842 | VIC South Morang (Jemena) 66 kV |  |  | FALSE | #N/A | #N/A | #N/A | #N/A | #N/A | #N/A | #N/A | #N/A | #N/A | #N/A
TRUE | VIC | SMTS | South Morang (Jemena) 66 kV | Jemena | Summer | Non-coincident | 2024 | ACTUAL_ADJUSTEDOPG | -0.022952 | 47.7842 | VIC South Morang (Jemena) 66 kV |  |  | FALSE | #N/A | #N/A | #N/A | #N/A | #N/A | #N/A | #N/A | #N/A | #N/A | #N/A
TRUE | VIC | SMTS | South Morang (Jemena) 66 kV | Jemena | Summer | Coincident | 2025 | ACTUAL_OPG | -1.8453 | 45.184 | VIC South Morang (Jemena) 66 kV |  |  | FALSE | #N/A | #N/A | #N/A | #N/A | #N/A | #N/A | #N/A | #N/A | #N/A | #N/A
TRUE | VIC | SMTS | South Morang (Jemena) 66 kV | Jemena | Summer | Coincident | 2025 | ACTUAL_RAW | -1.7215 | -84.9497 | VIC South Morang (Jemena) 66 kV |  |  | FALSE | #N/A | #N/A | #N/A | #N/A | #N/A | #N/A | #N/A | #N/A | #N/A | #N/A
TRUE | VIC | SMTS | South Morang (Jemena) 66 kV | Jemena | Summer | Non-coincident | 2025 | ACTUAL_RAW | -126.9267 | 47.171 | VIC South Morang (Jemena) 66 kV |  |  | FALSE | #N/A | #N/A | #N/A | #N/A | #N/A | #N/A | #N/A | #N/A | #N/A | #N/A
TRUE | VIC | SMTS | South Morang (Jemena) 66 kV | Jemena | Summer | Non-coincident | 2025 | ACTUAL_OPG | -1.8607 | 46.9413 | VIC South Morang (Jemena) 66 kV |  |  | FALSE | #N/A | #N/A | #N/A | #N/A | #N/A | #N/A | #N/A | #N/A | #N/A | #N/A
TRUE | VIC | SMTS | South Morang (Jemena) 66 kV | Jemena | Summer | Non-coincident | 2025 | ACTUAL_ADJUSTEDOPG | -1.8607 | 46.9413 | VIC South Morang (Jemena) 66 kV |  |  | FALSE | #N/A | #N/A | #N/A | #N/A | #N/A | #N/A | #N/A | #N/A | #N/A | #N/A
TRUE | VIC | SMTS | South Morang (Jemena) 66 kV | Jemena | Summer | Non-coincident | 2025 | BASEYEARPOE90 | -38.364 | NA | VIC South Morang (Jemena) 66 kV |  |  | FALSE | #N/A | #N/A | #N/A | #N/A | #N/A | #N/A | #N/A | #N/A | #N/A | #N/A
TRUE | VIC | SMTS | South Morang (Jemena) 66 kV | Jemena | Summer | Non-coincident | 2025 | BASEYEARPOE50 | -34.9778 | 76.5986 | VIC South Morang (Jemena) 66 kV |  |  | FALSE | #N/A | #N/A | #N/A | #N/A | #N/A | #N/A | #N/A | #N/A | #N/A | #N/A
TRUE | VIC | SMTS | South Morang (Jemena) 66 kV | Jemena | Summer | Coincident_unreconciled | 2026 | POE50 | -5 | NA | VIC South Morang (Jemena) 66 kV |  |  | FALSE | #N/A | #N/A | #N/A | #N/A | #N/A | #N/A | #N/A | #N/A | #N/A | #N/A
TRUE | VIC | SMTS | South Morang (Jemena) 66 kV | Jemena | Summer | Coincident_unreconciled | 2026 | POE90 | -7.6944 | NA | VIC South Morang (Jemena) 66 kV |  |  | FALSE | #N/A | #N/A | #N/A | #N/A | #N/A | #N/A | #N/A | #N/A | #N/A | #N/A
TRUE | VIC | SMTS | South Morang (Jemena) 66 kV | Jemena | Summer | Non-coincident | 2026 | POE90 | -135 | NA | VIC South Morang (Jemena) 66 kV |  |  | FALSE | #N/A | #N/A | #N/A | #N/A | #N/A | #N/A | #N/A | #N/A | #N/A | #N/A
TRUE | VIC | SMTS | South Morang (Jemena) 66 kV | Jemena | Summer | Non-coincident | 2026 | POE50 | -130 | 84.1467 | VIC South Morang (Jemena) 66 kV |  |  | FALSE | #N/A | #N/A | #N/A | #N/A | #N/A | #N/A | #N/A | #N/A | #N/A | #N/A
TRUE | VIC | SMTS | South Morang (Jemena) 66 kV | Jemena | Summer | Coincident_unreconciled | 2027 | POE50 | -7.2825 | NA | VIC South Morang (Jemena) 66 kV |  |  | FALSE | #N/A | #N/A | #N/A | #N/A | #N/A | #N/A | #N/A | #N/A | #N/A | #N/A
TRUE | VIC | SMTS | South Morang (Jemena) 66 kV | Jemena | Summer | Coincident_unreconciled | 2027 | POE90 | -9.9998 | NA | VIC South Morang (Jemena) 66 kV |  |  | FALSE | #N/A | #N/A | #N/A | #N/A | #N/A | #N/A | #N/A | #N/A | #N/A | #N/A
TRUE | VIC | SMTS | South Morang (Jemena) 66 kV | Jemena | Summer | Non-coincident | 2027 | POE90 | -137 | NA | VIC South Morang (Jemena) 66 kV |  |  | FALSE | #N/A | #N/A | #N/A | #N/A | #N/A | #N/A | #N/A | #N/A | #N/A | #N/A
TRUE | VIC | SMTS | South Morang (Jemena) 66 kV | Jemena | Summer | Non-coincident | 2027 | POE50 | -132 | 102.4506 | VIC South Morang (Jemena) 66 kV |  |  | FALSE | #N/A | #N/A | #N/A | #N/A | #N/A | #N/A | #N/A | #N/A | #N/A | #N/A
TRUE | VIC | SMTS | South Morang (Jemena) 66 kV | Jemena | Summer | Coincident_unreconciled | 2028 | POE50 | -8.9592 | NA | VIC South Morang (Jemena) 66 kV |  |  | FALSE | #N/A | #N/A | #N/A | #N/A | #N/A | #N/A | #N/A | #N/A | #N/A | #N/A
TRUE | VIC | SMTS | South Morang (Jemena) 66 kV | Jemena | Summer | Coincident_unreconciled | 2028 | POE90 | -11.6998 | NA | VIC South Morang (Jemena) 66 kV |  |  | FALSE | #N/A | #N/A | #N/A | #N/A | #N/A | #N/A | #N/A | #N/A | #N/A | #N/A
TRUE | VIC | SMTS | South Morang (Jemena) 66 kV | Jemena | Summer | Non-coincident | 2028 | POE90 | -139 | NA | VIC South Morang (Jemena) 66 kV |  |  | FALSE | #N/A | #N/A | #N/A | #N/A | #N/A | #N/A | #N/A | #N/A | #N/A | #N/A
TRUE | VIC | SMTS | South Morang (Jemena) 66 kV | Jemena | Summer | Non-coincident | 2028 | POE50 | -134 | 145.2926 | VIC South Morang (Jemena) 66 kV |  |  | FALSE | #N/A | #N/A | #N/A | #N/A | #N/A | #N/A | #N/A | #N/A | #N/A | #N/A
TRUE | VIC | SMTS | South Morang (Jemena) 66 kV | Jemena | Summer | Coincident_unreconciled | 2029 | POE50 | -10.9791 | NA | VIC South Morang (Jemena) 66 kV |  |  | FALSE | #N/A | #N/A | #N/A | #N/A | #N/A | #N/A | #N/A | #N/A | #N/A | #N/A
TRUE | VIC | SMTS | South Morang (Jemena) 66 kV | Jemena | Summer | Coincident_unreconciled | 2029 | POE90 | -13.7432 | NA | VIC South Morang (Jemena) 66 kV |  |  | FALSE | #N/A | #N/A | #N/A | #N/A | #N/A | #N/A | #N/A | #N/A | #N/A | #N/A
TRUE | VIC | SMTS | South Morang (Jemena) 66 kV | Jemena | Summer | Non-coincident | 2029 | POE90 | -141 | NA | VIC South Morang (Jemena) 66 kV |  |  | FALSE | #N/A | #N/A | #N/A | #N/A | #N/A | #N/A | #N/A | #N/A | #N/A | #N/A
TRUE | VIC | SMTS | South Morang (Jemena) 66 kV | Jemena | Summer | Non-coincident | 2029 | POE50 | -136 | 222.8757 | VIC South Morang (Jemena) 66 kV |  |  | FALSE | #N/A | #N/A | #N/A | #N/A | #N/A | #N/A | #N/A | #N/A | #N/A | #N/A
TRUE | VIC | SMTS | South Morang (Jemena) 66 kV | Jemena | Summer | Coincident_unreconciled | 2030 | POE50 | -13.008 | NA | VIC South Morang (Jemena) 66 kV |  |  | FALSE | #N/A | #N/A | #N/A | #N/A | #N/A | #N/A | #N/A | #N/A | #N/A | #N/A
TRUE | VIC | SMTS | South Morang (Jemena) 66 kV | Jemena | Summer | Coincident_unreconciled | 2030 | POE90 | -15.7954 | NA | VIC South Morang (Jemena) 66 kV |  |  | FALSE | #N/A | #N/A | #N/A | #N/A | #N/A | #N/A | #N/A | #N/A | #N/A | #N/A
TRUE | VIC | SMTS | South Morang (Jemena) 66 kV | Jemena | Summer | Non-coincident | 2030 | POE90 | -143 | NA | VIC South Morang (Jemena) 66 kV |  |  | FALSE | #N/A | #N/A | #N/A | #N/A | #N/A | #N/A | #N/A | #N/A | #N/A | #N/A
TRUE | VIC | SMTS | South Morang (Jemena) 66 kV | Jemena | Summer | Non-coincident | 2030 | POE50 | -138 | 314.0143 | VIC South Morang (Jemena) 66 kV |  |  | FALSE | #N/A | #N/A | #N/A | #N/A | #N/A | #N/A | #N/A | #N/A | #N/A | #N/A
TRUE | VIC | SMTS | South Morang (Jemena) 66 kV | Jemena | Summer | Coincident_unreconciled | 2031 | POE50 | -15.0722 | NA | VIC South Morang (Jemena) 66 kV |  |  | FALSE | #N/A | #N/A | #N/A | #N/A | #N/A | #N/A | #N/A | #N/A | #N/A | #N/A
TRUE | VIC | SMTS | South Morang (Jemena) 66 kV | Jemena | Summer | Coincident_unreconciled | 2031 | POE90 | -17.883 | NA | VIC South Morang (Jemena) 66 kV |  |  | FALSE | #N/A | #N/A | #N/A | #N/A | #N/A | #N/A | #N/A | #N/A | #N/A | #N/A
TRUE | VIC | SMTS | South Morang (Jemena) 66 kV | Jemena | Summer | Non-coincident | 2031 | POE90 | -145 | NA | VIC South Morang (Jemena) 66 kV |  |  | FALSE | #N/A | #N/A | #N/A | #N/A | #N/A | #N/A | #N/A | #N/A | #N/A | #N/A
TRUE | VIC | SMTS | South Morang (Jemena) 66 kV | Jemena | Summer | Non-coincident | 2031 | POE50 | -140 | 427.2875 | VIC South Morang (Jemena) 66 kV |  |  | FALSE | #N/A | #N/A | #N/A | #N/A | #N/A | #N/A | #N/A | #N/A | #N/A | #N/A
TRUE | VIC | SMTS | South Morang (Jemena) 66 kV | Jemena | Summer | Coincident_unreconciled | 2032 | POE50 | -16.2328 | NA | VIC South Morang (Jemena) 66 kV |  |  | FALSE | #N/A | #N/A | #N/A | #N/A | #N/A | #N/A | #N/A | #N/A | #N/A | #N/A
TRUE | VIC | SMTS | South Morang (Jemena) 66 kV | Jemena | Summer | Coincident_unreconciled | 2032 | POE90 | -19.0679 | NA | VIC South Morang (Jemena) 66 kV |  |  | FALSE | #N/A | #N/A | #N/A | #N/A | #N/A | #N/A | #N/A | #N/A | #N/A | #N/A
TRUE | VIC | SMTS | South Morang (Jemena) 66 kV | Jemena | Summer | Non-coincident | 2032 | POE90 | -147 | NA | VIC South Morang (Jemena) 66 kV |  |  | FALSE | #N/A | #N/A | #N/A | #N/A | #N/A | #N/A | #N/A | #N/A | #N/A | #N/A
TRUE | VIC | SMTS | South Morang (Jemena) 66 kV | Jemena | Summer | Non-coincident | 2032 | POE50 | -142 | 544.168 | VIC South Morang (Jemena) 66 kV |  |  | FALSE | #N/A | #N/A | #N/A | #N/A | #N/A | #N/A | #N/A | #N/A | #N/A | #N/A
TRUE | VIC | SMTS | South Morang (Jemena) 66 kV | Jemena | Summer | Coincident_unreconciled | 2033 | POE50 | -16.7784 | NA | VIC South Morang (Jemena) 66 kV |  |  | FALSE | #N/A | #N/A | #N/A | #N/A | #N/A | #N/A | #N/A | #N/A | #N/A | #N/A
TRUE | VIC | SMTS | South Morang (Jemena) 66 kV | Jemena | Summer | Coincident_unreconciled | 2033 | POE90 | -19.6385 | NA | VIC South Morang (Jemena) 66 kV |  |  | FALSE | #N/A | #N/A | #N/A | #N/A | #N/A | #N/A | #N/A | #N/A | #N/A | #N/A
TRUE | VIC | SMTS | South Morang (Jemena) 66 kV | Jemena | Summer | Non-coincident | 2033 | POE90 | -149 | NA | VIC South Morang (Jemena) 66 kV |  |  | FALSE | #N/A | #N/A | #N/A | #N/A | #N/A | #N/A | #N/A | #N/A | #N/A | #N/A
TRUE | VIC | SMTS | South Morang (Jemena) 66 kV | Jemena | Summer | Non-coincident | 2033 | POE50 | -144 | 644.4844 | VIC South Morang (Jemena) 66 kV |  |  | FALSE | #N/A | #N/A | #N/A | #N/A | #N/A | #N/A | #N/A | #N/A | #N/A | #N/A
TRUE | VIC | SMTS | South Morang (Jemena) 66 kV | Jemena | Summer | Coincident_unreconciled | 2034 | POE50 | -17.1851 | NA | VIC South Morang (Jemena) 66 kV |  |  | FALSE | #N/A | #N/A | #N/A | #N/A | #N/A | #N/A | #N/A | #N/A | #N/A | #N/A
TRUE | VIC | SMTS | South Morang (Jemena) 66 kV | Jemena | Summer | Coincident_unreconciled | 2034 | POE90 | -20.0702 | NA | VIC South Morang (Jemena) 66 kV |  |  | FALSE | #N/A | #N/A | #N/A | #N/A | #N/A | #N/A | #N/A | #N/A | #N/A | #N/A
TRUE | VIC | SMTS | South Morang (Jemena) 66 kV | Jemena | Summer | Non-coincident | 2034 | POE90 | -151 | NA | VIC South Morang (Jemena) 66 kV |  |  | FALSE | #N/A | #N/A | #N/A | #N/A | #N/A | #N/A | #N/A | #N/A | #N/A | #N/A
TRUE | VIC | SMTS | South Morang (Jemena) 66 kV | Jemena | Summer | Non-coincident | 2034 | POE50 | -146 | 703.29 | VIC South Morang (Jemena) 66 kV |  |  | FALSE | #N/A | #N/A | #N/A | #N/A | #N/A | #N/A | #N/A | #N/A | #N/A | #N/A
TRUE | VIC | SMTS | South Morang (Jemena) 66 kV | Jemena | Summer | Coincident_unreconciled | 2035 | POE50 | -17.8035 | NA | VIC South Morang (Jemena) 66 kV |  |  | FALSE | #N/A | #N/A | #N/A | #N/A | #N/A | #N/A | #N/A | #N/A | #N/A | #N/A
TRUE | VIC | SMTS | South Morang (Jemena) 66 kV | Jemena | Summer | Coincident_unreconciled | 2035 | POE90 | -20.7137 | NA | VIC South Morang (Jemena) 66 kV |  |  | FALSE | #N/A | #N/A | #N/A | #N/A | #N/A | #N/A | #N/A | #N/A | #N/A | #N/A
TRUE | VIC | SMTS | South Morang (Jemena) 66 kV | Jemena | Summer | Non-coincident | 2035 | POE90 | -153 | NA | VIC South Morang (Jemena) 66 kV |  |  | FALSE | #N/A | #N/A | #N/A | #N/A | #N/A | #N/A | #N/A | #N/A | #N/A | #N/A
TRUE | VIC | SMTS | South Morang (Jemena) 66 kV | Jemena | Summer | Non-coincident | 2035 | POE50 | -148 | 750.9868 | VIC South Morang (Jemena) 66 kV |  |  | FALSE | #N/A | #N/A | #N/A | #N/A | #N/A | #N/A | #N/A | #N/A | #N/A | #N/A
TRUE | VIC | SMTS | South Morang (Jemena) 66 kV | Jemena | Summer | Non-coincident | 2025 | BASEYEARPOE10 | NA | 80.9846 | VIC South Morang (Jemena) 66 kV |  |  | FALSE | #N/A | #N/A | #N/A | #N/A | #N/A | #N/A | #N/A | #N/A | #N/A | #N/A
TRUE | VIC | SMTS | South Morang (Jemena) 66 kV | Jemena | Summer | Coincident | 2026 | POE10 | NA | 74.235 | VIC South Morang (Jemena) 66 kV |  |  | FALSE | #N/A | #N/A | #N/A | #N/A | #N/A | #N/A | #N/A | #N/A | #N/A | #N/A
TRUE | VIC | SMTS | South Morang (Jemena) 66 kV | Jemena | Summer | Coincident | 2026 | POE50 | NA | 66.4246 | VIC South Morang (Jemena) 66 kV |  |  | FALSE | #N/A | #N/A | #N/A | #N/A | #N/A | #N/A | #N/A | #N/A | #N/A | #N/A
TRUE | VIC | SMTS | South Morang (Jemena) 66 kV | Jemena | Summer | Non-coincident | 2026 | POE10 | NA | 91.0982 | VIC South Morang (Jemena) 66 kV |  |  | FALSE | #N/A | #N/A | #N/A | #N/A | #N/A | #N/A | #N/A | #N/A | #N/A | #N/A
TRUE | VIC | SMTS | South Morang (Jemena) 66 kV | Jemena | Summer | Coincident | 2027 | POE10 | NA | 88.3713 | VIC South Morang (Jemena) 66 kV |  |  | FALSE | #N/A | #N/A | #N/A | #N/A | #N/A | #N/A | #N/A | #N/A | #N/A | #N/A
TRUE | VIC | SMTS | South Morang (Jemena) 66 kV | Jemena | Summer | Coincident | 2027 | POE50 | NA | 80.6286 | VIC South Morang (Jemena) 66 kV |  |  | FALSE | #N/A | #N/A | #N/A | #N/A | #N/A | #N/A | #N/A | #N/A | #N/A | #N/A
TRUE | VIC | SMTS | South Morang (Jemena) 66 kV | Jemena | Summer | Non-coincident | 2027 | POE10 | NA | 109.4613 | VIC South Morang (Jemena) 66 kV |  |  | FALSE | #N/A | #N/A | #N/A | #N/A | #N/A | #N/A | #N/A | #N/A | #N/A | #N/A
TRUE | VIC | SMTS | South Morang (Jemena) 66 kV | Jemena | Summer | Coincident | 2028 | POE10 | NA | 123.0653 | VIC South Morang (Jemena) 66 kV |  |  | FALSE | #N/A | #N/A | #N/A | #N/A | #N/A | #N/A | #N/A | #N/A | #N/A | #N/A
TRUE | VIC | SMTS | South Morang (Jemena) 66 kV | Jemena | Summer | Coincident | 2028 | POE50 | NA | 115.4318 | VIC South Morang (Jemena) 66 kV |  |  | FALSE | #N/A | #N/A | #N/A | #N/A | #N/A | #N/A | #N/A | #N/A | #N/A | #N/A
TRUE | VIC | SMTS | South Morang (Jemena) 66 kV | Jemena | Summer | Non-coincident | 2028 | POE10 | NA | 152.3635 | VIC South Morang (Jemena) 66 kV |  |  | FALSE | #N/A | #N/A | #N/A | #N/A | #N/A | #N/A | #N/A | #N/A | #N/A | #N/A
TRUE | VIC | SMTS | South Morang (Jemena) 66 kV | Jemena | Summer | Coincident | 2029 | POE10 | NA | 186.4407 | VIC South Morang (Jemena) 66 kV |  |  | FALSE | #N/A | #N/A | #N/A | #N/A | #N/A | #N/A | #N/A | #N/A | #N/A | #N/A
TRUE | VIC | SMTS | South Morang (Jemena) 66 kV | Jemena | Summer | Coincident | 2029 | POE50 | NA | 180.0334 | VIC South Morang (Jemena) 66 kV |  |  | FALSE | #N/A | #N/A | #N/A | #N/A | #N/A | #N/A | #N/A | #N/A | #N/A | #N/A
TRUE | VIC | SMTS | South Morang (Jemena) 66 kV | Jemena | Summer | Non-coincident | 2029 | POE10 | NA | 230.0069 | VIC South Morang (Jemena) 66 kV |  |  | FALSE | #N/A | #N/A | #N/A | #N/A | #N/A | #N/A | #N/A | #N/A | #N/A | #N/A
TRUE | VIC | SMTS | South Morang (Jemena) 66 kV | Jemena | Summer | Coincident | 2030 | POE10 | NA | 259.5966 | VIC South Morang (Jemena) 66 kV |  |  | FALSE | #N/A | #N/A | #N/A | #N/A | #N/A | #N/A | #N/A | #N/A | #N/A | #N/A
TRUE | VIC | SMTS | South Morang (Jemena) 66 kV | Jemena | Summer | Coincident | 2030 | POE50 | NA | 253.6845 | VIC South Morang (Jemena) 66 kV |  |  | FALSE | #N/A | #N/A | #N/A | #N/A | #N/A | #N/A | #N/A | #N/A | #N/A | #N/A
TRUE | VIC | SMTS | South Morang (Jemena) 66 kV | Jemena | Summer | Non-coincident | 2030 | POE10 | NA | 321.2057 | VIC South Morang (Jemena) 66 kV |  |  | FALSE | #N/A | #N/A | #N/A | #N/A | #N/A | #N/A | #N/A | #N/A | #N/A | #N/A
TRUE | VIC | SMTS | South Morang (Jemena) 66 kV | Jemena | Summer | Coincident | 2031 | POE10 | NA | 344.9832 | VIC South Morang (Jemena) 66 kV |  |  | FALSE | #N/A | #N/A | #N/A | #N/A | #N/A | #N/A | #N/A | #N/A | #N/A | #N/A
TRUE | VIC | SMTS | South Morang (Jemena) 66 kV | Jemena | Summer | Coincident | 2031 | POE50 | NA | 342.0439 | VIC South Morang (Jemena) 66 kV |  |  | FALSE | #N/A | #N/A | #N/A | #N/A | #N/A | #N/A | #N/A | #N/A | #N/A | #N/A
TRUE | VIC | SMTS | South Morang (Jemena) 66 kV | Jemena | Summer | Non-coincident | 2031 | POE10 | NA | 434.5392 | VIC South Morang (Jemena) 66 kV |  |  | FALSE | #N/A | #N/A | #N/A | #N/A | #N/A | #N/A | #N/A | #N/A | #N/A | #N/A
TRUE | VIC | SMTS | South Morang (Jemena) 66 kV | Jemena | Summer | Coincident | 2032 | POE10 | NA | 426.7453 | VIC South Morang (Jemena) 66 kV |  |  | FALSE | #N/A | #N/A | #N/A | #N/A | #N/A | #N/A | #N/A | #N/A | #N/A | #N/A
TRUE | VIC | SMTS | South Morang (Jemena) 66 kV | Jemena | Summer | Coincident | 2032 | POE50 | NA | 424.6541 | VIC South Morang (Jemena) 66 kV |  |  | FALSE | #N/A | #N/A | #N/A | #N/A | #N/A | #N/A | #N/A | #N/A | #N/A | #N/A
TRUE | VIC | SMTS | South Morang (Jemena) 66 kV | Jemena | Summer | Non-coincident | 2032 | POE10 | NA | 551.4824 | VIC South Morang (Jemena) 66 kV |  |  | FALSE | #N/A | #N/A | #N/A | #N/A | #N/A | #N/A | #N/A | #N/A | #N/A | #N/A
TRUE | VIC | SMTS | South Morang (Jemena) 66 kV | Jemena | Summer | Coincident | 2033 | POE10 | NA | 493.9012 | VIC South Morang (Jemena) 66 kV |  |  | FALSE | #N/A | #N/A | #N/A | #N/A | #N/A | #N/A | #N/A | #N/A | #N/A | #N/A
TRUE | VIC | SMTS | South Morang (Jemena) 66 kV | Jemena | Summer | Coincident | 2033 | POE50 | NA | 488.4355 | VIC South Morang (Jemena) 66 kV |  |  | FALSE | #N/A | #N/A | #N/A | #N/A | #N/A | #N/A | #N/A | #N/A | #N/A | #N/A
TRUE | VIC | SMTS | South Morang (Jemena) 66 kV | Jemena | Summer | Non-coincident | 2033 | POE10 | NA | 651.8634 | VIC South Morang (Jemena) 66 kV |  |  | FALSE | #N/A | #N/A | #N/A | #N/A | #N/A | #N/A | #N/A | #N/A | #N/A | #N/A
TRUE | VIC | SMTS | South Morang (Jemena) 66 kV | Jemena | Summer | Coincident | 2034 | POE10 | NA | 533.4916 | VIC South Morang (Jemena) 66 kV |  |  | FALSE | #N/A | #N/A | #N/A | #N/A | #N/A | #N/A | #N/A | #N/A | #N/A | #N/A
TRUE | VIC | SMTS | South Morang (Jemena) 66 kV | Jemena | Summer | Coincident | 2034 | POE50 | NA | 528.8314 | VIC South Morang (Jemena) 66 kV |  |  | FALSE | #N/A | #N/A | #N/A | #N/A | #N/A | #N/A | #N/A | #N/A | #N/A | #N/A
TRUE | VIC | SMTS | South Morang (Jemena) 66 kV | Jemena | Summer | Non-coincident | 2034 | POE10 | NA | 710.7336 | VIC South Morang (Jemena) 66 kV |  |  | FALSE | #N/A | #N/A | #N/A | #N/A | #N/A | #N/A | #N/A | #N/A | #N/A | #N/A
TRUE | VIC | SMTS | South Morang (Jemena) 66 kV | Jemena | Summer | Coincident | 2035 | POE10 | NA | 566.2552 | VIC South Morang (Jemena) 66 kV |  |  | FALSE | #N/A | #N/A | #N/A | #N/A | #N/A | #N/A | #N/A | #N/A | #N/A | #N/A
TRUE | VIC | SMTS | South Morang (Jemena) 66 kV | Jemena | Summer | Coincident | 2035 | POE50 | NA | 561.8854 | VIC South Morang (Jemena) 66 kV |  |  | FALSE | #N/A | #N/A | #N/A | #N/A | #N/A | #N/A | #N/A | #N/A | #N/A | #N/A
TRUE | VIC | SMTS | South Morang (Jemena) 66 kV | Jemena | Summer | Non-coincident | 2035 | POE10 | NA | 758.4949 | VIC South Morang (Jemena) 66 kV |  |  | FALSE | #N/A | #N/A | #N/A | #N/A | #N/A | #N/A | #N/A | #N/A | #N/A | #N/A
TRUE | VIC | SMTS | South Morang (Jemena) 66 kV | Jemena | Winter | Coincident | 2018 | ACTUAL_OPG | NA | 51.969 | VIC South Morang (Jemena) 66 kV |  |  | FALSE | #N/A | #N/A | #N/A | #N/A | #N/A | #N/A | #N/A | #N/A | #N/A | #N/A
TRUE | VIC | SMTS | South Morang (Jemena) 66 kV | Jemena | Winter | Coincident | 2018 | ACTUAL_RAW | NA | -104.5911 | VIC South Morang (Jemena) 66 kV |  |  | FALSE | #N/A | #N/A | #N/A | #N/A | #N/A | #N/A | #N/A | #N/A | #N/A | #N/A
TRUE | VIC | SMTS | South Morang (Jemena) 66 kV | Jemena | Winter | Non-coincident | 2018 | ACTUAL_RAW | NA | 61.1259 | VIC South Morang (Jemena) 66 kV |  |  | FALSE | #N/A | #N/A | #N/A | #N/A | #N/A | #N/A | #N/A | #N/A | #N/A | #N/A
TRUE | VIC | SMTS | South Morang (Jemena) 66 kV | Jemena | Winter | Non-coincident | 2018 | ACTUAL_OPG | NA | 60.8409 | VIC South Morang (Jemena) 66 kV |  |  | FALSE | #N/A | #N/A | #N/A | #N/A | #N/A | #N/A | #N/A | #N/A | #N/A | #N/A
TRUE | VIC | SMTS | South Morang (Jemena) 66 kV | Jemena | Winter | Non-coincident | 2018 | ACTUAL_ADJUSTEDOPG | NA | 60.8409 | VIC South Morang (Jemena) 66 kV |  |  | FALSE | #N/A | #N/A | #N/A | #N/A | #N/A | #N/A | #N/A | #N/A | #N/A | #N/A
TRUE | VIC | SMTS | South Morang (Jemena) 66 kV | Jemena | Winter | Coincident | 2019 | ACTUAL_OPG | NA | 53.8896 | VIC South Morang (Jemena) 66 kV |  |  | FALSE | #N/A | #N/A | #N/A | #N/A | #N/A | #N/A | #N/A | #N/A | #N/A | #N/A
TRUE | VIC | SMTS | South Morang (Jemena) 66 kV | Jemena | Winter | Coincident | 2019 | ACTUAL_RAW | NA | -24.2769 | VIC South Morang (Jemena) 66 kV |  |  | FALSE | #N/A | #N/A | #N/A | #N/A | #N/A | #N/A | #N/A | #N/A | #N/A | #N/A
TRUE | VIC | SMTS | South Morang (Jemena) 66 kV | Jemena | Winter | Non-coincident | 2019 | ACTUAL_RAW | NA | 63.1308 | VIC South Morang (Jemena) 66 kV |  |  | FALSE | #N/A | #N/A | #N/A | #N/A | #N/A | #N/A | #N/A | #N/A | #N/A | #N/A
TRUE | VIC | SMTS | South Morang (Jemena) 66 kV | Jemena | Winter | Non-coincident | 2019 | ACTUAL_OPG | NA | 62.9127 | VIC South Morang (Jemena) 66 kV |  |  | FALSE | #N/A | #N/A | #N/A | #N/A | #N/A | #N/A | #N/A | #N/A | #N/A | #N/A
TRUE | VIC | SMTS | South Morang (Jemena) 66 kV | Jemena | Winter | Non-coincident | 2019 | ACTUAL_ADJUSTEDOPG | NA | 62.9127 | VIC South Morang (Jemena) 66 kV |  |  | FALSE | #N/A | #N/A | #N/A | #N/A | #N/A | #N/A | #N/A | #N/A | #N/A | #N/A
TRUE | VIC | SMTS | South Morang (Jemena) 66 kV | Jemena | Winter | Coincident | 2020 | ACTUAL_OPG | NA | 57.1795 | VIC South Morang (Jemena) 66 kV |  |  | FALSE | #N/A | #N/A | #N/A | #N/A | #N/A | #N/A | #N/A | #N/A | #N/A | #N/A
TRUE | VIC | SMTS | South Morang (Jemena) 66 kV | Jemena | Winter | Coincident | 2020 | ACTUAL_RAW | NA | -92.9367 | VIC South Morang (Jemena) 66 kV |  |  | FALSE | #N/A | #N/A | #N/A | #N/A | #N/A | #N/A | #N/A | #N/A | #N/A | #N/A
TRUE | VIC | SMTS | South Morang (Jemena) 66 kV | Jemena | Winter | Non-coincident | 2020 | ACTUAL_RAW | NA | 68.1998 | VIC South Morang (Jemena) 66 kV |  |  | FALSE | #N/A | #N/A | #N/A | #N/A | #N/A | #N/A | #N/A | #N/A | #N/A | #N/A
TRUE | VIC | SMTS | South Morang (Jemena) 66 kV | Jemena | Winter | Non-coincident | 2020 | ACTUAL_OPG | NA | 68.0275 | VIC South Morang (Jemena) 66 kV |  |  | FALSE | #N/A | #N/A | #N/A | #N/A | #N/A | #N/A | #N/A | #N/A | #N/A | #N/A
TRUE | VIC | SMTS | South Morang (Jemena) 66 kV | Jemena | Winter | Non-coincident | 2020 | ACTUAL_ADJUSTEDOPG | NA | 68.0275 | VIC South Morang (Jemena) 66 kV |  |  | FALSE | #N/A | #N/A | #N/A | #N/A | #N/A | #N/A | #N/A | #N/A | #N/A | #N/A
TRUE | VIC | SMTS | South Morang (Jemena) 66 kV | Jemena | Winter | Coincident | 2021 | ACTUAL_OPG | NA | 64.4437 | VIC South Morang (Jemena) 66 kV |  |  | FALSE | #N/A | #N/A | #N/A | #N/A | #N/A | #N/A | #N/A | #N/A | #N/A | #N/A
TRUE | VIC | SMTS | South Morang (Jemena) 66 kV | Jemena | Winter | Coincident | 2021 | ACTUAL_RAW | NA | 64.6882 | VIC South Morang (Jemena) 66 kV |  |  | FALSE | #N/A | #N/A | #N/A | #N/A | #N/A | #N/A | #N/A | #N/A | #N/A | #N/A
TRUE | VIC | SMTS | South Morang (Jemena) 66 kV | Jemena | Winter | Non-coincident | 2021 | ACTUAL_RAW | NA | 72.5031 | VIC South Morang (Jemena) 66 kV |  |  | FALSE | #N/A | #N/A | #N/A | #N/A | #N/A | #N/A | #N/A | #N/A | #N/A | #N/A
TRUE | VIC | SMTS | South Morang (Jemena) 66 kV | Jemena | Winter | Non-coincident | 2021 | ACTUAL_OPG | NA | 72.2483 | VIC South Morang (Jemena) 66 kV |  |  | FALSE | #N/A | #N/A | #N/A | #N/A | #N/A | #N/A | #N/A | #N/A | #N/A | #N/A
TRUE | VIC | SMTS | South Morang (Jemena) 66 kV | Jemena | Winter | Non-coincident | 2021 | ACTUAL_ADJUSTEDOPG | NA | 72.2483 | VIC South Morang (Jemena) 66 kV |  |  | FALSE | #N/A | #N/A | #N/A | #N/A | #N/A | #N/A | #N/A | #N/A | #N/A | #N/A
TRUE | VIC | SMTS | South Morang (Jemena) 66 kV | Jemena | Winter | Coincident | 2022 | ACTUAL_OPG | NA | 41.2662 | VIC South Morang (Jemena) 66 kV |  |  | FALSE | #N/A | #N/A | #N/A | #N/A | #N/A | #N/A | #N/A | #N/A | #N/A | #N/A
TRUE | VIC | SMTS | South Morang (Jemena) 66 kV | Jemena | Winter | Coincident | 2022 | ACTUAL_RAW | NA | -68.5861 | VIC South Morang (Jemena) 66 kV |  |  | FALSE | #N/A | #N/A | #N/A | #N/A | #N/A | #N/A | #N/A | #N/A | #N/A | #N/A
TRUE | VIC | SMTS | South Morang (Jemena) 66 kV | Jemena | Winter | Non-coincident | 2022 | ACTUAL_RAW | NA | 45.2926 | VIC South Morang (Jemena) 66 kV |  |  | FALSE | #N/A | #N/A | #N/A | #N/A | #N/A | #N/A | #N/A | #N/A | #N/A | #N/A
TRUE | VIC | SMTS | South Morang (Jemena) 66 kV | Jemena | Winter | Non-coincident | 2022 | ACTUAL_OPG | NA | 45.6028 | VIC South Morang (Jemena) 66 kV |  |  | FALSE | #N/A | #N/A | #N/A | #N/A | #N/A | #N/A | #N/A | #N/A | #N/A | #N/A
TRUE | VIC | SMTS | South Morang (Jemena) 66 kV | Jemena | Winter | Non-coincident | 2022 | ACTUAL_ADJUSTEDOPG | NA | 45.6028 | VIC South Morang (Jemena) 66 kV |  |  | FALSE | #N/A | #N/A | #N/A | #N/A | #N/A | #N/A | #N/A | #N/A | #N/A | #N/A
TRUE | VIC | SMTS | South Morang (Jemena) 66 kV | Jemena | Winter | Coincident | 2023 | ACTUAL_OPG | NA | 41.0325 | VIC South Morang (Jemena) 66 kV |  |  | FALSE | #N/A | #N/A | #N/A | #N/A | #N/A | #N/A | #N/A | #N/A | #N/A | #N/A
TRUE | VIC | SMTS | South Morang (Jemena) 66 kV | Jemena | Winter | Coincident | 2023 | ACTUAL_RAW | NA | -105.8631 | VIC South Morang (Jemena) 66 kV |  |  | FALSE | #N/A | #N/A | #N/A | #N/A | #N/A | #N/A | #N/A | #N/A | #N/A | #N/A
TRUE | VIC | SMTS | South Morang (Jemena) 66 kV | Jemena | Winter | Non-coincident | 2023 | ACTUAL_RAW | NA | 44.1182 | VIC South Morang (Jemena) 66 kV |  |  | FALSE | #N/A | #N/A | #N/A | #N/A | #N/A | #N/A | #N/A | #N/A | #N/A | #N/A
TRUE | VIC | SMTS | South Morang (Jemena) 66 kV | Jemena | Winter | Non-coincident | 2023 | ACTUAL_OPG | NA | 43.8353 | VIC South Morang (Jemena) 66 kV |  |  | FALSE | #N/A | #N/A | #N/A | #N/A | #N/A | #N/A | #N/A | #N/A | #N/A | #N/A
TRUE | VIC | SMTS | South Morang (Jemena) 66 kV | Jemena | Winter | Non-coincident | 2023 | ACTUAL_ADJUSTEDOPG | NA | 43.8353 | VIC South Morang (Jemena) 66 kV |  |  | FALSE | #N/A | #N/A | #N/A | #N/A | #N/A | #N/A | #N/A | #N/A | #N/A | #N/A
TRUE | VIC | SMTS | South Morang (Jemena) 66 kV | Jemena | Winter | Coincident | 2024 | ACTUAL_OPG | NA | 42.0125 | VIC South Morang (Jemena) 66 kV |  |  | FALSE | #N/A | #N/A | #N/A | #N/A | #N/A | #N/A | #N/A | #N/A | #N/A | #N/A
TRUE | VIC | SMTS | South Morang (Jemena) 66 kV | Jemena | Winter | Coincident | 2024 | ACTUAL_RAW | NA | -81.7393 | VIC South Morang (Jemena) 66 kV |  |  | FALSE | #N/A | #N/A | #N/A | #N/A | #N/A | #N/A | #N/A | #N/A | #N/A | #N/A
TRUE | VIC | SMTS | South Morang (Jemena) 66 kV | Jemena | Winter | Non-coincident | 2024 | ACTUAL_RAW | NA | 45.7302 | VIC South Morang (Jemena) 66 kV |  |  | FALSE | #N/A | #N/A | #N/A | #N/A | #N/A | #N/A | #N/A | #N/A | #N/A | #N/A
TRUE | VIC | SMTS | South Morang (Jemena) 66 kV | Jemena | Winter | Non-coincident | 2024 | ACTUAL_OPG | NA | 45.5765 | VIC South Morang (Jemena) 66 kV |  |  | FALSE | #N/A | #N/A | #N/A | #N/A | #N/A | #N/A | #N/A | #N/A | #N/A | #N/A
TRUE | VIC | SMTS | South Morang (Jemena) 66 kV | Jemena | Winter | Non-coincident | 2024 | ACTUAL_ADJUSTEDOPG | NA | 45.5765 | VIC South Morang (Jemena) 66 kV |  |  | FALSE | #N/A | #N/A | #N/A | #N/A | #N/A | #N/A | #N/A | #N/A | #N/A | #N/A
TRUE | VIC | SMTS | South Morang (Jemena) 66 kV | Jemena | Winter | Coincident | 2025 | POE10 | NA | 63.1785 | VIC South Morang (Jemena) 66 kV |  |  | FALSE | #N/A | #N/A | #N/A | #N/A | #N/A | #N/A | #N/A | #N/A | #N/A | #N/A
TRUE | VIC | SMTS | South Morang (Jemena) 66 kV | Jemena | Winter | Coincident | 2025 | POE50 | NA | 62.5264 | VIC South Morang (Jemena) 66 kV |  |  | FALSE | #N/A | #N/A | #N/A | #N/A | #N/A | #N/A | #N/A | #N/A | #N/A | #N/A
TRUE | VIC | SMTS | South Morang (Jemena) 66 kV | Jemena | Winter | Non-coincident | 2025 | ACTUAL_RAW | NA | 42.1713 | VIC South Morang (Jemena) 66 kV |  |  | FALSE | #N/A | #N/A | #N/A | #N/A | #N/A | #N/A | #N/A | #N/A | #N/A | #N/A
TRUE | VIC | SMTS | South Morang (Jemena) 66 kV | Jemena | Winter | Non-coincident | 2025 | ACTUAL_ADJUSTEDOPG | NA | 44.1478 | VIC South Morang (Jemena) 66 kV |  |  | FALSE | #N/A | #N/A | #N/A | #N/A | #N/A | #N/A | #N/A | #N/A | #N/A | #N/A
TRUE | VIC | SMTS | South Morang (Jemena) 66 kV | Jemena | Winter | Non-coincident | 2025 | BASEYEARPOE50 | NA | 73.4448 | VIC South Morang (Jemena) 66 kV |  |  | FALSE | #N/A | #N/A | #N/A | #N/A | #N/A | #N/A | #N/A | #N/A | #N/A | #N/A
TRUE | VIC | SMTS | South Morang (Jemena) 66 kV | Jemena | Winter | Non-coincident | 2025 | BASEYEARPOE10 | NA | 78.1572 | VIC South Morang (Jemena) 66 kV |  |  | FALSE | #N/A | #N/A | #N/A | #N/A | #N/A | #N/A | #N/A | #N/A | #N/A | #N/A
TRUE | VIC | SMTS | South Morang (Jemena) 66 kV | Jemena | Winter | Non-coincident | 2025 | POE10 | NA | 79.0575 | VIC South Morang (Jemena) 66 kV |  |  | FALSE | #N/A | #N/A | #N/A | #N/A | #N/A | #N/A | #N/A | #N/A | #N/A | #N/A
TRUE | VIC | SMTS | South Morang (Jemena) 66 kV | Jemena | Winter | Non-coincident | 2025 | POE50 | NA | 73.7394 | VIC South Morang (Jemena) 66 kV |  |  | FALSE | #N/A | #N/A | #N/A | #N/A | #N/A | #N/A | #N/A | #N/A | #N/A | #N/A
TRUE | VIC | SMTS | South Morang (Jemena) 66 kV | Jemena | Winter | Coincident | 2026 | POE10 | NA | 67.9371 | VIC South Morang (Jemena) 66 kV |  |  | FALSE | #N/A | #N/A | #N/A | #N/A | #N/A | #N/A | #N/A | #N/A | #N/A | #N/A
TRUE | VIC | SMTS | South Morang (Jemena) 66 kV | Jemena | Winter | Coincident | 2026 | POE50 | NA | 67.2339 | VIC South Morang (Jemena) 66 kV |  |  | FALSE | #N/A | #N/A | #N/A | #N/A | #N/A | #N/A | #N/A | #N/A | #N/A | #N/A
TRUE | VIC | SMTS | South Morang (Jemena) 66 kV | Jemena | Winter | Non-coincident | 2026 | POE10 | NA | 86.8761 | VIC South Morang (Jemena) 66 kV |  |  | FALSE | #N/A | #N/A | #N/A | #N/A | #N/A | #N/A | #N/A | #N/A | #N/A | #N/A
TRUE | VIC | SMTS | South Morang (Jemena) 66 kV | Jemena | Winter | Non-coincident | 2026 | POE50 | NA | 81.5132 | VIC South Morang (Jemena) 66 kV |  |  | FALSE | #N/A | #N/A | #N/A | #N/A | #N/A | #N/A | #N/A | #N/A | #N/A | #N/A
TRUE | VIC | SMTS | South Morang (Jemena) 66 kV | Jemena | Winter | Coincident | 2027 | POE10 | NA | 81.3849 | VIC South Morang (Jemena) 66 kV |  |  | FALSE | #N/A | #N/A | #N/A | #N/A | #N/A | #N/A | #N/A | #N/A | #N/A | #N/A
TRUE | VIC | SMTS | South Morang (Jemena) 66 kV | Jemena | Winter | Coincident | 2027 | POE50 | NA | 80.5979 | VIC South Morang (Jemena) 66 kV |  |  | FALSE | #N/A | #N/A | #N/A | #N/A | #N/A | #N/A | #N/A | #N/A | #N/A | #N/A
TRUE | VIC | SMTS | South Morang (Jemena) 66 kV | Jemena | Winter | Non-coincident | 2027 | POE10 | NA | 105.2083 | VIC South Morang (Jemena) 66 kV |  |  | FALSE | #N/A | #N/A | #N/A | #N/A | #N/A | #N/A | #N/A | #N/A | #N/A | #N/A
TRUE | VIC | SMTS | South Morang (Jemena) 66 kV | Jemena | Winter | Non-coincident | 2027 | POE50 | NA | 99.799 | VIC South Morang (Jemena) 66 kV |  |  | FALSE | #N/A | #N/A | #N/A | #N/A | #N/A | #N/A | #N/A | #N/A | #N/A | #N/A
TRUE | VIC | SMTS | South Morang (Jemena) 66 kV | Jemena | Winter | Coincident | 2028 | POE10 | NA | 116.5768 | VIC South Morang (Jemena) 66 kV |  |  | FALSE | #N/A | #N/A | #N/A | #N/A | #N/A | #N/A | #N/A | #N/A | #N/A | #N/A
TRUE | VIC | SMTS | South Morang (Jemena) 66 kV | Jemena | Winter | Coincident | 2028 | POE50 | NA | 116.0391 | VIC South Morang (Jemena) 66 kV |  |  | FALSE | #N/A | #N/A | #N/A | #N/A | #N/A | #N/A | #N/A | #N/A | #N/A | #N/A
TRUE | VIC | SMTS | South Morang (Jemena) 66 kV | Jemena | Winter | Non-coincident | 2028 | POE10 | NA | 147.9763 | VIC South Morang (Jemena) 66 kV |  |  | FALSE | #N/A | #N/A | #N/A | #N/A | #N/A | #N/A | #N/A | #N/A | #N/A | #N/A
TRUE | VIC | SMTS | South Morang (Jemena) 66 kV | Jemena | Winter | Non-coincident | 2028 | POE50 | NA | 142.5206 | VIC South Morang (Jemena) 66 kV |  |  | FALSE | #N/A | #N/A | #N/A | #N/A | #N/A | #N/A | #N/A | #N/A | #N/A | #N/A
TRUE | VIC | SMTS | South Morang (Jemena) 66 kV | Jemena | Winter | Coincident | 2029 | POE10 | NA | 181.1581 | VIC South Morang (Jemena) 66 kV |  |  | FALSE | #N/A | #N/A | #N/A | #N/A | #N/A | #N/A | #N/A | #N/A | #N/A | #N/A
TRUE | VIC | SMTS | South Morang (Jemena) 66 kV | Jemena | Winter | Coincident | 2029 | POE50 | NA | 181.0048 | VIC South Morang (Jemena) 66 kV |  |  | FALSE | #N/A | #N/A | #N/A | #N/A | #N/A | #N/A | #N/A | #N/A | #N/A | #N/A
TRUE | VIC | SMTS | South Morang (Jemena) 66 kV | Jemena | Winter | Non-coincident | 2029 | POE10 | NA | 225.4829 | VIC South Morang (Jemena) 66 kV |  |  | FALSE | #N/A | #N/A | #N/A | #N/A | #N/A | #N/A | #N/A | #N/A | #N/A | #N/A
TRUE | VIC | SMTS | South Morang (Jemena) 66 kV | Jemena | Winter | Non-coincident | 2029 | POE50 | NA | 219.9808 | VIC South Morang (Jemena) 66 kV |  |  | FALSE | #N/A | #N/A | #N/A | #N/A | #N/A | #N/A | #N/A | #N/A | #N/A | #N/A
TRUE | VIC | SMTS | South Morang (Jemena) 66 kV | Jemena | Winter | Coincident | 2030 | POE10 | NA | 255.0802 | VIC South Morang (Jemena) 66 kV |  |  | FALSE | #N/A | #N/A | #N/A | #N/A | #N/A | #N/A | #N/A | #N/A | #N/A | #N/A
TRUE | VIC | SMTS | South Morang (Jemena) 66 kV | Jemena | Winter | Coincident | 2030 | POE50 | NA | 255.2662 | VIC South Morang (Jemena) 66 kV |  |  | FALSE | #N/A | #N/A | #N/A | #N/A | #N/A | #N/A | #N/A | #N/A | #N/A | #N/A
TRUE | VIC | SMTS | South Morang (Jemena) 66 kV | Jemena | Winter | Non-coincident | 2030 | POE10 | NA | 316.5299 | VIC South Morang (Jemena) 66 kV |  |  | FALSE | #N/A | #N/A | #N/A | #N/A | #N/A | #N/A | #N/A | #N/A | #N/A | #N/A
TRUE | VIC | SMTS | South Morang (Jemena) 66 kV | Jemena | Winter | Non-coincident | 2030 | POE50 | NA | 310.9814 | VIC South Morang (Jemena) 66 kV |  |  | FALSE | #N/A | #N/A | #N/A | #N/A | #N/A | #N/A | #N/A | #N/A | #N/A | #N/A
TRUE | VIC | SMTS | South Morang (Jemena) 66 kV | Jemena | Winter | Coincident | 2031 | POE10 | NA | 345.8427 | VIC South Morang (Jemena) 66 kV |  |  | FALSE | #N/A | #N/A | #N/A | #N/A | #N/A | #N/A | #N/A | #N/A | #N/A | #N/A
TRUE | VIC | SMTS | South Morang (Jemena) 66 kV | Jemena | Winter | Coincident | 2031 | POE50 | NA | 346.5032 | VIC South Morang (Jemena) 66 kV |  |  | FALSE | #N/A | #N/A | #N/A | #N/A | #N/A | #N/A | #N/A | #N/A | #N/A | #N/A
TRUE | VIC | SMTS | South Morang (Jemena) 66 kV | Jemena | Winter | Non-coincident | 2031 | POE10 | NA | 429.6984 | VIC South Morang (Jemena) 66 kV |  |  | FALSE | #N/A | #N/A | #N/A | #N/A | #N/A | #N/A | #N/A | #N/A | #N/A | #N/A
TRUE | VIC | SMTS | South Morang (Jemena) 66 kV | Jemena | Winter | Non-coincident | 2031 | POE50 | NA | 424.1032 | VIC South Morang (Jemena) 66 kV |  |  | FALSE | #N/A | #N/A | #N/A | #N/A | #N/A | #N/A | #N/A | #N/A | #N/A | #N/A
TRUE | VIC | SMTS | South Morang (Jemena) 66 kV | Jemena | Winter | Coincident | 2032 | POE10 | NA | 433.6699 | VIC South Morang (Jemena) 66 kV |  |  | FALSE | #N/A | #N/A | #N/A | #N/A | #N/A | #N/A | #N/A | #N/A | #N/A | #N/A
TRUE | VIC | SMTS | South Morang (Jemena) 66 kV | Jemena | Winter | Coincident | 2032 | POE50 | NA | 433.9661 | VIC South Morang (Jemena) 66 kV |  |  | FALSE | #N/A | #N/A | #N/A | #N/A | #N/A | #N/A | #N/A | #N/A | #N/A | #N/A
TRUE | VIC | SMTS | South Morang (Jemena) 66 kV | Jemena | Winter | Non-coincident | 2032 | POE10 | NA | 546.5487 | VIC South Morang (Jemena) 66 kV |  |  | FALSE | #N/A | #N/A | #N/A | #N/A | #N/A | #N/A | #N/A | #N/A | #N/A | #N/A
TRUE | VIC | SMTS | South Morang (Jemena) 66 kV | Jemena | Winter | Non-coincident | 2032 | POE50 | NA | 540.9037 | VIC South Morang (Jemena) 66 kV |  |  | FALSE | #N/A | #N/A | #N/A | #N/A | #N/A | #N/A | #N/A | #N/A | #N/A | #N/A
TRUE | VIC | SMTS | South Morang (Jemena) 66 kV | Jemena | Winter | Coincident | 2033 | POE10 | NA | 502.23 | VIC South Morang (Jemena) 66 kV |  |  | FALSE | #N/A | #N/A | #N/A | #N/A | #N/A | #N/A | #N/A | #N/A | #N/A | #N/A
TRUE | VIC | SMTS | South Morang (Jemena) 66 kV | Jemena | Winter | Coincident | 2033 | POE50 | NA | 502.8197 | VIC South Morang (Jemena) 66 kV |  |  | FALSE | #N/A | #N/A | #N/A | #N/A | #N/A | #N/A | #N/A | #N/A | #N/A | #N/A
TRUE | VIC | SMTS | South Morang (Jemena) 66 kV | Jemena | Winter | Non-coincident | 2033 | POE10 | NA | 646.8 | VIC South Morang (Jemena) 66 kV |  |  | FALSE | #N/A | #N/A | #N/A | #N/A | #N/A | #N/A | #N/A | #N/A | #N/A | #N/A
TRUE | VIC | SMTS | South Morang (Jemena) 66 kV | Jemena | Winter | Non-coincident | 2033 | POE50 | NA | 641.1053 | VIC South Morang (Jemena) 66 kV |  |  | FALSE | #N/A | #N/A | #N/A | #N/A | #N/A | #N/A | #N/A | #N/A | #N/A | #N/A
TRUE | VIC | SMTS | South Morang (Jemena) 66 kV | Jemena | Winter | Coincident | 2034 | POE10 | NA | 544.5305 | VIC South Morang (Jemena) 66 kV |  |  | FALSE | #N/A | #N/A | #N/A | #N/A | #N/A | #N/A | #N/A | #N/A | #N/A | #N/A
TRUE | VIC | SMTS | South Morang (Jemena) 66 kV | Jemena | Winter | Coincident | 2034 | POE50 | NA | 545.5515 | VIC South Morang (Jemena) 66 kV |  |  | FALSE | #N/A | #N/A | #N/A | #N/A | #N/A | #N/A | #N/A | #N/A | #N/A | #N/A
TRUE | VIC | SMTS | South Morang (Jemena) 66 kV | Jemena | Winter | Non-coincident | 2034 | POE10 | NA | 705.5251 | VIC South Morang (Jemena) 66 kV |  |  | FALSE | #N/A | #N/A | #N/A | #N/A | #N/A | #N/A | #N/A | #N/A | #N/A | #N/A
TRUE | VIC | SMTS | South Morang (Jemena) 66 kV | Jemena | Winter | Non-coincident | 2034 | POE50 | NA | 699.7807 | VIC South Morang (Jemena) 66 kV |  |  | FALSE | #N/A | #N/A | #N/A | #N/A | #N/A | #N/A | #N/A | #N/A | #N/A | #N/A
TRUE | VIC | SMTS66A | South Morang (AusNet) 66 kV | AusNet | Shoulder | Coincident | 2019 | ACTUAL_OPG | 59.8263 | NA | VIC South Morang (AusNet) 66 kV |  |  | FALSE | #N/A | #N/A | #N/A | #N/A | #N/A | #N/A | #N/A | #N/A | #N/A | #N/A
TRUE | VIC | SMTS66A | South Morang (AusNet) 66 kV | AusNet | Shoulder | Coincident | 2019 | ACTUAL_RAW | 59.8263 | NA | VIC South Morang (AusNet) 66 kV |  |  | FALSE | #N/A | #N/A | #N/A | #N/A | #N/A | #N/A | #N/A | #N/A | #N/A | #N/A
TRUE | VIC | SMTS66A | South Morang (AusNet) 66 kV | AusNet | Shoulder | Non-coincident | 2019 | ACTUAL_RAW | 35.2499 | NA | VIC South Morang (AusNet) 66 kV |  |  | FALSE | #N/A | #N/A | #N/A | #N/A | #N/A | #N/A | #N/A | #N/A | #N/A | #N/A
TRUE | VIC | SMTS66A | South Morang (AusNet) 66 kV | AusNet | Shoulder | Non-coincident | 2019 | ACTUAL_OPG | 35.2499 | NA | VIC South Morang (AusNet) 66 kV |  |  | FALSE | #N/A | #N/A | #N/A | #N/A | #N/A | #N/A | #N/A | #N/A | #N/A | #N/A
TRUE | VIC | SMTS66A | South Morang (AusNet) 66 kV | AusNet | Shoulder | Non-coincident | 2019 | ACTUAL_ADJUSTEDOPG | 35.2499 | NA | VIC South Morang (AusNet) 66 kV |  |  | FALSE | #N/A | #N/A | #N/A | #N/A | #N/A | #N/A | #N/A | #N/A | #N/A | #N/A
TRUE | VIC | SMTS66A | South Morang (AusNet) 66 kV | AusNet | Shoulder | Coincident | 2020 | ACTUAL_OPG | 45.0733 | NA | VIC South Morang (AusNet) 66 kV |  |  | FALSE | #N/A | #N/A | #N/A | #N/A | #N/A | #N/A | #N/A | #N/A | #N/A | #N/A
TRUE | VIC | SMTS66A | South Morang (AusNet) 66 kV | AusNet | Shoulder | Coincident | 2020 | ACTUAL_RAW | 45.0733 | NA | VIC South Morang (AusNet) 66 kV |  |  | FALSE | #N/A | #N/A | #N/A | #N/A | #N/A | #N/A | #N/A | #N/A | #N/A | #N/A
TRUE | VIC | SMTS66A | South Morang (AusNet) 66 kV | AusNet | Shoulder | Non-coincident | 2020 | ACTUAL_RAW | 34.2046 | NA | VIC South Morang (AusNet) 66 kV |  |  | FALSE | #N/A | #N/A | #N/A | #N/A | #N/A | #N/A | #N/A | #N/A | #N/A | #N/A
TRUE | VIC | SMTS66A | South Morang (AusNet) 66 kV | AusNet | Shoulder | Non-coincident | 2020 | ACTUAL_OPG | 38.8986 | NA | VIC South Morang (AusNet) 66 kV |  |  | FALSE | #N/A | #N/A | #N/A | #N/A | #N/A | #N/A | #N/A | #N/A | #N/A | #N/A
TRUE | VIC | SMTS66A | South Morang (AusNet) 66 kV | AusNet | Shoulder | Non-coincident | 2020 | ACTUAL_ADJUSTEDOPG | 38.8986 | NA | VIC South Morang (AusNet) 66 kV |  |  | FALSE | #N/A | #N/A | #N/A | #N/A | #N/A | #N/A | #N/A | #N/A | #N/A | #N/A
TRUE | VIC | SMTS66A | South Morang (AusNet) 66 kV | AusNet | Shoulder | Coincident | 2021 | ACTUAL_OPG | 31.794 | NA | VIC South Morang (AusNet) 66 kV |  |  | FALSE | #N/A | #N/A | #N/A | #N/A | #N/A | #N/A | #N/A | #N/A | #N/A | #N/A
TRUE | VIC | SMTS66A | South Morang (AusNet) 66 kV | AusNet | Shoulder | Coincident | 2021 | ACTUAL_RAW | 24.0978 | NA | VIC South Morang (AusNet) 66 kV |  |  | FALSE | #N/A | #N/A | #N/A | #N/A | #N/A | #N/A | #N/A | #N/A | #N/A | #N/A
TRUE | VIC | SMTS66A | South Morang (AusNet) 66 kV | AusNet | Shoulder | Non-coincident | 2021 | ACTUAL_RAW | -8.0356 | NA | VIC South Morang (AusNet) 66 kV |  |  | FALSE | #N/A | #N/A | #N/A | #N/A | #N/A | #N/A | #N/A | #N/A | #N/A | #N/A
TRUE | VIC | SMTS66A | South Morang (AusNet) 66 kV | AusNet | Shoulder | Non-coincident | 2021 | ACTUAL_OPG | 20.8904 | NA | VIC South Morang (AusNet) 66 kV |  |  | FALSE | #N/A | #N/A | #N/A | #N/A | #N/A | #N/A | #N/A | #N/A | #N/A | #N/A
TRUE | VIC | SMTS66A | South Morang (AusNet) 66 kV | AusNet | Shoulder | Non-coincident | 2021 | ACTUAL_ADJUSTEDOPG | 20.8904 | NA | VIC South Morang (AusNet) 66 kV |  |  | FALSE | #N/A | #N/A | #N/A | #N/A | #N/A | #N/A | #N/A | #N/A | #N/A | #N/A
TRUE | VIC | SMTS66A | South Morang (AusNet) 66 kV | AusNet | Shoulder | Coincident | 2022 | ACTUAL_OPG | -3.689 | NA | VIC South Morang (AusNet) 66 kV |  |  | FALSE | #N/A | #N/A | #N/A | #N/A | #N/A | #N/A | #N/A | #N/A | #N/A | #N/A
TRUE | VIC | SMTS66A | South Morang (AusNet) 66 kV | AusNet | Shoulder | Coincident | 2022 | ACTUAL_RAW | -3.2122 | NA | VIC South Morang (AusNet) 66 kV |  |  | FALSE | #N/A | #N/A | #N/A | #N/A | #N/A | #N/A | #N/A | #N/A | #N/A | #N/A
TRUE | VIC | SMTS66A | South Morang (AusNet) 66 kV | AusNet | Shoulder | Non-coincident | 2022 | ACTUAL_RAW | -35.6892 | NA | VIC South Morang (AusNet) 66 kV |  |  | FALSE | #N/A | #N/A | #N/A | #N/A | #N/A | #N/A | #N/A | #N/A | #N/A | #N/A
TRUE | VIC | SMTS66A | South Morang (AusNet) 66 kV | AusNet | Shoulder | Non-coincident | 2022 | ACTUAL_OPG | -4.1949 | NA | VIC South Morang (AusNet) 66 kV |  |  | FALSE | #N/A | #N/A | #N/A | #N/A | #N/A | #N/A | #N/A | #N/A | #N/A | #N/A
TRUE | VIC | SMTS66A | South Morang (AusNet) 66 kV | AusNet | Shoulder | Non-coincident | 2022 | ACTUAL_ADJUSTEDOPG | -4.1949 | NA | VIC South Morang (AusNet) 66 kV |  |  | FALSE | #N/A | #N/A | #N/A | #N/A | #N/A | #N/A | #N/A | #N/A | #N/A | #N/A
TRUE | VIC | SMTS66A | South Morang (AusNet) 66 kV | AusNet | Shoulder | Coincident | 2023 | ACTUAL_OPG | -2.6842 | NA | VIC South Morang (AusNet) 66 kV |  |  | FALSE | #N/A | #N/A | #N/A | #N/A | #N/A | #N/A | #N/A | #N/A | #N/A | #N/A
TRUE | VIC | SMTS66A | South Morang (AusNet) 66 kV | AusNet | Shoulder | Coincident | 2023 | ACTUAL_RAW | -16.0914 | NA | VIC South Morang (AusNet) 66 kV |  |  | FALSE | #N/A | #N/A | #N/A | #N/A | #N/A | #N/A | #N/A | #N/A | #N/A | #N/A
TRUE | VIC | SMTS66A | South Morang (AusNet) 66 kV | AusNet | Shoulder | Non-coincident | 2023 | ACTUAL_RAW | -31.2611 | NA | VIC South Morang (AusNet) 66 kV |  |  | FALSE | #N/A | #N/A | #N/A | #N/A | #N/A | #N/A | #N/A | #N/A | #N/A | #N/A
TRUE | VIC | SMTS66A | South Morang (AusNet) 66 kV | AusNet | Shoulder | Non-coincident | 2023 | ACTUAL_OPG | -8.1728 | NA | VIC South Morang (AusNet) 66 kV |  |  | FALSE | #N/A | #N/A | #N/A | #N/A | #N/A | #N/A | #N/A | #N/A | #N/A | #N/A
TRUE | VIC | SMTS66A | South Morang (AusNet) 66 kV | AusNet | Shoulder | Non-coincident | 2023 | ACTUAL_ADJUSTEDOPG | -8.1728 | NA | VIC South Morang (AusNet) 66 kV |  |  | FALSE | #N/A | #N/A | #N/A | #N/A | #N/A | #N/A | #N/A | #N/A | #N/A | #N/A
TRUE | VIC | SMTS66A | South Morang (AusNet) 66 kV | AusNet | Shoulder | Coincident | 2024 | ACTUAL_OPG | -9.0765 | NA | VIC South Morang (AusNet) 66 kV |  |  | FALSE | #N/A | #N/A | #N/A | #N/A | #N/A | #N/A | #N/A | #N/A | #N/A | #N/A
TRUE | VIC | SMTS66A | South Morang (AusNet) 66 kV | AusNet | Shoulder | Coincident | 2024 | ACTUAL_RAW | -8.7884 | NA | VIC South Morang (AusNet) 66 kV |  |  | FALSE | #N/A | #N/A | #N/A | #N/A | #N/A | #N/A | #N/A | #N/A | #N/A | #N/A
TRUE | VIC | SMTS66A | South Morang (AusNet) 66 kV | AusNet | Shoulder | Non-coincident | 2024 | ACTUAL_RAW | -34.2009 | NA | VIC South Morang (AusNet) 66 kV |  |  | FALSE | #N/A | #N/A | #N/A | #N/A | #N/A | #N/A | #N/A | #N/A | #N/A | #N/A
TRUE | VIC | SMTS66A | South Morang (AusNet) 66 kV | AusNet | Shoulder | Non-coincident | 2024 | ACTUAL_OPG | -11.359 | NA | VIC South Morang (AusNet) 66 kV |  |  | FALSE | #N/A | #N/A | #N/A | #N/A | #N/A | #N/A | #N/A | #N/A | #N/A | #N/A
TRUE | VIC | SMTS66A | South Morang (AusNet) 66 kV | AusNet | Shoulder | Non-coincident | 2024 | ACTUAL_ADJUSTEDOPG | -11.359 | NA | VIC South Morang (AusNet) 66 kV |  |  | FALSE | #N/A | #N/A | #N/A | #N/A | #N/A | #N/A | #N/A | #N/A | #N/A | #N/A
TRUE | VIC | SMTS66A | South Morang (AusNet) 66 kV | AusNet | Shoulder | Coincident | 2025 | ACTUAL_OPG | -38.2879 | NA | VIC South Morang (AusNet) 66 kV |  |  | FALSE | #N/A | #N/A | #N/A | #N/A | #N/A | #N/A | #N/A | #N/A | #N/A | #N/A
TRUE | VIC | SMTS66A | South Morang (AusNet) 66 kV | AusNet | Shoulder | Coincident | 2025 | ACTUAL_RAW | -37.6028 | NA | VIC South Morang (AusNet) 66 kV |  |  | FALSE | #N/A | #N/A | #N/A | #N/A | #N/A | #N/A | #N/A | #N/A | #N/A | #N/A
TRUE | VIC | SMTS66A | South Morang (AusNet) 66 kV | AusNet | Shoulder | Non-coincident | 2025 | ACTUAL_RAW | -45.9478 | NA | VIC South Morang (AusNet) 66 kV |  |  | FALSE | #N/A | #N/A | #N/A | #N/A | #N/A | #N/A | #N/A | #N/A | #N/A | #N/A
TRUE | VIC | SMTS66A | South Morang (AusNet) 66 kV | AusNet | Shoulder | Non-coincident | 2025 | ACTUAL_OPG | -38.2879 | NA | VIC South Morang (AusNet) 66 kV |  |  | FALSE | #N/A | #N/A | #N/A | #N/A | #N/A | #N/A | #N/A | #N/A | #N/A | #N/A
TRUE | VIC | SMTS66A | South Morang (AusNet) 66 kV | AusNet | Shoulder | Non-coincident | 2025 | ACTUAL_ADJUSTEDOPG | -38.2879 | NA | VIC South Morang (AusNet) 66 kV |  |  | FALSE | #N/A | #N/A | #N/A | #N/A | #N/A | #N/A | #N/A | #N/A | #N/A | #N/A
TRUE | VIC | SMTS66A | South Morang (AusNet) 66 kV | AusNet | Shoulder | Non-coincident | 2025 | BASEYEARPOE90 | -106.6255 | NA | VIC South Morang (AusNet) 66 kV |  |  | FALSE | #N/A | #N/A | #N/A | #N/A | #N/A | #N/A | #N/A | #N/A | #N/A | #N/A
TRUE | VIC | SMTS66A | South Morang (AusNet) 66 kV | AusNet | Shoulder | Non-coincident | 2025 | BASEYEARPOE50 | -98.4782 | NA | VIC South Morang (AusNet) 66 kV |  |  | FALSE | #N/A | #N/A | #N/A | #N/A | #N/A | #N/A | #N/A | #N/A | #N/A | #N/A
TRUE | VIC | SMTS66A | South Morang (AusNet) 66 kV | AusNet | Shoulder | Coincident_unreconciled | 2026 | POE50 | -40 | NA | VIC South Morang (AusNet) 66 kV |  |  | FALSE | #N/A | #N/A | #N/A | #N/A | #N/A | #N/A | #N/A | #N/A | #N/A | #N/A
TRUE | VIC | SMTS66A | South Morang (AusNet) 66 kV | AusNet | Shoulder | Coincident_unreconciled | 2026 | POE90 | -45.0455 | NA | VIC South Morang (AusNet) 66 kV |  |  | FALSE | #N/A | #N/A | #N/A | #N/A | #N/A | #N/A | #N/A | #N/A | #N/A | #N/A
TRUE | VIC | SMTS66A | South Morang (AusNet) 66 kV | AusNet | Shoulder | Non-coincident | 2026 | POE90 | -75 | NA | VIC South Morang (AusNet) 66 kV |  |  | FALSE | #N/A | #N/A | #N/A | #N/A | #N/A | #N/A | #N/A | #N/A | #N/A | #N/A
TRUE | VIC | SMTS66A | South Morang (AusNet) 66 kV | AusNet | Shoulder | Non-coincident | 2026 | POE50 | -65 | NA | VIC South Morang (AusNet) 66 kV |  |  | FALSE | #N/A | #N/A | #N/A | #N/A | #N/A | #N/A | #N/A | #N/A | #N/A | #N/A
TRUE | VIC | SMTS66A | South Morang (AusNet) 66 kV | AusNet | Shoulder | Coincident_unreconciled | 2027 | POE50 | -63.6363 | NA | VIC South Morang (AusNet) 66 kV |  |  | FALSE | #N/A | #N/A | #N/A | #N/A | #N/A | #N/A | #N/A | #N/A | #N/A | #N/A
TRUE | VIC | SMTS66A | South Morang (AusNet) 66 kV | AusNet | Shoulder | Coincident_unreconciled | 2027 | POE90 | -68.7356 | NA | VIC South Morang (AusNet) 66 kV |  |  | FALSE | #N/A | #N/A | #N/A | #N/A | #N/A | #N/A | #N/A | #N/A | #N/A | #N/A
TRUE | VIC | SMTS66A | South Morang (AusNet) 66 kV | AusNet | Shoulder | Non-coincident | 2027 | POE90 | -78 | NA | VIC South Morang (AusNet) 66 kV |  |  | FALSE | #N/A | #N/A | #N/A | #N/A | #N/A | #N/A | #N/A | #N/A | #N/A | #N/A
TRUE | VIC | SMTS66A | South Morang (AusNet) 66 kV | AusNet | Shoulder | Non-coincident | 2027 | POE50 | -68 | NA | VIC South Morang (AusNet) 66 kV |  |  | FALSE | #N/A | #N/A | #N/A | #N/A | #N/A | #N/A | #N/A | #N/A | #N/A | #N/A
TRUE | VIC | SMTS66A | South Morang (AusNet) 66 kV | AusNet | Shoulder | Coincident_unreconciled | 2028 | POE50 | -86.327 | NA | VIC South Morang (AusNet) 66 kV |  |  | FALSE | #N/A | #N/A | #N/A | #N/A | #N/A | #N/A | #N/A | #N/A | #N/A | #N/A
TRUE | VIC | SMTS66A | South Morang (AusNet) 66 kV | AusNet | Shoulder | Coincident_unreconciled | 2028 | POE90 | -91.4836 | NA | VIC South Morang (AusNet) 66 kV |  |  | FALSE | #N/A | #N/A | #N/A | #N/A | #N/A | #N/A | #N/A | #N/A | #N/A | #N/A
TRUE | VIC | SMTS66A | South Morang (AusNet) 66 kV | AusNet | Shoulder | Non-coincident | 2028 | POE90 | -81 | NA | VIC South Morang (AusNet) 66 kV |  |  | FALSE | #N/A | #N/A | #N/A | #N/A | #N/A | #N/A | #N/A | #N/A | #N/A | #N/A
TRUE | VIC | SMTS66A | South Morang (AusNet) 66 kV | AusNet | Shoulder | Non-coincident | 2028 | POE50 | -71 | NA | VIC South Morang (AusNet) 66 kV |  |  | FALSE | #N/A | #N/A | #N/A | #N/A | #N/A | #N/A | #N/A | #N/A | #N/A | #N/A
TRUE | VIC | SMTS66A | South Morang (AusNet) 66 kV | AusNet | Shoulder | Coincident_unreconciled | 2029 | POE50 | -108.1287 | NA | VIC South Morang (AusNet) 66 kV |  |  | FALSE | #N/A | #N/A | #N/A | #N/A | #N/A | #N/A | #N/A | #N/A | #N/A | #N/A
TRUE | VIC | SMTS66A | South Morang (AusNet) 66 kV | AusNet | Shoulder | Coincident_unreconciled | 2029 | POE90 | -113.3426 | NA | VIC South Morang (AusNet) 66 kV |  |  | FALSE | #N/A | #N/A | #N/A | #N/A | #N/A | #N/A | #N/A | #N/A | #N/A | #N/A
TRUE | VIC | SMTS66A | South Morang (AusNet) 66 kV | AusNet | Shoulder | Non-coincident | 2029 | POE90 | -84 | NA | VIC South Morang (AusNet) 66 kV |  |  | FALSE | #N/A | #N/A | #N/A | #N/A | #N/A | #N/A | #N/A | #N/A | #N/A | #N/A
TRUE | VIC | SMTS66A | South Morang (AusNet) 66 kV | AusNet | Shoulder | Non-coincident | 2029 | POE50 | -74 | NA | VIC South Morang (AusNet) 66 kV |  |  | FALSE | #N/A | #N/A | #N/A | #N/A | #N/A | #N/A | #N/A | #N/A | #N/A | #N/A
TRUE | VIC | SMTS66A | South Morang (AusNet) 66 kV | AusNet | Shoulder | Coincident_unreconciled | 2030 | POE50 | -129.5954 | NA | VIC South Morang (AusNet) 66 kV |  |  | FALSE | #N/A | #N/A | #N/A | #N/A | #N/A | #N/A | #N/A | #N/A | #N/A | #N/A
TRUE | VIC | SMTS66A | South Morang (AusNet) 66 kV | AusNet | Shoulder | Coincident_unreconciled | 2030 | POE90 | -134.8667 | NA | VIC South Morang (AusNet) 66 kV |  |  | FALSE | #N/A | #N/A | #N/A | #N/A | #N/A | #N/A | #N/A | #N/A | #N/A | #N/A
TRUE | VIC | SMTS66A | South Morang (AusNet) 66 kV | AusNet | Shoulder | Non-coincident | 2030 | POE90 | -87 | NA | VIC South Morang (AusNet) 66 kV |  |  | FALSE | #N/A | #N/A | #N/A | #N/A | #N/A | #N/A | #N/A | #N/A | #N/A | #N/A
TRUE | VIC | SMTS66A | South Morang (AusNet) 66 kV | AusNet | Shoulder | Non-coincident | 2030 | POE50 | -77 | NA | VIC South Morang (AusNet) 66 kV |  |  | FALSE | #N/A | #N/A | #N/A | #N/A | #N/A | #N/A | #N/A | #N/A | #N/A | #N/A
TRUE | VIC | SMTS66A | South Morang (AusNet) 66 kV | AusNet | Shoulder | Coincident_unreconciled | 2031 | POE50 | -151.422 | NA | VIC South Morang (AusNet) 66 kV |  |  | FALSE | #N/A | #N/A | #N/A | #N/A | #N/A | #N/A | #N/A | #N/A | #N/A | #N/A
TRUE | VIC | SMTS66A | South Morang (AusNet) 66 kV | AusNet | Shoulder | Coincident_unreconciled | 2031 | POE90 | -156.7506 | NA | VIC South Morang (AusNet) 66 kV |  |  | FALSE | #N/A | #N/A | #N/A | #N/A | #N/A | #N/A | #N/A | #N/A | #N/A | #N/A
TRUE | VIC | SMTS66A | South Morang (AusNet) 66 kV | AusNet | Shoulder | Non-coincident | 2031 | POE90 | -90 | NA | VIC South Morang (AusNet) 66 kV |  |  | FALSE | #N/A | #N/A | #N/A | #N/A | #N/A | #N/A | #N/A | #N/A | #N/A | #N/A
TRUE | VIC | SMTS66A | South Morang (AusNet) 66 kV | AusNet | Shoulder | Non-coincident | 2031 | POE50 | -80 | NA | VIC South Morang (AusNet) 66 kV |  |  | FALSE | #N/A | #N/A | #N/A | #N/A | #N/A | #N/A | #N/A | #N/A | #N/A | #N/A
TRUE | VIC | SMTS66A | South Morang (AusNet) 66 kV | AusNet | Shoulder | Coincident_unreconciled | 2032 | POE50 | -168.7426 | NA | VIC South Morang (AusNet) 66 kV |  |  | FALSE | #N/A | #N/A | #N/A | #N/A | #N/A | #N/A | #N/A | #N/A | #N/A | #N/A
TRUE | VIC | SMTS66A | South Morang (AusNet) 66 kV | AusNet | Shoulder | Coincident_unreconciled | 2032 | POE90 | -174.1336 | NA | VIC South Morang (AusNet) 66 kV |  |  | FALSE | #N/A | #N/A | #N/A | #N/A | #N/A | #N/A | #N/A | #N/A | #N/A | #N/A
TRUE | VIC | SMTS66A | South Morang (AusNet) 66 kV | AusNet | Shoulder | Non-coincident | 2032 | POE90 | -93 | NA | VIC South Morang (AusNet) 66 kV |  |  | FALSE | #N/A | #N/A | #N/A | #N/A | #N/A | #N/A | #N/A | #N/A | #N/A | #N/A
TRUE | VIC | SMTS66A | South Morang (AusNet) 66 kV | AusNet | Shoulder | Non-coincident | 2032 | POE50 | -83 | NA | VIC South Morang (AusNet) 66 kV |  |  | FALSE | #N/A | #N/A | #N/A | #N/A | #N/A | #N/A | #N/A | #N/A | #N/A | #N/A
TRUE | VIC | SMTS66A | South Morang (AusNet) 66 kV | AusNet | Shoulder | Coincident_unreconciled | 2033 | POE50 | -182.2904 | NA | VIC South Morang (AusNet) 66 kV |  |  | FALSE | #N/A | #N/A | #N/A | #N/A | #N/A | #N/A | #N/A | #N/A | #N/A | #N/A
TRUE | VIC | SMTS66A | South Morang (AusNet) 66 kV | AusNet | Shoulder | Coincident_unreconciled | 2033 | POE90 | -187.7471 | NA | VIC South Morang (AusNet) 66 kV |  |  | FALSE | #N/A | #N/A | #N/A | #N/A | #N/A | #N/A | #N/A | #N/A | #N/A | #N/A
TRUE | VIC | SMTS66A | South Morang (AusNet) 66 kV | AusNet | Shoulder | Non-coincident | 2033 | POE90 | -96 | NA | VIC South Morang (AusNet) 66 kV |  |  | FALSE | #N/A | #N/A | #N/A | #N/A | #N/A | #N/A | #N/A | #N/A | #N/A | #N/A
TRUE | VIC | SMTS66A | South Morang (AusNet) 66 kV | AusNet | Shoulder | Non-coincident | 2033 | POE50 | -86 | NA | VIC South Morang (AusNet) 66 kV |  |  | FALSE | #N/A | #N/A | #N/A | #N/A | #N/A | #N/A | #N/A | #N/A | #N/A | #N/A
TRUE | VIC | SMTS66A | South Morang (AusNet) 66 kV | AusNet | Shoulder | Coincident_unreconciled | 2034 | POE50 | -195.4012 | NA | VIC South Morang (AusNet) 66 kV |  |  | FALSE | #N/A | #N/A | #N/A | #N/A | #N/A | #N/A | #N/A | #N/A | #N/A | #N/A
TRUE | VIC | SMTS66A | South Morang (AusNet) 66 kV | AusNet | Shoulder | Coincident_unreconciled | 2034 | POE90 | -200.9236 | NA | VIC South Morang (AusNet) 66 kV |  |  | FALSE | #N/A | #N/A | #N/A | #N/A | #N/A | #N/A | #N/A | #N/A | #N/A | #N/A
TRUE | VIC | SMTS66A | South Morang (AusNet) 66 kV | AusNet | Shoulder | Non-coincident | 2034 | POE90 | -99 | NA | VIC South Morang (AusNet) 66 kV |  |  | FALSE | #N/A | #N/A | #N/A | #N/A | #N/A | #N/A | #N/A | #N/A | #N/A | #N/A
TRUE | VIC | SMTS66A | South Morang (AusNet) 66 kV | AusNet | Shoulder | Non-coincident | 2034 | POE50 | -89 | NA | VIC South Morang (AusNet) 66 kV |  |  | FALSE | #N/A | #N/A | #N/A | #N/A | #N/A | #N/A | #N/A | #N/A | #N/A | #N/A
TRUE | VIC | SMTS66A | South Morang (AusNet) 66 kV | AusNet | Shoulder | Coincident_unreconciled | 2035 | POE50 | -209.5187 | NA | VIC South Morang (AusNet) 66 kV |  |  | FALSE | #N/A | #N/A | #N/A | #N/A | #N/A | #N/A | #N/A | #N/A | #N/A | #N/A
TRUE | VIC | SMTS66A | South Morang (AusNet) 66 kV | AusNet | Shoulder | Coincident_unreconciled | 2035 | POE90 | -215.1067 | NA | VIC South Morang (AusNet) 66 kV |  |  | FALSE | #N/A | #N/A | #N/A | #N/A | #N/A | #N/A | #N/A | #N/A | #N/A | #N/A
TRUE | VIC | SMTS66A | South Morang (AusNet) 66 kV | AusNet | Shoulder | Non-coincident | 2035 | POE90 | -102 | NA | VIC South Morang (AusNet) 66 kV |  |  | FALSE | #N/A | #N/A | #N/A | #N/A | #N/A | #N/A | #N/A | #N/A | #N/A | #N/A
TRUE | VIC | SMTS66A | South Morang (AusNet) 66 kV | AusNet | Shoulder | Non-coincident | 2035 | POE50 | -92 | NA | VIC South Morang (AusNet) 66 kV |  |  | FALSE | #N/A | #N/A | #N/A | #N/A | #N/A | #N/A | #N/A | #N/A | #N/A | #N/A
TRUE | VIC | SMTS66A | South Morang (AusNet) 66 kV | AusNet | Summer | Coincident | 2019 | ACTUAL_OPG | 53.6659 | 222.5963 | VIC South Morang (AusNet) 66 kV |  |  | FALSE | #N/A | #N/A | #N/A | #N/A | #N/A | #N/A | #N/A | #N/A | #N/A | #N/A
TRUE | VIC | SMTS66A | South Morang (AusNet) 66 kV | AusNet | Summer | Coincident | 2019 | ACTUAL_RAW | 53.6659 | 222.5963 | VIC South Morang (AusNet) 66 kV |  |  | FALSE | #N/A | #N/A | #N/A | #N/A | #N/A | #N/A | #N/A | #N/A | #N/A | #N/A
TRUE | VIC | SMTS66A | South Morang (AusNet) 66 kV | AusNet | Summer | Non-coincident | 2019 | ACTUAL_RAW | 34.5225 | 257.3695 | VIC South Morang (AusNet) 66 kV |  |  | FALSE | #N/A | #N/A | #N/A | #N/A | #N/A | #N/A | #N/A | #N/A | #N/A | #N/A
TRUE | VIC | SMTS66A | South Morang (AusNet) 66 kV | AusNet | Summer | Non-coincident | 2019 | ACTUAL_OPG | 34.5225 | 257.3695 | VIC South Morang (AusNet) 66 kV |  |  | FALSE | #N/A | #N/A | #N/A | #N/A | #N/A | #N/A | #N/A | #N/A | #N/A | #N/A
TRUE | VIC | SMTS66A | South Morang (AusNet) 66 kV | AusNet | Summer | Non-coincident | 2019 | ACTUAL_ADJUSTEDOPG | 34.5225 | 257.3695 | VIC South Morang (AusNet) 66 kV |  |  | FALSE | #N/A | #N/A | #N/A | #N/A | #N/A | #N/A | #N/A | #N/A | #N/A | #N/A
TRUE | VIC | SMTS66A | South Morang (AusNet) 66 kV | AusNet | Summer | Coincident | 2020 | ACTUAL_OPG | 30.9016 | 266.8646 | VIC South Morang (AusNet) 66 kV |  |  | FALSE | #N/A | #N/A | #N/A | #N/A | #N/A | #N/A | #N/A | #N/A | #N/A | #N/A
TRUE | VIC | SMTS66A | South Morang (AusNet) 66 kV | AusNet | Summer | Coincident | 2020 | ACTUAL_RAW | 30.9016 | 266.8646 | VIC South Morang (AusNet) 66 kV |  |  | FALSE | #N/A | #N/A | #N/A | #N/A | #N/A | #N/A | #N/A | #N/A | #N/A | #N/A
TRUE | VIC | SMTS66A | South Morang (AusNet) 66 kV | AusNet | Summer | Non-coincident | 2020 | ACTUAL_RAW | 30.1063 | 280.5489 | VIC South Morang (AusNet) 66 kV |  |  | FALSE | #N/A | #N/A | #N/A | #N/A | #N/A | #N/A | #N/A | #N/A | #N/A | #N/A
TRUE | VIC | SMTS66A | South Morang (AusNet) 66 kV | AusNet | Summer | Non-coincident | 2020 | ACTUAL_OPG | 30.1063 | 280.5489 | VIC South Morang (AusNet) 66 kV |  |  | FALSE | #N/A | #N/A | #N/A | #N/A | #N/A | #N/A | #N/A | #N/A | #N/A | #N/A
TRUE | VIC | SMTS66A | South Morang (AusNet) 66 kV | AusNet | Summer | Non-coincident | 2020 | ACTUAL_ADJUSTEDOPG | 30.1063 | 280.5489 | VIC South Morang (AusNet) 66 kV |  |  | FALSE | #N/A | #N/A | #N/A | #N/A | #N/A | #N/A | #N/A | #N/A | #N/A | #N/A
TRUE | VIC | SMTS66A | South Morang (AusNet) 66 kV | AusNet | Summer | Coincident | 2021 | ACTUAL_OPG | 10.898 | 203.3201 | VIC South Morang (AusNet) 66 kV |  |  | FALSE | #N/A | #N/A | #N/A | #N/A | #N/A | #N/A | #N/A | #N/A | #N/A | #N/A
TRUE | VIC | SMTS66A | South Morang (AusNet) 66 kV | AusNet | Summer | Coincident | 2021 | ACTUAL_RAW | 6.5167 | 153.4162 | VIC South Morang (AusNet) 66 kV |  |  | FALSE | #N/A | #N/A | #N/A | #N/A | #N/A | #N/A | #N/A | #N/A | #N/A | #N/A
TRUE | VIC | SMTS66A | South Morang (AusNet) 66 kV | AusNet | Summer | Non-coincident | 2021 | ACTUAL_RAW | -33.562 | 224.0051 | VIC South Morang (AusNet) 66 kV |  |  | FALSE | #N/A | #N/A | #N/A | #N/A | #N/A | #N/A | #N/A | #N/A | #N/A | #N/A
TRUE | VIC | SMTS66A | South Morang (AusNet) 66 kV | AusNet | Summer | Non-coincident | 2021 | ACTUAL_OPG | 4.6345 | 223.439 | VIC South Morang (AusNet) 66 kV |  |  | FALSE | #N/A | #N/A | #N/A | #N/A | #N/A | #N/A | #N/A | #N/A | #N/A | #N/A
TRUE | VIC | SMTS66A | South Morang (AusNet) 66 kV | AusNet | Summer | Non-coincident | 2021 | ACTUAL_ADJUSTEDOPG | 4.6345 | 223.439 | VIC South Morang (AusNet) 66 kV |  |  | FALSE | #N/A | #N/A | #N/A | #N/A | #N/A | #N/A | #N/A | #N/A | #N/A | #N/A
TRUE | VIC | SMTS66A | South Morang (AusNet) 66 kV | AusNet | Summer | Coincident | 2022 | ACTUAL_OPG | -3.382 | 223.4621 | VIC South Morang (AusNet) 66 kV |  |  | FALSE | #N/A | #N/A | #N/A | #N/A | #N/A | #N/A | #N/A | #N/A | #N/A | #N/A
TRUE | VIC | SMTS66A | South Morang (AusNet) 66 kV | AusNet | Summer | Coincident | 2022 | ACTUAL_RAW | -3.4197 | 198.3872 | VIC South Morang (AusNet) 66 kV |  |  | FALSE | #N/A | #N/A | #N/A | #N/A | #N/A | #N/A | #N/A | #N/A | #N/A | #N/A
TRUE | VIC | SMTS66A | South Morang (AusNet) 66 kV | AusNet | Summer | Non-coincident | 2022 | ACTUAL_RAW | -35.5311 | 239.2211 | VIC South Morang (AusNet) 66 kV |  |  | FALSE | #N/A | #N/A | #N/A | #N/A | #N/A | #N/A | #N/A | #N/A | #N/A | #N/A
TRUE | VIC | SMTS66A | South Morang (AusNet) 66 kV | AusNet | Summer | Non-coincident | 2022 | ACTUAL_OPG | -5.1354 | 240.3801 | VIC South Morang (AusNet) 66 kV |  |  | FALSE | #N/A | #N/A | #N/A | #N/A | #N/A | #N/A | #N/A | #N/A | #N/A | #N/A
TRUE | VIC | SMTS66A | South Morang (AusNet) 66 kV | AusNet | Summer | Non-coincident | 2022 | ACTUAL_ADJUSTEDOPG | -5.1354 | 240.3801 | VIC South Morang (AusNet) 66 kV |  |  | FALSE | #N/A | #N/A | #N/A | #N/A | #N/A | #N/A | #N/A | #N/A | #N/A | #N/A
TRUE | VIC | SMTS66A | South Morang (AusNet) 66 kV | AusNet | Summer | Coincident | 2023 | ACTUAL_OPG | 0.51227 | 230.3135 | VIC South Morang (AusNet) 66 kV |  |  | FALSE | #N/A | #N/A | #N/A | #N/A | #N/A | #N/A | #N/A | #N/A | #N/A | #N/A
TRUE | VIC | SMTS66A | South Morang (AusNet) 66 kV | AusNet | Summer | Coincident | 2023 | ACTUAL_RAW | 1.1574 | 223.4346 | VIC South Morang (AusNet) 66 kV |  |  | FALSE | #N/A | #N/A | #N/A | #N/A | #N/A | #N/A | #N/A | #N/A | #N/A | #N/A
TRUE | VIC | SMTS66A | South Morang (AusNet) 66 kV | AusNet | Summer | Non-coincident | 2023 | ACTUAL_RAW | -32.7486 | 229.1425 | VIC South Morang (AusNet) 66 kV |  |  | FALSE | #N/A | #N/A | #N/A | #N/A | #N/A | #N/A | #N/A | #N/A | #N/A | #N/A
TRUE | VIC | SMTS66A | South Morang (AusNet) 66 kV | AusNet | Summer | Non-coincident | 2023 | ACTUAL_OPG | -9.6704 | 234.7363 | VIC South Morang (AusNet) 66 kV |  |  | FALSE | #N/A | #N/A | #N/A | #N/A | #N/A | #N/A | #N/A | #N/A | #N/A | #N/A
TRUE | VIC | SMTS66A | South Morang (AusNet) 66 kV | AusNet | Summer | Non-coincident | 2023 | ACTUAL_ADJUSTEDOPG | -9.6704 | 234.7363 | VIC South Morang (AusNet) 66 kV |  |  | FALSE | #N/A | #N/A | #N/A | #N/A | #N/A | #N/A | #N/A | #N/A | #N/A | #N/A
TRUE | VIC | SMTS66A | South Morang (AusNet) 66 kV | AusNet | Summer | Coincident | 2024 | ACTUAL_OPG | -19.1502 | 237.7701 | VIC South Morang (AusNet) 66 kV |  |  | FALSE | #N/A | #N/A | #N/A | #N/A | #N/A | #N/A | #N/A | #N/A | #N/A | #N/A
TRUE | VIC | SMTS66A | South Morang (AusNet) 66 kV | AusNet | Summer | Coincident | 2024 | ACTUAL_RAW | -18.8741 | 187.4717 | VIC South Morang (AusNet) 66 kV |  |  | FALSE | #N/A | #N/A | #N/A | #N/A | #N/A | #N/A | #N/A | #N/A | #N/A | #N/A
TRUE | VIC | SMTS66A | South Morang (AusNet) 66 kV | AusNet | Summer | Non-coincident | 2024 | ACTUAL_RAW | -40.7013 | 234.3314 | VIC South Morang (AusNet) 66 kV |  |  | FALSE | #N/A | #N/A | #N/A | #N/A | #N/A | #N/A | #N/A | #N/A | #N/A | #N/A
TRUE | VIC | SMTS66A | South Morang (AusNet) 66 kV | AusNet | Summer | Non-coincident | 2024 | ACTUAL_OPG | -20.0442 | 244.9592 | VIC South Morang (AusNet) 66 kV |  |  | FALSE | #N/A | #N/A | #N/A | #N/A | #N/A | #N/A | #N/A | #N/A | #N/A | #N/A
TRUE | VIC | SMTS66A | South Morang (AusNet) 66 kV | AusNet | Summer | Non-coincident | 2024 | ACTUAL_ADJUSTEDOPG | -20.0442 | 244.9592 | VIC South Morang (AusNet) 66 kV |  |  | FALSE | #N/A | #N/A | #N/A | #N/A | #N/A | #N/A | #N/A | #N/A | #N/A | #N/A
TRUE | VIC | SMTS66A | South Morang (AusNet) 66 kV | AusNet | Summer | Coincident | 2025 | ACTUAL_OPG | -41.0028 | 234.7285 | VIC South Morang (AusNet) 66 kV |  |  | FALSE | #N/A | #N/A | #N/A | #N/A | #N/A | #N/A | #N/A | #N/A | #N/A | #N/A
TRUE | VIC | SMTS66A | South Morang (AusNet) 66 kV | AusNet | Summer | Coincident | 2025 | ACTUAL_RAW | -40.7179 | 192.0513 | VIC South Morang (AusNet) 66 kV |  |  | FALSE | #N/A | #N/A | #N/A | #N/A | #N/A | #N/A | #N/A | #N/A | #N/A | #N/A
TRUE | VIC | SMTS66A | South Morang (AusNet) 66 kV | AusNet | Summer | Non-coincident | 2025 | ACTUAL_RAW | -70.8375 | 250.8771 | VIC South Morang (AusNet) 66 kV |  |  | FALSE | #N/A | #N/A | #N/A | #N/A | #N/A | #N/A | #N/A | #N/A | #N/A | #N/A
TRUE | VIC | SMTS66A | South Morang (AusNet) 66 kV | AusNet | Summer | Non-coincident | 2025 | ACTUAL_OPG | -48.1036 | 260.1661 | VIC South Morang (AusNet) 66 kV |  |  | FALSE | #N/A | #N/A | #N/A | #N/A | #N/A | #N/A | #N/A | #N/A | #N/A | #N/A
TRUE | VIC | SMTS66A | South Morang (AusNet) 66 kV | AusNet | Summer | Non-coincident | 2025 | ACTUAL_ADJUSTEDOPG | -48.1036 | 260.1661 | VIC South Morang (AusNet) 66 kV |  |  | FALSE | #N/A | #N/A | #N/A | #N/A | #N/A | #N/A | #N/A | #N/A | #N/A | #N/A
TRUE | VIC | SMTS66A | South Morang (AusNet) 66 kV | AusNet | Summer | Non-coincident | 2025 | BASEYEARPOE90 | -107.0695 | NA | VIC South Morang (AusNet) 66 kV |  |  | FALSE | #N/A | #N/A | #N/A | #N/A | #N/A | #N/A | #N/A | #N/A | #N/A | #N/A
TRUE | VIC | SMTS66A | South Morang (AusNet) 66 kV | AusNet | Summer | Non-coincident | 2025 | BASEYEARPOE50 | -99.8756 | 266.6455 | VIC South Morang (AusNet) 66 kV |  |  | FALSE | #N/A | #N/A | #N/A | #N/A | #N/A | #N/A | #N/A | #N/A | #N/A | #N/A
TRUE | VIC | SMTS66A | South Morang (AusNet) 66 kV | AusNet | Summer | Coincident_unreconciled | 2026 | POE50 | -50 | NA | VIC South Morang (AusNet) 66 kV |  |  | FALSE | #N/A | #N/A | #N/A | #N/A | #N/A | #N/A | #N/A | #N/A | #N/A | #N/A
TRUE | VIC | SMTS66A | South Morang (AusNet) 66 kV | AusNet | Summer | Coincident_unreconciled | 2026 | POE90 | -54.3543 | NA | VIC South Morang (AusNet) 66 kV |  |  | FALSE | #N/A | #N/A | #N/A | #N/A | #N/A | #N/A | #N/A | #N/A | #N/A | #N/A
TRUE | VIC | SMTS66A | South Morang (AusNet) 66 kV | AusNet | Summer | Non-coincident | 2026 | POE90 | -80 | NA | VIC South Morang (AusNet) 66 kV |  |  | FALSE | #N/A | #N/A | #N/A | #N/A | #N/A | #N/A | #N/A | #N/A | #N/A | #N/A
TRUE | VIC | SMTS66A | South Morang (AusNet) 66 kV | AusNet | Summer | Non-coincident | 2026 | POE50 | -75 | 320 | VIC South Morang (AusNet) 66 kV |  |  | FALSE | #N/A | #N/A | #N/A | #N/A | #N/A | #N/A | #N/A | #N/A | #N/A | #N/A
TRUE | VIC | SMTS66A | South Morang (AusNet) 66 kV | AusNet | Summer | Coincident_unreconciled | 2027 | POE50 | -74.5713 | NA | VIC South Morang (AusNet) 66 kV |  |  | FALSE | #N/A | #N/A | #N/A | #N/A | #N/A | #N/A | #N/A | #N/A | #N/A | #N/A
TRUE | VIC | SMTS66A | South Morang (AusNet) 66 kV | AusNet | Summer | Coincident_unreconciled | 2027 | POE90 | -78.972 | NA | VIC South Morang (AusNet) 66 kV |  |  | FALSE | #N/A | #N/A | #N/A | #N/A | #N/A | #N/A | #N/A | #N/A | #N/A | #N/A
TRUE | VIC | SMTS66A | South Morang (AusNet) 66 kV | AusNet | Summer | Non-coincident | 2027 | POE90 | -80 | NA | VIC South Morang (AusNet) 66 kV |  |  | FALSE | #N/A | #N/A | #N/A | #N/A | #N/A | #N/A | #N/A | #N/A | #N/A | #N/A
TRUE | VIC | SMTS66A | South Morang (AusNet) 66 kV | AusNet | Summer | Non-coincident | 2027 | POE50 | -75 | 311.0863 | VIC South Morang (AusNet) 66 kV |  |  | FALSE | #N/A | #N/A | #N/A | #N/A | #N/A | #N/A | #N/A | #N/A | #N/A | #N/A
TRUE | VIC | SMTS66A | South Morang (AusNet) 66 kV | AusNet | Summer | Coincident_unreconciled | 2028 | POE50 | -97.9543 | NA | VIC South Morang (AusNet) 66 kV |  |  | FALSE | #N/A | #N/A | #N/A | #N/A | #N/A | #N/A | #N/A | #N/A | #N/A | #N/A
TRUE | VIC | SMTS66A | South Morang (AusNet) 66 kV | AusNet | Summer | Coincident_unreconciled | 2028 | POE90 | -102.4044 | NA | VIC South Morang (AusNet) 66 kV |  |  | FALSE | #N/A | #N/A | #N/A | #N/A | #N/A | #N/A | #N/A | #N/A | #N/A | #N/A
TRUE | VIC | SMTS66A | South Morang (AusNet) 66 kV | AusNet | Summer | Non-coincident | 2028 | POE90 | -80 | NA | VIC South Morang (AusNet) 66 kV |  |  | FALSE | #N/A | #N/A | #N/A | #N/A | #N/A | #N/A | #N/A | #N/A | #N/A | #N/A
TRUE | VIC | SMTS66A | South Morang (AusNet) 66 kV | AusNet | Summer | Non-coincident | 2028 | POE50 | -75 | 330.9621 | VIC South Morang (AusNet) 66 kV |  |  | FALSE | #N/A | #N/A | #N/A | #N/A | #N/A | #N/A | #N/A | #N/A | #N/A | #N/A
TRUE | VIC | SMTS66A | South Morang (AusNet) 66 kV | AusNet | Summer | Coincident_unreconciled | 2029 | POE50 | -120.4015 | NA | VIC South Morang (AusNet) 66 kV |  |  | FALSE | #N/A | #N/A | #N/A | #N/A | #N/A | #N/A | #N/A | #N/A | #N/A | #N/A
TRUE | VIC | SMTS66A | South Morang (AusNet) 66 kV | AusNet | Summer | Coincident_unreconciled | 2029 | POE90 | -124.9011 | NA | VIC South Morang (AusNet) 66 kV |  |  | FALSE | #N/A | #N/A | #N/A | #N/A | #N/A | #N/A | #N/A | #N/A | #N/A | #N/A
TRUE | VIC | SMTS66A | South Morang (AusNet) 66 kV | AusNet | Summer | Non-coincident | 2029 | POE90 | -80 | NA | VIC South Morang (AusNet) 66 kV |  |  | FALSE | #N/A | #N/A | #N/A | #N/A | #N/A | #N/A | #N/A | #N/A | #N/A | #N/A
TRUE | VIC | SMTS66A | South Morang (AusNet) 66 kV | AusNet | Summer | Non-coincident | 2029 | POE50 | -75 | 316.8855 | VIC South Morang (AusNet) 66 kV |  |  | FALSE | #N/A | #N/A | #N/A | #N/A | #N/A | #N/A | #N/A | #N/A | #N/A | #N/A
TRUE | VIC | SMTS66A | South Morang (AusNet) 66 kV | AusNet | Summer | Coincident_unreconciled | 2030 | POE50 | -142.5707 | NA | VIC South Morang (AusNet) 66 kV |  |  | FALSE | #N/A | #N/A | #N/A | #N/A | #N/A | #N/A | #N/A | #N/A | #N/A | #N/A
TRUE | VIC | SMTS66A | South Morang (AusNet) 66 kV | AusNet | Summer | Coincident_unreconciled | 2030 | POE90 | -147.1198 | NA | VIC South Morang (AusNet) 66 kV |  |  | FALSE | #N/A | #N/A | #N/A | #N/A | #N/A | #N/A | #N/A | #N/A | #N/A | #N/A
TRUE | VIC | SMTS66A | South Morang (AusNet) 66 kV | AusNet | Summer | Non-coincident | 2030 | POE90 | -80 | NA | VIC South Morang (AusNet) 66 kV |  |  | FALSE | #N/A | #N/A | #N/A | #N/A | #N/A | #N/A | #N/A | #N/A | #N/A | #N/A
TRUE | VIC | SMTS66A | South Morang (AusNet) 66 kV | AusNet | Summer | Non-coincident | 2030 | POE50 | -75 | 321.4392 | VIC South Morang (AusNet) 66 kV |  |  | FALSE | #N/A | #N/A | #N/A | #N/A | #N/A | #N/A | #N/A | #N/A | #N/A | #N/A
TRUE | VIC | SMTS66A | South Morang (AusNet) 66 kV | AusNet | Summer | Coincident_unreconciled | 2031 | POE50 | -165.1791 | NA | VIC South Morang (AusNet) 66 kV |  |  | FALSE | #N/A | #N/A | #N/A | #N/A | #N/A | #N/A | #N/A | #N/A | #N/A | #N/A
TRUE | VIC | SMTS66A | South Morang (AusNet) 66 kV | AusNet | Summer | Coincident_unreconciled | 2031 | POE90 | -169.7777 | NA | VIC South Morang (AusNet) 66 kV |  |  | FALSE | #N/A | #N/A | #N/A | #N/A | #N/A | #N/A | #N/A | #N/A | #N/A | #N/A
TRUE | VIC | SMTS66A | South Morang (AusNet) 66 kV | AusNet | Summer | Non-coincident | 2031 | POE90 | -80 | NA | VIC South Morang (AusNet) 66 kV |  |  | FALSE | #N/A | #N/A | #N/A | #N/A | #N/A | #N/A | #N/A | #N/A | #N/A | #N/A
TRUE | VIC | SMTS66A | South Morang (AusNet) 66 kV | AusNet | Summer | Non-coincident | 2031 | POE50 | -75 | 322.3972 | VIC South Morang (AusNet) 66 kV |  |  | FALSE | #N/A | #N/A | #N/A | #N/A | #N/A | #N/A | #N/A | #N/A | #N/A | #N/A
TRUE | VIC | SMTS66A | South Morang (AusNet) 66 kV | AusNet | Summer | Coincident_unreconciled | 2032 | POE50 | -182.8728 | NA | VIC South Morang (AusNet) 66 kV |  |  | FALSE | #N/A | #N/A | #N/A | #N/A | #N/A | #N/A | #N/A | #N/A | #N/A | #N/A
TRUE | VIC | SMTS66A | South Morang (AusNet) 66 kV | AusNet | Summer | Coincident_unreconciled | 2032 | POE90 | -187.5251 | NA | VIC South Morang (AusNet) 66 kV |  |  | FALSE | #N/A | #N/A | #N/A | #N/A | #N/A | #N/A | #N/A | #N/A | #N/A | #N/A
TRUE | VIC | SMTS66A | South Morang (AusNet) 66 kV | AusNet | Summer | Non-coincident | 2032 | POE90 | -80 | NA | VIC South Morang (AusNet) 66 kV |  |  | FALSE | #N/A | #N/A | #N/A | #N/A | #N/A | #N/A | #N/A | #N/A | #N/A | #N/A
TRUE | VIC | SMTS66A | South Morang (AusNet) 66 kV | AusNet | Summer | Non-coincident | 2032 | POE50 | -75 | 323.2095 | VIC South Morang (AusNet) 66 kV |  |  | FALSE | #N/A | #N/A | #N/A | #N/A | #N/A | #N/A | #N/A | #N/A | #N/A | #N/A
TRUE | VIC | SMTS66A | South Morang (AusNet) 66 kV | AusNet | Summer | Coincident_unreconciled | 2033 | POE50 | -196.6161 | NA | VIC South Morang (AusNet) 66 kV |  |  | FALSE | #N/A | #N/A | #N/A | #N/A | #N/A | #N/A | #N/A | #N/A | #N/A | #N/A
TRUE | VIC | SMTS66A | South Morang (AusNet) 66 kV | AusNet | Summer | Coincident_unreconciled | 2033 | POE90 | -201.3252 | NA | VIC South Morang (AusNet) 66 kV |  |  | FALSE | #N/A | #N/A | #N/A | #N/A | #N/A | #N/A | #N/A | #N/A | #N/A | #N/A
TRUE | VIC | SMTS66A | South Morang (AusNet) 66 kV | AusNet | Summer | Non-coincident | 2033 | POE90 | -80 | NA | VIC South Morang (AusNet) 66 kV |  |  | FALSE | #N/A | #N/A | #N/A | #N/A | #N/A | #N/A | #N/A | #N/A | #N/A | #N/A
TRUE | VIC | SMTS66A | South Morang (AusNet) 66 kV | AusNet | Summer | Non-coincident | 2033 | POE50 | -75 | 327.5145 | VIC South Morang (AusNet) 66 kV |  |  | FALSE | #N/A | #N/A | #N/A | #N/A | #N/A | #N/A | #N/A | #N/A | #N/A | #N/A
TRUE | VIC | SMTS66A | South Morang (AusNet) 66 kV | AusNet | Summer | Coincident_unreconciled | 2034 | POE50 | -209.9689 | NA | VIC South Morang (AusNet) 66 kV |  |  | FALSE | #N/A | #N/A | #N/A | #N/A | #N/A | #N/A | #N/A | #N/A | #N/A | #N/A
TRUE | VIC | SMTS66A | South Morang (AusNet) 66 kV | AusNet | Summer | Coincident_unreconciled | 2034 | POE90 | -214.7347 | NA | VIC South Morang (AusNet) 66 kV |  |  | FALSE | #N/A | #N/A | #N/A | #N/A | #N/A | #N/A | #N/A | #N/A | #N/A | #N/A
TRUE | VIC | SMTS66A | South Morang (AusNet) 66 kV | AusNet | Summer | Non-coincident | 2034 | POE90 | -80 | NA | VIC South Morang (AusNet) 66 kV |  |  | FALSE | #N/A | #N/A | #N/A | #N/A | #N/A | #N/A | #N/A | #N/A | #N/A | #N/A
TRUE | VIC | SMTS66A | South Morang (AusNet) 66 kV | AusNet | Summer | Non-coincident | 2034 | POE50 | -75 | 332.915 | VIC South Morang (AusNet) 66 kV |  |  | FALSE | #N/A | #N/A | #N/A | #N/A | #N/A | #N/A | #N/A | #N/A | #N/A | #N/A
TRUE | VIC | SMTS66A | South Morang (AusNet) 66 kV | AusNet | Summer | Coincident_unreconciled | 2035 | POE50 | -224.3915 | NA | VIC South Morang (AusNet) 66 kV |  |  | FALSE | #N/A | #N/A | #N/A | #N/A | #N/A | #N/A | #N/A | #N/A | #N/A | #N/A
TRUE | VIC | SMTS66A | South Morang (AusNet) 66 kV | AusNet | Summer | Coincident_unreconciled | 2035 | POE90 | -229.214 | NA | VIC South Morang (AusNet) 66 kV |  |  | FALSE | #N/A | #N/A | #N/A | #N/A | #N/A | #N/A | #N/A | #N/A | #N/A | #N/A
TRUE | VIC | SMTS66A | South Morang (AusNet) 66 kV | AusNet | Summer | Non-coincident | 2035 | POE90 | -80 | NA | VIC South Morang (AusNet) 66 kV |  |  | FALSE | #N/A | #N/A | #N/A | #N/A | #N/A | #N/A | #N/A | #N/A | #N/A | #N/A
TRUE | VIC | SMTS66A | South Morang (AusNet) 66 kV | AusNet | Summer | Non-coincident | 2035 | POE50 | -75 | 337.1597 | VIC South Morang (AusNet) 66 kV |  |  | FALSE | #N/A | #N/A | #N/A | #N/A | #N/A | #N/A | #N/A | #N/A | #N/A | #N/A
TRUE | VIC | SMTS66A | South Morang (AusNet) 66 kV | AusNet | Summer | Non-coincident | 2025 | BASEYEARPOE10 | NA | 295.1146 | VIC South Morang (AusNet) 66 kV |  |  | FALSE | #N/A | #N/A | #N/A | #N/A | #N/A | #N/A | #N/A | #N/A | #N/A | #N/A
TRUE | VIC | SMTS66A | South Morang (AusNet) 66 kV | AusNet | Summer | Coincident | 2026 | POE10 | NA | 306.6272 | VIC South Morang (AusNet) 66 kV |  |  | FALSE | #N/A | #N/A | #N/A | #N/A | #N/A | #N/A | #N/A | #N/A | #N/A | #N/A
TRUE | VIC | SMTS66A | South Morang (AusNet) 66 kV | AusNet | Summer | Coincident | 2026 | POE50 | NA | 284.7925 | VIC South Morang (AusNet) 66 kV |  |  | FALSE | #N/A | #N/A | #N/A | #N/A | #N/A | #N/A | #N/A | #N/A | #N/A | #N/A
TRUE | VIC | SMTS66A | South Morang (AusNet) 66 kV | AusNet | Summer | Non-coincident | 2026 | POE10 | NA | 355.0139 | VIC South Morang (AusNet) 66 kV |  |  | FALSE | #N/A | #N/A | #N/A | #N/A | #N/A | #N/A | #N/A | #N/A | #N/A | #N/A
TRUE | VIC | SMTS66A | South Morang (AusNet) 66 kV | AusNet | Summer | Coincident | 2027 | POE10 | NA | 291.3489 | VIC South Morang (AusNet) 66 kV |  |  | FALSE | #N/A | #N/A | #N/A | #N/A | #N/A | #N/A | #N/A | #N/A | #N/A | #N/A
TRUE | VIC | SMTS66A | South Morang (AusNet) 66 kV | AusNet | Summer | Coincident | 2027 | POE50 | NA | 267.7201 | VIC South Morang (AusNet) 66 kV |  |  | FALSE | #N/A | #N/A | #N/A | #N/A | #N/A | #N/A | #N/A | #N/A | #N/A | #N/A
TRUE | VIC | SMTS66A | South Morang (AusNet) 66 kV | AusNet | Summer | Non-coincident | 2027 | POE10 | NA | 346.4729 | VIC South Morang (AusNet) 66 kV |  |  | FALSE | #N/A | #N/A | #N/A | #N/A | #N/A | #N/A | #N/A | #N/A | #N/A | #N/A
TRUE | VIC | SMTS66A | South Morang (AusNet) 66 kV | AusNet | Summer | Coincident | 2028 | POE10 | NA | 301.0455 | VIC South Morang (AusNet) 66 kV |  |  | FALSE | #N/A | #N/A | #N/A | #N/A | #N/A | #N/A | #N/A | #N/A | #N/A | #N/A
TRUE | VIC | SMTS66A | South Morang (AusNet) 66 kV | AusNet | Summer | Coincident | 2028 | POE50 | NA | 275.9665 | VIC South Morang (AusNet) 66 kV |  |  | FALSE | #N/A | #N/A | #N/A | #N/A | #N/A | #N/A | #N/A | #N/A | #N/A | #N/A
TRUE | VIC | SMTS66A | South Morang (AusNet) 66 kV | AusNet | Summer | Non-coincident | 2028 | POE10 | NA | 366.7467 | VIC South Morang (AusNet) 66 kV |  |  | FALSE | #N/A | #N/A | #N/A | #N/A | #N/A | #N/A | #N/A | #N/A | #N/A | #N/A
TRUE | VIC | SMTS66A | South Morang (AusNet) 66 kV | AusNet | Summer | Coincident | 2029 | POE10 | NA | 284.6144 | VIC South Morang (AusNet) 66 kV |  |  | FALSE | #N/A | #N/A | #N/A | #N/A | #N/A | #N/A | #N/A | #N/A | #N/A | #N/A
TRUE | VIC | SMTS66A | South Morang (AusNet) 66 kV | AusNet | Summer | Coincident | 2029 | POE50 | NA | 259.6404 | VIC South Morang (AusNet) 66 kV |  |  | FALSE | #N/A | #N/A | #N/A | #N/A | #N/A | #N/A | #N/A | #N/A | #N/A | #N/A
TRUE | VIC | SMTS66A | South Morang (AusNet) 66 kV | AusNet | Summer | Non-coincident | 2029 | POE10 | NA | 353.0681 | VIC South Morang (AusNet) 66 kV |  |  | FALSE | #N/A | #N/A | #N/A | #N/A | #N/A | #N/A | #N/A | #N/A | #N/A | #N/A
TRUE | VIC | SMTS66A | South Morang (AusNet) 66 kV | AusNet | Summer | Coincident | 2030 | POE10 | NA | 284.373 | VIC South Morang (AusNet) 66 kV |  |  | FALSE | #N/A | #N/A | #N/A | #N/A | #N/A | #N/A | #N/A | #N/A | #N/A | #N/A
TRUE | VIC | SMTS66A | South Morang (AusNet) 66 kV | AusNet | Summer | Coincident | 2030 | POE50 | NA | 258.7023 | VIC South Morang (AusNet) 66 kV |  |  | FALSE | #N/A | #N/A | #N/A | #N/A | #N/A | #N/A | #N/A | #N/A | #N/A | #N/A
TRUE | VIC | SMTS66A | South Morang (AusNet) 66 kV | AusNet | Summer | Non-coincident | 2030 | POE10 | NA | 358.0198 | VIC South Morang (AusNet) 66 kV |  |  | FALSE | #N/A | #N/A | #N/A | #N/A | #N/A | #N/A | #N/A | #N/A | #N/A | #N/A
TRUE | VIC | SMTS66A | South Morang (AusNet) 66 kV | AusNet | Summer | Coincident | 2031 | POE10 | NA | 278.2122 | VIC South Morang (AusNet) 66 kV |  |  | FALSE | #N/A | #N/A | #N/A | #N/A | #N/A | #N/A | #N/A | #N/A | #N/A | #N/A
TRUE | VIC | SMTS66A | South Morang (AusNet) 66 kV | AusNet | Summer | Coincident | 2031 | POE50 | NA | 254.1189 | VIC South Morang (AusNet) 66 kV |  |  | FALSE | #N/A | #N/A | #N/A | #N/A | #N/A | #N/A | #N/A | #N/A | #N/A | #N/A
TRUE | VIC | SMTS66A | South Morang (AusNet) 66 kV | AusNet | Summer | Non-coincident | 2031 | POE10 | NA | 359.3758 | VIC South Morang (AusNet) 66 kV |  |  | FALSE | #N/A | #N/A | #N/A | #N/A | #N/A | #N/A | #N/A | #N/A | #N/A | #N/A
TRUE | VIC | SMTS66A | South Morang (AusNet) 66 kV | AusNet | Summer | Coincident | 2032 | POE10 | NA | 270.8397 | VIC South Morang (AusNet) 66 kV |  |  | FALSE | #N/A | #N/A | #N/A | #N/A | #N/A | #N/A | #N/A | #N/A | #N/A | #N/A
TRUE | VIC | SMTS66A | South Morang (AusNet) 66 kV | AusNet | Summer | Coincident | 2032 | POE50 | NA | 246.6492 | VIC South Morang (AusNet) 66 kV |  |  | FALSE | #N/A | #N/A | #N/A | #N/A | #N/A | #N/A | #N/A | #N/A | #N/A | #N/A
TRUE | VIC | SMTS66A | South Morang (AusNet) 66 kV | AusNet | Summer | Non-coincident | 2032 | POE10 | NA | 360.6201 | VIC South Morang (AusNet) 66 kV |  |  | FALSE | #N/A | #N/A | #N/A | #N/A | #N/A | #N/A | #N/A | #N/A | #N/A | #N/A
TRUE | VIC | SMTS66A | South Morang (AusNet) 66 kV | AusNet | Summer | Coincident | 2033 | POE10 | NA | 267.9989 | VIC South Morang (AusNet) 66 kV |  |  | FALSE | #N/A | #N/A | #N/A | #N/A | #N/A | #N/A | #N/A | #N/A | #N/A | #N/A
TRUE | VIC | SMTS66A | South Morang (AusNet) 66 kV | AusNet | Summer | Coincident | 2033 | POE50 | NA | 241.8076 | VIC South Morang (AusNet) 66 kV |  |  | FALSE | #N/A | #N/A | #N/A | #N/A | #N/A | #N/A | #N/A | #N/A | #N/A | #N/A
TRUE | VIC | SMTS66A | South Morang (AusNet) 66 kV | AusNet | Summer | Non-coincident | 2033 | POE10 | NA | 365.3813 | VIC South Morang (AusNet) 66 kV |  |  | FALSE | #N/A | #N/A | #N/A | #N/A | #N/A | #N/A | #N/A | #N/A | #N/A | #N/A
TRUE | VIC | SMTS66A | South Morang (AusNet) 66 kV | AusNet | Summer | Coincident | 2034 | POE10 | NA | 269.4803 | VIC South Morang (AusNet) 66 kV |  |  | FALSE | #N/A | #N/A | #N/A | #N/A | #N/A | #N/A | #N/A | #N/A | #N/A | #N/A
TRUE | VIC | SMTS66A | South Morang (AusNet) 66 kV | AusNet | Summer | Coincident | 2034 | POE50 | NA | 243.4936 | VIC South Morang (AusNet) 66 kV |  |  | FALSE | #N/A | #N/A | #N/A | #N/A | #N/A | #N/A | #N/A | #N/A | #N/A | #N/A
TRUE | VIC | SMTS66A | South Morang (AusNet) 66 kV | AusNet | Summer | Non-coincident | 2034 | POE10 | NA | 371.2379 | VIC South Morang (AusNet) 66 kV |  |  | FALSE | #N/A | #N/A | #N/A | #N/A | #N/A | #N/A | #N/A | #N/A | #N/A | #N/A
TRUE | VIC | SMTS66A | South Morang (AusNet) 66 kV | AusNet | Summer | Coincident | 2035 | POE10 | NA | 271.2231 | VIC South Morang (AusNet) 66 kV |  |  | FALSE | #N/A | #N/A | #N/A | #N/A | #N/A | #N/A | #N/A | #N/A | #N/A | #N/A
TRUE | VIC | SMTS66A | South Morang (AusNet) 66 kV | AusNet | Summer | Coincident | 2035 | POE50 | NA | 245.1138 | VIC South Morang (AusNet) 66 kV |  |  | FALSE | #N/A | #N/A | #N/A | #N/A | #N/A | #N/A | #N/A | #N/A | #N/A | #N/A
TRUE | VIC | SMTS66A | South Morang (AusNet) 66 kV | AusNet | Summer | Non-coincident | 2035 | POE10 | NA | 375.9387 | VIC South Morang (AusNet) 66 kV |  |  | FALSE | #N/A | #N/A | #N/A | #N/A | #N/A | #N/A | #N/A | #N/A | #N/A | #N/A
TRUE | VIC | SMTS66A | South Morang (AusNet) 66 kV | AusNet | Winter | Coincident | 2018 | ACTUAL_OPG | NA | 162.7082 | VIC South Morang (AusNet) 66 kV |  |  | FALSE | #N/A | #N/A | #N/A | #N/A | #N/A | #N/A | #N/A | #N/A | #N/A | #N/A
TRUE | VIC | SMTS66A | South Morang (AusNet) 66 kV | AusNet | Winter | Coincident | 2018 | ACTUAL_RAW | NA | 162.7082 | VIC South Morang (AusNet) 66 kV |  |  | FALSE | #N/A | #N/A | #N/A | #N/A | #N/A | #N/A | #N/A | #N/A | #N/A | #N/A
TRUE | VIC | SMTS66A | South Morang (AusNet) 66 kV | AusNet | Winter | Non-coincident | 2018 | ACTUAL_RAW | NA | 174.0957 | VIC South Morang (AusNet) 66 kV |  |  | FALSE | #N/A | #N/A | #N/A | #N/A | #N/A | #N/A | #N/A | #N/A | #N/A | #N/A
TRUE | VIC | SMTS66A | South Morang (AusNet) 66 kV | AusNet | Winter | Non-coincident | 2018 | ACTUAL_OPG | NA | 174.0957 | VIC South Morang (AusNet) 66 kV |  |  | FALSE | #N/A | #N/A | #N/A | #N/A | #N/A | #N/A | #N/A | #N/A | #N/A | #N/A
TRUE | VIC | SMTS66A | South Morang (AusNet) 66 kV | AusNet | Winter | Non-coincident | 2018 | ACTUAL_ADJUSTEDOPG | NA | 174.0957 | VIC South Morang (AusNet) 66 kV |  |  | FALSE | #N/A | #N/A | #N/A | #N/A | #N/A | #N/A | #N/A | #N/A | #N/A | #N/A
TRUE | VIC | SMTS66A | South Morang (AusNet) 66 kV | AusNet | Winter | Coincident | 2019 | ACTUAL_OPG | NA | 179.6461 | VIC South Morang (AusNet) 66 kV |  |  | FALSE | #N/A | #N/A | #N/A | #N/A | #N/A | #N/A | #N/A | #N/A | #N/A | #N/A
TRUE | VIC | SMTS66A | South Morang (AusNet) 66 kV | AusNet | Winter | Coincident | 2019 | ACTUAL_RAW | NA | 179.6461 | VIC South Morang (AusNet) 66 kV |  |  | FALSE | #N/A | #N/A | #N/A | #N/A | #N/A | #N/A | #N/A | #N/A | #N/A | #N/A
TRUE | VIC | SMTS66A | South Morang (AusNet) 66 kV | AusNet | Winter | Non-coincident | 2019 | ACTUAL_RAW | NA | 179.6461 | VIC South Morang (AusNet) 66 kV |  |  | FALSE | #N/A | #N/A | #N/A | #N/A | #N/A | #N/A | #N/A | #N/A | #N/A | #N/A
TRUE | VIC | SMTS66A | South Morang (AusNet) 66 kV | AusNet | Winter | Non-coincident | 2019 | ACTUAL_OPG | NA | 179.6461 | VIC South Morang (AusNet) 66 kV |  |  | FALSE | #N/A | #N/A | #N/A | #N/A | #N/A | #N/A | #N/A | #N/A | #N/A | #N/A
TRUE | VIC | SMTS66A | South Morang (AusNet) 66 kV | AusNet | Winter | Non-coincident | 2019 | ACTUAL_ADJUSTEDOPG | NA | 179.6461 | VIC South Morang (AusNet) 66 kV |  |  | FALSE | #N/A | #N/A | #N/A | #N/A | #N/A | #N/A | #N/A | #N/A | #N/A | #N/A
TRUE | VIC | SMTS66A | South Morang (AusNet) 66 kV | AusNet | Winter | Coincident | 2020 | ACTUAL_OPG | NA | 192.3342 | VIC South Morang (AusNet) 66 kV |  |  | FALSE | #N/A | #N/A | #N/A | #N/A | #N/A | #N/A | #N/A | #N/A | #N/A | #N/A
TRUE | VIC | SMTS66A | South Morang (AusNet) 66 kV | AusNet | Winter | Coincident | 2020 | ACTUAL_RAW | NA | 169.8744 | VIC South Morang (AusNet) 66 kV |  |  | FALSE | #N/A | #N/A | #N/A | #N/A | #N/A | #N/A | #N/A | #N/A | #N/A | #N/A
TRUE | VIC | SMTS66A | South Morang (AusNet) 66 kV | AusNet | Winter | Non-coincident | 2020 | ACTUAL_RAW | NA | 186.5918 | VIC South Morang (AusNet) 66 kV |  |  | FALSE | #N/A | #N/A | #N/A | #N/A | #N/A | #N/A | #N/A | #N/A | #N/A | #N/A
TRUE | VIC | SMTS66A | South Morang (AusNet) 66 kV | AusNet | Winter | Non-coincident | 2020 | ACTUAL_OPG | NA | 192.3342 | VIC South Morang (AusNet) 66 kV |  |  | FALSE | #N/A | #N/A | #N/A | #N/A | #N/A | #N/A | #N/A | #N/A | #N/A | #N/A
TRUE | VIC | SMTS66A | South Morang (AusNet) 66 kV | AusNet | Winter | Non-coincident | 2020 | ACTUAL_ADJUSTEDOPG | NA | 192.3342 | VIC South Morang (AusNet) 66 kV |  |  | FALSE | #N/A | #N/A | #N/A | #N/A | #N/A | #N/A | #N/A | #N/A | #N/A | #N/A
TRUE | VIC | SMTS66A | South Morang (AusNet) 66 kV | AusNet | Winter | Coincident | 2021 | ACTUAL_OPG | NA | 210.5832 | VIC South Morang (AusNet) 66 kV |  |  | FALSE | #N/A | #N/A | #N/A | #N/A | #N/A | #N/A | #N/A | #N/A | #N/A | #N/A
TRUE | VIC | SMTS66A | South Morang (AusNet) 66 kV | AusNet | Winter | Coincident | 2021 | ACTUAL_RAW | NA | 155.3032 | VIC South Morang (AusNet) 66 kV |  |  | FALSE | #N/A | #N/A | #N/A | #N/A | #N/A | #N/A | #N/A | #N/A | #N/A | #N/A
TRUE | VIC | SMTS66A | South Morang (AusNet) 66 kV | AusNet | Winter | Non-coincident | 2021 | ACTUAL_RAW | NA | 196.5602 | VIC South Morang (AusNet) 66 kV |  |  | FALSE | #N/A | #N/A | #N/A | #N/A | #N/A | #N/A | #N/A | #N/A | #N/A | #N/A
TRUE | VIC | SMTS66A | South Morang (AusNet) 66 kV | AusNet | Winter | Non-coincident | 2021 | ACTUAL_OPG | NA | 211.1501 | VIC South Morang (AusNet) 66 kV |  |  | FALSE | #N/A | #N/A | #N/A | #N/A | #N/A | #N/A | #N/A | #N/A | #N/A | #N/A
TRUE | VIC | SMTS66A | South Morang (AusNet) 66 kV | AusNet | Winter | Non-coincident | 2021 | ACTUAL_ADJUSTEDOPG | NA | 211.1501 | VIC South Morang (AusNet) 66 kV |  |  | FALSE | #N/A | #N/A | #N/A | #N/A | #N/A | #N/A | #N/A | #N/A | #N/A | #N/A
TRUE | VIC | SMTS66A | South Morang (AusNet) 66 kV | AusNet | Winter | Coincident | 2022 | ACTUAL_OPG | NA | 188.3565 | VIC South Morang (AusNet) 66 kV |  |  | FALSE | #N/A | #N/A | #N/A | #N/A | #N/A | #N/A | #N/A | #N/A | #N/A | #N/A
TRUE | VIC | SMTS66A | South Morang (AusNet) 66 kV | AusNet | Winter | Coincident | 2022 | ACTUAL_RAW | NA | 170.477 | VIC South Morang (AusNet) 66 kV |  |  | FALSE | #N/A | #N/A | #N/A | #N/A | #N/A | #N/A | #N/A | #N/A | #N/A | #N/A
TRUE | VIC | SMTS66A | South Morang (AusNet) 66 kV | AusNet | Winter | Non-coincident | 2022 | ACTUAL_RAW | NA | 186.4186 | VIC South Morang (AusNet) 66 kV |  |  | FALSE | #N/A | #N/A | #N/A | #N/A | #N/A | #N/A | #N/A | #N/A | #N/A | #N/A
TRUE | VIC | SMTS66A | South Morang (AusNet) 66 kV | AusNet | Winter | Non-coincident | 2022 | ACTUAL_OPG | NA | 188.3565 | VIC South Morang (AusNet) 66 kV |  |  | FALSE | #N/A | #N/A | #N/A | #N/A | #N/A | #N/A | #N/A | #N/A | #N/A | #N/A
TRUE | VIC | SMTS66A | South Morang (AusNet) 66 kV | AusNet | Winter | Non-coincident | 2022 | ACTUAL_ADJUSTEDOPG | NA | 188.3565 | VIC South Morang (AusNet) 66 kV |  |  | FALSE | #N/A | #N/A | #N/A | #N/A | #N/A | #N/A | #N/A | #N/A | #N/A | #N/A
TRUE | VIC | SMTS66A | South Morang (AusNet) 66 kV | AusNet | Winter | Coincident | 2023 | ACTUAL_OPG | NA | 194.5966 | VIC South Morang (AusNet) 66 kV |  |  | FALSE | #N/A | #N/A | #N/A | #N/A | #N/A | #N/A | #N/A | #N/A | #N/A | #N/A
TRUE | VIC | SMTS66A | South Morang (AusNet) 66 kV | AusNet | Winter | Coincident | 2023 | ACTUAL_RAW | NA | 193.0222 | VIC South Morang (AusNet) 66 kV |  |  | FALSE | #N/A | #N/A | #N/A | #N/A | #N/A | #N/A | #N/A | #N/A | #N/A | #N/A
TRUE | VIC | SMTS66A | South Morang (AusNet) 66 kV | AusNet | Winter | Non-coincident | 2023 | ACTUAL_RAW | NA | 196.8643 | VIC South Morang (AusNet) 66 kV |  |  | FALSE | #N/A | #N/A | #N/A | #N/A | #N/A | #N/A | #N/A | #N/A | #N/A | #N/A
TRUE | VIC | SMTS66A | South Morang (AusNet) 66 kV | AusNet | Winter | Non-coincident | 2023 | ACTUAL_OPG | NA | 201.992 | VIC South Morang (AusNet) 66 kV |  |  | FALSE | #N/A | #N/A | #N/A | #N/A | #N/A | #N/A | #N/A | #N/A | #N/A | #N/A
TRUE | VIC | SMTS66A | South Morang (AusNet) 66 kV | AusNet | Winter | Non-coincident | 2023 | ACTUAL_ADJUSTEDOPG | NA | 201.992 | VIC South Morang (AusNet) 66 kV |  |  | FALSE | #N/A | #N/A | #N/A | #N/A | #N/A | #N/A | #N/A | #N/A | #N/A | #N/A
TRUE | VIC | SMTS66A | South Morang (AusNet) 66 kV | AusNet | Winter | Coincident | 2024 | ACTUAL_OPG | NA | 207.0778 | VIC South Morang (AusNet) 66 kV |  |  | FALSE | #N/A | #N/A | #N/A | #N/A | #N/A | #N/A | #N/A | #N/A | #N/A | #N/A
TRUE | VIC | SMTS66A | South Morang (AusNet) 66 kV | AusNet | Winter | Coincident | 2024 | ACTUAL_RAW | NA | 186.5998 | VIC South Morang (AusNet) 66 kV |  |  | FALSE | #N/A | #N/A | #N/A | #N/A | #N/A | #N/A | #N/A | #N/A | #N/A | #N/A
TRUE | VIC | SMTS66A | South Morang (AusNet) 66 kV | AusNet | Winter | Non-coincident | 2024 | ACTUAL_RAW | NA | 202.2456 | VIC South Morang (AusNet) 66 kV |  |  | FALSE | #N/A | #N/A | #N/A | #N/A | #N/A | #N/A | #N/A | #N/A | #N/A | #N/A
TRUE | VIC | SMTS66A | South Morang (AusNet) 66 kV | AusNet | Winter | Non-coincident | 2024 | ACTUAL_OPG | NA | 207.0778 | VIC South Morang (AusNet) 66 kV |  |  | FALSE | #N/A | #N/A | #N/A | #N/A | #N/A | #N/A | #N/A | #N/A | #N/A | #N/A
TRUE | VIC | SMTS66A | South Morang (AusNet) 66 kV | AusNet | Winter | Non-coincident | 2024 | ACTUAL_ADJUSTEDOPG | NA | 207.0778 | VIC South Morang (AusNet) 66 kV |  |  | FALSE | #N/A | #N/A | #N/A | #N/A | #N/A | #N/A | #N/A | #N/A | #N/A | #N/A
TRUE | VIC | SMTS66A | South Morang (AusNet) 66 kV | AusNet | Winter | Coincident | 2025 | POE10 | NA | 256.9309 | VIC South Morang (AusNet) 66 kV |  |  | FALSE | #N/A | #N/A | #N/A | #N/A | #N/A | #N/A | #N/A | #N/A | #N/A | #N/A
TRUE | VIC | SMTS66A | South Morang (AusNet) 66 kV | AusNet | Winter | Coincident | 2025 | POE50 | NA | 250.1672 | VIC South Morang (AusNet) 66 kV |  |  | FALSE | #N/A | #N/A | #N/A | #N/A | #N/A | #N/A | #N/A | #N/A | #N/A | #N/A
TRUE | VIC | SMTS66A | South Morang (AusNet) 66 kV | AusNet | Winter | Non-coincident | 2025 | ACTUAL_RAW | NA | 204.3979 | VIC South Morang (AusNet) 66 kV |  |  | FALSE | #N/A | #N/A | #N/A | #N/A | #N/A | #N/A | #N/A | #N/A | #N/A | #N/A
TRUE | VIC | SMTS66A | South Morang (AusNet) 66 kV | AusNet | Winter | Non-coincident | 2025 | ACTUAL_ADJUSTEDOPG | NA | 236.5777 | VIC South Morang (AusNet) 66 kV |  |  | FALSE | #N/A | #N/A | #N/A | #N/A | #N/A | #N/A | #N/A | #N/A | #N/A | #N/A
TRUE | VIC | SMTS66A | South Morang (AusNet) 66 kV | AusNet | Winter | Non-coincident | 2025 | BASEYEARPOE50 | NA | 192.9782 | VIC South Morang (AusNet) 66 kV |  |  | FALSE | #N/A | #N/A | #N/A | #N/A | #N/A | #N/A | #N/A | #N/A | #N/A | #N/A
TRUE | VIC | SMTS66A | South Morang (AusNet) 66 kV | AusNet | Winter | Non-coincident | 2025 | BASEYEARPOE10 | NA | 202.2592 | VIC South Morang (AusNet) 66 kV |  |  | FALSE | #N/A | #N/A | #N/A | #N/A | #N/A | #N/A | #N/A | #N/A | #N/A | #N/A
TRUE | VIC | SMTS66A | South Morang (AusNet) 66 kV | AusNet | Winter | Non-coincident | 2025 | POE10 | NA | 269.4154 | VIC South Morang (AusNet) 66 kV |  |  | FALSE | #N/A | #N/A | #N/A | #N/A | #N/A | #N/A | #N/A | #N/A | #N/A | #N/A
TRUE | VIC | SMTS66A | South Morang (AusNet) 66 kV | AusNet | Winter | Non-coincident | 2025 | POE50 | NA | 260 | VIC South Morang (AusNet) 66 kV |  |  | FALSE | #N/A | #N/A | #N/A | #N/A | #N/A | #N/A | #N/A | #N/A | #N/A | #N/A
TRUE | VIC | SMTS66A | South Morang (AusNet) 66 kV | AusNet | Winter | Coincident | 2026 | POE10 | NA | 245.9993 | VIC South Morang (AusNet) 66 kV |  |  | FALSE | #N/A | #N/A | #N/A | #N/A | #N/A | #N/A | #N/A | #N/A | #N/A | #N/A
TRUE | VIC | SMTS66A | South Morang (AusNet) 66 kV | AusNet | Winter | Coincident | 2026 | POE50 | NA | 238.9367 | VIC South Morang (AusNet) 66 kV |  |  | FALSE | #N/A | #N/A | #N/A | #N/A | #N/A | #N/A | #N/A | #N/A | #N/A | #N/A
TRUE | VIC | SMTS66A | South Morang (AusNet) 66 kV | AusNet | Winter | Non-coincident | 2026 | POE10 | NA | 267.7194 | VIC South Morang (AusNet) 66 kV |  |  | FALSE | #N/A | #N/A | #N/A | #N/A | #N/A | #N/A | #N/A | #N/A | #N/A | #N/A
TRUE | VIC | SMTS66A | South Morang (AusNet) 66 kV | AusNet | Winter | Non-coincident | 2026 | POE50 | NA | 258.2113 | VIC South Morang (AusNet) 66 kV |  |  | FALSE | #N/A | #N/A | #N/A | #N/A | #N/A | #N/A | #N/A | #N/A | #N/A | #N/A
TRUE | VIC | SMTS66A | South Morang (AusNet) 66 kV | AusNet | Winter | Coincident | 2027 | POE10 | NA | 229.6344 | VIC South Morang (AusNet) 66 kV |  |  | FALSE | #N/A | #N/A | #N/A | #N/A | #N/A | #N/A | #N/A | #N/A | #N/A | #N/A
TRUE | VIC | SMTS66A | South Morang (AusNet) 66 kV | AusNet | Winter | Coincident | 2027 | POE50 | NA | 222.1155 | VIC South Morang (AusNet) 66 kV |  |  | FALSE | #N/A | #N/A | #N/A | #N/A | #N/A | #N/A | #N/A | #N/A | #N/A | #N/A
TRUE | VIC | SMTS66A | South Morang (AusNet) 66 kV | AusNet | Winter | Non-coincident | 2027 | POE10 | NA | 259.2955 | VIC South Morang (AusNet) 66 kV |  |  | FALSE | #N/A | #N/A | #N/A | #N/A | #N/A | #N/A | #N/A | #N/A | #N/A | #N/A
TRUE | VIC | SMTS66A | South Morang (AusNet) 66 kV | AusNet | Winter | Non-coincident | 2027 | POE50 | NA | 249.6794 | VIC South Morang (AusNet) 66 kV |  |  | FALSE | #N/A | #N/A | #N/A | #N/A | #N/A | #N/A | #N/A | #N/A | #N/A | #N/A
TRUE | VIC | SMTS66A | South Morang (AusNet) 66 kV | AusNet | Winter | Coincident | 2028 | POE10 | NA | 242.4754 | VIC South Morang (AusNet) 66 kV |  |  | FALSE | #N/A | #N/A | #N/A | #N/A | #N/A | #N/A | #N/A | #N/A | #N/A | #N/A
TRUE | VIC | SMTS66A | South Morang (AusNet) 66 kV | AusNet | Winter | Coincident | 2028 | POE50 | NA | 235.2656 | VIC South Morang (AusNet) 66 kV |  |  | FALSE | #N/A | #N/A | #N/A | #N/A | #N/A | #N/A | #N/A | #N/A | #N/A | #N/A
TRUE | VIC | SMTS66A | South Morang (AusNet) 66 kV | AusNet | Winter | Non-coincident | 2028 | POE10 | NA | 279.369 | VIC South Morang (AusNet) 66 kV |  |  | FALSE | #N/A | #N/A | #N/A | #N/A | #N/A | #N/A | #N/A | #N/A | #N/A | #N/A
TRUE | VIC | SMTS66A | South Morang (AusNet) 66 kV | AusNet | Winter | Non-coincident | 2028 | POE50 | NA | 269.645 | VIC South Morang (AusNet) 66 kV |  |  | FALSE | #N/A | #N/A | #N/A | #N/A | #N/A | #N/A | #N/A | #N/A | #N/A | #N/A
TRUE | VIC | SMTS66A | South Morang (AusNet) 66 kV | AusNet | Winter | Coincident | 2029 | POE10 | NA | 227.7266 | VIC South Morang (AusNet) 66 kV |  |  | FALSE | #N/A | #N/A | #N/A | #N/A | #N/A | #N/A | #N/A | #N/A | #N/A | #N/A
TRUE | VIC | SMTS66A | South Morang (AusNet) 66 kV | AusNet | Winter | Coincident | 2029 | POE50 | NA | 220.5304 | VIC South Morang (AusNet) 66 kV |  |  | FALSE | #N/A | #N/A | #N/A | #N/A | #N/A | #N/A | #N/A | #N/A | #N/A | #N/A
TRUE | VIC | SMTS66A | South Morang (AusNet) 66 kV | AusNet | Winter | Non-coincident | 2029 | POE10 | NA | 265.4905 | VIC South Morang (AusNet) 66 kV |  |  | FALSE | #N/A | #N/A | #N/A | #N/A | #N/A | #N/A | #N/A | #N/A | #N/A | #N/A
TRUE | VIC | SMTS66A | South Morang (AusNet) 66 kV | AusNet | Winter | Non-coincident | 2029 | POE50 | NA | 255.6586 | VIC South Morang (AusNet) 66 kV |  |  | FALSE | #N/A | #N/A | #N/A | #N/A | #N/A | #N/A | #N/A | #N/A | #N/A | #N/A
TRUE | VIC | SMTS66A | South Morang (AusNet) 66 kV | AusNet | Winter | Coincident | 2030 | POE10 | NA | 228.3222 | VIC South Morang (AusNet) 66 kV |  |  | FALSE | #N/A | #N/A | #N/A | #N/A | #N/A | #N/A | #N/A | #N/A | #N/A | #N/A
TRUE | VIC | SMTS66A | South Morang (AusNet) 66 kV | AusNet | Winter | Coincident | 2030 | POE50 | NA | 221.1055 | VIC South Morang (AusNet) 66 kV |  |  | FALSE | #N/A | #N/A | #N/A | #N/A | #N/A | #N/A | #N/A | #N/A | #N/A | #N/A
TRUE | VIC | SMTS66A | South Morang (AusNet) 66 kV | AusNet | Winter | Non-coincident | 2030 | POE10 | NA | 269.9618 | VIC South Morang (AusNet) 66 kV |  |  | FALSE | #N/A | #N/A | #N/A | #N/A | #N/A | #N/A | #N/A | #N/A | #N/A | #N/A
TRUE | VIC | SMTS66A | South Morang (AusNet) 66 kV | AusNet | Winter | Non-coincident | 2030 | POE50 | NA | 260.022 | VIC South Morang (AusNet) 66 kV |  |  | FALSE | #N/A | #N/A | #N/A | #N/A | #N/A | #N/A | #N/A | #N/A | #N/A | #N/A
TRUE | VIC | SMTS66A | South Morang (AusNet) 66 kV | AusNet | Winter | Coincident | 2031 | POE10 | NA | 226.3485 | VIC South Morang (AusNet) 66 kV |  |  | FALSE | #N/A | #N/A | #N/A | #N/A | #N/A | #N/A | #N/A | #N/A | #N/A | #N/A
TRUE | VIC | SMTS66A | South Morang (AusNet) 66 kV | AusNet | Winter | Coincident | 2031 | POE50 | NA | 219.1415 | VIC South Morang (AusNet) 66 kV |  |  | FALSE | #N/A | #N/A | #N/A | #N/A | #N/A | #N/A | #N/A | #N/A | #N/A | #N/A
TRUE | VIC | SMTS66A | South Morang (AusNet) 66 kV | AusNet | Winter | Non-coincident | 2031 | POE10 | NA | 270.967 | VIC South Morang (AusNet) 66 kV |  |  | FALSE | #N/A | #N/A | #N/A | #N/A | #N/A | #N/A | #N/A | #N/A | #N/A | #N/A
TRUE | VIC | SMTS66A | South Morang (AusNet) 66 kV | AusNet | Winter | Non-coincident | 2031 | POE50 | NA | 260.918 | VIC South Morang (AusNet) 66 kV |  |  | FALSE | #N/A | #N/A | #N/A | #N/A | #N/A | #N/A | #N/A | #N/A | #N/A | #N/A
TRUE | VIC | SMTS66A | South Morang (AusNet) 66 kV | AusNet | Winter | Coincident | 2032 | POE10 | NA | 222.1989 | VIC South Morang (AusNet) 66 kV |  |  | FALSE | #N/A | #N/A | #N/A | #N/A | #N/A | #N/A | #N/A | #N/A | #N/A | #N/A
TRUE | VIC | SMTS66A | South Morang (AusNet) 66 kV | AusNet | Winter | Coincident | 2032 | POE50 | NA | 214.6341 | VIC South Morang (AusNet) 66 kV |  |  | FALSE | #N/A | #N/A | #N/A | #N/A | #N/A | #N/A | #N/A | #N/A | #N/A | #N/A
TRUE | VIC | SMTS66A | South Morang (AusNet) 66 kV | AusNet | Winter | Non-coincident | 2032 | POE10 | NA | 271.5718 | VIC South Morang (AusNet) 66 kV |  |  | FALSE | #N/A | #N/A | #N/A | #N/A | #N/A | #N/A | #N/A | #N/A | #N/A | #N/A
TRUE | VIC | SMTS66A | South Morang (AusNet) 66 kV | AusNet | Winter | Non-coincident | 2032 | POE50 | NA | 261.3991 | VIC South Morang (AusNet) 66 kV |  |  | FALSE | #N/A | #N/A | #N/A | #N/A | #N/A | #N/A | #N/A | #N/A | #N/A | #N/A
TRUE | VIC | SMTS66A | South Morang (AusNet) 66 kV | AusNet | Winter | Coincident | 2033 | POE10 | NA | 219.5435 | VIC South Morang (AusNet) 66 kV |  |  | FALSE | #N/A | #N/A | #N/A | #N/A | #N/A | #N/A | #N/A | #N/A | #N/A | #N/A
TRUE | VIC | SMTS66A | South Morang (AusNet) 66 kV | AusNet | Winter | Coincident | 2033 | POE50 | NA | 212.1026 | VIC South Morang (AusNet) 66 kV |  |  | FALSE | #N/A | #N/A | #N/A | #N/A | #N/A | #N/A | #N/A | #N/A | #N/A | #N/A
TRUE | VIC | SMTS66A | South Morang (AusNet) 66 kV | AusNet | Winter | Non-coincident | 2033 | POE10 | NA | 275.2133 | VIC South Morang (AusNet) 66 kV |  |  | FALSE | #N/A | #N/A | #N/A | #N/A | #N/A | #N/A | #N/A | #N/A | #N/A | #N/A
TRUE | VIC | SMTS66A | South Morang (AusNet) 66 kV | AusNet | Winter | Non-coincident | 2033 | POE50 | NA | 264.917 | VIC South Morang (AusNet) 66 kV |  |  | FALSE | #N/A | #N/A | #N/A | #N/A | #N/A | #N/A | #N/A | #N/A | #N/A | #N/A
TRUE | VIC | SMTS66A | South Morang (AusNet) 66 kV | AusNet | Winter | Coincident | 2034 | POE10 | NA | 221.5846 | VIC South Morang (AusNet) 66 kV |  |  | FALSE | #N/A | #N/A | #N/A | #N/A | #N/A | #N/A | #N/A | #N/A | #N/A | #N/A
TRUE | VIC | SMTS66A | South Morang (AusNet) 66 kV | AusNet | Winter | Coincident | 2034 | POE50 | NA | 214.2287 | VIC South Morang (AusNet) 66 kV |  |  | FALSE | #N/A | #N/A | #N/A | #N/A | #N/A | #N/A | #N/A | #N/A | #N/A | #N/A
TRUE | VIC | SMTS66A | South Morang (AusNet) 66 kV | AusNet | Winter | Non-coincident | 2034 | POE10 | NA | 279.8911 | VIC South Morang (AusNet) 66 kV |  |  | FALSE | #N/A | #N/A | #N/A | #N/A | #N/A | #N/A | #N/A | #N/A | #N/A | #N/A
TRUE | VIC | SMTS66A | South Morang (AusNet) 66 kV | AusNet | Winter | Non-coincident | 2034 | POE50 | NA | 269.4711 | VIC South Morang (AusNet) 66 kV |  |  | FALSE | #N/A | #N/A | #N/A | #N/A | #N/A | #N/A | #N/A | #N/A | #N/A | #N/A
TRUE | VIC | SVTS1266U | Springvale 12 (United Energy) 66 kV | United Energy | Shoulder | Coincident | 2019 | ACTUAL_OPG | 54.5336 | NA | VIC Springvale 12 (United Energy) 66 kV |  |  | FALSE | #N/A | #N/A | #N/A | #N/A | #N/A | #N/A | #N/A | #N/A | #N/A | #N/A
TRUE | VIC | SVTS1266U | Springvale 12 (United Energy) 66 kV | United Energy | Shoulder | Coincident | 2019 | ACTUAL_RAW | 54.5336 | NA | VIC Springvale 12 (United Energy) 66 kV |  |  | FALSE | #N/A | #N/A | #N/A | #N/A | #N/A | #N/A | #N/A | #N/A | #N/A | #N/A
TRUE | VIC | SVTS1266U | Springvale 12 (United Energy) 66 kV | United Energy | Shoulder | Non-coincident | 2019 | ACTUAL_RAW | 53.2577 | NA | VIC Springvale 12 (United Energy) 66 kV |  |  | FALSE | #N/A | #N/A | #N/A | #N/A | #N/A | #N/A | #N/A | #N/A | #N/A | #N/A
TRUE | VIC | SVTS1266U | Springvale 12 (United Energy) 66 kV | United Energy | Shoulder | Non-coincident | 2019 | ACTUAL_OPG | 53.2577 | NA | VIC Springvale 12 (United Energy) 66 kV |  |  | FALSE | #N/A | #N/A | #N/A | #N/A | #N/A | #N/A | #N/A | #N/A | #N/A | #N/A
TRUE | VIC | SVTS1266U | Springvale 12 (United Energy) 66 kV | United Energy | Shoulder | Non-coincident | 2019 | ACTUAL_ADJUSTEDOPG | 53.2577 | NA | VIC Springvale 12 (United Energy) 66 kV |  |  | FALSE | #N/A | #N/A | #N/A | #N/A | #N/A | #N/A | #N/A | #N/A | #N/A | #N/A
TRUE | VIC | SVTS1266U | Springvale 12 (United Energy) 66 kV | United Energy | Shoulder | Coincident | 2020 | ACTUAL_OPG | 60.4052 | NA | VIC Springvale 12 (United Energy) 66 kV |  |  | FALSE | #N/A | #N/A | #N/A | #N/A | #N/A | #N/A | #N/A | #N/A | #N/A | #N/A
TRUE | VIC | SVTS1266U | Springvale 12 (United Energy) 66 kV | United Energy | Shoulder | Coincident | 2020 | ACTUAL_RAW | 60.4052 | NA | VIC Springvale 12 (United Energy) 66 kV |  |  | FALSE | #N/A | #N/A | #N/A | #N/A | #N/A | #N/A | #N/A | #N/A | #N/A | #N/A
TRUE | VIC | SVTS1266U | Springvale 12 (United Energy) 66 kV | United Energy | Shoulder | Non-coincident | 2020 | ACTUAL_RAW | 54.1769 | NA | VIC Springvale 12 (United Energy) 66 kV |  |  | FALSE | #N/A | #N/A | #N/A | #N/A | #N/A | #N/A | #N/A | #N/A | #N/A | #N/A
TRUE | VIC | SVTS1266U | Springvale 12 (United Energy) 66 kV | United Energy | Shoulder | Non-coincident | 2020 | ACTUAL_OPG | 54.1769 | NA | VIC Springvale 12 (United Energy) 66 kV |  |  | FALSE | #N/A | #N/A | #N/A | #N/A | #N/A | #N/A | #N/A | #N/A | #N/A | #N/A
TRUE | VIC | SVTS1266U | Springvale 12 (United Energy) 66 kV | United Energy | Shoulder | Non-coincident | 2020 | ACTUAL_ADJUSTEDOPG | 54.1769 | NA | VIC Springvale 12 (United Energy) 66 kV |  |  | FALSE | #N/A | #N/A | #N/A | #N/A | #N/A | #N/A | #N/A | #N/A | #N/A | #N/A
TRUE | VIC | SVTS1266U | Springvale 12 (United Energy) 66 kV | United Energy | Shoulder | Coincident | 2021 | ACTUAL_OPG | 48.7598 | NA | VIC Springvale 12 (United Energy) 66 kV |  |  | FALSE | #N/A | #N/A | #N/A | #N/A | #N/A | #N/A | #N/A | #N/A | #N/A | #N/A
TRUE | VIC | SVTS1266U | Springvale 12 (United Energy) 66 kV | United Energy | Shoulder | Coincident | 2021 | ACTUAL_RAW | 48.7598 | NA | VIC Springvale 12 (United Energy) 66 kV |  |  | FALSE | #N/A | #N/A | #N/A | #N/A | #N/A | #N/A | #N/A | #N/A | #N/A | #N/A
TRUE | VIC | SVTS1266U | Springvale 12 (United Energy) 66 kV | United Energy | Shoulder | Non-coincident | 2021 | ACTUAL_RAW | 47.3966 | NA | VIC Springvale 12 (United Energy) 66 kV |  |  | FALSE | #N/A | #N/A | #N/A | #N/A | #N/A | #N/A | #N/A | #N/A | #N/A | #N/A
TRUE | VIC | SVTS1266U | Springvale 12 (United Energy) 66 kV | United Energy | Shoulder | Non-coincident | 2021 | ACTUAL_OPG | 47.3966 | NA | VIC Springvale 12 (United Energy) 66 kV |  |  | FALSE | #N/A | #N/A | #N/A | #N/A | #N/A | #N/A | #N/A | #N/A | #N/A | #N/A
TRUE | VIC | SVTS1266U | Springvale 12 (United Energy) 66 kV | United Energy | Shoulder | Non-coincident | 2021 | ACTUAL_ADJUSTEDOPG | 47.3966 | NA | VIC Springvale 12 (United Energy) 66 kV |  |  | FALSE | #N/A | #N/A | #N/A | #N/A | #N/A | #N/A | #N/A | #N/A | #N/A | #N/A
TRUE | VIC | SVTS1266U | Springvale 12 (United Energy) 66 kV | United Energy | Shoulder | Coincident | 2022 | ACTUAL_OPG | 41.1992 | NA | VIC Springvale 12 (United Energy) 66 kV |  |  | FALSE | #N/A | #N/A | #N/A | #N/A | #N/A | #N/A | #N/A | #N/A | #N/A | #N/A
TRUE | VIC | SVTS1266U | Springvale 12 (United Energy) 66 kV | United Energy | Shoulder | Coincident | 2022 | ACTUAL_RAW | 41.1992 | NA | VIC Springvale 12 (United Energy) 66 kV |  |  | FALSE | #N/A | #N/A | #N/A | #N/A | #N/A | #N/A | #N/A | #N/A | #N/A | #N/A
TRUE | VIC | SVTS1266U | Springvale 12 (United Energy) 66 kV | United Energy | Shoulder | Non-coincident | 2022 | ACTUAL_RAW | 39.667 | NA | VIC Springvale 12 (United Energy) 66 kV |  |  | FALSE | #N/A | #N/A | #N/A | #N/A | #N/A | #N/A | #N/A | #N/A | #N/A | #N/A
TRUE | VIC | SVTS1266U | Springvale 12 (United Energy) 66 kV | United Energy | Shoulder | Non-coincident | 2022 | ACTUAL_OPG | 39.667 | NA | VIC Springvale 12 (United Energy) 66 kV |  |  | FALSE | #N/A | #N/A | #N/A | #N/A | #N/A | #N/A | #N/A | #N/A | #N/A | #N/A
TRUE | VIC | SVTS1266U | Springvale 12 (United Energy) 66 kV | United Energy | Shoulder | Non-coincident | 2022 | ACTUAL_ADJUSTEDOPG | 39.667 | NA | VIC Springvale 12 (United Energy) 66 kV |  |  | FALSE | #N/A | #N/A | #N/A | #N/A | #N/A | #N/A | #N/A | #N/A | #N/A | #N/A
TRUE | VIC | SVTS1266U | Springvale 12 (United Energy) 66 kV | United Energy | Shoulder | Coincident | 2023 | ACTUAL_OPG | 43.6667 | NA | VIC Springvale 12 (United Energy) 66 kV |  |  | FALSE | #N/A | #N/A | #N/A | #N/A | #N/A | #N/A | #N/A | #N/A | #N/A | #N/A
TRUE | VIC | SVTS1266U | Springvale 12 (United Energy) 66 kV | United Energy | Shoulder | Coincident | 2023 | ACTUAL_RAW | 43.6667 | NA | VIC Springvale 12 (United Energy) 66 kV |  |  | FALSE | #N/A | #N/A | #N/A | #N/A | #N/A | #N/A | #N/A | #N/A | #N/A | #N/A
TRUE | VIC | SVTS1266U | Springvale 12 (United Energy) 66 kV | United Energy | Shoulder | Non-coincident | 2023 | ACTUAL_RAW | 36.1566 | NA | VIC Springvale 12 (United Energy) 66 kV |  |  | FALSE | #N/A | #N/A | #N/A | #N/A | #N/A | #N/A | #N/A | #N/A | #N/A | #N/A
TRUE | VIC | SVTS1266U | Springvale 12 (United Energy) 66 kV | United Energy | Shoulder | Non-coincident | 2023 | ACTUAL_OPG | 36.1566 | NA | VIC Springvale 12 (United Energy) 66 kV |  |  | FALSE | #N/A | #N/A | #N/A | #N/A | #N/A | #N/A | #N/A | #N/A | #N/A | #N/A
TRUE | VIC | SVTS1266U | Springvale 12 (United Energy) 66 kV | United Energy | Shoulder | Non-coincident | 2023 | ACTUAL_ADJUSTEDOPG | 36.1566 | NA | VIC Springvale 12 (United Energy) 66 kV |  |  | FALSE | #N/A | #N/A | #N/A | #N/A | #N/A | #N/A | #N/A | #N/A | #N/A | #N/A
TRUE | VIC | SVTS1266U | Springvale 12 (United Energy) 66 kV | United Energy | Shoulder | Coincident | 2024 | ACTUAL_OPG | 32.2839 | NA | VIC Springvale 12 (United Energy) 66 kV |  |  | FALSE | #N/A | #N/A | #N/A | #N/A | #N/A | #N/A | #N/A | #N/A | #N/A | #N/A
TRUE | VIC | SVTS1266U | Springvale 12 (United Energy) 66 kV | United Energy | Shoulder | Coincident | 2024 | ACTUAL_RAW | 32.2839 | NA | VIC Springvale 12 (United Energy) 66 kV |  |  | FALSE | #N/A | #N/A | #N/A | #N/A | #N/A | #N/A | #N/A | #N/A | #N/A | #N/A
TRUE | VIC | SVTS1266U | Springvale 12 (United Energy) 66 kV | United Energy | Shoulder | Non-coincident | 2024 | ACTUAL_RAW | 31.0644 | NA | VIC Springvale 12 (United Energy) 66 kV |  |  | FALSE | #N/A | #N/A | #N/A | #N/A | #N/A | #N/A | #N/A | #N/A | #N/A | #N/A
TRUE | VIC | SVTS1266U | Springvale 12 (United Energy) 66 kV | United Energy | Shoulder | Non-coincident | 2024 | ACTUAL_OPG | 31.0644 | NA | VIC Springvale 12 (United Energy) 66 kV |  |  | FALSE | #N/A | #N/A | #N/A | #N/A | #N/A | #N/A | #N/A | #N/A | #N/A | #N/A
TRUE | VIC | SVTS1266U | Springvale 12 (United Energy) 66 kV | United Energy | Shoulder | Non-coincident | 2024 | ACTUAL_ADJUSTEDOPG | 31.0644 | NA | VIC Springvale 12 (United Energy) 66 kV |  |  | FALSE | #N/A | #N/A | #N/A | #N/A | #N/A | #N/A | #N/A | #N/A | #N/A | #N/A
TRUE | VIC | SVTS1266U | Springvale 12 (United Energy) 66 kV | United Energy | Shoulder | Coincident | 2025 | ACTUAL_OPG | 28.9689 | NA | VIC Springvale 12 (United Energy) 66 kV |  |  | FALSE | #N/A | #N/A | #N/A | #N/A | #N/A | #N/A | #N/A | #N/A | #N/A | #N/A
TRUE | VIC | SVTS1266U | Springvale 12 (United Energy) 66 kV | United Energy | Shoulder | Coincident | 2025 | ACTUAL_RAW | 28.9689 | NA | VIC Springvale 12 (United Energy) 66 kV |  |  | FALSE | #N/A | #N/A | #N/A | #N/A | #N/A | #N/A | #N/A | #N/A | #N/A | #N/A
TRUE | VIC | SVTS1266U | Springvale 12 (United Energy) 66 kV | United Energy | Shoulder | Non-coincident | 2025 | ACTUAL_RAW | 23.423 | NA | VIC Springvale 12 (United Energy) 66 kV |  |  | FALSE | #N/A | #N/A | #N/A | #N/A | #N/A | #N/A | #N/A | #N/A | #N/A | #N/A
TRUE | VIC | SVTS1266U | Springvale 12 (United Energy) 66 kV | United Energy | Shoulder | Non-coincident | 2025 | ACTUAL_OPG | 23.423 | NA | VIC Springvale 12 (United Energy) 66 kV |  |  | FALSE | #N/A | #N/A | #N/A | #N/A | #N/A | #N/A | #N/A | #N/A | #N/A | #N/A
TRUE | VIC | SVTS1266U | Springvale 12 (United Energy) 66 kV | United Energy | Shoulder | Non-coincident | 2025 | ACTUAL_ADJUSTEDOPG | 23.423 | NA | VIC Springvale 12 (United Energy) 66 kV |  |  | FALSE | #N/A | #N/A | #N/A | #N/A | #N/A | #N/A | #N/A | #N/A | #N/A | #N/A
TRUE | VIC | SVTS1266U | Springvale 12 (United Energy) 66 kV | United Energy | Shoulder | Non-coincident | 2025 | BASEYEARPOE90 | 9.2424 | NA | VIC Springvale 12 (United Energy) 66 kV |  |  | FALSE | #N/A | #N/A | #N/A | #N/A | #N/A | #N/A | #N/A | #N/A | #N/A | #N/A
TRUE | VIC | SVTS1266U | Springvale 12 (United Energy) 66 kV | United Energy | Shoulder | Non-coincident | 2025 | BASEYEARPOE50 | 14.859 | NA | VIC Springvale 12 (United Energy) 66 kV |  |  | FALSE | #N/A | #N/A | #N/A | #N/A | #N/A | #N/A | #N/A | #N/A | #N/A | #N/A
TRUE | VIC | SVTS1266U | Springvale 12 (United Energy) 66 kV | United Energy | Shoulder | Coincident_unreconciled | 2026 | POE50 | 9.9192 | NA | VIC Springvale 12 (United Energy) 66 kV |  |  | FALSE | #N/A | #N/A | #N/A | #N/A | #N/A | #N/A | #N/A | #N/A | #N/A | #N/A
TRUE | VIC | SVTS1266U | Springvale 12 (United Energy) 66 kV | United Energy | Shoulder | Coincident_unreconciled | 2026 | POE90 | 4.2513 | NA | VIC Springvale 12 (United Energy) 66 kV |  |  | FALSE | #N/A | #N/A | #N/A | #N/A | #N/A | #N/A | #N/A | #N/A | #N/A | #N/A
TRUE | VIC | SVTS1266U | Springvale 12 (United Energy) 66 kV | United Energy | Shoulder | Non-coincident | 2026 | POE50 | 8.7162 | NA | VIC Springvale 12 (United Energy) 66 kV |  |  | FALSE | #N/A | #N/A | #N/A | #N/A | #N/A | #N/A | #N/A | #N/A | #N/A | #N/A
TRUE | VIC | SVTS1266U | Springvale 12 (United Energy) 66 kV | United Energy | Shoulder | Non-coincident | 2026 | POE90 | 3.7357 | NA | VIC Springvale 12 (United Energy) 66 kV |  |  | FALSE | #N/A | #N/A | #N/A | #N/A | #N/A | #N/A | #N/A | #N/A | #N/A | #N/A
TRUE | VIC | SVTS1266U | Springvale 12 (United Energy) 66 kV | United Energy | Shoulder | Coincident_unreconciled | 2027 | POE50 | 1.3594 | NA | VIC Springvale 12 (United Energy) 66 kV |  |  | FALSE | #N/A | #N/A | #N/A | #N/A | #N/A | #N/A | #N/A | #N/A | #N/A | #N/A
TRUE | VIC | SVTS1266U | Springvale 12 (United Energy) 66 kV | United Energy | Shoulder | Coincident_unreconciled | 2027 | POE90 | -3.2797 | NA | VIC Springvale 12 (United Energy) 66 kV |  |  | FALSE | #N/A | #N/A | #N/A | #N/A | #N/A | #N/A | #N/A | #N/A | #N/A | #N/A
TRUE | VIC | SVTS1266U | Springvale 12 (United Energy) 66 kV | United Energy | Shoulder | Non-coincident | 2027 | POE50 | 1.1945 | NA | VIC Springvale 12 (United Energy) 66 kV |  |  | FALSE | #N/A | #N/A | #N/A | #N/A | #N/A | #N/A | #N/A | #N/A | #N/A | #N/A
TRUE | VIC | SVTS1266U | Springvale 12 (United Energy) 66 kV | United Energy | Shoulder | Non-coincident | 2027 | POE90 | -3.8048 | NA | VIC Springvale 12 (United Energy) 66 kV |  |  | FALSE | #N/A | #N/A | #N/A | #N/A | #N/A | #N/A | #N/A | #N/A | #N/A | #N/A
TRUE | VIC | SVTS1266U | Springvale 12 (United Energy) 66 kV | United Energy | Shoulder | Coincident_unreconciled | 2028 | POE50 | -6.124 | NA | VIC Springvale 12 (United Energy) 66 kV |  |  | FALSE | #N/A | #N/A | #N/A | #N/A | #N/A | #N/A | #N/A | #N/A | #N/A | #N/A
TRUE | VIC | SVTS1266U | Springvale 12 (United Energy) 66 kV | United Energy | Shoulder | Coincident_unreconciled | 2028 | POE90 | -10.4506 | NA | VIC Springvale 12 (United Energy) 66 kV |  |  | FALSE | #N/A | #N/A | #N/A | #N/A | #N/A | #N/A | #N/A | #N/A | #N/A | #N/A
TRUE | VIC | SVTS1266U | Springvale 12 (United Energy) 66 kV | United Energy | Shoulder | Non-coincident | 2028 | POE50 | -7.1045 | NA | VIC Springvale 12 (United Energy) 66 kV |  |  | FALSE | #N/A | #N/A | #N/A | #N/A | #N/A | #N/A | #N/A | #N/A | #N/A | #N/A
TRUE | VIC | SVTS1266U | Springvale 12 (United Energy) 66 kV | United Energy | Shoulder | Non-coincident | 2028 | POE90 | -12.1239 | NA | VIC Springvale 12 (United Energy) 66 kV |  |  | FALSE | #N/A | #N/A | #N/A | #N/A | #N/A | #N/A | #N/A | #N/A | #N/A | #N/A
TRUE | VIC | SVTS1266U | Springvale 12 (United Energy) 66 kV | United Energy | Shoulder | Coincident_unreconciled | 2029 | POE50 | -12.7595 | NA | VIC Springvale 12 (United Energy) 66 kV |  |  | FALSE | #N/A | #N/A | #N/A | #N/A | #N/A | #N/A | #N/A | #N/A | #N/A | #N/A
TRUE | VIC | SVTS1266U | Springvale 12 (United Energy) 66 kV | United Energy | Shoulder | Coincident_unreconciled | 2029 | POE90 | -17.1034 | NA | VIC Springvale 12 (United Energy) 66 kV |  |  | FALSE | #N/A | #N/A | #N/A | #N/A | #N/A | #N/A | #N/A | #N/A | #N/A | #N/A
TRUE | VIC | SVTS1266U | Springvale 12 (United Energy) 66 kV | United Energy | Shoulder | Non-coincident | 2029 | POE50 | -14.8024 | NA | VIC Springvale 12 (United Energy) 66 kV |  |  | FALSE | #N/A | #N/A | #N/A | #N/A | #N/A | #N/A | #N/A | #N/A | #N/A | #N/A
TRUE | VIC | SVTS1266U | Springvale 12 (United Energy) 66 kV | United Energy | Shoulder | Non-coincident | 2029 | POE90 | -19.8419 | NA | VIC Springvale 12 (United Energy) 66 kV |  |  | FALSE | #N/A | #N/A | #N/A | #N/A | #N/A | #N/A | #N/A | #N/A | #N/A | #N/A
TRUE | VIC | SVTS1266U | Springvale 12 (United Energy) 66 kV | United Energy | Shoulder | Coincident_unreconciled | 2030 | POE50 | -19.1764 | NA | VIC Springvale 12 (United Energy) 66 kV |  |  | FALSE | #N/A | #N/A | #N/A | #N/A | #N/A | #N/A | #N/A | #N/A | #N/A | #N/A
TRUE | VIC | SVTS1266U | Springvale 12 (United Energy) 66 kV | United Energy | Shoulder | Coincident_unreconciled | 2030 | POE90 | -23.5376 | NA | VIC Springvale 12 (United Energy) 66 kV |  |  | FALSE | #N/A | #N/A | #N/A | #N/A | #N/A | #N/A | #N/A | #N/A | #N/A | #N/A
TRUE | VIC | SVTS1266U | Springvale 12 (United Energy) 66 kV | United Energy | Shoulder | Non-coincident | 2030 | POE50 | -22.2467 | NA | VIC Springvale 12 (United Energy) 66 kV |  |  | FALSE | #N/A | #N/A | #N/A | #N/A | #N/A | #N/A | #N/A | #N/A | #N/A | #N/A
TRUE | VIC | SVTS1266U | Springvale 12 (United Energy) 66 kV | United Energy | Shoulder | Non-coincident | 2030 | POE90 | -27.3062 | NA | VIC Springvale 12 (United Energy) 66 kV |  |  | FALSE | #N/A | #N/A | #N/A | #N/A | #N/A | #N/A | #N/A | #N/A | #N/A | #N/A
TRUE | VIC | SVTS1266U | Springvale 12 (United Energy) 66 kV | United Energy | Shoulder | Coincident_unreconciled | 2031 | POE50 | -25.4383 | NA | VIC Springvale 12 (United Energy) 66 kV |  |  | FALSE | #N/A | #N/A | #N/A | #N/A | #N/A | #N/A | #N/A | #N/A | #N/A | #N/A
TRUE | VIC | SVTS1266U | Springvale 12 (United Energy) 66 kV | United Energy | Shoulder | Coincident_unreconciled | 2031 | POE90 | -29.8168 | NA | VIC Springvale 12 (United Energy) 66 kV |  |  | FALSE | #N/A | #N/A | #N/A | #N/A | #N/A | #N/A | #N/A | #N/A | #N/A | #N/A
TRUE | VIC | SVTS1266U | Springvale 12 (United Energy) 66 kV | United Energy | Shoulder | Non-coincident | 2031 | POE50 | -29.5113 | NA | VIC Springvale 12 (United Energy) 66 kV |  |  | FALSE | #N/A | #N/A | #N/A | #N/A | #N/A | #N/A | #N/A | #N/A | #N/A | #N/A
TRUE | VIC | SVTS1266U | Springvale 12 (United Energy) 66 kV | United Energy | Shoulder | Non-coincident | 2031 | POE90 | -34.5909 | NA | VIC Springvale 12 (United Energy) 66 kV |  |  | FALSE | #N/A | #N/A | #N/A | #N/A | #N/A | #N/A | #N/A | #N/A | #N/A | #N/A
TRUE | VIC | SVTS1266U | Springvale 12 (United Energy) 66 kV | United Energy | Shoulder | Coincident_unreconciled | 2032 | POE50 | -30.3691 | NA | VIC Springvale 12 (United Energy) 66 kV |  |  | FALSE | #N/A | #N/A | #N/A | #N/A | #N/A | #N/A | #N/A | #N/A | #N/A | #N/A
TRUE | VIC | SVTS1266U | Springvale 12 (United Energy) 66 kV | United Energy | Shoulder | Coincident_unreconciled | 2032 | POE90 | -34.7655 | NA | VIC Springvale 12 (United Energy) 66 kV |  |  | FALSE | #N/A | #N/A | #N/A | #N/A | #N/A | #N/A | #N/A | #N/A | #N/A | #N/A
TRUE | VIC | SVTS1266U | Springvale 12 (United Energy) 66 kV | United Energy | Shoulder | Non-coincident | 2032 | POE50 | -35.2316 | NA | VIC Springvale 12 (United Energy) 66 kV |  |  | FALSE | #N/A | #N/A | #N/A | #N/A | #N/A | #N/A | #N/A | #N/A | #N/A | #N/A
TRUE | VIC | SVTS1266U | Springvale 12 (United Energy) 66 kV | United Energy | Shoulder | Non-coincident | 2032 | POE90 | -40.3319 | NA | VIC Springvale 12 (United Energy) 66 kV |  |  | FALSE | #N/A | #N/A | #N/A | #N/A | #N/A | #N/A | #N/A | #N/A | #N/A | #N/A
TRUE | VIC | SVTS1266U | Springvale 12 (United Energy) 66 kV | United Energy | Shoulder | Coincident_unreconciled | 2033 | POE50 | -34.2317 | NA | VIC Springvale 12 (United Energy) 66 kV |  |  | FALSE | #N/A | #N/A | #N/A | #N/A | #N/A | #N/A | #N/A | #N/A | #N/A | #N/A
TRUE | VIC | SVTS1266U | Springvale 12 (United Energy) 66 kV | United Energy | Shoulder | Coincident_unreconciled | 2033 | POE90 | -38.6463 | NA | VIC Springvale 12 (United Energy) 66 kV |  |  | FALSE | #N/A | #N/A | #N/A | #N/A | #N/A | #N/A | #N/A | #N/A | #N/A | #N/A
TRUE | VIC | SVTS1266U | Springvale 12 (United Energy) 66 kV | United Energy | Shoulder | Non-coincident | 2033 | POE50 | -39.7126 | NA | VIC Springvale 12 (United Energy) 66 kV |  |  | FALSE | #N/A | #N/A | #N/A | #N/A | #N/A | #N/A | #N/A | #N/A | #N/A | #N/A
TRUE | VIC | SVTS1266U | Springvale 12 (United Energy) 66 kV | United Energy | Shoulder | Non-coincident | 2033 | POE90 | -44.8341 | NA | VIC Springvale 12 (United Energy) 66 kV |  |  | FALSE | #N/A | #N/A | #N/A | #N/A | #N/A | #N/A | #N/A | #N/A | #N/A | #N/A
TRUE | VIC | SVTS1266U | Springvale 12 (United Energy) 66 kV | United Energy | Shoulder | Coincident_unreconciled | 2034 | POE50 | -37.8297 | NA | VIC Springvale 12 (United Energy) 66 kV |  |  | FALSE | #N/A | #N/A | #N/A | #N/A | #N/A | #N/A | #N/A | #N/A | #N/A | #N/A
TRUE | VIC | SVTS1266U | Springvale 12 (United Energy) 66 kV | United Energy | Shoulder | Coincident_unreconciled | 2034 | POE90 | -42.2625 | NA | VIC Springvale 12 (United Energy) 66 kV |  |  | FALSE | #N/A | #N/A | #N/A | #N/A | #N/A | #N/A | #N/A | #N/A | #N/A | #N/A
TRUE | VIC | SVTS1266U | Springvale 12 (United Energy) 66 kV | United Energy | Shoulder | Non-coincident | 2034 | POE50 | -43.8866 | NA | VIC Springvale 12 (United Energy) 66 kV |  |  | FALSE | #N/A | #N/A | #N/A | #N/A | #N/A | #N/A | #N/A | #N/A | #N/A | #N/A
TRUE | VIC | SVTS1266U | Springvale 12 (United Energy) 66 kV | United Energy | Shoulder | Non-coincident | 2034 | POE90 | -49.0292 | NA | VIC Springvale 12 (United Energy) 66 kV |  |  | FALSE | #N/A | #N/A | #N/A | #N/A | #N/A | #N/A | #N/A | #N/A | #N/A | #N/A
TRUE | VIC | SVTS1266U | Springvale 12 (United Energy) 66 kV | United Energy | Shoulder | Coincident_unreconciled | 2035 | POE50 | -41.6756 | NA | VIC Springvale 12 (United Energy) 66 kV |  |  | FALSE | #N/A | #N/A | #N/A | #N/A | #N/A | #N/A | #N/A | #N/A | #N/A | #N/A
TRUE | VIC | SVTS1266U | Springvale 12 (United Energy) 66 kV | United Energy | Shoulder | Coincident_unreconciled | 2035 | POE90 | -46.1267 | NA | VIC Springvale 12 (United Energy) 66 kV |  |  | FALSE | #N/A | #N/A | #N/A | #N/A | #N/A | #N/A | #N/A | #N/A | #N/A | #N/A
TRUE | VIC | SVTS1266U | Springvale 12 (United Energy) 66 kV | United Energy | Shoulder | Non-coincident | 2035 | POE50 | -48.3483 | NA | VIC Springvale 12 (United Energy) 66 kV |  |  | FALSE | #N/A | #N/A | #N/A | #N/A | #N/A | #N/A | #N/A | #N/A | #N/A | #N/A
TRUE | VIC | SVTS1266U | Springvale 12 (United Energy) 66 kV | United Energy | Shoulder | Non-coincident | 2035 | POE90 | -53.5121 | NA | VIC Springvale 12 (United Energy) 66 kV |  |  | FALSE | #N/A | #N/A | #N/A | #N/A | #N/A | #N/A | #N/A | #N/A | #N/A | #N/A
TRUE | VIC | SVTS1266U | Springvale 12 (United Energy) 66 kV | United Energy | Summer | Coincident | 2019 | ACTUAL_OPG | 51.4305 | 224.3544 | VIC Springvale 12 (United Energy) 66 kV |  |  | FALSE | #N/A | #N/A | #N/A | #N/A | #N/A | #N/A | #N/A | #N/A | #N/A | #N/A
TRUE | VIC | SVTS1266U | Springvale 12 (United Energy) 66 kV | United Energy | Summer | Coincident | 2019 | ACTUAL_RAW | 51.4305 | 224.3544 | VIC Springvale 12 (United Energy) 66 kV |  |  | FALSE | #N/A | #N/A | #N/A | #N/A | #N/A | #N/A | #N/A | #N/A | #N/A | #N/A
TRUE | VIC | SVTS1266U | Springvale 12 (United Energy) 66 kV | United Energy | Summer | Non-coincident | 2019 | ACTUAL_RAW | 45.3764 | 224.3544 | VIC Springvale 12 (United Energy) 66 kV |  |  | FALSE | #N/A | #N/A | #N/A | #N/A | #N/A | #N/A | #N/A | #N/A | #N/A | #N/A
TRUE | VIC | SVTS1266U | Springvale 12 (United Energy) 66 kV | United Energy | Summer | Non-coincident | 2019 | ACTUAL_OPG | 45.3764 | 224.3544 | VIC Springvale 12 (United Energy) 66 kV |  |  | FALSE | #N/A | #N/A | #N/A | #N/A | #N/A | #N/A | #N/A | #N/A | #N/A | #N/A
TRUE | VIC | SVTS1266U | Springvale 12 (United Energy) 66 kV | United Energy | Summer | Non-coincident | 2019 | ACTUAL_ADJUSTEDOPG | 45.3764 | 224.3544 | VIC Springvale 12 (United Energy) 66 kV |  |  | FALSE | #N/A | #N/A | #N/A | #N/A | #N/A | #N/A | #N/A | #N/A | #N/A | #N/A
TRUE | VIC | SVTS1266U | Springvale 12 (United Energy) 66 kV | United Energy | Summer | Coincident | 2020 | ACTUAL_OPG | 46.4392 | 200.5961 | VIC Springvale 12 (United Energy) 66 kV |  |  | FALSE | #N/A | #N/A | #N/A | #N/A | #N/A | #N/A | #N/A | #N/A | #N/A | #N/A
TRUE | VIC | SVTS1266U | Springvale 12 (United Energy) 66 kV | United Energy | Summer | Coincident | 2020 | ACTUAL_RAW | 46.4392 | 200.5961 | VIC Springvale 12 (United Energy) 66 kV |  |  | FALSE | #N/A | #N/A | #N/A | #N/A | #N/A | #N/A | #N/A | #N/A | #N/A | #N/A
TRUE | VIC | SVTS1266U | Springvale 12 (United Energy) 66 kV | United Energy | Summer | Non-coincident | 2020 | ACTUAL_RAW | 46.181 | 211.9351 | VIC Springvale 12 (United Energy) 66 kV |  |  | FALSE | #N/A | #N/A | #N/A | #N/A | #N/A | #N/A | #N/A | #N/A | #N/A | #N/A
TRUE | VIC | SVTS1266U | Springvale 12 (United Energy) 66 kV | United Energy | Summer | Non-coincident | 2020 | ACTUAL_OPG | 46.181 | 211.9351 | VIC Springvale 12 (United Energy) 66 kV |  |  | FALSE | #N/A | #N/A | #N/A | #N/A | #N/A | #N/A | #N/A | #N/A | #N/A | #N/A
TRUE | VIC | SVTS1266U | Springvale 12 (United Energy) 66 kV | United Energy | Summer | Non-coincident | 2020 | ACTUAL_ADJUSTEDOPG | 46.181 | 211.9351 | VIC Springvale 12 (United Energy) 66 kV |  |  | FALSE | #N/A | #N/A | #N/A | #N/A | #N/A | #N/A | #N/A | #N/A | #N/A | #N/A
TRUE | VIC | SVTS1266U | Springvale 12 (United Energy) 66 kV | United Energy | Summer | Coincident | 2021 | ACTUAL_OPG | 32.4233 | 167.0199 | VIC Springvale 12 (United Energy) 66 kV |  |  | FALSE | #N/A | #N/A | #N/A | #N/A | #N/A | #N/A | #N/A | #N/A | #N/A | #N/A
TRUE | VIC | SVTS1266U | Springvale 12 (United Energy) 66 kV | United Energy | Summer | Coincident | 2021 | ACTUAL_RAW | 32.4233 | 167.0199 | VIC Springvale 12 (United Energy) 66 kV |  |  | FALSE | #N/A | #N/A | #N/A | #N/A | #N/A | #N/A | #N/A | #N/A | #N/A | #N/A
TRUE | VIC | SVTS1266U | Springvale 12 (United Energy) 66 kV | United Energy | Summer | Non-coincident | 2021 | ACTUAL_RAW | 32.4233 | 177.3695 | VIC Springvale 12 (United Energy) 66 kV |  |  | FALSE | #N/A | #N/A | #N/A | #N/A | #N/A | #N/A | #N/A | #N/A | #N/A | #N/A
TRUE | VIC | SVTS1266U | Springvale 12 (United Energy) 66 kV | United Energy | Summer | Non-coincident | 2021 | ACTUAL_OPG | 32.4233 | 177.3695 | VIC Springvale 12 (United Energy) 66 kV |  |  | FALSE | #N/A | #N/A | #N/A | #N/A | #N/A | #N/A | #N/A | #N/A | #N/A | #N/A
TRUE | VIC | SVTS1266U | Springvale 12 (United Energy) 66 kV | United Energy | Summer | Non-coincident | 2021 | ACTUAL_ADJUSTEDOPG | 32.4233 | 177.3695 | VIC Springvale 12 (United Energy) 66 kV |  |  | FALSE | #N/A | #N/A | #N/A | #N/A | #N/A | #N/A | #N/A | #N/A | #N/A | #N/A
TRUE | VIC | SVTS1266U | Springvale 12 (United Energy) 66 kV | United Energy | Summer | Coincident | 2022 | ACTUAL_OPG | 39.8938 | 176.341 | VIC Springvale 12 (United Energy) 66 kV |  |  | FALSE | #N/A | #N/A | #N/A | #N/A | #N/A | #N/A | #N/A | #N/A | #N/A | #N/A
TRUE | VIC | SVTS1266U | Springvale 12 (United Energy) 66 kV | United Energy | Summer | Coincident | 2022 | ACTUAL_RAW | 39.8938 | 176.341 | VIC Springvale 12 (United Energy) 66 kV |  |  | FALSE | #N/A | #N/A | #N/A | #N/A | #N/A | #N/A | #N/A | #N/A | #N/A | #N/A
TRUE | VIC | SVTS1266U | Springvale 12 (United Energy) 66 kV | United Energy | Summer | Non-coincident | 2022 | ACTUAL_RAW | 29.4468 | 186.9091 | VIC Springvale 12 (United Energy) 66 kV |  |  | FALSE | #N/A | #N/A | #N/A | #N/A | #N/A | #N/A | #N/A | #N/A | #N/A | #N/A
TRUE | VIC | SVTS1266U | Springvale 12 (United Energy) 66 kV | United Energy | Summer | Non-coincident | 2022 | ACTUAL_OPG | 29.4468 | 186.9091 | VIC Springvale 12 (United Energy) 66 kV |  |  | FALSE | #N/A | #N/A | #N/A | #N/A | #N/A | #N/A | #N/A | #N/A | #N/A | #N/A
TRUE | VIC | SVTS1266U | Springvale 12 (United Energy) 66 kV | United Energy | Summer | Non-coincident | 2022 | ACTUAL_ADJUSTEDOPG | 29.4468 | 186.9091 | VIC Springvale 12 (United Energy) 66 kV |  |  | FALSE | #N/A | #N/A | #N/A | #N/A | #N/A | #N/A | #N/A | #N/A | #N/A | #N/A
TRUE | VIC | SVTS1266U | Springvale 12 (United Energy) 66 kV | United Energy | Summer | Coincident | 2023 | ACTUAL_OPG | 33.4527 | 176.9747 | VIC Springvale 12 (United Energy) 66 kV |  |  | FALSE | #N/A | #N/A | #N/A | #N/A | #N/A | #N/A | #N/A | #N/A | #N/A | #N/A
TRUE | VIC | SVTS1266U | Springvale 12 (United Energy) 66 kV | United Energy | Summer | Coincident | 2023 | ACTUAL_RAW | 33.4527 | 176.9747 | VIC Springvale 12 (United Energy) 66 kV |  |  | FALSE | #N/A | #N/A | #N/A | #N/A | #N/A | #N/A | #N/A | #N/A | #N/A | #N/A
TRUE | VIC | SVTS1266U | Springvale 12 (United Energy) 66 kV | United Energy | Summer | Non-coincident | 2023 | ACTUAL_RAW | 28.6288 | 190.2238 | VIC Springvale 12 (United Energy) 66 kV |  |  | FALSE | #N/A | #N/A | #N/A | #N/A | #N/A | #N/A | #N/A | #N/A | #N/A | #N/A
TRUE | VIC | SVTS1266U | Springvale 12 (United Energy) 66 kV | United Energy | Summer | Non-coincident | 2023 | ACTUAL_OPG | 28.6288 | 190.2238 | VIC Springvale 12 (United Energy) 66 kV |  |  | FALSE | #N/A | #N/A | #N/A | #N/A | #N/A | #N/A | #N/A | #N/A | #N/A | #N/A
TRUE | VIC | SVTS1266U | Springvale 12 (United Energy) 66 kV | United Energy | Summer | Non-coincident | 2023 | ACTUAL_ADJUSTEDOPG | 28.6288 | 190.2238 | VIC Springvale 12 (United Energy) 66 kV |  |  | FALSE | #N/A | #N/A | #N/A | #N/A | #N/A | #N/A | #N/A | #N/A | #N/A | #N/A
TRUE | VIC | SVTS1266U | Springvale 12 (United Energy) 66 kV | United Energy | Summer | Coincident | 2024 | ACTUAL_OPG | 16.8655 | 201.5144 | VIC Springvale 12 (United Energy) 66 kV |  |  | FALSE | #N/A | #N/A | #N/A | #N/A | #N/A | #N/A | #N/A | #N/A | #N/A | #N/A
TRUE | VIC | SVTS1266U | Springvale 12 (United Energy) 66 kV | United Energy | Summer | Coincident | 2024 | ACTUAL_RAW | 16.8655 | 201.5144 | VIC Springvale 12 (United Energy) 66 kV |  |  | FALSE | #N/A | #N/A | #N/A | #N/A | #N/A | #N/A | #N/A | #N/A | #N/A | #N/A
TRUE | VIC | SVTS1266U | Springvale 12 (United Energy) 66 kV | United Energy | Summer | Non-coincident | 2024 | ACTUAL_RAW | 16.8655 | 206.2375 | VIC Springvale 12 (United Energy) 66 kV |  |  | FALSE | #N/A | #N/A | #N/A | #N/A | #N/A | #N/A | #N/A | #N/A | #N/A | #N/A
TRUE | VIC | SVTS1266U | Springvale 12 (United Energy) 66 kV | United Energy | Summer | Non-coincident | 2024 | ACTUAL_OPG | 16.8655 | 206.2375 | VIC Springvale 12 (United Energy) 66 kV |  |  | FALSE | #N/A | #N/A | #N/A | #N/A | #N/A | #N/A | #N/A | #N/A | #N/A | #N/A
TRUE | VIC | SVTS1266U | Springvale 12 (United Energy) 66 kV | United Energy | Summer | Non-coincident | 2024 | ACTUAL_ADJUSTEDOPG | 16.8655 | 206.2375 | VIC Springvale 12 (United Energy) 66 kV |  |  | FALSE | #N/A | #N/A | #N/A | #N/A | #N/A | #N/A | #N/A | #N/A | #N/A | #N/A
TRUE | VIC | SVTS1266U | Springvale 12 (United Energy) 66 kV | United Energy | Summer | Coincident | 2025 | ACTUAL_OPG | 14.5338 | 198.7938 | VIC Springvale 12 (United Energy) 66 kV |  |  | FALSE | #N/A | #N/A | #N/A | #N/A | #N/A | #N/A | #N/A | #N/A | #N/A | #N/A
TRUE | VIC | SVTS1266U | Springvale 12 (United Energy) 66 kV | United Energy | Summer | Coincident | 2025 | ACTUAL_RAW | 14.5338 | 198.7938 | VIC Springvale 12 (United Energy) 66 kV |  |  | FALSE | #N/A | #N/A | #N/A | #N/A | #N/A | #N/A | #N/A | #N/A | #N/A | #N/A
TRUE | VIC | SVTS1266U | Springvale 12 (United Energy) 66 kV | United Energy | Summer | Non-coincident | 2025 | ACTUAL_RAW | 11.1916 | 198.8418 | VIC Springvale 12 (United Energy) 66 kV |  |  | FALSE | #N/A | #N/A | #N/A | #N/A | #N/A | #N/A | #N/A | #N/A | #N/A | #N/A
TRUE | VIC | SVTS1266U | Springvale 12 (United Energy) 66 kV | United Energy | Summer | Non-coincident | 2025 | ACTUAL_OPG | 11.1916 | 198.8418 | VIC Springvale 12 (United Energy) 66 kV |  |  | FALSE | #N/A | #N/A | #N/A | #N/A | #N/A | #N/A | #N/A | #N/A | #N/A | #N/A
TRUE | VIC | SVTS1266U | Springvale 12 (United Energy) 66 kV | United Energy | Summer | Non-coincident | 2025 | ACTUAL_ADJUSTEDOPG | 11.1916 | 198.8418 | VIC Springvale 12 (United Energy) 66 kV |  |  | FALSE | #N/A | #N/A | #N/A | #N/A | #N/A | #N/A | #N/A | #N/A | #N/A | #N/A
TRUE | VIC | SVTS1266U | Springvale 12 (United Energy) 66 kV | United Energy | Summer | Non-coincident | 2025 | BASEYEARPOE90 | 1.6542 | NA | VIC Springvale 12 (United Energy) 66 kV |  |  | FALSE | #N/A | #N/A | #N/A | #N/A | #N/A | #N/A | #N/A | #N/A | #N/A | #N/A
TRUE | VIC | SVTS1266U | Springvale 12 (United Energy) 66 kV | United Energy | Summer | Non-coincident | 2025 | BASEYEARPOE50 | 7.6951 | 193.6628 | VIC Springvale 12 (United Energy) 66 kV |  |  | FALSE | #N/A | #N/A | #N/A | #N/A | #N/A | #N/A | #N/A | #N/A | #N/A | #N/A
TRUE | VIC | SVTS1266U | Springvale 12 (United Energy) 66 kV | United Energy | Summer | Coincident_unreconciled | 2026 | POE50 | 3.4872 | NA | VIC Springvale 12 (United Energy) 66 kV |  |  | FALSE | #N/A | #N/A | #N/A | #N/A | #N/A | #N/A | #N/A | #N/A | #N/A | #N/A
TRUE | VIC | SVTS1266U | Springvale 12 (United Energy) 66 kV | United Energy | Summer | Coincident_unreconciled | 2026 | POE90 | -1.4195 | NA | VIC Springvale 12 (United Energy) 66 kV |  |  | FALSE | #N/A | #N/A | #N/A | #N/A | #N/A | #N/A | #N/A | #N/A | #N/A | #N/A
TRUE | VIC | SVTS1266U | Springvale 12 (United Energy) 66 kV | United Energy | Summer | Non-coincident | 2026 | POE50 | 3.0342 | 206.6301 | VIC Springvale 12 (United Energy) 66 kV |  |  | FALSE | #N/A | #N/A | #N/A | #N/A | #N/A | #N/A | #N/A | #N/A | #N/A | #N/A
TRUE | VIC | SVTS1266U | Springvale 12 (United Energy) 66 kV | United Energy | Summer | Non-coincident | 2026 | POE90 | -1.6686 | NA | VIC Springvale 12 (United Energy) 66 kV |  |  | FALSE | #N/A | #N/A | #N/A | #N/A | #N/A | #N/A | #N/A | #N/A | #N/A | #N/A
TRUE | VIC | SVTS1266U | Springvale 12 (United Energy) 66 kV | United Energy | Summer | Coincident_unreconciled | 2027 | POE50 | -4.0319 | NA | VIC Springvale 12 (United Energy) 66 kV |  |  | FALSE | #N/A | #N/A | #N/A | #N/A | #N/A | #N/A | #N/A | #N/A | #N/A | #N/A
TRUE | VIC | SVTS1266U | Springvale 12 (United Energy) 66 kV | United Energy | Summer | Coincident_unreconciled | 2027 | POE90 | -8.0493 | NA | VIC Springvale 12 (United Energy) 66 kV |  |  | FALSE | #N/A | #N/A | #N/A | #N/A | #N/A | #N/A | #N/A | #N/A | #N/A | #N/A
TRUE | VIC | SVTS1266U | Springvale 12 (United Energy) 66 kV | United Energy | Summer | Non-coincident | 2027 | POE50 | -4.7395 | 206.7116 | VIC Springvale 12 (United Energy) 66 kV |  |  | FALSE | #N/A | #N/A | #N/A | #N/A | #N/A | #N/A | #N/A | #N/A | #N/A | #N/A
TRUE | VIC | SVTS1266U | Springvale 12 (United Energy) 66 kV | United Energy | Summer | Non-coincident | 2027 | POE90 | -9.4621 | NA | VIC Springvale 12 (United Energy) 66 kV |  |  | FALSE | #N/A | #N/A | #N/A | #N/A | #N/A | #N/A | #N/A | #N/A | #N/A | #N/A
TRUE | VIC | SVTS1266U | Springvale 12 (United Energy) 66 kV | United Energy | Summer | Coincident_unreconciled | 2028 | POE50 | -11.3361 | NA | VIC Springvale 12 (United Energy) 66 kV |  |  | FALSE | #N/A | #N/A | #N/A | #N/A | #N/A | #N/A | #N/A | #N/A | #N/A | #N/A
TRUE | VIC | SVTS1266U | Springvale 12 (United Energy) 66 kV | United Energy | Summer | Coincident_unreconciled | 2028 | POE90 | -15.3714 | NA | VIC Springvale 12 (United Energy) 66 kV |  |  | FALSE | #N/A | #N/A | #N/A | #N/A | #N/A | #N/A | #N/A | #N/A | #N/A | #N/A
TRUE | VIC | SVTS1266U | Springvale 12 (United Energy) 66 kV | United Energy | Summer | Non-coincident | 2028 | POE50 | -13.3258 | 206.1355 | VIC Springvale 12 (United Energy) 66 kV |  |  | FALSE | #N/A | #N/A | #N/A | #N/A | #N/A | #N/A | #N/A | #N/A | #N/A | #N/A
TRUE | VIC | SVTS1266U | Springvale 12 (United Energy) 66 kV | United Energy | Summer | Non-coincident | 2028 | POE90 | -18.0694 | NA | VIC Springvale 12 (United Energy) 66 kV |  |  | FALSE | #N/A | #N/A | #N/A | #N/A | #N/A | #N/A | #N/A | #N/A | #N/A | #N/A
TRUE | VIC | SVTS1266U | Springvale 12 (United Energy) 66 kV | United Energy | Summer | Coincident_unreconciled | 2029 | POE50 | -18.0943 | NA | VIC Springvale 12 (United Energy) 66 kV |  |  | FALSE | #N/A | #N/A | #N/A | #N/A | #N/A | #N/A | #N/A | #N/A | #N/A | #N/A
TRUE | VIC | SVTS1266U | Springvale 12 (United Energy) 66 kV | United Energy | Summer | Coincident_unreconciled | 2029 | POE90 | -22.1477 | NA | VIC Springvale 12 (United Energy) 66 kV |  |  | FALSE | #N/A | #N/A | #N/A | #N/A | #N/A | #N/A | #N/A | #N/A | #N/A | #N/A
TRUE | VIC | SVTS1266U | Springvale 12 (United Energy) 66 kV | United Energy | Summer | Non-coincident | 2029 | POE50 | -21.2703 | 205.7809 | VIC Springvale 12 (United Energy) 66 kV |  |  | FALSE | #N/A | #N/A | #N/A | #N/A | #N/A | #N/A | #N/A | #N/A | #N/A | #N/A
TRUE | VIC | SVTS1266U | Springvale 12 (United Energy) 66 kV | United Energy | Summer | Non-coincident | 2029 | POE90 | -26.035 | NA | VIC Springvale 12 (United Energy) 66 kV |  |  | FALSE | #N/A | #N/A | #N/A | #N/A | #N/A | #N/A | #N/A | #N/A | #N/A | #N/A
TRUE | VIC | SVTS1266U | Springvale 12 (United Energy) 66 kV | United Energy | Summer | Coincident_unreconciled | 2030 | POE50 | -24.6966 | NA | VIC Springvale 12 (United Energy) 66 kV |  |  | FALSE | #N/A | #N/A | #N/A | #N/A | #N/A | #N/A | #N/A | #N/A | #N/A | #N/A
TRUE | VIC | SVTS1266U | Springvale 12 (United Energy) 66 kV | United Energy | Summer | Coincident_unreconciled | 2030 | POE90 | -28.7679 | NA | VIC Springvale 12 (United Energy) 66 kV |  |  | FALSE | #N/A | #N/A | #N/A | #N/A | #N/A | #N/A | #N/A | #N/A | #N/A | #N/A
TRUE | VIC | SVTS1266U | Springvale 12 (United Energy) 66 kV | United Energy | Summer | Non-coincident | 2030 | POE50 | -29.0314 | 205.6137 | VIC Springvale 12 (United Energy) 66 kV |  |  | FALSE | #N/A | #N/A | #N/A | #N/A | #N/A | #N/A | #N/A | #N/A | #N/A | #N/A
TRUE | VIC | SVTS1266U | Springvale 12 (United Energy) 66 kV | United Energy | Summer | Non-coincident | 2030 | POE90 | -33.8172 | NA | VIC Springvale 12 (United Energy) 66 kV |  |  | FALSE | #N/A | #N/A | #N/A | #N/A | #N/A | #N/A | #N/A | #N/A | #N/A | #N/A
TRUE | VIC | SVTS1266U | Springvale 12 (United Energy) 66 kV | United Energy | Summer | Coincident_unreconciled | 2031 | POE50 | -31.1482 | NA | VIC Springvale 12 (United Energy) 66 kV |  |  | FALSE | #N/A | #N/A | #N/A | #N/A | #N/A | #N/A | #N/A | #N/A | #N/A | #N/A
TRUE | VIC | SVTS1266U | Springvale 12 (United Energy) 66 kV | United Energy | Summer | Coincident_unreconciled | 2031 | POE90 | -35.2374 | NA | VIC Springvale 12 (United Energy) 66 kV |  |  | FALSE | #N/A | #N/A | #N/A | #N/A | #N/A | #N/A | #N/A | #N/A | #N/A | #N/A
TRUE | VIC | SVTS1266U | Springvale 12 (United Energy) 66 kV | United Energy | Summer | Non-coincident | 2031 | POE50 | -36.6153 | 205.8349 | VIC Springvale 12 (United Energy) 66 kV |  |  | FALSE | #N/A | #N/A | #N/A | #N/A | #N/A | #N/A | #N/A | #N/A | #N/A | #N/A
TRUE | VIC | SVTS1266U | Springvale 12 (United Energy) 66 kV | United Energy | Summer | Non-coincident | 2031 | POE90 | -41.4223 | NA | VIC Springvale 12 (United Energy) 66 kV |  |  | FALSE | #N/A | #N/A | #N/A | #N/A | #N/A | #N/A | #N/A | #N/A | #N/A | #N/A
TRUE | VIC | SVTS1266U | Springvale 12 (United Energy) 66 kV | United Energy | Summer | Coincident_unreconciled | 2032 | POE50 | -36.2367 | NA | VIC Springvale 12 (United Energy) 66 kV |  |  | FALSE | #N/A | #N/A | #N/A | #N/A | #N/A | #N/A | #N/A | #N/A | #N/A | #N/A
TRUE | VIC | SVTS1266U | Springvale 12 (United Energy) 66 kV | United Energy | Summer | Coincident_unreconciled | 2032 | POE90 | -40.3445 | NA | VIC Springvale 12 (United Energy) 66 kV |  |  | FALSE | #N/A | #N/A | #N/A | #N/A | #N/A | #N/A | #N/A | #N/A | #N/A | #N/A
TRUE | VIC | SVTS1266U | Springvale 12 (United Energy) 66 kV | United Energy | Summer | Non-coincident | 2032 | POE50 | -42.597 | 206.4675 | VIC Springvale 12 (United Energy) 66 kV |  |  | FALSE | #N/A | #N/A | #N/A | #N/A | #N/A | #N/A | #N/A | #N/A | #N/A | #N/A
TRUE | VIC | SVTS1266U | Springvale 12 (United Energy) 66 kV | United Energy | Summer | Non-coincident | 2032 | POE90 | -47.4258 | NA | VIC Springvale 12 (United Energy) 66 kV |  |  | FALSE | #N/A | #N/A | #N/A | #N/A | #N/A | #N/A | #N/A | #N/A | #N/A | #N/A
TRUE | VIC | SVTS1266U | Springvale 12 (United Energy) 66 kV | United Energy | Summer | Coincident_unreconciled | 2033 | POE50 | -40.2651 | NA | VIC Springvale 12 (United Energy) 66 kV |  |  | FALSE | #N/A | #N/A | #N/A | #N/A | #N/A | #N/A | #N/A | #N/A | #N/A | #N/A
TRUE | VIC | SVTS1266U | Springvale 12 (United Energy) 66 kV | United Energy | Summer | Coincident_unreconciled | 2033 | POE90 | -44.3918 | NA | VIC Springvale 12 (United Energy) 66 kV |  |  | FALSE | #N/A | #N/A | #N/A | #N/A | #N/A | #N/A | #N/A | #N/A | #N/A | #N/A
TRUE | VIC | SVTS1266U | Springvale 12 (United Energy) 66 kV | United Energy | Summer | Non-coincident | 2033 | POE50 | -47.3325 | 207.3251 | VIC Springvale 12 (United Energy) 66 kV |  |  | FALSE | #N/A | #N/A | #N/A | #N/A | #N/A | #N/A | #N/A | #N/A | #N/A | #N/A
TRUE | VIC | SVTS1266U | Springvale 12 (United Energy) 66 kV | United Energy | Summer | Non-coincident | 2033 | POE90 | -52.1835 | NA | VIC Springvale 12 (United Energy) 66 kV |  |  | FALSE | #N/A | #N/A | #N/A | #N/A | #N/A | #N/A | #N/A | #N/A | #N/A | #N/A
TRUE | VIC | SVTS1266U | Springvale 12 (United Energy) 66 kV | United Energy | Summer | Coincident_unreconciled | 2034 | POE50 | -44.045 | NA | VIC Springvale 12 (United Energy) 66 kV |  |  | FALSE | #N/A | #N/A | #N/A | #N/A | #N/A | #N/A | #N/A | #N/A | #N/A | #N/A
TRUE | VIC | SVTS1266U | Springvale 12 (United Energy) 66 kV | United Energy | Summer | Coincident_unreconciled | 2034 | POE90 | -48.1906 | NA | VIC Springvale 12 (United Energy) 66 kV |  |  | FALSE | #N/A | #N/A | #N/A | #N/A | #N/A | #N/A | #N/A | #N/A | #N/A | #N/A
TRUE | VIC | SVTS1266U | Springvale 12 (United Energy) 66 kV | United Energy | Summer | Non-coincident | 2034 | POE50 | -51.7758 | 208.2347 | VIC Springvale 12 (United Energy) 66 kV |  |  | FALSE | #N/A | #N/A | #N/A | #N/A | #N/A | #N/A | #N/A | #N/A | #N/A | #N/A
TRUE | VIC | SVTS1266U | Springvale 12 (United Energy) 66 kV | United Energy | Summer | Non-coincident | 2034 | POE90 | -56.6491 | NA | VIC Springvale 12 (United Energy) 66 kV |  |  | FALSE | #N/A | #N/A | #N/A | #N/A | #N/A | #N/A | #N/A | #N/A | #N/A | #N/A
TRUE | VIC | SVTS1266U | Springvale 12 (United Energy) 66 kV | United Energy | Summer | Coincident_unreconciled | 2035 | POE50 | -48.0913 | NA | VIC Springvale 12 (United Energy) 66 kV |  |  | FALSE | #N/A | #N/A | #N/A | #N/A | #N/A | #N/A | #N/A | #N/A | #N/A | #N/A
TRUE | VIC | SVTS1266U | Springvale 12 (United Energy) 66 kV | United Energy | Summer | Coincident_unreconciled | 2035 | POE90 | -52.2559 | NA | VIC Springvale 12 (United Energy) 66 kV |  |  | FALSE | #N/A | #N/A | #N/A | #N/A | #N/A | #N/A | #N/A | #N/A | #N/A | #N/A
TRUE | VIC | SVTS1266U | Springvale 12 (United Energy) 66 kV | United Energy | Summer | Non-coincident | 2035 | POE50 | -56.5324 | 209.1057 | VIC Springvale 12 (United Energy) 66 kV |  |  | FALSE | #N/A | #N/A | #N/A | #N/A | #N/A | #N/A | #N/A | #N/A | #N/A | #N/A
TRUE | VIC | SVTS1266U | Springvale 12 (United Energy) 66 kV | United Energy | Summer | Non-coincident | 2035 | POE90 | -61.428 | NA | VIC Springvale 12 (United Energy) 66 kV |  |  | FALSE | #N/A | #N/A | #N/A | #N/A | #N/A | #N/A | #N/A | #N/A | #N/A | #N/A
TRUE | VIC | SVTS1266U | Springvale 12 (United Energy) 66 kV | United Energy | Summer | Non-coincident | 2025 | BASEYEARPOE10 | NA | 216.8847 | VIC Springvale 12 (United Energy) 66 kV |  |  | FALSE | #N/A | #N/A | #N/A | #N/A | #N/A | #N/A | #N/A | #N/A | #N/A | #N/A
TRUE | VIC | SVTS1266U | Springvale 12 (United Energy) 66 kV | United Energy | Summer | Coincident | 2026 | POE10 | NA | 214.636 | VIC Springvale 12 (United Energy) 66 kV |  |  | FALSE | #N/A | #N/A | #N/A | #N/A | #N/A | #N/A | #N/A | #N/A | #N/A | #N/A
TRUE | VIC | SVTS1266U | Springvale 12 (United Energy) 66 kV | United Energy | Summer | Coincident | 2026 | POE50 | NA | 192.6845 | VIC Springvale 12 (United Energy) 66 kV |  |  | FALSE | #N/A | #N/A | #N/A | #N/A | #N/A | #N/A | #N/A | #N/A | #N/A | #N/A
TRUE | VIC | SVTS1266U | Springvale 12 (United Energy) 66 kV | United Energy | Summer | Non-coincident | 2026 | POE10 | NA | 235.6375 | VIC Springvale 12 (United Energy) 66 kV |  |  | FALSE | #N/A | #N/A | #N/A | #N/A | #N/A | #N/A | #N/A | #N/A | #N/A | #N/A
TRUE | VIC | SVTS1266U | Springvale 12 (United Energy) 66 kV | United Energy | Summer | Coincident | 2027 | POE10 | NA | 209.5071 | VIC Springvale 12 (United Energy) 66 kV |  |  | FALSE | #N/A | #N/A | #N/A | #N/A | #N/A | #N/A | #N/A | #N/A | #N/A | #N/A
TRUE | VIC | SVTS1266U | Springvale 12 (United Energy) 66 kV | United Energy | Summer | Coincident | 2027 | POE50 | NA | 186.7737 | VIC Springvale 12 (United Energy) 66 kV |  |  | FALSE | #N/A | #N/A | #N/A | #N/A | #N/A | #N/A | #N/A | #N/A | #N/A | #N/A
TRUE | VIC | SVTS1266U | Springvale 12 (United Energy) 66 kV | United Energy | Summer | Non-coincident | 2027 | POE10 | NA | 235.8282 | VIC Springvale 12 (United Energy) 66 kV |  |  | FALSE | #N/A | #N/A | #N/A | #N/A | #N/A | #N/A | #N/A | #N/A | #N/A | #N/A
TRUE | VIC | SVTS1266U | Springvale 12 (United Energy) 66 kV | United Energy | Summer | Coincident | 2028 | POE10 | NA | 204.467 | VIC Springvale 12 (United Energy) 66 kV |  |  | FALSE | #N/A | #N/A | #N/A | #N/A | #N/A | #N/A | #N/A | #N/A | #N/A | #N/A
TRUE | VIC | SVTS1266U | Springvale 12 (United Energy) 66 kV | United Energy | Summer | Coincident | 2028 | POE50 | NA | 180.8092 | VIC Springvale 12 (United Energy) 66 kV |  |  | FALSE | #N/A | #N/A | #N/A | #N/A | #N/A | #N/A | #N/A | #N/A | #N/A | #N/A
TRUE | VIC | SVTS1266U | Springvale 12 (United Energy) 66 kV | United Energy | Summer | Non-coincident | 2028 | POE10 | NA | 235.7909 | VIC Springvale 12 (United Energy) 66 kV |  |  | FALSE | #N/A | #N/A | #N/A | #N/A | #N/A | #N/A | #N/A | #N/A | #N/A | #N/A
TRUE | VIC | SVTS1266U | Springvale 12 (United Energy) 66 kV | United Energy | Summer | Coincident | 2029 | POE10 | NA | 200.9716 | VIC Springvale 12 (United Energy) 66 kV |  |  | FALSE | #N/A | #N/A | #N/A | #N/A | #N/A | #N/A | #N/A | #N/A | #N/A | #N/A
TRUE | VIC | SVTS1266U | Springvale 12 (United Energy) 66 kV | United Energy | Summer | Coincident | 2029 | POE50 | NA | 177.7451 | VIC Springvale 12 (United Energy) 66 kV |  |  | FALSE | #N/A | #N/A | #N/A | #N/A | #N/A | #N/A | #N/A | #N/A | #N/A | #N/A
TRUE | VIC | SVTS1266U | Springvale 12 (United Energy) 66 kV | United Energy | Summer | Non-coincident | 2029 | POE10 | NA | 235.9703 | VIC Springvale 12 (United Energy) 66 kV |  |  | FALSE | #N/A | #N/A | #N/A | #N/A | #N/A | #N/A | #N/A | #N/A | #N/A | #N/A
TRUE | VIC | SVTS1266U | Springvale 12 (United Energy) 66 kV | United Energy | Summer | Coincident | 2030 | POE10 | NA | 198.3148 | VIC Springvale 12 (United Energy) 66 kV |  |  | FALSE | #N/A | #N/A | #N/A | #N/A | #N/A | #N/A | #N/A | #N/A | #N/A | #N/A
TRUE | VIC | SVTS1266U | Springvale 12 (United Energy) 66 kV | United Energy | Summer | Coincident | 2030 | POE50 | NA | 174.7857 | VIC Springvale 12 (United Energy) 66 kV |  |  | FALSE | #N/A | #N/A | #N/A | #N/A | #N/A | #N/A | #N/A | #N/A | #N/A | #N/A
TRUE | VIC | SVTS1266U | Springvale 12 (United Energy) 66 kV | United Energy | Summer | Non-coincident | 2030 | POE10 | NA | 236.3267 | VIC Springvale 12 (United Energy) 66 kV |  |  | FALSE | #N/A | #N/A | #N/A | #N/A | #N/A | #N/A | #N/A | #N/A | #N/A | #N/A
TRUE | VIC | SVTS1266U | Springvale 12 (United Energy) 66 kV | United Energy | Summer | Coincident | 2031 | POE10 | NA | 193.663 | VIC Springvale 12 (United Energy) 66 kV |  |  | FALSE | #N/A | #N/A | #N/A | #N/A | #N/A | #N/A | #N/A | #N/A | #N/A | #N/A
TRUE | VIC | SVTS1266U | Springvale 12 (United Energy) 66 kV | United Energy | Summer | Coincident | 2031 | POE50 | NA | 171.4621 | VIC Springvale 12 (United Energy) 66 kV |  |  | FALSE | #N/A | #N/A | #N/A | #N/A | #N/A | #N/A | #N/A | #N/A | #N/A | #N/A
TRUE | VIC | SVTS1266U | Springvale 12 (United Energy) 66 kV | United Energy | Summer | Non-coincident | 2031 | POE10 | NA | 236.79 | VIC Springvale 12 (United Energy) 66 kV |  |  | FALSE | #N/A | #N/A | #N/A | #N/A | #N/A | #N/A | #N/A | #N/A | #N/A | #N/A
TRUE | VIC | SVTS1266U | Springvale 12 (United Energy) 66 kV | United Energy | Summer | Coincident | 2032 | POE10 | NA | 188.4798 | VIC Springvale 12 (United Energy) 66 kV |  |  | FALSE | #N/A | #N/A | #N/A | #N/A | #N/A | #N/A | #N/A | #N/A | #N/A | #N/A
TRUE | VIC | SVTS1266U | Springvale 12 (United Energy) 66 kV | United Energy | Summer | Coincident | 2032 | POE50 | NA | 166.5125 | VIC Springvale 12 (United Energy) 66 kV |  |  | FALSE | #N/A | #N/A | #N/A | #N/A | #N/A | #N/A | #N/A | #N/A | #N/A | #N/A
TRUE | VIC | SVTS1266U | Springvale 12 (United Energy) 66 kV | United Energy | Summer | Non-coincident | 2032 | POE10 | NA | 237.5477 | VIC Springvale 12 (United Energy) 66 kV |  |  | FALSE | #N/A | #N/A | #N/A | #N/A | #N/A | #N/A | #N/A | #N/A | #N/A | #N/A
TRUE | VIC | SVTS1266U | Springvale 12 (United Energy) 66 kV | United Energy | Summer | Coincident | 2033 | POE10 | NA | 184.8293 | VIC Springvale 12 (United Energy) 66 kV |  |  | FALSE | #N/A | #N/A | #N/A | #N/A | #N/A | #N/A | #N/A | #N/A | #N/A | #N/A
TRUE | VIC | SVTS1266U | Springvale 12 (United Energy) 66 kV | United Energy | Summer | Coincident | 2033 | POE50 | NA | 161.7604 | VIC Springvale 12 (United Energy) 66 kV |  |  | FALSE | #N/A | #N/A | #N/A | #N/A | #N/A | #N/A | #N/A | #N/A | #N/A | #N/A
TRUE | VIC | SVTS1266U | Springvale 12 (United Energy) 66 kV | United Energy | Summer | Non-coincident | 2033 | POE10 | NA | 238.5333 | VIC Springvale 12 (United Energy) 66 kV |  |  | FALSE | #N/A | #N/A | #N/A | #N/A | #N/A | #N/A | #N/A | #N/A | #N/A | #N/A
TRUE | VIC | SVTS1266U | Springvale 12 (United Energy) 66 kV | United Energy | Summer | Coincident | 2034 | POE10 | NA | 183.7061 | VIC Springvale 12 (United Energy) 66 kV |  |  | FALSE | #N/A | #N/A | #N/A | #N/A | #N/A | #N/A | #N/A | #N/A | #N/A | #N/A
TRUE | VIC | SVTS1266U | Springvale 12 (United Energy) 66 kV | United Energy | Summer | Coincident | 2034 | POE50 | NA | 160.9405 | VIC Springvale 12 (United Energy) 66 kV |  |  | FALSE | #N/A | #N/A | #N/A | #N/A | #N/A | #N/A | #N/A | #N/A | #N/A | #N/A
TRUE | VIC | SVTS1266U | Springvale 12 (United Energy) 66 kV | United Energy | Summer | Non-coincident | 2034 | POE10 | NA | 239.5708 | VIC Springvale 12 (United Energy) 66 kV |  |  | FALSE | #N/A | #N/A | #N/A | #N/A | #N/A | #N/A | #N/A | #N/A | #N/A | #N/A
TRUE | VIC | SVTS1266U | Springvale 12 (United Energy) 66 kV | United Energy | Summer | Coincident | 2035 | POE10 | NA | 183.337 | VIC Springvale 12 (United Energy) 66 kV |  |  | FALSE | #N/A | #N/A | #N/A | #N/A | #N/A | #N/A | #N/A | #N/A | #N/A | #N/A
TRUE | VIC | SVTS1266U | Springvale 12 (United Energy) 66 kV | United Energy | Summer | Coincident | 2035 | POE50 | NA | 160.6344 | VIC Springvale 12 (United Energy) 66 kV |  |  | FALSE | #N/A | #N/A | #N/A | #N/A | #N/A | #N/A | #N/A | #N/A | #N/A | #N/A
TRUE | VIC | SVTS1266U | Springvale 12 (United Energy) 66 kV | United Energy | Summer | Non-coincident | 2035 | POE10 | NA | 240.5697 | VIC Springvale 12 (United Energy) 66 kV |  |  | FALSE | #N/A | #N/A | #N/A | #N/A | #N/A | #N/A | #N/A | #N/A | #N/A | #N/A
TRUE | VIC | SVTS1266U | Springvale 12 (United Energy) 66 kV | United Energy | Winter | Coincident | 2018 | ACTUAL_OPG | NA | 156.8165 | VIC Springvale 12 (United Energy) 66 kV |  |  | FALSE | #N/A | #N/A | #N/A | #N/A | #N/A | #N/A | #N/A | #N/A | #N/A | #N/A
TRUE | VIC | SVTS1266U | Springvale 12 (United Energy) 66 kV | United Energy | Winter | Coincident | 2018 | ACTUAL_RAW | NA | 156.8165 | VIC Springvale 12 (United Energy) 66 kV |  |  | FALSE | #N/A | #N/A | #N/A | #N/A | #N/A | #N/A | #N/A | #N/A | #N/A | #N/A
TRUE | VIC | SVTS1266U | Springvale 12 (United Energy) 66 kV | United Energy | Winter | Non-coincident | 2018 | ACTUAL_RAW | NA | 174.5931 | VIC Springvale 12 (United Energy) 66 kV |  |  | FALSE | #N/A | #N/A | #N/A | #N/A | #N/A | #N/A | #N/A | #N/A | #N/A | #N/A
TRUE | VIC | SVTS1266U | Springvale 12 (United Energy) 66 kV | United Energy | Winter | Non-coincident | 2018 | ACTUAL_OPG | NA | 174.5931 | VIC Springvale 12 (United Energy) 66 kV |  |  | FALSE | #N/A | #N/A | #N/A | #N/A | #N/A | #N/A | #N/A | #N/A | #N/A | #N/A
TRUE | VIC | SVTS1266U | Springvale 12 (United Energy) 66 kV | United Energy | Winter | Non-coincident | 2018 | ACTUAL_ADJUSTEDOPG | NA | 174.5931 | VIC Springvale 12 (United Energy) 66 kV |  |  | FALSE | #N/A | #N/A | #N/A | #N/A | #N/A | #N/A | #N/A | #N/A | #N/A | #N/A
TRUE | VIC | SVTS1266U | Springvale 12 (United Energy) 66 kV | United Energy | Winter | Coincident | 2019 | ACTUAL_OPG | NA | 160.4972 | VIC Springvale 12 (United Energy) 66 kV |  |  | FALSE | #N/A | #N/A | #N/A | #N/A | #N/A | #N/A | #N/A | #N/A | #N/A | #N/A
TRUE | VIC | SVTS1266U | Springvale 12 (United Energy) 66 kV | United Energy | Winter | Coincident | 2019 | ACTUAL_RAW | NA | 160.4972 | VIC Springvale 12 (United Energy) 66 kV |  |  | FALSE | #N/A | #N/A | #N/A | #N/A | #N/A | #N/A | #N/A | #N/A | #N/A | #N/A
TRUE | VIC | SVTS1266U | Springvale 12 (United Energy) 66 kV | United Energy | Winter | Non-coincident | 2019 | ACTUAL_RAW | NA | 170.9942 | VIC Springvale 12 (United Energy) 66 kV |  |  | FALSE | #N/A | #N/A | #N/A | #N/A | #N/A | #N/A | #N/A | #N/A | #N/A | #N/A
TRUE | VIC | SVTS1266U | Springvale 12 (United Energy) 66 kV | United Energy | Winter | Non-coincident | 2019 | ACTUAL_OPG | NA | 170.9942 | VIC Springvale 12 (United Energy) 66 kV |  |  | FALSE | #N/A | #N/A | #N/A | #N/A | #N/A | #N/A | #N/A | #N/A | #N/A | #N/A
TRUE | VIC | SVTS1266U | Springvale 12 (United Energy) 66 kV | United Energy | Winter | Non-coincident | 2019 | ACTUAL_ADJUSTEDOPG | NA | 170.9942 | VIC Springvale 12 (United Energy) 66 kV |  |  | FALSE | #N/A | #N/A | #N/A | #N/A | #N/A | #N/A | #N/A | #N/A | #N/A | #N/A
TRUE | VIC | SVTS1266U | Springvale 12 (United Energy) 66 kV | United Energy | Winter | Coincident | 2020 | ACTUAL_OPG | NA | 159.2723 | VIC Springvale 12 (United Energy) 66 kV |  |  | FALSE | #N/A | #N/A | #N/A | #N/A | #N/A | #N/A | #N/A | #N/A | #N/A | #N/A
TRUE | VIC | SVTS1266U | Springvale 12 (United Energy) 66 kV | United Energy | Winter | Coincident | 2020 | ACTUAL_RAW | NA | 159.2723 | VIC Springvale 12 (United Energy) 66 kV |  |  | FALSE | #N/A | #N/A | #N/A | #N/A | #N/A | #N/A | #N/A | #N/A | #N/A | #N/A
TRUE | VIC | SVTS1266U | Springvale 12 (United Energy) 66 kV | United Energy | Winter | Non-coincident | 2020 | ACTUAL_RAW | NA | 163.1995 | VIC Springvale 12 (United Energy) 66 kV |  |  | FALSE | #N/A | #N/A | #N/A | #N/A | #N/A | #N/A | #N/A | #N/A | #N/A | #N/A
TRUE | VIC | SVTS1266U | Springvale 12 (United Energy) 66 kV | United Energy | Winter | Non-coincident | 2020 | ACTUAL_OPG | NA | 163.1995 | VIC Springvale 12 (United Energy) 66 kV |  |  | FALSE | #N/A | #N/A | #N/A | #N/A | #N/A | #N/A | #N/A | #N/A | #N/A | #N/A
TRUE | VIC | SVTS1266U | Springvale 12 (United Energy) 66 kV | United Energy | Winter | Non-coincident | 2020 | ACTUAL_ADJUSTEDOPG | NA | 163.1995 | VIC Springvale 12 (United Energy) 66 kV |  |  | FALSE | #N/A | #N/A | #N/A | #N/A | #N/A | #N/A | #N/A | #N/A | #N/A | #N/A
TRUE | VIC | SVTS1266U | Springvale 12 (United Energy) 66 kV | United Energy | Winter | Coincident | 2021 | ACTUAL_OPG | NA | 151.1566 | VIC Springvale 12 (United Energy) 66 kV |  |  | FALSE | #N/A | #N/A | #N/A | #N/A | #N/A | #N/A | #N/A | #N/A | #N/A | #N/A
TRUE | VIC | SVTS1266U | Springvale 12 (United Energy) 66 kV | United Energy | Winter | Coincident | 2021 | ACTUAL_RAW | NA | 151.1566 | VIC Springvale 12 (United Energy) 66 kV |  |  | FALSE | #N/A | #N/A | #N/A | #N/A | #N/A | #N/A | #N/A | #N/A | #N/A | #N/A
TRUE | VIC | SVTS1266U | Springvale 12 (United Energy) 66 kV | United Energy | Winter | Non-coincident | 2021 | ACTUAL_RAW | NA | 161.9681 | VIC Springvale 12 (United Energy) 66 kV |  |  | FALSE | #N/A | #N/A | #N/A | #N/A | #N/A | #N/A | #N/A | #N/A | #N/A | #N/A
TRUE | VIC | SVTS1266U | Springvale 12 (United Energy) 66 kV | United Energy | Winter | Non-coincident | 2021 | ACTUAL_OPG | NA | 161.9681 | VIC Springvale 12 (United Energy) 66 kV |  |  | FALSE | #N/A | #N/A | #N/A | #N/A | #N/A | #N/A | #N/A | #N/A | #N/A | #N/A
TRUE | VIC | SVTS1266U | Springvale 12 (United Energy) 66 kV | United Energy | Winter | Non-coincident | 2021 | ACTUAL_ADJUSTEDOPG | NA | 161.9681 | VIC Springvale 12 (United Energy) 66 kV |  |  | FALSE | #N/A | #N/A | #N/A | #N/A | #N/A | #N/A | #N/A | #N/A | #N/A | #N/A
TRUE | VIC | SVTS1266U | Springvale 12 (United Energy) 66 kV | United Energy | Winter | Coincident | 2022 | ACTUAL_OPG | NA | 165.8613 | VIC Springvale 12 (United Energy) 66 kV |  |  | FALSE | #N/A | #N/A | #N/A | #N/A | #N/A | #N/A | #N/A | #N/A | #N/A | #N/A
TRUE | VIC | SVTS1266U | Springvale 12 (United Energy) 66 kV | United Energy | Winter | Coincident | 2022 | ACTUAL_RAW | NA | 165.8613 | VIC Springvale 12 (United Energy) 66 kV |  |  | FALSE | #N/A | #N/A | #N/A | #N/A | #N/A | #N/A | #N/A | #N/A | #N/A | #N/A
TRUE | VIC | SVTS1266U | Springvale 12 (United Energy) 66 kV | United Energy | Winter | Non-coincident | 2022 | ACTUAL_RAW | NA | 173.8253 | VIC Springvale 12 (United Energy) 66 kV |  |  | FALSE | #N/A | #N/A | #N/A | #N/A | #N/A | #N/A | #N/A | #N/A | #N/A | #N/A
TRUE | VIC | SVTS1266U | Springvale 12 (United Energy) 66 kV | United Energy | Winter | Non-coincident | 2022 | ACTUAL_OPG | NA | 173.8253 | VIC Springvale 12 (United Energy) 66 kV |  |  | FALSE | #N/A | #N/A | #N/A | #N/A | #N/A | #N/A | #N/A | #N/A | #N/A | #N/A
TRUE | VIC | SVTS1266U | Springvale 12 (United Energy) 66 kV | United Energy | Winter | Non-coincident | 2022 | ACTUAL_ADJUSTEDOPG | NA | 173.8253 | VIC Springvale 12 (United Energy) 66 kV |  |  | FALSE | #N/A | #N/A | #N/A | #N/A | #N/A | #N/A | #N/A | #N/A | #N/A | #N/A
TRUE | VIC | SVTS1266U | Springvale 12 (United Energy) 66 kV | United Energy | Winter | Coincident | 2023 | ACTUAL_OPG | NA | 161.5467 | VIC Springvale 12 (United Energy) 66 kV |  |  | FALSE | #N/A | #N/A | #N/A | #N/A | #N/A | #N/A | #N/A | #N/A | #N/A | #N/A
TRUE | VIC | SVTS1266U | Springvale 12 (United Energy) 66 kV | United Energy | Winter | Coincident | 2023 | ACTUAL_RAW | NA | 161.5467 | VIC Springvale 12 (United Energy) 66 kV |  |  | FALSE | #N/A | #N/A | #N/A | #N/A | #N/A | #N/A | #N/A | #N/A | #N/A | #N/A
TRUE | VIC | SVTS1266U | Springvale 12 (United Energy) 66 kV | United Energy | Winter | Non-coincident | 2023 | ACTUAL_RAW | NA | 169.6969 | VIC Springvale 12 (United Energy) 66 kV |  |  | FALSE | #N/A | #N/A | #N/A | #N/A | #N/A | #N/A | #N/A | #N/A | #N/A | #N/A
TRUE | VIC | SVTS1266U | Springvale 12 (United Energy) 66 kV | United Energy | Winter | Non-coincident | 2023 | ACTUAL_OPG | NA | 169.6969 | VIC Springvale 12 (United Energy) 66 kV |  |  | FALSE | #N/A | #N/A | #N/A | #N/A | #N/A | #N/A | #N/A | #N/A | #N/A | #N/A
TRUE | VIC | SVTS1266U | Springvale 12 (United Energy) 66 kV | United Energy | Winter | Non-coincident | 2023 | ACTUAL_ADJUSTEDOPG | NA | 169.6969 | VIC Springvale 12 (United Energy) 66 kV |  |  | FALSE | #N/A | #N/A | #N/A | #N/A | #N/A | #N/A | #N/A | #N/A | #N/A | #N/A
TRUE | VIC | SVTS1266U | Springvale 12 (United Energy) 66 kV | United Energy | Winter | Coincident | 2024 | ACTUAL_OPG | NA | 172.6965 | VIC Springvale 12 (United Energy) 66 kV |  |  | FALSE | #N/A | #N/A | #N/A | #N/A | #N/A | #N/A | #N/A | #N/A | #N/A | #N/A
TRUE | VIC | SVTS1266U | Springvale 12 (United Energy) 66 kV | United Energy | Winter | Coincident | 2024 | ACTUAL_RAW | NA | 172.6965 | VIC Springvale 12 (United Energy) 66 kV |  |  | FALSE | #N/A | #N/A | #N/A | #N/A | #N/A | #N/A | #N/A | #N/A | #N/A | #N/A
TRUE | VIC | SVTS1266U | Springvale 12 (United Energy) 66 kV | United Energy | Winter | Non-coincident | 2024 | ACTUAL_RAW | NA | 178.0372 | VIC Springvale 12 (United Energy) 66 kV |  |  | FALSE | #N/A | #N/A | #N/A | #N/A | #N/A | #N/A | #N/A | #N/A | #N/A | #N/A
TRUE | VIC | SVTS1266U | Springvale 12 (United Energy) 66 kV | United Energy | Winter | Non-coincident | 2024 | ACTUAL_OPG | NA | 178.0372 | VIC Springvale 12 (United Energy) 66 kV |  |  | FALSE | #N/A | #N/A | #N/A | #N/A | #N/A | #N/A | #N/A | #N/A | #N/A | #N/A
TRUE | VIC | SVTS1266U | Springvale 12 (United Energy) 66 kV | United Energy | Winter | Non-coincident | 2024 | ACTUAL_ADJUSTEDOPG | NA | 178.0372 | VIC Springvale 12 (United Energy) 66 kV |  |  | FALSE | #N/A | #N/A | #N/A | #N/A | #N/A | #N/A | #N/A | #N/A | #N/A | #N/A
TRUE | VIC | SVTS1266U | Springvale 12 (United Energy) 66 kV | United Energy | Winter | Coincident | 2025 | POE50 | NA | 192.4363 | VIC Springvale 12 (United Energy) 66 kV |  |  | FALSE | #N/A | #N/A | #N/A | #N/A | #N/A | #N/A | #N/A | #N/A | #N/A | #N/A
TRUE | VIC | SVTS1266U | Springvale 12 (United Energy) 66 kV | United Energy | Winter | Coincident | 2025 | POE10 | NA | 190.7977 | VIC Springvale 12 (United Energy) 66 kV |  |  | FALSE | #N/A | #N/A | #N/A | #N/A | #N/A | #N/A | #N/A | #N/A | #N/A | #N/A
TRUE | VIC | SVTS1266U | Springvale 12 (United Energy) 66 kV | United Energy | Winter | Non-coincident | 2025 | ACTUAL_RAW | NA | 187.6409 | VIC Springvale 12 (United Energy) 66 kV |  |  | FALSE | #N/A | #N/A | #N/A | #N/A | #N/A | #N/A | #N/A | #N/A | #N/A | #N/A
TRUE | VIC | SVTS1266U | Springvale 12 (United Energy) 66 kV | United Energy | Winter | Non-coincident | 2025 | ACTUAL_ADJUSTEDOPG | NA | 187.6409 | VIC Springvale 12 (United Energy) 66 kV |  |  | FALSE | #N/A | #N/A | #N/A | #N/A | #N/A | #N/A | #N/A | #N/A | #N/A | #N/A
TRUE | VIC | SVTS1266U | Springvale 12 (United Energy) 66 kV | United Energy | Winter | Non-coincident | 2025 | BASEYEARPOE50 | NA | 170.2096 | VIC Springvale 12 (United Energy) 66 kV |  |  | FALSE | #N/A | #N/A | #N/A | #N/A | #N/A | #N/A | #N/A | #N/A | #N/A | #N/A
TRUE | VIC | SVTS1266U | Springvale 12 (United Energy) 66 kV | United Energy | Winter | Non-coincident | 2025 | BASEYEARPOE10 | NA | 176.7571 | VIC Springvale 12 (United Energy) 66 kV |  |  | FALSE | #N/A | #N/A | #N/A | #N/A | #N/A | #N/A | #N/A | #N/A | #N/A | #N/A
TRUE | VIC | SVTS1266U | Springvale 12 (United Energy) 66 kV | United Energy | Winter | Non-coincident | 2025 | POE50 | NA | 200 | VIC Springvale 12 (United Energy) 66 kV |  |  | FALSE | #N/A | #N/A | #N/A | #N/A | #N/A | #N/A | #N/A | #N/A | #N/A | #N/A
TRUE | VIC | SVTS1266U | Springvale 12 (United Energy) 66 kV | United Energy | Winter | Non-coincident | 2025 | POE10 | NA | 200 | VIC Springvale 12 (United Energy) 66 kV |  |  | FALSE | #N/A | #N/A | #N/A | #N/A | #N/A | #N/A | #N/A | #N/A | #N/A | #N/A
TRUE | VIC | SVTS1266U | Springvale 12 (United Energy) 66 kV | United Energy | Winter | Coincident | 2026 | POE50 | NA | 188.7593 | VIC Springvale 12 (United Energy) 66 kV |  |  | FALSE | #N/A | #N/A | #N/A | #N/A | #N/A | #N/A | #N/A | #N/A | #N/A | #N/A
TRUE | VIC | SVTS1266U | Springvale 12 (United Energy) 66 kV | United Energy | Winter | Coincident | 2026 | POE10 | NA | 187.5026 | VIC Springvale 12 (United Energy) 66 kV |  |  | FALSE | #N/A | #N/A | #N/A | #N/A | #N/A | #N/A | #N/A | #N/A | #N/A | #N/A
TRUE | VIC | SVTS1266U | Springvale 12 (United Energy) 66 kV | United Energy | Winter | Non-coincident | 2026 | POE50 | NA | 204 | VIC Springvale 12 (United Energy) 66 kV |  |  | FALSE | #N/A | #N/A | #N/A | #N/A | #N/A | #N/A | #N/A | #N/A | #N/A | #N/A
TRUE | VIC | SVTS1266U | Springvale 12 (United Energy) 66 kV | United Energy | Winter | Non-coincident | 2026 | POE10 | NA | 204 | VIC Springvale 12 (United Energy) 66 kV |  |  | FALSE | #N/A | #N/A | #N/A | #N/A | #N/A | #N/A | #N/A | #N/A | #N/A | #N/A
TRUE | VIC | SVTS1266U | Springvale 12 (United Energy) 66 kV | United Energy | Winter | Coincident | 2027 | POE50 | NA | 185.0334 | VIC Springvale 12 (United Energy) 66 kV |  |  | FALSE | #N/A | #N/A | #N/A | #N/A | #N/A | #N/A | #N/A | #N/A | #N/A | #N/A
TRUE | VIC | SVTS1266U | Springvale 12 (United Energy) 66 kV | United Energy | Winter | Coincident | 2027 | POE10 | NA | 184.2726 | VIC Springvale 12 (United Energy) 66 kV |  |  | FALSE | #N/A | #N/A | #N/A | #N/A | #N/A | #N/A | #N/A | #N/A | #N/A | #N/A
TRUE | VIC | SVTS1266U | Springvale 12 (United Energy) 66 kV | United Energy | Winter | Non-coincident | 2027 | POE50 | NA | 208.08 | VIC Springvale 12 (United Energy) 66 kV |  |  | FALSE | #N/A | #N/A | #N/A | #N/A | #N/A | #N/A | #N/A | #N/A | #N/A | #N/A
TRUE | VIC | SVTS1266U | Springvale 12 (United Energy) 66 kV | United Energy | Winter | Non-coincident | 2027 | POE10 | NA | 208.08 | VIC Springvale 12 (United Energy) 66 kV |  |  | FALSE | #N/A | #N/A | #N/A | #N/A | #N/A | #N/A | #N/A | #N/A | #N/A | #N/A
TRUE | VIC | SVTS1266U | Springvale 12 (United Energy) 66 kV | United Energy | Winter | Coincident | 2028 | POE50 | NA | 185.2462 | VIC Springvale 12 (United Energy) 66 kV |  |  | FALSE | #N/A | #N/A | #N/A | #N/A | #N/A | #N/A | #N/A | #N/A | #N/A | #N/A
TRUE | VIC | SVTS1266U | Springvale 12 (United Energy) 66 kV | United Energy | Winter | Coincident | 2028 | POE10 | NA | 184.3384 | VIC Springvale 12 (United Energy) 66 kV |  |  | FALSE | #N/A | #N/A | #N/A | #N/A | #N/A | #N/A | #N/A | #N/A | #N/A | #N/A
TRUE | VIC | SVTS1266U | Springvale 12 (United Energy) 66 kV | United Energy | Winter | Non-coincident | 2028 | POE50 | NA | 212.2416 | VIC Springvale 12 (United Energy) 66 kV |  |  | FALSE | #N/A | #N/A | #N/A | #N/A | #N/A | #N/A | #N/A | #N/A | #N/A | #N/A
TRUE | VIC | SVTS1266U | Springvale 12 (United Energy) 66 kV | United Energy | Winter | Non-coincident | 2028 | POE10 | NA | 212.2416 | VIC Springvale 12 (United Energy) 66 kV |  |  | FALSE | #N/A | #N/A | #N/A | #N/A | #N/A | #N/A | #N/A | #N/A | #N/A | #N/A
TRUE | VIC | SVTS1266U | Springvale 12 (United Energy) 66 kV | United Energy | Winter | Coincident | 2029 | POE50 | NA | 186.7094 | VIC Springvale 12 (United Energy) 66 kV |  |  | FALSE | #N/A | #N/A | #N/A | #N/A | #N/A | #N/A | #N/A | #N/A | #N/A | #N/A
TRUE | VIC | SVTS1266U | Springvale 12 (United Energy) 66 kV | United Energy | Winter | Coincident | 2029 | POE10 | NA | 185.7307 | VIC Springvale 12 (United Energy) 66 kV |  |  | FALSE | #N/A | #N/A | #N/A | #N/A | #N/A | #N/A | #N/A | #N/A | #N/A | #N/A
TRUE | VIC | SVTS1266U | Springvale 12 (United Energy) 66 kV | United Energy | Winter | Non-coincident | 2029 | POE50 | NA | 216.4864 | VIC Springvale 12 (United Energy) 66 kV |  |  | FALSE | #N/A | #N/A | #N/A | #N/A | #N/A | #N/A | #N/A | #N/A | #N/A | #N/A
TRUE | VIC | SVTS1266U | Springvale 12 (United Energy) 66 kV | United Energy | Winter | Non-coincident | 2029 | POE10 | NA | 216.4864 | VIC Springvale 12 (United Energy) 66 kV |  |  | FALSE | #N/A | #N/A | #N/A | #N/A | #N/A | #N/A | #N/A | #N/A | #N/A | #N/A
TRUE | VIC | SVTS1266U | Springvale 12 (United Energy) 66 kV | United Energy | Winter | Coincident | 2030 | POE50 | NA | 187.7676 | VIC Springvale 12 (United Energy) 66 kV |  |  | FALSE | #N/A | #N/A | #N/A | #N/A | #N/A | #N/A | #N/A | #N/A | #N/A | #N/A
TRUE | VIC | SVTS1266U | Springvale 12 (United Energy) 66 kV | United Energy | Winter | Coincident | 2030 | POE10 | NA | 186.8246 | VIC Springvale 12 (United Energy) 66 kV |  |  | FALSE | #N/A | #N/A | #N/A | #N/A | #N/A | #N/A | #N/A | #N/A | #N/A | #N/A
TRUE | VIC | SVTS1266U | Springvale 12 (United Energy) 66 kV | United Energy | Winter | Non-coincident | 2030 | POE50 | NA | 220.8162 | VIC Springvale 12 (United Energy) 66 kV |  |  | FALSE | #N/A | #N/A | #N/A | #N/A | #N/A | #N/A | #N/A | #N/A | #N/A | #N/A
TRUE | VIC | SVTS1266U | Springvale 12 (United Energy) 66 kV | United Energy | Winter | Non-coincident | 2030 | POE10 | NA | 220.8162 | VIC Springvale 12 (United Energy) 66 kV |  |  | FALSE | #N/A | #N/A | #N/A | #N/A | #N/A | #N/A | #N/A | #N/A | #N/A | #N/A
TRUE | VIC | SVTS1266U | Springvale 12 (United Energy) 66 kV | United Energy | Winter | Coincident | 2031 | POE50 | NA | 189.1762 | VIC Springvale 12 (United Energy) 66 kV |  |  | FALSE | #N/A | #N/A | #N/A | #N/A | #N/A | #N/A | #N/A | #N/A | #N/A | #N/A
TRUE | VIC | SVTS1266U | Springvale 12 (United Energy) 66 kV | United Energy | Winter | Coincident | 2031 | POE10 | NA | 188.2196 | VIC Springvale 12 (United Energy) 66 kV |  |  | FALSE | #N/A | #N/A | #N/A | #N/A | #N/A | #N/A | #N/A | #N/A | #N/A | #N/A
TRUE | VIC | SVTS1266U | Springvale 12 (United Energy) 66 kV | United Energy | Winter | Non-coincident | 2031 | POE50 | NA | 225.2325 | VIC Springvale 12 (United Energy) 66 kV |  |  | FALSE | #N/A | #N/A | #N/A | #N/A | #N/A | #N/A | #N/A | #N/A | #N/A | #N/A
TRUE | VIC | SVTS1266U | Springvale 12 (United Energy) 66 kV | United Energy | Winter | Non-coincident | 2031 | POE10 | NA | 225.2325 | VIC Springvale 12 (United Energy) 66 kV |  |  | FALSE | #N/A | #N/A | #N/A | #N/A | #N/A | #N/A | #N/A | #N/A | #N/A | #N/A
TRUE | VIC | SVTS1266U | Springvale 12 (United Energy) 66 kV | United Energy | Winter | Coincident | 2032 | POE50 | NA | 188.6464 | VIC Springvale 12 (United Energy) 66 kV |  |  | FALSE | #N/A | #N/A | #N/A | #N/A | #N/A | #N/A | #N/A | #N/A | #N/A | #N/A
TRUE | VIC | SVTS1266U | Springvale 12 (United Energy) 66 kV | United Energy | Winter | Coincident | 2032 | POE10 | NA | 188.0487 | VIC Springvale 12 (United Energy) 66 kV |  |  | FALSE | #N/A | #N/A | #N/A | #N/A | #N/A | #N/A | #N/A | #N/A | #N/A | #N/A
TRUE | VIC | SVTS1266U | Springvale 12 (United Energy) 66 kV | United Energy | Winter | Non-coincident | 2032 | POE50 | NA | 229.7371 | VIC Springvale 12 (United Energy) 66 kV |  |  | FALSE | #N/A | #N/A | #N/A | #N/A | #N/A | #N/A | #N/A | #N/A | #N/A | #N/A
TRUE | VIC | SVTS1266U | Springvale 12 (United Energy) 66 kV | United Energy | Winter | Non-coincident | 2032 | POE10 | NA | 229.7371 | VIC Springvale 12 (United Energy) 66 kV |  |  | FALSE | #N/A | #N/A | #N/A | #N/A | #N/A | #N/A | #N/A | #N/A | #N/A | #N/A
TRUE | VIC | SVTS1266U | Springvale 12 (United Energy) 66 kV | United Energy | Winter | Coincident | 2033 | POE50 | NA | 187.6492 | VIC Springvale 12 (United Energy) 66 kV |  |  | FALSE | #N/A | #N/A | #N/A | #N/A | #N/A | #N/A | #N/A | #N/A | #N/A | #N/A
TRUE | VIC | SVTS1266U | Springvale 12 (United Energy) 66 kV | United Energy | Winter | Coincident | 2033 | POE10 | NA | 187.0331 | VIC Springvale 12 (United Energy) 66 kV |  |  | FALSE | #N/A | #N/A | #N/A | #N/A | #N/A | #N/A | #N/A | #N/A | #N/A | #N/A
TRUE | VIC | SVTS1266U | Springvale 12 (United Energy) 66 kV | United Energy | Winter | Non-coincident | 2033 | POE50 | NA | 234.3319 | VIC Springvale 12 (United Energy) 66 kV |  |  | FALSE | #N/A | #N/A | #N/A | #N/A | #N/A | #N/A | #N/A | #N/A | #N/A | #N/A
TRUE | VIC | SVTS1266U | Springvale 12 (United Energy) 66 kV | United Energy | Winter | Non-coincident | 2033 | POE10 | NA | 234.3319 | VIC Springvale 12 (United Energy) 66 kV |  |  | FALSE | #N/A | #N/A | #N/A | #N/A | #N/A | #N/A | #N/A | #N/A | #N/A | #N/A
TRUE | VIC | SVTS1266U | Springvale 12 (United Energy) 66 kV | United Energy | Winter | Coincident | 2034 | POE50 | NA | 190.0846 | VIC Springvale 12 (United Energy) 66 kV |  |  | FALSE | #N/A | #N/A | #N/A | #N/A | #N/A | #N/A | #N/A | #N/A | #N/A | #N/A
TRUE | VIC | SVTS1266U | Springvale 12 (United Energy) 66 kV | United Energy | Winter | Coincident | 2034 | POE10 | NA | 189.3587 | VIC Springvale 12 (United Energy) 66 kV |  |  | FALSE | #N/A | #N/A | #N/A | #N/A | #N/A | #N/A | #N/A | #N/A | #N/A | #N/A
TRUE | VIC | SVTS1266U | Springvale 12 (United Energy) 66 kV | United Energy | Winter | Non-coincident | 2034 | POE50 | NA | 239.0185 | VIC Springvale 12 (United Energy) 66 kV |  |  | FALSE | #N/A | #N/A | #N/A | #N/A | #N/A | #N/A | #N/A | #N/A | #N/A | #N/A
TRUE | VIC | SVTS1266U | Springvale 12 (United Energy) 66 kV | United Energy | Winter | Non-coincident | 2034 | POE10 | NA | 239.0185 | VIC Springvale 12 (United Energy) 66 kV |  |  | FALSE | #N/A | #N/A | #N/A | #N/A | #N/A | #N/A | #N/A | #N/A | #N/A | #N/A
TRUE | VIC | SVTS3466C | Springvale 34 (CitiPower) 66 kV | Citipower | Shoulder | Coincident | 2019 | ACTUAL_OPG | 4.9678 | NA | VIC Springvale 34 (CitiPower) 66 kV |  |  | FALSE | #N/A | #N/A | #N/A | #N/A | #N/A | #N/A | #N/A | #N/A | #N/A | #N/A
TRUE | VIC | SVTS3466C | Springvale 34 (CitiPower) 66 kV | Citipower | Shoulder | Coincident | 2019 | ACTUAL_RAW | 4.9678 | NA | VIC Springvale 34 (CitiPower) 66 kV |  |  | FALSE | #N/A | #N/A | #N/A | #N/A | #N/A | #N/A | #N/A | #N/A | #N/A | #N/A
TRUE | VIC | SVTS3466C | Springvale 34 (CitiPower) 66 kV | Citipower | Shoulder | Non-coincident | 2019 | ACTUAL_RAW | 4.6551 | NA | VIC Springvale 34 (CitiPower) 66 kV |  |  | FALSE | #N/A | #N/A | #N/A | #N/A | #N/A | #N/A | #N/A | #N/A | #N/A | #N/A
TRUE | VIC | SVTS3466C | Springvale 34 (CitiPower) 66 kV | Citipower | Shoulder | Non-coincident | 2019 | ACTUAL_OPG | 4.6551 | NA | VIC Springvale 34 (CitiPower) 66 kV |  |  | FALSE | #N/A | #N/A | #N/A | #N/A | #N/A | #N/A | #N/A | #N/A | #N/A | #N/A
TRUE | VIC | SVTS3466C | Springvale 34 (CitiPower) 66 kV | Citipower | Shoulder | Non-coincident | 2019 | ACTUAL_ADJUSTEDOPG | 4.6551 | NA | VIC Springvale 34 (CitiPower) 66 kV |  |  | FALSE | #N/A | #N/A | #N/A | #N/A | #N/A | #N/A | #N/A | #N/A | #N/A | #N/A
TRUE | VIC | SVTS3466C | Springvale 34 (CitiPower) 66 kV | Citipower | Shoulder | Coincident | 2020 | ACTUAL_OPG | 7.3138 | NA | VIC Springvale 34 (CitiPower) 66 kV |  |  | FALSE | #N/A | #N/A | #N/A | #N/A | #N/A | #N/A | #N/A | #N/A | #N/A | #N/A
TRUE | VIC | SVTS3466C | Springvale 34 (CitiPower) 66 kV | Citipower | Shoulder | Coincident | 2020 | ACTUAL_RAW | 7.3138 | NA | VIC Springvale 34 (CitiPower) 66 kV |  |  | FALSE | #N/A | #N/A | #N/A | #N/A | #N/A | #N/A | #N/A | #N/A | #N/A | #N/A
TRUE | VIC | SVTS3466C | Springvale 34 (CitiPower) 66 kV | Citipower | Shoulder | Non-coincident | 2020 | ACTUAL_RAW | 4.7922 | NA | VIC Springvale 34 (CitiPower) 66 kV |  |  | FALSE | #N/A | #N/A | #N/A | #N/A | #N/A | #N/A | #N/A | #N/A | #N/A | #N/A
TRUE | VIC | SVTS3466C | Springvale 34 (CitiPower) 66 kV | Citipower | Shoulder | Non-coincident | 2020 | ACTUAL_OPG | 4.7922 | NA | VIC Springvale 34 (CitiPower) 66 kV |  |  | FALSE | #N/A | #N/A | #N/A | #N/A | #N/A | #N/A | #N/A | #N/A | #N/A | #N/A
TRUE | VIC | SVTS3466C | Springvale 34 (CitiPower) 66 kV | Citipower | Shoulder | Non-coincident | 2020 | ACTUAL_ADJUSTEDOPG | 4.7922 | NA | VIC Springvale 34 (CitiPower) 66 kV |  |  | FALSE | #N/A | #N/A | #N/A | #N/A | #N/A | #N/A | #N/A | #N/A | #N/A | #N/A
TRUE | VIC | SVTS3466C | Springvale 34 (CitiPower) 66 kV | Citipower | Shoulder | Coincident | 2021 | ACTUAL_OPG | 6.6095 | NA | VIC Springvale 34 (CitiPower) 66 kV |  |  | FALSE | #N/A | #N/A | #N/A | #N/A | #N/A | #N/A | #N/A | #N/A | #N/A | #N/A
TRUE | VIC | SVTS3466C | Springvale 34 (CitiPower) 66 kV | Citipower | Shoulder | Coincident | 2021 | ACTUAL_RAW | 6.6095 | NA | VIC Springvale 34 (CitiPower) 66 kV |  |  | FALSE | #N/A | #N/A | #N/A | #N/A | #N/A | #N/A | #N/A | #N/A | #N/A | #N/A
TRUE | VIC | SVTS3466C | Springvale 34 (CitiPower) 66 kV | Citipower | Shoulder | Non-coincident | 2021 | ACTUAL_RAW | 4.7201 | NA | VIC Springvale 34 (CitiPower) 66 kV |  |  | FALSE | #N/A | #N/A | #N/A | #N/A | #N/A | #N/A | #N/A | #N/A | #N/A | #N/A
TRUE | VIC | SVTS3466C | Springvale 34 (CitiPower) 66 kV | Citipower | Shoulder | Non-coincident | 2021 | ACTUAL_OPG | 4.7201 | NA | VIC Springvale 34 (CitiPower) 66 kV |  |  | FALSE | #N/A | #N/A | #N/A | #N/A | #N/A | #N/A | #N/A | #N/A | #N/A | #N/A
TRUE | VIC | SVTS3466C | Springvale 34 (CitiPower) 66 kV | Citipower | Shoulder | Non-coincident | 2021 | ACTUAL_ADJUSTEDOPG | 4.7201 | NA | VIC Springvale 34 (CitiPower) 66 kV |  |  | FALSE | #N/A | #N/A | #N/A | #N/A | #N/A | #N/A | #N/A | #N/A | #N/A | #N/A
TRUE | VIC | SVTS3466C | Springvale 34 (CitiPower) 66 kV | Citipower | Shoulder | Coincident | 2022 | ACTUAL_OPG | 4.1192 | NA | VIC Springvale 34 (CitiPower) 66 kV |  |  | FALSE | #N/A | #N/A | #N/A | #N/A | #N/A | #N/A | #N/A | #N/A | #N/A | #N/A
TRUE | VIC | SVTS3466C | Springvale 34 (CitiPower) 66 kV | Citipower | Shoulder | Coincident | 2022 | ACTUAL_RAW | 4.1192 | NA | VIC Springvale 34 (CitiPower) 66 kV |  |  | FALSE | #N/A | #N/A | #N/A | #N/A | #N/A | #N/A | #N/A | #N/A | #N/A | #N/A
TRUE | VIC | SVTS3466C | Springvale 34 (CitiPower) 66 kV | Citipower | Shoulder | Non-coincident | 2022 | ACTUAL_RAW | 3.9083 | NA | VIC Springvale 34 (CitiPower) 66 kV |  |  | FALSE | #N/A | #N/A | #N/A | #N/A | #N/A | #N/A | #N/A | #N/A | #N/A | #N/A
TRUE | VIC | SVTS3466C | Springvale 34 (CitiPower) 66 kV | Citipower | Shoulder | Non-coincident | 2022 | ACTUAL_OPG | 3.9083 | NA | VIC Springvale 34 (CitiPower) 66 kV |  |  | FALSE | #N/A | #N/A | #N/A | #N/A | #N/A | #N/A | #N/A | #N/A | #N/A | #N/A
TRUE | VIC | SVTS3466C | Springvale 34 (CitiPower) 66 kV | Citipower | Shoulder | Non-coincident | 2022 | ACTUAL_ADJUSTEDOPG | 3.9083 | NA | VIC Springvale 34 (CitiPower) 66 kV |  |  | FALSE | #N/A | #N/A | #N/A | #N/A | #N/A | #N/A | #N/A | #N/A | #N/A | #N/A
TRUE | VIC | SVTS3466C | Springvale 34 (CitiPower) 66 kV | Citipower | Shoulder | Coincident | 2023 | ACTUAL_OPG | 4.2123 | NA | VIC Springvale 34 (CitiPower) 66 kV |  |  | FALSE | #N/A | #N/A | #N/A | #N/A | #N/A | #N/A | #N/A | #N/A | #N/A | #N/A
TRUE | VIC | SVTS3466C | Springvale 34 (CitiPower) 66 kV | Citipower | Shoulder | Coincident | 2023 | ACTUAL_RAW | 4.2123 | NA | VIC Springvale 34 (CitiPower) 66 kV |  |  | FALSE | #N/A | #N/A | #N/A | #N/A | #N/A | #N/A | #N/A | #N/A | #N/A | #N/A
TRUE | VIC | SVTS3466C | Springvale 34 (CitiPower) 66 kV | Citipower | Shoulder | Non-coincident | 2023 | ACTUAL_RAW | 4.0725 | NA | VIC Springvale 34 (CitiPower) 66 kV |  |  | FALSE | #N/A | #N/A | #N/A | #N/A | #N/A | #N/A | #N/A | #N/A | #N/A | #N/A
TRUE | VIC | SVTS3466C | Springvale 34 (CitiPower) 66 kV | Citipower | Shoulder | Non-coincident | 2023 | ACTUAL_OPG | 4.0725 | NA | VIC Springvale 34 (CitiPower) 66 kV |  |  | FALSE | #N/A | #N/A | #N/A | #N/A | #N/A | #N/A | #N/A | #N/A | #N/A | #N/A
TRUE | VIC | SVTS3466C | Springvale 34 (CitiPower) 66 kV | Citipower | Shoulder | Non-coincident | 2023 | ACTUAL_ADJUSTEDOPG | 4.0725 | NA | VIC Springvale 34 (CitiPower) 66 kV |  |  | FALSE | #N/A | #N/A | #N/A | #N/A | #N/A | #N/A | #N/A | #N/A | #N/A | #N/A
TRUE | VIC | SVTS3466C | Springvale 34 (CitiPower) 66 kV | Citipower | Shoulder | Coincident | 2024 | ACTUAL_OPG | 2.6949 | NA | VIC Springvale 34 (CitiPower) 66 kV |  |  | FALSE | #N/A | #N/A | #N/A | #N/A | #N/A | #N/A | #N/A | #N/A | #N/A | #N/A
TRUE | VIC | SVTS3466C | Springvale 34 (CitiPower) 66 kV | Citipower | Shoulder | Coincident | 2024 | ACTUAL_RAW | 2.6949 | NA | VIC Springvale 34 (CitiPower) 66 kV |  |  | FALSE | #N/A | #N/A | #N/A | #N/A | #N/A | #N/A | #N/A | #N/A | #N/A | #N/A
TRUE | VIC | SVTS3466C | Springvale 34 (CitiPower) 66 kV | Citipower | Shoulder | Non-coincident | 2024 | ACTUAL_RAW | 2.6949 | NA | VIC Springvale 34 (CitiPower) 66 kV |  |  | FALSE | #N/A | #N/A | #N/A | #N/A | #N/A | #N/A | #N/A | #N/A | #N/A | #N/A
TRUE | VIC | SVTS3466C | Springvale 34 (CitiPower) 66 kV | Citipower | Shoulder | Non-coincident | 2024 | ACTUAL_OPG | 2.6949 | NA | VIC Springvale 34 (CitiPower) 66 kV |  |  | FALSE | #N/A | #N/A | #N/A | #N/A | #N/A | #N/A | #N/A | #N/A | #N/A | #N/A
TRUE | VIC | SVTS3466C | Springvale 34 (CitiPower) 66 kV | Citipower | Shoulder | Non-coincident | 2024 | ACTUAL_ADJUSTEDOPG | 2.6949 | NA | VIC Springvale 34 (CitiPower) 66 kV |  |  | FALSE | #N/A | #N/A | #N/A | #N/A | #N/A | #N/A | #N/A | #N/A | #N/A | #N/A
TRUE | VIC | SVTS3466C | Springvale 34 (CitiPower) 66 kV | Citipower | Shoulder | Coincident | 2025 | ACTUAL_OPG | 1.981 | NA | VIC Springvale 34 (CitiPower) 66 kV |  |  | FALSE | #N/A | #N/A | #N/A | #N/A | #N/A | #N/A | #N/A | #N/A | #N/A | #N/A
TRUE | VIC | SVTS3466C | Springvale 34 (CitiPower) 66 kV | Citipower | Shoulder | Coincident | 2025 | ACTUAL_RAW | 1.981 | NA | VIC Springvale 34 (CitiPower) 66 kV |  |  | FALSE | #N/A | #N/A | #N/A | #N/A | #N/A | #N/A | #N/A | #N/A | #N/A | #N/A
TRUE | VIC | SVTS3466C | Springvale 34 (CitiPower) 66 kV | Citipower | Shoulder | Non-coincident | 2025 | ACTUAL_RAW | 0 | NA | VIC Springvale 34 (CitiPower) 66 kV |  |  | FALSE | #N/A | #N/A | #N/A | #N/A | #N/A | #N/A | #N/A | #N/A | #N/A | #N/A
TRUE | VIC | SVTS3466C | Springvale 34 (CitiPower) 66 kV | Citipower | Shoulder | Non-coincident | 2025 | ACTUAL_OPG | 0 | NA | VIC Springvale 34 (CitiPower) 66 kV |  |  | FALSE | #N/A | #N/A | #N/A | #N/A | #N/A | #N/A | #N/A | #N/A | #N/A | #N/A
TRUE | VIC | SVTS3466C | Springvale 34 (CitiPower) 66 kV | Citipower | Shoulder | Non-coincident | 2025 | ACTUAL_ADJUSTEDOPG | 0 | NA | VIC Springvale 34 (CitiPower) 66 kV |  |  | FALSE | #N/A | #N/A | #N/A | #N/A | #N/A | #N/A | #N/A | #N/A | #N/A | #N/A
TRUE | VIC | SVTS3466C | Springvale 34 (CitiPower) 66 kV | Citipower | Shoulder | Non-coincident | 2025 | BASEYEARPOE90 | 1.0547 | NA | VIC Springvale 34 (CitiPower) 66 kV |  |  | FALSE | #N/A | #N/A | #N/A | #N/A | #N/A | #N/A | #N/A | #N/A | #N/A | #N/A
TRUE | VIC | SVTS3466C | Springvale 34 (CitiPower) 66 kV | Citipower | Shoulder | Non-coincident | 2025 | BASEYEARPOE50 | 1.4078 | NA | VIC Springvale 34 (CitiPower) 66 kV |  |  | FALSE | #N/A | #N/A | #N/A | #N/A | #N/A | #N/A | #N/A | #N/A | #N/A | #N/A
TRUE | VIC | SVTS3466C | Springvale 34 (CitiPower) 66 kV | Citipower | Shoulder | Coincident_unreconciled | 2026 | POE50 | 0.16933 | NA | VIC Springvale 34 (CitiPower) 66 kV |  |  | FALSE | #N/A | #N/A | #N/A | #N/A | #N/A | #N/A | #N/A | #N/A | #N/A | #N/A
TRUE | VIC | SVTS3466C | Springvale 34 (CitiPower) 66 kV | Citipower | Shoulder | Coincident_unreconciled | 2026 | POE90 | -0.16108 | NA | VIC Springvale 34 (CitiPower) 66 kV |  |  | FALSE | #N/A | #N/A | #N/A | #N/A | #N/A | #N/A | #N/A | #N/A | #N/A | #N/A
TRUE | VIC | SVTS3466C | Springvale 34 (CitiPower) 66 kV | Citipower | Shoulder | Non-coincident | 2026 | POE50 | 0.16538 | NA | VIC Springvale 34 (CitiPower) 66 kV |  |  | FALSE | #N/A | #N/A | #N/A | #N/A | #N/A | #N/A | #N/A | #N/A | #N/A | #N/A
TRUE | VIC | SVTS3466C | Springvale 34 (CitiPower) 66 kV | Citipower | Shoulder | Non-coincident | 2026 | POE90 | -0.16502 | NA | VIC Springvale 34 (CitiPower) 66 kV |  |  | FALSE | #N/A | #N/A | #N/A | #N/A | #N/A | #N/A | #N/A | #N/A | #N/A | #N/A
TRUE | VIC | SVTS3466C | Springvale 34 (CitiPower) 66 kV | Citipower | Shoulder | Coincident_unreconciled | 2027 | POE50 | -0.81376 | NA | VIC Springvale 34 (CitiPower) 66 kV |  |  | FALSE | #N/A | #N/A | #N/A | #N/A | #N/A | #N/A | #N/A | #N/A | #N/A | #N/A
TRUE | VIC | SVTS3466C | Springvale 34 (CitiPower) 66 kV | Citipower | Shoulder | Coincident_unreconciled | 2027 | POE90 | -1.1373 | NA | VIC Springvale 34 (CitiPower) 66 kV |  |  | FALSE | #N/A | #N/A | #N/A | #N/A | #N/A | #N/A | #N/A | #N/A | #N/A | #N/A
TRUE | VIC | SVTS3466C | Springvale 34 (CitiPower) 66 kV | Citipower | Shoulder | Non-coincident | 2027 | POE50 | -0.83368 | NA | VIC Springvale 34 (CitiPower) 66 kV |  |  | FALSE | #N/A | #N/A | #N/A | #N/A | #N/A | #N/A | #N/A | #N/A | #N/A | #N/A
TRUE | VIC | SVTS3466C | Springvale 34 (CitiPower) 66 kV | Citipower | Shoulder | Non-coincident | 2027 | POE90 | -1.1652 | NA | VIC Springvale 34 (CitiPower) 66 kV |  |  | FALSE | #N/A | #N/A | #N/A | #N/A | #N/A | #N/A | #N/A | #N/A | #N/A | #N/A
TRUE | VIC | SVTS3466C | Springvale 34 (CitiPower) 66 kV | Citipower | Shoulder | Coincident_unreconciled | 2028 | POE50 | -1.691 | NA | VIC Springvale 34 (CitiPower) 66 kV |  |  | FALSE | #N/A | #N/A | #N/A | #N/A | #N/A | #N/A | #N/A | #N/A | #N/A | #N/A
TRUE | VIC | SVTS3466C | Springvale 34 (CitiPower) 66 kV | Citipower | Shoulder | Coincident_unreconciled | 2028 | POE90 | -2.0155 | NA | VIC Springvale 34 (CitiPower) 66 kV |  |  | FALSE | #N/A | #N/A | #N/A | #N/A | #N/A | #N/A | #N/A | #N/A | #N/A | #N/A
TRUE | VIC | SVTS3466C | Springvale 34 (CitiPower) 66 kV | Citipower | Shoulder | Non-coincident | 2028 | POE50 | -1.7324 | NA | VIC Springvale 34 (CitiPower) 66 kV |  |  | FALSE | #N/A | #N/A | #N/A | #N/A | #N/A | #N/A | #N/A | #N/A | #N/A | #N/A
TRUE | VIC | SVTS3466C | Springvale 34 (CitiPower) 66 kV | Citipower | Shoulder | Non-coincident | 2028 | POE90 | -2.0648 | NA | VIC Springvale 34 (CitiPower) 66 kV |  |  | FALSE | #N/A | #N/A | #N/A | #N/A | #N/A | #N/A | #N/A | #N/A | #N/A | #N/A
TRUE | VIC | SVTS3466C | Springvale 34 (CitiPower) 66 kV | Citipower | Shoulder | Coincident_unreconciled | 2029 | POE50 | -2.5121 | NA | VIC Springvale 34 (CitiPower) 66 kV |  |  | FALSE | #N/A | #N/A | #N/A | #N/A | #N/A | #N/A | #N/A | #N/A | #N/A | #N/A
TRUE | VIC | SVTS3466C | Springvale 34 (CitiPower) 66 kV | Citipower | Shoulder | Coincident_unreconciled | 2029 | POE90 | -2.8375 | NA | VIC Springvale 34 (CitiPower) 66 kV |  |  | FALSE | #N/A | #N/A | #N/A | #N/A | #N/A | #N/A | #N/A | #N/A | #N/A | #N/A
TRUE | VIC | SVTS3466C | Springvale 34 (CitiPower) 66 kV | Citipower | Shoulder | Non-coincident | 2029 | POE50 | -2.5735 | NA | VIC Springvale 34 (CitiPower) 66 kV |  |  | FALSE | #N/A | #N/A | #N/A | #N/A | #N/A | #N/A | #N/A | #N/A | #N/A | #N/A
TRUE | VIC | SVTS3466C | Springvale 34 (CitiPower) 66 kV | Citipower | Shoulder | Non-coincident | 2029 | POE90 | -2.9069 | NA | VIC Springvale 34 (CitiPower) 66 kV |  |  | FALSE | #N/A | #N/A | #N/A | #N/A | #N/A | #N/A | #N/A | #N/A | #N/A | #N/A
TRUE | VIC | SVTS3466C | Springvale 34 (CitiPower) 66 kV | Citipower | Shoulder | Coincident_unreconciled | 2030 | POE50 | -3.2963 | NA | VIC Springvale 34 (CitiPower) 66 kV |  |  | FALSE | #N/A | #N/A | #N/A | #N/A | #N/A | #N/A | #N/A | #N/A | #N/A | #N/A
TRUE | VIC | SVTS3466C | Springvale 34 (CitiPower) 66 kV | Citipower | Shoulder | Coincident_unreconciled | 2030 | POE90 | -3.6226 | NA | VIC Springvale 34 (CitiPower) 66 kV |  |  | FALSE | #N/A | #N/A | #N/A | #N/A | #N/A | #N/A | #N/A | #N/A | #N/A | #N/A
TRUE | VIC | SVTS3466C | Springvale 34 (CitiPower) 66 kV | Citipower | Shoulder | Non-coincident | 2030 | POE50 | -3.3769 | NA | VIC Springvale 34 (CitiPower) 66 kV |  |  | FALSE | #N/A | #N/A | #N/A | #N/A | #N/A | #N/A | #N/A | #N/A | #N/A | #N/A
TRUE | VIC | SVTS3466C | Springvale 34 (CitiPower) 66 kV | Citipower | Shoulder | Non-coincident | 2030 | POE90 | -3.7113 | NA | VIC Springvale 34 (CitiPower) 66 kV |  |  | FALSE | #N/A | #N/A | #N/A | #N/A | #N/A | #N/A | #N/A | #N/A | #N/A | #N/A
TRUE | VIC | SVTS3466C | Springvale 34 (CitiPower) 66 kV | Citipower | Shoulder | Coincident_unreconciled | 2031 | POE50 | -4.0993 | NA | VIC Springvale 34 (CitiPower) 66 kV |  |  | FALSE | #N/A | #N/A | #N/A | #N/A | #N/A | #N/A | #N/A | #N/A | #N/A | #N/A
TRUE | VIC | SVTS3466C | Springvale 34 (CitiPower) 66 kV | Citipower | Shoulder | Coincident_unreconciled | 2031 | POE90 | -4.4265 | NA | VIC Springvale 34 (CitiPower) 66 kV |  |  | FALSE | #N/A | #N/A | #N/A | #N/A | #N/A | #N/A | #N/A | #N/A | #N/A | #N/A
TRUE | VIC | SVTS3466C | Springvale 34 (CitiPower) 66 kV | Citipower | Shoulder | Non-coincident | 2031 | POE50 | -4.1996 | NA | VIC Springvale 34 (CitiPower) 66 kV |  |  | FALSE | #N/A | #N/A | #N/A | #N/A | #N/A | #N/A | #N/A | #N/A | #N/A | #N/A
TRUE | VIC | SVTS3466C | Springvale 34 (CitiPower) 66 kV | Citipower | Shoulder | Non-coincident | 2031 | POE90 | -4.5349 | NA | VIC Springvale 34 (CitiPower) 66 kV |  |  | FALSE | #N/A | #N/A | #N/A | #N/A | #N/A | #N/A | #N/A | #N/A | #N/A | #N/A
TRUE | VIC | SVTS3466C | Springvale 34 (CitiPower) 66 kV | Citipower | Shoulder | Coincident_unreconciled | 2032 | POE50 | -4.709 | NA | VIC Springvale 34 (CitiPower) 66 kV |  |  | FALSE | #N/A | #N/A | #N/A | #N/A | #N/A | #N/A | #N/A | #N/A | #N/A | #N/A
TRUE | VIC | SVTS3466C | Springvale 34 (CitiPower) 66 kV | Citipower | Shoulder | Coincident_unreconciled | 2032 | POE90 | -5.0371 | NA | VIC Springvale 34 (CitiPower) 66 kV |  |  | FALSE | #N/A | #N/A | #N/A | #N/A | #N/A | #N/A | #N/A | #N/A | #N/A | #N/A
TRUE | VIC | SVTS3466C | Springvale 34 (CitiPower) 66 kV | Citipower | Shoulder | Non-coincident | 2032 | POE50 | -4.8242 | NA | VIC Springvale 34 (CitiPower) 66 kV |  |  | FALSE | #N/A | #N/A | #N/A | #N/A | #N/A | #N/A | #N/A | #N/A | #N/A | #N/A
TRUE | VIC | SVTS3466C | Springvale 34 (CitiPower) 66 kV | Citipower | Shoulder | Non-coincident | 2032 | POE90 | -5.1604 | NA | VIC Springvale 34 (CitiPower) 66 kV |  |  | FALSE | #N/A | #N/A | #N/A | #N/A | #N/A | #N/A | #N/A | #N/A | #N/A | #N/A
TRUE | VIC | SVTS3466C | Springvale 34 (CitiPower) 66 kV | Citipower | Shoulder | Coincident_unreconciled | 2033 | POE50 | -5.1595 | NA | VIC Springvale 34 (CitiPower) 66 kV |  |  | FALSE | #N/A | #N/A | #N/A | #N/A | #N/A | #N/A | #N/A | #N/A | #N/A | #N/A
TRUE | VIC | SVTS3466C | Springvale 34 (CitiPower) 66 kV | Citipower | Shoulder | Coincident_unreconciled | 2033 | POE90 | -5.4886 | NA | VIC Springvale 34 (CitiPower) 66 kV |  |  | FALSE | #N/A | #N/A | #N/A | #N/A | #N/A | #N/A | #N/A | #N/A | #N/A | #N/A
TRUE | VIC | SVTS3466C | Springvale 34 (CitiPower) 66 kV | Citipower | Shoulder | Non-coincident | 2033 | POE50 | -5.2858 | NA | VIC Springvale 34 (CitiPower) 66 kV |  |  | FALSE | #N/A | #N/A | #N/A | #N/A | #N/A | #N/A | #N/A | #N/A | #N/A | #N/A
TRUE | VIC | SVTS3466C | Springvale 34 (CitiPower) 66 kV | Citipower | Shoulder | Non-coincident | 2033 | POE90 | -5.6229 | NA | VIC Springvale 34 (CitiPower) 66 kV |  |  | FALSE | #N/A | #N/A | #N/A | #N/A | #N/A | #N/A | #N/A | #N/A | #N/A | #N/A
TRUE | VIC | SVTS3466C | Springvale 34 (CitiPower) 66 kV | Citipower | Shoulder | Coincident_unreconciled | 2034 | POE50 | -5.5972 | NA | VIC Springvale 34 (CitiPower) 66 kV |  |  | FALSE | #N/A | #N/A | #N/A | #N/A | #N/A | #N/A | #N/A | #N/A | #N/A | #N/A
TRUE | VIC | SVTS3466C | Springvale 34 (CitiPower) 66 kV | Citipower | Shoulder | Coincident_unreconciled | 2034 | POE90 | -5.9271 | NA | VIC Springvale 34 (CitiPower) 66 kV |  |  | FALSE | #N/A | #N/A | #N/A | #N/A | #N/A | #N/A | #N/A | #N/A | #N/A | #N/A
TRUE | VIC | SVTS3466C | Springvale 34 (CitiPower) 66 kV | Citipower | Shoulder | Non-coincident | 2034 | POE50 | -5.7342 | NA | VIC Springvale 34 (CitiPower) 66 kV |  |  | FALSE | #N/A | #N/A | #N/A | #N/A | #N/A | #N/A | #N/A | #N/A | #N/A | #N/A
TRUE | VIC | SVTS3466C | Springvale 34 (CitiPower) 66 kV | Citipower | Shoulder | Non-coincident | 2034 | POE90 | -6.0722 | NA | VIC Springvale 34 (CitiPower) 66 kV |  |  | FALSE | #N/A | #N/A | #N/A | #N/A | #N/A | #N/A | #N/A | #N/A | #N/A | #N/A
TRUE | VIC | SVTS3466C | Springvale 34 (CitiPower) 66 kV | Citipower | Shoulder | Coincident_unreconciled | 2035 | POE50 | -6.0869 | NA | VIC Springvale 34 (CitiPower) 66 kV |  |  | FALSE | #N/A | #N/A | #N/A | #N/A | #N/A | #N/A | #N/A | #N/A | #N/A | #N/A
TRUE | VIC | SVTS3466C | Springvale 34 (CitiPower) 66 kV | Citipower | Shoulder | Coincident_unreconciled | 2035 | POE90 | -6.4178 | NA | VIC Springvale 34 (CitiPower) 66 kV |  |  | FALSE | #N/A | #N/A | #N/A | #N/A | #N/A | #N/A | #N/A | #N/A | #N/A | #N/A
TRUE | VIC | SVTS3466C | Springvale 34 (CitiPower) 66 kV | Citipower | Shoulder | Non-coincident | 2035 | POE50 | -6.2359 | NA | VIC Springvale 34 (CitiPower) 66 kV |  |  | FALSE | #N/A | #N/A | #N/A | #N/A | #N/A | #N/A | #N/A | #N/A | #N/A | #N/A
TRUE | VIC | SVTS3466C | Springvale 34 (CitiPower) 66 kV | Citipower | Shoulder | Non-coincident | 2035 | POE90 | -6.5748 | NA | VIC Springvale 34 (CitiPower) 66 kV |  |  | FALSE | #N/A | #N/A | #N/A | #N/A | #N/A | #N/A | #N/A | #N/A | #N/A | #N/A
TRUE | VIC | SVTS3466C | Springvale 34 (CitiPower) 66 kV | Citipower | Summer | Coincident | 2019 | ACTUAL_OPG | 4.9588 | 25.7754 | VIC Springvale 34 (CitiPower) 66 kV |  |  | FALSE | #N/A | #N/A | #N/A | #N/A | #N/A | #N/A | #N/A | #N/A | #N/A | #N/A
TRUE | VIC | SVTS3466C | Springvale 34 (CitiPower) 66 kV | Citipower | Summer | Coincident | 2019 | ACTUAL_RAW | 4.9588 | 25.7754 | VIC Springvale 34 (CitiPower) 66 kV |  |  | FALSE | #N/A | #N/A | #N/A | #N/A | #N/A | #N/A | #N/A | #N/A | #N/A | #N/A
TRUE | VIC | SVTS3466C | Springvale 34 (CitiPower) 66 kV | Citipower | Summer | Non-coincident | 2019 | ACTUAL_RAW | 4.8267 | 29.8069 | VIC Springvale 34 (CitiPower) 66 kV |  |  | FALSE | #N/A | #N/A | #N/A | #N/A | #N/A | #N/A | #N/A | #N/A | #N/A | #N/A
TRUE | VIC | SVTS3466C | Springvale 34 (CitiPower) 66 kV | Citipower | Summer | Non-coincident | 2019 | ACTUAL_OPG | 4.8267 | 29.8069 | VIC Springvale 34 (CitiPower) 66 kV |  |  | FALSE | #N/A | #N/A | #N/A | #N/A | #N/A | #N/A | #N/A | #N/A | #N/A | #N/A
TRUE | VIC | SVTS3466C | Springvale 34 (CitiPower) 66 kV | Citipower | Summer | Non-coincident | 2019 | ACTUAL_ADJUSTEDOPG | 4.8267 | 29.8069 | VIC Springvale 34 (CitiPower) 66 kV |  |  | FALSE | #N/A | #N/A | #N/A | #N/A | #N/A | #N/A | #N/A | #N/A | #N/A | #N/A
TRUE | VIC | SVTS3466C | Springvale 34 (CitiPower) 66 kV | Citipower | Summer | Coincident | 2020 | ACTUAL_OPG | 5.4039 | 30.7839 | VIC Springvale 34 (CitiPower) 66 kV |  |  | FALSE | #N/A | #N/A | #N/A | #N/A | #N/A | #N/A | #N/A | #N/A | #N/A | #N/A
TRUE | VIC | SVTS3466C | Springvale 34 (CitiPower) 66 kV | Citipower | Summer | Coincident | 2020 | ACTUAL_RAW | 5.4039 | 30.7839 | VIC Springvale 34 (CitiPower) 66 kV |  |  | FALSE | #N/A | #N/A | #N/A | #N/A | #N/A | #N/A | #N/A | #N/A | #N/A | #N/A
TRUE | VIC | SVTS3466C | Springvale 34 (CitiPower) 66 kV | Citipower | Summer | Non-coincident | 2020 | ACTUAL_RAW | 4.6179 | 30.7839 | VIC Springvale 34 (CitiPower) 66 kV |  |  | FALSE | #N/A | #N/A | #N/A | #N/A | #N/A | #N/A | #N/A | #N/A | #N/A | #N/A
TRUE | VIC | SVTS3466C | Springvale 34 (CitiPower) 66 kV | Citipower | Summer | Non-coincident | 2020 | ACTUAL_OPG | 4.6179 | 30.7839 | VIC Springvale 34 (CitiPower) 66 kV |  |  | FALSE | #N/A | #N/A | #N/A | #N/A | #N/A | #N/A | #N/A | #N/A | #N/A | #N/A
TRUE | VIC | SVTS3466C | Springvale 34 (CitiPower) 66 kV | Citipower | Summer | Non-coincident | 2020 | ACTUAL_ADJUSTEDOPG | 4.6179 | 30.7839 | VIC Springvale 34 (CitiPower) 66 kV |  |  | FALSE | #N/A | #N/A | #N/A | #N/A | #N/A | #N/A | #N/A | #N/A | #N/A | #N/A
TRUE | VIC | SVTS3466C | Springvale 34 (CitiPower) 66 kV | Citipower | Summer | Coincident | 2021 | ACTUAL_OPG | 5.6801 | 22.1732 | VIC Springvale 34 (CitiPower) 66 kV |  |  | FALSE | #N/A | #N/A | #N/A | #N/A | #N/A | #N/A | #N/A | #N/A | #N/A | #N/A
TRUE | VIC | SVTS3466C | Springvale 34 (CitiPower) 66 kV | Citipower | Summer | Coincident | 2021 | ACTUAL_RAW | 5.6801 | 22.1732 | VIC Springvale 34 (CitiPower) 66 kV |  |  | FALSE | #N/A | #N/A | #N/A | #N/A | #N/A | #N/A | #N/A | #N/A | #N/A | #N/A
TRUE | VIC | SVTS3466C | Springvale 34 (CitiPower) 66 kV | Citipower | Summer | Non-coincident | 2021 | ACTUAL_RAW | 4.7089 | 24.6199 | VIC Springvale 34 (CitiPower) 66 kV |  |  | FALSE | #N/A | #N/A | #N/A | #N/A | #N/A | #N/A | #N/A | #N/A | #N/A | #N/A
TRUE | VIC | SVTS3466C | Springvale 34 (CitiPower) 66 kV | Citipower | Summer | Non-coincident | 2021 | ACTUAL_OPG | 4.7089 | 24.6199 | VIC Springvale 34 (CitiPower) 66 kV |  |  | FALSE | #N/A | #N/A | #N/A | #N/A | #N/A | #N/A | #N/A | #N/A | #N/A | #N/A
TRUE | VIC | SVTS3466C | Springvale 34 (CitiPower) 66 kV | Citipower | Summer | Non-coincident | 2021 | ACTUAL_ADJUSTEDOPG | 4.7089 | 24.6199 | VIC Springvale 34 (CitiPower) 66 kV |  |  | FALSE | #N/A | #N/A | #N/A | #N/A | #N/A | #N/A | #N/A | #N/A | #N/A | #N/A
TRUE | VIC | SVTS3466C | Springvale 34 (CitiPower) 66 kV | Citipower | Summer | Coincident | 2022 | ACTUAL_OPG | 4.6463 | 24.4653 | VIC Springvale 34 (CitiPower) 66 kV |  |  | FALSE | #N/A | #N/A | #N/A | #N/A | #N/A | #N/A | #N/A | #N/A | #N/A | #N/A
TRUE | VIC | SVTS3466C | Springvale 34 (CitiPower) 66 kV | Citipower | Summer | Coincident | 2022 | ACTUAL_RAW | 4.6463 | 24.4653 | VIC Springvale 34 (CitiPower) 66 kV |  |  | FALSE | #N/A | #N/A | #N/A | #N/A | #N/A | #N/A | #N/A | #N/A | #N/A | #N/A
TRUE | VIC | SVTS3466C | Springvale 34 (CitiPower) 66 kV | Citipower | Summer | Non-coincident | 2022 | ACTUAL_RAW | 2.4139 | 25.4226 | VIC Springvale 34 (CitiPower) 66 kV |  |  | FALSE | #N/A | #N/A | #N/A | #N/A | #N/A | #N/A | #N/A | #N/A | #N/A | #N/A
TRUE | VIC | SVTS3466C | Springvale 34 (CitiPower) 66 kV | Citipower | Summer | Non-coincident | 2022 | ACTUAL_OPG | 2.4139 | 25.4226 | VIC Springvale 34 (CitiPower) 66 kV |  |  | FALSE | #N/A | #N/A | #N/A | #N/A | #N/A | #N/A | #N/A | #N/A | #N/A | #N/A
TRUE | VIC | SVTS3466C | Springvale 34 (CitiPower) 66 kV | Citipower | Summer | Non-coincident | 2022 | ACTUAL_ADJUSTEDOPG | 4.1558 | 25.4226 | VIC Springvale 34 (CitiPower) 66 kV |  |  | FALSE | #N/A | #N/A | #N/A | #N/A | #N/A | #N/A | #N/A | #N/A | #N/A | #N/A
TRUE | VIC | SVTS3466C | Springvale 34 (CitiPower) 66 kV | Citipower | Summer | Coincident | 2023 | ACTUAL_OPG | 3.585 | 25.9533 | VIC Springvale 34 (CitiPower) 66 kV |  |  | FALSE | #N/A | #N/A | #N/A | #N/A | #N/A | #N/A | #N/A | #N/A | #N/A | #N/A
TRUE | VIC | SVTS3466C | Springvale 34 (CitiPower) 66 kV | Citipower | Summer | Coincident | 2023 | ACTUAL_RAW | 3.585 | 25.9533 | VIC Springvale 34 (CitiPower) 66 kV |  |  | FALSE | #N/A | #N/A | #N/A | #N/A | #N/A | #N/A | #N/A | #N/A | #N/A | #N/A
TRUE | VIC | SVTS3466C | Springvale 34 (CitiPower) 66 kV | Citipower | Summer | Non-coincident | 2023 | ACTUAL_RAW | 2.9062 | 28.0559 | VIC Springvale 34 (CitiPower) 66 kV |  |  | FALSE | #N/A | #N/A | #N/A | #N/A | #N/A | #N/A | #N/A | #N/A | #N/A | #N/A
TRUE | VIC | SVTS3466C | Springvale 34 (CitiPower) 66 kV | Citipower | Summer | Non-coincident | 2023 | ACTUAL_OPG | 2.9062 | 28.0559 | VIC Springvale 34 (CitiPower) 66 kV |  |  | FALSE | #N/A | #N/A | #N/A | #N/A | #N/A | #N/A | #N/A | #N/A | #N/A | #N/A
TRUE | VIC | SVTS3466C | Springvale 34 (CitiPower) 66 kV | Citipower | Summer | Non-coincident | 2023 | ACTUAL_ADJUSTEDOPG | 3.5105 | 28.0559 | VIC Springvale 34 (CitiPower) 66 kV |  |  | FALSE | #N/A | #N/A | #N/A | #N/A | #N/A | #N/A | #N/A | #N/A | #N/A | #N/A
TRUE | VIC | SVTS3466C | Springvale 34 (CitiPower) 66 kV | Citipower | Summer | Coincident | 2024 | ACTUAL_OPG | 1.2828 | 28.7603 | VIC Springvale 34 (CitiPower) 66 kV |  |  | FALSE | #N/A | #N/A | #N/A | #N/A | #N/A | #N/A | #N/A | #N/A | #N/A | #N/A
TRUE | VIC | SVTS3466C | Springvale 34 (CitiPower) 66 kV | Citipower | Summer | Coincident | 2024 | ACTUAL_RAW | 1.2828 | 28.7603 | VIC Springvale 34 (CitiPower) 66 kV |  |  | FALSE | #N/A | #N/A | #N/A | #N/A | #N/A | #N/A | #N/A | #N/A | #N/A | #N/A
TRUE | VIC | SVTS3466C | Springvale 34 (CitiPower) 66 kV | Citipower | Summer | Non-coincident | 2024 | ACTUAL_RAW | 0 | 29.1365 | VIC Springvale 34 (CitiPower) 66 kV |  |  | FALSE | #N/A | #N/A | #N/A | #N/A | #N/A | #N/A | #N/A | #N/A | #N/A | #N/A
TRUE | VIC | SVTS3466C | Springvale 34 (CitiPower) 66 kV | Citipower | Summer | Non-coincident | 2024 | ACTUAL_OPG | 0 | 29.1365 | VIC Springvale 34 (CitiPower) 66 kV |  |  | FALSE | #N/A | #N/A | #N/A | #N/A | #N/A | #N/A | #N/A | #N/A | #N/A | #N/A
TRUE | VIC | SVTS3466C | Springvale 34 (CitiPower) 66 kV | Citipower | Summer | Non-coincident | 2024 | ACTUAL_ADJUSTEDOPG | 0 | 29.1365 | VIC Springvale 34 (CitiPower) 66 kV |  |  | FALSE | #N/A | #N/A | #N/A | #N/A | #N/A | #N/A | #N/A | #N/A | #N/A | #N/A
TRUE | VIC | SVTS3466C | Springvale 34 (CitiPower) 66 kV | Citipower | Summer | Coincident | 2025 | ACTUAL_OPG | 0.56725 | 29.742 | VIC Springvale 34 (CitiPower) 66 kV |  |  | FALSE | #N/A | #N/A | #N/A | #N/A | #N/A | #N/A | #N/A | #N/A | #N/A | #N/A
TRUE | VIC | SVTS3466C | Springvale 34 (CitiPower) 66 kV | Citipower | Summer | Coincident | 2025 | ACTUAL_RAW | 0.56725 | 29.742 | VIC Springvale 34 (CitiPower) 66 kV |  |  | FALSE | #N/A | #N/A | #N/A | #N/A | #N/A | #N/A | #N/A | #N/A | #N/A | #N/A
TRUE | VIC | SVTS3466C | Springvale 34 (CitiPower) 66 kV | Citipower | Summer | Non-coincident | 2025 | ACTUAL_RAW | 0.44629 | 32.6197 | VIC Springvale 34 (CitiPower) 66 kV |  |  | FALSE | #N/A | #N/A | #N/A | #N/A | #N/A | #N/A | #N/A | #N/A | #N/A | #N/A
TRUE | VIC | SVTS3466C | Springvale 34 (CitiPower) 66 kV | Citipower | Summer | Non-coincident | 2025 | ACTUAL_OPG | 0.44629 | 32.6197 | VIC Springvale 34 (CitiPower) 66 kV |  |  | FALSE | #N/A | #N/A | #N/A | #N/A | #N/A | #N/A | #N/A | #N/A | #N/A | #N/A
TRUE | VIC | SVTS3466C | Springvale 34 (CitiPower) 66 kV | Citipower | Summer | Non-coincident | 2025 | ACTUAL_ADJUSTEDOPG | 0.44629 | 32.6197 | VIC Springvale 34 (CitiPower) 66 kV |  |  | FALSE | #N/A | #N/A | #N/A | #N/A | #N/A | #N/A | #N/A | #N/A | #N/A | #N/A
TRUE | VIC | SVTS3466C | Springvale 34 (CitiPower) 66 kV | Citipower | Summer | Non-coincident | 2025 | BASEYEARPOE90 | -0.48777 | NA | VIC Springvale 34 (CitiPower) 66 kV |  |  | FALSE | #N/A | #N/A | #N/A | #N/A | #N/A | #N/A | #N/A | #N/A | #N/A | #N/A
TRUE | VIC | SVTS3466C | Springvale 34 (CitiPower) 66 kV | Citipower | Summer | Non-coincident | 2025 | BASEYEARPOE50 | -0.018102 | 30.5476 | VIC Springvale 34 (CitiPower) 66 kV |  |  | FALSE | #N/A | #N/A | #N/A | #N/A | #N/A | #N/A | #N/A | #N/A | #N/A | #N/A
TRUE | VIC | SVTS3466C | Springvale 34 (CitiPower) 66 kV | Citipower | Summer | Coincident_unreconciled | 2026 | POE50 | -0.83895 | NA | VIC Springvale 34 (CitiPower) 66 kV |  |  | FALSE | #N/A | #N/A | #N/A | #N/A | #N/A | #N/A | #N/A | #N/A | #N/A | #N/A
TRUE | VIC | SVTS3466C | Springvale 34 (CitiPower) 66 kV | Citipower | Summer | Coincident_unreconciled | 2026 | POE90 | -1.0977 | NA | VIC Springvale 34 (CitiPower) 66 kV |  |  | FALSE | #N/A | #N/A | #N/A | #N/A | #N/A | #N/A | #N/A | #N/A | #N/A | #N/A
TRUE | VIC | SVTS3466C | Springvale 34 (CitiPower) 66 kV | Citipower | Summer | Non-coincident | 2026 | POE50 | -0.83895 | 30.6104 | VIC Springvale 34 (CitiPower) 66 kV |  |  | FALSE | #N/A | #N/A | #N/A | #N/A | #N/A | #N/A | #N/A | #N/A | #N/A | #N/A
TRUE | VIC | SVTS3466C | Springvale 34 (CitiPower) 66 kV | Citipower | Summer | Non-coincident | 2026 | POE90 | -1.199 | NA | VIC Springvale 34 (CitiPower) 66 kV |  |  | FALSE | #N/A | #N/A | #N/A | #N/A | #N/A | #N/A | #N/A | #N/A | #N/A | #N/A
TRUE | VIC | SVTS3466C | Springvale 34 (CitiPower) 66 kV | Citipower | Summer | Coincident_unreconciled | 2027 | POE50 | -1.8687 | NA | VIC Springvale 34 (CitiPower) 66 kV |  |  | FALSE | #N/A | #N/A | #N/A | #N/A | #N/A | #N/A | #N/A | #N/A | #N/A | #N/A
TRUE | VIC | SVTS3466C | Springvale 34 (CitiPower) 66 kV | Citipower | Summer | Coincident_unreconciled | 2027 | POE90 | -2.1284 | NA | VIC Springvale 34 (CitiPower) 66 kV |  |  | FALSE | #N/A | #N/A | #N/A | #N/A | #N/A | #N/A | #N/A | #N/A | #N/A | #N/A
TRUE | VIC | SVTS3466C | Springvale 34 (CitiPower) 66 kV | Citipower | Summer | Non-coincident | 2027 | POE50 | -1.8687 | 30.5485 | VIC Springvale 34 (CitiPower) 66 kV |  |  | FALSE | #N/A | #N/A | #N/A | #N/A | #N/A | #N/A | #N/A | #N/A | #N/A | #N/A
TRUE | VIC | SVTS3466C | Springvale 34 (CitiPower) 66 kV | Citipower | Summer | Non-coincident | 2027 | POE90 | -2.1284 | NA | VIC Springvale 34 (CitiPower) 66 kV |  |  | FALSE | #N/A | #N/A | #N/A | #N/A | #N/A | #N/A | #N/A | #N/A | #N/A | #N/A
TRUE | VIC | SVTS3466C | Springvale 34 (CitiPower) 66 kV | Citipower | Summer | Coincident_unreconciled | 2028 | POE50 | -2.7923 | NA | VIC Springvale 34 (CitiPower) 66 kV |  |  | FALSE | #N/A | #N/A | #N/A | #N/A | #N/A | #N/A | #N/A | #N/A | #N/A | #N/A
TRUE | VIC | SVTS3466C | Springvale 34 (CitiPower) 66 kV | Citipower | Summer | Coincident_unreconciled | 2028 | POE90 | -3.0526 | NA | VIC Springvale 34 (CitiPower) 66 kV |  |  | FALSE | #N/A | #N/A | #N/A | #N/A | #N/A | #N/A | #N/A | #N/A | #N/A | #N/A
TRUE | VIC | SVTS3466C | Springvale 34 (CitiPower) 66 kV | Citipower | Summer | Non-coincident | 2028 | POE50 | -2.7923 | 30.5109 | VIC Springvale 34 (CitiPower) 66 kV |  |  | FALSE | #N/A | #N/A | #N/A | #N/A | #N/A | #N/A | #N/A | #N/A | #N/A | #N/A
TRUE | VIC | SVTS3466C | Springvale 34 (CitiPower) 66 kV | Citipower | Summer | Non-coincident | 2028 | POE90 | -3.0526 | NA | VIC Springvale 34 (CitiPower) 66 kV |  |  | FALSE | #N/A | #N/A | #N/A | #N/A | #N/A | #N/A | #N/A | #N/A | #N/A | #N/A
TRUE | VIC | SVTS3466C | Springvale 34 (CitiPower) 66 kV | Citipower | Summer | Coincident_unreconciled | 2029 | POE50 | -3.6622 | NA | VIC Springvale 34 (CitiPower) 66 kV |  |  | FALSE | #N/A | #N/A | #N/A | #N/A | #N/A | #N/A | #N/A | #N/A | #N/A | #N/A
TRUE | VIC | SVTS3466C | Springvale 34 (CitiPower) 66 kV | Citipower | Summer | Coincident_unreconciled | 2029 | POE90 | -3.9234 | NA | VIC Springvale 34 (CitiPower) 66 kV |  |  | FALSE | #N/A | #N/A | #N/A | #N/A | #N/A | #N/A | #N/A | #N/A | #N/A | #N/A
TRUE | VIC | SVTS3466C | Springvale 34 (CitiPower) 66 kV | Citipower | Summer | Non-coincident | 2029 | POE50 | -3.6622 | 30.4975 | VIC Springvale 34 (CitiPower) 66 kV |  |  | FALSE | #N/A | #N/A | #N/A | #N/A | #N/A | #N/A | #N/A | #N/A | #N/A | #N/A
TRUE | VIC | SVTS3466C | Springvale 34 (CitiPower) 66 kV | Citipower | Summer | Non-coincident | 2029 | POE90 | -3.9234 | NA | VIC Springvale 34 (CitiPower) 66 kV |  |  | FALSE | #N/A | #N/A | #N/A | #N/A | #N/A | #N/A | #N/A | #N/A | #N/A | #N/A
TRUE | VIC | SVTS3466C | Springvale 34 (CitiPower) 66 kV | Citipower | Summer | Coincident_unreconciled | 2030 | POE50 | -4.4982 | NA | VIC Springvale 34 (CitiPower) 66 kV |  |  | FALSE | #N/A | #N/A | #N/A | #N/A | #N/A | #N/A | #N/A | #N/A | #N/A | #N/A
TRUE | VIC | SVTS3466C | Springvale 34 (CitiPower) 66 kV | Citipower | Summer | Coincident_unreconciled | 2030 | POE90 | -4.76 | NA | VIC Springvale 34 (CitiPower) 66 kV |  |  | FALSE | #N/A | #N/A | #N/A | #N/A | #N/A | #N/A | #N/A | #N/A | #N/A | #N/A
TRUE | VIC | SVTS3466C | Springvale 34 (CitiPower) 66 kV | Citipower | Summer | Non-coincident | 2030 | POE50 | -4.4982 | 30.5089 | VIC Springvale 34 (CitiPower) 66 kV |  |  | FALSE | #N/A | #N/A | #N/A | #N/A | #N/A | #N/A | #N/A | #N/A | #N/A | #N/A
TRUE | VIC | SVTS3466C | Springvale 34 (CitiPower) 66 kV | Citipower | Summer | Non-coincident | 2030 | POE90 | -4.76 | NA | VIC Springvale 34 (CitiPower) 66 kV |  |  | FALSE | #N/A | #N/A | #N/A | #N/A | #N/A | #N/A | #N/A | #N/A | #N/A | #N/A
TRUE | VIC | SVTS3466C | Springvale 34 (CitiPower) 66 kV | Citipower | Summer | Coincident_unreconciled | 2031 | POE50 | -5.3566 | NA | VIC Springvale 34 (CitiPower) 66 kV |  |  | FALSE | #N/A | #N/A | #N/A | #N/A | #N/A | #N/A | #N/A | #N/A | #N/A | #N/A
TRUE | VIC | SVTS3466C | Springvale 34 (CitiPower) 66 kV | Citipower | Summer | Coincident_unreconciled | 2031 | POE90 | -5.6192 | NA | VIC Springvale 34 (CitiPower) 66 kV |  |  | FALSE | #N/A | #N/A | #N/A | #N/A | #N/A | #N/A | #N/A | #N/A | #N/A | #N/A
TRUE | VIC | SVTS3466C | Springvale 34 (CitiPower) 66 kV | Citipower | Summer | Non-coincident | 2031 | POE50 | -5.3566 | 30.5223 | VIC Springvale 34 (CitiPower) 66 kV |  |  | FALSE | #N/A | #N/A | #N/A | #N/A | #N/A | #N/A | #N/A | #N/A | #N/A | #N/A
TRUE | VIC | SVTS3466C | Springvale 34 (CitiPower) 66 kV | Citipower | Summer | Non-coincident | 2031 | POE90 | -5.6192 | NA | VIC Springvale 34 (CitiPower) 66 kV |  |  | FALSE | #N/A | #N/A | #N/A | #N/A | #N/A | #N/A | #N/A | #N/A | #N/A | #N/A
TRUE | VIC | SVTS3466C | Springvale 34 (CitiPower) 66 kV | Citipower | Summer | Coincident_unreconciled | 2032 | POE50 | -6.0037 | NA | VIC Springvale 34 (CitiPower) 66 kV |  |  | FALSE | #N/A | #N/A | #N/A | #N/A | #N/A | #N/A | #N/A | #N/A | #N/A | #N/A
TRUE | VIC | SVTS3466C | Springvale 34 (CitiPower) 66 kV | Citipower | Summer | Coincident_unreconciled | 2032 | POE90 | -6.267 | NA | VIC Springvale 34 (CitiPower) 66 kV |  |  | FALSE | #N/A | #N/A | #N/A | #N/A | #N/A | #N/A | #N/A | #N/A | #N/A | #N/A
TRUE | VIC | SVTS3466C | Springvale 34 (CitiPower) 66 kV | Citipower | Summer | Non-coincident | 2032 | POE50 | -6.0037 | 30.5831 | VIC Springvale 34 (CitiPower) 66 kV |  |  | FALSE | #N/A | #N/A | #N/A | #N/A | #N/A | #N/A | #N/A | #N/A | #N/A | #N/A
TRUE | VIC | SVTS3466C | Springvale 34 (CitiPower) 66 kV | Citipower | Summer | Non-coincident | 2032 | POE90 | -6.267 | NA | VIC Springvale 34 (CitiPower) 66 kV |  |  | FALSE | #N/A | #N/A | #N/A | #N/A | #N/A | #N/A | #N/A | #N/A | #N/A | #N/A
TRUE | VIC | SVTS3466C | Springvale 34 (CitiPower) 66 kV | Citipower | Summer | Coincident_unreconciled | 2033 | POE50 | -6.4838 | NA | VIC Springvale 34 (CitiPower) 66 kV |  |  | FALSE | #N/A | #N/A | #N/A | #N/A | #N/A | #N/A | #N/A | #N/A | #N/A | #N/A
TRUE | VIC | SVTS3466C | Springvale 34 (CitiPower) 66 kV | Citipower | Summer | Coincident_unreconciled | 2033 | POE90 | -6.7478 | NA | VIC Springvale 34 (CitiPower) 66 kV |  |  | FALSE | #N/A | #N/A | #N/A | #N/A | #N/A | #N/A | #N/A | #N/A | #N/A | #N/A
TRUE | VIC | SVTS3466C | Springvale 34 (CitiPower) 66 kV | Citipower | Summer | Non-coincident | 2033 | POE50 | -6.4838 | 30.6782 | VIC Springvale 34 (CitiPower) 66 kV |  |  | FALSE | #N/A | #N/A | #N/A | #N/A | #N/A | #N/A | #N/A | #N/A | #N/A | #N/A
TRUE | VIC | SVTS3466C | Springvale 34 (CitiPower) 66 kV | Citipower | Summer | Non-coincident | 2033 | POE90 | -6.7478 | NA | VIC Springvale 34 (CitiPower) 66 kV |  |  | FALSE | #N/A | #N/A | #N/A | #N/A | #N/A | #N/A | #N/A | #N/A | #N/A | #N/A
TRUE | VIC | SVTS3466C | Springvale 34 (CitiPower) 66 kV | Citipower | Summer | Coincident_unreconciled | 2034 | POE50 | -6.9529 | NA | VIC Springvale 34 (CitiPower) 66 kV |  |  | FALSE | #N/A | #N/A | #N/A | #N/A | #N/A | #N/A | #N/A | #N/A | #N/A | #N/A
TRUE | VIC | SVTS3466C | Springvale 34 (CitiPower) 66 kV | Citipower | Summer | Coincident_unreconciled | 2034 | POE90 | -7.2177 | NA | VIC Springvale 34 (CitiPower) 66 kV |  |  | FALSE | #N/A | #N/A | #N/A | #N/A | #N/A | #N/A | #N/A | #N/A | #N/A | #N/A
TRUE | VIC | SVTS3466C | Springvale 34 (CitiPower) 66 kV | Citipower | Summer | Non-coincident | 2034 | POE50 | -6.9529 | 30.7781 | VIC Springvale 34 (CitiPower) 66 kV |  |  | FALSE | #N/A | #N/A | #N/A | #N/A | #N/A | #N/A | #N/A | #N/A | #N/A | #N/A
TRUE | VIC | SVTS3466C | Springvale 34 (CitiPower) 66 kV | Citipower | Summer | Non-coincident | 2034 | POE90 | -7.2177 | NA | VIC Springvale 34 (CitiPower) 66 kV |  |  | FALSE | #N/A | #N/A | #N/A | #N/A | #N/A | #N/A | #N/A | #N/A | #N/A | #N/A
TRUE | VIC | SVTS3466C | Springvale 34 (CitiPower) 66 kV | Citipower | Summer | Coincident_unreconciled | 2035 | POE50 | -7.4771 | NA | VIC Springvale 34 (CitiPower) 66 kV |  |  | FALSE | #N/A | #N/A | #N/A | #N/A | #N/A | #N/A | #N/A | #N/A | #N/A | #N/A
TRUE | VIC | SVTS3466C | Springvale 34 (CitiPower) 66 kV | Citipower | Summer | Coincident_unreconciled | 2035 | POE90 | -7.7425 | NA | VIC Springvale 34 (CitiPower) 66 kV |  |  | FALSE | #N/A | #N/A | #N/A | #N/A | #N/A | #N/A | #N/A | #N/A | #N/A | #N/A
TRUE | VIC | SVTS3466C | Springvale 34 (CitiPower) 66 kV | Citipower | Summer | Non-coincident | 2035 | POE50 | -7.4771 | 30.87 | VIC Springvale 34 (CitiPower) 66 kV |  |  | FALSE | #N/A | #N/A | #N/A | #N/A | #N/A | #N/A | #N/A | #N/A | #N/A | #N/A
TRUE | VIC | SVTS3466C | Springvale 34 (CitiPower) 66 kV | Citipower | Summer | Non-coincident | 2035 | POE90 | -7.7425 | NA | VIC Springvale 34 (CitiPower) 66 kV |  |  | FALSE | #N/A | #N/A | #N/A | #N/A | #N/A | #N/A | #N/A | #N/A | #N/A | #N/A
TRUE | VIC | SVTS3466C | Springvale 34 (CitiPower) 66 kV | Citipower | Summer | Non-coincident | 2025 | BASEYEARPOE10 | NA | 35.0834 | VIC Springvale 34 (CitiPower) 66 kV |  |  | FALSE | #N/A | #N/A | #N/A | #N/A | #N/A | #N/A | #N/A | #N/A | #N/A | #N/A
TRUE | VIC | SVTS3466C | Springvale 34 (CitiPower) 66 kV | Citipower | Summer | Coincident | 2026 | POE10 | NA | 31.418 | VIC Springvale 34 (CitiPower) 66 kV |  |  | FALSE | #N/A | #N/A | #N/A | #N/A | #N/A | #N/A | #N/A | #N/A | #N/A | #N/A
TRUE | VIC | SVTS3466C | Springvale 34 (CitiPower) 66 kV | Citipower | Summer | Coincident | 2026 | POE50 | NA | 28.1443 | VIC Springvale 34 (CitiPower) 66 kV |  |  | FALSE | #N/A | #N/A | #N/A | #N/A | #N/A | #N/A | #N/A | #N/A | #N/A | #N/A
TRUE | VIC | SVTS3466C | Springvale 34 (CitiPower) 66 kV | Citipower | Summer | Non-coincident | 2026 | POE10 | NA | 35.2219 | VIC Springvale 34 (CitiPower) 66 kV |  |  | FALSE | #N/A | #N/A | #N/A | #N/A | #N/A | #N/A | #N/A | #N/A | #N/A | #N/A
TRUE | VIC | SVTS3466C | Springvale 34 (CitiPower) 66 kV | Citipower | Summer | Coincident | 2027 | POE10 | NA | 30.5503 | VIC Springvale 34 (CitiPower) 66 kV |  |  | FALSE | #N/A | #N/A | #N/A | #N/A | #N/A | #N/A | #N/A | #N/A | #N/A | #N/A
TRUE | VIC | SVTS3466C | Springvale 34 (CitiPower) 66 kV | Citipower | Summer | Coincident | 2027 | POE50 | NA | 27.1628 | VIC Springvale 34 (CitiPower) 66 kV |  |  | FALSE | #N/A | #N/A | #N/A | #N/A | #N/A | #N/A | #N/A | #N/A | #N/A | #N/A
TRUE | VIC | SVTS3466C | Springvale 34 (CitiPower) 66 kV | Citipower | Summer | Non-coincident | 2027 | POE10 | NA | 35.1754 | VIC Springvale 34 (CitiPower) 66 kV |  |  | FALSE | #N/A | #N/A | #N/A | #N/A | #N/A | #N/A | #N/A | #N/A | #N/A | #N/A
TRUE | VIC | SVTS3466C | Springvale 34 (CitiPower) 66 kV | Citipower | Summer | Coincident | 2028 | POE10 | NA | 29.7962 | VIC Springvale 34 (CitiPower) 66 kV |  |  | FALSE | #N/A | #N/A | #N/A | #N/A | #N/A | #N/A | #N/A | #N/A | #N/A | #N/A
TRUE | VIC | SVTS3466C | Springvale 34 (CitiPower) 66 kV | Citipower | Summer | Coincident | 2028 | POE50 | NA | 26.2801 | VIC Springvale 34 (CitiPower) 66 kV |  |  | FALSE | #N/A | #N/A | #N/A | #N/A | #N/A | #N/A | #N/A | #N/A | #N/A | #N/A
TRUE | VIC | SVTS3466C | Springvale 34 (CitiPower) 66 kV | Citipower | Summer | Non-coincident | 2028 | POE10 | NA | 35.1509 | VIC Springvale 34 (CitiPower) 66 kV |  |  | FALSE | #N/A | #N/A | #N/A | #N/A | #N/A | #N/A | #N/A | #N/A | #N/A | #N/A
TRUE | VIC | SVTS3466C | Springvale 34 (CitiPower) 66 kV | Citipower | Summer | Coincident | 2029 | POE10 | NA | 29.2644 | VIC Springvale 34 (CitiPower) 66 kV |  |  | FALSE | #N/A | #N/A | #N/A | #N/A | #N/A | #N/A | #N/A | #N/A | #N/A | #N/A
TRUE | VIC | SVTS3466C | Springvale 34 (CitiPower) 66 kV | Citipower | Summer | Coincident | 2029 | POE50 | NA | 25.8161 | VIC Springvale 34 (CitiPower) 66 kV |  |  | FALSE | #N/A | #N/A | #N/A | #N/A | #N/A | #N/A | #N/A | #N/A | #N/A | #N/A
TRUE | VIC | SVTS3466C | Springvale 34 (CitiPower) 66 kV | Citipower | Summer | Non-coincident | 2029 | POE10 | NA | 35.1507 | VIC Springvale 34 (CitiPower) 66 kV |  |  | FALSE | #N/A | #N/A | #N/A | #N/A | #N/A | #N/A | #N/A | #N/A | #N/A | #N/A
TRUE | VIC | SVTS3466C | Springvale 34 (CitiPower) 66 kV | Citipower | Summer | Coincident | 2030 | POE10 | NA | 28.8542 | VIC Springvale 34 (CitiPower) 66 kV |  |  | FALSE | #N/A | #N/A | #N/A | #N/A | #N/A | #N/A | #N/A | #N/A | #N/A | #N/A
TRUE | VIC | SVTS3466C | Springvale 34 (CitiPower) 66 kV | Citipower | Summer | Coincident | 2030 | POE50 | NA | 25.3667 | VIC Springvale 34 (CitiPower) 66 kV |  |  | FALSE | #N/A | #N/A | #N/A | #N/A | #N/A | #N/A | #N/A | #N/A | #N/A | #N/A
TRUE | VIC | SVTS3466C | Springvale 34 (CitiPower) 66 kV | Citipower | Summer | Non-coincident | 2030 | POE10 | NA | 35.1754 | VIC Springvale 34 (CitiPower) 66 kV |  |  | FALSE | #N/A | #N/A | #N/A | #N/A | #N/A | #N/A | #N/A | #N/A | #N/A | #N/A
TRUE | VIC | SVTS3466C | Springvale 34 (CitiPower) 66 kV | Citipower | Summer | Coincident | 2031 | POE10 | NA | 28.1435 | VIC Springvale 34 (CitiPower) 66 kV |  |  | FALSE | #N/A | #N/A | #N/A | #N/A | #N/A | #N/A | #N/A | #N/A | #N/A | #N/A
TRUE | VIC | SVTS3466C | Springvale 34 (CitiPower) 66 kV | Citipower | Summer | Coincident | 2031 | POE50 | NA | 24.8539 | VIC Springvale 34 (CitiPower) 66 kV |  |  | FALSE | #N/A | #N/A | #N/A | #N/A | #N/A | #N/A | #N/A | #N/A | #N/A | #N/A
TRUE | VIC | SVTS3466C | Springvale 34 (CitiPower) 66 kV | Citipower | Summer | Non-coincident | 2031 | POE10 | NA | 35.2019 | VIC Springvale 34 (CitiPower) 66 kV |  |  | FALSE | #N/A | #N/A | #N/A | #N/A | #N/A | #N/A | #N/A | #N/A | #N/A | #N/A
TRUE | VIC | SVTS3466C | Springvale 34 (CitiPower) 66 kV | Citipower | Summer | Coincident | 2032 | POE10 | NA | 27.3601 | VIC Springvale 34 (CitiPower) 66 kV |  |  | FALSE | #N/A | #N/A | #N/A | #N/A | #N/A | #N/A | #N/A | #N/A | #N/A | #N/A
TRUE | VIC | SVTS3466C | Springvale 34 (CitiPower) 66 kV | Citipower | Summer | Coincident | 2032 | POE50 | NA | 24.1104 | VIC Springvale 34 (CitiPower) 66 kV |  |  | FALSE | #N/A | #N/A | #N/A | #N/A | #N/A | #N/A | #N/A | #N/A | #N/A | #N/A
TRUE | VIC | SVTS3466C | Springvale 34 (CitiPower) 66 kV | Citipower | Summer | Non-coincident | 2032 | POE10 | NA | 35.2756 | VIC Springvale 34 (CitiPower) 66 kV |  |  | FALSE | #N/A | #N/A | #N/A | #N/A | #N/A | #N/A | #N/A | #N/A | #N/A | #N/A
TRUE | VIC | SVTS3466C | Springvale 34 (CitiPower) 66 kV | Citipower | Summer | Coincident | 2033 | POE10 | NA | 26.8009 | VIC Springvale 34 (CitiPower) 66 kV |  |  | FALSE | #N/A | #N/A | #N/A | #N/A | #N/A | #N/A | #N/A | #N/A | #N/A | #N/A
TRUE | VIC | SVTS3466C | Springvale 34 (CitiPower) 66 kV | Citipower | Summer | Coincident | 2033 | POE50 | NA | 23.398 | VIC Springvale 34 (CitiPower) 66 kV |  |  | FALSE | #N/A | #N/A | #N/A | #N/A | #N/A | #N/A | #N/A | #N/A | #N/A | #N/A
TRUE | VIC | SVTS3466C | Springvale 34 (CitiPower) 66 kV | Citipower | Summer | Non-coincident | 2033 | POE10 | NA | 35.3834 | VIC Springvale 34 (CitiPower) 66 kV |  |  | FALSE | #N/A | #N/A | #N/A | #N/A | #N/A | #N/A | #N/A | #N/A | #N/A | #N/A
TRUE | VIC | SVTS3466C | Springvale 34 (CitiPower) 66 kV | Citipower | Summer | Coincident | 2034 | POE10 | NA | 26.607 | VIC Springvale 34 (CitiPower) 66 kV |  |  | FALSE | #N/A | #N/A | #N/A | #N/A | #N/A | #N/A | #N/A | #N/A | #N/A | #N/A
TRUE | VIC | SVTS3466C | Springvale 34 (CitiPower) 66 kV | Citipower | Summer | Coincident | 2034 | POE50 | NA | 23.2532 | VIC Springvale 34 (CitiPower) 66 kV |  |  | FALSE | #N/A | #N/A | #N/A | #N/A | #N/A | #N/A | #N/A | #N/A | #N/A | #N/A
TRUE | VIC | SVTS3466C | Springvale 34 (CitiPower) 66 kV | Citipower | Summer | Non-coincident | 2034 | POE10 | NA | 35.4959 | VIC Springvale 34 (CitiPower) 66 kV |  |  | FALSE | #N/A | #N/A | #N/A | #N/A | #N/A | #N/A | #N/A | #N/A | #N/A | #N/A
TRUE | VIC | SVTS3466C | Springvale 34 (CitiPower) 66 kV | Citipower | Summer | Coincident | 2035 | POE10 | NA | 26.5212 | VIC Springvale 34 (CitiPower) 66 kV |  |  | FALSE | #N/A | #N/A | #N/A | #N/A | #N/A | #N/A | #N/A | #N/A | #N/A | #N/A
TRUE | VIC | SVTS3466C | Springvale 34 (CitiPower) 66 kV | Citipower | Summer | Coincident | 2035 | POE50 | NA | 23.1813 | VIC Springvale 34 (CitiPower) 66 kV |  |  | FALSE | #N/A | #N/A | #N/A | #N/A | #N/A | #N/A | #N/A | #N/A | #N/A | #N/A
TRUE | VIC | SVTS3466C | Springvale 34 (CitiPower) 66 kV | Citipower | Summer | Non-coincident | 2035 | POE10 | NA | 35.6004 | VIC Springvale 34 (CitiPower) 66 kV |  |  | FALSE | #N/A | #N/A | #N/A | #N/A | #N/A | #N/A | #N/A | #N/A | #N/A | #N/A
TRUE | VIC | SVTS3466C | Springvale 34 (CitiPower) 66 kV | Citipower | Winter | Coincident | 2018 | ACTUAL_OPG | NA | 18.0061 | VIC Springvale 34 (CitiPower) 66 kV |  |  | FALSE | #N/A | #N/A | #N/A | #N/A | #N/A | #N/A | #N/A | #N/A | #N/A | #N/A
TRUE | VIC | SVTS3466C | Springvale 34 (CitiPower) 66 kV | Citipower | Winter | Coincident | 2018 | ACTUAL_RAW | NA | 18.0061 | VIC Springvale 34 (CitiPower) 66 kV |  |  | FALSE | #N/A | #N/A | #N/A | #N/A | #N/A | #N/A | #N/A | #N/A | #N/A | #N/A
TRUE | VIC | SVTS3466C | Springvale 34 (CitiPower) 66 kV | Citipower | Winter | Non-coincident | 2018 | ACTUAL_RAW | NA | 19.1792 | VIC Springvale 34 (CitiPower) 66 kV |  |  | FALSE | #N/A | #N/A | #N/A | #N/A | #N/A | #N/A | #N/A | #N/A | #N/A | #N/A
TRUE | VIC | SVTS3466C | Springvale 34 (CitiPower) 66 kV | Citipower | Winter | Non-coincident | 2018 | ACTUAL_OPG | NA | 19.1792 | VIC Springvale 34 (CitiPower) 66 kV |  |  | FALSE | #N/A | #N/A | #N/A | #N/A | #N/A | #N/A | #N/A | #N/A | #N/A | #N/A
TRUE | VIC | SVTS3466C | Springvale 34 (CitiPower) 66 kV | Citipower | Winter | Non-coincident | 2018 | ACTUAL_ADJUSTEDOPG | NA | 19.1792 | VIC Springvale 34 (CitiPower) 66 kV |  |  | FALSE | #N/A | #N/A | #N/A | #N/A | #N/A | #N/A | #N/A | #N/A | #N/A | #N/A
TRUE | VIC | SVTS3466C | Springvale 34 (CitiPower) 66 kV | Citipower | Winter | Coincident | 2019 | ACTUAL_OPG | NA | 18.9869 | VIC Springvale 34 (CitiPower) 66 kV |  |  | FALSE | #N/A | #N/A | #N/A | #N/A | #N/A | #N/A | #N/A | #N/A | #N/A | #N/A
TRUE | VIC | SVTS3466C | Springvale 34 (CitiPower) 66 kV | Citipower | Winter | Coincident | 2019 | ACTUAL_RAW | NA | 18.9869 | VIC Springvale 34 (CitiPower) 66 kV |  |  | FALSE | #N/A | #N/A | #N/A | #N/A | #N/A | #N/A | #N/A | #N/A | #N/A | #N/A
TRUE | VIC | SVTS3466C | Springvale 34 (CitiPower) 66 kV | Citipower | Winter | Non-coincident | 2019 | ACTUAL_RAW | NA | 19.3427 | VIC Springvale 34 (CitiPower) 66 kV |  |  | FALSE | #N/A | #N/A | #N/A | #N/A | #N/A | #N/A | #N/A | #N/A | #N/A | #N/A
TRUE | VIC | SVTS3466C | Springvale 34 (CitiPower) 66 kV | Citipower | Winter | Non-coincident | 2019 | ACTUAL_OPG | NA | 19.3427 | VIC Springvale 34 (CitiPower) 66 kV |  |  | FALSE | #N/A | #N/A | #N/A | #N/A | #N/A | #N/A | #N/A | #N/A | #N/A | #N/A
TRUE | VIC | SVTS3466C | Springvale 34 (CitiPower) 66 kV | Citipower | Winter | Non-coincident | 2019 | ACTUAL_ADJUSTEDOPG | NA | 19.3427 | VIC Springvale 34 (CitiPower) 66 kV |  |  | FALSE | #N/A | #N/A | #N/A | #N/A | #N/A | #N/A | #N/A | #N/A | #N/A | #N/A
TRUE | VIC | SVTS3466C | Springvale 34 (CitiPower) 66 kV | Citipower | Winter | Coincident | 2020 | ACTUAL_OPG | NA | 21.1604 | VIC Springvale 34 (CitiPower) 66 kV |  |  | FALSE | #N/A | #N/A | #N/A | #N/A | #N/A | #N/A | #N/A | #N/A | #N/A | #N/A
TRUE | VIC | SVTS3466C | Springvale 34 (CitiPower) 66 kV | Citipower | Winter | Coincident | 2020 | ACTUAL_RAW | NA | 21.1604 | VIC Springvale 34 (CitiPower) 66 kV |  |  | FALSE | #N/A | #N/A | #N/A | #N/A | #N/A | #N/A | #N/A | #N/A | #N/A | #N/A
TRUE | VIC | SVTS3466C | Springvale 34 (CitiPower) 66 kV | Citipower | Winter | Non-coincident | 2020 | ACTUAL_RAW | NA | 21.1604 | VIC Springvale 34 (CitiPower) 66 kV |  |  | FALSE | #N/A | #N/A | #N/A | #N/A | #N/A | #N/A | #N/A | #N/A | #N/A | #N/A
TRUE | VIC | SVTS3466C | Springvale 34 (CitiPower) 66 kV | Citipower | Winter | Non-coincident | 2020 | ACTUAL_OPG | NA | 21.1604 | VIC Springvale 34 (CitiPower) 66 kV |  |  | FALSE | #N/A | #N/A | #N/A | #N/A | #N/A | #N/A | #N/A | #N/A | #N/A | #N/A
TRUE | VIC | SVTS3466C | Springvale 34 (CitiPower) 66 kV | Citipower | Winter | Non-coincident | 2020 | ACTUAL_ADJUSTEDOPG | NA | 21.1604 | VIC Springvale 34 (CitiPower) 66 kV |  |  | FALSE | #N/A | #N/A | #N/A | #N/A | #N/A | #N/A | #N/A | #N/A | #N/A | #N/A
TRUE | VIC | SVTS3466C | Springvale 34 (CitiPower) 66 kV | Citipower | Winter | Coincident | 2021 | ACTUAL_OPG | NA | 19.5867 | VIC Springvale 34 (CitiPower) 66 kV |  |  | FALSE | #N/A | #N/A | #N/A | #N/A | #N/A | #N/A | #N/A | #N/A | #N/A | #N/A
TRUE | VIC | SVTS3466C | Springvale 34 (CitiPower) 66 kV | Citipower | Winter | Coincident | 2021 | ACTUAL_RAW | NA | 19.5867 | VIC Springvale 34 (CitiPower) 66 kV |  |  | FALSE | #N/A | #N/A | #N/A | #N/A | #N/A | #N/A | #N/A | #N/A | #N/A | #N/A
TRUE | VIC | SVTS3466C | Springvale 34 (CitiPower) 66 kV | Citipower | Winter | Non-coincident | 2021 | ACTUAL_RAW | NA | 20.1446 | VIC Springvale 34 (CitiPower) 66 kV |  |  | FALSE | #N/A | #N/A | #N/A | #N/A | #N/A | #N/A | #N/A | #N/A | #N/A | #N/A
TRUE | VIC | SVTS3466C | Springvale 34 (CitiPower) 66 kV | Citipower | Winter | Non-coincident | 2021 | ACTUAL_OPG | NA | 20.1446 | VIC Springvale 34 (CitiPower) 66 kV |  |  | FALSE | #N/A | #N/A | #N/A | #N/A | #N/A | #N/A | #N/A | #N/A | #N/A | #N/A
TRUE | VIC | SVTS3466C | Springvale 34 (CitiPower) 66 kV | Citipower | Winter | Non-coincident | 2021 | ACTUAL_ADJUSTEDOPG | NA | 20.1446 | VIC Springvale 34 (CitiPower) 66 kV |  |  | FALSE | #N/A | #N/A | #N/A | #N/A | #N/A | #N/A | #N/A | #N/A | #N/A | #N/A
TRUE | VIC | SVTS3466C | Springvale 34 (CitiPower) 66 kV | Citipower | Winter | Coincident | 2022 | ACTUAL_OPG | NA | 18.7612 | VIC Springvale 34 (CitiPower) 66 kV |  |  | FALSE | #N/A | #N/A | #N/A | #N/A | #N/A | #N/A | #N/A | #N/A | #N/A | #N/A
TRUE | VIC | SVTS3466C | Springvale 34 (CitiPower) 66 kV | Citipower | Winter | Coincident | 2022 | ACTUAL_RAW | NA | 18.7612 | VIC Springvale 34 (CitiPower) 66 kV |  |  | FALSE | #N/A | #N/A | #N/A | #N/A | #N/A | #N/A | #N/A | #N/A | #N/A | #N/A
TRUE | VIC | SVTS3466C | Springvale 34 (CitiPower) 66 kV | Citipower | Winter | Non-coincident | 2022 | ACTUAL_RAW | NA | 19.4137 | VIC Springvale 34 (CitiPower) 66 kV |  |  | FALSE | #N/A | #N/A | #N/A | #N/A | #N/A | #N/A | #N/A | #N/A | #N/A | #N/A
TRUE | VIC | SVTS3466C | Springvale 34 (CitiPower) 66 kV | Citipower | Winter | Non-coincident | 2022 | ACTUAL_OPG | NA | 19.4137 | VIC Springvale 34 (CitiPower) 66 kV |  |  | FALSE | #N/A | #N/A | #N/A | #N/A | #N/A | #N/A | #N/A | #N/A | #N/A | #N/A
TRUE | VIC | SVTS3466C | Springvale 34 (CitiPower) 66 kV | Citipower | Winter | Non-coincident | 2022 | ACTUAL_ADJUSTEDOPG | NA | 19.4137 | VIC Springvale 34 (CitiPower) 66 kV |  |  | FALSE | #N/A | #N/A | #N/A | #N/A | #N/A | #N/A | #N/A | #N/A | #N/A | #N/A
TRUE | VIC | SVTS3466C | Springvale 34 (CitiPower) 66 kV | Citipower | Winter | Coincident | 2023 | ACTUAL_OPG | NA | 19.4163 | VIC Springvale 34 (CitiPower) 66 kV |  |  | FALSE | #N/A | #N/A | #N/A | #N/A | #N/A | #N/A | #N/A | #N/A | #N/A | #N/A
TRUE | VIC | SVTS3466C | Springvale 34 (CitiPower) 66 kV | Citipower | Winter | Coincident | 2023 | ACTUAL_RAW | NA | 19.4163 | VIC Springvale 34 (CitiPower) 66 kV |  |  | FALSE | #N/A | #N/A | #N/A | #N/A | #N/A | #N/A | #N/A | #N/A | #N/A | #N/A
TRUE | VIC | SVTS3466C | Springvale 34 (CitiPower) 66 kV | Citipower | Winter | Non-coincident | 2023 | ACTUAL_RAW | NA | 20.4377 | VIC Springvale 34 (CitiPower) 66 kV |  |  | FALSE | #N/A | #N/A | #N/A | #N/A | #N/A | #N/A | #N/A | #N/A | #N/A | #N/A
TRUE | VIC | SVTS3466C | Springvale 34 (CitiPower) 66 kV | Citipower | Winter | Non-coincident | 2023 | ACTUAL_OPG | NA | 20.4377 | VIC Springvale 34 (CitiPower) 66 kV |  |  | FALSE | #N/A | #N/A | #N/A | #N/A | #N/A | #N/A | #N/A | #N/A | #N/A | #N/A
TRUE | VIC | SVTS3466C | Springvale 34 (CitiPower) 66 kV | Citipower | Winter | Non-coincident | 2023 | ACTUAL_ADJUSTEDOPG | NA | 20.4377 | VIC Springvale 34 (CitiPower) 66 kV |  |  | FALSE | #N/A | #N/A | #N/A | #N/A | #N/A | #N/A | #N/A | #N/A | #N/A | #N/A
TRUE | VIC | SVTS3466C | Springvale 34 (CitiPower) 66 kV | Citipower | Winter | Coincident | 2024 | ACTUAL_OPG | NA | 21.9722 | VIC Springvale 34 (CitiPower) 66 kV |  |  | FALSE | #N/A | #N/A | #N/A | #N/A | #N/A | #N/A | #N/A | #N/A | #N/A | #N/A
TRUE | VIC | SVTS3466C | Springvale 34 (CitiPower) 66 kV | Citipower | Winter | Coincident | 2024 | ACTUAL_RAW | NA | 21.9722 | VIC Springvale 34 (CitiPower) 66 kV |  |  | FALSE | #N/A | #N/A | #N/A | #N/A | #N/A | #N/A | #N/A | #N/A | #N/A | #N/A
TRUE | VIC | SVTS3466C | Springvale 34 (CitiPower) 66 kV | Citipower | Winter | Non-coincident | 2024 | ACTUAL_RAW | NA | 22.4069 | VIC Springvale 34 (CitiPower) 66 kV |  |  | FALSE | #N/A | #N/A | #N/A | #N/A | #N/A | #N/A | #N/A | #N/A | #N/A | #N/A
TRUE | VIC | SVTS3466C | Springvale 34 (CitiPower) 66 kV | Citipower | Winter | Non-coincident | 2024 | ACTUAL_OPG | NA | 22.4069 | VIC Springvale 34 (CitiPower) 66 kV |  |  | FALSE | #N/A | #N/A | #N/A | #N/A | #N/A | #N/A | #N/A | #N/A | #N/A | #N/A
TRUE | VIC | SVTS3466C | Springvale 34 (CitiPower) 66 kV | Citipower | Winter | Non-coincident | 2024 | ACTUAL_ADJUSTEDOPG | NA | 22.4069 | VIC Springvale 34 (CitiPower) 66 kV |  |  | FALSE | #N/A | #N/A | #N/A | #N/A | #N/A | #N/A | #N/A | #N/A | #N/A | #N/A
TRUE | VIC | SVTS3466C | Springvale 34 (CitiPower) 66 kV | Citipower | Winter | Coincident | 2025 | POE10 | NA | 20.0121 | VIC Springvale 34 (CitiPower) 66 kV |  |  | FALSE | #N/A | #N/A | #N/A | #N/A | #N/A | #N/A | #N/A | #N/A | #N/A | #N/A
TRUE | VIC | SVTS3466C | Springvale 34 (CitiPower) 66 kV | Citipower | Winter | Coincident | 2025 | POE50 | NA | 19.5949 | VIC Springvale 34 (CitiPower) 66 kV |  |  | FALSE | #N/A | #N/A | #N/A | #N/A | #N/A | #N/A | #N/A | #N/A | #N/A | #N/A
TRUE | VIC | SVTS3466C | Springvale 34 (CitiPower) 66 kV | Citipower | Winter | Non-coincident | 2025 | ACTUAL_RAW | NA | 22.737 | VIC Springvale 34 (CitiPower) 66 kV |  |  | FALSE | #N/A | #N/A | #N/A | #N/A | #N/A | #N/A | #N/A | #N/A | #N/A | #N/A
TRUE | VIC | SVTS3466C | Springvale 34 (CitiPower) 66 kV | Citipower | Winter | Non-coincident | 2025 | ACTUAL_ADJUSTEDOPG | NA | 22.737 | VIC Springvale 34 (CitiPower) 66 kV |  |  | FALSE | #N/A | #N/A | #N/A | #N/A | #N/A | #N/A | #N/A | #N/A | #N/A | #N/A
TRUE | VIC | SVTS3466C | Springvale 34 (CitiPower) 66 kV | Citipower | Winter | Non-coincident | 2025 | BASEYEARPOE50 | NA | 21.0194 | VIC Springvale 34 (CitiPower) 66 kV |  |  | FALSE | #N/A | #N/A | #N/A | #N/A | #N/A | #N/A | #N/A | #N/A | #N/A | #N/A
TRUE | VIC | SVTS3466C | Springvale 34 (CitiPower) 66 kV | Citipower | Winter | Non-coincident | 2025 | BASEYEARPOE10 | NA | 21.6504 | VIC Springvale 34 (CitiPower) 66 kV |  |  | FALSE | #N/A | #N/A | #N/A | #N/A | #N/A | #N/A | #N/A | #N/A | #N/A | #N/A
TRUE | VIC | SVTS3466C | Springvale 34 (CitiPower) 66 kV | Citipower | Winter | Non-coincident | 2025 | POE10 | NA | 21.6857 | VIC Springvale 34 (CitiPower) 66 kV |  |  | FALSE | #N/A | #N/A | #N/A | #N/A | #N/A | #N/A | #N/A | #N/A | #N/A | #N/A
TRUE | VIC | SVTS3466C | Springvale 34 (CitiPower) 66 kV | Citipower | Winter | Non-coincident | 2025 | POE50 | NA | 21.0529 | VIC Springvale 34 (CitiPower) 66 kV |  |  | FALSE | #N/A | #N/A | #N/A | #N/A | #N/A | #N/A | #N/A | #N/A | #N/A | #N/A
TRUE | VIC | SVTS3466C | Springvale 34 (CitiPower) 66 kV | Citipower | Winter | Coincident | 2026 | POE10 | NA | 19.3711 | VIC Springvale 34 (CitiPower) 66 kV |  |  | FALSE | #N/A | #N/A | #N/A | #N/A | #N/A | #N/A | #N/A | #N/A | #N/A | #N/A
TRUE | VIC | SVTS3466C | Springvale 34 (CitiPower) 66 kV | Citipower | Winter | Coincident | 2026 | POE50 | NA | 18.9323 | VIC Springvale 34 (CitiPower) 66 kV |  |  | FALSE | #N/A | #N/A | #N/A | #N/A | #N/A | #N/A | #N/A | #N/A | #N/A | #N/A
TRUE | VIC | SVTS3466C | Springvale 34 (CitiPower) 66 kV | Citipower | Winter | Non-coincident | 2026 | POE10 | NA | 21.7873 | VIC Springvale 34 (CitiPower) 66 kV |  |  | FALSE | #N/A | #N/A | #N/A | #N/A | #N/A | #N/A | #N/A | #N/A | #N/A | #N/A
TRUE | VIC | SVTS3466C | Springvale 34 (CitiPower) 66 kV | Citipower | Winter | Non-coincident | 2026 | POE50 | NA | 21.152 | VIC Springvale 34 (CitiPower) 66 kV |  |  | FALSE | #N/A | #N/A | #N/A | #N/A | #N/A | #N/A | #N/A | #N/A | #N/A | #N/A
TRUE | VIC | SVTS3466C | Springvale 34 (CitiPower) 66 kV | Citipower | Winter | Coincident | 2027 | POE10 | NA | 18.7565 | VIC Springvale 34 (CitiPower) 66 kV |  |  | FALSE | #N/A | #N/A | #N/A | #N/A | #N/A | #N/A | #N/A | #N/A | #N/A | #N/A
TRUE | VIC | SVTS3466C | Springvale 34 (CitiPower) 66 kV | Citipower | Winter | Coincident | 2027 | POE50 | NA | 18.2859 | VIC Springvale 34 (CitiPower) 66 kV |  |  | FALSE | #N/A | #N/A | #N/A | #N/A | #N/A | #N/A | #N/A | #N/A | #N/A | #N/A
TRUE | VIC | SVTS3466C | Springvale 34 (CitiPower) 66 kV | Citipower | Winter | Non-coincident | 2027 | POE10 | NA | 21.8951 | VIC Springvale 34 (CitiPower) 66 kV |  |  | FALSE | #N/A | #N/A | #N/A | #N/A | #N/A | #N/A | #N/A | #N/A | #N/A | #N/A
TRUE | VIC | SVTS3466C | Springvale 34 (CitiPower) 66 kV | Citipower | Winter | Non-coincident | 2027 | POE50 | NA | 21.258 | VIC Springvale 34 (CitiPower) 66 kV |  |  | FALSE | #N/A | #N/A | #N/A | #N/A | #N/A | #N/A | #N/A | #N/A | #N/A | #N/A
TRUE | VIC | SVTS3466C | Springvale 34 (CitiPower) 66 kV | Citipower | Winter | Coincident | 2028 | POE10 | NA | 18.5068 | VIC Springvale 34 (CitiPower) 66 kV |  |  | FALSE | #N/A | #N/A | #N/A | #N/A | #N/A | #N/A | #N/A | #N/A | #N/A | #N/A
TRUE | VIC | SVTS3466C | Springvale 34 (CitiPower) 66 kV | Citipower | Winter | Coincident | 2028 | POE50 | NA | 18.0585 | VIC Springvale 34 (CitiPower) 66 kV |  |  | FALSE | #N/A | #N/A | #N/A | #N/A | #N/A | #N/A | #N/A | #N/A | #N/A | #N/A
TRUE | VIC | SVTS3466C | Springvale 34 (CitiPower) 66 kV | Citipower | Winter | Non-coincident | 2028 | POE10 | NA | 22.0279 | VIC Springvale 34 (CitiPower) 66 kV |  |  | FALSE | #N/A | #N/A | #N/A | #N/A | #N/A | #N/A | #N/A | #N/A | #N/A | #N/A
TRUE | VIC | SVTS3466C | Springvale 34 (CitiPower) 66 kV | Citipower | Winter | Non-coincident | 2028 | POE50 | NA | 21.3889 | VIC Springvale 34 (CitiPower) 66 kV |  |  | FALSE | #N/A | #N/A | #N/A | #N/A | #N/A | #N/A | #N/A | #N/A | #N/A | #N/A
TRUE | VIC | SVTS3466C | Springvale 34 (CitiPower) 66 kV | Citipower | Winter | Coincident | 2029 | POE10 | NA | 18.4104 | VIC Springvale 34 (CitiPower) 66 kV |  |  | FALSE | #N/A | #N/A | #N/A | #N/A | #N/A | #N/A | #N/A | #N/A | #N/A | #N/A
TRUE | VIC | SVTS3466C | Springvale 34 (CitiPower) 66 kV | Citipower | Winter | Coincident | 2029 | POE50 | NA | 17.9729 | VIC Springvale 34 (CitiPower) 66 kV |  |  | FALSE | #N/A | #N/A | #N/A | #N/A | #N/A | #N/A | #N/A | #N/A | #N/A | #N/A
TRUE | VIC | SVTS3466C | Springvale 34 (CitiPower) 66 kV | Citipower | Winter | Non-coincident | 2029 | POE10 | NA | 22.1838 | VIC Springvale 34 (CitiPower) 66 kV |  |  | FALSE | #N/A | #N/A | #N/A | #N/A | #N/A | #N/A | #N/A | #N/A | #N/A | #N/A
TRUE | VIC | SVTS3466C | Springvale 34 (CitiPower) 66 kV | Citipower | Winter | Non-coincident | 2029 | POE50 | NA | 21.5431 | VIC Springvale 34 (CitiPower) 66 kV |  |  | FALSE | #N/A | #N/A | #N/A | #N/A | #N/A | #N/A | #N/A | #N/A | #N/A | #N/A
TRUE | VIC | SVTS3466C | Springvale 34 (CitiPower) 66 kV | Citipower | Winter | Coincident | 2030 | POE10 | NA | 18.2915 | VIC Springvale 34 (CitiPower) 66 kV |  |  | FALSE | #N/A | #N/A | #N/A | #N/A | #N/A | #N/A | #N/A | #N/A | #N/A | #N/A
TRUE | VIC | SVTS3466C | Springvale 34 (CitiPower) 66 kV | Citipower | Winter | Coincident | 2030 | POE50 | NA | 17.8553 | VIC Springvale 34 (CitiPower) 66 kV |  |  | FALSE | #N/A | #N/A | #N/A | #N/A | #N/A | #N/A | #N/A | #N/A | #N/A | #N/A
TRUE | VIC | SVTS3466C | Springvale 34 (CitiPower) 66 kV | Citipower | Winter | Non-coincident | 2030 | POE10 | NA | 22.3497 | VIC Springvale 34 (CitiPower) 66 kV |  |  | FALSE | #N/A | #N/A | #N/A | #N/A | #N/A | #N/A | #N/A | #N/A | #N/A | #N/A
TRUE | VIC | SVTS3466C | Springvale 34 (CitiPower) 66 kV | Citipower | Winter | Non-coincident | 2030 | POE50 | NA | 21.7071 | VIC Springvale 34 (CitiPower) 66 kV |  |  | FALSE | #N/A | #N/A | #N/A | #N/A | #N/A | #N/A | #N/A | #N/A | #N/A | #N/A
TRUE | VIC | SVTS3466C | Springvale 34 (CitiPower) 66 kV | Citipower | Winter | Coincident | 2031 | POE10 | NA | 18.2054 | VIC Springvale 34 (CitiPower) 66 kV |  |  | FALSE | #N/A | #N/A | #N/A | #N/A | #N/A | #N/A | #N/A | #N/A | #N/A | #N/A
TRUE | VIC | SVTS3466C | Springvale 34 (CitiPower) 66 kV | Citipower | Winter | Coincident | 2031 | POE50 | NA | 17.7744 | VIC Springvale 34 (CitiPower) 66 kV |  |  | FALSE | #N/A | #N/A | #N/A | #N/A | #N/A | #N/A | #N/A | #N/A | #N/A | #N/A
TRUE | VIC | SVTS3466C | Springvale 34 (CitiPower) 66 kV | Citipower | Winter | Non-coincident | 2031 | POE10 | NA | 22.5212 | VIC Springvale 34 (CitiPower) 66 kV |  |  | FALSE | #N/A | #N/A | #N/A | #N/A | #N/A | #N/A | #N/A | #N/A | #N/A | #N/A
TRUE | VIC | SVTS3466C | Springvale 34 (CitiPower) 66 kV | Citipower | Winter | Non-coincident | 2031 | POE50 | NA | 21.8768 | VIC Springvale 34 (CitiPower) 66 kV |  |  | FALSE | #N/A | #N/A | #N/A | #N/A | #N/A | #N/A | #N/A | #N/A | #N/A | #N/A
TRUE | VIC | SVTS3466C | Springvale 34 (CitiPower) 66 kV | Citipower | Winter | Coincident | 2032 | POE10 | NA | 17.9705 | VIC Springvale 34 (CitiPower) 66 kV |  |  | FALSE | #N/A | #N/A | #N/A | #N/A | #N/A | #N/A | #N/A | #N/A | #N/A | #N/A
TRUE | VIC | SVTS3466C | Springvale 34 (CitiPower) 66 kV | Citipower | Winter | Coincident | 2032 | POE50 | NA | 17.5144 | VIC Springvale 34 (CitiPower) 66 kV |  |  | FALSE | #N/A | #N/A | #N/A | #N/A | #N/A | #N/A | #N/A | #N/A | #N/A | #N/A
TRUE | VIC | SVTS3466C | Springvale 34 (CitiPower) 66 kV | Citipower | Winter | Non-coincident | 2032 | POE10 | NA | 22.6959 | VIC Springvale 34 (CitiPower) 66 kV |  |  | FALSE | #N/A | #N/A | #N/A | #N/A | #N/A | #N/A | #N/A | #N/A | #N/A | #N/A
TRUE | VIC | SVTS3466C | Springvale 34 (CitiPower) 66 kV | Citipower | Winter | Non-coincident | 2032 | POE50 | NA | 22.0497 | VIC Springvale 34 (CitiPower) 66 kV |  |  | FALSE | #N/A | #N/A | #N/A | #N/A | #N/A | #N/A | #N/A | #N/A | #N/A | #N/A
TRUE | VIC | SVTS3466C | Springvale 34 (CitiPower) 66 kV | Citipower | Winter | Coincident | 2033 | POE10 | NA | 17.6574 | VIC Springvale 34 (CitiPower) 66 kV |  |  | FALSE | #N/A | #N/A | #N/A | #N/A | #N/A | #N/A | #N/A | #N/A | #N/A | #N/A
TRUE | VIC | SVTS3466C | Springvale 34 (CitiPower) 66 kV | Citipower | Winter | Coincident | 2033 | POE50 | NA | 17.2137 | VIC Springvale 34 (CitiPower) 66 kV |  |  | FALSE | #N/A | #N/A | #N/A | #N/A | #N/A | #N/A | #N/A | #N/A | #N/A | #N/A
TRUE | VIC | SVTS3466C | Springvale 34 (CitiPower) 66 kV | Citipower | Winter | Non-coincident | 2033 | POE10 | NA | 22.87 | VIC Springvale 34 (CitiPower) 66 kV |  |  | FALSE | #N/A | #N/A | #N/A | #N/A | #N/A | #N/A | #N/A | #N/A | #N/A | #N/A
TRUE | VIC | SVTS3466C | Springvale 34 (CitiPower) 66 kV | Citipower | Winter | Non-coincident | 2033 | POE50 | NA | 22.2221 | VIC Springvale 34 (CitiPower) 66 kV |  |  | FALSE | #N/A | #N/A | #N/A | #N/A | #N/A | #N/A | #N/A | #N/A | #N/A | #N/A
TRUE | VIC | SVTS3466C | Springvale 34 (CitiPower) 66 kV | Citipower | Winter | Coincident | 2034 | POE10 | NA | 17.6589 | VIC Springvale 34 (CitiPower) 66 kV |  |  | FALSE | #N/A | #N/A | #N/A | #N/A | #N/A | #N/A | #N/A | #N/A | #N/A | #N/A
TRUE | VIC | SVTS3466C | Springvale 34 (CitiPower) 66 kV | Citipower | Winter | Coincident | 2034 | POE50 | NA | 17.2269 | VIC Springvale 34 (CitiPower) 66 kV |  |  | FALSE | #N/A | #N/A | #N/A | #N/A | #N/A | #N/A | #N/A | #N/A | #N/A | #N/A
TRUE | VIC | SVTS3466C | Springvale 34 (CitiPower) 66 kV | Citipower | Winter | Non-coincident | 2034 | POE10 | NA | 23.0429 | VIC Springvale 34 (CitiPower) 66 kV |  |  | FALSE | #N/A | #N/A | #N/A | #N/A | #N/A | #N/A | #N/A | #N/A | #N/A | #N/A
TRUE | VIC | SVTS3466C | Springvale 34 (CitiPower) 66 kV | Citipower | Winter | Non-coincident | 2034 | POE50 | NA | 22.3932 | VIC Springvale 34 (CitiPower) 66 kV |  |  | FALSE | #N/A | #N/A | #N/A | #N/A | #N/A | #N/A | #N/A | #N/A | #N/A | #N/A
TRUE | VIC | SVTS3466U | Springvale 34 (United Energy) 66 kV | United Energy | Shoulder | Coincident | 2019 | ACTUAL_OPG | 46.9838 | NA | VIC Springvale 34 (United Energy) 66 kV |  |  | FALSE | #N/A | #N/A | #N/A | #N/A | #N/A | #N/A | #N/A | #N/A | #N/A | #N/A
TRUE | VIC | SVTS3466U | Springvale 34 (United Energy) 66 kV | United Energy | Shoulder | Coincident | 2019 | ACTUAL_RAW | 46.9838 | NA | VIC Springvale 34 (United Energy) 66 kV |  |  | FALSE | #N/A | #N/A | #N/A | #N/A | #N/A | #N/A | #N/A | #N/A | #N/A | #N/A
TRUE | VIC | SVTS3466U | Springvale 34 (United Energy) 66 kV | United Energy | Shoulder | Non-coincident | 2019 | ACTUAL_RAW | 46.519 | NA | VIC Springvale 34 (United Energy) 66 kV |  |  | FALSE | #N/A | #N/A | #N/A | #N/A | #N/A | #N/A | #N/A | #N/A | #N/A | #N/A
TRUE | VIC | SVTS3466U | Springvale 34 (United Energy) 66 kV | United Energy | Shoulder | Non-coincident | 2019 | ACTUAL_OPG | 46.519 | NA | VIC Springvale 34 (United Energy) 66 kV |  |  | FALSE | #N/A | #N/A | #N/A | #N/A | #N/A | #N/A | #N/A | #N/A | #N/A | #N/A
TRUE | VIC | SVTS3466U | Springvale 34 (United Energy) 66 kV | United Energy | Shoulder | Non-coincident | 2019 | ACTUAL_ADJUSTEDOPG | 46.519 | NA | VIC Springvale 34 (United Energy) 66 kV |  |  | FALSE | #N/A | #N/A | #N/A | #N/A | #N/A | #N/A | #N/A | #N/A | #N/A | #N/A
TRUE | VIC | SVTS3466U | Springvale 34 (United Energy) 66 kV | United Energy | Shoulder | Coincident | 2020 | ACTUAL_OPG | 48.59 | NA | VIC Springvale 34 (United Energy) 66 kV |  |  | FALSE | #N/A | #N/A | #N/A | #N/A | #N/A | #N/A | #N/A | #N/A | #N/A | #N/A
TRUE | VIC | SVTS3466U | Springvale 34 (United Energy) 66 kV | United Energy | Shoulder | Coincident | 2020 | ACTUAL_RAW | 48.59 | NA | VIC Springvale 34 (United Energy) 66 kV |  |  | FALSE | #N/A | #N/A | #N/A | #N/A | #N/A | #N/A | #N/A | #N/A | #N/A | #N/A
TRUE | VIC | SVTS3466U | Springvale 34 (United Energy) 66 kV | United Energy | Shoulder | Non-coincident | 2020 | ACTUAL_RAW | 43.2472 | NA | VIC Springvale 34 (United Energy) 66 kV |  |  | FALSE | #N/A | #N/A | #N/A | #N/A | #N/A | #N/A | #N/A | #N/A | #N/A | #N/A
TRUE | VIC | SVTS3466U | Springvale 34 (United Energy) 66 kV | United Energy | Shoulder | Non-coincident | 2020 | ACTUAL_OPG | 43.2472 | NA | VIC Springvale 34 (United Energy) 66 kV |  |  | FALSE | #N/A | #N/A | #N/A | #N/A | #N/A | #N/A | #N/A | #N/A | #N/A | #N/A
TRUE | VIC | SVTS3466U | Springvale 34 (United Energy) 66 kV | United Energy | Shoulder | Non-coincident | 2020 | ACTUAL_ADJUSTEDOPG | 43.2472 | NA | VIC Springvale 34 (United Energy) 66 kV |  |  | FALSE | #N/A | #N/A | #N/A | #N/A | #N/A | #N/A | #N/A | #N/A | #N/A | #N/A
TRUE | VIC | SVTS3466U | Springvale 34 (United Energy) 66 kV | United Energy | Shoulder | Coincident | 2021 | ACTUAL_OPG | 40.7225 | NA | VIC Springvale 34 (United Energy) 66 kV |  |  | FALSE | #N/A | #N/A | #N/A | #N/A | #N/A | #N/A | #N/A | #N/A | #N/A | #N/A
TRUE | VIC | SVTS3466U | Springvale 34 (United Energy) 66 kV | United Energy | Shoulder | Coincident | 2021 | ACTUAL_RAW | 40.7225 | NA | VIC Springvale 34 (United Energy) 66 kV |  |  | FALSE | #N/A | #N/A | #N/A | #N/A | #N/A | #N/A | #N/A | #N/A | #N/A | #N/A
TRUE | VIC | SVTS3466U | Springvale 34 (United Energy) 66 kV | United Energy | Shoulder | Non-coincident | 2021 | ACTUAL_RAW | 40.2902 | NA | VIC Springvale 34 (United Energy) 66 kV |  |  | FALSE | #N/A | #N/A | #N/A | #N/A | #N/A | #N/A | #N/A | #N/A | #N/A | #N/A
TRUE | VIC | SVTS3466U | Springvale 34 (United Energy) 66 kV | United Energy | Shoulder | Non-coincident | 2021 | ACTUAL_OPG | 40.2902 | NA | VIC Springvale 34 (United Energy) 66 kV |  |  | FALSE | #N/A | #N/A | #N/A | #N/A | #N/A | #N/A | #N/A | #N/A | #N/A | #N/A
TRUE | VIC | SVTS3466U | Springvale 34 (United Energy) 66 kV | United Energy | Shoulder | Non-coincident | 2021 | ACTUAL_ADJUSTEDOPG | 40.2902 | NA | VIC Springvale 34 (United Energy) 66 kV |  |  | FALSE | #N/A | #N/A | #N/A | #N/A | #N/A | #N/A | #N/A | #N/A | #N/A | #N/A
TRUE | VIC | SVTS3466U | Springvale 34 (United Energy) 66 kV | United Energy | Shoulder | Coincident | 2022 | ACTUAL_OPG | 30.8246 | NA | VIC Springvale 34 (United Energy) 66 kV |  |  | FALSE | #N/A | #N/A | #N/A | #N/A | #N/A | #N/A | #N/A | #N/A | #N/A | #N/A
TRUE | VIC | SVTS3466U | Springvale 34 (United Energy) 66 kV | United Energy | Shoulder | Coincident | 2022 | ACTUAL_RAW | 30.8246 | NA | VIC Springvale 34 (United Energy) 66 kV |  |  | FALSE | #N/A | #N/A | #N/A | #N/A | #N/A | #N/A | #N/A | #N/A | #N/A | #N/A
TRUE | VIC | SVTS3466U | Springvale 34 (United Energy) 66 kV | United Energy | Shoulder | Non-coincident | 2022 | ACTUAL_RAW | 29.6604 | NA | VIC Springvale 34 (United Energy) 66 kV |  |  | FALSE | #N/A | #N/A | #N/A | #N/A | #N/A | #N/A | #N/A | #N/A | #N/A | #N/A
TRUE | VIC | SVTS3466U | Springvale 34 (United Energy) 66 kV | United Energy | Shoulder | Non-coincident | 2022 | ACTUAL_OPG | 29.6604 | NA | VIC Springvale 34 (United Energy) 66 kV |  |  | FALSE | #N/A | #N/A | #N/A | #N/A | #N/A | #N/A | #N/A | #N/A | #N/A | #N/A
TRUE | VIC | SVTS3466U | Springvale 34 (United Energy) 66 kV | United Energy | Shoulder | Non-coincident | 2022 | ACTUAL_ADJUSTEDOPG | 29.6604 | NA | VIC Springvale 34 (United Energy) 66 kV |  |  | FALSE | #N/A | #N/A | #N/A | #N/A | #N/A | #N/A | #N/A | #N/A | #N/A | #N/A
TRUE | VIC | SVTS3466U | Springvale 34 (United Energy) 66 kV | United Energy | Shoulder | Coincident | 2023 | ACTUAL_OPG | 32.2969 | NA | VIC Springvale 34 (United Energy) 66 kV |  |  | FALSE | #N/A | #N/A | #N/A | #N/A | #N/A | #N/A | #N/A | #N/A | #N/A | #N/A
TRUE | VIC | SVTS3466U | Springvale 34 (United Energy) 66 kV | United Energy | Shoulder | Coincident | 2023 | ACTUAL_RAW | 32.2969 | NA | VIC Springvale 34 (United Energy) 66 kV |  |  | FALSE | #N/A | #N/A | #N/A | #N/A | #N/A | #N/A | #N/A | #N/A | #N/A | #N/A
TRUE | VIC | SVTS3466U | Springvale 34 (United Energy) 66 kV | United Energy | Shoulder | Non-coincident | 2023 | ACTUAL_RAW | 28.3197 | NA | VIC Springvale 34 (United Energy) 66 kV |  |  | FALSE | #N/A | #N/A | #N/A | #N/A | #N/A | #N/A | #N/A | #N/A | #N/A | #N/A
TRUE | VIC | SVTS3466U | Springvale 34 (United Energy) 66 kV | United Energy | Shoulder | Non-coincident | 2023 | ACTUAL_OPG | 28.3197 | NA | VIC Springvale 34 (United Energy) 66 kV |  |  | FALSE | #N/A | #N/A | #N/A | #N/A | #N/A | #N/A | #N/A | #N/A | #N/A | #N/A
TRUE | VIC | SVTS3466U | Springvale 34 (United Energy) 66 kV | United Energy | Shoulder | Non-coincident | 2023 | ACTUAL_ADJUSTEDOPG | 28.3197 | NA | VIC Springvale 34 (United Energy) 66 kV |  |  | FALSE | #N/A | #N/A | #N/A | #N/A | #N/A | #N/A | #N/A | #N/A | #N/A | #N/A
TRUE | VIC | SVTS3466U | Springvale 34 (United Energy) 66 kV | United Energy | Shoulder | Coincident | 2024 | ACTUAL_OPG | 28.8325 | NA | VIC Springvale 34 (United Energy) 66 kV |  |  | FALSE | #N/A | #N/A | #N/A | #N/A | #N/A | #N/A | #N/A | #N/A | #N/A | #N/A
TRUE | VIC | SVTS3466U | Springvale 34 (United Energy) 66 kV | United Energy | Shoulder | Coincident | 2024 | ACTUAL_RAW | 28.8325 | NA | VIC Springvale 34 (United Energy) 66 kV |  |  | FALSE | #N/A | #N/A | #N/A | #N/A | #N/A | #N/A | #N/A | #N/A | #N/A | #N/A
TRUE | VIC | SVTS3466U | Springvale 34 (United Energy) 66 kV | United Energy | Shoulder | Non-coincident | 2024 | ACTUAL_RAW | 24.9523 | NA | VIC Springvale 34 (United Energy) 66 kV |  |  | FALSE | #N/A | #N/A | #N/A | #N/A | #N/A | #N/A | #N/A | #N/A | #N/A | #N/A
TRUE | VIC | SVTS3466U | Springvale 34 (United Energy) 66 kV | United Energy | Shoulder | Non-coincident | 2024 | ACTUAL_OPG | 24.9523 | NA | VIC Springvale 34 (United Energy) 66 kV |  |  | FALSE | #N/A | #N/A | #N/A | #N/A | #N/A | #N/A | #N/A | #N/A | #N/A | #N/A
TRUE | VIC | SVTS3466U | Springvale 34 (United Energy) 66 kV | United Energy | Shoulder | Non-coincident | 2024 | ACTUAL_ADJUSTEDOPG | 24.9523 | NA | VIC Springvale 34 (United Energy) 66 kV |  |  | FALSE | #N/A | #N/A | #N/A | #N/A | #N/A | #N/A | #N/A | #N/A | #N/A | #N/A
TRUE | VIC | SVTS3466U | Springvale 34 (United Energy) 66 kV | United Energy | Shoulder | Coincident | 2025 | ACTUAL_OPG | 25.3005 | NA | VIC Springvale 34 (United Energy) 66 kV |  |  | FALSE | #N/A | #N/A | #N/A | #N/A | #N/A | #N/A | #N/A | #N/A | #N/A | #N/A
TRUE | VIC | SVTS3466U | Springvale 34 (United Energy) 66 kV | United Energy | Shoulder | Coincident | 2025 | ACTUAL_RAW | 25.3005 | NA | VIC Springvale 34 (United Energy) 66 kV |  |  | FALSE | #N/A | #N/A | #N/A | #N/A | #N/A | #N/A | #N/A | #N/A | #N/A | #N/A
TRUE | VIC | SVTS3466U | Springvale 34 (United Energy) 66 kV | United Energy | Shoulder | Non-coincident | 2025 | ACTUAL_RAW | 25.1391 | NA | VIC Springvale 34 (United Energy) 66 kV |  |  | FALSE | #N/A | #N/A | #N/A | #N/A | #N/A | #N/A | #N/A | #N/A | #N/A | #N/A
TRUE | VIC | SVTS3466U | Springvale 34 (United Energy) 66 kV | United Energy | Shoulder | Non-coincident | 2025 | ACTUAL_OPG | 25.1391 | NA | VIC Springvale 34 (United Energy) 66 kV |  |  | FALSE | #N/A | #N/A | #N/A | #N/A | #N/A | #N/A | #N/A | #N/A | #N/A | #N/A
TRUE | VIC | SVTS3466U | Springvale 34 (United Energy) 66 kV | United Energy | Shoulder | Non-coincident | 2025 | ACTUAL_ADJUSTEDOPG | 25.1391 | NA | VIC Springvale 34 (United Energy) 66 kV |  |  | FALSE | #N/A | #N/A | #N/A | #N/A | #N/A | #N/A | #N/A | #N/A | #N/A | #N/A
TRUE | VIC | SVTS3466U | Springvale 34 (United Energy) 66 kV | United Energy | Shoulder | Non-coincident | 2025 | BASEYEARPOE90 | 13.0499 | NA | VIC Springvale 34 (United Energy) 66 kV |  |  | FALSE | #N/A | #N/A | #N/A | #N/A | #N/A | #N/A | #N/A | #N/A | #N/A | #N/A
TRUE | VIC | SVTS3466U | Springvale 34 (United Energy) 66 kV | United Energy | Shoulder | Non-coincident | 2025 | BASEYEARPOE50 | 17.0233 | NA | VIC Springvale 34 (United Energy) 66 kV |  |  | FALSE | #N/A | #N/A | #N/A | #N/A | #N/A | #N/A | #N/A | #N/A | #N/A | #N/A
TRUE | VIC | SVTS3466U | Springvale 34 (United Energy) 66 kV | United Energy | Shoulder | Coincident_unreconciled | 2026 | POE50 | 14.2475 | NA | VIC Springvale 34 (United Energy) 66 kV |  |  | FALSE | #N/A | #N/A | #N/A | #N/A | #N/A | #N/A | #N/A | #N/A | #N/A | #N/A
TRUE | VIC | SVTS3466U | Springvale 34 (United Energy) 66 kV | United Energy | Shoulder | Coincident_unreconciled | 2026 | POE90 | 10.3572 | NA | VIC Springvale 34 (United Energy) 66 kV |  |  | FALSE | #N/A | #N/A | #N/A | #N/A | #N/A | #N/A | #N/A | #N/A | #N/A | #N/A
TRUE | VIC | SVTS3466U | Springvale 34 (United Energy) 66 kV | United Energy | Shoulder | Non-coincident | 2026 | POE50 | 13.1804 | NA | VIC Springvale 34 (United Energy) 66 kV |  |  | FALSE | #N/A | #N/A | #N/A | #N/A | #N/A | #N/A | #N/A | #N/A | #N/A | #N/A
TRUE | VIC | SVTS3466U | Springvale 34 (United Energy) 66 kV | United Energy | Shoulder | Non-coincident | 2026 | POE90 | 9.5815 | NA | VIC Springvale 34 (United Energy) 66 kV |  |  | FALSE | #N/A | #N/A | #N/A | #N/A | #N/A | #N/A | #N/A | #N/A | #N/A | #N/A
TRUE | VIC | SVTS3466U | Springvale 34 (United Energy) 66 kV | United Energy | Shoulder | Coincident_unreconciled | 2027 | POE50 | 11.3019 | NA | VIC Springvale 34 (United Energy) 66 kV |  |  | FALSE | #N/A | #N/A | #N/A | #N/A | #N/A | #N/A | #N/A | #N/A | #N/A | #N/A
TRUE | VIC | SVTS3466U | Springvale 34 (United Energy) 66 kV | United Energy | Shoulder | Coincident_unreconciled | 2027 | POE90 | 7.3948 | NA | VIC Springvale 34 (United Energy) 66 kV |  |  | FALSE | #N/A | #N/A | #N/A | #N/A | #N/A | #N/A | #N/A | #N/A | #N/A | #N/A
TRUE | VIC | SVTS3466U | Springvale 34 (United Energy) 66 kV | United Energy | Shoulder | Non-coincident | 2027 | POE50 | 10.4554 | NA | VIC Springvale 34 (United Energy) 66 kV |  |  | FALSE | #N/A | #N/A | #N/A | #N/A | #N/A | #N/A | #N/A | #N/A | #N/A | #N/A
TRUE | VIC | SVTS3466U | Springvale 34 (United Energy) 66 kV | United Energy | Shoulder | Non-coincident | 2027 | POE90 | 6.841 | NA | VIC Springvale 34 (United Energy) 66 kV |  |  | FALSE | #N/A | #N/A | #N/A | #N/A | #N/A | #N/A | #N/A | #N/A | #N/A | #N/A
TRUE | VIC | SVTS3466U | Springvale 34 (United Energy) 66 kV | United Energy | Shoulder | Coincident_unreconciled | 2028 | POE50 | 8.3896 | NA | VIC Springvale 34 (United Energy) 66 kV |  |  | FALSE | #N/A | #N/A | #N/A | #N/A | #N/A | #N/A | #N/A | #N/A | #N/A | #N/A
TRUE | VIC | SVTS3466U | Springvale 34 (United Energy) 66 kV | United Energy | Shoulder | Coincident_unreconciled | 2028 | POE90 | 4.4664 | NA | VIC Springvale 34 (United Energy) 66 kV |  |  | FALSE | #N/A | #N/A | #N/A | #N/A | #N/A | #N/A | #N/A | #N/A | #N/A | #N/A
TRUE | VIC | SVTS3466U | Springvale 34 (United Energy) 66 kV | United Energy | Shoulder | Non-coincident | 2028 | POE50 | 7.7613 | NA | VIC Springvale 34 (United Energy) 66 kV |  |  | FALSE | #N/A | #N/A | #N/A | #N/A | #N/A | #N/A | #N/A | #N/A | #N/A | #N/A
TRUE | VIC | SVTS3466U | Springvale 34 (United Energy) 66 kV | United Energy | Shoulder | Non-coincident | 2028 | POE90 | 4.1319 | NA | VIC Springvale 34 (United Energy) 66 kV |  |  | FALSE | #N/A | #N/A | #N/A | #N/A | #N/A | #N/A | #N/A | #N/A | #N/A | #N/A
TRUE | VIC | SVTS3466U | Springvale 34 (United Energy) 66 kV | United Energy | Shoulder | Coincident_unreconciled | 2029 | POE50 | 5.6113 | NA | VIC Springvale 34 (United Energy) 66 kV |  |  | FALSE | #N/A | #N/A | #N/A | #N/A | #N/A | #N/A | #N/A | #N/A | #N/A | #N/A
TRUE | VIC | SVTS3466U | Springvale 34 (United Energy) 66 kV | United Energy | Shoulder | Coincident_unreconciled | 2029 | POE90 | 1.6719 | NA | VIC Springvale 34 (United Energy) 66 kV |  |  | FALSE | #N/A | #N/A | #N/A | #N/A | #N/A | #N/A | #N/A | #N/A | #N/A | #N/A
TRUE | VIC | SVTS3466U | Springvale 34 (United Energy) 66 kV | United Energy | Shoulder | Non-coincident | 2029 | POE50 | 5.191 | NA | VIC Springvale 34 (United Energy) 66 kV |  |  | FALSE | #N/A | #N/A | #N/A | #N/A | #N/A | #N/A | #N/A | #N/A | #N/A | #N/A
TRUE | VIC | SVTS3466U | Springvale 34 (United Energy) 66 kV | United Energy | Shoulder | Non-coincident | 2029 | POE90 | 1.5467 | NA | VIC Springvale 34 (United Energy) 66 kV |  |  | FALSE | #N/A | #N/A | #N/A | #N/A | #N/A | #N/A | #N/A | #N/A | #N/A | #N/A
TRUE | VIC | SVTS3466U | Springvale 34 (United Energy) 66 kV | United Energy | Shoulder | Coincident_unreconciled | 2030 | POE50 | 2.9455 | NA | VIC Springvale 34 (United Energy) 66 kV |  |  | FALSE | #N/A | #N/A | #N/A | #N/A | #N/A | #N/A | #N/A | #N/A | #N/A | #N/A
TRUE | VIC | SVTS3466U | Springvale 34 (United Energy) 66 kV | United Energy | Shoulder | Coincident_unreconciled | 2030 | POE90 | -0.85878 | NA | VIC Springvale 34 (United Energy) 66 kV |  |  | FALSE | #N/A | #N/A | #N/A | #N/A | #N/A | #N/A | #N/A | #N/A | #N/A | #N/A
TRUE | VIC | SVTS3466U | Springvale 34 (United Energy) 66 kV | United Energy | Shoulder | Non-coincident | 2030 | POE50 | 2.7249 | NA | VIC Springvale 34 (United Energy) 66 kV |  |  | FALSE | #N/A | #N/A | #N/A | #N/A | #N/A | #N/A | #N/A | #N/A | #N/A | #N/A
TRUE | VIC | SVTS3466U | Springvale 34 (United Energy) 66 kV | United Energy | Shoulder | Non-coincident | 2030 | POE90 | -0.93443 | NA | VIC Springvale 34 (United Energy) 66 kV |  |  | FALSE | #N/A | #N/A | #N/A | #N/A | #N/A | #N/A | #N/A | #N/A | #N/A | #N/A
TRUE | VIC | SVTS3466U | Springvale 34 (United Energy) 66 kV | United Energy | Shoulder | Coincident_unreconciled | 2031 | POE50 | 0.26087 | NA | VIC Springvale 34 (United Energy) 66 kV |  |  | FALSE | #N/A | #N/A | #N/A | #N/A | #N/A | #N/A | #N/A | #N/A | #N/A | #N/A
TRUE | VIC | SVTS3466U | Springvale 34 (United Energy) 66 kV | United Energy | Shoulder | Coincident_unreconciled | 2031 | POE90 | -3.155 | NA | VIC Springvale 34 (United Energy) 66 kV |  |  | FALSE | #N/A | #N/A | #N/A | #N/A | #N/A | #N/A | #N/A | #N/A | #N/A | #N/A
TRUE | VIC | SVTS3466U | Springvale 34 (United Energy) 66 kV | United Energy | Shoulder | Non-coincident | 2031 | POE50 | 0.24134 | NA | VIC Springvale 34 (United Energy) 66 kV |  |  | FALSE | #N/A | #N/A | #N/A | #N/A | #N/A | #N/A | #N/A | #N/A | #N/A | #N/A
TRUE | VIC | SVTS3466U | Springvale 34 (United Energy) 66 kV | United Energy | Shoulder | Non-coincident | 2031 | POE90 | -3.433 | NA | VIC Springvale 34 (United Energy) 66 kV |  |  | FALSE | #N/A | #N/A | #N/A | #N/A | #N/A | #N/A | #N/A | #N/A | #N/A | #N/A
TRUE | VIC | SVTS3466U | Springvale 34 (United Energy) 66 kV | United Energy | Shoulder | Coincident_unreconciled | 2032 | POE50 | -1.3001 | NA | VIC Springvale 34 (United Energy) 66 kV |  |  | FALSE | #N/A | #N/A | #N/A | #N/A | #N/A | #N/A | #N/A | #N/A | #N/A | #N/A
TRUE | VIC | SVTS3466U | Springvale 34 (United Energy) 66 kV | United Energy | Shoulder | Coincident_unreconciled | 2032 | POE90 | -4.6909 | NA | VIC Springvale 34 (United Energy) 66 kV |  |  | FALSE | #N/A | #N/A | #N/A | #N/A | #N/A | #N/A | #N/A | #N/A | #N/A | #N/A
TRUE | VIC | SVTS3466U | Springvale 34 (United Energy) 66 kV | United Energy | Shoulder | Non-coincident | 2032 | POE50 | -1.4147 | NA | VIC Springvale 34 (United Energy) 66 kV |  |  | FALSE | #N/A | #N/A | #N/A | #N/A | #N/A | #N/A | #N/A | #N/A | #N/A | #N/A
TRUE | VIC | SVTS3466U | Springvale 34 (United Energy) 66 kV | United Energy | Shoulder | Non-coincident | 2032 | POE90 | -5.1041 | NA | VIC Springvale 34 (United Energy) 66 kV |  |  | FALSE | #N/A | #N/A | #N/A | #N/A | #N/A | #N/A | #N/A | #N/A | #N/A | #N/A
TRUE | VIC | SVTS3466U | Springvale 34 (United Energy) 66 kV | United Energy | Shoulder | Coincident_unreconciled | 2033 | POE50 | -2.2241 | NA | VIC Springvale 34 (United Energy) 66 kV |  |  | FALSE | #N/A | #N/A | #N/A | #N/A | #N/A | #N/A | #N/A | #N/A | #N/A | #N/A
TRUE | VIC | SVTS3466U | Springvale 34 (United Energy) 66 kV | United Energy | Shoulder | Coincident_unreconciled | 2033 | POE90 | -5.6289 | NA | VIC Springvale 34 (United Energy) 66 kV |  |  | FALSE | #N/A | #N/A | #N/A | #N/A | #N/A | #N/A | #N/A | #N/A | #N/A | #N/A
TRUE | VIC | SVTS3466U | Springvale 34 (United Energy) 66 kV | United Energy | Shoulder | Non-coincident | 2033 | POE50 | -2.42 | NA | VIC Springvale 34 (United Energy) 66 kV |  |  | FALSE | #N/A | #N/A | #N/A | #N/A | #N/A | #N/A | #N/A | #N/A | #N/A | #N/A
TRUE | VIC | SVTS3466U | Springvale 34 (United Energy) 66 kV | United Energy | Shoulder | Non-coincident | 2033 | POE90 | -6.1248 | NA | VIC Springvale 34 (United Energy) 66 kV |  |  | FALSE | #N/A | #N/A | #N/A | #N/A | #N/A | #N/A | #N/A | #N/A | #N/A | #N/A
TRUE | VIC | SVTS3466U | Springvale 34 (United Energy) 66 kV | United Energy | Shoulder | Coincident_unreconciled | 2034 | POE50 | -3.0565 | NA | VIC Springvale 34 (United Energy) 66 kV |  |  | FALSE | #N/A | #N/A | #N/A | #N/A | #N/A | #N/A | #N/A | #N/A | #N/A | #N/A
TRUE | VIC | SVTS3466U | Springvale 34 (United Energy) 66 kV | United Energy | Shoulder | Coincident_unreconciled | 2034 | POE90 | -6.4753 | NA | VIC Springvale 34 (United Energy) 66 kV |  |  | FALSE | #N/A | #N/A | #N/A | #N/A | #N/A | #N/A | #N/A | #N/A | #N/A | #N/A
TRUE | VIC | SVTS3466U | Springvale 34 (United Energy) 66 kV | United Energy | Shoulder | Non-coincident | 2034 | POE50 | -3.3257 | NA | VIC Springvale 34 (United Energy) 66 kV |  |  | FALSE | #N/A | #N/A | #N/A | #N/A | #N/A | #N/A | #N/A | #N/A | #N/A | #N/A
TRUE | VIC | SVTS3466U | Springvale 34 (United Energy) 66 kV | United Energy | Shoulder | Non-coincident | 2034 | POE90 | -7.0458 | NA | VIC Springvale 34 (United Energy) 66 kV |  |  | FALSE | #N/A | #N/A | #N/A | #N/A | #N/A | #N/A | #N/A | #N/A | #N/A | #N/A
TRUE | VIC | SVTS3466U | Springvale 34 (United Energy) 66 kV | United Energy | Shoulder | Coincident_unreconciled | 2035 | POE50 | -4.0855 | NA | VIC Springvale 34 (United Energy) 66 kV |  |  | FALSE | #N/A | #N/A | #N/A | #N/A | #N/A | #N/A | #N/A | #N/A | #N/A | #N/A
TRUE | VIC | SVTS3466U | Springvale 34 (United Energy) 66 kV | United Energy | Shoulder | Coincident_unreconciled | 2035 | POE90 | -7.5184 | NA | VIC Springvale 34 (United Energy) 66 kV |  |  | FALSE | #N/A | #N/A | #N/A | #N/A | #N/A | #N/A | #N/A | #N/A | #N/A | #N/A
TRUE | VIC | SVTS3466U | Springvale 34 (United Energy) 66 kV | United Energy | Shoulder | Non-coincident | 2035 | POE50 | -4.4454 | NA | VIC Springvale 34 (United Energy) 66 kV |  |  | FALSE | #N/A | #N/A | #N/A | #N/A | #N/A | #N/A | #N/A | #N/A | #N/A | #N/A
TRUE | VIC | SVTS3466U | Springvale 34 (United Energy) 66 kV | United Energy | Shoulder | Non-coincident | 2035 | POE90 | -8.1807 | NA | VIC Springvale 34 (United Energy) 66 kV |  |  | FALSE | #N/A | #N/A | #N/A | #N/A | #N/A | #N/A | #N/A | #N/A | #N/A | #N/A
TRUE | VIC | SVTS3466U | Springvale 34 (United Energy) 66 kV | United Energy | Summer | Coincident | 2019 | ACTUAL_OPG | 48.415 | 167.5589 | VIC Springvale 34 (United Energy) 66 kV |  |  | FALSE | #N/A | #N/A | #N/A | #N/A | #N/A | #N/A | #N/A | #N/A | #N/A | #N/A
TRUE | VIC | SVTS3466U | Springvale 34 (United Energy) 66 kV | United Energy | Summer | Coincident | 2019 | ACTUAL_RAW | 48.415 | 167.5589 | VIC Springvale 34 (United Energy) 66 kV |  |  | FALSE | #N/A | #N/A | #N/A | #N/A | #N/A | #N/A | #N/A | #N/A | #N/A | #N/A
TRUE | VIC | SVTS3466U | Springvale 34 (United Energy) 66 kV | United Energy | Summer | Non-coincident | 2019 | ACTUAL_RAW | 44.8919 | 167.5589 | VIC Springvale 34 (United Energy) 66 kV |  |  | FALSE | #N/A | #N/A | #N/A | #N/A | #N/A | #N/A | #N/A | #N/A | #N/A | #N/A
TRUE | VIC | SVTS3466U | Springvale 34 (United Energy) 66 kV | United Energy | Summer | Non-coincident | 2019 | ACTUAL_OPG | 44.8919 | 167.5589 | VIC Springvale 34 (United Energy) 66 kV |  |  | FALSE | #N/A | #N/A | #N/A | #N/A | #N/A | #N/A | #N/A | #N/A | #N/A | #N/A
TRUE | VIC | SVTS3466U | Springvale 34 (United Energy) 66 kV | United Energy | Summer | Non-coincident | 2019 | ACTUAL_ADJUSTEDOPG | 44.8919 | 167.5589 | VIC Springvale 34 (United Energy) 66 kV |  |  | FALSE | #N/A | #N/A | #N/A | #N/A | #N/A | #N/A | #N/A | #N/A | #N/A | #N/A
TRUE | VIC | SVTS3466U | Springvale 34 (United Energy) 66 kV | United Energy | Summer | Coincident | 2020 | ACTUAL_OPG | 44.194 | 166.6321 | VIC Springvale 34 (United Energy) 66 kV |  |  | FALSE | #N/A | #N/A | #N/A | #N/A | #N/A | #N/A | #N/A | #N/A | #N/A | #N/A
TRUE | VIC | SVTS3466U | Springvale 34 (United Energy) 66 kV | United Energy | Summer | Coincident | 2020 | ACTUAL_RAW | 44.194 | 166.6321 | VIC Springvale 34 (United Energy) 66 kV |  |  | FALSE | #N/A | #N/A | #N/A | #N/A | #N/A | #N/A | #N/A | #N/A | #N/A | #N/A
TRUE | VIC | SVTS3466U | Springvale 34 (United Energy) 66 kV | United Energy | Summer | Non-coincident | 2020 | ACTUAL_RAW | 41.0808 | 166.6321 | VIC Springvale 34 (United Energy) 66 kV |  |  | FALSE | #N/A | #N/A | #N/A | #N/A | #N/A | #N/A | #N/A | #N/A | #N/A | #N/A
TRUE | VIC | SVTS3466U | Springvale 34 (United Energy) 66 kV | United Energy | Summer | Non-coincident | 2020 | ACTUAL_OPG | 41.0808 | 166.6321 | VIC Springvale 34 (United Energy) 66 kV |  |  | FALSE | #N/A | #N/A | #N/A | #N/A | #N/A | #N/A | #N/A | #N/A | #N/A | #N/A
TRUE | VIC | SVTS3466U | Springvale 34 (United Energy) 66 kV | United Energy | Summer | Non-coincident | 2020 | ACTUAL_ADJUSTEDOPG | 41.0808 | 166.6321 | VIC Springvale 34 (United Energy) 66 kV |  |  | FALSE | #N/A | #N/A | #N/A | #N/A | #N/A | #N/A | #N/A | #N/A | #N/A | #N/A
TRUE | VIC | SVTS3466U | Springvale 34 (United Energy) 66 kV | United Energy | Summer | Coincident | 2021 | ACTUAL_OPG | 32.2894 | 123.9173 | VIC Springvale 34 (United Energy) 66 kV |  |  | FALSE | #N/A | #N/A | #N/A | #N/A | #N/A | #N/A | #N/A | #N/A | #N/A | #N/A
TRUE | VIC | SVTS3466U | Springvale 34 (United Energy) 66 kV | United Energy | Summer | Coincident | 2021 | ACTUAL_RAW | 32.2894 | 123.9173 | VIC Springvale 34 (United Energy) 66 kV |  |  | FALSE | #N/A | #N/A | #N/A | #N/A | #N/A | #N/A | #N/A | #N/A | #N/A | #N/A
TRUE | VIC | SVTS3466U | Springvale 34 (United Energy) 66 kV | United Energy | Summer | Non-coincident | 2021 | ACTUAL_RAW | 32.2894 | 141.0274 | VIC Springvale 34 (United Energy) 66 kV |  |  | FALSE | #N/A | #N/A | #N/A | #N/A | #N/A | #N/A | #N/A | #N/A | #N/A | #N/A
TRUE | VIC | SVTS3466U | Springvale 34 (United Energy) 66 kV | United Energy | Summer | Non-coincident | 2021 | ACTUAL_OPG | 32.2894 | 141.0274 | VIC Springvale 34 (United Energy) 66 kV |  |  | FALSE | #N/A | #N/A | #N/A | #N/A | #N/A | #N/A | #N/A | #N/A | #N/A | #N/A
TRUE | VIC | SVTS3466U | Springvale 34 (United Energy) 66 kV | United Energy | Summer | Non-coincident | 2021 | ACTUAL_ADJUSTEDOPG | 32.2894 | 141.0274 | VIC Springvale 34 (United Energy) 66 kV |  |  | FALSE | #N/A | #N/A | #N/A | #N/A | #N/A | #N/A | #N/A | #N/A | #N/A | #N/A
TRUE | VIC | SVTS3466U | Springvale 34 (United Energy) 66 kV | United Energy | Summer | Coincident | 2022 | ACTUAL_OPG | 33.3883 | 133.1449 | VIC Springvale 34 (United Energy) 66 kV |  |  | FALSE | #N/A | #N/A | #N/A | #N/A | #N/A | #N/A | #N/A | #N/A | #N/A | #N/A
TRUE | VIC | SVTS3466U | Springvale 34 (United Energy) 66 kV | United Energy | Summer | Coincident | 2022 | ACTUAL_RAW | 33.3883 | 133.1449 | VIC Springvale 34 (United Energy) 66 kV |  |  | FALSE | #N/A | #N/A | #N/A | #N/A | #N/A | #N/A | #N/A | #N/A | #N/A | #N/A
TRUE | VIC | SVTS3466U | Springvale 34 (United Energy) 66 kV | United Energy | Summer | Non-coincident | 2022 | ACTUAL_RAW | 28.0486 | 145.0049 | VIC Springvale 34 (United Energy) 66 kV |  |  | FALSE | #N/A | #N/A | #N/A | #N/A | #N/A | #N/A | #N/A | #N/A | #N/A | #N/A
TRUE | VIC | SVTS3466U | Springvale 34 (United Energy) 66 kV | United Energy | Summer | Non-coincident | 2022 | ACTUAL_OPG | 28.0486 | 145.0049 | VIC Springvale 34 (United Energy) 66 kV |  |  | FALSE | #N/A | #N/A | #N/A | #N/A | #N/A | #N/A | #N/A | #N/A | #N/A | #N/A
TRUE | VIC | SVTS3466U | Springvale 34 (United Energy) 66 kV | United Energy | Summer | Non-coincident | 2022 | ACTUAL_ADJUSTEDOPG | 28.0486 | 145.0049 | VIC Springvale 34 (United Energy) 66 kV |  |  | FALSE | #N/A | #N/A | #N/A | #N/A | #N/A | #N/A | #N/A | #N/A | #N/A | #N/A
TRUE | VIC | SVTS3466U | Springvale 34 (United Energy) 66 kV | United Energy | Summer | Coincident | 2023 | ACTUAL_OPG | 26.7472 | 134.046 | VIC Springvale 34 (United Energy) 66 kV |  |  | FALSE | #N/A | #N/A | #N/A | #N/A | #N/A | #N/A | #N/A | #N/A | #N/A | #N/A
TRUE | VIC | SVTS3466U | Springvale 34 (United Energy) 66 kV | United Energy | Summer | Coincident | 2023 | ACTUAL_RAW | 26.7472 | 134.046 | VIC Springvale 34 (United Energy) 66 kV |  |  | FALSE | #N/A | #N/A | #N/A | #N/A | #N/A | #N/A | #N/A | #N/A | #N/A | #N/A
TRUE | VIC | SVTS3466U | Springvale 34 (United Energy) 66 kV | United Energy | Summer | Non-coincident | 2023 | ACTUAL_RAW | 26.7472 | 149.4958 | VIC Springvale 34 (United Energy) 66 kV |  |  | FALSE | #N/A | #N/A | #N/A | #N/A | #N/A | #N/A | #N/A | #N/A | #N/A | #N/A
TRUE | VIC | SVTS3466U | Springvale 34 (United Energy) 66 kV | United Energy | Summer | Non-coincident | 2023 | ACTUAL_OPG | 26.7472 | 149.4958 | VIC Springvale 34 (United Energy) 66 kV |  |  | FALSE | #N/A | #N/A | #N/A | #N/A | #N/A | #N/A | #N/A | #N/A | #N/A | #N/A
TRUE | VIC | SVTS3466U | Springvale 34 (United Energy) 66 kV | United Energy | Summer | Non-coincident | 2023 | ACTUAL_ADJUSTEDOPG | 26.7472 | 149.4958 | VIC Springvale 34 (United Energy) 66 kV |  |  | FALSE | #N/A | #N/A | #N/A | #N/A | #N/A | #N/A | #N/A | #N/A | #N/A | #N/A
TRUE | VIC | SVTS3466U | Springvale 34 (United Energy) 66 kV | United Energy | Summer | Coincident | 2024 | ACTUAL_OPG | 18.889 | 148.3059 | VIC Springvale 34 (United Energy) 66 kV |  |  | FALSE | #N/A | #N/A | #N/A | #N/A | #N/A | #N/A | #N/A | #N/A | #N/A | #N/A
TRUE | VIC | SVTS3466U | Springvale 34 (United Energy) 66 kV | United Energy | Summer | Coincident | 2024 | ACTUAL_RAW | 18.889 | 148.3059 | VIC Springvale 34 (United Energy) 66 kV |  |  | FALSE | #N/A | #N/A | #N/A | #N/A | #N/A | #N/A | #N/A | #N/A | #N/A | #N/A
TRUE | VIC | SVTS3466U | Springvale 34 (United Energy) 66 kV | United Energy | Summer | Non-coincident | 2024 | ACTUAL_RAW | 0 | 148.3059 | VIC Springvale 34 (United Energy) 66 kV |  |  | FALSE | #N/A | #N/A | #N/A | #N/A | #N/A | #N/A | #N/A | #N/A | #N/A | #N/A
TRUE | VIC | SVTS3466U | Springvale 34 (United Energy) 66 kV | United Energy | Summer | Non-coincident | 2024 | ACTUAL_OPG | 0 | 148.3059 | VIC Springvale 34 (United Energy) 66 kV |  |  | FALSE | #N/A | #N/A | #N/A | #N/A | #N/A | #N/A | #N/A | #N/A | #N/A | #N/A
TRUE | VIC | SVTS3466U | Springvale 34 (United Energy) 66 kV | United Energy | Summer | Non-coincident | 2024 | ACTUAL_ADJUSTEDOPG | 0 | 148.3059 | VIC Springvale 34 (United Energy) 66 kV |  |  | FALSE | #N/A | #N/A | #N/A | #N/A | #N/A | #N/A | #N/A | #N/A | #N/A | #N/A
TRUE | VIC | SVTS3466U | Springvale 34 (United Energy) 66 kV | United Energy | Summer | Coincident | 2025 | ACTUAL_OPG | 19.4094 | 154.4375 | VIC Springvale 34 (United Energy) 66 kV |  |  | FALSE | #N/A | #N/A | #N/A | #N/A | #N/A | #N/A | #N/A | #N/A | #N/A | #N/A
TRUE | VIC | SVTS3466U | Springvale 34 (United Energy) 66 kV | United Energy | Summer | Coincident | 2025 | ACTUAL_RAW | 19.4094 | 154.4375 | VIC Springvale 34 (United Energy) 66 kV |  |  | FALSE | #N/A | #N/A | #N/A | #N/A | #N/A | #N/A | #N/A | #N/A | #N/A | #N/A
TRUE | VIC | SVTS3466U | Springvale 34 (United Energy) 66 kV | United Energy | Summer | Non-coincident | 2025 | ACTUAL_RAW | 18.0257 | 154.4375 | VIC Springvale 34 (United Energy) 66 kV |  |  | FALSE | #N/A | #N/A | #N/A | #N/A | #N/A | #N/A | #N/A | #N/A | #N/A | #N/A
TRUE | VIC | SVTS3466U | Springvale 34 (United Energy) 66 kV | United Energy | Summer | Non-coincident | 2025 | ACTUAL_OPG | 18.0257 | 154.4375 | VIC Springvale 34 (United Energy) 66 kV |  |  | FALSE | #N/A | #N/A | #N/A | #N/A | #N/A | #N/A | #N/A | #N/A | #N/A | #N/A
TRUE | VIC | SVTS3466U | Springvale 34 (United Energy) 66 kV | United Energy | Summer | Non-coincident | 2025 | ACTUAL_ADJUSTEDOPG | 18.0257 | 154.4375 | VIC Springvale 34 (United Energy) 66 kV |  |  | FALSE | #N/A | #N/A | #N/A | #N/A | #N/A | #N/A | #N/A | #N/A | #N/A | #N/A
TRUE | VIC | SVTS3466U | Springvale 34 (United Energy) 66 kV | United Energy | Summer | Non-coincident | 2025 | BASEYEARPOE90 | 8.7118 | NA | VIC Springvale 34 (United Energy) 66 kV |  |  | FALSE | #N/A | #N/A | #N/A | #N/A | #N/A | #N/A | #N/A | #N/A | #N/A | #N/A
TRUE | VIC | SVTS3466U | Springvale 34 (United Energy) 66 kV | United Energy | Summer | Non-coincident | 2025 | BASEYEARPOE50 | 10.9722 | 152.4904 | VIC Springvale 34 (United Energy) 66 kV |  |  | FALSE | #N/A | #N/A | #N/A | #N/A | #N/A | #N/A | #N/A | #N/A | #N/A | #N/A
TRUE | VIC | SVTS3466U | Springvale 34 (United Energy) 66 kV | United Energy | Summer | Coincident_unreconciled | 2026 | POE50 | 8.5969 | NA | VIC Springvale 34 (United Energy) 66 kV |  |  | FALSE | #N/A | #N/A | #N/A | #N/A | #N/A | #N/A | #N/A | #N/A | #N/A | #N/A
TRUE | VIC | SVTS3466U | Springvale 34 (United Energy) 66 kV | United Energy | Summer | Coincident_unreconciled | 2026 | POE90 | 6.7425 | NA | VIC Springvale 34 (United Energy) 66 kV |  |  | FALSE | #N/A | #N/A | #N/A | #N/A | #N/A | #N/A | #N/A | #N/A | #N/A | #N/A
TRUE | VIC | SVTS3466U | Springvale 34 (United Energy) 66 kV | United Energy | Summer | Non-coincident | 2026 | POE50 | 8.2791 | 158.7035 | VIC Springvale 34 (United Energy) 66 kV |  |  | FALSE | #N/A | #N/A | #N/A | #N/A | #N/A | #N/A | #N/A | #N/A | #N/A | #N/A
TRUE | VIC | SVTS3466U | Springvale 34 (United Energy) 66 kV | United Energy | Summer | Non-coincident | 2026 | POE90 | 6.4933 | NA | VIC Springvale 34 (United Energy) 66 kV |  |  | FALSE | #N/A | #N/A | #N/A | #N/A | #N/A | #N/A | #N/A | #N/A | #N/A | #N/A
TRUE | VIC | SVTS3466U | Springvale 34 (United Energy) 66 kV | United Energy | Summer | Coincident_unreconciled | 2027 | POE50 | 5.6241 | NA | VIC Springvale 34 (United Energy) 66 kV |  |  | FALSE | #N/A | #N/A | #N/A | #N/A | #N/A | #N/A | #N/A | #N/A | #N/A | #N/A
TRUE | VIC | SVTS3466U | Springvale 34 (United Energy) 66 kV | United Energy | Summer | Coincident_unreconciled | 2027 | POE90 | 3.7618 | NA | VIC Springvale 34 (United Energy) 66 kV |  |  | FALSE | #N/A | #N/A | #N/A | #N/A | #N/A | #N/A | #N/A | #N/A | #N/A | #N/A
TRUE | VIC | SVTS3466U | Springvale 34 (United Energy) 66 kV | United Energy | Summer | Non-coincident | 2027 | POE50 | 5.4162 | 159.2788 | VIC Springvale 34 (United Energy) 66 kV |  |  | FALSE | #N/A | #N/A | #N/A | #N/A | #N/A | #N/A | #N/A | #N/A | #N/A | #N/A
TRUE | VIC | SVTS3466U | Springvale 34 (United Energy) 66 kV | United Energy | Summer | Non-coincident | 2027 | POE90 | 3.6228 | NA | VIC Springvale 34 (United Energy) 66 kV |  |  | FALSE | #N/A | #N/A | #N/A | #N/A | #N/A | #N/A | #N/A | #N/A | #N/A | #N/A
TRUE | VIC | SVTS3466U | Springvale 34 (United Energy) 66 kV | United Energy | Summer | Coincident_unreconciled | 2028 | POE50 | 2.6894 | NA | VIC Springvale 34 (United Energy) 66 kV |  |  | FALSE | #N/A | #N/A | #N/A | #N/A | #N/A | #N/A | #N/A | #N/A | #N/A | #N/A
TRUE | VIC | SVTS3466U | Springvale 34 (United Energy) 66 kV | United Energy | Summer | Coincident_unreconciled | 2028 | POE90 | 0.81936 | NA | VIC Springvale 34 (United Energy) 66 kV |  |  | FALSE | #N/A | #N/A | #N/A | #N/A | #N/A | #N/A | #N/A | #N/A | #N/A | #N/A
TRUE | VIC | SVTS3466U | Springvale 34 (United Energy) 66 kV | United Energy | Summer | Non-coincident | 2028 | POE50 | 2.59 | 159.684 | VIC Springvale 34 (United Energy) 66 kV |  |  | FALSE | #N/A | #N/A | #N/A | #N/A | #N/A | #N/A | #N/A | #N/A | #N/A | #N/A
TRUE | VIC | SVTS3466U | Springvale 34 (United Energy) 66 kV | United Energy | Summer | Non-coincident | 2028 | POE90 | 0.78907 | NA | VIC Springvale 34 (United Energy) 66 kV |  |  | FALSE | #N/A | #N/A | #N/A | #N/A | #N/A | #N/A | #N/A | #N/A | #N/A | #N/A
TRUE | VIC | SVTS3466U | Springvale 34 (United Energy) 66 kV | United Energy | Summer | Coincident_unreconciled | 2029 | POE50 | -0.12188 | NA | VIC Springvale 34 (United Energy) 66 kV |  |  | FALSE | #N/A | #N/A | #N/A | #N/A | #N/A | #N/A | #N/A | #N/A | #N/A | #N/A
TRUE | VIC | SVTS3466U | Springvale 34 (United Energy) 66 kV | United Energy | Summer | Coincident_unreconciled | 2029 | POE90 | -1.8608 | NA | VIC Springvale 34 (United Energy) 66 kV |  |  | FALSE | #N/A | #N/A | #N/A | #N/A | #N/A | #N/A | #N/A | #N/A | #N/A | #N/A
TRUE | VIC | SVTS3466U | Springvale 34 (United Energy) 66 kV | United Energy | Summer | Non-coincident | 2029 | POE50 | -0.12675 | 160.1702 | VIC Springvale 34 (United Energy) 66 kV |  |  | FALSE | #N/A | #N/A | #N/A | #N/A | #N/A | #N/A | #N/A | #N/A | #N/A | #N/A
TRUE | VIC | SVTS3466U | Springvale 34 (United Energy) 66 kV | United Energy | Summer | Non-coincident | 2029 | POE90 | -1.9351 | NA | VIC Springvale 34 (United Energy) 66 kV |  |  | FALSE | #N/A | #N/A | #N/A | #N/A | #N/A | #N/A | #N/A | #N/A | #N/A | #N/A
TRUE | VIC | SVTS3466U | Springvale 34 (United Energy) 66 kV | United Energy | Summer | Coincident_unreconciled | 2030 | POE50 | -2.6602 | NA | VIC Springvale 34 (United Energy) 66 kV |  |  | FALSE | #N/A | #N/A | #N/A | #N/A | #N/A | #N/A | #N/A | #N/A | #N/A | #N/A
TRUE | VIC | SVTS3466U | Springvale 34 (United Energy) 66 kV | United Energy | Summer | Coincident_unreconciled | 2030 | POE90 | -4.4063 | NA | VIC Springvale 34 (United Energy) 66 kV |  |  | FALSE | #N/A | #N/A | #N/A | #N/A | #N/A | #N/A | #N/A | #N/A | #N/A | #N/A
TRUE | VIC | SVTS3466U | Springvale 34 (United Energy) 66 kV | United Energy | Summer | Non-coincident | 2030 | POE50 | -2.7664 | 160.7614 | VIC Springvale 34 (United Energy) 66 kV |  |  | FALSE | #N/A | #N/A | #N/A | #N/A | #N/A | #N/A | #N/A | #N/A | #N/A | #N/A
TRUE | VIC | SVTS3466U | Springvale 34 (United Energy) 66 kV | United Energy | Summer | Non-coincident | 2030 | POE90 | -4.5821 | NA | VIC Springvale 34 (United Energy) 66 kV |  |  | FALSE | #N/A | #N/A | #N/A | #N/A | #N/A | #N/A | #N/A | #N/A | #N/A | #N/A
TRUE | VIC | SVTS3466U | Springvale 34 (United Energy) 66 kV | United Energy | Summer | Coincident_unreconciled | 2031 | POE50 | -5.2184 | NA | VIC Springvale 34 (United Energy) 66 kV |  |  | FALSE | #N/A | #N/A | #N/A | #N/A | #N/A | #N/A | #N/A | #N/A | #N/A | #N/A
TRUE | VIC | SVTS3466U | Springvale 34 (United Energy) 66 kV | United Energy | Summer | Coincident_unreconciled | 2031 | POE90 | -6.9716 | NA | VIC Springvale 34 (United Energy) 66 kV |  |  | FALSE | #N/A | #N/A | #N/A | #N/A | #N/A | #N/A | #N/A | #N/A | #N/A | #N/A
TRUE | VIC | SVTS3466U | Springvale 34 (United Energy) 66 kV | United Energy | Summer | Non-coincident | 2031 | POE50 | -5.4267 | 161.3902 | VIC Springvale 34 (United Energy) 66 kV |  |  | FALSE | #N/A | #N/A | #N/A | #N/A | #N/A | #N/A | #N/A | #N/A | #N/A | #N/A
TRUE | VIC | SVTS3466U | Springvale 34 (United Energy) 66 kV | United Energy | Summer | Non-coincident | 2031 | POE90 | -7.2498 | NA | VIC Springvale 34 (United Energy) 66 kV |  |  | FALSE | #N/A | #N/A | #N/A | #N/A | #N/A | #N/A | #N/A | #N/A | #N/A | #N/A
TRUE | VIC | SVTS3466U | Springvale 34 (United Energy) 66 kV | United Energy | Summer | Coincident_unreconciled | 2032 | POE50 | -6.9356 | NA | VIC Springvale 34 (United Energy) 66 kV |  |  | FALSE | #N/A | #N/A | #N/A | #N/A | #N/A | #N/A | #N/A | #N/A | #N/A | #N/A
TRUE | VIC | SVTS3466U | Springvale 34 (United Energy) 66 kV | United Energy | Summer | Coincident_unreconciled | 2032 | POE90 | -8.696 | NA | VIC Springvale 34 (United Energy) 66 kV |  |  | FALSE | #N/A | #N/A | #N/A | #N/A | #N/A | #N/A | #N/A | #N/A | #N/A | #N/A
TRUE | VIC | SVTS3466U | Springvale 34 (United Energy) 66 kV | United Energy | Summer | Non-coincident | 2032 | POE50 | -7.2124 | 162.2061 | VIC Springvale 34 (United Energy) 66 kV |  |  | FALSE | #N/A | #N/A | #N/A | #N/A | #N/A | #N/A | #N/A | #N/A | #N/A | #N/A
TRUE | VIC | SVTS3466U | Springvale 34 (United Energy) 66 kV | United Energy | Summer | Non-coincident | 2032 | POE90 | -9.0431 | NA | VIC Springvale 34 (United Energy) 66 kV |  |  | FALSE | #N/A | #N/A | #N/A | #N/A | #N/A | #N/A | #N/A | #N/A | #N/A | #N/A
TRUE | VIC | SVTS3466U | Springvale 34 (United Energy) 66 kV | United Energy | Summer | Coincident_unreconciled | 2033 | POE50 | -8.018 | NA | VIC Springvale 34 (United Energy) 66 kV |  |  | FALSE | #N/A | #N/A | #N/A | #N/A | #N/A | #N/A | #N/A | #N/A | #N/A | #N/A
TRUE | VIC | SVTS3466U | Springvale 34 (United Energy) 66 kV | United Energy | Summer | Coincident_unreconciled | 2033 | POE90 | -9.7856 | NA | VIC Springvale 34 (United Energy) 66 kV |  |  | FALSE | #N/A | #N/A | #N/A | #N/A | #N/A | #N/A | #N/A | #N/A | #N/A | #N/A
TRUE | VIC | SVTS3466U | Springvale 34 (United Energy) 66 kV | United Energy | Summer | Non-coincident | 2033 | POE50 | -8.338 | 163.1599 | VIC Springvale 34 (United Energy) 66 kV |  |  | FALSE | #N/A | #N/A | #N/A | #N/A | #N/A | #N/A | #N/A | #N/A | #N/A | #N/A
TRUE | VIC | SVTS3466U | Springvale 34 (United Energy) 66 kV | United Energy | Summer | Non-coincident | 2033 | POE90 | -10.1762 | NA | VIC Springvale 34 (United Energy) 66 kV |  |  | FALSE | #N/A | #N/A | #N/A | #N/A | #N/A | #N/A | #N/A | #N/A | #N/A | #N/A
TRUE | VIC | SVTS3466U | Springvale 34 (United Energy) 66 kV | United Energy | Summer | Coincident_unreconciled | 2034 | POE50 | -9.0099 | NA | VIC Springvale 34 (United Energy) 66 kV |  |  | FALSE | #N/A | #N/A | #N/A | #N/A | #N/A | #N/A | #N/A | #N/A | #N/A | #N/A
TRUE | VIC | SVTS3466U | Springvale 34 (United Energy) 66 kV | United Energy | Summer | Coincident_unreconciled | 2034 | POE90 | -10.7848 | NA | VIC Springvale 34 (United Energy) 66 kV |  |  | FALSE | #N/A | #N/A | #N/A | #N/A | #N/A | #N/A | #N/A | #N/A | #N/A | #N/A
TRUE | VIC | SVTS3466U | Springvale 34 (United Energy) 66 kV | United Energy | Summer | Non-coincident | 2034 | POE50 | -9.3695 | 164.1362 | VIC Springvale 34 (United Energy) 66 kV |  |  | FALSE | #N/A | #N/A | #N/A | #N/A | #N/A | #N/A | #N/A | #N/A | #N/A | #N/A
TRUE | VIC | SVTS3466U | Springvale 34 (United Energy) 66 kV | United Energy | Summer | Non-coincident | 2034 | POE90 | -11.2153 | NA | VIC Springvale 34 (United Energy) 66 kV |  |  | FALSE | #N/A | #N/A | #N/A | #N/A | #N/A | #N/A | #N/A | #N/A | #N/A | #N/A
TRUE | VIC | SVTS3466U | Springvale 34 (United Energy) 66 kV | United Energy | Summer | Coincident_unreconciled | 2035 | POE50 | -10.2153 | NA | VIC Springvale 34 (United Energy) 66 kV |  |  | FALSE | #N/A | #N/A | #N/A | #N/A | #N/A | #N/A | #N/A | #N/A | #N/A | #N/A
TRUE | VIC | SVTS3466U | Springvale 34 (United Energy) 66 kV | United Energy | Summer | Coincident_unreconciled | 2035 | POE90 | -11.9975 | NA | VIC Springvale 34 (United Energy) 66 kV |  |  | FALSE | #N/A | #N/A | #N/A | #N/A | #N/A | #N/A | #N/A | #N/A | #N/A | #N/A
TRUE | VIC | SVTS3466U | Springvale 34 (United Energy) 66 kV | United Energy | Summer | Non-coincident | 2035 | POE50 | -10.6231 | 165.0799 | VIC Springvale 34 (United Energy) 66 kV |  |  | FALSE | #N/A | #N/A | #N/A | #N/A | #N/A | #N/A | #N/A | #N/A | #N/A | #N/A
TRUE | VIC | SVTS3466U | Springvale 34 (United Energy) 66 kV | United Energy | Summer | Non-coincident | 2035 | POE90 | -12.4764 | NA | VIC Springvale 34 (United Energy) 66 kV |  |  | FALSE | #N/A | #N/A | #N/A | #N/A | #N/A | #N/A | #N/A | #N/A | #N/A | #N/A
TRUE | VIC | SVTS3466U | Springvale 34 (United Energy) 66 kV | United Energy | Summer | Non-coincident | 2025 | BASEYEARPOE10 | NA | 170.4178 | VIC Springvale 34 (United Energy) 66 kV |  |  | FALSE | #N/A | #N/A | #N/A | #N/A | #N/A | #N/A | #N/A | #N/A | #N/A | #N/A
TRUE | VIC | SVTS3466U | Springvale 34 (United Energy) 66 kV | United Energy | Summer | Coincident | 2026 | POE10 | NA | 165.5855 | VIC Springvale 34 (United Energy) 66 kV |  |  | FALSE | #N/A | #N/A | #N/A | #N/A | #N/A | #N/A | #N/A | #N/A | #N/A | #N/A
TRUE | VIC | SVTS3466U | Springvale 34 (United Energy) 66 kV | United Energy | Summer | Coincident | 2026 | POE50 | NA | 149.1763 | VIC Springvale 34 (United Energy) 66 kV |  |  | FALSE | #N/A | #N/A | #N/A | #N/A | #N/A | #N/A | #N/A | #N/A | #N/A | #N/A
TRUE | VIC | SVTS3466U | Springvale 34 (United Energy) 66 kV | United Energy | Summer | Non-coincident | 2026 | POE10 | NA | 181.5784 | VIC Springvale 34 (United Energy) 66 kV |  |  | FALSE | #N/A | #N/A | #N/A | #N/A | #N/A | #N/A | #N/A | #N/A | #N/A | #N/A
TRUE | VIC | SVTS3466U | Springvale 34 (United Energy) 66 kV | United Energy | Summer | Coincident | 2027 | POE10 | NA | 161.8236 | VIC Springvale 34 (United Energy) 66 kV |  |  | FALSE | #N/A | #N/A | #N/A | #N/A | #N/A | #N/A | #N/A | #N/A | #N/A | #N/A
TRUE | VIC | SVTS3466U | Springvale 34 (United Energy) 66 kV | United Energy | Summer | Coincident | 2027 | POE50 | NA | 144.7886 | VIC Springvale 34 (United Energy) 66 kV |  |  | FALSE | #N/A | #N/A | #N/A | #N/A | #N/A | #N/A | #N/A | #N/A | #N/A | #N/A
TRUE | VIC | SVTS3466U | Springvale 34 (United Energy) 66 kV | United Energy | Summer | Non-coincident | 2027 | POE10 | NA | 182.2523 | VIC Springvale 34 (United Energy) 66 kV |  |  | FALSE | #N/A | #N/A | #N/A | #N/A | #N/A | #N/A | #N/A | #N/A | #N/A | #N/A
TRUE | VIC | SVTS3466U | Springvale 34 (United Energy) 66 kV | United Energy | Summer | Coincident | 2028 | POE10 | NA | 158.3729 | VIC Springvale 34 (United Energy) 66 kV |  |  | FALSE | #N/A | #N/A | #N/A | #N/A | #N/A | #N/A | #N/A | #N/A | #N/A | #N/A
TRUE | VIC | SVTS3466U | Springvale 34 (United Energy) 66 kV | United Energy | Summer | Coincident | 2028 | POE50 | NA | 140.6134 | VIC Springvale 34 (United Energy) 66 kV |  |  | FALSE | #N/A | #N/A | #N/A | #N/A | #N/A | #N/A | #N/A | #N/A | #N/A | #N/A
TRUE | VIC | SVTS3466U | Springvale 34 (United Energy) 66 kV | United Energy | Summer | Non-coincident | 2028 | POE10 | NA | 182.7526 | VIC Springvale 34 (United Energy) 66 kV |  |  | FALSE | #N/A | #N/A | #N/A | #N/A | #N/A | #N/A | #N/A | #N/A | #N/A | #N/A
TRUE | VIC | SVTS3466U | Springvale 34 (United Energy) 66 kV | United Energy | Summer | Coincident | 2029 | POE10 | NA | 156.0419 | VIC Springvale 34 (United Energy) 66 kV |  |  | FALSE | #N/A | #N/A | #N/A | #N/A | #N/A | #N/A | #N/A | #N/A | #N/A | #N/A
TRUE | VIC | SVTS3466U | Springvale 34 (United Energy) 66 kV | United Energy | Summer | Coincident | 2029 | POE50 | NA | 138.6119 | VIC Springvale 34 (United Energy) 66 kV |  |  | FALSE | #N/A | #N/A | #N/A | #N/A | #N/A | #N/A | #N/A | #N/A | #N/A | #N/A
TRUE | VIC | SVTS3466U | Springvale 34 (United Energy) 66 kV | United Energy | Summer | Non-coincident | 2029 | POE10 | NA | 183.3339 | VIC Springvale 34 (United Energy) 66 kV |  |  | FALSE | #N/A | #N/A | #N/A | #N/A | #N/A | #N/A | #N/A | #N/A | #N/A | #N/A
TRUE | VIC | SVTS3466U | Springvale 34 (United Energy) 66 kV | United Energy | Summer | Coincident | 2030 | POE10 | NA | 154.3224 | VIC Springvale 34 (United Energy) 66 kV |  |  | FALSE | #N/A | #N/A | #N/A | #N/A | #N/A | #N/A | #N/A | #N/A | #N/A | #N/A
TRUE | VIC | SVTS3466U | Springvale 34 (United Energy) 66 kV | United Energy | Summer | Coincident | 2030 | POE50 | NA | 136.6506 | VIC Springvale 34 (United Energy) 66 kV |  |  | FALSE | #N/A | #N/A | #N/A | #N/A | #N/A | #N/A | #N/A | #N/A | #N/A | #N/A
TRUE | VIC | SVTS3466U | Springvale 34 (United Energy) 66 kV | United Energy | Summer | Non-coincident | 2030 | POE10 | NA | 184.0203 | VIC Springvale 34 (United Energy) 66 kV |  |  | FALSE | #N/A | #N/A | #N/A | #N/A | #N/A | #N/A | #N/A | #N/A | #N/A | #N/A
TRUE | VIC | SVTS3466U | Springvale 34 (United Energy) 66 kV | United Energy | Summer | Coincident | 2031 | POE10 | NA | 150.9995 | VIC Springvale 34 (United Energy) 66 kV |  |  | FALSE | #N/A | #N/A | #N/A | #N/A | #N/A | #N/A | #N/A | #N/A | #N/A | #N/A
TRUE | VIC | SVTS3466U | Springvale 34 (United Energy) 66 kV | United Energy | Summer | Coincident | 2031 | POE50 | NA | 134.3529 | VIC Springvale 34 (United Energy) 66 kV |  |  | FALSE | #N/A | #N/A | #N/A | #N/A | #N/A | #N/A | #N/A | #N/A | #N/A | #N/A
TRUE | VIC | SVTS3466U | Springvale 34 (United Energy) 66 kV | United Energy | Summer | Non-coincident | 2031 | POE10 | NA | 184.7443 | VIC Springvale 34 (United Energy) 66 kV |  |  | FALSE | #N/A | #N/A | #N/A | #N/A | #N/A | #N/A | #N/A | #N/A | #N/A | #N/A
TRUE | VIC | SVTS3466U | Springvale 34 (United Energy) 66 kV | United Energy | Summer | Coincident | 2032 | POE10 | NA | 147.2127 | VIC Springvale 34 (United Energy) 66 kV |  |  | FALSE | #N/A | #N/A | #N/A | #N/A | #N/A | #N/A | #N/A | #N/A | #N/A | #N/A
TRUE | VIC | SVTS3466U | Springvale 34 (United Energy) 66 kV | United Energy | Summer | Coincident | 2032 | POE50 | NA | 130.7325 | VIC Springvale 34 (United Energy) 66 kV |  |  | FALSE | #N/A | #N/A | #N/A | #N/A | #N/A | #N/A | #N/A | #N/A | #N/A | #N/A
TRUE | VIC | SVTS3466U | Springvale 34 (United Energy) 66 kV | United Energy | Summer | Non-coincident | 2032 | POE10 | NA | 185.6566 | VIC Springvale 34 (United Energy) 66 kV |  |  | FALSE | #N/A | #N/A | #N/A | #N/A | #N/A | #N/A | #N/A | #N/A | #N/A | #N/A
TRUE | VIC | SVTS3466U | Springvale 34 (United Energy) 66 kV | United Energy | Summer | Coincident | 2033 | POE10 | NA | 144.5788 | VIC Springvale 34 (United Energy) 66 kV |  |  | FALSE | #N/A | #N/A | #N/A | #N/A | #N/A | #N/A | #N/A | #N/A | #N/A | #N/A
TRUE | VIC | SVTS3466U | Springvale 34 (United Energy) 66 kV | United Energy | Summer | Coincident | 2033 | POE50 | NA | 127.2198 | VIC Springvale 34 (United Energy) 66 kV |  |  | FALSE | #N/A | #N/A | #N/A | #N/A | #N/A | #N/A | #N/A | #N/A | #N/A | #N/A
TRUE | VIC | SVTS3466U | Springvale 34 (United Energy) 66 kV | United Energy | Summer | Non-coincident | 2033 | POE10 | NA | 186.7075 | VIC Springvale 34 (United Energy) 66 kV |  |  | FALSE | #N/A | #N/A | #N/A | #N/A | #N/A | #N/A | #N/A | #N/A | #N/A | #N/A
TRUE | VIC | SVTS3466U | Springvale 34 (United Energy) 66 kV | United Energy | Summer | Coincident | 2034 | POE10 | NA | 143.9005 | VIC Springvale 34 (United Energy) 66 kV |  |  | FALSE | #N/A | #N/A | #N/A | #N/A | #N/A | #N/A | #N/A | #N/A | #N/A | #N/A
TRUE | VIC | SVTS3466U | Springvale 34 (United Energy) 66 kV | United Energy | Summer | Coincident | 2034 | POE50 | NA | 126.7761 | VIC Springvale 34 (United Energy) 66 kV |  |  | FALSE | #N/A | #N/A | #N/A | #N/A | #N/A | #N/A | #N/A | #N/A | #N/A | #N/A
TRUE | VIC | SVTS3466U | Springvale 34 (United Energy) 66 kV | United Energy | Summer | Non-coincident | 2034 | POE10 | NA | 187.7809 | VIC Springvale 34 (United Energy) 66 kV |  |  | FALSE | #N/A | #N/A | #N/A | #N/A | #N/A | #N/A | #N/A | #N/A | #N/A | #N/A
TRUE | VIC | SVTS3466U | Springvale 34 (United Energy) 66 kV | United Energy | Summer | Coincident | 2035 | POE10 | NA | 143.8077 | VIC Springvale 34 (United Energy) 66 kV |  |  | FALSE | #N/A | #N/A | #N/A | #N/A | #N/A | #N/A | #N/A | #N/A | #N/A | #N/A
TRUE | VIC | SVTS3466U | Springvale 34 (United Energy) 66 kV | United Energy | Summer | Coincident | 2035 | POE50 | NA | 126.7325 | VIC Springvale 34 (United Energy) 66 kV |  |  | FALSE | #N/A | #N/A | #N/A | #N/A | #N/A | #N/A | #N/A | #N/A | #N/A | #N/A
TRUE | VIC | SVTS3466U | Springvale 34 (United Energy) 66 kV | United Energy | Summer | Non-coincident | 2035 | POE10 | NA | 188.8217 | VIC Springvale 34 (United Energy) 66 kV |  |  | FALSE | #N/A | #N/A | #N/A | #N/A | #N/A | #N/A | #N/A | #N/A | #N/A | #N/A
TRUE | VIC | SVTS3466U | Springvale 34 (United Energy) 66 kV | United Energy | Winter | Coincident | 2018 | ACTUAL_OPG | NA | 108.233 | VIC Springvale 34 (United Energy) 66 kV |  |  | FALSE | #N/A | #N/A | #N/A | #N/A | #N/A | #N/A | #N/A | #N/A | #N/A | #N/A
TRUE | VIC | SVTS3466U | Springvale 34 (United Energy) 66 kV | United Energy | Winter | Coincident | 2018 | ACTUAL_RAW | NA | 108.233 | VIC Springvale 34 (United Energy) 66 kV |  |  | FALSE | #N/A | #N/A | #N/A | #N/A | #N/A | #N/A | #N/A | #N/A | #N/A | #N/A
TRUE | VIC | SVTS3466U | Springvale 34 (United Energy) 66 kV | United Energy | Winter | Non-coincident | 2018 | ACTUAL_RAW | NA | 113.607 | VIC Springvale 34 (United Energy) 66 kV |  |  | FALSE | #N/A | #N/A | #N/A | #N/A | #N/A | #N/A | #N/A | #N/A | #N/A | #N/A
TRUE | VIC | SVTS3466U | Springvale 34 (United Energy) 66 kV | United Energy | Winter | Non-coincident | 2018 | ACTUAL_OPG | NA | 113.607 | VIC Springvale 34 (United Energy) 66 kV |  |  | FALSE | #N/A | #N/A | #N/A | #N/A | #N/A | #N/A | #N/A | #N/A | #N/A | #N/A
TRUE | VIC | SVTS3466U | Springvale 34 (United Energy) 66 kV | United Energy | Winter | Non-coincident | 2018 | ACTUAL_ADJUSTEDOPG | NA | 113.607 | VIC Springvale 34 (United Energy) 66 kV |  |  | FALSE | #N/A | #N/A | #N/A | #N/A | #N/A | #N/A | #N/A | #N/A | #N/A | #N/A
TRUE | VIC | SVTS3466U | Springvale 34 (United Energy) 66 kV | United Energy | Winter | Coincident | 2019 | ACTUAL_OPG | NA | 111.3008 | VIC Springvale 34 (United Energy) 66 kV |  |  | FALSE | #N/A | #N/A | #N/A | #N/A | #N/A | #N/A | #N/A | #N/A | #N/A | #N/A
TRUE | VIC | SVTS3466U | Springvale 34 (United Energy) 66 kV | United Energy | Winter | Coincident | 2019 | ACTUAL_RAW | NA | 111.3008 | VIC Springvale 34 (United Energy) 66 kV |  |  | FALSE | #N/A | #N/A | #N/A | #N/A | #N/A | #N/A | #N/A | #N/A | #N/A | #N/A
TRUE | VIC | SVTS3466U | Springvale 34 (United Energy) 66 kV | United Energy | Winter | Non-coincident | 2019 | ACTUAL_RAW | NA | 113.6399 | VIC Springvale 34 (United Energy) 66 kV |  |  | FALSE | #N/A | #N/A | #N/A | #N/A | #N/A | #N/A | #N/A | #N/A | #N/A | #N/A
TRUE | VIC | SVTS3466U | Springvale 34 (United Energy) 66 kV | United Energy | Winter | Non-coincident | 2019 | ACTUAL_OPG | NA | 113.6399 | VIC Springvale 34 (United Energy) 66 kV |  |  | FALSE | #N/A | #N/A | #N/A | #N/A | #N/A | #N/A | #N/A | #N/A | #N/A | #N/A
TRUE | VIC | SVTS3466U | Springvale 34 (United Energy) 66 kV | United Energy | Winter | Non-coincident | 2019 | ACTUAL_ADJUSTEDOPG | NA | 113.6399 | VIC Springvale 34 (United Energy) 66 kV |  |  | FALSE | #N/A | #N/A | #N/A | #N/A | #N/A | #N/A | #N/A | #N/A | #N/A | #N/A
TRUE | VIC | SVTS3466U | Springvale 34 (United Energy) 66 kV | United Energy | Winter | Coincident | 2020 | ACTUAL_OPG | NA | 109.8395 | VIC Springvale 34 (United Energy) 66 kV |  |  | FALSE | #N/A | #N/A | #N/A | #N/A | #N/A | #N/A | #N/A | #N/A | #N/A | #N/A
TRUE | VIC | SVTS3466U | Springvale 34 (United Energy) 66 kV | United Energy | Winter | Coincident | 2020 | ACTUAL_RAW | NA | 109.8395 | VIC Springvale 34 (United Energy) 66 kV |  |  | FALSE | #N/A | #N/A | #N/A | #N/A | #N/A | #N/A | #N/A | #N/A | #N/A | #N/A
TRUE | VIC | SVTS3466U | Springvale 34 (United Energy) 66 kV | United Energy | Winter | Non-coincident | 2020 | ACTUAL_RAW | NA | 111.4183 | VIC Springvale 34 (United Energy) 66 kV |  |  | FALSE | #N/A | #N/A | #N/A | #N/A | #N/A | #N/A | #N/A | #N/A | #N/A | #N/A
TRUE | VIC | SVTS3466U | Springvale 34 (United Energy) 66 kV | United Energy | Winter | Non-coincident | 2020 | ACTUAL_OPG | NA | 111.4183 | VIC Springvale 34 (United Energy) 66 kV |  |  | FALSE | #N/A | #N/A | #N/A | #N/A | #N/A | #N/A | #N/A | #N/A | #N/A | #N/A
TRUE | VIC | SVTS3466U | Springvale 34 (United Energy) 66 kV | United Energy | Winter | Non-coincident | 2020 | ACTUAL_ADJUSTEDOPG | NA | 111.4183 | VIC Springvale 34 (United Energy) 66 kV |  |  | FALSE | #N/A | #N/A | #N/A | #N/A | #N/A | #N/A | #N/A | #N/A | #N/A | #N/A
TRUE | VIC | SVTS3466U | Springvale 34 (United Energy) 66 kV | United Energy | Winter | Coincident | 2021 | ACTUAL_OPG | NA | 108.1143 | VIC Springvale 34 (United Energy) 66 kV |  |  | FALSE | #N/A | #N/A | #N/A | #N/A | #N/A | #N/A | #N/A | #N/A | #N/A | #N/A
TRUE | VIC | SVTS3466U | Springvale 34 (United Energy) 66 kV | United Energy | Winter | Coincident | 2021 | ACTUAL_RAW | NA | 108.1143 | VIC Springvale 34 (United Energy) 66 kV |  |  | FALSE | #N/A | #N/A | #N/A | #N/A | #N/A | #N/A | #N/A | #N/A | #N/A | #N/A
TRUE | VIC | SVTS3466U | Springvale 34 (United Energy) 66 kV | United Energy | Winter | Non-coincident | 2021 | ACTUAL_RAW | NA | 108.9901 | VIC Springvale 34 (United Energy) 66 kV |  |  | FALSE | #N/A | #N/A | #N/A | #N/A | #N/A | #N/A | #N/A | #N/A | #N/A | #N/A
TRUE | VIC | SVTS3466U | Springvale 34 (United Energy) 66 kV | United Energy | Winter | Non-coincident | 2021 | ACTUAL_OPG | NA | 108.9901 | VIC Springvale 34 (United Energy) 66 kV |  |  | FALSE | #N/A | #N/A | #N/A | #N/A | #N/A | #N/A | #N/A | #N/A | #N/A | #N/A
TRUE | VIC | SVTS3466U | Springvale 34 (United Energy) 66 kV | United Energy | Winter | Non-coincident | 2021 | ACTUAL_ADJUSTEDOPG | NA | 108.9901 | VIC Springvale 34 (United Energy) 66 kV |  |  | FALSE | #N/A | #N/A | #N/A | #N/A | #N/A | #N/A | #N/A | #N/A | #N/A | #N/A
TRUE | VIC | SVTS3466U | Springvale 34 (United Energy) 66 kV | United Energy | Winter | Coincident | 2022 | ACTUAL_OPG | NA | 111.4268 | VIC Springvale 34 (United Energy) 66 kV |  |  | FALSE | #N/A | #N/A | #N/A | #N/A | #N/A | #N/A | #N/A | #N/A | #N/A | #N/A
TRUE | VIC | SVTS3466U | Springvale 34 (United Energy) 66 kV | United Energy | Winter | Coincident | 2022 | ACTUAL_RAW | NA | 111.4268 | VIC Springvale 34 (United Energy) 66 kV |  |  | FALSE | #N/A | #N/A | #N/A | #N/A | #N/A | #N/A | #N/A | #N/A | #N/A | #N/A
TRUE | VIC | SVTS3466U | Springvale 34 (United Energy) 66 kV | United Energy | Winter | Non-coincident | 2022 | ACTUAL_RAW | NA | 114.8126 | VIC Springvale 34 (United Energy) 66 kV |  |  | FALSE | #N/A | #N/A | #N/A | #N/A | #N/A | #N/A | #N/A | #N/A | #N/A | #N/A
TRUE | VIC | SVTS3466U | Springvale 34 (United Energy) 66 kV | United Energy | Winter | Non-coincident | 2022 | ACTUAL_OPG | NA | 114.8126 | VIC Springvale 34 (United Energy) 66 kV |  |  | FALSE | #N/A | #N/A | #N/A | #N/A | #N/A | #N/A | #N/A | #N/A | #N/A | #N/A
TRUE | VIC | SVTS3466U | Springvale 34 (United Energy) 66 kV | United Energy | Winter | Non-coincident | 2022 | ACTUAL_ADJUSTEDOPG | NA | 114.8126 | VIC Springvale 34 (United Energy) 66 kV |  |  | FALSE | #N/A | #N/A | #N/A | #N/A | #N/A | #N/A | #N/A | #N/A | #N/A | #N/A
TRUE | VIC | SVTS3466U | Springvale 34 (United Energy) 66 kV | United Energy | Winter | Coincident | 2023 | ACTUAL_OPG | NA | 111.5573 | VIC Springvale 34 (United Energy) 66 kV |  |  | FALSE | #N/A | #N/A | #N/A | #N/A | #N/A | #N/A | #N/A | #N/A | #N/A | #N/A
TRUE | VIC | SVTS3466U | Springvale 34 (United Energy) 66 kV | United Energy | Winter | Coincident | 2023 | ACTUAL_RAW | NA | 111.5573 | VIC Springvale 34 (United Energy) 66 kV |  |  | FALSE | #N/A | #N/A | #N/A | #N/A | #N/A | #N/A | #N/A | #N/A | #N/A | #N/A
TRUE | VIC | SVTS3466U | Springvale 34 (United Energy) 66 kV | United Energy | Winter | Non-coincident | 2023 | ACTUAL_RAW | NA | 111.5573 | VIC Springvale 34 (United Energy) 66 kV |  |  | FALSE | #N/A | #N/A | #N/A | #N/A | #N/A | #N/A | #N/A | #N/A | #N/A | #N/A
TRUE | VIC | SVTS3466U | Springvale 34 (United Energy) 66 kV | United Energy | Winter | Non-coincident | 2023 | ACTUAL_OPG | NA | 111.5573 | VIC Springvale 34 (United Energy) 66 kV |  |  | FALSE | #N/A | #N/A | #N/A | #N/A | #N/A | #N/A | #N/A | #N/A | #N/A | #N/A
TRUE | VIC | SVTS3466U | Springvale 34 (United Energy) 66 kV | United Energy | Winter | Non-coincident | 2023 | ACTUAL_ADJUSTEDOPG | NA | 111.5573 | VIC Springvale 34 (United Energy) 66 kV |  |  | FALSE | #N/A | #N/A | #N/A | #N/A | #N/A | #N/A | #N/A | #N/A | #N/A | #N/A
TRUE | VIC | SVTS3466U | Springvale 34 (United Energy) 66 kV | United Energy | Winter | Coincident | 2024 | ACTUAL_OPG | NA | 121.0064 | VIC Springvale 34 (United Energy) 66 kV |  |  | FALSE | #N/A | #N/A | #N/A | #N/A | #N/A | #N/A | #N/A | #N/A | #N/A | #N/A
TRUE | VIC | SVTS3466U | Springvale 34 (United Energy) 66 kV | United Energy | Winter | Coincident | 2024 | ACTUAL_RAW | NA | 121.0064 | VIC Springvale 34 (United Energy) 66 kV |  |  | FALSE | #N/A | #N/A | #N/A | #N/A | #N/A | #N/A | #N/A | #N/A | #N/A | #N/A
TRUE | VIC | SVTS3466U | Springvale 34 (United Energy) 66 kV | United Energy | Winter | Non-coincident | 2024 | ACTUAL_RAW | NA | 121.0064 | VIC Springvale 34 (United Energy) 66 kV |  |  | FALSE | #N/A | #N/A | #N/A | #N/A | #N/A | #N/A | #N/A | #N/A | #N/A | #N/A
TRUE | VIC | SVTS3466U | Springvale 34 (United Energy) 66 kV | United Energy | Winter | Non-coincident | 2024 | ACTUAL_OPG | NA | 121.0064 | VIC Springvale 34 (United Energy) 66 kV |  |  | FALSE | #N/A | #N/A | #N/A | #N/A | #N/A | #N/A | #N/A | #N/A | #N/A | #N/A
TRUE | VIC | SVTS3466U | Springvale 34 (United Energy) 66 kV | United Energy | Winter | Non-coincident | 2024 | ACTUAL_ADJUSTEDOPG | NA | 121.0064 | VIC Springvale 34 (United Energy) 66 kV |  |  | FALSE | #N/A | #N/A | #N/A | #N/A | #N/A | #N/A | #N/A | #N/A | #N/A | #N/A
TRUE | VIC | SVTS3466U | Springvale 34 (United Energy) 66 kV | United Energy | Winter | Coincident | 2025 | POE10 | NA | 113.1681 | VIC Springvale 34 (United Energy) 66 kV |  |  | FALSE | #N/A | #N/A | #N/A | #N/A | #N/A | #N/A | #N/A | #N/A | #N/A | #N/A
TRUE | VIC | SVTS3466U | Springvale 34 (United Energy) 66 kV | United Energy | Winter | Coincident | 2025 | POE50 | NA | 111.7548 | VIC Springvale 34 (United Energy) 66 kV |  |  | FALSE | #N/A | #N/A | #N/A | #N/A | #N/A | #N/A | #N/A | #N/A | #N/A | #N/A
TRUE | VIC | SVTS3466U | Springvale 34 (United Energy) 66 kV | United Energy | Winter | Non-coincident | 2025 | ACTUAL_RAW | NA | 122.925 | VIC Springvale 34 (United Energy) 66 kV |  |  | FALSE | #N/A | #N/A | #N/A | #N/A | #N/A | #N/A | #N/A | #N/A | #N/A | #N/A
TRUE | VIC | SVTS3466U | Springvale 34 (United Energy) 66 kV | United Energy | Winter | Non-coincident | 2025 | ACTUAL_ADJUSTEDOPG | NA | 122.925 | VIC Springvale 34 (United Energy) 66 kV |  |  | FALSE | #N/A | #N/A | #N/A | #N/A | #N/A | #N/A | #N/A | #N/A | #N/A | #N/A
TRUE | VIC | SVTS3466U | Springvale 34 (United Energy) 66 kV | United Energy | Winter | Non-coincident | 2025 | BASEYEARPOE50 | NA | 115.854 | VIC Springvale 34 (United Energy) 66 kV |  |  | FALSE | #N/A | #N/A | #N/A | #N/A | #N/A | #N/A | #N/A | #N/A | #N/A | #N/A
TRUE | VIC | SVTS3466U | Springvale 34 (United Energy) 66 kV | United Energy | Winter | Non-coincident | 2025 | BASEYEARPOE10 | NA | 118.3356 | VIC Springvale 34 (United Energy) 66 kV |  |  | FALSE | #N/A | #N/A | #N/A | #N/A | #N/A | #N/A | #N/A | #N/A | #N/A | #N/A
TRUE | VIC | SVTS3466U | Springvale 34 (United Energy) 66 kV | United Energy | Winter | Non-coincident | 2025 | POE10 | NA | 119.8409 | VIC Springvale 34 (United Energy) 66 kV |  |  | FALSE | #N/A | #N/A | #N/A | #N/A | #N/A | #N/A | #N/A | #N/A | #N/A | #N/A
TRUE | VIC | SVTS3466U | Springvale 34 (United Energy) 66 kV | United Energy | Winter | Non-coincident | 2025 | POE50 | NA | 116.1473 | VIC Springvale 34 (United Energy) 66 kV |  |  | FALSE | #N/A | #N/A | #N/A | #N/A | #N/A | #N/A | #N/A | #N/A | #N/A | #N/A
TRUE | VIC | SVTS3466U | Springvale 34 (United Energy) 66 kV | United Energy | Winter | Coincident | 2026 | POE10 | NA | 114.128 | VIC Springvale 34 (United Energy) 66 kV |  |  | FALSE | #N/A | #N/A | #N/A | #N/A | #N/A | #N/A | #N/A | #N/A | #N/A | #N/A
TRUE | VIC | SVTS3466U | Springvale 34 (United Energy) 66 kV | United Energy | Winter | Coincident | 2026 | POE50 | NA | 112.5888 | VIC Springvale 34 (United Energy) 66 kV |  |  | FALSE | #N/A | #N/A | #N/A | #N/A | #N/A | #N/A | #N/A | #N/A | #N/A | #N/A
TRUE | VIC | SVTS3466U | Springvale 34 (United Energy) 66 kV | United Energy | Winter | Non-coincident | 2026 | POE10 | NA | 125.4335 | VIC Springvale 34 (United Energy) 66 kV |  |  | FALSE | #N/A | #N/A | #N/A | #N/A | #N/A | #N/A | #N/A | #N/A | #N/A | #N/A
TRUE | VIC | SVTS3466U | Springvale 34 (United Energy) 66 kV | United Energy | Winter | Non-coincident | 2026 | POE50 | NA | 121.6794 | VIC Springvale 34 (United Energy) 66 kV |  |  | FALSE | #N/A | #N/A | #N/A | #N/A | #N/A | #N/A | #N/A | #N/A | #N/A | #N/A
TRUE | VIC | SVTS3466U | Springvale 34 (United Energy) 66 kV | United Energy | Winter | Coincident | 2027 | POE10 | NA | 110.7956 | VIC Springvale 34 (United Energy) 66 kV |  |  | FALSE | #N/A | #N/A | #N/A | #N/A | #N/A | #N/A | #N/A | #N/A | #N/A | #N/A
TRUE | VIC | SVTS3466U | Springvale 34 (United Energy) 66 kV | United Energy | Winter | Coincident | 2027 | POE50 | NA | 109.0295 | VIC Springvale 34 (United Energy) 66 kV |  |  | FALSE | #N/A | #N/A | #N/A | #N/A | #N/A | #N/A | #N/A | #N/A | #N/A | #N/A
TRUE | VIC | SVTS3466U | Springvale 34 (United Energy) 66 kV | United Energy | Winter | Non-coincident | 2027 | POE10 | NA | 126.4043 | VIC Springvale 34 (United Energy) 66 kV |  |  | FALSE | #N/A | #N/A | #N/A | #N/A | #N/A | #N/A | #N/A | #N/A | #N/A | #N/A
TRUE | VIC | SVTS3466U | Springvale 34 (United Energy) 66 kV | United Energy | Winter | Non-coincident | 2027 | POE50 | NA | 122.6095 | VIC Springvale 34 (United Energy) 66 kV |  |  | FALSE | #N/A | #N/A | #N/A | #N/A | #N/A | #N/A | #N/A | #N/A | #N/A | #N/A
TRUE | VIC | SVTS3466U | Springvale 34 (United Energy) 66 kV | United Energy | Winter | Coincident | 2028 | POE10 | NA | 109.365 | VIC Springvale 34 (United Energy) 66 kV |  |  | FALSE | #N/A | #N/A | #N/A | #N/A | #N/A | #N/A | #N/A | #N/A | #N/A | #N/A
TRUE | VIC | SVTS3466U | Springvale 34 (United Energy) 66 kV | United Energy | Winter | Coincident | 2028 | POE50 | NA | 107.712 | VIC Springvale 34 (United Energy) 66 kV |  |  | FALSE | #N/A | #N/A | #N/A | #N/A | #N/A | #N/A | #N/A | #N/A | #N/A | #N/A
TRUE | VIC | SVTS3466U | Springvale 34 (United Energy) 66 kV | United Energy | Winter | Non-coincident | 2028 | POE10 | NA | 127.2667 | VIC Springvale 34 (United Energy) 66 kV |  |  | FALSE | #N/A | #N/A | #N/A | #N/A | #N/A | #N/A | #N/A | #N/A | #N/A | #N/A
TRUE | VIC | SVTS3466U | Springvale 34 (United Energy) 66 kV | United Energy | Winter | Non-coincident | 2028 | POE50 | NA | 123.4086 | VIC Springvale 34 (United Energy) 66 kV |  |  | FALSE | #N/A | #N/A | #N/A | #N/A | #N/A | #N/A | #N/A | #N/A | #N/A | #N/A
TRUE | VIC | SVTS3466U | Springvale 34 (United Energy) 66 kV | United Energy | Winter | Coincident | 2029 | POE10 | NA | 108.8056 | VIC Springvale 34 (United Energy) 66 kV |  |  | FALSE | #N/A | #N/A | #N/A | #N/A | #N/A | #N/A | #N/A | #N/A | #N/A | #N/A
TRUE | VIC | SVTS3466U | Springvale 34 (United Energy) 66 kV | United Energy | Winter | Coincident | 2029 | POE50 | NA | 107.2045 | VIC Springvale 34 (United Energy) 66 kV |  |  | FALSE | #N/A | #N/A | #N/A | #N/A | #N/A | #N/A | #N/A | #N/A | #N/A | #N/A
TRUE | VIC | SVTS3466U | Springvale 34 (United Energy) 66 kV | United Energy | Winter | Non-coincident | 2029 | POE10 | NA | 128.2175 | VIC Springvale 34 (United Energy) 66 kV |  |  | FALSE | #N/A | #N/A | #N/A | #N/A | #N/A | #N/A | #N/A | #N/A | #N/A | #N/A
TRUE | VIC | SVTS3466U | Springvale 34 (United Energy) 66 kV | United Energy | Winter | Non-coincident | 2029 | POE50 | NA | 124.3018 | VIC Springvale 34 (United Energy) 66 kV |  |  | FALSE | #N/A | #N/A | #N/A | #N/A | #N/A | #N/A | #N/A | #N/A | #N/A | #N/A
TRUE | VIC | SVTS3466U | Springvale 34 (United Energy) 66 kV | United Energy | Winter | Coincident | 2030 | POE10 | NA | 108.1063 | VIC Springvale 34 (United Energy) 66 kV |  |  | FALSE | #N/A | #N/A | #N/A | #N/A | #N/A | #N/A | #N/A | #N/A | #N/A | #N/A
TRUE | VIC | SVTS3466U | Springvale 34 (United Energy) 66 kV | United Energy | Winter | Coincident | 2030 | POE50 | NA | 106.4992 | VIC Springvale 34 (United Energy) 66 kV |  |  | FALSE | #N/A | #N/A | #N/A | #N/A | #N/A | #N/A | #N/A | #N/A | #N/A | #N/A
TRUE | VIC | SVTS3466U | Springvale 34 (United Energy) 66 kV | United Energy | Winter | Non-coincident | 2030 | POE10 | NA | 129.3012 | VIC Springvale 34 (United Energy) 66 kV |  |  | FALSE | #N/A | #N/A | #N/A | #N/A | #N/A | #N/A | #N/A | #N/A | #N/A | #N/A
TRUE | VIC | SVTS3466U | Springvale 34 (United Energy) 66 kV | United Energy | Winter | Non-coincident | 2030 | POE50 | NA | 125.2438 | VIC Springvale 34 (United Energy) 66 kV |  |  | FALSE | #N/A | #N/A | #N/A | #N/A | #N/A | #N/A | #N/A | #N/A | #N/A | #N/A
TRUE | VIC | SVTS3466U | Springvale 34 (United Energy) 66 kV | United Energy | Winter | Coincident | 2031 | POE10 | NA | 107.5861 | VIC Springvale 34 (United Energy) 66 kV |  |  | FALSE | #N/A | #N/A | #N/A | #N/A | #N/A | #N/A | #N/A | #N/A | #N/A | #N/A
TRUE | VIC | SVTS3466U | Springvale 34 (United Energy) 66 kV | United Energy | Winter | Coincident | 2031 | POE50 | NA | 105.9978 | VIC Springvale 34 (United Energy) 66 kV |  |  | FALSE | #N/A | #N/A | #N/A | #N/A | #N/A | #N/A | #N/A | #N/A | #N/A | #N/A
TRUE | VIC | SVTS3466U | Springvale 34 (United Energy) 66 kV | United Energy | Winter | Non-coincident | 2031 | POE10 | NA | 130.4205 | VIC Springvale 34 (United Energy) 66 kV |  |  | FALSE | #N/A | #N/A | #N/A | #N/A | #N/A | #N/A | #N/A | #N/A | #N/A | #N/A
TRUE | VIC | SVTS3466U | Springvale 34 (United Energy) 66 kV | United Energy | Winter | Non-coincident | 2031 | POE50 | NA | 126.2006 | VIC Springvale 34 (United Energy) 66 kV |  |  | FALSE | #N/A | #N/A | #N/A | #N/A | #N/A | #N/A | #N/A | #N/A | #N/A | #N/A
TRUE | VIC | SVTS3466U | Springvale 34 (United Energy) 66 kV | United Energy | Winter | Coincident | 2032 | POE10 | NA | 106.1947 | VIC Springvale 34 (United Energy) 66 kV |  |  | FALSE | #N/A | #N/A | #N/A | #N/A | #N/A | #N/A | #N/A | #N/A | #N/A | #N/A
TRUE | VIC | SVTS3466U | Springvale 34 (United Energy) 66 kV | United Energy | Winter | Coincident | 2032 | POE50 | NA | 104.4362 | VIC Springvale 34 (United Energy) 66 kV |  |  | FALSE | #N/A | #N/A | #N/A | #N/A | #N/A | #N/A | #N/A | #N/A | #N/A | #N/A
TRUE | VIC | SVTS3466U | Springvale 34 (United Energy) 66 kV | United Energy | Winter | Non-coincident | 2032 | POE10 | NA | 131.6247 | VIC Springvale 34 (United Energy) 66 kV |  |  | FALSE | #N/A | #N/A | #N/A | #N/A | #N/A | #N/A | #N/A | #N/A | #N/A | #N/A
TRUE | VIC | SVTS3466U | Springvale 34 (United Energy) 66 kV | United Energy | Winter | Non-coincident | 2032 | POE50 | NA | 127.1843 | VIC Springvale 34 (United Energy) 66 kV |  |  | FALSE | #N/A | #N/A | #N/A | #N/A | #N/A | #N/A | #N/A | #N/A | #N/A | #N/A
TRUE | VIC | SVTS3466U | Springvale 34 (United Energy) 66 kV | United Energy | Winter | Coincident | 2033 | POE10 | NA | 104.3383 | VIC Springvale 34 (United Energy) 66 kV |  |  | FALSE | #N/A | #N/A | #N/A | #N/A | #N/A | #N/A | #N/A | #N/A | #N/A | #N/A
TRUE | VIC | SVTS3466U | Springvale 34 (United Energy) 66 kV | United Energy | Winter | Coincident | 2033 | POE50 | NA | 102.6295 | VIC Springvale 34 (United Energy) 66 kV |  |  | FALSE | #N/A | #N/A | #N/A | #N/A | #N/A | #N/A | #N/A | #N/A | #N/A | #N/A
TRUE | VIC | SVTS3466U | Springvale 34 (United Energy) 66 kV | United Energy | Winter | Non-coincident | 2033 | POE10 | NA | 132.8257 | VIC Springvale 34 (United Energy) 66 kV |  |  | FALSE | #N/A | #N/A | #N/A | #N/A | #N/A | #N/A | #N/A | #N/A | #N/A | #N/A
TRUE | VIC | SVTS3466U | Springvale 34 (United Energy) 66 kV | United Energy | Winter | Non-coincident | 2033 | POE50 | NA | 128.1612 | VIC Springvale 34 (United Energy) 66 kV |  |  | FALSE | #N/A | #N/A | #N/A | #N/A | #N/A | #N/A | #N/A | #N/A | #N/A | #N/A
TRUE | VIC | SVTS3466U | Springvale 34 (United Energy) 66 kV | United Energy | Winter | Coincident | 2034 | POE10 | NA | 104.3363 | VIC Springvale 34 (United Energy) 66 kV |  |  | FALSE | #N/A | #N/A | #N/A | #N/A | #N/A | #N/A | #N/A | #N/A | #N/A | #N/A
TRUE | VIC | SVTS3466U | Springvale 34 (United Energy) 66 kV | United Energy | Winter | Coincident | 2034 | POE50 | NA | 102.6895 | VIC Springvale 34 (United Energy) 66 kV |  |  | FALSE | #N/A | #N/A | #N/A | #N/A | #N/A | #N/A | #N/A | #N/A | #N/A | #N/A
TRUE | VIC | SVTS3466U | Springvale 34 (United Energy) 66 kV | United Energy | Winter | Non-coincident | 2034 | POE10 | NA | 133.994 | VIC Springvale 34 (United Energy) 66 kV |  |  | FALSE | #N/A | #N/A | #N/A | #N/A | #N/A | #N/A | #N/A | #N/A | #N/A | #N/A
TRUE | VIC | SVTS3466U | Springvale 34 (United Energy) 66 kV | United Energy | Winter | Non-coincident | 2034 | POE50 | NA | 129.1831 | VIC Springvale 34 (United Energy) 66 kV |  |  | FALSE | #N/A | #N/A | #N/A | #N/A | #N/A | #N/A | #N/A | #N/A | #N/A | #N/A
TRUE | VIC | TBTS | Tyabb (United Energy) 66 kV | United Energy | Shoulder | Coincident | 2019 | ACTUAL_OPG | 72.1017 | NA | VIC Tyabb (United Energy) 66 kV |  |  | FALSE | #N/A | #N/A | #N/A | #N/A | #N/A | #N/A | #N/A | #N/A | #N/A | #N/A
TRUE | VIC | TBTS | Tyabb (United Energy) 66 kV | United Energy | Shoulder | Coincident | 2019 | ACTUAL_RAW | 71.2332 | NA | VIC Tyabb (United Energy) 66 kV |  |  | FALSE | #N/A | #N/A | #N/A | #N/A | #N/A | #N/A | #N/A | #N/A | #N/A | #N/A
TRUE | VIC | TBTS | Tyabb (United Energy) 66 kV | United Energy | Shoulder | Non-coincident | 2019 | ACTUAL_RAW | 62.973 | NA | VIC Tyabb (United Energy) 66 kV |  |  | FALSE | #N/A | #N/A | #N/A | #N/A | #N/A | #N/A | #N/A | #N/A | #N/A | #N/A
TRUE | VIC | TBTS | Tyabb (United Energy) 66 kV | United Energy | Shoulder | Non-coincident | 2019 | ACTUAL_OPG | 67.6372 | NA | VIC Tyabb (United Energy) 66 kV |  |  | FALSE | #N/A | #N/A | #N/A | #N/A | #N/A | #N/A | #N/A | #N/A | #N/A | #N/A
TRUE | VIC | TBTS | Tyabb (United Energy) 66 kV | United Energy | Shoulder | Non-coincident | 2019 | ACTUAL_ADJUSTEDOPG | 67.6372 | NA | VIC Tyabb (United Energy) 66 kV |  |  | FALSE | #N/A | #N/A | #N/A | #N/A | #N/A | #N/A | #N/A | #N/A | #N/A | #N/A
TRUE | VIC | TBTS | Tyabb (United Energy) 66 kV | United Energy | Shoulder | Coincident | 2020 | ACTUAL_OPG | 71.2824 | NA | VIC Tyabb (United Energy) 66 kV |  |  | FALSE | #N/A | #N/A | #N/A | #N/A | #N/A | #N/A | #N/A | #N/A | #N/A | #N/A
TRUE | VIC | TBTS | Tyabb (United Energy) 66 kV | United Energy | Shoulder | Coincident | 2020 | ACTUAL_RAW | 71.5557 | NA | VIC Tyabb (United Energy) 66 kV |  |  | FALSE | #N/A | #N/A | #N/A | #N/A | #N/A | #N/A | #N/A | #N/A | #N/A | #N/A
TRUE | VIC | TBTS | Tyabb (United Energy) 66 kV | United Energy | Shoulder | Non-coincident | 2020 | ACTUAL_RAW | 54.9283 | NA | VIC Tyabb (United Energy) 66 kV |  |  | FALSE | #N/A | #N/A | #N/A | #N/A | #N/A | #N/A | #N/A | #N/A | #N/A | #N/A
TRUE | VIC | TBTS | Tyabb (United Energy) 66 kV | United Energy | Shoulder | Non-coincident | 2020 | ACTUAL_OPG | 54.2474 | NA | VIC Tyabb (United Energy) 66 kV |  |  | FALSE | #N/A | #N/A | #N/A | #N/A | #N/A | #N/A | #N/A | #N/A | #N/A | #N/A
TRUE | VIC | TBTS | Tyabb (United Energy) 66 kV | United Energy | Shoulder | Non-coincident | 2020 | ACTUAL_ADJUSTEDOPG | 54.2474 | NA | VIC Tyabb (United Energy) 66 kV |  |  | FALSE | #N/A | #N/A | #N/A | #N/A | #N/A | #N/A | #N/A | #N/A | #N/A | #N/A
TRUE | VIC | TBTS | Tyabb (United Energy) 66 kV | United Energy | Shoulder | Coincident | 2021 | ACTUAL_OPG | 68.91 | NA | VIC Tyabb (United Energy) 66 kV |  |  | FALSE | #N/A | #N/A | #N/A | #N/A | #N/A | #N/A | #N/A | #N/A | #N/A | #N/A
TRUE | VIC | TBTS | Tyabb (United Energy) 66 kV | United Energy | Shoulder | Coincident | 2021 | ACTUAL_RAW | 64.6147 | NA | VIC Tyabb (United Energy) 66 kV |  |  | FALSE | #N/A | #N/A | #N/A | #N/A | #N/A | #N/A | #N/A | #N/A | #N/A | #N/A
TRUE | VIC | TBTS | Tyabb (United Energy) 66 kV | United Energy | Shoulder | Non-coincident | 2021 | ACTUAL_RAW | 43.3854 | NA | VIC Tyabb (United Energy) 66 kV |  |  | FALSE | #N/A | #N/A | #N/A | #N/A | #N/A | #N/A | #N/A | #N/A | #N/A | #N/A
TRUE | VIC | TBTS | Tyabb (United Energy) 66 kV | United Energy | Shoulder | Non-coincident | 2021 | ACTUAL_OPG | 45.7102 | NA | VIC Tyabb (United Energy) 66 kV |  |  | FALSE | #N/A | #N/A | #N/A | #N/A | #N/A | #N/A | #N/A | #N/A | #N/A | #N/A
TRUE | VIC | TBTS | Tyabb (United Energy) 66 kV | United Energy | Shoulder | Non-coincident | 2021 | ACTUAL_ADJUSTEDOPG | 45.7102 | NA | VIC Tyabb (United Energy) 66 kV |  |  | FALSE | #N/A | #N/A | #N/A | #N/A | #N/A | #N/A | #N/A | #N/A | #N/A | #N/A
TRUE | VIC | TBTS | Tyabb (United Energy) 66 kV | United Energy | Shoulder | Coincident | 2022 | ACTUAL_OPG | 31.83 | NA | VIC Tyabb (United Energy) 66 kV |  |  | FALSE | #N/A | #N/A | #N/A | #N/A | #N/A | #N/A | #N/A | #N/A | #N/A | #N/A
TRUE | VIC | TBTS | Tyabb (United Energy) 66 kV | United Energy | Shoulder | Coincident | 2022 | ACTUAL_RAW | 26.2896 | NA | VIC Tyabb (United Energy) 66 kV |  |  | FALSE | #N/A | #N/A | #N/A | #N/A | #N/A | #N/A | #N/A | #N/A | #N/A | #N/A
TRUE | VIC | TBTS | Tyabb (United Energy) 66 kV | United Energy | Shoulder | Non-coincident | 2022 | ACTUAL_RAW | -63.2977 | NA | VIC Tyabb (United Energy) 66 kV |  |  | FALSE | #N/A | #N/A | #N/A | #N/A | #N/A | #N/A | #N/A | #N/A | #N/A | #N/A
TRUE | VIC | TBTS | Tyabb (United Energy) 66 kV | United Energy | Shoulder | Non-coincident | 2022 | ACTUAL_OPG | 27.6072 | NA | VIC Tyabb (United Energy) 66 kV |  |  | FALSE | #N/A | #N/A | #N/A | #N/A | #N/A | #N/A | #N/A | #N/A | #N/A | #N/A
TRUE | VIC | TBTS | Tyabb (United Energy) 66 kV | United Energy | Shoulder | Non-coincident | 2022 | ACTUAL_ADJUSTEDOPG | 27.6072 | NA | VIC Tyabb (United Energy) 66 kV |  |  | FALSE | #N/A | #N/A | #N/A | #N/A | #N/A | #N/A | #N/A | #N/A | #N/A | #N/A
TRUE | VIC | TBTS | Tyabb (United Energy) 66 kV | United Energy | Shoulder | Coincident | 2023 | ACTUAL_OPG | 20.3433 | NA | VIC Tyabb (United Energy) 66 kV |  |  | FALSE | #N/A | #N/A | #N/A | #N/A | #N/A | #N/A | #N/A | #N/A | #N/A | #N/A
TRUE | VIC | TBTS | Tyabb (United Energy) 66 kV | United Energy | Shoulder | Coincident | 2023 | ACTUAL_RAW | 12.9295 | NA | VIC Tyabb (United Energy) 66 kV |  |  | FALSE | #N/A | #N/A | #N/A | #N/A | #N/A | #N/A | #N/A | #N/A | #N/A | #N/A
TRUE | VIC | TBTS | Tyabb (United Energy) 66 kV | United Energy | Shoulder | Non-coincident | 2023 | ACTUAL_RAW | -86.0537 | NA | VIC Tyabb (United Energy) 66 kV |  |  | FALSE | #N/A | #N/A | #N/A | #N/A | #N/A | #N/A | #N/A | #N/A | #N/A | #N/A
TRUE | VIC | TBTS | Tyabb (United Energy) 66 kV | United Energy | Shoulder | Non-coincident | 2023 | ACTUAL_OPG | 5.9187 | NA | VIC Tyabb (United Energy) 66 kV |  |  | FALSE | #N/A | #N/A | #N/A | #N/A | #N/A | #N/A | #N/A | #N/A | #N/A | #N/A
TRUE | VIC | TBTS | Tyabb (United Energy) 66 kV | United Energy | Shoulder | Non-coincident | 2023 | ACTUAL_ADJUSTEDOPG | 5.9187 | NA | VIC Tyabb (United Energy) 66 kV |  |  | FALSE | #N/A | #N/A | #N/A | #N/A | #N/A | #N/A | #N/A | #N/A | #N/A | #N/A
TRUE | VIC | TBTS | Tyabb (United Energy) 66 kV | United Energy | Shoulder | Coincident | 2024 | ACTUAL_OPG | -1.9959 | NA | VIC Tyabb (United Energy) 66 kV |  |  | FALSE | #N/A | #N/A | #N/A | #N/A | #N/A | #N/A | #N/A | #N/A | #N/A | #N/A
TRUE | VIC | TBTS | Tyabb (United Energy) 66 kV | United Energy | Shoulder | Coincident | 2024 | ACTUAL_RAW | -3.738 | NA | VIC Tyabb (United Energy) 66 kV |  |  | FALSE | #N/A | #N/A | #N/A | #N/A | #N/A | #N/A | #N/A | #N/A | #N/A | #N/A
TRUE | VIC | TBTS | Tyabb (United Energy) 66 kV | United Energy | Shoulder | Non-coincident | 2024 | ACTUAL_RAW | -72.2749 | NA | VIC Tyabb (United Energy) 66 kV |  |  | FALSE | #N/A | #N/A | #N/A | #N/A | #N/A | #N/A | #N/A | #N/A | #N/A | #N/A
TRUE | VIC | TBTS | Tyabb (United Energy) 66 kV | United Energy | Shoulder | Non-coincident | 2024 | ACTUAL_OPG | -5.9636 | NA | VIC Tyabb (United Energy) 66 kV |  |  | FALSE | #N/A | #N/A | #N/A | #N/A | #N/A | #N/A | #N/A | #N/A | #N/A | #N/A
TRUE | VIC | TBTS | Tyabb (United Energy) 66 kV | United Energy | Shoulder | Non-coincident | 2024 | ACTUAL_ADJUSTEDOPG | -5.9636 | NA | VIC Tyabb (United Energy) 66 kV |  |  | FALSE | #N/A | #N/A | #N/A | #N/A | #N/A | #N/A | #N/A | #N/A | #N/A | #N/A
TRUE | VIC | TBTS | Tyabb (United Energy) 66 kV | United Energy | Shoulder | Coincident | 2025 | ACTUAL_OPG | -77.065 | NA | VIC Tyabb (United Energy) 66 kV |  |  | FALSE | #N/A | #N/A | #N/A | #N/A | #N/A | #N/A | #N/A | #N/A | #N/A | #N/A
TRUE | VIC | TBTS | Tyabb (United Energy) 66 kV | United Energy | Shoulder | Coincident | 2025 | ACTUAL_RAW | -79.3249 | NA | VIC Tyabb (United Energy) 66 kV |  |  | FALSE | #N/A | #N/A | #N/A | #N/A | #N/A | #N/A | #N/A | #N/A | #N/A | #N/A
TRUE | VIC | TBTS | Tyabb (United Energy) 66 kV | United Energy | Shoulder | Non-coincident | 2025 | ACTUAL_RAW | -163.958 | NA | VIC Tyabb (United Energy) 66 kV |  |  | FALSE | #N/A | #N/A | #N/A | #N/A | #N/A | #N/A | #N/A | #N/A | #N/A | #N/A
TRUE | VIC | TBTS | Tyabb (United Energy) 66 kV | United Energy | Shoulder | Non-coincident | 2025 | ACTUAL_OPG | -102.137 | NA | VIC Tyabb (United Energy) 66 kV |  |  | FALSE | #N/A | #N/A | #N/A | #N/A | #N/A | #N/A | #N/A | #N/A | #N/A | #N/A
TRUE | VIC | TBTS | Tyabb (United Energy) 66 kV | United Energy | Shoulder | Non-coincident | 2025 | ACTUAL_ADJUSTEDOPG | -102.137 | NA | VIC Tyabb (United Energy) 66 kV |  |  | FALSE | #N/A | #N/A | #N/A | #N/A | #N/A | #N/A | #N/A | #N/A | #N/A | #N/A
TRUE | VIC | TBTS | Tyabb (United Energy) 66 kV | United Energy | Shoulder | Non-coincident | 2025 | BASEYEARPOE90 | -75.4525 | NA | VIC Tyabb (United Energy) 66 kV |  |  | FALSE | #N/A | #N/A | #N/A | #N/A | #N/A | #N/A | #N/A | #N/A | #N/A | #N/A
TRUE | VIC | TBTS | Tyabb (United Energy) 66 kV | United Energy | Shoulder | Non-coincident | 2025 | BASEYEARPOE50 | -65.9694 | NA | VIC Tyabb (United Energy) 66 kV |  |  | FALSE | #N/A | #N/A | #N/A | #N/A | #N/A | #N/A | #N/A | #N/A | #N/A | #N/A
TRUE | VIC | TBTS | Tyabb (United Energy) 66 kV | United Energy | Shoulder | Coincident_unreconciled | 2026 | POE50 | -43.9272 | NA | VIC Tyabb (United Energy) 66 kV |  |  | FALSE | #N/A | #N/A | #N/A | #N/A | #N/A | #N/A | #N/A | #N/A | #N/A | #N/A
TRUE | VIC | TBTS | Tyabb (United Energy) 66 kV | United Energy | Shoulder | Coincident_unreconciled | 2026 | POE90 | -47.0489 | NA | VIC Tyabb (United Energy) 66 kV |  |  | FALSE | #N/A | #N/A | #N/A | #N/A | #N/A | #N/A | #N/A | #N/A | #N/A | #N/A
TRUE | VIC | TBTS | Tyabb (United Energy) 66 kV | United Energy | Shoulder | Non-coincident | 2026 | POE50 | -80.6587 | NA | VIC Tyabb (United Energy) 66 kV |  |  | FALSE | #N/A | #N/A | #N/A | #N/A | #N/A | #N/A | #N/A | #N/A | #N/A | #N/A
TRUE | VIC | TBTS | Tyabb (United Energy) 66 kV | United Energy | Shoulder | Non-coincident | 2026 | POE90 | -86.3908 | NA | VIC Tyabb (United Energy) 66 kV |  |  | FALSE | #N/A | #N/A | #N/A | #N/A | #N/A | #N/A | #N/A | #N/A | #N/A | #N/A
TRUE | VIC | TBTS | Tyabb (United Energy) 66 kV | United Energy | Shoulder | Coincident_unreconciled | 2027 | POE50 | -49.8561 | NA | VIC Tyabb (United Energy) 66 kV |  |  | FALSE | #N/A | #N/A | #N/A | #N/A | #N/A | #N/A | #N/A | #N/A | #N/A | #N/A
TRUE | VIC | TBTS | Tyabb (United Energy) 66 kV | United Energy | Shoulder | Coincident_unreconciled | 2027 | POE90 | -52.9845 | NA | VIC Tyabb (United Energy) 66 kV |  |  | FALSE | #N/A | #N/A | #N/A | #N/A | #N/A | #N/A | #N/A | #N/A | #N/A | #N/A
TRUE | VIC | TBTS | Tyabb (United Energy) 66 kV | United Energy | Shoulder | Non-coincident | 2027 | POE50 | -91.5452 | NA | VIC Tyabb (United Energy) 66 kV |  |  | FALSE | #N/A | #N/A | #N/A | #N/A | #N/A | #N/A | #N/A | #N/A | #N/A | #N/A
TRUE | VIC | TBTS | Tyabb (United Energy) 66 kV | United Energy | Shoulder | Non-coincident | 2027 | POE90 | -97.2897 | NA | VIC Tyabb (United Energy) 66 kV |  |  | FALSE | #N/A | #N/A | #N/A | #N/A | #N/A | #N/A | #N/A | #N/A | #N/A | #N/A
TRUE | VIC | TBTS | Tyabb (United Energy) 66 kV | United Energy | Shoulder | Coincident_unreconciled | 2028 | POE50 | -55.3011 | NA | VIC Tyabb (United Energy) 66 kV |  |  | FALSE | #N/A | #N/A | #N/A | #N/A | #N/A | #N/A | #N/A | #N/A | #N/A | #N/A
TRUE | VIC | TBTS | Tyabb (United Energy) 66 kV | United Energy | Shoulder | Coincident_unreconciled | 2028 | POE90 | -58.437 | NA | VIC Tyabb (United Energy) 66 kV |  |  | FALSE | #N/A | #N/A | #N/A | #N/A | #N/A | #N/A | #N/A | #N/A | #N/A | #N/A
TRUE | VIC | TBTS | Tyabb (United Energy) 66 kV | United Energy | Shoulder | Non-coincident | 2028 | POE50 | -101.5434 | NA | VIC Tyabb (United Energy) 66 kV |  |  | FALSE | #N/A | #N/A | #N/A | #N/A | #N/A | #N/A | #N/A | #N/A | #N/A | #N/A
TRUE | VIC | TBTS | Tyabb (United Energy) 66 kV | United Energy | Shoulder | Non-coincident | 2028 | POE90 | -107.3015 | NA | VIC Tyabb (United Energy) 66 kV |  |  | FALSE | #N/A | #N/A | #N/A | #N/A | #N/A | #N/A | #N/A | #N/A | #N/A | #N/A
TRUE | VIC | TBTS | Tyabb (United Energy) 66 kV | United Energy | Shoulder | Coincident_unreconciled | 2029 | POE50 | -60.6225 | NA | VIC Tyabb (United Energy) 66 kV |  |  | FALSE | #N/A | #N/A | #N/A | #N/A | #N/A | #N/A | #N/A | #N/A | #N/A | #N/A
TRUE | VIC | TBTS | Tyabb (United Energy) 66 kV | United Energy | Shoulder | Coincident_unreconciled | 2029 | POE90 | -63.7658 | NA | VIC Tyabb (United Energy) 66 kV |  |  | FALSE | #N/A | #N/A | #N/A | #N/A | #N/A | #N/A | #N/A | #N/A | #N/A | #N/A
TRUE | VIC | TBTS | Tyabb (United Energy) 66 kV | United Energy | Shoulder | Non-coincident | 2029 | POE50 | -111.3144 | NA | VIC Tyabb (United Energy) 66 kV |  |  | FALSE | #N/A | #N/A | #N/A | #N/A | #N/A | #N/A | #N/A | #N/A | #N/A | #N/A
TRUE | VIC | TBTS | Tyabb (United Energy) 66 kV | United Energy | Shoulder | Non-coincident | 2029 | POE90 | -117.0862 | NA | VIC Tyabb (United Energy) 66 kV |  |  | FALSE | #N/A | #N/A | #N/A | #N/A | #N/A | #N/A | #N/A | #N/A | #N/A | #N/A
TRUE | VIC | TBTS | Tyabb (United Energy) 66 kV | United Energy | Shoulder | Coincident_unreconciled | 2030 | POE50 | -65.9607 | NA | VIC Tyabb (United Energy) 66 kV |  |  | FALSE | #N/A | #N/A | #N/A | #N/A | #N/A | #N/A | #N/A | #N/A | #N/A | #N/A
TRUE | VIC | TBTS | Tyabb (United Energy) 66 kV | United Energy | Shoulder | Coincident_unreconciled | 2030 | POE90 | -69.1115 | NA | VIC Tyabb (United Energy) 66 kV |  |  | FALSE | #N/A | #N/A | #N/A | #N/A | #N/A | #N/A | #N/A | #N/A | #N/A | #N/A
TRUE | VIC | TBTS | Tyabb (United Energy) 66 kV | United Energy | Shoulder | Non-coincident | 2030 | POE50 | -121.1163 | NA | VIC Tyabb (United Energy) 66 kV |  |  | FALSE | #N/A | #N/A | #N/A | #N/A | #N/A | #N/A | #N/A | #N/A | #N/A | #N/A
TRUE | VIC | TBTS | Tyabb (United Energy) 66 kV | United Energy | Shoulder | Non-coincident | 2030 | POE90 | -126.9018 | NA | VIC Tyabb (United Energy) 66 kV |  |  | FALSE | #N/A | #N/A | #N/A | #N/A | #N/A | #N/A | #N/A | #N/A | #N/A | #N/A
TRUE | VIC | TBTS | Tyabb (United Energy) 66 kV | United Energy | Shoulder | Coincident_unreconciled | 2031 | POE50 | -71.6539 | NA | VIC Tyabb (United Energy) 66 kV |  |  | FALSE | #N/A | #N/A | #N/A | #N/A | #N/A | #N/A | #N/A | #N/A | #N/A | #N/A
TRUE | VIC | TBTS | Tyabb (United Energy) 66 kV | United Energy | Shoulder | Coincident_unreconciled | 2031 | POE90 | -74.8121 | NA | VIC Tyabb (United Energy) 66 kV |  |  | FALSE | #N/A | #N/A | #N/A | #N/A | #N/A | #N/A | #N/A | #N/A | #N/A | #N/A
TRUE | VIC | TBTS | Tyabb (United Energy) 66 kV | United Energy | Shoulder | Non-coincident | 2031 | POE50 | -131.5702 | NA | VIC Tyabb (United Energy) 66 kV |  |  | FALSE | #N/A | #N/A | #N/A | #N/A | #N/A | #N/A | #N/A | #N/A | #N/A | #N/A
TRUE | VIC | TBTS | Tyabb (United Energy) 66 kV | United Energy | Shoulder | Non-coincident | 2031 | POE90 | -137.3692 | NA | VIC Tyabb (United Energy) 66 kV |  |  | FALSE | #N/A | #N/A | #N/A | #N/A | #N/A | #N/A | #N/A | #N/A | #N/A | #N/A
TRUE | VIC | TBTS | Tyabb (United Energy) 66 kV | United Energy | Shoulder | Coincident_unreconciled | 2032 | POE50 | -75.8198 | NA | VIC Tyabb (United Energy) 66 kV |  |  | FALSE | #N/A | #N/A | #N/A | #N/A | #N/A | #N/A | #N/A | #N/A | #N/A | #N/A
TRUE | VIC | TBTS | Tyabb (United Energy) 66 kV | United Energy | Shoulder | Coincident_unreconciled | 2032 | POE90 | -78.986 | NA | VIC Tyabb (United Energy) 66 kV |  |  | FALSE | #N/A | #N/A | #N/A | #N/A | #N/A | #N/A | #N/A | #N/A | #N/A | #N/A
TRUE | VIC | TBTS | Tyabb (United Energy) 66 kV | United Energy | Shoulder | Non-coincident | 2032 | POE50 | -139.2196 | NA | VIC Tyabb (United Energy) 66 kV |  |  | FALSE | #N/A | #N/A | #N/A | #N/A | #N/A | #N/A | #N/A | #N/A | #N/A | #N/A
TRUE | VIC | TBTS | Tyabb (United Energy) 66 kV | United Energy | Shoulder | Non-coincident | 2032 | POE90 | -145.0332 | NA | VIC Tyabb (United Energy) 66 kV |  |  | FALSE | #N/A | #N/A | #N/A | #N/A | #N/A | #N/A | #N/A | #N/A | #N/A | #N/A
TRUE | VIC | TBTS | Tyabb (United Energy) 66 kV | United Energy | Shoulder | Coincident_unreconciled | 2033 | POE50 | -78.7079 | NA | VIC Tyabb (United Energy) 66 kV |  |  | FALSE | #N/A | #N/A | #N/A | #N/A | #N/A | #N/A | #N/A | #N/A | #N/A | #N/A
TRUE | VIC | TBTS | Tyabb (United Energy) 66 kV | United Energy | Shoulder | Coincident_unreconciled | 2033 | POE90 | -81.8823 | NA | VIC Tyabb (United Energy) 66 kV |  |  | FALSE | #N/A | #N/A | #N/A | #N/A | #N/A | #N/A | #N/A | #N/A | #N/A | #N/A
TRUE | VIC | TBTS | Tyabb (United Energy) 66 kV | United Energy | Shoulder | Non-coincident | 2033 | POE50 | -144.5227 | NA | VIC Tyabb (United Energy) 66 kV |  |  | FALSE | #N/A | #N/A | #N/A | #N/A | #N/A | #N/A | #N/A | #N/A | #N/A | #N/A
TRUE | VIC | TBTS | Tyabb (United Energy) 66 kV | United Energy | Shoulder | Non-coincident | 2033 | POE90 | -150.3515 | NA | VIC Tyabb (United Energy) 66 kV |  |  | FALSE | #N/A | #N/A | #N/A | #N/A | #N/A | #N/A | #N/A | #N/A | #N/A | #N/A
TRUE | VIC | TBTS | Tyabb (United Energy) 66 kV | United Energy | Shoulder | Coincident_unreconciled | 2034 | POE50 | -81.5966 | NA | VIC Tyabb (United Energy) 66 kV |  |  | FALSE | #N/A | #N/A | #N/A | #N/A | #N/A | #N/A | #N/A | #N/A | #N/A | #N/A
TRUE | VIC | TBTS | Tyabb (United Energy) 66 kV | United Energy | Shoulder | Coincident_unreconciled | 2034 | POE90 | -84.7793 | NA | VIC Tyabb (United Energy) 66 kV |  |  | FALSE | #N/A | #N/A | #N/A | #N/A | #N/A | #N/A | #N/A | #N/A | #N/A | #N/A
TRUE | VIC | TBTS | Tyabb (United Energy) 66 kV | United Energy | Shoulder | Non-coincident | 2034 | POE50 | -149.827 | NA | VIC Tyabb (United Energy) 66 kV |  |  | FALSE | #N/A | #N/A | #N/A | #N/A | #N/A | #N/A | #N/A | #N/A | #N/A | #N/A
TRUE | VIC | TBTS | Tyabb (United Energy) 66 kV | United Energy | Shoulder | Non-coincident | 2034 | POE90 | -155.671 | NA | VIC Tyabb (United Energy) 66 kV |  |  | FALSE | #N/A | #N/A | #N/A | #N/A | #N/A | #N/A | #N/A | #N/A | #N/A | #N/A
TRUE | VIC | TBTS | Tyabb (United Energy) 66 kV | United Energy | Shoulder | Coincident_unreconciled | 2035 | POE50 | -84.9611 | NA | VIC Tyabb (United Energy) 66 kV |  |  | FALSE | #N/A | #N/A | #N/A | #N/A | #N/A | #N/A | #N/A | #N/A | #N/A | #N/A
TRUE | VIC | TBTS | Tyabb (United Energy) 66 kV | United Energy | Shoulder | Coincident_unreconciled | 2035 | POE90 | -88.152 | NA | VIC Tyabb (United Energy) 66 kV |  |  | FALSE | #N/A | #N/A | #N/A | #N/A | #N/A | #N/A | #N/A | #N/A | #N/A | #N/A
TRUE | VIC | TBTS | Tyabb (United Energy) 66 kV | United Energy | Shoulder | Non-coincident | 2035 | POE50 | -156.0046 | NA | VIC Tyabb (United Energy) 66 kV |  |  | FALSE | #N/A | #N/A | #N/A | #N/A | #N/A | #N/A | #N/A | #N/A | #N/A | #N/A
TRUE | VIC | TBTS | Tyabb (United Energy) 66 kV | United Energy | Shoulder | Non-coincident | 2035 | POE90 | -161.8639 | NA | VIC Tyabb (United Energy) 66 kV |  |  | FALSE | #N/A | #N/A | #N/A | #N/A | #N/A | #N/A | #N/A | #N/A | #N/A | #N/A
TRUE | VIC | TBTS | Tyabb (United Energy) 66 kV | United Energy | Summer | Coincident | 2019 | ACTUAL_OPG | 70.5246 | 268.3399 | VIC Tyabb (United Energy) 66 kV |  |  | FALSE | #N/A | #N/A | #N/A | #N/A | #N/A | #N/A | #N/A | #N/A | #N/A | #N/A
TRUE | VIC | TBTS | Tyabb (United Energy) 66 kV | United Energy | Summer | Coincident | 2019 | ACTUAL_RAW | 71.1984 | 247.7289 | VIC Tyabb (United Energy) 66 kV |  |  | FALSE | #N/A | #N/A | #N/A | #N/A | #N/A | #N/A | #N/A | #N/A | #N/A | #N/A
TRUE | VIC | TBTS | Tyabb (United Energy) 66 kV | United Energy | Summer | Non-coincident | 2019 | ACTUAL_RAW | 62.4242 | 274.7494 | VIC Tyabb (United Energy) 66 kV |  |  | FALSE | #N/A | #N/A | #N/A | #N/A | #N/A | #N/A | #N/A | #N/A | #N/A | #N/A
TRUE | VIC | TBTS | Tyabb (United Energy) 66 kV | United Energy | Summer | Non-coincident | 2019 | ACTUAL_OPG | 68.6474 | 319.2057 | VIC Tyabb (United Energy) 66 kV |  |  | FALSE | #N/A | #N/A | #N/A | #N/A | #N/A | #N/A | #N/A | #N/A | #N/A | #N/A
TRUE | VIC | TBTS | Tyabb (United Energy) 66 kV | United Energy | Summer | Non-coincident | 2019 | ACTUAL_ADJUSTEDOPG | 68.6474 | 319.2057 | VIC Tyabb (United Energy) 66 kV |  |  | FALSE | #N/A | #N/A | #N/A | #N/A | #N/A | #N/A | #N/A | #N/A | #N/A | #N/A
TRUE | VIC | TBTS | Tyabb (United Energy) 66 kV | United Energy | Summer | Coincident | 2020 | ACTUAL_OPG | 99.093 | 317.4951 | VIC Tyabb (United Energy) 66 kV |  |  | FALSE | #N/A | #N/A | #N/A | #N/A | #N/A | #N/A | #N/A | #N/A | #N/A | #N/A
TRUE | VIC | TBTS | Tyabb (United Energy) 66 kV | United Energy | Summer | Coincident | 2020 | ACTUAL_RAW | 65.4366 | 242.1752 | VIC Tyabb (United Energy) 66 kV |  |  | FALSE | #N/A | #N/A | #N/A | #N/A | #N/A | #N/A | #N/A | #N/A | #N/A | #N/A
TRUE | VIC | TBTS | Tyabb (United Energy) 66 kV | United Energy | Summer | Non-coincident | 2020 | ACTUAL_RAW | 52.4865 | 263.7174 | VIC Tyabb (United Energy) 66 kV |  |  | FALSE | #N/A | #N/A | #N/A | #N/A | #N/A | #N/A | #N/A | #N/A | #N/A | #N/A
TRUE | VIC | TBTS | Tyabb (United Energy) 66 kV | United Energy | Summer | Non-coincident | 2020 | ACTUAL_OPG | 54.5335 | 337.7287 | VIC Tyabb (United Energy) 66 kV |  |  | FALSE | #N/A | #N/A | #N/A | #N/A | #N/A | #N/A | #N/A | #N/A | #N/A | #N/A
TRUE | VIC | TBTS | Tyabb (United Energy) 66 kV | United Energy | Summer | Non-coincident | 2020 | ACTUAL_ADJUSTEDOPG | 54.5335 | 337.7287 | VIC Tyabb (United Energy) 66 kV |  |  | FALSE | #N/A | #N/A | #N/A | #N/A | #N/A | #N/A | #N/A | #N/A | #N/A | #N/A
TRUE | VIC | TBTS | Tyabb (United Energy) 66 kV | United Energy | Summer | Coincident | 2021 | ACTUAL_OPG | 66.7609 | 291.1896 | VIC Tyabb (United Energy) 66 kV |  |  | FALSE | #N/A | #N/A | #N/A | #N/A | #N/A | #N/A | #N/A | #N/A | #N/A | #N/A
TRUE | VIC | TBTS | Tyabb (United Energy) 66 kV | United Energy | Summer | Coincident | 2021 | ACTUAL_RAW | 49.0997 | 243.0129 | VIC Tyabb (United Energy) 66 kV |  |  | FALSE | #N/A | #N/A | #N/A | #N/A | #N/A | #N/A | #N/A | #N/A | #N/A | #N/A
TRUE | VIC | TBTS | Tyabb (United Energy) 66 kV | United Energy | Summer | Non-coincident | 2021 | ACTUAL_RAW | 40.9056 | 260.5593 | VIC Tyabb (United Energy) 66 kV |  |  | FALSE | #N/A | #N/A | #N/A | #N/A | #N/A | #N/A | #N/A | #N/A | #N/A | #N/A
TRUE | VIC | TBTS | Tyabb (United Energy) 66 kV | United Energy | Summer | Non-coincident | 2021 | ACTUAL_OPG | 50.2523 | 298.2065 | VIC Tyabb (United Energy) 66 kV |  |  | FALSE | #N/A | #N/A | #N/A | #N/A | #N/A | #N/A | #N/A | #N/A | #N/A | #N/A
TRUE | VIC | TBTS | Tyabb (United Energy) 66 kV | United Energy | Summer | Non-coincident | 2021 | ACTUAL_ADJUSTEDOPG | 50.2523 | 298.2065 | VIC Tyabb (United Energy) 66 kV |  |  | FALSE | #N/A | #N/A | #N/A | #N/A | #N/A | #N/A | #N/A | #N/A | #N/A | #N/A
TRUE | VIC | TBTS | Tyabb (United Energy) 66 kV | United Energy | Summer | Coincident | 2022 | ACTUAL_OPG | 46.8569 | 209.4591 | VIC Tyabb (United Energy) 66 kV |  |  | FALSE | #N/A | #N/A | #N/A | #N/A | #N/A | #N/A | #N/A | #N/A | #N/A | #N/A
TRUE | VIC | TBTS | Tyabb (United Energy) 66 kV | United Energy | Summer | Coincident | 2022 | ACTUAL_RAW | 22.4104 | 209.0799 | VIC Tyabb (United Energy) 66 kV |  |  | FALSE | #N/A | #N/A | #N/A | #N/A | #N/A | #N/A | #N/A | #N/A | #N/A | #N/A
TRUE | VIC | TBTS | Tyabb (United Energy) 66 kV | United Energy | Summer | Non-coincident | 2022 | ACTUAL_RAW | 22.4104 | 265.8341 | VIC Tyabb (United Energy) 66 kV |  |  | FALSE | #N/A | #N/A | #N/A | #N/A | #N/A | #N/A | #N/A | #N/A | #N/A | #N/A
TRUE | VIC | TBTS | Tyabb (United Energy) 66 kV | United Energy | Summer | Non-coincident | 2022 | ACTUAL_OPG | 27.3739 | 315.6427 | VIC Tyabb (United Energy) 66 kV |  |  | FALSE | #N/A | #N/A | #N/A | #N/A | #N/A | #N/A | #N/A | #N/A | #N/A | #N/A
TRUE | VIC | TBTS | Tyabb (United Energy) 66 kV | United Energy | Summer | Non-coincident | 2022 | ACTUAL_ADJUSTEDOPG | 27.3739 | 315.6427 | VIC Tyabb (United Energy) 66 kV |  |  | FALSE | #N/A | #N/A | #N/A | #N/A | #N/A | #N/A | #N/A | #N/A | #N/A | #N/A
TRUE | VIC | TBTS | Tyabb (United Energy) 66 kV | United Energy | Summer | Coincident | 2023 | ACTUAL_OPG | 3.7719 | 235.2866 | VIC Tyabb (United Energy) 66 kV |  |  | FALSE | #N/A | #N/A | #N/A | #N/A | #N/A | #N/A | #N/A | #N/A | #N/A | #N/A
TRUE | VIC | TBTS | Tyabb (United Energy) 66 kV | United Energy | Summer | Coincident | 2023 | ACTUAL_RAW | -34.4705 | 200.8958 | VIC Tyabb (United Energy) 66 kV |  |  | FALSE | #N/A | #N/A | #N/A | #N/A | #N/A | #N/A | #N/A | #N/A | #N/A | #N/A
TRUE | VIC | TBTS | Tyabb (United Energy) 66 kV | United Energy | Summer | Non-coincident | 2023 | ACTUAL_RAW | -79.5909 | 255.5857 | VIC Tyabb (United Energy) 66 kV |  |  | FALSE | #N/A | #N/A | #N/A | #N/A | #N/A | #N/A | #N/A | #N/A | #N/A | #N/A
TRUE | VIC | TBTS | Tyabb (United Energy) 66 kV | United Energy | Summer | Non-coincident | 2023 | ACTUAL_OPG | 3.7719 | 277.8694 | VIC Tyabb (United Energy) 66 kV |  |  | FALSE | #N/A | #N/A | #N/A | #N/A | #N/A | #N/A | #N/A | #N/A | #N/A | #N/A
TRUE | VIC | TBTS | Tyabb (United Energy) 66 kV | United Energy | Summer | Non-coincident | 2023 | ACTUAL_ADJUSTEDOPG | 3.7719 | 277.8694 | VIC Tyabb (United Energy) 66 kV |  |  | FALSE | #N/A | #N/A | #N/A | #N/A | #N/A | #N/A | #N/A | #N/A | #N/A | #N/A
TRUE | VIC | TBTS | Tyabb (United Energy) 66 kV | United Energy | Summer | Coincident | 2024 | ACTUAL_OPG | 12.9766 | 220.9646 | VIC Tyabb (United Energy) 66 kV |  |  | FALSE | #N/A | #N/A | #N/A | #N/A | #N/A | #N/A | #N/A | #N/A | #N/A | #N/A
TRUE | VIC | TBTS | Tyabb (United Energy) 66 kV | United Energy | Summer | Coincident | 2024 | ACTUAL_RAW | -8.2358 | 136.257 | VIC Tyabb (United Energy) 66 kV |  |  | FALSE | #N/A | #N/A | #N/A | #N/A | #N/A | #N/A | #N/A | #N/A | #N/A | #N/A
TRUE | VIC | TBTS | Tyabb (United Energy) 66 kV | United Energy | Summer | Non-coincident | 2024 | ACTUAL_RAW | -79.7508 | 281.0964 | VIC Tyabb (United Energy) 66 kV |  |  | FALSE | #N/A | #N/A | #N/A | #N/A | #N/A | #N/A | #N/A | #N/A | #N/A | #N/A
TRUE | VIC | TBTS | Tyabb (United Energy) 66 kV | United Energy | Summer | Non-coincident | 2024 | ACTUAL_OPG | -7.5634 | 286.6122 | VIC Tyabb (United Energy) 66 kV |  |  | FALSE | #N/A | #N/A | #N/A | #N/A | #N/A | #N/A | #N/A | #N/A | #N/A | #N/A
TRUE | VIC | TBTS | Tyabb (United Energy) 66 kV | United Energy | Summer | Non-coincident | 2024 | ACTUAL_ADJUSTEDOPG | -7.5634 | 286.6122 | VIC Tyabb (United Energy) 66 kV |  |  | FALSE | #N/A | #N/A | #N/A | #N/A | #N/A | #N/A | #N/A | #N/A | #N/A | #N/A
TRUE | VIC | TBTS | Tyabb (United Energy) 66 kV | United Energy | Summer | Coincident | 2025 | ACTUAL_OPG | -48.2533 | 181.2289 | VIC Tyabb (United Energy) 66 kV |  |  | FALSE | #N/A | #N/A | #N/A | #N/A | #N/A | #N/A | #N/A | #N/A | #N/A | #N/A
TRUE | VIC | TBTS | Tyabb (United Energy) 66 kV | United Energy | Summer | Coincident | 2025 | ACTUAL_RAW | -65.4025 | 106.9036 | VIC Tyabb (United Energy) 66 kV |  |  | FALSE | #N/A | #N/A | #N/A | #N/A | #N/A | #N/A | #N/A | #N/A | #N/A | #N/A
TRUE | VIC | TBTS | Tyabb (United Energy) 66 kV | United Energy | Summer | Non-coincident | 2025 | ACTUAL_RAW | -163.5996 | 239.1174 | VIC Tyabb (United Energy) 66 kV |  |  | FALSE | #N/A | #N/A | #N/A | #N/A | #N/A | #N/A | #N/A | #N/A | #N/A | #N/A
TRUE | VIC | TBTS | Tyabb (United Energy) 66 kV | United Energy | Summer | Non-coincident | 2025 | ACTUAL_OPG | -84.3845 | 244.0819 | VIC Tyabb (United Energy) 66 kV |  |  | FALSE | #N/A | #N/A | #N/A | #N/A | #N/A | #N/A | #N/A | #N/A | #N/A | #N/A
TRUE | VIC | TBTS | Tyabb (United Energy) 66 kV | United Energy | Summer | Non-coincident | 2025 | ACTUAL_ADJUSTEDOPG | -84.3845 | 244.0819 | VIC Tyabb (United Energy) 66 kV |  |  | FALSE | #N/A | #N/A | #N/A | #N/A | #N/A | #N/A | #N/A | #N/A | #N/A | #N/A
TRUE | VIC | TBTS | Tyabb (United Energy) 66 kV | United Energy | Summer | Non-coincident | 2025 | BASEYEARPOE90 | -88.6373 | NA | VIC Tyabb (United Energy) 66 kV |  |  | FALSE | #N/A | #N/A | #N/A | #N/A | #N/A | #N/A | #N/A | #N/A | #N/A | #N/A
TRUE | VIC | TBTS | Tyabb (United Energy) 66 kV | United Energy | Summer | Non-coincident | 2025 | BASEYEARPOE50 | -80.2743 | 326.0646 | VIC Tyabb (United Energy) 66 kV |  |  | FALSE | #N/A | #N/A | #N/A | #N/A | #N/A | #N/A | #N/A | #N/A | #N/A | #N/A
TRUE | VIC | TBTS | Tyabb (United Energy) 66 kV | United Energy | Summer | Coincident_unreconciled | 2026 | POE90 | -80 | NA | VIC Tyabb (United Energy) 66 kV |  |  | FALSE | #N/A | #N/A | #N/A | #N/A | #N/A | #N/A | #N/A | #N/A | #N/A | #N/A
TRUE | VIC | TBTS | Tyabb (United Energy) 66 kV | United Energy | Summer | Coincident_unreconciled | 2026 | POE50 | -80 | NA | VIC Tyabb (United Energy) 66 kV |  |  | FALSE | #N/A | #N/A | #N/A | #N/A | #N/A | #N/A | #N/A | #N/A | #N/A | #N/A
TRUE | VIC | TBTS | Tyabb (United Energy) 66 kV | United Energy | Summer | Non-coincident | 2026 | POE50 | -90.6687 | 300 | VIC Tyabb (United Energy) 66 kV |  |  | FALSE | #N/A | #N/A | #N/A | #N/A | #N/A | #N/A | #N/A | #N/A | #N/A | #N/A
TRUE | VIC | TBTS | Tyabb (United Energy) 66 kV | United Energy | Summer | Non-coincident | 2026 | POE90 | -96.9201 | NA | VIC Tyabb (United Energy) 66 kV |  |  | FALSE | #N/A | #N/A | #N/A | #N/A | #N/A | #N/A | #N/A | #N/A | #N/A | #N/A
TRUE | VIC | TBTS | Tyabb (United Energy) 66 kV | United Energy | Summer | Coincident_unreconciled | 2027 | POE90 | -85.6 | NA | VIC Tyabb (United Energy) 66 kV |  |  | FALSE | #N/A | #N/A | #N/A | #N/A | #N/A | #N/A | #N/A | #N/A | #N/A | #N/A
TRUE | VIC | TBTS | Tyabb (United Energy) 66 kV | United Energy | Summer | Coincident_unreconciled | 2027 | POE50 | -85.6 | NA | VIC Tyabb (United Energy) 66 kV |  |  | FALSE | #N/A | #N/A | #N/A | #N/A | #N/A | #N/A | #N/A | #N/A | #N/A | #N/A
TRUE | VIC | TBTS | Tyabb (United Energy) 66 kV | United Energy | Summer | Non-coincident | 2027 | POE50 | -101.8293 | 302.6494 | VIC Tyabb (United Energy) 66 kV |  |  | FALSE | #N/A | #N/A | #N/A | #N/A | #N/A | #N/A | #N/A | #N/A | #N/A | #N/A
TRUE | VIC | TBTS | Tyabb (United Energy) 66 kV | United Energy | Summer | Non-coincident | 2027 | POE90 | -108.0941 | NA | VIC Tyabb (United Energy) 66 kV |  |  | FALSE | #N/A | #N/A | #N/A | #N/A | #N/A | #N/A | #N/A | #N/A | #N/A | #N/A
TRUE | VIC | TBTS | Tyabb (United Energy) 66 kV | United Energy | Summer | Coincident_unreconciled | 2028 | POE90 | -91.592 | NA | VIC Tyabb (United Energy) 66 kV |  |  | FALSE | #N/A | #N/A | #N/A | #N/A | #N/A | #N/A | #N/A | #N/A | #N/A | #N/A
TRUE | VIC | TBTS | Tyabb (United Energy) 66 kV | United Energy | Summer | Coincident_unreconciled | 2028 | POE50 | -91.592 | NA | VIC Tyabb (United Energy) 66 kV |  |  | FALSE | #N/A | #N/A | #N/A | #N/A | #N/A | #N/A | #N/A | #N/A | #N/A | #N/A
TRUE | VIC | TBTS | Tyabb (United Energy) 66 kV | United Energy | Summer | Non-coincident | 2028 | POE50 | -111.9402 | 302.9909 | VIC Tyabb (United Energy) 66 kV |  |  | FALSE | #N/A | #N/A | #N/A | #N/A | #N/A | #N/A | #N/A | #N/A | #N/A | #N/A
TRUE | VIC | TBTS | Tyabb (United Energy) 66 kV | United Energy | Summer | Non-coincident | 2028 | POE90 | -118.2199 | NA | VIC Tyabb (United Energy) 66 kV |  |  | FALSE | #N/A | #N/A | #N/A | #N/A | #N/A | #N/A | #N/A | #N/A | #N/A | #N/A
TRUE | VIC | TBTS | Tyabb (United Energy) 66 kV | United Energy | Summer | Coincident_unreconciled | 2029 | POE90 | -98.0034 | NA | VIC Tyabb (United Energy) 66 kV |  |  | FALSE | #N/A | #N/A | #N/A | #N/A | #N/A | #N/A | #N/A | #N/A | #N/A | #N/A
TRUE | VIC | TBTS | Tyabb (United Energy) 66 kV | United Energy | Summer | Coincident_unreconciled | 2029 | POE50 | -98.0034 | NA | VIC Tyabb (United Energy) 66 kV |  |  | FALSE | #N/A | #N/A | #N/A | #N/A | #N/A | #N/A | #N/A | #N/A | #N/A | #N/A
TRUE | VIC | TBTS | Tyabb (United Energy) 66 kV | United Energy | Summer | Non-coincident | 2029 | POE50 | -121.8253 | 303.5326 | VIC Tyabb (United Energy) 66 kV |  |  | FALSE | #N/A | #N/A | #N/A | #N/A | #N/A | #N/A | #N/A | #N/A | #N/A | #N/A
TRUE | VIC | TBTS | Tyabb (United Energy) 66 kV | United Energy | Summer | Non-coincident | 2029 | POE90 | -128.12 | NA | VIC Tyabb (United Energy) 66 kV |  |  | FALSE | #N/A | #N/A | #N/A | #N/A | #N/A | #N/A | #N/A | #N/A | #N/A | #N/A
TRUE | VIC | TBTS | Tyabb (United Energy) 66 kV | United Energy | Summer | Coincident_unreconciled | 2030 | POE90 | -104.8637 | NA | VIC Tyabb (United Energy) 66 kV |  |  | FALSE | #N/A | #N/A | #N/A | #N/A | #N/A | #N/A | #N/A | #N/A | #N/A | #N/A
TRUE | VIC | TBTS | Tyabb (United Energy) 66 kV | United Energy | Summer | Coincident_unreconciled | 2030 | POE50 | -104.8637 | NA | VIC Tyabb (United Energy) 66 kV |  |  | FALSE | #N/A | #N/A | #N/A | #N/A | #N/A | #N/A | #N/A | #N/A | #N/A | #N/A
TRUE | VIC | TBTS | Tyabb (United Energy) 66 kV | United Energy | Summer | Non-coincident | 2030 | POE50 | -131.7364 | 304.2936 | VIC Tyabb (United Energy) 66 kV |  |  | FALSE | #N/A | #N/A | #N/A | #N/A | #N/A | #N/A | #N/A | #N/A | #N/A | #N/A
TRUE | VIC | TBTS | Tyabb (United Energy) 66 kV | United Energy | Summer | Non-coincident | 2030 | POE90 | -138.046 | NA | VIC Tyabb (United Energy) 66 kV |  |  | FALSE | #N/A | #N/A | #N/A | #N/A | #N/A | #N/A | #N/A | #N/A | #N/A | #N/A
TRUE | VIC | TBTS | Tyabb (United Energy) 66 kV | United Energy | Summer | Coincident_unreconciled | 2031 | POE90 | -112.2041 | NA | VIC Tyabb (United Energy) 66 kV |  |  | FALSE | #N/A | #N/A | #N/A | #N/A | #N/A | #N/A | #N/A | #N/A | #N/A | #N/A
TRUE | VIC | TBTS | Tyabb (United Energy) 66 kV | United Energy | Summer | Coincident_unreconciled | 2031 | POE50 | -112.2041 | NA | VIC Tyabb (United Energy) 66 kV |  |  | FALSE | #N/A | #N/A | #N/A | #N/A | #N/A | #N/A | #N/A | #N/A | #N/A | #N/A
TRUE | VIC | TBTS | Tyabb (United Energy) 66 kV | United Energy | Summer | Non-coincident | 2031 | POE50 | -142.3856 | 305.0242 | VIC Tyabb (United Energy) 66 kV |  |  | FALSE | #N/A | #N/A | #N/A | #N/A | #N/A | #N/A | #N/A | #N/A | #N/A | #N/A
TRUE | VIC | TBTS | Tyabb (United Energy) 66 kV | United Energy | Summer | Non-coincident | 2031 | POE90 | -148.7101 | NA | VIC Tyabb (United Energy) 66 kV |  |  | FALSE | #N/A | #N/A | #N/A | #N/A | #N/A | #N/A | #N/A | #N/A | #N/A | #N/A
TRUE | VIC | TBTS | Tyabb (United Energy) 66 kV | United Energy | Summer | Coincident_unreconciled | 2032 | POE90 | -120.0584 | NA | VIC Tyabb (United Energy) 66 kV |  |  | FALSE | #N/A | #N/A | #N/A | #N/A | #N/A | #N/A | #N/A | #N/A | #N/A | #N/A
TRUE | VIC | TBTS | Tyabb (United Energy) 66 kV | United Energy | Summer | Coincident_unreconciled | 2032 | POE50 | -120.0584 | NA | VIC Tyabb (United Energy) 66 kV |  |  | FALSE | #N/A | #N/A | #N/A | #N/A | #N/A | #N/A | #N/A | #N/A | #N/A | #N/A
TRUE | VIC | TBTS | Tyabb (United Energy) 66 kV | United Energy | Summer | Non-coincident | 2032 | POE50 | -150.0126 | 306.2394 | VIC Tyabb (United Energy) 66 kV |  |  | FALSE | #N/A | #N/A | #N/A | #N/A | #N/A | #N/A | #N/A | #N/A | #N/A | #N/A
TRUE | VIC | TBTS | Tyabb (United Energy) 66 kV | United Energy | Summer | Non-coincident | 2032 | POE90 | -156.353 | NA | VIC Tyabb (United Energy) 66 kV |  |  | FALSE | #N/A | #N/A | #N/A | #N/A | #N/A | #N/A | #N/A | #N/A | #N/A | #N/A
TRUE | VIC | TBTS | Tyabb (United Energy) 66 kV | United Energy | Summer | Coincident_unreconciled | 2033 | POE90 | -128.4625 | NA | VIC Tyabb (United Energy) 66 kV |  |  | FALSE | #N/A | #N/A | #N/A | #N/A | #N/A | #N/A | #N/A | #N/A | #N/A | #N/A
TRUE | VIC | TBTS | Tyabb (United Energy) 66 kV | United Energy | Summer | Coincident_unreconciled | 2033 | POE50 | -128.4625 | NA | VIC Tyabb (United Energy) 66 kV |  |  | FALSE | #N/A | #N/A | #N/A | #N/A | #N/A | #N/A | #N/A | #N/A | #N/A | #N/A
TRUE | VIC | TBTS | Tyabb (United Energy) 66 kV | United Energy | Summer | Non-coincident | 2033 | POE50 | -155.2291 | 307.8012 | VIC Tyabb (United Energy) 66 kV |  |  | FALSE | #N/A | #N/A | #N/A | #N/A | #N/A | #N/A | #N/A | #N/A | #N/A | #N/A
TRUE | VIC | TBTS | Tyabb (United Energy) 66 kV | United Energy | Summer | Non-coincident | 2033 | POE90 | -161.586 | NA | VIC Tyabb (United Energy) 66 kV |  |  | FALSE | #N/A | #N/A | #N/A | #N/A | #N/A | #N/A | #N/A | #N/A | #N/A | #N/A
TRUE | VIC | TBTS | Tyabb (United Energy) 66 kV | United Energy | Summer | Coincident_unreconciled | 2034 | POE90 | -137.4549 | NA | VIC Tyabb (United Energy) 66 kV |  |  | FALSE | #N/A | #N/A | #N/A | #N/A | #N/A | #N/A | #N/A | #N/A | #N/A | #N/A
TRUE | VIC | TBTS | Tyabb (United Energy) 66 kV | United Energy | Summer | Coincident_unreconciled | 2034 | POE50 | -137.4549 | NA | VIC Tyabb (United Energy) 66 kV |  |  | FALSE | #N/A | #N/A | #N/A | #N/A | #N/A | #N/A | #N/A | #N/A | #N/A | #N/A
TRUE | VIC | TBTS | Tyabb (United Energy) 66 kV | United Energy | Summer | Non-coincident | 2034 | POE50 | -160.5082 | 309.3718 | VIC Tyabb (United Energy) 66 kV |  |  | FALSE | #N/A | #N/A | #N/A | #N/A | #N/A | #N/A | #N/A | #N/A | #N/A | #N/A
TRUE | VIC | TBTS | Tyabb (United Energy) 66 kV | United Energy | Summer | Non-coincident | 2034 | POE90 | -166.8817 | NA | VIC Tyabb (United Energy) 66 kV |  |  | FALSE | #N/A | #N/A | #N/A | #N/A | #N/A | #N/A | #N/A | #N/A | #N/A | #N/A
TRUE | VIC | TBTS | Tyabb (United Energy) 66 kV | United Energy | Summer | Coincident_unreconciled | 2035 | POE90 | -147.0767 | NA | VIC Tyabb (United Energy) 66 kV |  |  | FALSE | #N/A | #N/A | #N/A | #N/A | #N/A | #N/A | #N/A | #N/A | #N/A | #N/A
TRUE | VIC | TBTS | Tyabb (United Energy) 66 kV | United Energy | Summer | Coincident_unreconciled | 2035 | POE50 | -147.0767 | NA | VIC Tyabb (United Energy) 66 kV |  |  | FALSE | #N/A | #N/A | #N/A | #N/A | #N/A | #N/A | #N/A | #N/A | #N/A | #N/A
TRUE | VIC | TBTS | Tyabb (United Energy) 66 kV | United Energy | Summer | Non-coincident | 2035 | POE50 | -166.7073 | 310.8548 | VIC Tyabb (United Energy) 66 kV |  |  | FALSE | #N/A | #N/A | #N/A | #N/A | #N/A | #N/A | #N/A | #N/A | #N/A | #N/A
TRUE | VIC | TBTS | Tyabb (United Energy) 66 kV | United Energy | Summer | Non-coincident | 2035 | POE90 | -173.0973 | NA | VIC Tyabb (United Energy) 66 kV |  |  | FALSE | #N/A | #N/A | #N/A | #N/A | #N/A | #N/A | #N/A | #N/A | #N/A | #N/A
TRUE | VIC | TBTS | Tyabb (United Energy) 66 kV | United Energy | Summer | Non-coincident | 2025 | BASEYEARPOE10 | NA | 365.8006 | VIC Tyabb (United Energy) 66 kV |  |  | FALSE | #N/A | #N/A | #N/A | #N/A | #N/A | #N/A | #N/A | #N/A | #N/A | #N/A
TRUE | VIC | TBTS | Tyabb (United Energy) 66 kV | United Energy | Summer | Coincident | 2026 | POE10 | NA | 314.9337 | VIC Tyabb (United Energy) 66 kV |  |  | FALSE | #N/A | #N/A | #N/A | #N/A | #N/A | #N/A | #N/A | #N/A | #N/A | #N/A
TRUE | VIC | TBTS | Tyabb (United Energy) 66 kV | United Energy | Summer | Coincident | 2026 | POE50 | NA | 284.7925 | VIC Tyabb (United Energy) 66 kV |  |  | FALSE | #N/A | #N/A | #N/A | #N/A | #N/A | #N/A | #N/A | #N/A | #N/A | #N/A
TRUE | VIC | TBTS | Tyabb (United Energy) 66 kV | United Energy | Summer | Non-coincident | 2026 | POE10 | NA | 355.6493 | VIC Tyabb (United Energy) 66 kV |  |  | FALSE | #N/A | #N/A | #N/A | #N/A | #N/A | #N/A | #N/A | #N/A | #N/A | #N/A
TRUE | VIC | TBTS | Tyabb (United Energy) 66 kV | United Energy | Summer | Coincident | 2027 | POE10 | NA | 308.513 | VIC Tyabb (United Energy) 66 kV |  |  | FALSE | #N/A | #N/A | #N/A | #N/A | #N/A | #N/A | #N/A | #N/A | #N/A | #N/A
TRUE | VIC | TBTS | Tyabb (United Energy) 66 kV | United Energy | Summer | Coincident | 2027 | POE50 | NA | 277.2511 | VIC Tyabb (United Energy) 66 kV |  |  | FALSE | #N/A | #N/A | #N/A | #N/A | #N/A | #N/A | #N/A | #N/A | #N/A | #N/A
TRUE | VIC | TBTS | Tyabb (United Energy) 66 kV | United Energy | Summer | Non-coincident | 2027 | POE10 | NA | 358.4186 | VIC Tyabb (United Energy) 66 kV |  |  | FALSE | #N/A | #N/A | #N/A | #N/A | #N/A | #N/A | #N/A | #N/A | #N/A | #N/A
TRUE | VIC | TBTS | Tyabb (United Energy) 66 kV | United Energy | Summer | Coincident | 2028 | POE10 | NA | 301.4205 | VIC Tyabb (United Energy) 66 kV |  |  | FALSE | #N/A | #N/A | #N/A | #N/A | #N/A | #N/A | #N/A | #N/A | #N/A | #N/A
TRUE | VIC | TBTS | Tyabb (United Energy) 66 kV | United Energy | Summer | Coincident | 2028 | POE50 | NA | 268.8019 | VIC Tyabb (United Energy) 66 kV |  |  | FALSE | #N/A | #N/A | #N/A | #N/A | #N/A | #N/A | #N/A | #N/A | #N/A | #N/A
TRUE | VIC | TBTS | Tyabb (United Energy) 66 kV | United Energy | Summer | Non-coincident | 2028 | POE10 | NA | 358.8928 | VIC Tyabb (United Energy) 66 kV |  |  | FALSE | #N/A | #N/A | #N/A | #N/A | #N/A | #N/A | #N/A | #N/A | #N/A | #N/A
TRUE | VIC | TBTS | Tyabb (United Energy) 66 kV | United Energy | Summer | Coincident | 2029 | POE10 | NA | 296.4793 | VIC Tyabb (United Energy) 66 kV |  |  | FALSE | #N/A | #N/A | #N/A | #N/A | #N/A | #N/A | #N/A | #N/A | #N/A | #N/A
TRUE | VIC | TBTS | Tyabb (United Energy) 66 kV | United Energy | Summer | Coincident | 2029 | POE50 | NA | 264.5285 | VIC Tyabb (United Energy) 66 kV |  |  | FALSE | #N/A | #N/A | #N/A | #N/A | #N/A | #N/A | #N/A | #N/A | #N/A | #N/A
TRUE | VIC | TBTS | Tyabb (United Energy) 66 kV | United Energy | Summer | Non-coincident | 2029 | POE10 | NA | 359.567 | VIC Tyabb (United Energy) 66 kV |  |  | FALSE | #N/A | #N/A | #N/A | #N/A | #N/A | #N/A | #N/A | #N/A | #N/A | #N/A
TRUE | VIC | TBTS | Tyabb (United Energy) 66 kV | United Energy | Summer | Coincident | 2030 | POE10 | NA | 292.6892 | VIC Tyabb (United Energy) 66 kV |  |  | FALSE | #N/A | #N/A | #N/A | #N/A | #N/A | #N/A | #N/A | #N/A | #N/A | #N/A
TRUE | VIC | TBTS | Tyabb (United Energy) 66 kV | United Energy | Summer | Coincident | 2030 | POE50 | NA | 260.319 | VIC Tyabb (United Energy) 66 kV |  |  | FALSE | #N/A | #N/A | #N/A | #N/A | #N/A | #N/A | #N/A | #N/A | #N/A | #N/A
TRUE | VIC | TBTS | Tyabb (United Energy) 66 kV | United Energy | Summer | Non-coincident | 2030 | POE10 | NA | 360.4605 | VIC Tyabb (United Energy) 66 kV |  |  | FALSE | #N/A | #N/A | #N/A | #N/A | #N/A | #N/A | #N/A | #N/A | #N/A | #N/A
TRUE | VIC | TBTS | Tyabb (United Energy) 66 kV | United Energy | Summer | Coincident | 2031 | POE10 | NA | 285.8017 | VIC Tyabb (United Energy) 66 kV |  |  | FALSE | #N/A | #N/A | #N/A | #N/A | #N/A | #N/A | #N/A | #N/A | #N/A | #N/A
TRUE | VIC | TBTS | Tyabb (United Energy) 66 kV | United Energy | Summer | Coincident | 2031 | POE50 | NA | 255.4077 | VIC Tyabb (United Energy) 66 kV |  |  | FALSE | #N/A | #N/A | #N/A | #N/A | #N/A | #N/A | #N/A | #N/A | #N/A | #N/A
TRUE | VIC | TBTS | Tyabb (United Energy) 66 kV | United Energy | Summer | Non-coincident | 2031 | POE10 | NA | 361.3237 | VIC Tyabb (United Energy) 66 kV |  |  | FALSE | #N/A | #N/A | #N/A | #N/A | #N/A | #N/A | #N/A | #N/A | #N/A | #N/A
TRUE | VIC | TBTS | Tyabb (United Energy) 66 kV | United Energy | Summer | Coincident | 2032 | POE10 | NA | 278.0842 | VIC Tyabb (United Energy) 66 kV |  |  | FALSE | #N/A | #N/A | #N/A | #N/A | #N/A | #N/A | #N/A | #N/A | #N/A | #N/A
TRUE | VIC | TBTS | Tyabb (United Energy) 66 kV | United Energy | Summer | Coincident | 2032 | POE50 | NA | 248.0207 | VIC Tyabb (United Energy) 66 kV |  |  | FALSE | #N/A | #N/A | #N/A | #N/A | #N/A | #N/A | #N/A | #N/A | #N/A | #N/A
TRUE | VIC | TBTS | Tyabb (United Energy) 66 kV | United Energy | Summer | Non-coincident | 2032 | POE10 | NA | 362.6802 | VIC Tyabb (United Energy) 66 kV |  |  | FALSE | #N/A | #N/A | #N/A | #N/A | #N/A | #N/A | #N/A | #N/A | #N/A | #N/A
TRUE | VIC | TBTS | Tyabb (United Energy) 66 kV | United Energy | Summer | Coincident | 2033 | POE10 | NA | 272.5792 | VIC Tyabb (United Energy) 66 kV |  |  | FALSE | #N/A | #N/A | #N/A | #N/A | #N/A | #N/A | #N/A | #N/A | #N/A | #N/A
TRUE | VIC | TBTS | Tyabb (United Energy) 66 kV | United Energy | Summer | Coincident | 2033 | POE50 | NA | 240.873 | VIC Tyabb (United Energy) 66 kV |  |  | FALSE | #N/A | #N/A | #N/A | #N/A | #N/A | #N/A | #N/A | #N/A | #N/A | #N/A
TRUE | VIC | TBTS | Tyabb (United Energy) 66 kV | United Energy | Summer | Non-coincident | 2033 | POE10 | NA | 364.3896 | VIC Tyabb (United Energy) 66 kV |  |  | FALSE | #N/A | #N/A | #N/A | #N/A | #N/A | #N/A | #N/A | #N/A | #N/A | #N/A
TRUE | VIC | TBTS | Tyabb (United Energy) 66 kV | United Energy | Summer | Coincident | 2034 | POE10 | NA | 270.7521 | VIC Tyabb (United Energy) 66 kV |  |  | FALSE | #N/A | #N/A | #N/A | #N/A | #N/A | #N/A | #N/A | #N/A | #N/A | #N/A
TRUE | VIC | TBTS | Tyabb (United Energy) 66 kV | United Energy | Summer | Coincident | 2034 | POE50 | NA | 239.5289 | VIC Tyabb (United Energy) 66 kV |  |  | FALSE | #N/A | #N/A | #N/A | #N/A | #N/A | #N/A | #N/A | #N/A | #N/A | #N/A
TRUE | VIC | TBTS | Tyabb (United Energy) 66 kV | United Energy | Summer | Non-coincident | 2034 | POE10 | NA | 366.1077 | VIC Tyabb (United Energy) 66 kV |  |  | FALSE | #N/A | #N/A | #N/A | #N/A | #N/A | #N/A | #N/A | #N/A | #N/A | #N/A
TRUE | VIC | TBTS | Tyabb (United Energy) 66 kV | United Energy | Summer | Coincident | 2035 | POE10 | NA | 270.0315 | VIC Tyabb (United Energy) 66 kV |  |  | FALSE | #N/A | #N/A | #N/A | #N/A | #N/A | #N/A | #N/A | #N/A | #N/A | #N/A
TRUE | VIC | TBTS | Tyabb (United Energy) 66 kV | United Energy | Summer | Coincident | 2035 | POE50 | NA | 238.9443 | VIC Tyabb (United Energy) 66 kV |  |  | FALSE | #N/A | #N/A | #N/A | #N/A | #N/A | #N/A | #N/A | #N/A | #N/A | #N/A
TRUE | VIC | TBTS | Tyabb (United Energy) 66 kV | United Energy | Summer | Non-coincident | 2035 | POE10 | NA | 367.7382 | VIC Tyabb (United Energy) 66 kV |  |  | FALSE | #N/A | #N/A | #N/A | #N/A | #N/A | #N/A | #N/A | #N/A | #N/A | #N/A
TRUE | VIC | TBTS | Tyabb (United Energy) 66 kV | United Energy | Winter | Coincident | 2018 | ACTUAL_OPG | NA | 193.4956 | VIC Tyabb (United Energy) 66 kV |  |  | FALSE | #N/A | #N/A | #N/A | #N/A | #N/A | #N/A | #N/A | #N/A | #N/A | #N/A
TRUE | VIC | TBTS | Tyabb (United Energy) 66 kV | United Energy | Winter | Coincident | 2018 | ACTUAL_RAW | NA | 191.5822 | VIC Tyabb (United Energy) 66 kV |  |  | FALSE | #N/A | #N/A | #N/A | #N/A | #N/A | #N/A | #N/A | #N/A | #N/A | #N/A
TRUE | VIC | TBTS | Tyabb (United Energy) 66 kV | United Energy | Winter | Non-coincident | 2018 | ACTUAL_RAW | NA | 193.2306 | VIC Tyabb (United Energy) 66 kV |  |  | FALSE | #N/A | #N/A | #N/A | #N/A | #N/A | #N/A | #N/A | #N/A | #N/A | #N/A
TRUE | VIC | TBTS | Tyabb (United Energy) 66 kV | United Energy | Winter | Non-coincident | 2018 | ACTUAL_OPG | NA | 290.8365 | VIC Tyabb (United Energy) 66 kV |  |  | FALSE | #N/A | #N/A | #N/A | #N/A | #N/A | #N/A | #N/A | #N/A | #N/A | #N/A
TRUE | VIC | TBTS | Tyabb (United Energy) 66 kV | United Energy | Winter | Non-coincident | 2018 | ACTUAL_ADJUSTEDOPG | NA | 290.8365 | VIC Tyabb (United Energy) 66 kV |  |  | FALSE | #N/A | #N/A | #N/A | #N/A | #N/A | #N/A | #N/A | #N/A | #N/A | #N/A
TRUE | VIC | TBTS | Tyabb (United Energy) 66 kV | United Energy | Winter | Coincident | 2019 | ACTUAL_OPG | NA | 198.1181 | VIC Tyabb (United Energy) 66 kV |  |  | FALSE | #N/A | #N/A | #N/A | #N/A | #N/A | #N/A | #N/A | #N/A | #N/A | #N/A
TRUE | VIC | TBTS | Tyabb (United Energy) 66 kV | United Energy | Winter | Coincident | 2019 | ACTUAL_RAW | NA | 194.8781 | VIC Tyabb (United Energy) 66 kV |  |  | FALSE | #N/A | #N/A | #N/A | #N/A | #N/A | #N/A | #N/A | #N/A | #N/A | #N/A
TRUE | VIC | TBTS | Tyabb (United Energy) 66 kV | United Energy | Winter | Non-coincident | 2019 | ACTUAL_RAW | NA | 205.6651 | VIC Tyabb (United Energy) 66 kV |  |  | FALSE | #N/A | #N/A | #N/A | #N/A | #N/A | #N/A | #N/A | #N/A | #N/A | #N/A
TRUE | VIC | TBTS | Tyabb (United Energy) 66 kV | United Energy | Winter | Non-coincident | 2019 | ACTUAL_OPG | NA | 304.5712 | VIC Tyabb (United Energy) 66 kV |  |  | FALSE | #N/A | #N/A | #N/A | #N/A | #N/A | #N/A | #N/A | #N/A | #N/A | #N/A
TRUE | VIC | TBTS | Tyabb (United Energy) 66 kV | United Energy | Winter | Non-coincident | 2019 | ACTUAL_ADJUSTEDOPG | NA | 304.5712 | VIC Tyabb (United Energy) 66 kV |  |  | FALSE | #N/A | #N/A | #N/A | #N/A | #N/A | #N/A | #N/A | #N/A | #N/A | #N/A
TRUE | VIC | TBTS | Tyabb (United Energy) 66 kV | United Energy | Winter | Coincident | 2020 | ACTUAL_OPG | NA | 315.7008 | VIC Tyabb (United Energy) 66 kV |  |  | FALSE | #N/A | #N/A | #N/A | #N/A | #N/A | #N/A | #N/A | #N/A | #N/A | #N/A
TRUE | VIC | TBTS | Tyabb (United Energy) 66 kV | United Energy | Winter | Coincident | 2020 | ACTUAL_RAW | NA | 225.9053 | VIC Tyabb (United Energy) 66 kV |  |  | FALSE | #N/A | #N/A | #N/A | #N/A | #N/A | #N/A | #N/A | #N/A | #N/A | #N/A
TRUE | VIC | TBTS | Tyabb (United Energy) 66 kV | United Energy | Winter | Non-coincident | 2020 | ACTUAL_RAW | NA | 225.9053 | VIC Tyabb (United Energy) 66 kV |  |  | FALSE | #N/A | #N/A | #N/A | #N/A | #N/A | #N/A | #N/A | #N/A | #N/A | #N/A
TRUE | VIC | TBTS | Tyabb (United Energy) 66 kV | United Energy | Winter | Non-coincident | 2020 | ACTUAL_OPG | NA | 315.7008 | VIC Tyabb (United Energy) 66 kV |  |  | FALSE | #N/A | #N/A | #N/A | #N/A | #N/A | #N/A | #N/A | #N/A | #N/A | #N/A
TRUE | VIC | TBTS | Tyabb (United Energy) 66 kV | United Energy | Winter | Non-coincident | 2020 | ACTUAL_ADJUSTEDOPG | NA | 315.7008 | VIC Tyabb (United Energy) 66 kV |  |  | FALSE | #N/A | #N/A | #N/A | #N/A | #N/A | #N/A | #N/A | #N/A | #N/A | #N/A
TRUE | VIC | TBTS | Tyabb (United Energy) 66 kV | United Energy | Winter | Coincident | 2021 | ACTUAL_OPG | NA | 304.8146 | VIC Tyabb (United Energy) 66 kV |  |  | FALSE | #N/A | #N/A | #N/A | #N/A | #N/A | #N/A | #N/A | #N/A | #N/A | #N/A
TRUE | VIC | TBTS | Tyabb (United Energy) 66 kV | United Energy | Winter | Coincident | 2021 | ACTUAL_RAW | NA | 211.7049 | VIC Tyabb (United Energy) 66 kV |  |  | FALSE | #N/A | #N/A | #N/A | #N/A | #N/A | #N/A | #N/A | #N/A | #N/A | #N/A
TRUE | VIC | TBTS | Tyabb (United Energy) 66 kV | United Energy | Winter | Non-coincident | 2021 | ACTUAL_RAW | NA | 215.5793 | VIC Tyabb (United Energy) 66 kV |  |  | FALSE | #N/A | #N/A | #N/A | #N/A | #N/A | #N/A | #N/A | #N/A | #N/A | #N/A
TRUE | VIC | TBTS | Tyabb (United Energy) 66 kV | United Energy | Winter | Non-coincident | 2021 | ACTUAL_OPG | NA | 309.0059 | VIC Tyabb (United Energy) 66 kV |  |  | FALSE | #N/A | #N/A | #N/A | #N/A | #N/A | #N/A | #N/A | #N/A | #N/A | #N/A
TRUE | VIC | TBTS | Tyabb (United Energy) 66 kV | United Energy | Winter | Non-coincident | 2021 | ACTUAL_ADJUSTEDOPG | NA | 309.0059 | VIC Tyabb (United Energy) 66 kV |  |  | FALSE | #N/A | #N/A | #N/A | #N/A | #N/A | #N/A | #N/A | #N/A | #N/A | #N/A
TRUE | VIC | TBTS | Tyabb (United Energy) 66 kV | United Energy | Winter | Coincident | 2022 | ACTUAL_OPG | NA | 195.244 | VIC Tyabb (United Energy) 66 kV |  |  | FALSE | #N/A | #N/A | #N/A | #N/A | #N/A | #N/A | #N/A | #N/A | #N/A | #N/A
TRUE | VIC | TBTS | Tyabb (United Energy) 66 kV | United Energy | Winter | Coincident | 2022 | ACTUAL_RAW | NA | 115.3303 | VIC Tyabb (United Energy) 66 kV |  |  | FALSE | #N/A | #N/A | #N/A | #N/A | #N/A | #N/A | #N/A | #N/A | #N/A | #N/A
TRUE | VIC | TBTS | Tyabb (United Energy) 66 kV | United Energy | Winter | Non-coincident | 2022 | ACTUAL_RAW | NA | 192.3673 | VIC Tyabb (United Energy) 66 kV |  |  | FALSE | #N/A | #N/A | #N/A | #N/A | #N/A | #N/A | #N/A | #N/A | #N/A | #N/A
TRUE | VIC | TBTS | Tyabb (United Energy) 66 kV | United Energy | Winter | Non-coincident | 2022 | ACTUAL_OPG | NA | 200.6642 | VIC Tyabb (United Energy) 66 kV |  |  | FALSE | #N/A | #N/A | #N/A | #N/A | #N/A | #N/A | #N/A | #N/A | #N/A | #N/A
TRUE | VIC | TBTS | Tyabb (United Energy) 66 kV | United Energy | Winter | Non-coincident | 2022 | ACTUAL_ADJUSTEDOPG | NA | 200.6642 | VIC Tyabb (United Energy) 66 kV |  |  | FALSE | #N/A | #N/A | #N/A | #N/A | #N/A | #N/A | #N/A | #N/A | #N/A | #N/A
TRUE | VIC | TBTS | Tyabb (United Energy) 66 kV | United Energy | Winter | Coincident | 2023 | ACTUAL_OPG | NA | 212.2149 | VIC Tyabb (United Energy) 66 kV |  |  | FALSE | #N/A | #N/A | #N/A | #N/A | #N/A | #N/A | #N/A | #N/A | #N/A | #N/A
TRUE | VIC | TBTS | Tyabb (United Energy) 66 kV | United Energy | Winter | Coincident | 2023 | ACTUAL_RAW | NA | 206.8243 | VIC Tyabb (United Energy) 66 kV |  |  | FALSE | #N/A | #N/A | #N/A | #N/A | #N/A | #N/A | #N/A | #N/A | #N/A | #N/A
TRUE | VIC | TBTS | Tyabb (United Energy) 66 kV | United Energy | Winter | Non-coincident | 2023 | ACTUAL_RAW | NA | 208.5147 | VIC Tyabb (United Energy) 66 kV |  |  | FALSE | #N/A | #N/A | #N/A | #N/A | #N/A | #N/A | #N/A | #N/A | #N/A | #N/A
TRUE | VIC | TBTS | Tyabb (United Energy) 66 kV | United Energy | Winter | Non-coincident | 2023 | ACTUAL_OPG | NA | 212.2149 | VIC Tyabb (United Energy) 66 kV |  |  | FALSE | #N/A | #N/A | #N/A | #N/A | #N/A | #N/A | #N/A | #N/A | #N/A | #N/A
TRUE | VIC | TBTS | Tyabb (United Energy) 66 kV | United Energy | Winter | Non-coincident | 2023 | ACTUAL_ADJUSTEDOPG | NA | 212.2149 | VIC Tyabb (United Energy) 66 kV |  |  | FALSE | #N/A | #N/A | #N/A | #N/A | #N/A | #N/A | #N/A | #N/A | #N/A | #N/A
TRUE | VIC | TBTS | Tyabb (United Energy) 66 kV | United Energy | Winter | Coincident | 2024 | ACTUAL_OPG | NA | 205.5196 | VIC Tyabb (United Energy) 66 kV |  |  | FALSE | #N/A | #N/A | #N/A | #N/A | #N/A | #N/A | #N/A | #N/A | #N/A | #N/A
TRUE | VIC | TBTS | Tyabb (United Energy) 66 kV | United Energy | Winter | Coincident | 2024 | ACTUAL_RAW | NA | 135.206 | VIC Tyabb (United Energy) 66 kV |  |  | FALSE | #N/A | #N/A | #N/A | #N/A | #N/A | #N/A | #N/A | #N/A | #N/A | #N/A
TRUE | VIC | TBTS | Tyabb (United Energy) 66 kV | United Energy | Winter | Non-coincident | 2024 | ACTUAL_RAW | NA | 215.0235 | VIC Tyabb (United Energy) 66 kV |  |  | FALSE | #N/A | #N/A | #N/A | #N/A | #N/A | #N/A | #N/A | #N/A | #N/A | #N/A
TRUE | VIC | TBTS | Tyabb (United Energy) 66 kV | United Energy | Winter | Non-coincident | 2024 | ACTUAL_OPG | NA | 214.4267 | VIC Tyabb (United Energy) 66 kV |  |  | FALSE | #N/A | #N/A | #N/A | #N/A | #N/A | #N/A | #N/A | #N/A | #N/A | #N/A
TRUE | VIC | TBTS | Tyabb (United Energy) 66 kV | United Energy | Winter | Non-coincident | 2024 | ACTUAL_ADJUSTEDOPG | NA | 214.4267 | VIC Tyabb (United Energy) 66 kV |  |  | FALSE | #N/A | #N/A | #N/A | #N/A | #N/A | #N/A | #N/A | #N/A | #N/A | #N/A
TRUE | VIC | TBTS | Tyabb (United Energy) 66 kV | United Energy | Winter | Coincident | 2025 | POE10 | NA | 248.8138 | VIC Tyabb (United Energy) 66 kV |  |  | FALSE | #N/A | #N/A | #N/A | #N/A | #N/A | #N/A | #N/A | #N/A | #N/A | #N/A
TRUE | VIC | TBTS | Tyabb (United Energy) 66 kV | United Energy | Winter | Coincident | 2025 | POE50 | NA | 240.5454 | VIC Tyabb (United Energy) 66 kV |  |  | FALSE | #N/A | #N/A | #N/A | #N/A | #N/A | #N/A | #N/A | #N/A | #N/A | #N/A
TRUE | VIC | TBTS | Tyabb (United Energy) 66 kV | United Energy | Winter | Non-coincident | 2025 | ACTUAL_RAW | NA | 171.8016 | VIC Tyabb (United Energy) 66 kV |  |  | FALSE | #N/A | #N/A | #N/A | #N/A | #N/A | #N/A | #N/A | #N/A | #N/A | #N/A
TRUE | VIC | TBTS | Tyabb (United Energy) 66 kV | United Energy | Winter | Non-coincident | 2025 | ACTUAL_ADJUSTEDOPG | NA | 181.9109 | VIC Tyabb (United Energy) 66 kV |  |  | FALSE | #N/A | #N/A | #N/A | #N/A | #N/A | #N/A | #N/A | #N/A | #N/A | #N/A
TRUE | VIC | TBTS | Tyabb (United Energy) 66 kV | United Energy | Winter | Non-coincident | 2025 | BASEYEARPOE50 | NA | 336.9185 | VIC Tyabb (United Energy) 66 kV |  |  | FALSE | #N/A | #N/A | #N/A | #N/A | #N/A | #N/A | #N/A | #N/A | #N/A | #N/A
TRUE | VIC | TBTS | Tyabb (United Energy) 66 kV | United Energy | Winter | Non-coincident | 2025 | BASEYEARPOE10 | NA | 346.9525 | VIC Tyabb (United Energy) 66 kV |  |  | FALSE | #N/A | #N/A | #N/A | #N/A | #N/A | #N/A | #N/A | #N/A | #N/A | #N/A
TRUE | VIC | TBTS | Tyabb (United Energy) 66 kV | United Energy | Winter | Non-coincident | 2025 | POE10 | NA | 261.0409 | VIC Tyabb (United Energy) 66 kV |  |  | FALSE | #N/A | #N/A | #N/A | #N/A | #N/A | #N/A | #N/A | #N/A | #N/A | #N/A
TRUE | VIC | TBTS | Tyabb (United Energy) 66 kV | United Energy | Winter | Non-coincident | 2025 | POE50 | NA | 250 | VIC Tyabb (United Energy) 66 kV |  |  | FALSE | #N/A | #N/A | #N/A | #N/A | #N/A | #N/A | #N/A | #N/A | #N/A | #N/A
TRUE | VIC | TBTS | Tyabb (United Energy) 66 kV | United Energy | Winter | Coincident | 2026 | POE10 | NA | 242.2472 | VIC Tyabb (United Energy) 66 kV |  |  | FALSE | #N/A | #N/A | #N/A | #N/A | #N/A | #N/A | #N/A | #N/A | #N/A | #N/A
TRUE | VIC | TBTS | Tyabb (United Energy) 66 kV | United Energy | Winter | Coincident | 2026 | POE50 | NA | 233.8457 | VIC Tyabb (United Energy) 66 kV |  |  | FALSE | #N/A | #N/A | #N/A | #N/A | #N/A | #N/A | #N/A | #N/A | #N/A | #N/A
TRUE | VIC | TBTS | Tyabb (United Energy) 66 kV | United Energy | Winter | Non-coincident | 2026 | POE10 | NA | 263.8456 | VIC Tyabb (United Energy) 66 kV |  |  | FALSE | #N/A | #N/A | #N/A | #N/A | #N/A | #N/A | #N/A | #N/A | #N/A | #N/A
TRUE | VIC | TBTS | Tyabb (United Energy) 66 kV | United Energy | Winter | Non-coincident | 2026 | POE50 | NA | 252.7839 | VIC Tyabb (United Energy) 66 kV |  |  | FALSE | #N/A | #N/A | #N/A | #N/A | #N/A | #N/A | #N/A | #N/A | #N/A | #N/A
TRUE | VIC | TBTS | Tyabb (United Energy) 66 kV | United Energy | Winter | Coincident | 2027 | POE10 | NA | 236.6841 | VIC Tyabb (United Energy) 66 kV |  |  | FALSE | #N/A | #N/A | #N/A | #N/A | #N/A | #N/A | #N/A | #N/A | #N/A | #N/A
TRUE | VIC | TBTS | Tyabb (United Energy) 66 kV | United Energy | Winter | Coincident | 2027 | POE50 | NA | 228.0038 | VIC Tyabb (United Energy) 66 kV |  |  | FALSE | #N/A | #N/A | #N/A | #N/A | #N/A | #N/A | #N/A | #N/A | #N/A | #N/A
TRUE | VIC | TBTS | Tyabb (United Energy) 66 kV | United Energy | Winter | Non-coincident | 2027 | POE10 | NA | 267.6247 | VIC Tyabb (United Energy) 66 kV |  |  | FALSE | #N/A | #N/A | #N/A | #N/A | #N/A | #N/A | #N/A | #N/A | #N/A | #N/A
TRUE | VIC | TBTS | Tyabb (United Energy) 66 kV | United Energy | Winter | Non-coincident | 2027 | POE50 | NA | 256.5366 | VIC Tyabb (United Energy) 66 kV |  |  | FALSE | #N/A | #N/A | #N/A | #N/A | #N/A | #N/A | #N/A | #N/A | #N/A | #N/A
TRUE | VIC | TBTS | Tyabb (United Energy) 66 kV | United Energy | Winter | Coincident | 2028 | POE10 | NA | 233.2186 | VIC Tyabb (United Energy) 66 kV |  |  | FALSE | #N/A | #N/A | #N/A | #N/A | #N/A | #N/A | #N/A | #N/A | #N/A | #N/A
TRUE | VIC | TBTS | Tyabb (United Energy) 66 kV | United Energy | Winter | Coincident | 2028 | POE50 | NA | 224.8655 | VIC Tyabb (United Energy) 66 kV |  |  | FALSE | #N/A | #N/A | #N/A | #N/A | #N/A | #N/A | #N/A | #N/A | #N/A | #N/A
TRUE | VIC | TBTS | Tyabb (United Energy) 66 kV | United Energy | Winter | Non-coincident | 2028 | POE10 | NA | 268.9089 | VIC Tyabb (United Energy) 66 kV |  |  | FALSE | #N/A | #N/A | #N/A | #N/A | #N/A | #N/A | #N/A | #N/A | #N/A | #N/A
TRUE | VIC | TBTS | Tyabb (United Energy) 66 kV | United Energy | Winter | Non-coincident | 2028 | POE50 | NA | 257.7945 | VIC Tyabb (United Energy) 66 kV |  |  | FALSE | #N/A | #N/A | #N/A | #N/A | #N/A | #N/A | #N/A | #N/A | #N/A | #N/A
TRUE | VIC | TBTS | Tyabb (United Energy) 66 kV | United Energy | Winter | Coincident | 2029 | POE10 | NA | 231.6583 | VIC Tyabb (United Energy) 66 kV |  |  | FALSE | #N/A | #N/A | #N/A | #N/A | #N/A | #N/A | #N/A | #N/A | #N/A | #N/A
TRUE | VIC | TBTS | Tyabb (United Energy) 66 kV | United Energy | Winter | Coincident | 2029 | POE50 | NA | 223.4679 | VIC Tyabb (United Energy) 66 kV |  |  | FALSE | #N/A | #N/A | #N/A | #N/A | #N/A | #N/A | #N/A | #N/A | #N/A | #N/A
TRUE | VIC | TBTS | Tyabb (United Energy) 66 kV | United Energy | Winter | Non-coincident | 2029 | POE10 | NA | 270.4389 | VIC Tyabb (United Energy) 66 kV |  |  | FALSE | #N/A | #N/A | #N/A | #N/A | #N/A | #N/A | #N/A | #N/A | #N/A | #N/A
TRUE | VIC | TBTS | Tyabb (United Energy) 66 kV | United Energy | Winter | Non-coincident | 2029 | POE50 | NA | 259.2982 | VIC Tyabb (United Energy) 66 kV |  |  | FALSE | #N/A | #N/A | #N/A | #N/A | #N/A | #N/A | #N/A | #N/A | #N/A | #N/A
TRUE | VIC | TBTS | Tyabb (United Energy) 66 kV | United Energy | Winter | Coincident | 2030 | POE10 | NA | 229.7795 | VIC Tyabb (United Energy) 66 kV |  |  | FALSE | #N/A | #N/A | #N/A | #N/A | #N/A | #N/A | #N/A | #N/A | #N/A | #N/A
TRUE | VIC | TBTS | Tyabb (United Energy) 66 kV | United Energy | Winter | Coincident | 2030 | POE50 | NA | 221.6385 | VIC Tyabb (United Energy) 66 kV |  |  | FALSE | #N/A | #N/A | #N/A | #N/A | #N/A | #N/A | #N/A | #N/A | #N/A | #N/A
TRUE | VIC | TBTS | Tyabb (United Energy) 66 kV | United Energy | Winter | Non-coincident | 2030 | POE10 | NA | 272.0389 | VIC Tyabb (United Energy) 66 kV |  |  | FALSE | #N/A | #N/A | #N/A | #N/A | #N/A | #N/A | #N/A | #N/A | #N/A | #N/A
TRUE | VIC | TBTS | Tyabb (United Energy) 66 kV | United Energy | Winter | Non-coincident | 2030 | POE50 | NA | 260.8718 | VIC Tyabb (United Energy) 66 kV |  |  | FALSE | #N/A | #N/A | #N/A | #N/A | #N/A | #N/A | #N/A | #N/A | #N/A | #N/A
TRUE | VIC | TBTS | Tyabb (United Energy) 66 kV | United Energy | Winter | Coincident | 2031 | POE10 | NA | 228.3452 | VIC Tyabb (United Energy) 66 kV |  |  | FALSE | #N/A | #N/A | #N/A | #N/A | #N/A | #N/A | #N/A | #N/A | #N/A | #N/A
TRUE | VIC | TBTS | Tyabb (United Energy) 66 kV | United Energy | Winter | Coincident | 2031 | POE50 | NA | 220.297 | VIC Tyabb (United Energy) 66 kV |  |  | FALSE | #N/A | #N/A | #N/A | #N/A | #N/A | #N/A | #N/A | #N/A | #N/A | #N/A
TRUE | VIC | TBTS | Tyabb (United Energy) 66 kV | United Energy | Winter | Non-coincident | 2031 | POE10 | NA | 273.736 | VIC Tyabb (United Energy) 66 kV |  |  | FALSE | #N/A | #N/A | #N/A | #N/A | #N/A | #N/A | #N/A | #N/A | #N/A | #N/A
TRUE | VIC | TBTS | Tyabb (United Energy) 66 kV | United Energy | Winter | Non-coincident | 2031 | POE50 | NA | 262.5423 | VIC Tyabb (United Energy) 66 kV |  |  | FALSE | #N/A | #N/A | #N/A | #N/A | #N/A | #N/A | #N/A | #N/A | #N/A | #N/A
TRUE | VIC | TBTS | Tyabb (United Energy) 66 kV | United Energy | Winter | Coincident | 2032 | POE10 | NA | 225.1946 | VIC Tyabb (United Energy) 66 kV |  |  | FALSE | #N/A | #N/A | #N/A | #N/A | #N/A | #N/A | #N/A | #N/A | #N/A | #N/A
TRUE | VIC | TBTS | Tyabb (United Energy) 66 kV | United Energy | Winter | Coincident | 2032 | POE50 | NA | 216.8839 | VIC Tyabb (United Energy) 66 kV |  |  | FALSE | #N/A | #N/A | #N/A | #N/A | #N/A | #N/A | #N/A | #N/A | #N/A | #N/A
TRUE | VIC | TBTS | Tyabb (United Energy) 66 kV | United Energy | Winter | Non-coincident | 2032 | POE10 | NA | 275.6443 | VIC Tyabb (United Energy) 66 kV |  |  | FALSE | #N/A | #N/A | #N/A | #N/A | #N/A | #N/A | #N/A | #N/A | #N/A | #N/A
TRUE | VIC | TBTS | Tyabb (United Energy) 66 kV | United Energy | Winter | Non-coincident | 2032 | POE50 | NA | 264.4213 | VIC Tyabb (United Energy) 66 kV |  |  | FALSE | #N/A | #N/A | #N/A | #N/A | #N/A | #N/A | #N/A | #N/A | #N/A | #N/A
TRUE | VIC | TBTS | Tyabb (United Energy) 66 kV | United Energy | Winter | Coincident | 2033 | POE10 | NA | 221.0975 | VIC Tyabb (United Energy) 66 kV |  |  | FALSE | #N/A | #N/A | #N/A | #N/A | #N/A | #N/A | #N/A | #N/A | #N/A | #N/A
TRUE | VIC | TBTS | Tyabb (United Energy) 66 kV | United Energy | Winter | Coincident | 2033 | POE50 | NA | 213.0001 | VIC Tyabb (United Energy) 66 kV |  |  | FALSE | #N/A | #N/A | #N/A | #N/A | #N/A | #N/A | #N/A | #N/A | #N/A | #N/A
TRUE | VIC | TBTS | Tyabb (United Energy) 66 kV | United Energy | Winter | Non-coincident | 2033 | POE10 | NA | 277.5768 | VIC Tyabb (United Energy) 66 kV |  |  | FALSE | #N/A | #N/A | #N/A | #N/A | #N/A | #N/A | #N/A | #N/A | #N/A | #N/A
TRUE | VIC | TBTS | Tyabb (United Energy) 66 kV | United Energy | Winter | Non-coincident | 2033 | POE50 | NA | 266.3245 | VIC Tyabb (United Energy) 66 kV |  |  | FALSE | #N/A | #N/A | #N/A | #N/A | #N/A | #N/A | #N/A | #N/A | #N/A | #N/A
TRUE | VIC | TBTS | Tyabb (United Energy) 66 kV | United Energy | Winter | Coincident | 2034 | POE10 | NA | 220.9428 | VIC Tyabb (United Energy) 66 kV |  |  | FALSE | #N/A | #N/A | #N/A | #N/A | #N/A | #N/A | #N/A | #N/A | #N/A | #N/A
TRUE | VIC | TBTS | Tyabb (United Energy) 66 kV | United Energy | Winter | Coincident | 2034 | POE50 | NA | 213.002 | VIC Tyabb (United Energy) 66 kV |  |  | FALSE | #N/A | #N/A | #N/A | #N/A | #N/A | #N/A | #N/A | #N/A | #N/A | #N/A
TRUE | VIC | TBTS | Tyabb (United Energy) 66 kV | United Energy | Winter | Non-coincident | 2034 | POE10 | NA | 279.491 | VIC Tyabb (United Energy) 66 kV |  |  | FALSE | #N/A | #N/A | #N/A | #N/A | #N/A | #N/A | #N/A | #N/A | #N/A | #N/A
TRUE | VIC | TBTS | Tyabb (United Energy) 66 kV | United Energy | Winter | Non-coincident | 2034 | POE50 | NA | 268.2094 | VIC Tyabb (United Energy) 66 kV |  |  | FALSE | #N/A | #N/A | #N/A | #N/A | #N/A | #N/A | #N/A | #N/A | #N/A | #N/A
TRUE | VIC | TGTS | Terang (Powercor) 66 kV | Powercor | Shoulder | Coincident | 2019 | ACTUAL_OPG | 70.3047 | NA | VIC Terang (Powercor) 66 kV |  |  | FALSE | #N/A | #N/A | #N/A | #N/A | #N/A | #N/A | #N/A | #N/A | #N/A | #N/A
TRUE | VIC | TGTS | Terang (Powercor) 66 kV | Powercor | Shoulder | Coincident | 2019 | ACTUAL_RAW | 70.3047 | NA | VIC Terang (Powercor) 66 kV |  |  | FALSE | #N/A | #N/A | #N/A | #N/A | #N/A | #N/A | #N/A | #N/A | #N/A | #N/A
TRUE | VIC | TGTS | Terang (Powercor) 66 kV | Powercor | Shoulder | Non-coincident | 2019 | ACTUAL_RAW | -50.2849 | NA | VIC Terang (Powercor) 66 kV |  |  | FALSE | #N/A | #N/A | #N/A | #N/A | #N/A | #N/A | #N/A | #N/A | #N/A | #N/A
TRUE | VIC | TGTS | Terang (Powercor) 66 kV | Powercor | Shoulder | Non-coincident | 2019 | ACTUAL_OPG | -50.2849 | NA | VIC Terang (Powercor) 66 kV |  |  | FALSE | #N/A | #N/A | #N/A | #N/A | #N/A | #N/A | #N/A | #N/A | #N/A | #N/A
TRUE | VIC | TGTS | Terang (Powercor) 66 kV | Powercor | Shoulder | Non-coincident | 2019 | ACTUAL_ADJUSTEDOPG | -50.2849 | NA | VIC Terang (Powercor) 66 kV |  |  | FALSE | #N/A | #N/A | #N/A | #N/A | #N/A | #N/A | #N/A | #N/A | #N/A | #N/A
TRUE | VIC | TGTS | Terang (Powercor) 66 kV | Powercor | Shoulder | Coincident | 2020 | ACTUAL_OPG | 50.2376 | NA | VIC Terang (Powercor) 66 kV |  |  | FALSE | #N/A | #N/A | #N/A | #N/A | #N/A | #N/A | #N/A | #N/A | #N/A | #N/A
TRUE | VIC | TGTS | Terang (Powercor) 66 kV | Powercor | Shoulder | Coincident | 2020 | ACTUAL_RAW | 50.2376 | NA | VIC Terang (Powercor) 66 kV |  |  | FALSE | #N/A | #N/A | #N/A | #N/A | #N/A | #N/A | #N/A | #N/A | #N/A | #N/A
TRUE | VIC | TGTS | Terang (Powercor) 66 kV | Powercor | Shoulder | Non-coincident | 2020 | ACTUAL_RAW | -60.6952 | NA | VIC Terang (Powercor) 66 kV |  |  | FALSE | #N/A | #N/A | #N/A | #N/A | #N/A | #N/A | #N/A | #N/A | #N/A | #N/A
TRUE | VIC | TGTS | Terang (Powercor) 66 kV | Powercor | Shoulder | Non-coincident | 2020 | ACTUAL_OPG | -60.6952 | NA | VIC Terang (Powercor) 66 kV |  |  | FALSE | #N/A | #N/A | #N/A | #N/A | #N/A | #N/A | #N/A | #N/A | #N/A | #N/A
TRUE | VIC | TGTS | Terang (Powercor) 66 kV | Powercor | Shoulder | Non-coincident | 2020 | ACTUAL_ADJUSTEDOPG | -60.6952 | NA | VIC Terang (Powercor) 66 kV |  |  | FALSE | #N/A | #N/A | #N/A | #N/A | #N/A | #N/A | #N/A | #N/A | #N/A | #N/A
TRUE | VIC | TGTS | Terang (Powercor) 66 kV | Powercor | Shoulder | Coincident | 2021 | ACTUAL_OPG | 49.9074 | NA | VIC Terang (Powercor) 66 kV |  |  | FALSE | #N/A | #N/A | #N/A | #N/A | #N/A | #N/A | #N/A | #N/A | #N/A | #N/A
TRUE | VIC | TGTS | Terang (Powercor) 66 kV | Powercor | Shoulder | Coincident | 2021 | ACTUAL_RAW | 49.9074 | NA | VIC Terang (Powercor) 66 kV |  |  | FALSE | #N/A | #N/A | #N/A | #N/A | #N/A | #N/A | #N/A | #N/A | #N/A | #N/A
TRUE | VIC | TGTS | Terang (Powercor) 66 kV | Powercor | Shoulder | Non-coincident | 2021 | ACTUAL_RAW | -73.6634 | NA | VIC Terang (Powercor) 66 kV |  |  | FALSE | #N/A | #N/A | #N/A | #N/A | #N/A | #N/A | #N/A | #N/A | #N/A | #N/A
TRUE | VIC | TGTS | Terang (Powercor) 66 kV | Powercor | Shoulder | Non-coincident | 2021 | ACTUAL_OPG | -73.6634 | NA | VIC Terang (Powercor) 66 kV |  |  | FALSE | #N/A | #N/A | #N/A | #N/A | #N/A | #N/A | #N/A | #N/A | #N/A | #N/A
TRUE | VIC | TGTS | Terang (Powercor) 66 kV | Powercor | Shoulder | Non-coincident | 2021 | ACTUAL_ADJUSTEDOPG | -73.6634 | NA | VIC Terang (Powercor) 66 kV |  |  | FALSE | #N/A | #N/A | #N/A | #N/A | #N/A | #N/A | #N/A | #N/A | #N/A | #N/A
TRUE | VIC | TGTS | Terang (Powercor) 66 kV | Powercor | Shoulder | Coincident | 2022 | ACTUAL_OPG | 40.5877 | NA | VIC Terang (Powercor) 66 kV |  |  | FALSE | #N/A | #N/A | #N/A | #N/A | #N/A | #N/A | #N/A | #N/A | #N/A | #N/A
TRUE | VIC | TGTS | Terang (Powercor) 66 kV | Powercor | Shoulder | Coincident | 2022 | ACTUAL_RAW | 40.5877 | NA | VIC Terang (Powercor) 66 kV |  |  | FALSE | #N/A | #N/A | #N/A | #N/A | #N/A | #N/A | #N/A | #N/A | #N/A | #N/A
TRUE | VIC | TGTS | Terang (Powercor) 66 kV | Powercor | Shoulder | Non-coincident | 2022 | ACTUAL_RAW | -60.1079 | NA | VIC Terang (Powercor) 66 kV |  |  | FALSE | #N/A | #N/A | #N/A | #N/A | #N/A | #N/A | #N/A | #N/A | #N/A | #N/A
TRUE | VIC | TGTS | Terang (Powercor) 66 kV | Powercor | Shoulder | Non-coincident | 2022 | ACTUAL_OPG | -60.1079 | NA | VIC Terang (Powercor) 66 kV |  |  | FALSE | #N/A | #N/A | #N/A | #N/A | #N/A | #N/A | #N/A | #N/A | #N/A | #N/A
TRUE | VIC | TGTS | Terang (Powercor) 66 kV | Powercor | Shoulder | Non-coincident | 2022 | ACTUAL_ADJUSTEDOPG | -60.1079 | NA | VIC Terang (Powercor) 66 kV |  |  | FALSE | #N/A | #N/A | #N/A | #N/A | #N/A | #N/A | #N/A | #N/A | #N/A | #N/A
TRUE | VIC | TGTS | Terang (Powercor) 66 kV | Powercor | Shoulder | Coincident | 2023 | ACTUAL_OPG | 33.8491 | NA | VIC Terang (Powercor) 66 kV |  |  | FALSE | #N/A | #N/A | #N/A | #N/A | #N/A | #N/A | #N/A | #N/A | #N/A | #N/A
TRUE | VIC | TGTS | Terang (Powercor) 66 kV | Powercor | Shoulder | Coincident | 2023 | ACTUAL_RAW | 33.8491 | NA | VIC Terang (Powercor) 66 kV |  |  | FALSE | #N/A | #N/A | #N/A | #N/A | #N/A | #N/A | #N/A | #N/A | #N/A | #N/A
TRUE | VIC | TGTS | Terang (Powercor) 66 kV | Powercor | Shoulder | Non-coincident | 2023 | ACTUAL_RAW | 32.0443 | NA | VIC Terang (Powercor) 66 kV |  |  | FALSE | #N/A | #N/A | #N/A | #N/A | #N/A | #N/A | #N/A | #N/A | #N/A | #N/A
TRUE | VIC | TGTS | Terang (Powercor) 66 kV | Powercor | Shoulder | Non-coincident | 2023 | ACTUAL_OPG | 32.0443 | NA | VIC Terang (Powercor) 66 kV |  |  | FALSE | #N/A | #N/A | #N/A | #N/A | #N/A | #N/A | #N/A | #N/A | #N/A | #N/A
TRUE | VIC | TGTS | Terang (Powercor) 66 kV | Powercor | Shoulder | Non-coincident | 2023 | ACTUAL_ADJUSTEDOPG | 32.0443 | NA | VIC Terang (Powercor) 66 kV |  |  | FALSE | #N/A | #N/A | #N/A | #N/A | #N/A | #N/A | #N/A | #N/A | #N/A | #N/A
TRUE | VIC | TGTS | Terang (Powercor) 66 kV | Powercor | Shoulder | Coincident | 2024 | ACTUAL_OPG | 36.9671 | NA | VIC Terang (Powercor) 66 kV |  |  | FALSE | #N/A | #N/A | #N/A | #N/A | #N/A | #N/A | #N/A | #N/A | #N/A | #N/A
TRUE | VIC | TGTS | Terang (Powercor) 66 kV | Powercor | Shoulder | Coincident | 2024 | ACTUAL_RAW | 36.9671 | NA | VIC Terang (Powercor) 66 kV |  |  | FALSE | #N/A | #N/A | #N/A | #N/A | #N/A | #N/A | #N/A | #N/A | #N/A | #N/A
TRUE | VIC | TGTS | Terang (Powercor) 66 kV | Powercor | Shoulder | Non-coincident | 2024 | ACTUAL_RAW | 16.956 | NA | VIC Terang (Powercor) 66 kV |  |  | FALSE | #N/A | #N/A | #N/A | #N/A | #N/A | #N/A | #N/A | #N/A | #N/A | #N/A
TRUE | VIC | TGTS | Terang (Powercor) 66 kV | Powercor | Shoulder | Non-coincident | 2024 | ACTUAL_OPG | 16.956 | NA | VIC Terang (Powercor) 66 kV |  |  | FALSE | #N/A | #N/A | #N/A | #N/A | #N/A | #N/A | #N/A | #N/A | #N/A | #N/A
TRUE | VIC | TGTS | Terang (Powercor) 66 kV | Powercor | Shoulder | Non-coincident | 2024 | ACTUAL_ADJUSTEDOPG | 16.956 | NA | VIC Terang (Powercor) 66 kV |  |  | FALSE | #N/A | #N/A | #N/A | #N/A | #N/A | #N/A | #N/A | #N/A | #N/A | #N/A
TRUE | VIC | TGTS | Terang (Powercor) 66 kV | Powercor | Shoulder | Coincident | 2025 | ACTUAL_OPG | 22.7608 | NA | VIC Terang (Powercor) 66 kV |  |  | FALSE | #N/A | #N/A | #N/A | #N/A | #N/A | #N/A | #N/A | #N/A | #N/A | #N/A
TRUE | VIC | TGTS | Terang (Powercor) 66 kV | Powercor | Shoulder | Coincident | 2025 | ACTUAL_RAW | 22.7608 | NA | VIC Terang (Powercor) 66 kV |  |  | FALSE | #N/A | #N/A | #N/A | #N/A | #N/A | #N/A | #N/A | #N/A | #N/A | #N/A
TRUE | VIC | TGTS | Terang (Powercor) 66 kV | Powercor | Shoulder | Non-coincident | 2025 | ACTUAL_RAW | -91.2098 | NA | VIC Terang (Powercor) 66 kV |  |  | FALSE | #N/A | #N/A | #N/A | #N/A | #N/A | #N/A | #N/A | #N/A | #N/A | #N/A
TRUE | VIC | TGTS | Terang (Powercor) 66 kV | Powercor | Shoulder | Non-coincident | 2025 | ACTUAL_OPG | -91.2098 | NA | VIC Terang (Powercor) 66 kV |  |  | FALSE | #N/A | #N/A | #N/A | #N/A | #N/A | #N/A | #N/A | #N/A | #N/A | #N/A
TRUE | VIC | TGTS | Terang (Powercor) 66 kV | Powercor | Shoulder | Non-coincident | 2025 | ACTUAL_ADJUSTEDOPG | -91.2098 | NA | VIC Terang (Powercor) 66 kV |  |  | FALSE | #N/A | #N/A | #N/A | #N/A | #N/A | #N/A | #N/A | #N/A | #N/A | #N/A
TRUE | VIC | TGTS | Terang (Powercor) 66 kV | Powercor | Shoulder | Non-coincident | 2025 | BASEYEARPOE90 | -95.591 | NA | VIC Terang (Powercor) 66 kV |  |  | FALSE | #N/A | #N/A | #N/A | #N/A | #N/A | #N/A | #N/A | #N/A | #N/A | #N/A
TRUE | VIC | TGTS | Terang (Powercor) 66 kV | Powercor | Shoulder | Non-coincident | 2025 | BASEYEARPOE50 | -85.4077 | NA | VIC Terang (Powercor) 66 kV |  |  | FALSE | #N/A | #N/A | #N/A | #N/A | #N/A | #N/A | #N/A | #N/A | #N/A | #N/A
TRUE | VIC | TGTS | Terang (Powercor) 66 kV | Powercor | Shoulder | Coincident_unreconciled | 2026 | POE90 | 20 | NA | VIC Terang (Powercor) 66 kV |  |  | FALSE | #N/A | #N/A | #N/A | #N/A | #N/A | #N/A | #N/A | #N/A | #N/A | #N/A
TRUE | VIC | TGTS | Terang (Powercor) 66 kV | Powercor | Shoulder | Coincident_unreconciled | 2026 | POE50 | 20 | NA | VIC Terang (Powercor) 66 kV |  |  | FALSE | #N/A | #N/A | #N/A | #N/A | #N/A | #N/A | #N/A | #N/A | #N/A | #N/A
TRUE | VIC | TGTS | Terang (Powercor) 66 kV | Powercor | Shoulder | Non-coincident | 2026 | POE50 | -95.9354 | NA | VIC Terang (Powercor) 66 kV |  |  | FALSE | #N/A | #N/A | #N/A | #N/A | #N/A | #N/A | #N/A | #N/A | #N/A | #N/A
TRUE | VIC | TGTS | Terang (Powercor) 66 kV | Powercor | Shoulder | Non-coincident | 2026 | POE90 | -103.2795 | NA | VIC Terang (Powercor) 66 kV |  |  | FALSE | #N/A | #N/A | #N/A | #N/A | #N/A | #N/A | #N/A | #N/A | #N/A | #N/A
TRUE | VIC | TGTS | Terang (Powercor) 66 kV | Powercor | Shoulder | Coincident_unreconciled | 2027 | POE90 | 19.4 | NA | VIC Terang (Powercor) 66 kV |  |  | FALSE | #N/A | #N/A | #N/A | #N/A | #N/A | #N/A | #N/A | #N/A | #N/A | #N/A
TRUE | VIC | TGTS | Terang (Powercor) 66 kV | Powercor | Shoulder | Coincident_unreconciled | 2027 | POE50 | 19.4 | NA | VIC Terang (Powercor) 66 kV |  |  | FALSE | #N/A | #N/A | #N/A | #N/A | #N/A | #N/A | #N/A | #N/A | #N/A | #N/A
TRUE | VIC | TGTS | Terang (Powercor) 66 kV | Powercor | Shoulder | Non-coincident | 2027 | POE50 | -104.5507 | NA | VIC Terang (Powercor) 66 kV |  |  | FALSE | #N/A | #N/A | #N/A | #N/A | #N/A | #N/A | #N/A | #N/A | #N/A | #N/A
TRUE | VIC | TGTS | Terang (Powercor) 66 kV | Powercor | Shoulder | Non-coincident | 2027 | POE90 | -110.5489 | NA | VIC Terang (Powercor) 66 kV |  |  | FALSE | #N/A | #N/A | #N/A | #N/A | #N/A | #N/A | #N/A | #N/A | #N/A | #N/A
TRUE | VIC | TGTS | Terang (Powercor) 66 kV | Powercor | Shoulder | Coincident_unreconciled | 2028 | POE90 | 18.818 | NA | VIC Terang (Powercor) 66 kV |  |  | FALSE | #N/A | #N/A | #N/A | #N/A | #N/A | #N/A | #N/A | #N/A | #N/A | #N/A
TRUE | VIC | TGTS | Terang (Powercor) 66 kV | Powercor | Shoulder | Coincident_unreconciled | 2028 | POE50 | 18.818 | NA | VIC Terang (Powercor) 66 kV |  |  | FALSE | #N/A | #N/A | #N/A | #N/A | #N/A | #N/A | #N/A | #N/A | #N/A | #N/A
TRUE | VIC | TGTS | Terang (Powercor) 66 kV | Powercor | Shoulder | Non-coincident | 2028 | POE50 | -111.7129 | NA | VIC Terang (Powercor) 66 kV |  |  | FALSE | #N/A | #N/A | #N/A | #N/A | #N/A | #N/A | #N/A | #N/A | #N/A | #N/A
TRUE | VIC | TGTS | Terang (Powercor) 66 kV | Powercor | Shoulder | Non-coincident | 2028 | POE90 | -117.1117 | NA | VIC Terang (Powercor) 66 kV |  |  | FALSE | #N/A | #N/A | #N/A | #N/A | #N/A | #N/A | #N/A | #N/A | #N/A | #N/A
TRUE | VIC | TGTS | Terang (Powercor) 66 kV | Powercor | Shoulder | Coincident_unreconciled | 2029 | POE90 | 18.2535 | NA | VIC Terang (Powercor) 66 kV |  |  | FALSE | #N/A | #N/A | #N/A | #N/A | #N/A | #N/A | #N/A | #N/A | #N/A | #N/A
TRUE | VIC | TGTS | Terang (Powercor) 66 kV | Powercor | Shoulder | Coincident_unreconciled | 2029 | POE50 | 18.2535 | NA | VIC Terang (Powercor) 66 kV |  |  | FALSE | #N/A | #N/A | #N/A | #N/A | #N/A | #N/A | #N/A | #N/A | #N/A | #N/A
TRUE | VIC | TGTS | Terang (Powercor) 66 kV | Powercor | Shoulder | Non-coincident | 2029 | POE50 | -118.5554 | NA | VIC Terang (Powercor) 66 kV |  |  | FALSE | #N/A | #N/A | #N/A | #N/A | #N/A | #N/A | #N/A | #N/A | #N/A | #N/A
TRUE | VIC | TGTS | Terang (Powercor) 66 kV | Powercor | Shoulder | Non-coincident | 2029 | POE90 | -123.9594 | NA | VIC Terang (Powercor) 66 kV |  |  | FALSE | #N/A | #N/A | #N/A | #N/A | #N/A | #N/A | #N/A | #N/A | #N/A | #N/A
TRUE | VIC | TGTS | Terang (Powercor) 66 kV | Powercor | Shoulder | Coincident_unreconciled | 2030 | POE90 | 17.7059 | NA | VIC Terang (Powercor) 66 kV |  |  | FALSE | #N/A | #N/A | #N/A | #N/A | #N/A | #N/A | #N/A | #N/A | #N/A | #N/A
TRUE | VIC | TGTS | Terang (Powercor) 66 kV | Powercor | Shoulder | Coincident_unreconciled | 2030 | POE50 | 17.7059 | NA | VIC Terang (Powercor) 66 kV |  |  | FALSE | #N/A | #N/A | #N/A | #N/A | #N/A | #N/A | #N/A | #N/A | #N/A | #N/A
TRUE | VIC | TGTS | Terang (Powercor) 66 kV | Powercor | Shoulder | Non-coincident | 2030 | POE50 | -125.7924 | NA | VIC Terang (Powercor) 66 kV |  |  | FALSE | #N/A | #N/A | #N/A | #N/A | #N/A | #N/A | #N/A | #N/A | #N/A | #N/A
TRUE | VIC | TGTS | Terang (Powercor) 66 kV | Powercor | Shoulder | Non-coincident | 2030 | POE90 | -131.2014 | NA | VIC Terang (Powercor) 66 kV |  |  | FALSE | #N/A | #N/A | #N/A | #N/A | #N/A | #N/A | #N/A | #N/A | #N/A | #N/A
TRUE | VIC | TGTS | Terang (Powercor) 66 kV | Powercor | Shoulder | Coincident_unreconciled | 2031 | POE90 | 17.1747 | NA | VIC Terang (Powercor) 66 kV |  |  | FALSE | #N/A | #N/A | #N/A | #N/A | #N/A | #N/A | #N/A | #N/A | #N/A | #N/A
TRUE | VIC | TGTS | Terang (Powercor) 66 kV | Powercor | Shoulder | Coincident_unreconciled | 2031 | POE50 | 17.1747 | NA | VIC Terang (Powercor) 66 kV |  |  | FALSE | #N/A | #N/A | #N/A | #N/A | #N/A | #N/A | #N/A | #N/A | #N/A | #N/A
TRUE | VIC | TGTS | Terang (Powercor) 66 kV | Powercor | Shoulder | Non-coincident | 2031 | POE50 | -134.5257 | NA | VIC Terang (Powercor) 66 kV |  |  | FALSE | #N/A | #N/A | #N/A | #N/A | #N/A | #N/A | #N/A | #N/A | #N/A | #N/A
TRUE | VIC | TGTS | Terang (Powercor) 66 kV | Powercor | Shoulder | Non-coincident | 2031 | POE90 | -139.9399 | NA | VIC Terang (Powercor) 66 kV |  |  | FALSE | #N/A | #N/A | #N/A | #N/A | #N/A | #N/A | #N/A | #N/A | #N/A | #N/A
TRUE | VIC | TGTS | Terang (Powercor) 66 kV | Powercor | Shoulder | Coincident_unreconciled | 2032 | POE90 | 16.6594 | NA | VIC Terang (Powercor) 66 kV |  |  | FALSE | #N/A | #N/A | #N/A | #N/A | #N/A | #N/A | #N/A | #N/A | #N/A | #N/A
TRUE | VIC | TGTS | Terang (Powercor) 66 kV | Powercor | Shoulder | Coincident_unreconciled | 2032 | POE50 | 16.6594 | NA | VIC Terang (Powercor) 66 kV |  |  | FALSE | #N/A | #N/A | #N/A | #N/A | #N/A | #N/A | #N/A | #N/A | #N/A | #N/A
TRUE | VIC | TGTS | Terang (Powercor) 66 kV | Powercor | Shoulder | Non-coincident | 2032 | POE50 | -141.0927 | NA | VIC Terang (Powercor) 66 kV |  |  | FALSE | #N/A | #N/A | #N/A | #N/A | #N/A | #N/A | #N/A | #N/A | #N/A | #N/A
TRUE | VIC | TGTS | Terang (Powercor) 66 kV | Powercor | Shoulder | Non-coincident | 2032 | POE90 | -146.5119 | NA | VIC Terang (Powercor) 66 kV |  |  | FALSE | #N/A | #N/A | #N/A | #N/A | #N/A | #N/A | #N/A | #N/A | #N/A | #N/A
TRUE | VIC | TGTS | Terang (Powercor) 66 kV | Powercor | Shoulder | Coincident_unreconciled | 2033 | POE90 | 16.1597 | NA | VIC Terang (Powercor) 66 kV |  |  | FALSE | #N/A | #N/A | #N/A | #N/A | #N/A | #N/A | #N/A | #N/A | #N/A | #N/A
TRUE | VIC | TGTS | Terang (Powercor) 66 kV | Powercor | Shoulder | Coincident_unreconciled | 2033 | POE50 | 16.1597 | NA | VIC Terang (Powercor) 66 kV |  |  | FALSE | #N/A | #N/A | #N/A | #N/A | #N/A | #N/A | #N/A | #N/A | #N/A | #N/A
TRUE | VIC | TGTS | Terang (Powercor) 66 kV | Powercor | Shoulder | Non-coincident | 2033 | POE50 | -145.7723 | NA | VIC Terang (Powercor) 66 kV |  |  | FALSE | #N/A | #N/A | #N/A | #N/A | #N/A | #N/A | #N/A | #N/A | #N/A | #N/A
TRUE | VIC | TGTS | Terang (Powercor) 66 kV | Powercor | Shoulder | Non-coincident | 2033 | POE90 | -151.1965 | NA | VIC Terang (Powercor) 66 kV |  |  | FALSE | #N/A | #N/A | #N/A | #N/A | #N/A | #N/A | #N/A | #N/A | #N/A | #N/A
TRUE | VIC | TGTS | Terang (Powercor) 66 kV | Powercor | Shoulder | Coincident_unreconciled | 2034 | POE90 | 15.6749 | NA | VIC Terang (Powercor) 66 kV |  |  | FALSE | #N/A | #N/A | #N/A | #N/A | #N/A | #N/A | #N/A | #N/A | #N/A | #N/A
TRUE | VIC | TGTS | Terang (Powercor) 66 kV | Powercor | Shoulder | Coincident_unreconciled | 2034 | POE50 | 15.6749 | NA | VIC Terang (Powercor) 66 kV |  |  | FALSE | #N/A | #N/A | #N/A | #N/A | #N/A | #N/A | #N/A | #N/A | #N/A | #N/A
TRUE | VIC | TGTS | Terang (Powercor) 66 kV | Powercor | Shoulder | Non-coincident | 2034 | POE50 | -151.028 | NA | VIC Terang (Powercor) 66 kV |  |  | FALSE | #N/A | #N/A | #N/A | #N/A | #N/A | #N/A | #N/A | #N/A | #N/A | #N/A
TRUE | VIC | TGTS | Terang (Powercor) 66 kV | Powercor | Shoulder | Non-coincident | 2034 | POE90 | -156.4573 | NA | VIC Terang (Powercor) 66 kV |  |  | FALSE | #N/A | #N/A | #N/A | #N/A | #N/A | #N/A | #N/A | #N/A | #N/A | #N/A
TRUE | VIC | TGTS | Terang (Powercor) 66 kV | Powercor | Shoulder | Coincident_unreconciled | 2035 | POE90 | 15.2046 | NA | VIC Terang (Powercor) 66 kV |  |  | FALSE | #N/A | #N/A | #N/A | #N/A | #N/A | #N/A | #N/A | #N/A | #N/A | #N/A
TRUE | VIC | TGTS | Terang (Powercor) 66 kV | Powercor | Shoulder | Coincident_unreconciled | 2035 | POE50 | 15.2046 | NA | VIC Terang (Powercor) 66 kV |  |  | FALSE | #N/A | #N/A | #N/A | #N/A | #N/A | #N/A | #N/A | #N/A | #N/A | #N/A
TRUE | VIC | TGTS | Terang (Powercor) 66 kV | Powercor | Shoulder | Non-coincident | 2035 | POE50 | -157.2251 | NA | VIC Terang (Powercor) 66 kV |  |  | FALSE | #N/A | #N/A | #N/A | #N/A | #N/A | #N/A | #N/A | #N/A | #N/A | #N/A
TRUE | VIC | TGTS | Terang (Powercor) 66 kV | Powercor | Shoulder | Non-coincident | 2035 | POE90 | -162.6594 | NA | VIC Terang (Powercor) 66 kV |  |  | FALSE | #N/A | #N/A | #N/A | #N/A | #N/A | #N/A | #N/A | #N/A | #N/A | #N/A
TRUE | VIC | TGTS | Terang (Powercor) 66 kV | Powercor | Summer | Coincident | 2019 | ACTUAL_OPG | 85.6404 | 77.8966 | VIC Terang (Powercor) 66 kV |  |  | FALSE | #N/A | #N/A | #N/A | #N/A | #N/A | #N/A | #N/A | #N/A | #N/A | #N/A
TRUE | VIC | TGTS | Terang (Powercor) 66 kV | Powercor | Summer | Coincident | 2019 | ACTUAL_RAW | 85.6404 | 77.8966 | VIC Terang (Powercor) 66 kV |  |  | FALSE | #N/A | #N/A | #N/A | #N/A | #N/A | #N/A | #N/A | #N/A | #N/A | #N/A
TRUE | VIC | TGTS | Terang (Powercor) 66 kV | Powercor | Summer | Non-coincident | 2019 | ACTUAL_RAW | -63.7952 | 168.0303 | VIC Terang (Powercor) 66 kV |  |  | FALSE | #N/A | #N/A | #N/A | #N/A | #N/A | #N/A | #N/A | #N/A | #N/A | #N/A
TRUE | VIC | TGTS | Terang (Powercor) 66 kV | Powercor | Summer | Non-coincident | 2019 | ACTUAL_OPG | -63.7952 | 168.0303 | VIC Terang (Powercor) 66 kV |  |  | FALSE | #N/A | #N/A | #N/A | #N/A | #N/A | #N/A | #N/A | #N/A | #N/A | #N/A
TRUE | VIC | TGTS | Terang (Powercor) 66 kV | Powercor | Summer | Non-coincident | 2019 | ACTUAL_ADJUSTEDOPG | -63.7952 | 168.0303 | VIC Terang (Powercor) 66 kV |  |  | FALSE | #N/A | #N/A | #N/A | #N/A | #N/A | #N/A | #N/A | #N/A | #N/A | #N/A
TRUE | VIC | TGTS | Terang (Powercor) 66 kV | Powercor | Summer | Coincident | 2020 | ACTUAL_OPG | 5.6767 | 80.9582 | VIC Terang (Powercor) 66 kV |  |  | FALSE | #N/A | #N/A | #N/A | #N/A | #N/A | #N/A | #N/A | #N/A | #N/A | #N/A
TRUE | VIC | TGTS | Terang (Powercor) 66 kV | Powercor | Summer | Coincident | 2020 | ACTUAL_RAW | 5.6767 | 80.9582 | VIC Terang (Powercor) 66 kV |  |  | FALSE | #N/A | #N/A | #N/A | #N/A | #N/A | #N/A | #N/A | #N/A | #N/A | #N/A
TRUE | VIC | TGTS | Terang (Powercor) 66 kV | Powercor | Summer | Non-coincident | 2020 | ACTUAL_RAW | -67.5991 | 144.104 | VIC Terang (Powercor) 66 kV |  |  | FALSE | #N/A | #N/A | #N/A | #N/A | #N/A | #N/A | #N/A | #N/A | #N/A | #N/A
TRUE | VIC | TGTS | Terang (Powercor) 66 kV | Powercor | Summer | Non-coincident | 2020 | ACTUAL_OPG | -67.5991 | 144.104 | VIC Terang (Powercor) 66 kV |  |  | FALSE | #N/A | #N/A | #N/A | #N/A | #N/A | #N/A | #N/A | #N/A | #N/A | #N/A
TRUE | VIC | TGTS | Terang (Powercor) 66 kV | Powercor | Summer | Non-coincident | 2020 | ACTUAL_ADJUSTEDOPG | -67.5991 | 144.104 | VIC Terang (Powercor) 66 kV |  |  | FALSE | #N/A | #N/A | #N/A | #N/A | #N/A | #N/A | #N/A | #N/A | #N/A | #N/A
TRUE | VIC | TGTS | Terang (Powercor) 66 kV | Powercor | Summer | Coincident | 2021 | ACTUAL_OPG | 15.546 | 69.8637 | VIC Terang (Powercor) 66 kV |  |  | FALSE | #N/A | #N/A | #N/A | #N/A | #N/A | #N/A | #N/A | #N/A | #N/A | #N/A
TRUE | VIC | TGTS | Terang (Powercor) 66 kV | Powercor | Summer | Coincident | 2021 | ACTUAL_RAW | 15.546 | 69.8637 | VIC Terang (Powercor) 66 kV |  |  | FALSE | #N/A | #N/A | #N/A | #N/A | #N/A | #N/A | #N/A | #N/A | #N/A | #N/A
TRUE | VIC | TGTS | Terang (Powercor) 66 kV | Powercor | Summer | Non-coincident | 2021 | ACTUAL_RAW | -57.5267 | 150.3457 | VIC Terang (Powercor) 66 kV |  |  | FALSE | #N/A | #N/A | #N/A | #N/A | #N/A | #N/A | #N/A | #N/A | #N/A | #N/A
TRUE | VIC | TGTS | Terang (Powercor) 66 kV | Powercor | Summer | Non-coincident | 2021 | ACTUAL_OPG | -57.5267 | 150.3457 | VIC Terang (Powercor) 66 kV |  |  | FALSE | #N/A | #N/A | #N/A | #N/A | #N/A | #N/A | #N/A | #N/A | #N/A | #N/A
TRUE | VIC | TGTS | Terang (Powercor) 66 kV | Powercor | Summer | Non-coincident | 2021 | ACTUAL_ADJUSTEDOPG | -57.5267 | 150.3457 | VIC Terang (Powercor) 66 kV |  |  | FALSE | #N/A | #N/A | #N/A | #N/A | #N/A | #N/A | #N/A | #N/A | #N/A | #N/A
TRUE | VIC | TGTS | Terang (Powercor) 66 kV | Powercor | Summer | Coincident | 2022 | ACTUAL_OPG | -0.21535 | 118.0071 | VIC Terang (Powercor) 66 kV |  |  | FALSE | #N/A | #N/A | #N/A | #N/A | #N/A | #N/A | #N/A | #N/A | #N/A | #N/A
TRUE | VIC | TGTS | Terang (Powercor) 66 kV | Powercor | Summer | Coincident | 2022 | ACTUAL_RAW | -0.21535 | 118.0071 | VIC Terang (Powercor) 66 kV |  |  | FALSE | #N/A | #N/A | #N/A | #N/A | #N/A | #N/A | #N/A | #N/A | #N/A | #N/A
TRUE | VIC | TGTS | Terang (Powercor) 66 kV | Powercor | Summer | Non-coincident | 2022 | ACTUAL_RAW | -93.8139 | 141.9394 | VIC Terang (Powercor) 66 kV |  |  | FALSE | #N/A | #N/A | #N/A | #N/A | #N/A | #N/A | #N/A | #N/A | #N/A | #N/A
TRUE | VIC | TGTS | Terang (Powercor) 66 kV | Powercor | Summer | Non-coincident | 2022 | ACTUAL_OPG | -93.8139 | 141.9394 | VIC Terang (Powercor) 66 kV |  |  | FALSE | #N/A | #N/A | #N/A | #N/A | #N/A | #N/A | #N/A | #N/A | #N/A | #N/A
TRUE | VIC | TGTS | Terang (Powercor) 66 kV | Powercor | Summer | Non-coincident | 2022 | ACTUAL_ADJUSTEDOPG | -93.8139 | 141.9394 | VIC Terang (Powercor) 66 kV |  |  | FALSE | #N/A | #N/A | #N/A | #N/A | #N/A | #N/A | #N/A | #N/A | #N/A | #N/A
TRUE | VIC | TGTS | Terang (Powercor) 66 kV | Powercor | Summer | Coincident | 2023 | ACTUAL_OPG | 30.7543 | 94.5279 | VIC Terang (Powercor) 66 kV |  |  | FALSE | #N/A | #N/A | #N/A | #N/A | #N/A | #N/A | #N/A | #N/A | #N/A | #N/A
TRUE | VIC | TGTS | Terang (Powercor) 66 kV | Powercor | Summer | Coincident | 2023 | ACTUAL_RAW | 30.7543 | 94.5279 | VIC Terang (Powercor) 66 kV |  |  | FALSE | #N/A | #N/A | #N/A | #N/A | #N/A | #N/A | #N/A | #N/A | #N/A | #N/A
TRUE | VIC | TGTS | Terang (Powercor) 66 kV | Powercor | Summer | Non-coincident | 2023 | ACTUAL_RAW | 19.9449 | 146.0125 | VIC Terang (Powercor) 66 kV |  |  | FALSE | #N/A | #N/A | #N/A | #N/A | #N/A | #N/A | #N/A | #N/A | #N/A | #N/A
TRUE | VIC | TGTS | Terang (Powercor) 66 kV | Powercor | Summer | Non-coincident | 2023 | ACTUAL_OPG | 19.9449 | 146.0125 | VIC Terang (Powercor) 66 kV |  |  | FALSE | #N/A | #N/A | #N/A | #N/A | #N/A | #N/A | #N/A | #N/A | #N/A | #N/A
TRUE | VIC | TGTS | Terang (Powercor) 66 kV | Powercor | Summer | Non-coincident | 2023 | ACTUAL_ADJUSTEDOPG | 19.9449 | 146.0125 | VIC Terang (Powercor) 66 kV |  |  | FALSE | #N/A | #N/A | #N/A | #N/A | #N/A | #N/A | #N/A | #N/A | #N/A | #N/A
TRUE | VIC | TGTS | Terang (Powercor) 66 kV | Powercor | Summer | Coincident | 2024 | ACTUAL_OPG | 28.3166 | 90.1517 | VIC Terang (Powercor) 66 kV |  |  | FALSE | #N/A | #N/A | #N/A | #N/A | #N/A | #N/A | #N/A | #N/A | #N/A | #N/A
TRUE | VIC | TGTS | Terang (Powercor) 66 kV | Powercor | Summer | Coincident | 2024 | ACTUAL_RAW | 28.3166 | 90.1517 | VIC Terang (Powercor) 66 kV |  |  | FALSE | #N/A | #N/A | #N/A | #N/A | #N/A | #N/A | #N/A | #N/A | #N/A | #N/A
TRUE | VIC | TGTS | Terang (Powercor) 66 kV | Powercor | Summer | Non-coincident | 2024 | ACTUAL_RAW | 16.6385 | 142.6782 | VIC Terang (Powercor) 66 kV |  |  | FALSE | #N/A | #N/A | #N/A | #N/A | #N/A | #N/A | #N/A | #N/A | #N/A | #N/A
TRUE | VIC | TGTS | Terang (Powercor) 66 kV | Powercor | Summer | Non-coincident | 2024 | ACTUAL_OPG | 16.6385 | 142.6782 | VIC Terang (Powercor) 66 kV |  |  | FALSE | #N/A | #N/A | #N/A | #N/A | #N/A | #N/A | #N/A | #N/A | #N/A | #N/A
TRUE | VIC | TGTS | Terang (Powercor) 66 kV | Powercor | Summer | Non-coincident | 2024 | ACTUAL_ADJUSTEDOPG | 16.6385 | 142.6782 | VIC Terang (Powercor) 66 kV |  |  | FALSE | #N/A | #N/A | #N/A | #N/A | #N/A | #N/A | #N/A | #N/A | #N/A | #N/A
TRUE | VIC | TGTS | Terang (Powercor) 66 kV | Powercor | Summer | Coincident | 2025 | ACTUAL_OPG | 0.35599 | 20.3983 | VIC Terang (Powercor) 66 kV |  |  | FALSE | #N/A | #N/A | #N/A | #N/A | #N/A | #N/A | #N/A | #N/A | #N/A | #N/A
TRUE | VIC | TGTS | Terang (Powercor) 66 kV | Powercor | Summer | Coincident | 2025 | ACTUAL_RAW | 0.35599 | 20.3983 | VIC Terang (Powercor) 66 kV |  |  | FALSE | #N/A | #N/A | #N/A | #N/A | #N/A | #N/A | #N/A | #N/A | #N/A | #N/A
TRUE | VIC | TGTS | Terang (Powercor) 66 kV | Powercor | Summer | Non-coincident | 2025 | ACTUAL_RAW | -101.4775 | 134.7174 | VIC Terang (Powercor) 66 kV |  |  | FALSE | #N/A | #N/A | #N/A | #N/A | #N/A | #N/A | #N/A | #N/A | #N/A | #N/A
TRUE | VIC | TGTS | Terang (Powercor) 66 kV | Powercor | Summer | Non-coincident | 2025 | ACTUAL_OPG | -101.4775 | 134.7174 | VIC Terang (Powercor) 66 kV |  |  | FALSE | #N/A | #N/A | #N/A | #N/A | #N/A | #N/A | #N/A | #N/A | #N/A | #N/A
TRUE | VIC | TGTS | Terang (Powercor) 66 kV | Powercor | Summer | Non-coincident | 2025 | ACTUAL_ADJUSTEDOPG | -101.4775 | 134.7174 | VIC Terang (Powercor) 66 kV |  |  | FALSE | #N/A | #N/A | #N/A | #N/A | #N/A | #N/A | #N/A | #N/A | #N/A | #N/A
TRUE | VIC | TGTS | Terang (Powercor) 66 kV | Powercor | Summer | Non-coincident | 2025 | BASEYEARPOE90 | -98.9756 | NA | VIC Terang (Powercor) 66 kV |  |  | FALSE | #N/A | #N/A | #N/A | #N/A | #N/A | #N/A | #N/A | #N/A | #N/A | #N/A
TRUE | VIC | TGTS | Terang (Powercor) 66 kV | Powercor | Summer | Non-coincident | 2025 | BASEYEARPOE50 | -83.4948 | 145.5446 | VIC Terang (Powercor) 66 kV |  |  | FALSE | #N/A | #N/A | #N/A | #N/A | #N/A | #N/A | #N/A | #N/A | #N/A | #N/A
TRUE | VIC | TGTS | Terang (Powercor) 66 kV | Powercor | Summer | Coincident_unreconciled | 2026 | POE50 | -13.7609 | NA | VIC Terang (Powercor) 66 kV |  |  | FALSE | #N/A | #N/A | #N/A | #N/A | #N/A | #N/A | #N/A | #N/A | #N/A | #N/A
TRUE | VIC | TGTS | Terang (Powercor) 66 kV | Powercor | Summer | Coincident_unreconciled | 2026 | POE90 | -16.3577 | NA | VIC Terang (Powercor) 66 kV |  |  | FALSE | #N/A | #N/A | #N/A | #N/A | #N/A | #N/A | #N/A | #N/A | #N/A | #N/A
TRUE | VIC | TGTS | Terang (Powercor) 66 kV | Powercor | Summer | Non-coincident | 2026 | POE50 | -93.4164 | 150 | VIC Terang (Powercor) 66 kV |  |  | FALSE | #N/A | #N/A | #N/A | #N/A | #N/A | #N/A | #N/A | #N/A | #N/A | #N/A
TRUE | VIC | TGTS | Terang (Powercor) 66 kV | Powercor | Summer | Non-coincident | 2026 | POE90 | -111.0444 | NA | VIC Terang (Powercor) 66 kV |  |  | FALSE | #N/A | #N/A | #N/A | #N/A | #N/A | #N/A | #N/A | #N/A | #N/A | #N/A
TRUE | VIC | TGTS | Terang (Powercor) 66 kV | Powercor | Summer | Coincident_unreconciled | 2027 | POE50 | -15.0324 | NA | VIC Terang (Powercor) 66 kV |  |  | FALSE | #N/A | #N/A | #N/A | #N/A | #N/A | #N/A | #N/A | #N/A | #N/A | #N/A
TRUE | VIC | TGTS | Terang (Powercor) 66 kV | Powercor | Summer | Coincident_unreconciled | 2027 | POE90 | -17.6314 | NA | VIC Terang (Powercor) 66 kV |  |  | FALSE | #N/A | #N/A | #N/A | #N/A | #N/A | #N/A | #N/A | #N/A | #N/A | #N/A
TRUE | VIC | TGTS | Terang (Powercor) 66 kV | Powercor | Summer | Non-coincident | 2027 | POE50 | -102.0481 | 150.3998 | VIC Terang (Powercor) 66 kV |  |  | FALSE | #N/A | #N/A | #N/A | #N/A | #N/A | #N/A | #N/A | #N/A | #N/A | #N/A
TRUE | VIC | TGTS | Terang (Powercor) 66 kV | Powercor | Summer | Non-coincident | 2027 | POE90 | -119.6908 | NA | VIC Terang (Powercor) 66 kV |  |  | FALSE | #N/A | #N/A | #N/A | #N/A | #N/A | #N/A | #N/A | #N/A | #N/A | #N/A
TRUE | VIC | TGTS | Terang (Powercor) 66 kV | Powercor | Summer | Coincident_unreconciled | 2028 | POE50 | -16.066 | NA | VIC Terang (Powercor) 66 kV |  |  | FALSE | #N/A | #N/A | #N/A | #N/A | #N/A | #N/A | #N/A | #N/A | #N/A | #N/A
TRUE | VIC | TGTS | Terang (Powercor) 66 kV | Powercor | Summer | Coincident_unreconciled | 2028 | POE90 | -18.6674 | NA | VIC Terang (Powercor) 66 kV |  |  | FALSE | #N/A | #N/A | #N/A | #N/A | #N/A | #N/A | #N/A | #N/A | #N/A | #N/A
TRUE | VIC | TGTS | Terang (Powercor) 66 kV | Powercor | Summer | Non-coincident | 2028 | POE50 | -109.0645 | 150.9883 | VIC Terang (Powercor) 66 kV |  |  | FALSE | #N/A | #N/A | #N/A | #N/A | #N/A | #N/A | #N/A | #N/A | #N/A | #N/A
TRUE | VIC | TGTS | Terang (Powercor) 66 kV | Powercor | Summer | Non-coincident | 2028 | POE90 | -126.7239 | NA | VIC Terang (Powercor) 66 kV |  |  | FALSE | #N/A | #N/A | #N/A | #N/A | #N/A | #N/A | #N/A | #N/A | #N/A | #N/A
TRUE | VIC | TGTS | Terang (Powercor) 66 kV | Powercor | Summer | Coincident_unreconciled | 2029 | POE50 | -17.0579 | NA | VIC Terang (Powercor) 66 kV |  |  | FALSE | #N/A | #N/A | #N/A | #N/A | #N/A | #N/A | #N/A | #N/A | #N/A | #N/A
TRUE | VIC | TGTS | Terang (Powercor) 66 kV | Powercor | Summer | Coincident_unreconciled | 2029 | POE90 | -19.6617 | NA | VIC Terang (Powercor) 66 kV |  |  | FALSE | #N/A | #N/A | #N/A | #N/A | #N/A | #N/A | #N/A | #N/A | #N/A | #N/A
TRUE | VIC | TGTS | Terang (Powercor) 66 kV | Powercor | Summer | Non-coincident | 2029 | POE50 | -115.7977 | 151.7472 | VIC Terang (Powercor) 66 kV |  |  | FALSE | #N/A | #N/A | #N/A | #N/A | #N/A | #N/A | #N/A | #N/A | #N/A | #N/A
TRUE | VIC | TGTS | Terang (Powercor) 66 kV | Powercor | Summer | Non-coincident | 2029 | POE90 | -133.4738 | NA | VIC Terang (Powercor) 66 kV |  |  | FALSE | #N/A | #N/A | #N/A | #N/A | #N/A | #N/A | #N/A | #N/A | #N/A | #N/A
TRUE | VIC | TGTS | Terang (Powercor) 66 kV | Powercor | Summer | Coincident_unreconciled | 2030 | POE50 | -18.1046 | NA | VIC Terang (Powercor) 66 kV |  |  | FALSE | #N/A | #N/A | #N/A | #N/A | #N/A | #N/A | #N/A | #N/A | #N/A | #N/A
TRUE | VIC | TGTS | Terang (Powercor) 66 kV | Powercor | Summer | Coincident_unreconciled | 2030 | POE90 | -20.7108 | NA | VIC Terang (Powercor) 66 kV |  |  | FALSE | #N/A | #N/A | #N/A | #N/A | #N/A | #N/A | #N/A | #N/A | #N/A | #N/A
TRUE | VIC | TGTS | Terang (Powercor) 66 kV | Powercor | Summer | Non-coincident | 2030 | POE50 | -122.9033 | 152.6974 | VIC Terang (Powercor) 66 kV |  |  | FALSE | #N/A | #N/A | #N/A | #N/A | #N/A | #N/A | #N/A | #N/A | #N/A | #N/A
TRUE | VIC | TGTS | Terang (Powercor) 66 kV | Powercor | Summer | Non-coincident | 2030 | POE90 | -140.596 | NA | VIC Terang (Powercor) 66 kV |  |  | FALSE | #N/A | #N/A | #N/A | #N/A | #N/A | #N/A | #N/A | #N/A | #N/A | #N/A
TRUE | VIC | TGTS | Terang (Powercor) 66 kV | Powercor | Summer | Coincident_unreconciled | 2031 | POE50 | -19.385 | NA | VIC Terang (Powercor) 66 kV |  |  | FALSE | #N/A | #N/A | #N/A | #N/A | #N/A | #N/A | #N/A | #N/A | #N/A | #N/A
TRUE | VIC | TGTS | Terang (Powercor) 66 kV | Powercor | Summer | Coincident_unreconciled | 2031 | POE90 | -21.9938 | NA | VIC Terang (Powercor) 66 kV |  |  | FALSE | #N/A | #N/A | #N/A | #N/A | #N/A | #N/A | #N/A | #N/A | #N/A | #N/A
TRUE | VIC | TGTS | Terang (Powercor) 66 kV | Powercor | Summer | Non-coincident | 2031 | POE50 | -131.5958 | 153.6876 | VIC Terang (Powercor) 66 kV |  |  | FALSE | #N/A | #N/A | #N/A | #N/A | #N/A | #N/A | #N/A | #N/A | #N/A | #N/A
TRUE | VIC | TGTS | Terang (Powercor) 66 kV | Powercor | Summer | Non-coincident | 2031 | POE90 | -149.3051 | NA | VIC Terang (Powercor) 66 kV |  |  | FALSE | #N/A | #N/A | #N/A | #N/A | #N/A | #N/A | #N/A | #N/A | #N/A | #N/A
TRUE | VIC | TGTS | Terang (Powercor) 66 kV | Powercor | Summer | Coincident_unreconciled | 2032 | POE50 | -20.3247 | NA | VIC Terang (Powercor) 66 kV |  |  | FALSE | #N/A | #N/A | #N/A | #N/A | #N/A | #N/A | #N/A | #N/A | #N/A | #N/A
TRUE | VIC | TGTS | Terang (Powercor) 66 kV | Powercor | Summer | Coincident_unreconciled | 2032 | POE90 | -22.9359 | NA | VIC Terang (Powercor) 66 kV |  |  | FALSE | #N/A | #N/A | #N/A | #N/A | #N/A | #N/A | #N/A | #N/A | #N/A | #N/A
TRUE | VIC | TGTS | Terang (Powercor) 66 kV | Powercor | Summer | Non-coincident | 2032 | POE50 | -137.975 | 154.7168 | VIC Terang (Powercor) 66 kV |  |  | FALSE | #N/A | #N/A | #N/A | #N/A | #N/A | #N/A | #N/A | #N/A | #N/A | #N/A
TRUE | VIC | TGTS | Terang (Powercor) 66 kV | Powercor | Summer | Non-coincident | 2032 | POE90 | -155.7008 | NA | VIC Terang (Powercor) 66 kV |  |  | FALSE | #N/A | #N/A | #N/A | #N/A | #N/A | #N/A | #N/A | #N/A | #N/A | #N/A
TRUE | VIC | TGTS | Terang (Powercor) 66 kV | Powercor | Summer | Coincident_unreconciled | 2033 | POE50 | -20.976 | NA | VIC Terang (Powercor) 66 kV |  |  | FALSE | #N/A | #N/A | #N/A | #N/A | #N/A | #N/A | #N/A | #N/A | #N/A | #N/A
TRUE | VIC | TGTS | Terang (Powercor) 66 kV | Powercor | Summer | Coincident_unreconciled | 2033 | POE90 | -23.5895 | NA | VIC Terang (Powercor) 66 kV |  |  | FALSE | #N/A | #N/A | #N/A | #N/A | #N/A | #N/A | #N/A | #N/A | #N/A | #N/A
TRUE | VIC | TGTS | Terang (Powercor) 66 kV | Powercor | Summer | Non-coincident | 2033 | POE50 | -142.3959 | 155.7334 | VIC Terang (Powercor) 66 kV |  |  | FALSE | #N/A | #N/A | #N/A | #N/A | #N/A | #N/A | #N/A | #N/A | #N/A | #N/A
TRUE | VIC | TGTS | Terang (Powercor) 66 kV | Powercor | Summer | Non-coincident | 2033 | POE90 | -160.1383 | NA | VIC Terang (Powercor) 66 kV |  |  | FALSE | #N/A | #N/A | #N/A | #N/A | #N/A | #N/A | #N/A | #N/A | #N/A | #N/A
TRUE | VIC | TGTS | Terang (Powercor) 66 kV | Powercor | Summer | Coincident_unreconciled | 2034 | POE50 | -21.7257 | NA | VIC Terang (Powercor) 66 kV |  |  | FALSE | #N/A | #N/A | #N/A | #N/A | #N/A | #N/A | #N/A | #N/A | #N/A | #N/A
TRUE | VIC | TGTS | Terang (Powercor) 66 kV | Powercor | Summer | Coincident_unreconciled | 2034 | POE90 | -24.3417 | NA | VIC Terang (Powercor) 66 kV |  |  | FALSE | #N/A | #N/A | #N/A | #N/A | #N/A | #N/A | #N/A | #N/A | #N/A | #N/A
TRUE | VIC | TGTS | Terang (Powercor) 66 kV | Powercor | Summer | Non-coincident | 2034 | POE50 | -147.4855 | 156.6993 | VIC Terang (Powercor) 66 kV |  |  | FALSE | #N/A | #N/A | #N/A | #N/A | #N/A | #N/A | #N/A | #N/A | #N/A | #N/A
TRUE | VIC | TGTS | Terang (Powercor) 66 kV | Powercor | Summer | Non-coincident | 2034 | POE90 | -165.2444 | NA | VIC Terang (Powercor) 66 kV |  |  | FALSE | #N/A | #N/A | #N/A | #N/A | #N/A | #N/A | #N/A | #N/A | #N/A | #N/A
TRUE | VIC | TGTS | Terang (Powercor) 66 kV | Powercor | Summer | Coincident_unreconciled | 2035 | POE50 | -22.6212 | NA | VIC Terang (Powercor) 66 kV |  |  | FALSE | #N/A | #N/A | #N/A | #N/A | #N/A | #N/A | #N/A | #N/A | #N/A | #N/A
TRUE | VIC | TGTS | Terang (Powercor) 66 kV | Powercor | Summer | Coincident_unreconciled | 2035 | POE90 | -25.2396 | NA | VIC Terang (Powercor) 66 kV |  |  | FALSE | #N/A | #N/A | #N/A | #N/A | #N/A | #N/A | #N/A | #N/A | #N/A | #N/A
TRUE | VIC | TGTS | Terang (Powercor) 66 kV | Powercor | Summer | Non-coincident | 2035 | POE50 | -153.5643 | 157.6121 | VIC Terang (Powercor) 66 kV |  |  | FALSE | #N/A | #N/A | #N/A | #N/A | #N/A | #N/A | #N/A | #N/A | #N/A | #N/A
TRUE | VIC | TGTS | Terang (Powercor) 66 kV | Powercor | Summer | Non-coincident | 2035 | POE90 | -171.3397 | NA | VIC Terang (Powercor) 66 kV |  |  | FALSE | #N/A | #N/A | #N/A | #N/A | #N/A | #N/A | #N/A | #N/A | #N/A | #N/A
TRUE | VIC | TGTS | Terang (Powercor) 66 kV | Powercor | Summer | Non-coincident | 2025 | BASEYEARPOE10 | NA | 152.0461 | VIC Terang (Powercor) 66 kV |  |  | FALSE | #N/A | #N/A | #N/A | #N/A | #N/A | #N/A | #N/A | #N/A | #N/A | #N/A
TRUE | VIC | TGTS | Terang (Powercor) 66 kV | Powercor | Summer | Coincident | 2026 | POE10 | NA | 150.6241 | VIC Terang (Powercor) 66 kV |  |  | FALSE | #N/A | #N/A | #N/A | #N/A | #N/A | #N/A | #N/A | #N/A | #N/A | #N/A
TRUE | VIC | TGTS | Terang (Powercor) 66 kV | Powercor | Summer | Coincident | 2026 | POE50 | NA | 142.3963 | VIC Terang (Powercor) 66 kV |  |  | FALSE | #N/A | #N/A | #N/A | #N/A | #N/A | #N/A | #N/A | #N/A | #N/A | #N/A
TRUE | VIC | TGTS | Terang (Powercor) 66 kV | Powercor | Summer | Non-coincident | 2026 | POE10 | NA | 172.817 | VIC Terang (Powercor) 66 kV |  |  | FALSE | #N/A | #N/A | #N/A | #N/A | #N/A | #N/A | #N/A | #N/A | #N/A | #N/A
TRUE | VIC | TGTS | Terang (Powercor) 66 kV | Powercor | Summer | Coincident | 2027 | POE10 | NA | 146.8808 | VIC Terang (Powercor) 66 kV |  |  | FALSE | #N/A | #N/A | #N/A | #N/A | #N/A | #N/A | #N/A | #N/A | #N/A | #N/A
TRUE | VIC | TGTS | Terang (Powercor) 66 kV | Powercor | Summer | Coincident | 2027 | POE50 | NA | 137.9266 | VIC Terang (Powercor) 66 kV |  |  | FALSE | #N/A | #N/A | #N/A | #N/A | #N/A | #N/A | #N/A | #N/A | #N/A | #N/A
TRUE | VIC | TGTS | Terang (Powercor) 66 kV | Powercor | Summer | Non-coincident | 2027 | POE10 | NA | 173.2358 | VIC Terang (Powercor) 66 kV |  |  | FALSE | #N/A | #N/A | #N/A | #N/A | #N/A | #N/A | #N/A | #N/A | #N/A | #N/A
TRUE | VIC | TGTS | Terang (Powercor) 66 kV | Powercor | Summer | Coincident | 2028 | POE10 | NA | 143.6722 | VIC Terang (Powercor) 66 kV |  |  | FALSE | #N/A | #N/A | #N/A | #N/A | #N/A | #N/A | #N/A | #N/A | #N/A | #N/A
TRUE | VIC | TGTS | Terang (Powercor) 66 kV | Powercor | Summer | Coincident | 2028 | POE50 | NA | 133.9202 | VIC Terang (Powercor) 66 kV |  |  | FALSE | #N/A | #N/A | #N/A | #N/A | #N/A | #N/A | #N/A | #N/A | #N/A | #N/A
TRUE | VIC | TGTS | Terang (Powercor) 66 kV | Powercor | Summer | Non-coincident | 2028 | POE10 | NA | 173.8459 | VIC Terang (Powercor) 66 kV |  |  | FALSE | #N/A | #N/A | #N/A | #N/A | #N/A | #N/A | #N/A | #N/A | #N/A | #N/A
TRUE | VIC | TGTS | Terang (Powercor) 66 kV | Powercor | Summer | Coincident | 2029 | POE10 | NA | 141.507 | VIC Terang (Powercor) 66 kV |  |  | FALSE | #N/A | #N/A | #N/A | #N/A | #N/A | #N/A | #N/A | #N/A | #N/A | #N/A
TRUE | VIC | TGTS | Terang (Powercor) 66 kV | Powercor | Summer | Coincident | 2029 | POE50 | NA | 132.007 | VIC Terang (Powercor) 66 kV |  |  | FALSE | #N/A | #N/A | #N/A | #N/A | #N/A | #N/A | #N/A | #N/A | #N/A | #N/A
TRUE | VIC | TGTS | Terang (Powercor) 66 kV | Powercor | Summer | Non-coincident | 2029 | POE10 | NA | 174.6263 | VIC Terang (Powercor) 66 kV |  |  | FALSE | #N/A | #N/A | #N/A | #N/A | #N/A | #N/A | #N/A | #N/A | #N/A | #N/A
TRUE | VIC | TGTS | Terang (Powercor) 66 kV | Powercor | Summer | Coincident | 2030 | POE10 | NA | 139.9144 | VIC Terang (Powercor) 66 kV |  |  | FALSE | #N/A | #N/A | #N/A | #N/A | #N/A | #N/A | #N/A | #N/A | #N/A | #N/A
TRUE | VIC | TGTS | Terang (Powercor) 66 kV | Powercor | Summer | Coincident | 2030 | POE50 | NA | 130.1449 | VIC Terang (Powercor) 66 kV |  |  | FALSE | #N/A | #N/A | #N/A | #N/A | #N/A | #N/A | #N/A | #N/A | #N/A | #N/A
TRUE | VIC | TGTS | Terang (Powercor) 66 kV | Powercor | Summer | Non-coincident | 2030 | POE10 | NA | 175.598 | VIC Terang (Powercor) 66 kV |  |  | FALSE | #N/A | #N/A | #N/A | #N/A | #N/A | #N/A | #N/A | #N/A | #N/A | #N/A
TRUE | VIC | TGTS | Terang (Powercor) 66 kV | Powercor | Summer | Coincident | 2031 | POE10 | NA | 136.861 | VIC Terang (Powercor) 66 kV |  |  | FALSE | #N/A | #N/A | #N/A | #N/A | #N/A | #N/A | #N/A | #N/A | #N/A | #N/A
TRUE | VIC | TGTS | Terang (Powercor) 66 kV | Powercor | Summer | Coincident | 2031 | POE50 | NA | 127.9523 | VIC Terang (Powercor) 66 kV |  |  | FALSE | #N/A | #N/A | #N/A | #N/A | #N/A | #N/A | #N/A | #N/A | #N/A | #N/A
TRUE | VIC | TGTS | Terang (Powercor) 66 kV | Powercor | Summer | Non-coincident | 2031 | POE10 | NA | 176.6098 | VIC Terang (Powercor) 66 kV |  |  | FALSE | #N/A | #N/A | #N/A | #N/A | #N/A | #N/A | #N/A | #N/A | #N/A | #N/A
TRUE | VIC | TGTS | Terang (Powercor) 66 kV | Powercor | Summer | Coincident | 2032 | POE10 | NA | 133.2727 | VIC Terang (Powercor) 66 kV |  |  | FALSE | #N/A | #N/A | #N/A | #N/A | #N/A | #N/A | #N/A | #N/A | #N/A | #N/A
TRUE | VIC | TGTS | Terang (Powercor) 66 kV | Powercor | Summer | Coincident | 2032 | POE50 | NA | 124.3755 | VIC Terang (Powercor) 66 kV |  |  | FALSE | #N/A | #N/A | #N/A | #N/A | #N/A | #N/A | #N/A | #N/A | #N/A | #N/A
TRUE | VIC | TGTS | Terang (Powercor) 66 kV | Powercor | Summer | Non-coincident | 2032 | POE10 | NA | 177.6603 | VIC Terang (Powercor) 66 kV |  |  | FALSE | #N/A | #N/A | #N/A | #N/A | #N/A | #N/A | #N/A | #N/A | #N/A | #N/A
TRUE | VIC | TGTS | Terang (Powercor) 66 kV | Powercor | Summer | Coincident | 2033 | POE10 | NA | 130.6334 | VIC Terang (Powercor) 66 kV |  |  | FALSE | #N/A | #N/A | #N/A | #N/A | #N/A | #N/A | #N/A | #N/A | #N/A | #N/A
TRUE | VIC | TGTS | Terang (Powercor) 66 kV | Powercor | Summer | Coincident | 2033 | POE50 | NA | 120.8014 | VIC Terang (Powercor) 66 kV |  |  | FALSE | #N/A | #N/A | #N/A | #N/A | #N/A | #N/A | #N/A | #N/A | #N/A | #N/A
TRUE | VIC | TGTS | Terang (Powercor) 66 kV | Powercor | Summer | Non-coincident | 2033 | POE10 | NA | 178.6983 | VIC Terang (Powercor) 66 kV |  |  | FALSE | #N/A | #N/A | #N/A | #N/A | #N/A | #N/A | #N/A | #N/A | #N/A | #N/A
TRUE | VIC | TGTS | Terang (Powercor) 66 kV | Powercor | Summer | Coincident | 2034 | POE10 | NA | 129.731 | VIC Terang (Powercor) 66 kV |  |  | FALSE | #N/A | #N/A | #N/A | #N/A | #N/A | #N/A | #N/A | #N/A | #N/A | #N/A
TRUE | VIC | TGTS | Terang (Powercor) 66 kV | Powercor | Summer | Coincident | 2034 | POE50 | NA | 120.1114 | VIC Terang (Powercor) 66 kV |  |  | FALSE | #N/A | #N/A | #N/A | #N/A | #N/A | #N/A | #N/A | #N/A | #N/A | #N/A
TRUE | VIC | TGTS | Terang (Powercor) 66 kV | Powercor | Summer | Non-coincident | 2034 | POE10 | NA | 179.6856 | VIC Terang (Powercor) 66 kV |  |  | FALSE | #N/A | #N/A | #N/A | #N/A | #N/A | #N/A | #N/A | #N/A | #N/A | #N/A
TRUE | VIC | TGTS | Terang (Powercor) 66 kV | Powercor | Summer | Coincident | 2035 | POE10 | NA | 129.3593 | VIC Terang (Powercor) 66 kV |  |  | FALSE | #N/A | #N/A | #N/A | #N/A | #N/A | #N/A | #N/A | #N/A | #N/A | #N/A
TRUE | VIC | TGTS | Terang (Powercor) 66 kV | Powercor | Summer | Coincident | 2035 | POE50 | NA | 119.8038 | VIC Terang (Powercor) 66 kV |  |  | FALSE | #N/A | #N/A | #N/A | #N/A | #N/A | #N/A | #N/A | #N/A | #N/A | #N/A
TRUE | VIC | TGTS | Terang (Powercor) 66 kV | Powercor | Summer | Non-coincident | 2035 | POE10 | NA | 180.6198 | VIC Terang (Powercor) 66 kV |  |  | FALSE | #N/A | #N/A | #N/A | #N/A | #N/A | #N/A | #N/A | #N/A | #N/A | #N/A
TRUE | VIC | TGTS | Terang (Powercor) 66 kV | Powercor | Winter | Coincident | 2018 | ACTUAL_OPG | NA | 152.1573 | VIC Terang (Powercor) 66 kV |  |  | FALSE | #N/A | #N/A | #N/A | #N/A | #N/A | #N/A | #N/A | #N/A | #N/A | #N/A
TRUE | VIC | TGTS | Terang (Powercor) 66 kV | Powercor | Winter | Coincident | 2018 | ACTUAL_RAW | NA | 152.1573 | VIC Terang (Powercor) 66 kV |  |  | FALSE | #N/A | #N/A | #N/A | #N/A | #N/A | #N/A | #N/A | #N/A | #N/A | #N/A
TRUE | VIC | TGTS | Terang (Powercor) 66 kV | Powercor | Winter | Non-coincident | 2018 | ACTUAL_RAW | NA | 160.1899 | VIC Terang (Powercor) 66 kV |  |  | FALSE | #N/A | #N/A | #N/A | #N/A | #N/A | #N/A | #N/A | #N/A | #N/A | #N/A
TRUE | VIC | TGTS | Terang (Powercor) 66 kV | Powercor | Winter | Non-coincident | 2018 | ACTUAL_OPG | NA | 160.1899 | VIC Terang (Powercor) 66 kV |  |  | FALSE | #N/A | #N/A | #N/A | #N/A | #N/A | #N/A | #N/A | #N/A | #N/A | #N/A
TRUE | VIC | TGTS | Terang (Powercor) 66 kV | Powercor | Winter | Non-coincident | 2018 | ACTUAL_ADJUSTEDOPG | NA | 160.1899 | VIC Terang (Powercor) 66 kV |  |  | FALSE | #N/A | #N/A | #N/A | #N/A | #N/A | #N/A | #N/A | #N/A | #N/A | #N/A
TRUE | VIC | TGTS | Terang (Powercor) 66 kV | Powercor | Winter | Coincident | 2019 | ACTUAL_OPG | NA | 141.9064 | VIC Terang (Powercor) 66 kV |  |  | FALSE | #N/A | #N/A | #N/A | #N/A | #N/A | #N/A | #N/A | #N/A | #N/A | #N/A
TRUE | VIC | TGTS | Terang (Powercor) 66 kV | Powercor | Winter | Coincident | 2019 | ACTUAL_RAW | NA | 141.9064 | VIC Terang (Powercor) 66 kV |  |  | FALSE | #N/A | #N/A | #N/A | #N/A | #N/A | #N/A | #N/A | #N/A | #N/A | #N/A
TRUE | VIC | TGTS | Terang (Powercor) 66 kV | Powercor | Winter | Non-coincident | 2019 | ACTUAL_RAW | NA | 155.7261 | VIC Terang (Powercor) 66 kV |  |  | FALSE | #N/A | #N/A | #N/A | #N/A | #N/A | #N/A | #N/A | #N/A | #N/A | #N/A
TRUE | VIC | TGTS | Terang (Powercor) 66 kV | Powercor | Winter | Non-coincident | 2019 | ACTUAL_OPG | NA | 155.7261 | VIC Terang (Powercor) 66 kV |  |  | FALSE | #N/A | #N/A | #N/A | #N/A | #N/A | #N/A | #N/A | #N/A | #N/A | #N/A
TRUE | VIC | TGTS | Terang (Powercor) 66 kV | Powercor | Winter | Non-coincident | 2019 | ACTUAL_ADJUSTEDOPG | NA | 155.7261 | VIC Terang (Powercor) 66 kV |  |  | FALSE | #N/A | #N/A | #N/A | #N/A | #N/A | #N/A | #N/A | #N/A | #N/A | #N/A
TRUE | VIC | TGTS | Terang (Powercor) 66 kV | Powercor | Winter | Coincident | 2020 | ACTUAL_OPG | NA | 51.9391 | VIC Terang (Powercor) 66 kV |  |  | FALSE | #N/A | #N/A | #N/A | #N/A | #N/A | #N/A | #N/A | #N/A | #N/A | #N/A
TRUE | VIC | TGTS | Terang (Powercor) 66 kV | Powercor | Winter | Coincident | 2020 | ACTUAL_RAW | NA | 51.9391 | VIC Terang (Powercor) 66 kV |  |  | FALSE | #N/A | #N/A | #N/A | #N/A | #N/A | #N/A | #N/A | #N/A | #N/A | #N/A
TRUE | VIC | TGTS | Terang (Powercor) 66 kV | Powercor | Winter | Non-coincident | 2020 | ACTUAL_RAW | NA | 156.5453 | VIC Terang (Powercor) 66 kV |  |  | FALSE | #N/A | #N/A | #N/A | #N/A | #N/A | #N/A | #N/A | #N/A | #N/A | #N/A
TRUE | VIC | TGTS | Terang (Powercor) 66 kV | Powercor | Winter | Non-coincident | 2020 | ACTUAL_OPG | NA | 156.5453 | VIC Terang (Powercor) 66 kV |  |  | FALSE | #N/A | #N/A | #N/A | #N/A | #N/A | #N/A | #N/A | #N/A | #N/A | #N/A
TRUE | VIC | TGTS | Terang (Powercor) 66 kV | Powercor | Winter | Non-coincident | 2020 | ACTUAL_ADJUSTEDOPG | NA | 156.5453 | VIC Terang (Powercor) 66 kV |  |  | FALSE | #N/A | #N/A | #N/A | #N/A | #N/A | #N/A | #N/A | #N/A | #N/A | #N/A
TRUE | VIC | TGTS | Terang (Powercor) 66 kV | Powercor | Winter | Coincident | 2021 | ACTUAL_OPG | NA | 38.4316 | VIC Terang (Powercor) 66 kV |  |  | FALSE | #N/A | #N/A | #N/A | #N/A | #N/A | #N/A | #N/A | #N/A | #N/A | #N/A
TRUE | VIC | TGTS | Terang (Powercor) 66 kV | Powercor | Winter | Coincident | 2021 | ACTUAL_RAW | NA | 38.4316 | VIC Terang (Powercor) 66 kV |  |  | FALSE | #N/A | #N/A | #N/A | #N/A | #N/A | #N/A | #N/A | #N/A | #N/A | #N/A
TRUE | VIC | TGTS | Terang (Powercor) 66 kV | Powercor | Winter | Non-coincident | 2021 | ACTUAL_RAW | NA | 160.7556 | VIC Terang (Powercor) 66 kV |  |  | FALSE | #N/A | #N/A | #N/A | #N/A | #N/A | #N/A | #N/A | #N/A | #N/A | #N/A
TRUE | VIC | TGTS | Terang (Powercor) 66 kV | Powercor | Winter | Non-coincident | 2021 | ACTUAL_OPG | NA | 160.7556 | VIC Terang (Powercor) 66 kV |  |  | FALSE | #N/A | #N/A | #N/A | #N/A | #N/A | #N/A | #N/A | #N/A | #N/A | #N/A
TRUE | VIC | TGTS | Terang (Powercor) 66 kV | Powercor | Winter | Non-coincident | 2021 | ACTUAL_ADJUSTEDOPG | NA | 160.7556 | VIC Terang (Powercor) 66 kV |  |  | FALSE | #N/A | #N/A | #N/A | #N/A | #N/A | #N/A | #N/A | #N/A | #N/A | #N/A
TRUE | VIC | TGTS | Terang (Powercor) 66 kV | Powercor | Winter | Coincident | 2022 | ACTUAL_OPG | NA | 128.9945 | VIC Terang (Powercor) 66 kV |  |  | FALSE | #N/A | #N/A | #N/A | #N/A | #N/A | #N/A | #N/A | #N/A | #N/A | #N/A
TRUE | VIC | TGTS | Terang (Powercor) 66 kV | Powercor | Winter | Coincident | 2022 | ACTUAL_RAW | NA | 128.9945 | VIC Terang (Powercor) 66 kV |  |  | FALSE | #N/A | #N/A | #N/A | #N/A | #N/A | #N/A | #N/A | #N/A | #N/A | #N/A
TRUE | VIC | TGTS | Terang (Powercor) 66 kV | Powercor | Winter | Non-coincident | 2022 | ACTUAL_RAW | NA | 145.0305 | VIC Terang (Powercor) 66 kV |  |  | FALSE | #N/A | #N/A | #N/A | #N/A | #N/A | #N/A | #N/A | #N/A | #N/A | #N/A
TRUE | VIC | TGTS | Terang (Powercor) 66 kV | Powercor | Winter | Non-coincident | 2022 | ACTUAL_OPG | NA | 145.0305 | VIC Terang (Powercor) 66 kV |  |  | FALSE | #N/A | #N/A | #N/A | #N/A | #N/A | #N/A | #N/A | #N/A | #N/A | #N/A
TRUE | VIC | TGTS | Terang (Powercor) 66 kV | Powercor | Winter | Non-coincident | 2022 | ACTUAL_ADJUSTEDOPG | NA | 145.0305 | VIC Terang (Powercor) 66 kV |  |  | FALSE | #N/A | #N/A | #N/A | #N/A | #N/A | #N/A | #N/A | #N/A | #N/A | #N/A
TRUE | VIC | TGTS | Terang (Powercor) 66 kV | Powercor | Winter | Coincident | 2023 | ACTUAL_OPG | NA | 139.4807 | VIC Terang (Powercor) 66 kV |  |  | FALSE | #N/A | #N/A | #N/A | #N/A | #N/A | #N/A | #N/A | #N/A | #N/A | #N/A
TRUE | VIC | TGTS | Terang (Powercor) 66 kV | Powercor | Winter | Coincident | 2023 | ACTUAL_RAW | NA | 139.4807 | VIC Terang (Powercor) 66 kV |  |  | FALSE | #N/A | #N/A | #N/A | #N/A | #N/A | #N/A | #N/A | #N/A | #N/A | #N/A
TRUE | VIC | TGTS | Terang (Powercor) 66 kV | Powercor | Winter | Non-coincident | 2023 | ACTUAL_RAW | NA | 147.0515 | VIC Terang (Powercor) 66 kV |  |  | FALSE | #N/A | #N/A | #N/A | #N/A | #N/A | #N/A | #N/A | #N/A | #N/A | #N/A
TRUE | VIC | TGTS | Terang (Powercor) 66 kV | Powercor | Winter | Non-coincident | 2023 | ACTUAL_OPG | NA | 147.0515 | VIC Terang (Powercor) 66 kV |  |  | FALSE | #N/A | #N/A | #N/A | #N/A | #N/A | #N/A | #N/A | #N/A | #N/A | #N/A
TRUE | VIC | TGTS | Terang (Powercor) 66 kV | Powercor | Winter | Non-coincident | 2023 | ACTUAL_ADJUSTEDOPG | NA | 147.0515 | VIC Terang (Powercor) 66 kV |  |  | FALSE | #N/A | #N/A | #N/A | #N/A | #N/A | #N/A | #N/A | #N/A | #N/A | #N/A
TRUE | VIC | TGTS | Terang (Powercor) 66 kV | Powercor | Winter | Coincident | 2024 | ACTUAL_OPG | NA | 37.6201 | VIC Terang (Powercor) 66 kV |  |  | FALSE | #N/A | #N/A | #N/A | #N/A | #N/A | #N/A | #N/A | #N/A | #N/A | #N/A
TRUE | VIC | TGTS | Terang (Powercor) 66 kV | Powercor | Winter | Coincident | 2024 | ACTUAL_RAW | NA | 37.6201 | VIC Terang (Powercor) 66 kV |  |  | FALSE | #N/A | #N/A | #N/A | #N/A | #N/A | #N/A | #N/A | #N/A | #N/A | #N/A
TRUE | VIC | TGTS | Terang (Powercor) 66 kV | Powercor | Winter | Non-coincident | 2024 | ACTUAL_RAW | NA | 153.5192 | VIC Terang (Powercor) 66 kV |  |  | FALSE | #N/A | #N/A | #N/A | #N/A | #N/A | #N/A | #N/A | #N/A | #N/A | #N/A
TRUE | VIC | TGTS | Terang (Powercor) 66 kV | Powercor | Winter | Non-coincident | 2024 | ACTUAL_OPG | NA | 153.5192 | VIC Terang (Powercor) 66 kV |  |  | FALSE | #N/A | #N/A | #N/A | #N/A | #N/A | #N/A | #N/A | #N/A | #N/A | #N/A
TRUE | VIC | TGTS | Terang (Powercor) 66 kV | Powercor | Winter | Non-coincident | 2024 | ACTUAL_ADJUSTEDOPG | NA | 153.5192 | VIC Terang (Powercor) 66 kV |  |  | FALSE | #N/A | #N/A | #N/A | #N/A | #N/A | #N/A | #N/A | #N/A | #N/A | #N/A
TRUE | VIC | TGTS | Terang (Powercor) 66 kV | Powercor | Winter | Coincident | 2025 | POE10 | NA | 158.119 | VIC Terang (Powercor) 66 kV |  |  | FALSE | #N/A | #N/A | #N/A | #N/A | #N/A | #N/A | #N/A | #N/A | #N/A | #N/A
TRUE | VIC | TGTS | Terang (Powercor) 66 kV | Powercor | Winter | Coincident | 2025 | POE50 | NA | 153.949 | VIC Terang (Powercor) 66 kV |  |  | FALSE | #N/A | #N/A | #N/A | #N/A | #N/A | #N/A | #N/A | #N/A | #N/A | #N/A
TRUE | VIC | TGTS | Terang (Powercor) 66 kV | Powercor | Winter | Non-coincident | 2025 | ACTUAL_RAW | NA | 144.7701 | VIC Terang (Powercor) 66 kV |  |  | FALSE | #N/A | #N/A | #N/A | #N/A | #N/A | #N/A | #N/A | #N/A | #N/A | #N/A
TRUE | VIC | TGTS | Terang (Powercor) 66 kV | Powercor | Winter | Non-coincident | 2025 | ACTUAL_ADJUSTEDOPG | NA | 144.7701 | VIC Terang (Powercor) 66 kV |  |  | FALSE | #N/A | #N/A | #N/A | #N/A | #N/A | #N/A | #N/A | #N/A | #N/A | #N/A
TRUE | VIC | TGTS | Terang (Powercor) 66 kV | Powercor | Winter | Non-coincident | 2025 | BASEYEARPOE50 | NA | 177.9921 | VIC Terang (Powercor) 66 kV |  |  | FALSE | #N/A | #N/A | #N/A | #N/A | #N/A | #N/A | #N/A | #N/A | #N/A | #N/A
TRUE | VIC | TGTS | Terang (Powercor) 66 kV | Powercor | Winter | Non-coincident | 2025 | BASEYEARPOE10 | NA | 187.0075 | VIC Terang (Powercor) 66 kV |  |  | FALSE | #N/A | #N/A | #N/A | #N/A | #N/A | #N/A | #N/A | #N/A | #N/A | #N/A
TRUE | VIC | TGTS | Terang (Powercor) 66 kV | Powercor | Winter | Non-coincident | 2025 | POE10 | NA | 169.8966 | VIC Terang (Powercor) 66 kV |  |  | FALSE | #N/A | #N/A | #N/A | #N/A | #N/A | #N/A | #N/A | #N/A | #N/A | #N/A
TRUE | VIC | TGTS | Terang (Powercor) 66 kV | Powercor | Winter | Non-coincident | 2025 | POE50 | NA | 160 | VIC Terang (Powercor) 66 kV |  |  | FALSE | #N/A | #N/A | #N/A | #N/A | #N/A | #N/A | #N/A | #N/A | #N/A | #N/A
TRUE | VIC | TGTS | Terang (Powercor) 66 kV | Powercor | Winter | Coincident | 2026 | POE10 | NA | 152.4877 | VIC Terang (Powercor) 66 kV |  |  | FALSE | #N/A | #N/A | #N/A | #N/A | #N/A | #N/A | #N/A | #N/A | #N/A | #N/A
TRUE | VIC | TGTS | Terang (Powercor) 66 kV | Powercor | Winter | Coincident | 2026 | POE50 | NA | 148.19 | VIC Terang (Powercor) 66 kV |  |  | FALSE | #N/A | #N/A | #N/A | #N/A | #N/A | #N/A | #N/A | #N/A | #N/A | #N/A
TRUE | VIC | TGTS | Terang (Powercor) 66 kV | Powercor | Winter | Non-coincident | 2026 | POE10 | NA | 170.1709 | VIC Terang (Powercor) 66 kV |  |  | FALSE | #N/A | #N/A | #N/A | #N/A | #N/A | #N/A | #N/A | #N/A | #N/A | #N/A
TRUE | VIC | TGTS | Terang (Powercor) 66 kV | Powercor | Winter | Non-coincident | 2026 | POE50 | NA | 160.2672 | VIC Terang (Powercor) 66 kV |  |  | FALSE | #N/A | #N/A | #N/A | #N/A | #N/A | #N/A | #N/A | #N/A | #N/A | #N/A
TRUE | VIC | TGTS | Terang (Powercor) 66 kV | Powercor | Winter | Coincident | 2027 | POE10 | NA | 147.1687 | VIC Terang (Powercor) 66 kV |  |  | FALSE | #N/A | #N/A | #N/A | #N/A | #N/A | #N/A | #N/A | #N/A | #N/A | #N/A
TRUE | VIC | TGTS | Terang (Powercor) 66 kV | Powercor | Winter | Coincident | 2027 | POE50 | NA | 142.6591 | VIC Terang (Powercor) 66 kV |  |  | FALSE | #N/A | #N/A | #N/A | #N/A | #N/A | #N/A | #N/A | #N/A | #N/A | #N/A
TRUE | VIC | TGTS | Terang (Powercor) 66 kV | Powercor | Winter | Non-coincident | 2027 | POE10 | NA | 170.6499 | VIC Terang (Powercor) 66 kV |  |  | FALSE | #N/A | #N/A | #N/A | #N/A | #N/A | #N/A | #N/A | #N/A | #N/A | #N/A
TRUE | VIC | TGTS | Terang (Powercor) 66 kV | Powercor | Winter | Non-coincident | 2027 | POE50 | NA | 160.737 | VIC Terang (Powercor) 66 kV |  |  | FALSE | #N/A | #N/A | #N/A | #N/A | #N/A | #N/A | #N/A | #N/A | #N/A | #N/A
TRUE | VIC | TGTS | Terang (Powercor) 66 kV | Powercor | Winter | Coincident | 2028 | POE10 | NA | 144.645 | VIC Terang (Powercor) 66 kV |  |  | FALSE | #N/A | #N/A | #N/A | #N/A | #N/A | #N/A | #N/A | #N/A | #N/A | #N/A
TRUE | VIC | TGTS | Terang (Powercor) 66 kV | Powercor | Winter | Coincident | 2028 | POE50 | NA | 140.3298 | VIC Terang (Powercor) 66 kV |  |  | FALSE | #N/A | #N/A | #N/A | #N/A | #N/A | #N/A | #N/A | #N/A | #N/A | #N/A
TRUE | VIC | TGTS | Terang (Powercor) 66 kV | Powercor | Winter | Non-coincident | 2028 | POE10 | NA | 171.2655 | VIC Terang (Powercor) 66 kV |  |  | FALSE | #N/A | #N/A | #N/A | #N/A | #N/A | #N/A | #N/A | #N/A | #N/A | #N/A
TRUE | VIC | TGTS | Terang (Powercor) 66 kV | Powercor | Winter | Non-coincident | 2028 | POE50 | NA | 161.3432 | VIC Terang (Powercor) 66 kV |  |  | FALSE | #N/A | #N/A | #N/A | #N/A | #N/A | #N/A | #N/A | #N/A | #N/A | #N/A
TRUE | VIC | TGTS | Terang (Powercor) 66 kV | Powercor | Winter | Coincident | 2029 | POE10 | NA | 143.2414 | VIC Terang (Powercor) 66 kV |  |  | FALSE | #N/A | #N/A | #N/A | #N/A | #N/A | #N/A | #N/A | #N/A | #N/A | #N/A
TRUE | VIC | TGTS | Terang (Powercor) 66 kV | Powercor | Winter | Coincident | 2029 | POE50 | NA | 139.0237 | VIC Terang (Powercor) 66 kV |  |  | FALSE | #N/A | #N/A | #N/A | #N/A | #N/A | #N/A | #N/A | #N/A | #N/A | #N/A
TRUE | VIC | TGTS | Terang (Powercor) 66 kV | Powercor | Winter | Non-coincident | 2029 | POE10 | NA | 171.9914 | VIC Terang (Powercor) 66 kV |  |  | FALSE | #N/A | #N/A | #N/A | #N/A | #N/A | #N/A | #N/A | #N/A | #N/A | #N/A
TRUE | VIC | TGTS | Terang (Powercor) 66 kV | Powercor | Winter | Non-coincident | 2029 | POE50 | NA | 162.0597 | VIC Terang (Powercor) 66 kV |  |  | FALSE | #N/A | #N/A | #N/A | #N/A | #N/A | #N/A | #N/A | #N/A | #N/A | #N/A
TRUE | VIC | TGTS | Terang (Powercor) 66 kV | Powercor | Winter | Coincident | 2030 | POE10 | NA | 141.6392 | VIC Terang (Powercor) 66 kV |  |  | FALSE | #N/A | #N/A | #N/A | #N/A | #N/A | #N/A | #N/A | #N/A | #N/A | #N/A
TRUE | VIC | TGTS | Terang (Powercor) 66 kV | Powercor | Winter | Coincident | 2030 | POE50 | NA | 137.4469 | VIC Terang (Powercor) 66 kV |  |  | FALSE | #N/A | #N/A | #N/A | #N/A | #N/A | #N/A | #N/A | #N/A | #N/A | #N/A
TRUE | VIC | TGTS | Terang (Powercor) 66 kV | Powercor | Winter | Non-coincident | 2030 | POE10 | NA | 172.7637 | VIC Terang (Powercor) 66 kV |  |  | FALSE | #N/A | #N/A | #N/A | #N/A | #N/A | #N/A | #N/A | #N/A | #N/A | #N/A
TRUE | VIC | TGTS | Terang (Powercor) 66 kV | Powercor | Winter | Non-coincident | 2030 | POE50 | NA | 162.8227 | VIC Terang (Powercor) 66 kV |  |  | FALSE | #N/A | #N/A | #N/A | #N/A | #N/A | #N/A | #N/A | #N/A | #N/A | #N/A
TRUE | VIC | TGTS | Terang (Powercor) 66 kV | Powercor | Winter | Coincident | 2031 | POE10 | NA | 140.2809 | VIC Terang (Powercor) 66 kV |  |  | FALSE | #N/A | #N/A | #N/A | #N/A | #N/A | #N/A | #N/A | #N/A | #N/A | #N/A
TRUE | VIC | TGTS | Terang (Powercor) 66 kV | Powercor | Winter | Coincident | 2031 | POE50 | NA | 136.1422 | VIC Terang (Powercor) 66 kV |  |  | FALSE | #N/A | #N/A | #N/A | #N/A | #N/A | #N/A | #N/A | #N/A | #N/A | #N/A
TRUE | VIC | TGTS | Terang (Powercor) 66 kV | Powercor | Winter | Non-coincident | 2031 | POE10 | NA | 173.5513 | VIC Terang (Powercor) 66 kV |  |  | FALSE | #N/A | #N/A | #N/A | #N/A | #N/A | #N/A | #N/A | #N/A | #N/A | #N/A
TRUE | VIC | TGTS | Terang (Powercor) 66 kV | Powercor | Winter | Non-coincident | 2031 | POE50 | NA | 163.601 | VIC Terang (Powercor) 66 kV |  |  | FALSE | #N/A | #N/A | #N/A | #N/A | #N/A | #N/A | #N/A | #N/A | #N/A | #N/A
TRUE | VIC | TGTS | Terang (Powercor) 66 kV | Powercor | Winter | Coincident | 2032 | POE10 | NA | 137.7916 | VIC Terang (Powercor) 66 kV |  |  | FALSE | #N/A | #N/A | #N/A | #N/A | #N/A | #N/A | #N/A | #N/A | #N/A | #N/A
TRUE | VIC | TGTS | Terang (Powercor) 66 kV | Powercor | Winter | Coincident | 2032 | POE50 | NA | 133.482 | VIC Terang (Powercor) 66 kV |  |  | FALSE | #N/A | #N/A | #N/A | #N/A | #N/A | #N/A | #N/A | #N/A | #N/A | #N/A
TRUE | VIC | TGTS | Terang (Powercor) 66 kV | Powercor | Winter | Non-coincident | 2032 | POE10 | NA | 174.364 | VIC Terang (Powercor) 66 kV |  |  | FALSE | #N/A | #N/A | #N/A | #N/A | #N/A | #N/A | #N/A | #N/A | #N/A | #N/A
TRUE | VIC | TGTS | Terang (Powercor) 66 kV | Powercor | Winter | Non-coincident | 2032 | POE50 | NA | 164.4045 | VIC Terang (Powercor) 66 kV |  |  | FALSE | #N/A | #N/A | #N/A | #N/A | #N/A | #N/A | #N/A | #N/A | #N/A | #N/A
TRUE | VIC | TGTS | Terang (Powercor) 66 kV | Powercor | Winter | Coincident | 2033 | POE10 | NA | 134.7333 | VIC Terang (Powercor) 66 kV |  |  | FALSE | #N/A | #N/A | #N/A | #N/A | #N/A | #N/A | #N/A | #N/A | #N/A | #N/A
TRUE | VIC | TGTS | Terang (Powercor) 66 kV | Powercor | Winter | Coincident | 2033 | POE50 | NA | 130.5429 | VIC Terang (Powercor) 66 kV |  |  | FALSE | #N/A | #N/A | #N/A | #N/A | #N/A | #N/A | #N/A | #N/A | #N/A | #N/A
TRUE | VIC | TGTS | Terang (Powercor) 66 kV | Powercor | Winter | Non-coincident | 2033 | POE10 | NA | 175.1692 | VIC Terang (Powercor) 66 kV |  |  | FALSE | #N/A | #N/A | #N/A | #N/A | #N/A | #N/A | #N/A | #N/A | #N/A | #N/A
TRUE | VIC | TGTS | Terang (Powercor) 66 kV | Powercor | Winter | Non-coincident | 2033 | POE50 | NA | 165.2003 | VIC Terang (Powercor) 66 kV |  |  | FALSE | #N/A | #N/A | #N/A | #N/A | #N/A | #N/A | #N/A | #N/A | #N/A | #N/A
TRUE | VIC | TGTS | Terang (Powercor) 66 kV | Powercor | Winter | Coincident | 2034 | POE10 | NA | 134.0966 | VIC Terang (Powercor) 66 kV |  |  | FALSE | #N/A | #N/A | #N/A | #N/A | #N/A | #N/A | #N/A | #N/A | #N/A | #N/A
TRUE | VIC | TGTS | Terang (Powercor) 66 kV | Powercor | Winter | Coincident | 2034 | POE50 | NA | 130.0041 | VIC Terang (Powercor) 66 kV |  |  | FALSE | #N/A | #N/A | #N/A | #N/A | #N/A | #N/A | #N/A | #N/A | #N/A | #N/A
TRUE | VIC | TGTS | Terang (Powercor) 66 kV | Powercor | Winter | Non-coincident | 2034 | POE10 | NA | 175.9579 | VIC Terang (Powercor) 66 kV |  |  | FALSE | #N/A | #N/A | #N/A | #N/A | #N/A | #N/A | #N/A | #N/A | #N/A | #N/A
TRUE | VIC | TGTS | Terang (Powercor) 66 kV | Powercor | Winter | Non-coincident | 2034 | POE50 | NA | 165.9797 | VIC Terang (Powercor) 66 kV |  |  | FALSE | #N/A | #N/A | #N/A | #N/A | #N/A | #N/A | #N/A | #N/A | #N/A | #N/A
TRUE | VIC | TSTS | Templestowe (Jemena) 66 kV | Jemena | Shoulder | Coincident | 2019 | ACTUAL_OPG | 16.8218 | NA | VIC Templestowe (Jemena) 66 kV |  |  | FALSE | #N/A | #N/A | #N/A | #N/A | #N/A | #N/A | #N/A | #N/A | #N/A | #N/A
TRUE | VIC | TSTS | Templestowe (Jemena) 66 kV | Jemena | Shoulder | Coincident | 2019 | ACTUAL_RAW | 16.8218 | NA | VIC Templestowe (Jemena) 66 kV |  |  | FALSE | #N/A | #N/A | #N/A | #N/A | #N/A | #N/A | #N/A | #N/A | #N/A | #N/A
TRUE | VIC | TSTS | Templestowe (Jemena) 66 kV | Jemena | Shoulder | Non-coincident | 2019 | ACTUAL_RAW | 9.0019 | NA | VIC Templestowe (Jemena) 66 kV |  |  | FALSE | #N/A | #N/A | #N/A | #N/A | #N/A | #N/A | #N/A | #N/A | #N/A | #N/A
TRUE | VIC | TSTS | Templestowe (Jemena) 66 kV | Jemena | Shoulder | Non-coincident | 2019 | ACTUAL_OPG | 9.0019 | NA | VIC Templestowe (Jemena) 66 kV |  |  | FALSE | #N/A | #N/A | #N/A | #N/A | #N/A | #N/A | #N/A | #N/A | #N/A | #N/A
TRUE | VIC | TSTS | Templestowe (Jemena) 66 kV | Jemena | Shoulder | Non-coincident | 2019 | ACTUAL_ADJUSTEDOPG | 9.0019 | NA | VIC Templestowe (Jemena) 66 kV |  |  | FALSE | #N/A | #N/A | #N/A | #N/A | #N/A | #N/A | #N/A | #N/A | #N/A | #N/A
TRUE | VIC | TSTS | Templestowe (Jemena) 66 kV | Jemena | Shoulder | Coincident | 2020 | ACTUAL_OPG | 24.1731 | NA | VIC Templestowe (Jemena) 66 kV |  |  | FALSE | #N/A | #N/A | #N/A | #N/A | #N/A | #N/A | #N/A | #N/A | #N/A | #N/A
TRUE | VIC | TSTS | Templestowe (Jemena) 66 kV | Jemena | Shoulder | Coincident | 2020 | ACTUAL_RAW | 24.1731 | NA | VIC Templestowe (Jemena) 66 kV |  |  | FALSE | #N/A | #N/A | #N/A | #N/A | #N/A | #N/A | #N/A | #N/A | #N/A | #N/A
TRUE | VIC | TSTS | Templestowe (Jemena) 66 kV | Jemena | Shoulder | Non-coincident | 2020 | ACTUAL_RAW | 7.8634 | NA | VIC Templestowe (Jemena) 66 kV |  |  | FALSE | #N/A | #N/A | #N/A | #N/A | #N/A | #N/A | #N/A | #N/A | #N/A | #N/A
TRUE | VIC | TSTS | Templestowe (Jemena) 66 kV | Jemena | Shoulder | Non-coincident | 2020 | ACTUAL_OPG | 7.8634 | NA | VIC Templestowe (Jemena) 66 kV |  |  | FALSE | #N/A | #N/A | #N/A | #N/A | #N/A | #N/A | #N/A | #N/A | #N/A | #N/A
TRUE | VIC | TSTS | Templestowe (Jemena) 66 kV | Jemena | Shoulder | Non-coincident | 2020 | ACTUAL_ADJUSTEDOPG | 7.8634 | NA | VIC Templestowe (Jemena) 66 kV |  |  | FALSE | #N/A | #N/A | #N/A | #N/A | #N/A | #N/A | #N/A | #N/A | #N/A | #N/A
TRUE | VIC | TSTS | Templestowe (Jemena) 66 kV | Jemena | Shoulder | Coincident | 2021 | ACTUAL_OPG | 20.3994 | NA | VIC Templestowe (Jemena) 66 kV |  |  | FALSE | #N/A | #N/A | #N/A | #N/A | #N/A | #N/A | #N/A | #N/A | #N/A | #N/A
TRUE | VIC | TSTS | Templestowe (Jemena) 66 kV | Jemena | Shoulder | Coincident | 2021 | ACTUAL_RAW | 20.3994 | NA | VIC Templestowe (Jemena) 66 kV |  |  | FALSE | #N/A | #N/A | #N/A | #N/A | #N/A | #N/A | #N/A | #N/A | #N/A | #N/A
TRUE | VIC | TSTS | Templestowe (Jemena) 66 kV | Jemena | Shoulder | Non-coincident | 2021 | ACTUAL_RAW | 16.3906 | NA | VIC Templestowe (Jemena) 66 kV |  |  | FALSE | #N/A | #N/A | #N/A | #N/A | #N/A | #N/A | #N/A | #N/A | #N/A | #N/A
TRUE | VIC | TSTS | Templestowe (Jemena) 66 kV | Jemena | Shoulder | Non-coincident | 2021 | ACTUAL_OPG | 16.3906 | NA | VIC Templestowe (Jemena) 66 kV |  |  | FALSE | #N/A | #N/A | #N/A | #N/A | #N/A | #N/A | #N/A | #N/A | #N/A | #N/A
TRUE | VIC | TSTS | Templestowe (Jemena) 66 kV | Jemena | Shoulder | Non-coincident | 2021 | ACTUAL_ADJUSTEDOPG | 16.3906 | NA | VIC Templestowe (Jemena) 66 kV |  |  | FALSE | #N/A | #N/A | #N/A | #N/A | #N/A | #N/A | #N/A | #N/A | #N/A | #N/A
TRUE | VIC | TSTS | Templestowe (Jemena) 66 kV | Jemena | Shoulder | Coincident | 2022 | ACTUAL_OPG | 15.9683 | NA | VIC Templestowe (Jemena) 66 kV |  |  | FALSE | #N/A | #N/A | #N/A | #N/A | #N/A | #N/A | #N/A | #N/A | #N/A | #N/A
TRUE | VIC | TSTS | Templestowe (Jemena) 66 kV | Jemena | Shoulder | Coincident | 2022 | ACTUAL_RAW | 15.9683 | NA | VIC Templestowe (Jemena) 66 kV |  |  | FALSE | #N/A | #N/A | #N/A | #N/A | #N/A | #N/A | #N/A | #N/A | #N/A | #N/A
TRUE | VIC | TSTS | Templestowe (Jemena) 66 kV | Jemena | Shoulder | Non-coincident | 2022 | ACTUAL_RAW | 7.9196 | NA | VIC Templestowe (Jemena) 66 kV |  |  | FALSE | #N/A | #N/A | #N/A | #N/A | #N/A | #N/A | #N/A | #N/A | #N/A | #N/A
TRUE | VIC | TSTS | Templestowe (Jemena) 66 kV | Jemena | Shoulder | Non-coincident | 2022 | ACTUAL_OPG | 7.9196 | NA | VIC Templestowe (Jemena) 66 kV |  |  | FALSE | #N/A | #N/A | #N/A | #N/A | #N/A | #N/A | #N/A | #N/A | #N/A | #N/A
TRUE | VIC | TSTS | Templestowe (Jemena) 66 kV | Jemena | Shoulder | Non-coincident | 2022 | ACTUAL_ADJUSTEDOPG | 7.9196 | NA | VIC Templestowe (Jemena) 66 kV |  |  | FALSE | #N/A | #N/A | #N/A | #N/A | #N/A | #N/A | #N/A | #N/A | #N/A | #N/A
TRUE | VIC | TSTS | Templestowe (Jemena) 66 kV | Jemena | Shoulder | Coincident | 2023 | ACTUAL_OPG | 9.0292 | NA | VIC Templestowe (Jemena) 66 kV |  |  | FALSE | #N/A | #N/A | #N/A | #N/A | #N/A | #N/A | #N/A | #N/A | #N/A | #N/A
TRUE | VIC | TSTS | Templestowe (Jemena) 66 kV | Jemena | Shoulder | Coincident | 2023 | ACTUAL_RAW | 9.0292 | NA | VIC Templestowe (Jemena) 66 kV |  |  | FALSE | #N/A | #N/A | #N/A | #N/A | #N/A | #N/A | #N/A | #N/A | #N/A | #N/A
TRUE | VIC | TSTS | Templestowe (Jemena) 66 kV | Jemena | Shoulder | Non-coincident | 2023 | ACTUAL_RAW | 8.486 | NA | VIC Templestowe (Jemena) 66 kV |  |  | FALSE | #N/A | #N/A | #N/A | #N/A | #N/A | #N/A | #N/A | #N/A | #N/A | #N/A
TRUE | VIC | TSTS | Templestowe (Jemena) 66 kV | Jemena | Shoulder | Non-coincident | 2023 | ACTUAL_OPG | 8.486 | NA | VIC Templestowe (Jemena) 66 kV |  |  | FALSE | #N/A | #N/A | #N/A | #N/A | #N/A | #N/A | #N/A | #N/A | #N/A | #N/A
TRUE | VIC | TSTS | Templestowe (Jemena) 66 kV | Jemena | Shoulder | Non-coincident | 2023 | ACTUAL_ADJUSTEDOPG | 8.486 | NA | VIC Templestowe (Jemena) 66 kV |  |  | FALSE | #N/A | #N/A | #N/A | #N/A | #N/A | #N/A | #N/A | #N/A | #N/A | #N/A
TRUE | VIC | TSTS | Templestowe (Jemena) 66 kV | Jemena | Shoulder | Coincident | 2024 | ACTUAL_OPG | 7.9104 | NA | VIC Templestowe (Jemena) 66 kV |  |  | FALSE | #N/A | #N/A | #N/A | #N/A | #N/A | #N/A | #N/A | #N/A | #N/A | #N/A
TRUE | VIC | TSTS | Templestowe (Jemena) 66 kV | Jemena | Shoulder | Coincident | 2024 | ACTUAL_RAW | 7.9104 | NA | VIC Templestowe (Jemena) 66 kV |  |  | FALSE | #N/A | #N/A | #N/A | #N/A | #N/A | #N/A | #N/A | #N/A | #N/A | #N/A
TRUE | VIC | TSTS | Templestowe (Jemena) 66 kV | Jemena | Shoulder | Non-coincident | 2024 | ACTUAL_RAW | 7.9104 | NA | VIC Templestowe (Jemena) 66 kV |  |  | FALSE | #N/A | #N/A | #N/A | #N/A | #N/A | #N/A | #N/A | #N/A | #N/A | #N/A
TRUE | VIC | TSTS | Templestowe (Jemena) 66 kV | Jemena | Shoulder | Non-coincident | 2024 | ACTUAL_OPG | 7.9104 | NA | VIC Templestowe (Jemena) 66 kV |  |  | FALSE | #N/A | #N/A | #N/A | #N/A | #N/A | #N/A | #N/A | #N/A | #N/A | #N/A
TRUE | VIC | TSTS | Templestowe (Jemena) 66 kV | Jemena | Shoulder | Non-coincident | 2024 | ACTUAL_ADJUSTEDOPG | 7.9104 | NA | VIC Templestowe (Jemena) 66 kV |  |  | FALSE | #N/A | #N/A | #N/A | #N/A | #N/A | #N/A | #N/A | #N/A | #N/A | #N/A
TRUE | VIC | TSTS | Templestowe (Jemena) 66 kV | Jemena | Shoulder | Coincident | 2025 | ACTUAL_OPG | 7.8636 | NA | VIC Templestowe (Jemena) 66 kV |  |  | FALSE | #N/A | #N/A | #N/A | #N/A | #N/A | #N/A | #N/A | #N/A | #N/A | #N/A
TRUE | VIC | TSTS | Templestowe (Jemena) 66 kV | Jemena | Shoulder | Coincident | 2025 | ACTUAL_RAW | 7.8636 | NA | VIC Templestowe (Jemena) 66 kV |  |  | FALSE | #N/A | #N/A | #N/A | #N/A | #N/A | #N/A | #N/A | #N/A | #N/A | #N/A
TRUE | VIC | TSTS | Templestowe (Jemena) 66 kV | Jemena | Shoulder | Non-coincident | 2025 | ACTUAL_RAW | 7.2872 | NA | VIC Templestowe (Jemena) 66 kV |  |  | FALSE | #N/A | #N/A | #N/A | #N/A | #N/A | #N/A | #N/A | #N/A | #N/A | #N/A
TRUE | VIC | TSTS | Templestowe (Jemena) 66 kV | Jemena | Shoulder | Non-coincident | 2025 | ACTUAL_OPG | 7.2872 | NA | VIC Templestowe (Jemena) 66 kV |  |  | FALSE | #N/A | #N/A | #N/A | #N/A | #N/A | #N/A | #N/A | #N/A | #N/A | #N/A
TRUE | VIC | TSTS | Templestowe (Jemena) 66 kV | Jemena | Shoulder | Non-coincident | 2025 | ACTUAL_ADJUSTEDOPG | 7.2872 | NA | VIC Templestowe (Jemena) 66 kV |  |  | FALSE | #N/A | #N/A | #N/A | #N/A | #N/A | #N/A | #N/A | #N/A | #N/A | #N/A
TRUE | VIC | TSTS | Templestowe (Jemena) 66 kV | Jemena | Shoulder | Non-coincident | 2025 | BASEYEARPOE90 | 11.8203 | NA | VIC Templestowe (Jemena) 66 kV |  |  | FALSE | #N/A | #N/A | #N/A | #N/A | #N/A | #N/A | #N/A | #N/A | #N/A | #N/A
TRUE | VIC | TSTS | Templestowe (Jemena) 66 kV | Jemena | Shoulder | Non-coincident | 2025 | BASEYEARPOE50 | 12.9369 | NA | VIC Templestowe (Jemena) 66 kV |  |  | FALSE | #N/A | #N/A | #N/A | #N/A | #N/A | #N/A | #N/A | #N/A | #N/A | #N/A
TRUE | VIC | TSTS | Templestowe (Jemena) 66 kV | Jemena | Shoulder | Coincident_unreconciled | 2026 | POE50 | 12.7056 | NA | VIC Templestowe (Jemena) 66 kV |  |  | FALSE | #N/A | #N/A | #N/A | #N/A | #N/A | #N/A | #N/A | #N/A | #N/A | #N/A
TRUE | VIC | TSTS | Templestowe (Jemena) 66 kV | Jemena | Shoulder | Coincident_unreconciled | 2026 | POE90 | 11.6422 | NA | VIC Templestowe (Jemena) 66 kV |  |  | FALSE | #N/A | #N/A | #N/A | #N/A | #N/A | #N/A | #N/A | #N/A | #N/A | #N/A
TRUE | VIC | TSTS | Templestowe (Jemena) 66 kV | Jemena | Shoulder | Non-coincident | 2026 | POE50 | 12.2223 | NA | VIC Templestowe (Jemena) 66 kV |  |  | FALSE | #N/A | #N/A | #N/A | #N/A | #N/A | #N/A | #N/A | #N/A | #N/A | #N/A
TRUE | VIC | TSTS | Templestowe (Jemena) 66 kV | Jemena | Shoulder | Non-coincident | 2026 | POE90 | 11.1993 | NA | VIC Templestowe (Jemena) 66 kV |  |  | FALSE | #N/A | #N/A | #N/A | #N/A | #N/A | #N/A | #N/A | #N/A | #N/A | #N/A
TRUE | VIC | TSTS | Templestowe (Jemena) 66 kV | Jemena | Shoulder | Coincident_unreconciled | 2027 | POE50 | 11.997 | NA | VIC Templestowe (Jemena) 66 kV |  |  | FALSE | #N/A | #N/A | #N/A | #N/A | #N/A | #N/A | #N/A | #N/A | #N/A | #N/A
TRUE | VIC | TSTS | Templestowe (Jemena) 66 kV | Jemena | Shoulder | Coincident_unreconciled | 2027 | POE90 | 10.9299 | NA | VIC Templestowe (Jemena) 66 kV |  |  | FALSE | #N/A | #N/A | #N/A | #N/A | #N/A | #N/A | #N/A | #N/A | #N/A | #N/A
TRUE | VIC | TSTS | Templestowe (Jemena) 66 kV | Jemena | Shoulder | Non-coincident | 2027 | POE50 | 11.5406 | NA | VIC Templestowe (Jemena) 66 kV |  |  | FALSE | #N/A | #N/A | #N/A | #N/A | #N/A | #N/A | #N/A | #N/A | #N/A | #N/A
TRUE | VIC | TSTS | Templestowe (Jemena) 66 kV | Jemena | Shoulder | Non-coincident | 2027 | POE90 | 10.5141 | NA | VIC Templestowe (Jemena) 66 kV |  |  | FALSE | #N/A | #N/A | #N/A | #N/A | #N/A | #N/A | #N/A | #N/A | #N/A | #N/A
TRUE | VIC | TSTS | Templestowe (Jemena) 66 kV | Jemena | Shoulder | Coincident_unreconciled | 2028 | POE50 | 11.2815 | NA | VIC Templestowe (Jemena) 66 kV |  |  | FALSE | #N/A | #N/A | #N/A | #N/A | #N/A | #N/A | #N/A | #N/A | #N/A | #N/A
TRUE | VIC | TSTS | Templestowe (Jemena) 66 kV | Jemena | Shoulder | Coincident_unreconciled | 2028 | POE90 | 10.2102 | NA | VIC Templestowe (Jemena) 66 kV |  |  | FALSE | #N/A | #N/A | #N/A | #N/A | #N/A | #N/A | #N/A | #N/A | #N/A | #N/A
TRUE | VIC | TSTS | Templestowe (Jemena) 66 kV | Jemena | Shoulder | Non-coincident | 2028 | POE50 | 10.8523 | NA | VIC Templestowe (Jemena) 66 kV |  |  | FALSE | #N/A | #N/A | #N/A | #N/A | #N/A | #N/A | #N/A | #N/A | #N/A | #N/A
TRUE | VIC | TSTS | Templestowe (Jemena) 66 kV | Jemena | Shoulder | Non-coincident | 2028 | POE90 | 9.8218 | NA | VIC Templestowe (Jemena) 66 kV |  |  | FALSE | #N/A | #N/A | #N/A | #N/A | #N/A | #N/A | #N/A | #N/A | #N/A | #N/A
TRUE | VIC | TSTS | Templestowe (Jemena) 66 kV | Jemena | Shoulder | Coincident_unreconciled | 2029 | POE50 | 10.6269 | NA | VIC Templestowe (Jemena) 66 kV |  |  | FALSE | #N/A | #N/A | #N/A | #N/A | #N/A | #N/A | #N/A | #N/A | #N/A | #N/A
TRUE | VIC | TSTS | Templestowe (Jemena) 66 kV | Jemena | Shoulder | Coincident_unreconciled | 2029 | POE90 | 9.5514 | NA | VIC Templestowe (Jemena) 66 kV |  |  | FALSE | #N/A | #N/A | #N/A | #N/A | #N/A | #N/A | #N/A | #N/A | #N/A | #N/A
TRUE | VIC | TSTS | Templestowe (Jemena) 66 kV | Jemena | Shoulder | Non-coincident | 2029 | POE50 | 10.2226 | NA | VIC Templestowe (Jemena) 66 kV |  |  | FALSE | #N/A | #N/A | #N/A | #N/A | #N/A | #N/A | #N/A | #N/A | #N/A | #N/A
TRUE | VIC | TSTS | Templestowe (Jemena) 66 kV | Jemena | Shoulder | Non-coincident | 2029 | POE90 | 9.188 | NA | VIC Templestowe (Jemena) 66 kV |  |  | FALSE | #N/A | #N/A | #N/A | #N/A | #N/A | #N/A | #N/A | #N/A | #N/A | #N/A
TRUE | VIC | TSTS | Templestowe (Jemena) 66 kV | Jemena | Shoulder | Coincident_unreconciled | 2030 | POE50 | 10.0034 | NA | VIC Templestowe (Jemena) 66 kV |  |  | FALSE | #N/A | #N/A | #N/A | #N/A | #N/A | #N/A | #N/A | #N/A | #N/A | #N/A
TRUE | VIC | TSTS | Templestowe (Jemena) 66 kV | Jemena | Shoulder | Coincident_unreconciled | 2030 | POE90 | 8.9237 | NA | VIC Templestowe (Jemena) 66 kV |  |  | FALSE | #N/A | #N/A | #N/A | #N/A | #N/A | #N/A | #N/A | #N/A | #N/A | #N/A
TRUE | VIC | TSTS | Templestowe (Jemena) 66 kV | Jemena | Shoulder | Non-coincident | 2030 | POE50 | 9.6229 | NA | VIC Templestowe (Jemena) 66 kV |  |  | FALSE | #N/A | #N/A | #N/A | #N/A | #N/A | #N/A | #N/A | #N/A | #N/A | #N/A
TRUE | VIC | TSTS | Templestowe (Jemena) 66 kV | Jemena | Shoulder | Non-coincident | 2030 | POE90 | 8.5842 | NA | VIC Templestowe (Jemena) 66 kV |  |  | FALSE | #N/A | #N/A | #N/A | #N/A | #N/A | #N/A | #N/A | #N/A | #N/A | #N/A
TRUE | VIC | TSTS | Templestowe (Jemena) 66 kV | Jemena | Shoulder | Coincident_unreconciled | 2031 | POE50 | 9.377 | NA | VIC Templestowe (Jemena) 66 kV |  |  | FALSE | #N/A | #N/A | #N/A | #N/A | #N/A | #N/A | #N/A | #N/A | #N/A | #N/A
TRUE | VIC | TSTS | Templestowe (Jemena) 66 kV | Jemena | Shoulder | Coincident_unreconciled | 2031 | POE90 | 8.2931 | NA | VIC Templestowe (Jemena) 66 kV |  |  | FALSE | #N/A | #N/A | #N/A | #N/A | #N/A | #N/A | #N/A | #N/A | #N/A | #N/A
TRUE | VIC | TSTS | Templestowe (Jemena) 66 kV | Jemena | Shoulder | Non-coincident | 2031 | POE50 | 9.0203 | NA | VIC Templestowe (Jemena) 66 kV |  |  | FALSE | #N/A | #N/A | #N/A | #N/A | #N/A | #N/A | #N/A | #N/A | #N/A | #N/A
TRUE | VIC | TSTS | Templestowe (Jemena) 66 kV | Jemena | Shoulder | Non-coincident | 2031 | POE90 | 7.9776 | NA | VIC Templestowe (Jemena) 66 kV |  |  | FALSE | #N/A | #N/A | #N/A | #N/A | #N/A | #N/A | #N/A | #N/A | #N/A | #N/A
TRUE | VIC | TSTS | Templestowe (Jemena) 66 kV | Jemena | Shoulder | Coincident_unreconciled | 2032 | POE50 | 8.9172 | NA | VIC Templestowe (Jemena) 66 kV |  |  | FALSE | #N/A | #N/A | #N/A | #N/A | #N/A | #N/A | #N/A | #N/A | #N/A | #N/A
TRUE | VIC | TSTS | Templestowe (Jemena) 66 kV | Jemena | Shoulder | Coincident_unreconciled | 2032 | POE90 | 7.8291 | NA | VIC Templestowe (Jemena) 66 kV |  |  | FALSE | #N/A | #N/A | #N/A | #N/A | #N/A | #N/A | #N/A | #N/A | #N/A | #N/A
TRUE | VIC | TSTS | Templestowe (Jemena) 66 kV | Jemena | Shoulder | Non-coincident | 2032 | POE50 | 8.578 | NA | VIC Templestowe (Jemena) 66 kV |  |  | FALSE | #N/A | #N/A | #N/A | #N/A | #N/A | #N/A | #N/A | #N/A | #N/A | #N/A
TRUE | VIC | TSTS | Templestowe (Jemena) 66 kV | Jemena | Shoulder | Non-coincident | 2032 | POE90 | 7.5313 | NA | VIC Templestowe (Jemena) 66 kV |  |  | FALSE | #N/A | #N/A | #N/A | #N/A | #N/A | #N/A | #N/A | #N/A | #N/A | #N/A
TRUE | VIC | TSTS | Templestowe (Jemena) 66 kV | Jemena | Shoulder | Coincident_unreconciled | 2033 | POE50 | 8.5945 | NA | VIC Templestowe (Jemena) 66 kV |  |  | FALSE | #N/A | #N/A | #N/A | #N/A | #N/A | #N/A | #N/A | #N/A | #N/A | #N/A
TRUE | VIC | TSTS | Templestowe (Jemena) 66 kV | Jemena | Shoulder | Coincident_unreconciled | 2033 | POE90 | 7.5022 | NA | VIC Templestowe (Jemena) 66 kV |  |  | FALSE | #N/A | #N/A | #N/A | #N/A | #N/A | #N/A | #N/A | #N/A | #N/A | #N/A
TRUE | VIC | TSTS | Templestowe (Jemena) 66 kV | Jemena | Shoulder | Non-coincident | 2033 | POE50 | 8.2676 | NA | VIC Templestowe (Jemena) 66 kV |  |  | FALSE | #N/A | #N/A | #N/A | #N/A | #N/A | #N/A | #N/A | #N/A | #N/A | #N/A
TRUE | VIC | TSTS | Templestowe (Jemena) 66 kV | Jemena | Shoulder | Non-coincident | 2033 | POE90 | 7.2168 | NA | VIC Templestowe (Jemena) 66 kV |  |  | FALSE | #N/A | #N/A | #N/A | #N/A | #N/A | #N/A | #N/A | #N/A | #N/A | #N/A
TRUE | VIC | TSTS | Templestowe (Jemena) 66 kV | Jemena | Shoulder | Coincident_unreconciled | 2034 | POE50 | 8.2902 | NA | VIC Templestowe (Jemena) 66 kV |  |  | FALSE | #N/A | #N/A | #N/A | #N/A | #N/A | #N/A | #N/A | #N/A | #N/A | #N/A
TRUE | VIC | TSTS | Templestowe (Jemena) 66 kV | Jemena | Shoulder | Coincident_unreconciled | 2034 | POE90 | 7.1936 | NA | VIC Templestowe (Jemena) 66 kV |  |  | FALSE | #N/A | #N/A | #N/A | #N/A | #N/A | #N/A | #N/A | #N/A | #N/A | #N/A
TRUE | VIC | TSTS | Templestowe (Jemena) 66 kV | Jemena | Shoulder | Non-coincident | 2034 | POE50 | 7.9748 | NA | VIC Templestowe (Jemena) 66 kV |  |  | FALSE | #N/A | #N/A | #N/A | #N/A | #N/A | #N/A | #N/A | #N/A | #N/A | #N/A
TRUE | VIC | TSTS | Templestowe (Jemena) 66 kV | Jemena | Shoulder | Non-coincident | 2034 | POE90 | 6.9199 | NA | VIC Templestowe (Jemena) 66 kV |  |  | FALSE | #N/A | #N/A | #N/A | #N/A | #N/A | #N/A | #N/A | #N/A | #N/A | #N/A
TRUE | VIC | TSTS | Templestowe (Jemena) 66 kV | Jemena | Shoulder | Coincident_unreconciled | 2035 | POE50 | 7.9452 | NA | VIC Templestowe (Jemena) 66 kV |  |  | FALSE | #N/A | #N/A | #N/A | #N/A | #N/A | #N/A | #N/A | #N/A | #N/A | #N/A
TRUE | VIC | TSTS | Templestowe (Jemena) 66 kV | Jemena | Shoulder | Coincident_unreconciled | 2035 | POE90 | 6.8443 | NA | VIC Templestowe (Jemena) 66 kV |  |  | FALSE | #N/A | #N/A | #N/A | #N/A | #N/A | #N/A | #N/A | #N/A | #N/A | #N/A
TRUE | VIC | TSTS | Templestowe (Jemena) 66 kV | Jemena | Shoulder | Non-coincident | 2035 | POE50 | 7.6429 | NA | VIC Templestowe (Jemena) 66 kV |  |  | FALSE | #N/A | #N/A | #N/A | #N/A | #N/A | #N/A | #N/A | #N/A | #N/A | #N/A
TRUE | VIC | TSTS | Templestowe (Jemena) 66 kV | Jemena | Shoulder | Non-coincident | 2035 | POE90 | 6.5839 | NA | VIC Templestowe (Jemena) 66 kV |  |  | FALSE | #N/A | #N/A | #N/A | #N/A | #N/A | #N/A | #N/A | #N/A | #N/A | #N/A
TRUE | VIC | TSTS | Templestowe (Jemena) 66 kV | Jemena | Summer | Coincident | 2019 | ACTUAL_OPG | 17.2377 | 82.7377 | VIC Templestowe (Jemena) 66 kV |  |  | FALSE | #N/A | #N/A | #N/A | #N/A | #N/A | #N/A | #N/A | #N/A | #N/A | #N/A
TRUE | VIC | TSTS | Templestowe (Jemena) 66 kV | Jemena | Summer | Coincident | 2019 | ACTUAL_RAW | 17.2377 | 82.7377 | VIC Templestowe (Jemena) 66 kV |  |  | FALSE | #N/A | #N/A | #N/A | #N/A | #N/A | #N/A | #N/A | #N/A | #N/A | #N/A
TRUE | VIC | TSTS | Templestowe (Jemena) 66 kV | Jemena | Summer | Non-coincident | 2019 | ACTUAL_RAW | 16.8425 | 83.5147 | VIC Templestowe (Jemena) 66 kV |  |  | FALSE | #N/A | #N/A | #N/A | #N/A | #N/A | #N/A | #N/A | #N/A | #N/A | #N/A
TRUE | VIC | TSTS | Templestowe (Jemena) 66 kV | Jemena | Summer | Non-coincident | 2019 | ACTUAL_OPG | 16.8425 | 83.5147 | VIC Templestowe (Jemena) 66 kV |  |  | FALSE | #N/A | #N/A | #N/A | #N/A | #N/A | #N/A | #N/A | #N/A | #N/A | #N/A
TRUE | VIC | TSTS | Templestowe (Jemena) 66 kV | Jemena | Summer | Non-coincident | 2019 | ACTUAL_ADJUSTEDOPG | 16.8425 | 83.5147 | VIC Templestowe (Jemena) 66 kV |  |  | FALSE | #N/A | #N/A | #N/A | #N/A | #N/A | #N/A | #N/A | #N/A | #N/A | #N/A
TRUE | VIC | TSTS | Templestowe (Jemena) 66 kV | Jemena | Summer | Coincident | 2020 | ACTUAL_OPG | 19.4676 | 93.3739 | VIC Templestowe (Jemena) 66 kV |  |  | FALSE | #N/A | #N/A | #N/A | #N/A | #N/A | #N/A | #N/A | #N/A | #N/A | #N/A
TRUE | VIC | TSTS | Templestowe (Jemena) 66 kV | Jemena | Summer | Coincident | 2020 | ACTUAL_RAW | 19.4676 | 93.3739 | VIC Templestowe (Jemena) 66 kV |  |  | FALSE | #N/A | #N/A | #N/A | #N/A | #N/A | #N/A | #N/A | #N/A | #N/A | #N/A
TRUE | VIC | TSTS | Templestowe (Jemena) 66 kV | Jemena | Summer | Non-coincident | 2020 | ACTUAL_RAW | 12.9867 | 93.3739 | VIC Templestowe (Jemena) 66 kV |  |  | FALSE | #N/A | #N/A | #N/A | #N/A | #N/A | #N/A | #N/A | #N/A | #N/A | #N/A
TRUE | VIC | TSTS | Templestowe (Jemena) 66 kV | Jemena | Summer | Non-coincident | 2020 | ACTUAL_OPG | 12.9867 | 93.3739 | VIC Templestowe (Jemena) 66 kV |  |  | FALSE | #N/A | #N/A | #N/A | #N/A | #N/A | #N/A | #N/A | #N/A | #N/A | #N/A
TRUE | VIC | TSTS | Templestowe (Jemena) 66 kV | Jemena | Summer | Non-coincident | 2020 | ACTUAL_ADJUSTEDOPG | 12.9867 | 93.3739 | VIC Templestowe (Jemena) 66 kV |  |  | FALSE | #N/A | #N/A | #N/A | #N/A | #N/A | #N/A | #N/A | #N/A | #N/A | #N/A
TRUE | VIC | TSTS | Templestowe (Jemena) 66 kV | Jemena | Summer | Coincident | 2021 | ACTUAL_OPG | 16.9461 | 67.1575 | VIC Templestowe (Jemena) 66 kV |  |  | FALSE | #N/A | #N/A | #N/A | #N/A | #N/A | #N/A | #N/A | #N/A | #N/A | #N/A
TRUE | VIC | TSTS | Templestowe (Jemena) 66 kV | Jemena | Summer | Coincident | 2021 | ACTUAL_RAW | 16.9461 | 67.1575 | VIC Templestowe (Jemena) 66 kV |  |  | FALSE | #N/A | #N/A | #N/A | #N/A | #N/A | #N/A | #N/A | #N/A | #N/A | #N/A
TRUE | VIC | TSTS | Templestowe (Jemena) 66 kV | Jemena | Summer | Non-coincident | 2021 | ACTUAL_RAW | 10.0618 | 101.4213 | VIC Templestowe (Jemena) 66 kV |  |  | FALSE | #N/A | #N/A | #N/A | #N/A | #N/A | #N/A | #N/A | #N/A | #N/A | #N/A
TRUE | VIC | TSTS | Templestowe (Jemena) 66 kV | Jemena | Summer | Non-coincident | 2021 | ACTUAL_OPG | 10.0618 | 101.4213 | VIC Templestowe (Jemena) 66 kV |  |  | FALSE | #N/A | #N/A | #N/A | #N/A | #N/A | #N/A | #N/A | #N/A | #N/A | #N/A
TRUE | VIC | TSTS | Templestowe (Jemena) 66 kV | Jemena | Summer | Non-coincident | 2021 | ACTUAL_ADJUSTEDOPG | 10.0618 | 101.4213 | VIC Templestowe (Jemena) 66 kV |  |  | FALSE | #N/A | #N/A | #N/A | #N/A | #N/A | #N/A | #N/A | #N/A | #N/A | #N/A
TRUE | VIC | TSTS | Templestowe (Jemena) 66 kV | Jemena | Summer | Coincident | 2022 | ACTUAL_OPG | 16.8578 | 75.07 | VIC Templestowe (Jemena) 66 kV |  |  | FALSE | #N/A | #N/A | #N/A | #N/A | #N/A | #N/A | #N/A | #N/A | #N/A | #N/A
TRUE | VIC | TSTS | Templestowe (Jemena) 66 kV | Jemena | Summer | Coincident | 2022 | ACTUAL_RAW | 16.8578 | 75.07 | VIC Templestowe (Jemena) 66 kV |  |  | FALSE | #N/A | #N/A | #N/A | #N/A | #N/A | #N/A | #N/A | #N/A | #N/A | #N/A
TRUE | VIC | TSTS | Templestowe (Jemena) 66 kV | Jemena | Summer | Non-coincident | 2022 | ACTUAL_RAW | 15.059 | 79.1342 | VIC Templestowe (Jemena) 66 kV |  |  | FALSE | #N/A | #N/A | #N/A | #N/A | #N/A | #N/A | #N/A | #N/A | #N/A | #N/A
TRUE | VIC | TSTS | Templestowe (Jemena) 66 kV | Jemena | Summer | Non-coincident | 2022 | ACTUAL_OPG | 15.059 | 79.1342 | VIC Templestowe (Jemena) 66 kV |  |  | FALSE | #N/A | #N/A | #N/A | #N/A | #N/A | #N/A | #N/A | #N/A | #N/A | #N/A
TRUE | VIC | TSTS | Templestowe (Jemena) 66 kV | Jemena | Summer | Non-coincident | 2022 | ACTUAL_ADJUSTEDOPG | 15.059 | 79.1342 | VIC Templestowe (Jemena) 66 kV |  |  | FALSE | #N/A | #N/A | #N/A | #N/A | #N/A | #N/A | #N/A | #N/A | #N/A | #N/A
TRUE | VIC | TSTS | Templestowe (Jemena) 66 kV | Jemena | Summer | Coincident | 2023 | ACTUAL_OPG | 9.3464 | 44.4121 | VIC Templestowe (Jemena) 66 kV |  |  | FALSE | #N/A | #N/A | #N/A | #N/A | #N/A | #N/A | #N/A | #N/A | #N/A | #N/A
TRUE | VIC | TSTS | Templestowe (Jemena) 66 kV | Jemena | Summer | Coincident | 2023 | ACTUAL_RAW | 9.3464 | 44.4121 | VIC Templestowe (Jemena) 66 kV |  |  | FALSE | #N/A | #N/A | #N/A | #N/A | #N/A | #N/A | #N/A | #N/A | #N/A | #N/A
TRUE | VIC | TSTS | Templestowe (Jemena) 66 kV | Jemena | Summer | Non-coincident | 2023 | ACTUAL_RAW | 9.2026 | 47.5557 | VIC Templestowe (Jemena) 66 kV |  |  | FALSE | #N/A | #N/A | #N/A | #N/A | #N/A | #N/A | #N/A | #N/A | #N/A | #N/A
TRUE | VIC | TSTS | Templestowe (Jemena) 66 kV | Jemena | Summer | Non-coincident | 2023 | ACTUAL_OPG | 9.2026 | 47.5557 | VIC Templestowe (Jemena) 66 kV |  |  | FALSE | #N/A | #N/A | #N/A | #N/A | #N/A | #N/A | #N/A | #N/A | #N/A | #N/A
TRUE | VIC | TSTS | Templestowe (Jemena) 66 kV | Jemena | Summer | Non-coincident | 2023 | ACTUAL_ADJUSTEDOPG | 9.2026 | 47.5557 | VIC Templestowe (Jemena) 66 kV |  |  | FALSE | #N/A | #N/A | #N/A | #N/A | #N/A | #N/A | #N/A | #N/A | #N/A | #N/A
TRUE | VIC | TSTS | Templestowe (Jemena) 66 kV | Jemena | Summer | Coincident | 2024 | ACTUAL_OPG | 6.2469 | 50.3478 | VIC Templestowe (Jemena) 66 kV |  |  | FALSE | #N/A | #N/A | #N/A | #N/A | #N/A | #N/A | #N/A | #N/A | #N/A | #N/A
TRUE | VIC | TSTS | Templestowe (Jemena) 66 kV | Jemena | Summer | Coincident | 2024 | ACTUAL_RAW | 6.2469 | 50.3478 | VIC Templestowe (Jemena) 66 kV |  |  | FALSE | #N/A | #N/A | #N/A | #N/A | #N/A | #N/A | #N/A | #N/A | #N/A | #N/A
TRUE | VIC | TSTS | Templestowe (Jemena) 66 kV | Jemena | Summer | Non-coincident | 2024 | ACTUAL_RAW | 6.1426 | 50.3478 | VIC Templestowe (Jemena) 66 kV |  |  | FALSE | #N/A | #N/A | #N/A | #N/A | #N/A | #N/A | #N/A | #N/A | #N/A | #N/A
TRUE | VIC | TSTS | Templestowe (Jemena) 66 kV | Jemena | Summer | Non-coincident | 2024 | ACTUAL_OPG | 6.1426 | 50.3478 | VIC Templestowe (Jemena) 66 kV |  |  | FALSE | #N/A | #N/A | #N/A | #N/A | #N/A | #N/A | #N/A | #N/A | #N/A | #N/A
TRUE | VIC | TSTS | Templestowe (Jemena) 66 kV | Jemena | Summer | Non-coincident | 2024 | ACTUAL_ADJUSTEDOPG | 6.1426 | 50.3478 | VIC Templestowe (Jemena) 66 kV |  |  | FALSE | #N/A | #N/A | #N/A | #N/A | #N/A | #N/A | #N/A | #N/A | #N/A | #N/A
TRUE | VIC | TSTS | Templestowe (Jemena) 66 kV | Jemena | Summer | Coincident | 2025 | ACTUAL_OPG | 5.4537 | 48.3133 | VIC Templestowe (Jemena) 66 kV |  |  | FALSE | #N/A | #N/A | #N/A | #N/A | #N/A | #N/A | #N/A | #N/A | #N/A | #N/A
TRUE | VIC | TSTS | Templestowe (Jemena) 66 kV | Jemena | Summer | Coincident | 2025 | ACTUAL_RAW | 5.4537 | 48.3133 | VIC Templestowe (Jemena) 66 kV |  |  | FALSE | #N/A | #N/A | #N/A | #N/A | #N/A | #N/A | #N/A | #N/A | #N/A | #N/A
TRUE | VIC | TSTS | Templestowe (Jemena) 66 kV | Jemena | Summer | Non-coincident | 2025 | ACTUAL_RAW | 5.3601 | 52.4739 | VIC Templestowe (Jemena) 66 kV |  |  | FALSE | #N/A | #N/A | #N/A | #N/A | #N/A | #N/A | #N/A | #N/A | #N/A | #N/A
TRUE | VIC | TSTS | Templestowe (Jemena) 66 kV | Jemena | Summer | Non-coincident | 2025 | ACTUAL_OPG | 5.3601 | 52.4739 | VIC Templestowe (Jemena) 66 kV |  |  | FALSE | #N/A | #N/A | #N/A | #N/A | #N/A | #N/A | #N/A | #N/A | #N/A | #N/A
TRUE | VIC | TSTS | Templestowe (Jemena) 66 kV | Jemena | Summer | Non-coincident | 2025 | ACTUAL_ADJUSTEDOPG | 5.3601 | 52.4739 | VIC Templestowe (Jemena) 66 kV |  |  | FALSE | #N/A | #N/A | #N/A | #N/A | #N/A | #N/A | #N/A | #N/A | #N/A | #N/A
TRUE | VIC | TSTS | Templestowe (Jemena) 66 kV | Jemena | Summer | Non-coincident | 2025 | BASEYEARPOE90 | 4.092 | NA | VIC Templestowe (Jemena) 66 kV |  |  | FALSE | #N/A | #N/A | #N/A | #N/A | #N/A | #N/A | #N/A | #N/A | #N/A | #N/A
TRUE | VIC | TSTS | Templestowe (Jemena) 66 kV | Jemena | Summer | Non-coincident | 2025 | BASEYEARPOE50 | 5.3635 | 75.0333 | VIC Templestowe (Jemena) 66 kV |  |  | FALSE | #N/A | #N/A | #N/A | #N/A | #N/A | #N/A | #N/A | #N/A | #N/A | #N/A
TRUE | VIC | TSTS | Templestowe (Jemena) 66 kV | Jemena | Summer | Coincident_unreconciled | 2026 | POE50 | 5.3913 | NA | VIC Templestowe (Jemena) 66 kV |  |  | FALSE | #N/A | #N/A | #N/A | #N/A | #N/A | #N/A | #N/A | #N/A | #N/A | #N/A
TRUE | VIC | TSTS | Templestowe (Jemena) 66 kV | Jemena | Summer | Coincident_unreconciled | 2026 | POE90 | 4.4112 | NA | VIC Templestowe (Jemena) 66 kV |  |  | FALSE | #N/A | #N/A | #N/A | #N/A | #N/A | #N/A | #N/A | #N/A | #N/A | #N/A
TRUE | VIC | TSTS | Templestowe (Jemena) 66 kV | Jemena | Summer | Non-coincident | 2026 | POE50 | 4.8401 | 76.5098 | VIC Templestowe (Jemena) 66 kV |  |  | FALSE | #N/A | #N/A | #N/A | #N/A | #N/A | #N/A | #N/A | #N/A | #N/A | #N/A
TRUE | VIC | TSTS | Templestowe (Jemena) 66 kV | Jemena | Summer | Non-coincident | 2026 | POE90 | 3.4863 | NA | VIC Templestowe (Jemena) 66 kV |  |  | FALSE | #N/A | #N/A | #N/A | #N/A | #N/A | #N/A | #N/A | #N/A | #N/A | #N/A
TRUE | VIC | TSTS | Templestowe (Jemena) 66 kV | Jemena | Summer | Coincident_unreconciled | 2027 | POE50 | 4.6599 | NA | VIC Templestowe (Jemena) 66 kV |  |  | FALSE | #N/A | #N/A | #N/A | #N/A | #N/A | #N/A | #N/A | #N/A | #N/A | #N/A
TRUE | VIC | TSTS | Templestowe (Jemena) 66 kV | Jemena | Summer | Coincident_unreconciled | 2027 | POE90 | 3.6764 | NA | VIC Templestowe (Jemena) 66 kV |  |  | FALSE | #N/A | #N/A | #N/A | #N/A | #N/A | #N/A | #N/A | #N/A | #N/A | #N/A
TRUE | VIC | TSTS | Templestowe (Jemena) 66 kV | Jemena | Summer | Non-coincident | 2027 | POE50 | 4.2125 | 76.979 | VIC Templestowe (Jemena) 66 kV |  |  | FALSE | #N/A | #N/A | #N/A | #N/A | #N/A | #N/A | #N/A | #N/A | #N/A | #N/A
TRUE | VIC | TSTS | Templestowe (Jemena) 66 kV | Jemena | Summer | Non-coincident | 2027 | POE90 | 2.854 | NA | VIC Templestowe (Jemena) 66 kV |  |  | FALSE | #N/A | #N/A | #N/A | #N/A | #N/A | #N/A | #N/A | #N/A | #N/A | #N/A
TRUE | VIC | TSTS | Templestowe (Jemena) 66 kV | Jemena | Summer | Coincident_unreconciled | 2028 | POE50 | 3.9206 | NA | VIC Templestowe (Jemena) 66 kV |  |  | FALSE | #N/A | #N/A | #N/A | #N/A | #N/A | #N/A | #N/A | #N/A | #N/A | #N/A
TRUE | VIC | TSTS | Templestowe (Jemena) 66 kV | Jemena | Summer | Coincident_unreconciled | 2028 | POE90 | 2.9332 | NA | VIC Templestowe (Jemena) 66 kV |  |  | FALSE | #N/A | #N/A | #N/A | #N/A | #N/A | #N/A | #N/A | #N/A | #N/A | #N/A
TRUE | VIC | TSTS | Templestowe (Jemena) 66 kV | Jemena | Summer | Non-coincident | 2028 | POE50 | 3.5813 | 77.1652 | VIC Templestowe (Jemena) 66 kV |  |  | FALSE | #N/A | #N/A | #N/A | #N/A | #N/A | #N/A | #N/A | #N/A | #N/A | #N/A
TRUE | VIC | TSTS | Templestowe (Jemena) 66 kV | Jemena | Summer | Non-coincident | 2028 | POE90 | 2.2174 | NA | VIC Templestowe (Jemena) 66 kV |  |  | FALSE | #N/A | #N/A | #N/A | #N/A | #N/A | #N/A | #N/A | #N/A | #N/A | #N/A
TRUE | VIC | TSTS | Templestowe (Jemena) 66 kV | Jemena | Summer | Coincident_unreconciled | 2029 | POE50 | 3.2448 | NA | VIC Templestowe (Jemena) 66 kV |  |  | FALSE | #N/A | #N/A | #N/A | #N/A | #N/A | #N/A | #N/A | #N/A | #N/A | #N/A
TRUE | VIC | TSTS | Templestowe (Jemena) 66 kV | Jemena | Summer | Coincident_unreconciled | 2029 | POE90 | 2.2535 | NA | VIC Templestowe (Jemena) 66 kV |  |  | FALSE | #N/A | #N/A | #N/A | #N/A | #N/A | #N/A | #N/A | #N/A | #N/A | #N/A
TRUE | VIC | TSTS | Templestowe (Jemena) 66 kV | Jemena | Summer | Non-coincident | 2029 | POE50 | 3.0078 | 77.3754 | VIC Templestowe (Jemena) 66 kV |  |  | FALSE | #N/A | #N/A | #N/A | #N/A | #N/A | #N/A | #N/A | #N/A | #N/A | #N/A
TRUE | VIC | TSTS | Templestowe (Jemena) 66 kV | Jemena | Summer | Non-coincident | 2029 | POE90 | 1.6385 | NA | VIC Templestowe (Jemena) 66 kV |  |  | FALSE | #N/A | #N/A | #N/A | #N/A | #N/A | #N/A | #N/A | #N/A | #N/A | #N/A
TRUE | VIC | TSTS | Templestowe (Jemena) 66 kV | Jemena | Summer | Coincident_unreconciled | 2030 | POE50 | 2.5973 | NA | VIC Templestowe (Jemena) 66 kV |  |  | FALSE | #N/A | #N/A | #N/A | #N/A | #N/A | #N/A | #N/A | #N/A | #N/A | #N/A
TRUE | VIC | TSTS | Templestowe (Jemena) 66 kV | Jemena | Summer | Coincident_unreconciled | 2030 | POE90 | 1.6022 | NA | VIC Templestowe (Jemena) 66 kV |  |  | FALSE | #N/A | #N/A | #N/A | #N/A | #N/A | #N/A | #N/A | #N/A | #N/A | #N/A
TRUE | VIC | TSTS | Templestowe (Jemena) 66 kV | Jemena | Summer | Non-coincident | 2030 | POE50 | 2.4641 | 77.6077 | VIC Templestowe (Jemena) 66 kV |  |  | FALSE | #N/A | #N/A | #N/A | #N/A | #N/A | #N/A | #N/A | #N/A | #N/A | #N/A
TRUE | VIC | TSTS | Templestowe (Jemena) 66 kV | Jemena | Summer | Non-coincident | 2030 | POE90 | 1.0896 | NA | VIC Templestowe (Jemena) 66 kV |  |  | FALSE | #N/A | #N/A | #N/A | #N/A | #N/A | #N/A | #N/A | #N/A | #N/A | #N/A
TRUE | VIC | TSTS | Templestowe (Jemena) 66 kV | Jemena | Summer | Coincident_unreconciled | 2031 | POE50 | 1.9455 | NA | VIC Templestowe (Jemena) 66 kV |  |  | FALSE | #N/A | #N/A | #N/A | #N/A | #N/A | #N/A | #N/A | #N/A | #N/A | #N/A
TRUE | VIC | TSTS | Templestowe (Jemena) 66 kV | Jemena | Summer | Coincident_unreconciled | 2031 | POE90 | 0.94656 | NA | VIC Templestowe (Jemena) 66 kV |  |  | FALSE | #N/A | #N/A | #N/A | #N/A | #N/A | #N/A | #N/A | #N/A | #N/A | #N/A
TRUE | VIC | TSTS | Templestowe (Jemena) 66 kV | Jemena | Summer | Non-coincident | 2031 | POE50 | 1.9126 | 77.8465 | VIC Templestowe (Jemena) 66 kV |  |  | FALSE | #N/A | #N/A | #N/A | #N/A | #N/A | #N/A | #N/A | #N/A | #N/A | #N/A
TRUE | VIC | TSTS | Templestowe (Jemena) 66 kV | Jemena | Summer | Non-coincident | 2031 | POE90 | 0.54064 | NA | VIC Templestowe (Jemena) 66 kV |  |  | FALSE | #N/A | #N/A | #N/A | #N/A | #N/A | #N/A | #N/A | #N/A | #N/A | #N/A
TRUE | VIC | TSTS | Templestowe (Jemena) 66 kV | Jemena | Summer | Coincident_unreconciled | 2032 | POE50 | 1.467 | NA | VIC Templestowe (Jemena) 66 kV |  |  | FALSE | #N/A | #N/A | #N/A | #N/A | #N/A | #N/A | #N/A | #N/A | #N/A | #N/A
TRUE | VIC | TSTS | Templestowe (Jemena) 66 kV | Jemena | Summer | Coincident_unreconciled | 2032 | POE90 | 0.46422 | NA | VIC Templestowe (Jemena) 66 kV |  |  | FALSE | #N/A | #N/A | #N/A | #N/A | #N/A | #N/A | #N/A | #N/A | #N/A | #N/A
TRUE | VIC | TSTS | Templestowe (Jemena) 66 kV | Jemena | Summer | Non-coincident | 2032 | POE50 | 1.4422 | 78.1278 | VIC Templestowe (Jemena) 66 kV |  |  | FALSE | #N/A | #N/A | #N/A | #N/A | #N/A | #N/A | #N/A | #N/A | #N/A | #N/A
TRUE | VIC | TSTS | Templestowe (Jemena) 66 kV | Jemena | Summer | Non-coincident | 2032 | POE90 | 0.14446 | NA | VIC Templestowe (Jemena) 66 kV |  |  | FALSE | #N/A | #N/A | #N/A | #N/A | #N/A | #N/A | #N/A | #N/A | #N/A | #N/A
TRUE | VIC | TSTS | Templestowe (Jemena) 66 kV | Jemena | Summer | Coincident_unreconciled | 2033 | POE50 | 1.1246 | NA | VIC Templestowe (Jemena) 66 kV |  |  | FALSE | #N/A | #N/A | #N/A | #N/A | #N/A | #N/A | #N/A | #N/A | #N/A | #N/A
TRUE | VIC | TSTS | Templestowe (Jemena) 66 kV | Jemena | Summer | Coincident_unreconciled | 2033 | POE90 | 0.11789 | NA | VIC Templestowe (Jemena) 66 kV |  |  | FALSE | #N/A | #N/A | #N/A | #N/A | #N/A | #N/A | #N/A | #N/A | #N/A | #N/A
TRUE | VIC | TSTS | Templestowe (Jemena) 66 kV | Jemena | Summer | Non-coincident | 2033 | POE50 | 1.1056 | 78.4422 | VIC Templestowe (Jemena) 66 kV |  |  | FALSE | #N/A | #N/A | #N/A | #N/A | #N/A | #N/A | #N/A | #N/A | #N/A | #N/A
TRUE | VIC | TSTS | Templestowe (Jemena) 66 kV | Jemena | Summer | Non-coincident | 2033 | POE90 | -0.13193 | NA | VIC Templestowe (Jemena) 66 kV |  |  | FALSE | #N/A | #N/A | #N/A | #N/A | #N/A | #N/A | #N/A | #N/A | #N/A | #N/A
TRUE | VIC | TSTS | Templestowe (Jemena) 66 kV | Jemena | Summer | Coincident_unreconciled | 2034 | POE50 | 0.79905 | NA | VIC Templestowe (Jemena) 66 kV |  |  | FALSE | #N/A | #N/A | #N/A | #N/A | #N/A | #N/A | #N/A | #N/A | #N/A | #N/A
TRUE | VIC | TSTS | Templestowe (Jemena) 66 kV | Jemena | Summer | Coincident_unreconciled | 2034 | POE90 | -0.20445 | NA | VIC Templestowe (Jemena) 66 kV |  |  | FALSE | #N/A | #N/A | #N/A | #N/A | #N/A | #N/A | #N/A | #N/A | #N/A | #N/A
TRUE | VIC | TSTS | Templestowe (Jemena) 66 kV | Jemena | Summer | Non-coincident | 2034 | POE50 | 0.78552 | 78.7611 | VIC Templestowe (Jemena) 66 kV |  |  | FALSE | #N/A | #N/A | #N/A | #N/A | #N/A | #N/A | #N/A | #N/A | #N/A | #N/A
TRUE | VIC | TSTS | Templestowe (Jemena) 66 kV | Jemena | Summer | Non-coincident | 2034 | POE90 | -0.39241 | NA | VIC Templestowe (Jemena) 66 kV |  |  | FALSE | #N/A | #N/A | #N/A | #N/A | #N/A | #N/A | #N/A | #N/A | #N/A | #N/A
TRUE | VIC | TSTS | Templestowe (Jemena) 66 kV | Jemena | Summer | Coincident_unreconciled | 2035 | POE50 | 0.43339 | NA | VIC Templestowe (Jemena) 66 kV |  |  | FALSE | #N/A | #N/A | #N/A | #N/A | #N/A | #N/A | #N/A | #N/A | #N/A | #N/A
TRUE | VIC | TSTS | Templestowe (Jemena) 66 kV | Jemena | Summer | Coincident_unreconciled | 2035 | POE90 | -0.56152 | NA | VIC Templestowe (Jemena) 66 kV |  |  | FALSE | #N/A | #N/A | #N/A | #N/A | #N/A | #N/A | #N/A | #N/A | #N/A | #N/A
TRUE | VIC | TSTS | Templestowe (Jemena) 66 kV | Jemena | Summer | Non-coincident | 2035 | POE50 | 0.42606 | 79.0735 | VIC Templestowe (Jemena) 66 kV |  |  | FALSE | #N/A | #N/A | #N/A | #N/A | #N/A | #N/A | #N/A | #N/A | #N/A | #N/A
TRUE | VIC | TSTS | Templestowe (Jemena) 66 kV | Jemena | Summer | Non-coincident | 2035 | POE90 | -0.68613 | NA | VIC Templestowe (Jemena) 66 kV |  |  | FALSE | #N/A | #N/A | #N/A | #N/A | #N/A | #N/A | #N/A | #N/A | #N/A | #N/A
TRUE | VIC | TSTS | Templestowe (Jemena) 66 kV | Jemena | Summer | Non-coincident | 2025 | BASEYEARPOE10 | NA | 86.295 | VIC Templestowe (Jemena) 66 kV |  |  | FALSE | #N/A | #N/A | #N/A | #N/A | #N/A | #N/A | #N/A | #N/A | #N/A | #N/A
TRUE | VIC | TSTS | Templestowe (Jemena) 66 kV | Jemena | Summer | Coincident | 2026 | POE10 | NA | 79.0354 | VIC Templestowe (Jemena) 66 kV |  |  | FALSE | #N/A | #N/A | #N/A | #N/A | #N/A | #N/A | #N/A | #N/A | #N/A | #N/A
TRUE | VIC | TSTS | Templestowe (Jemena) 66 kV | Jemena | Summer | Coincident | 2026 | POE50 | NA | 70.3618 | VIC Templestowe (Jemena) 66 kV |  |  | FALSE | #N/A | #N/A | #N/A | #N/A | #N/A | #N/A | #N/A | #N/A | #N/A | #N/A
TRUE | VIC | TSTS | Templestowe (Jemena) 66 kV | Jemena | Summer | Non-coincident | 2026 | POE10 | NA | 88.5844 | VIC Templestowe (Jemena) 66 kV |  |  | FALSE | #N/A | #N/A | #N/A | #N/A | #N/A | #N/A | #N/A | #N/A | #N/A | #N/A
TRUE | VIC | TSTS | Templestowe (Jemena) 66 kV | Jemena | Summer | Coincident | 2027 | POE10 | NA | 77.3983 | VIC Templestowe (Jemena) 66 kV |  |  | FALSE | #N/A | #N/A | #N/A | #N/A | #N/A | #N/A | #N/A | #N/A | #N/A | #N/A
TRUE | VIC | TSTS | Templestowe (Jemena) 66 kV | Jemena | Summer | Coincident | 2027 | POE50 | NA | 68.4629 | VIC Templestowe (Jemena) 66 kV |  |  | FALSE | #N/A | #N/A | #N/A | #N/A | #N/A | #N/A | #N/A | #N/A | #N/A | #N/A
TRUE | VIC | TSTS | Templestowe (Jemena) 66 kV | Jemena | Summer | Non-coincident | 2027 | POE10 | NA | 89.0956 | VIC Templestowe (Jemena) 66 kV |  |  | FALSE | #N/A | #N/A | #N/A | #N/A | #N/A | #N/A | #N/A | #N/A | #N/A | #N/A
TRUE | VIC | TSTS | Templestowe (Jemena) 66 kV | Jemena | Summer | Coincident | 2028 | POE10 | NA | 75.7386 | VIC Templestowe (Jemena) 66 kV |  |  | FALSE | #N/A | #N/A | #N/A | #N/A | #N/A | #N/A | #N/A | #N/A | #N/A | #N/A
TRUE | VIC | TSTS | Templestowe (Jemena) 66 kV | Jemena | Summer | Coincident | 2028 | POE50 | NA | 66.4803 | VIC Templestowe (Jemena) 66 kV |  |  | FALSE | #N/A | #N/A | #N/A | #N/A | #N/A | #N/A | #N/A | #N/A | #N/A | #N/A
TRUE | VIC | TSTS | Templestowe (Jemena) 66 kV | Jemena | Summer | Non-coincident | 2028 | POE10 | NA | 89.3292 | VIC Templestowe (Jemena) 66 kV |  |  | FALSE | #N/A | #N/A | #N/A | #N/A | #N/A | #N/A | #N/A | #N/A | #N/A | #N/A
TRUE | VIC | TSTS | Templestowe (Jemena) 66 kV | Jemena | Summer | Coincident | 2029 | POE10 | NA | 74.6018 | VIC Templestowe (Jemena) 66 kV |  |  | FALSE | #N/A | #N/A | #N/A | #N/A | #N/A | #N/A | #N/A | #N/A | #N/A | #N/A
TRUE | VIC | TSTS | Templestowe (Jemena) 66 kV | Jemena | Summer | Coincident | 2029 | POE50 | NA | 65.5131 | VIC Templestowe (Jemena) 66 kV |  |  | FALSE | #N/A | #N/A | #N/A | #N/A | #N/A | #N/A | #N/A | #N/A | #N/A | #N/A
TRUE | VIC | TSTS | Templestowe (Jemena) 66 kV | Jemena | Summer | Non-coincident | 2029 | POE10 | NA | 89.5869 | VIC Templestowe (Jemena) 66 kV |  |  | FALSE | #N/A | #N/A | #N/A | #N/A | #N/A | #N/A | #N/A | #N/A | #N/A | #N/A
TRUE | VIC | TSTS | Templestowe (Jemena) 66 kV | Jemena | Summer | Coincident | 2030 | POE10 | NA | 73.7341 | VIC Templestowe (Jemena) 66 kV |  |  | FALSE | #N/A | #N/A | #N/A | #N/A | #N/A | #N/A | #N/A | #N/A | #N/A | #N/A
TRUE | VIC | TSTS | Templestowe (Jemena) 66 kV | Jemena | Summer | Coincident | 2030 | POE50 | NA | 64.5418 | VIC Templestowe (Jemena) 66 kV |  |  | FALSE | #N/A | #N/A | #N/A | #N/A | #N/A | #N/A | #N/A | #N/A | #N/A | #N/A
TRUE | VIC | TSTS | Templestowe (Jemena) 66 kV | Jemena | Summer | Non-coincident | 2030 | POE10 | NA | 89.8667 | VIC Templestowe (Jemena) 66 kV |  |  | FALSE | #N/A | #N/A | #N/A | #N/A | #N/A | #N/A | #N/A | #N/A | #N/A | #N/A
TRUE | VIC | TSTS | Templestowe (Jemena) 66 kV | Jemena | Summer | Coincident | 2031 | POE10 | NA | 72.0926 | VIC Templestowe (Jemena) 66 kV |  |  | FALSE | #N/A | #N/A | #N/A | #N/A | #N/A | #N/A | #N/A | #N/A | #N/A | #N/A
TRUE | VIC | TSTS | Templestowe (Jemena) 66 kV | Jemena | Summer | Coincident | 2031 | POE50 | NA | 63.4039 | VIC Templestowe (Jemena) 66 kV |  |  | FALSE | #N/A | #N/A | #N/A | #N/A | #N/A | #N/A | #N/A | #N/A | #N/A | #N/A
TRUE | VIC | TSTS | Templestowe (Jemena) 66 kV | Jemena | Summer | Non-coincident | 2031 | POE10 | NA | 90.153 | VIC Templestowe (Jemena) 66 kV |  |  | FALSE | #N/A | #N/A | #N/A | #N/A | #N/A | #N/A | #N/A | #N/A | #N/A | #N/A
TRUE | VIC | TSTS | Templestowe (Jemena) 66 kV | Jemena | Summer | Coincident | 2032 | POE10 | NA | 70.1947 | VIC Templestowe (Jemena) 66 kV |  |  | FALSE | #N/A | #N/A | #N/A | #N/A | #N/A | #N/A | #N/A | #N/A | #N/A | #N/A
TRUE | VIC | TSTS | Templestowe (Jemena) 66 kV | Jemena | Summer | Coincident | 2032 | POE50 | NA | 61.6067 | VIC Templestowe (Jemena) 66 kV |  |  | FALSE | #N/A | #N/A | #N/A | #N/A | #N/A | #N/A | #N/A | #N/A | #N/A | #N/A
TRUE | VIC | TSTS | Templestowe (Jemena) 66 kV | Jemena | Summer | Non-coincident | 2032 | POE10 | NA | 90.4821 | VIC Templestowe (Jemena) 66 kV |  |  | FALSE | #N/A | #N/A | #N/A | #N/A | #N/A | #N/A | #N/A | #N/A | #N/A | #N/A
TRUE | VIC | TSTS | Templestowe (Jemena) 66 kV | Jemena | Summer | Coincident | 2033 | POE10 | NA | 68.8255 | VIC Templestowe (Jemena) 66 kV |  |  | FALSE | #N/A | #N/A | #N/A | #N/A | #N/A | #N/A | #N/A | #N/A | #N/A | #N/A
TRUE | VIC | TSTS | Templestowe (Jemena) 66 kV | Jemena | Summer | Coincident | 2033 | POE50 | NA | 59.8408 | VIC Templestowe (Jemena) 66 kV |  |  | FALSE | #N/A | #N/A | #N/A | #N/A | #N/A | #N/A | #N/A | #N/A | #N/A | #N/A
TRUE | VIC | TSTS | Templestowe (Jemena) 66 kV | Jemena | Summer | Non-coincident | 2033 | POE10 | NA | 90.8448 | VIC Templestowe (Jemena) 66 kV |  |  | FALSE | #N/A | #N/A | #N/A | #N/A | #N/A | #N/A | #N/A | #N/A | #N/A | #N/A
TRUE | VIC | TSTS | Templestowe (Jemena) 66 kV | Jemena | Summer | Coincident | 2034 | POE10 | NA | 68.3863 | VIC Templestowe (Jemena) 66 kV |  |  | FALSE | #N/A | #N/A | #N/A | #N/A | #N/A | #N/A | #N/A | #N/A | #N/A | #N/A
TRUE | VIC | TSTS | Templestowe (Jemena) 66 kV | Jemena | Summer | Coincident | 2034 | POE50 | NA | 59.5184 | VIC Templestowe (Jemena) 66 kV |  |  | FALSE | #N/A | #N/A | #N/A | #N/A | #N/A | #N/A | #N/A | #N/A | #N/A | #N/A
TRUE | VIC | TSTS | Templestowe (Jemena) 66 kV | Jemena | Summer | Non-coincident | 2034 | POE10 | NA | 91.212 | VIC Templestowe (Jemena) 66 kV |  |  | FALSE | #N/A | #N/A | #N/A | #N/A | #N/A | #N/A | #N/A | #N/A | #N/A | #N/A
TRUE | VIC | TSTS | Templestowe (Jemena) 66 kV | Jemena | Summer | Coincident | 2035 | POE10 | NA | 68.2343 | VIC Templestowe (Jemena) 66 kV |  |  | FALSE | #N/A | #N/A | #N/A | #N/A | #N/A | #N/A | #N/A | #N/A | #N/A | #N/A
TRUE | VIC | TSTS | Templestowe (Jemena) 66 kV | Jemena | Summer | Coincident | 2035 | POE50 | NA | 59.3924 | VIC Templestowe (Jemena) 66 kV |  |  | FALSE | #N/A | #N/A | #N/A | #N/A | #N/A | #N/A | #N/A | #N/A | #N/A | #N/A
TRUE | VIC | TSTS | Templestowe (Jemena) 66 kV | Jemena | Summer | Non-coincident | 2035 | POE10 | NA | 91.5727 | VIC Templestowe (Jemena) 66 kV |  |  | FALSE | #N/A | #N/A | #N/A | #N/A | #N/A | #N/A | #N/A | #N/A | #N/A | #N/A
TRUE | VIC | TSTS | Templestowe (Jemena) 66 kV | Jemena | Winter | Coincident | 2018 | ACTUAL_OPG | NA | 54.1711 | VIC Templestowe (Jemena) 66 kV |  |  | FALSE | #N/A | #N/A | #N/A | #N/A | #N/A | #N/A | #N/A | #N/A | #N/A | #N/A
TRUE | VIC | TSTS | Templestowe (Jemena) 66 kV | Jemena | Winter | Coincident | 2018 | ACTUAL_RAW | NA | 54.1711 | VIC Templestowe (Jemena) 66 kV |  |  | FALSE | #N/A | #N/A | #N/A | #N/A | #N/A | #N/A | #N/A | #N/A | #N/A | #N/A
TRUE | VIC | TSTS | Templestowe (Jemena) 66 kV | Jemena | Winter | Non-coincident | 2018 | ACTUAL_RAW | NA | 64.8902 | VIC Templestowe (Jemena) 66 kV |  |  | FALSE | #N/A | #N/A | #N/A | #N/A | #N/A | #N/A | #N/A | #N/A | #N/A | #N/A
TRUE | VIC | TSTS | Templestowe (Jemena) 66 kV | Jemena | Winter | Non-coincident | 2018 | ACTUAL_OPG | NA | 64.8902 | VIC Templestowe (Jemena) 66 kV |  |  | FALSE | #N/A | #N/A | #N/A | #N/A | #N/A | #N/A | #N/A | #N/A | #N/A | #N/A
TRUE | VIC | TSTS | Templestowe (Jemena) 66 kV | Jemena | Winter | Non-coincident | 2018 | ACTUAL_ADJUSTEDOPG | NA | 64.8902 | VIC Templestowe (Jemena) 66 kV |  |  | FALSE | #N/A | #N/A | #N/A | #N/A | #N/A | #N/A | #N/A | #N/A | #N/A | #N/A
TRUE | VIC | TSTS | Templestowe (Jemena) 66 kV | Jemena | Winter | Coincident | 2019 | ACTUAL_OPG | NA | 58.0858 | VIC Templestowe (Jemena) 66 kV |  |  | FALSE | #N/A | #N/A | #N/A | #N/A | #N/A | #N/A | #N/A | #N/A | #N/A | #N/A
TRUE | VIC | TSTS | Templestowe (Jemena) 66 kV | Jemena | Winter | Coincident | 2019 | ACTUAL_RAW | NA | 58.0858 | VIC Templestowe (Jemena) 66 kV |  |  | FALSE | #N/A | #N/A | #N/A | #N/A | #N/A | #N/A | #N/A | #N/A | #N/A | #N/A
TRUE | VIC | TSTS | Templestowe (Jemena) 66 kV | Jemena | Winter | Non-coincident | 2019 | ACTUAL_RAW | NA | 58.8083 | VIC Templestowe (Jemena) 66 kV |  |  | FALSE | #N/A | #N/A | #N/A | #N/A | #N/A | #N/A | #N/A | #N/A | #N/A | #N/A
TRUE | VIC | TSTS | Templestowe (Jemena) 66 kV | Jemena | Winter | Non-coincident | 2019 | ACTUAL_OPG | NA | 58.8083 | VIC Templestowe (Jemena) 66 kV |  |  | FALSE | #N/A | #N/A | #N/A | #N/A | #N/A | #N/A | #N/A | #N/A | #N/A | #N/A
TRUE | VIC | TSTS | Templestowe (Jemena) 66 kV | Jemena | Winter | Non-coincident | 2019 | ACTUAL_ADJUSTEDOPG | NA | 58.8083 | VIC Templestowe (Jemena) 66 kV |  |  | FALSE | #N/A | #N/A | #N/A | #N/A | #N/A | #N/A | #N/A | #N/A | #N/A | #N/A
TRUE | VIC | TSTS | Templestowe (Jemena) 66 kV | Jemena | Winter | Coincident | 2020 | ACTUAL_OPG | NA | 61.7956 | VIC Templestowe (Jemena) 66 kV |  |  | FALSE | #N/A | #N/A | #N/A | #N/A | #N/A | #N/A | #N/A | #N/A | #N/A | #N/A
TRUE | VIC | TSTS | Templestowe (Jemena) 66 kV | Jemena | Winter | Coincident | 2020 | ACTUAL_RAW | NA | 61.7956 | VIC Templestowe (Jemena) 66 kV |  |  | FALSE | #N/A | #N/A | #N/A | #N/A | #N/A | #N/A | #N/A | #N/A | #N/A | #N/A
TRUE | VIC | TSTS | Templestowe (Jemena) 66 kV | Jemena | Winter | Non-coincident | 2020 | ACTUAL_RAW | NA | 61.7956 | VIC Templestowe (Jemena) 66 kV |  |  | FALSE | #N/A | #N/A | #N/A | #N/A | #N/A | #N/A | #N/A | #N/A | #N/A | #N/A
TRUE | VIC | TSTS | Templestowe (Jemena) 66 kV | Jemena | Winter | Non-coincident | 2020 | ACTUAL_OPG | NA | 61.7956 | VIC Templestowe (Jemena) 66 kV |  |  | FALSE | #N/A | #N/A | #N/A | #N/A | #N/A | #N/A | #N/A | #N/A | #N/A | #N/A
TRUE | VIC | TSTS | Templestowe (Jemena) 66 kV | Jemena | Winter | Non-coincident | 2020 | ACTUAL_ADJUSTEDOPG | NA | 61.7956 | VIC Templestowe (Jemena) 66 kV |  |  | FALSE | #N/A | #N/A | #N/A | #N/A | #N/A | #N/A | #N/A | #N/A | #N/A | #N/A
TRUE | VIC | TSTS | Templestowe (Jemena) 66 kV | Jemena | Winter | Coincident | 2021 | ACTUAL_OPG | NA | 61.8831 | VIC Templestowe (Jemena) 66 kV |  |  | FALSE | #N/A | #N/A | #N/A | #N/A | #N/A | #N/A | #N/A | #N/A | #N/A | #N/A
TRUE | VIC | TSTS | Templestowe (Jemena) 66 kV | Jemena | Winter | Coincident | 2021 | ACTUAL_RAW | NA | 61.8831 | VIC Templestowe (Jemena) 66 kV |  |  | FALSE | #N/A | #N/A | #N/A | #N/A | #N/A | #N/A | #N/A | #N/A | #N/A | #N/A
TRUE | VIC | TSTS | Templestowe (Jemena) 66 kV | Jemena | Winter | Non-coincident | 2021 | ACTUAL_RAW | NA | 90.2143 | VIC Templestowe (Jemena) 66 kV |  |  | FALSE | #N/A | #N/A | #N/A | #N/A | #N/A | #N/A | #N/A | #N/A | #N/A | #N/A
TRUE | VIC | TSTS | Templestowe (Jemena) 66 kV | Jemena | Winter | Non-coincident | 2021 | ACTUAL_OPG | NA | 90.2143 | VIC Templestowe (Jemena) 66 kV |  |  | FALSE | #N/A | #N/A | #N/A | #N/A | #N/A | #N/A | #N/A | #N/A | #N/A | #N/A
TRUE | VIC | TSTS | Templestowe (Jemena) 66 kV | Jemena | Winter | Non-coincident | 2021 | ACTUAL_ADJUSTEDOPG | NA | 90.2143 | VIC Templestowe (Jemena) 66 kV |  |  | FALSE | #N/A | #N/A | #N/A | #N/A | #N/A | #N/A | #N/A | #N/A | #N/A | #N/A
TRUE | VIC | TSTS | Templestowe (Jemena) 66 kV | Jemena | Winter | Coincident | 2022 | ACTUAL_OPG | NA | 34.7758 | VIC Templestowe (Jemena) 66 kV |  |  | FALSE | #N/A | #N/A | #N/A | #N/A | #N/A | #N/A | #N/A | #N/A | #N/A | #N/A
TRUE | VIC | TSTS | Templestowe (Jemena) 66 kV | Jemena | Winter | Coincident | 2022 | ACTUAL_RAW | NA | 34.7758 | VIC Templestowe (Jemena) 66 kV |  |  | FALSE | #N/A | #N/A | #N/A | #N/A | #N/A | #N/A | #N/A | #N/A | #N/A | #N/A
TRUE | VIC | TSTS | Templestowe (Jemena) 66 kV | Jemena | Winter | Non-coincident | 2022 | ACTUAL_RAW | NA | 36.9294 | VIC Templestowe (Jemena) 66 kV |  |  | FALSE | #N/A | #N/A | #N/A | #N/A | #N/A | #N/A | #N/A | #N/A | #N/A | #N/A
TRUE | VIC | TSTS | Templestowe (Jemena) 66 kV | Jemena | Winter | Non-coincident | 2022 | ACTUAL_OPG | NA | 36.9294 | VIC Templestowe (Jemena) 66 kV |  |  | FALSE | #N/A | #N/A | #N/A | #N/A | #N/A | #N/A | #N/A | #N/A | #N/A | #N/A
TRUE | VIC | TSTS | Templestowe (Jemena) 66 kV | Jemena | Winter | Non-coincident | 2022 | ACTUAL_ADJUSTEDOPG | NA | 36.9294 | VIC Templestowe (Jemena) 66 kV |  |  | FALSE | #N/A | #N/A | #N/A | #N/A | #N/A | #N/A | #N/A | #N/A | #N/A | #N/A
TRUE | VIC | TSTS | Templestowe (Jemena) 66 kV | Jemena | Winter | Coincident | 2023 | ACTUAL_OPG | NA | 34.2164 | VIC Templestowe (Jemena) 66 kV |  |  | FALSE | #N/A | #N/A | #N/A | #N/A | #N/A | #N/A | #N/A | #N/A | #N/A | #N/A
TRUE | VIC | TSTS | Templestowe (Jemena) 66 kV | Jemena | Winter | Coincident | 2023 | ACTUAL_RAW | NA | 34.2164 | VIC Templestowe (Jemena) 66 kV |  |  | FALSE | #N/A | #N/A | #N/A | #N/A | #N/A | #N/A | #N/A | #N/A | #N/A | #N/A
TRUE | VIC | TSTS | Templestowe (Jemena) 66 kV | Jemena | Winter | Non-coincident | 2023 | ACTUAL_RAW | NA | 36.1552 | VIC Templestowe (Jemena) 66 kV |  |  | FALSE | #N/A | #N/A | #N/A | #N/A | #N/A | #N/A | #N/A | #N/A | #N/A | #N/A
TRUE | VIC | TSTS | Templestowe (Jemena) 66 kV | Jemena | Winter | Non-coincident | 2023 | ACTUAL_OPG | NA | 36.1552 | VIC Templestowe (Jemena) 66 kV |  |  | FALSE | #N/A | #N/A | #N/A | #N/A | #N/A | #N/A | #N/A | #N/A | #N/A | #N/A
TRUE | VIC | TSTS | Templestowe (Jemena) 66 kV | Jemena | Winter | Non-coincident | 2023 | ACTUAL_ADJUSTEDOPG | NA | 36.1552 | VIC Templestowe (Jemena) 66 kV |  |  | FALSE | #N/A | #N/A | #N/A | #N/A | #N/A | #N/A | #N/A | #N/A | #N/A | #N/A
TRUE | VIC | TSTS | Templestowe (Jemena) 66 kV | Jemena | Winter | Coincident | 2024 | ACTUAL_OPG | NA | 37.776 | VIC Templestowe (Jemena) 66 kV |  |  | FALSE | #N/A | #N/A | #N/A | #N/A | #N/A | #N/A | #N/A | #N/A | #N/A | #N/A
TRUE | VIC | TSTS | Templestowe (Jemena) 66 kV | Jemena | Winter | Coincident | 2024 | ACTUAL_RAW | NA | 37.776 | VIC Templestowe (Jemena) 66 kV |  |  | FALSE | #N/A | #N/A | #N/A | #N/A | #N/A | #N/A | #N/A | #N/A | #N/A | #N/A
TRUE | VIC | TSTS | Templestowe (Jemena) 66 kV | Jemena | Winter | Non-coincident | 2024 | ACTUAL_RAW | NA | 39.3919 | VIC Templestowe (Jemena) 66 kV |  |  | FALSE | #N/A | #N/A | #N/A | #N/A | #N/A | #N/A | #N/A | #N/A | #N/A | #N/A
TRUE | VIC | TSTS | Templestowe (Jemena) 66 kV | Jemena | Winter | Non-coincident | 2024 | ACTUAL_OPG | NA | 39.3919 | VIC Templestowe (Jemena) 66 kV |  |  | FALSE | #N/A | #N/A | #N/A | #N/A | #N/A | #N/A | #N/A | #N/A | #N/A | #N/A
TRUE | VIC | TSTS | Templestowe (Jemena) 66 kV | Jemena | Winter | Non-coincident | 2024 | ACTUAL_ADJUSTEDOPG | NA | 39.3919 | VIC Templestowe (Jemena) 66 kV |  |  | FALSE | #N/A | #N/A | #N/A | #N/A | #N/A | #N/A | #N/A | #N/A | #N/A | #N/A
TRUE | VIC | TSTS | Templestowe (Jemena) 66 kV | Jemena | Winter | Coincident | 2025 | POE10 | NA | 63.3195 | VIC Templestowe (Jemena) 66 kV |  |  | FALSE | #N/A | #N/A | #N/A | #N/A | #N/A | #N/A | #N/A | #N/A | #N/A | #N/A
TRUE | VIC | TSTS | Templestowe (Jemena) 66 kV | Jemena | Winter | Coincident | 2025 | POE50 | NA | 61.7123 | VIC Templestowe (Jemena) 66 kV |  |  | FALSE | #N/A | #N/A | #N/A | #N/A | #N/A | #N/A | #N/A | #N/A | #N/A | #N/A
TRUE | VIC | TSTS | Templestowe (Jemena) 66 kV | Jemena | Winter | Non-coincident | 2025 | ACTUAL_RAW | NA | 40.7053 | VIC Templestowe (Jemena) 66 kV |  |  | FALSE | #N/A | #N/A | #N/A | #N/A | #N/A | #N/A | #N/A | #N/A | #N/A | #N/A
TRUE | VIC | TSTS | Templestowe (Jemena) 66 kV | Jemena | Winter | Non-coincident | 2025 | ACTUAL_ADJUSTEDOPG | NA | 40.7053 | VIC Templestowe (Jemena) 66 kV |  |  | FALSE | #N/A | #N/A | #N/A | #N/A | #N/A | #N/A | #N/A | #N/A | #N/A | #N/A
TRUE | VIC | TSTS | Templestowe (Jemena) 66 kV | Jemena | Winter | Non-coincident | 2025 | BASEYEARPOE50 | NA | 91.2303 | VIC Templestowe (Jemena) 66 kV |  |  | FALSE | #N/A | #N/A | #N/A | #N/A | #N/A | #N/A | #N/A | #N/A | #N/A | #N/A
TRUE | VIC | TSTS | Templestowe (Jemena) 66 kV | Jemena | Winter | Non-coincident | 2025 | BASEYEARPOE10 | NA | 95.5146 | VIC Templestowe (Jemena) 66 kV |  |  | FALSE | #N/A | #N/A | #N/A | #N/A | #N/A | #N/A | #N/A | #N/A | #N/A | #N/A
TRUE | VIC | TSTS | Templestowe (Jemena) 66 kV | Jemena | Winter | Non-coincident | 2025 | POE10 | NA | 95.4399 | VIC Templestowe (Jemena) 66 kV |  |  | FALSE | #N/A | #N/A | #N/A | #N/A | #N/A | #N/A | #N/A | #N/A | #N/A | #N/A
TRUE | VIC | TSTS | Templestowe (Jemena) 66 kV | Jemena | Winter | Non-coincident | 2025 | POE50 | NA | 91.9197 | VIC Templestowe (Jemena) 66 kV |  |  | FALSE | #N/A | #N/A | #N/A | #N/A | #N/A | #N/A | #N/A | #N/A | #N/A | #N/A
TRUE | VIC | TSTS | Templestowe (Jemena) 66 kV | Jemena | Winter | Coincident | 2026 | POE10 | NA | 62.678 | VIC Templestowe (Jemena) 66 kV |  |  | FALSE | #N/A | #N/A | #N/A | #N/A | #N/A | #N/A | #N/A | #N/A | #N/A | #N/A
TRUE | VIC | TSTS | Templestowe (Jemena) 66 kV | Jemena | Winter | Coincident | 2026 | POE50 | NA | 61.0236 | VIC Templestowe (Jemena) 66 kV |  |  | FALSE | #N/A | #N/A | #N/A | #N/A | #N/A | #N/A | #N/A | #N/A | #N/A | #N/A
TRUE | VIC | TSTS | Templestowe (Jemena) 66 kV | Jemena | Winter | Non-coincident | 2026 | POE10 | NA | 97.2583 | VIC Templestowe (Jemena) 66 kV |  |  | FALSE | #N/A | #N/A | #N/A | #N/A | #N/A | #N/A | #N/A | #N/A | #N/A | #N/A
TRUE | VIC | TSTS | Templestowe (Jemena) 66 kV | Jemena | Winter | Non-coincident | 2026 | POE50 | NA | 93.7278 | VIC Templestowe (Jemena) 66 kV |  |  | FALSE | #N/A | #N/A | #N/A | #N/A | #N/A | #N/A | #N/A | #N/A | #N/A | #N/A
TRUE | VIC | TSTS | Templestowe (Jemena) 66 kV | Jemena | Winter | Coincident | 2027 | POE10 | NA | 60.9314 | VIC Templestowe (Jemena) 66 kV |  |  | FALSE | #N/A | #N/A | #N/A | #N/A | #N/A | #N/A | #N/A | #N/A | #N/A | #N/A
TRUE | VIC | TSTS | Templestowe (Jemena) 66 kV | Jemena | Winter | Coincident | 2027 | POE50 | NA | 59.1814 | VIC Templestowe (Jemena) 66 kV |  |  | FALSE | #N/A | #N/A | #N/A | #N/A | #N/A | #N/A | #N/A | #N/A | #N/A | #N/A
TRUE | VIC | TSTS | Templestowe (Jemena) 66 kV | Jemena | Winter | Non-coincident | 2027 | POE10 | NA | 97.8111 | VIC Templestowe (Jemena) 66 kV |  |  | FALSE | #N/A | #N/A | #N/A | #N/A | #N/A | #N/A | #N/A | #N/A | #N/A | #N/A
TRUE | VIC | TSTS | Templestowe (Jemena) 66 kV | Jemena | Winter | Non-coincident | 2027 | POE50 | NA | 94.2668 | VIC Templestowe (Jemena) 66 kV |  |  | FALSE | #N/A | #N/A | #N/A | #N/A | #N/A | #N/A | #N/A | #N/A | #N/A | #N/A
TRUE | VIC | TSTS | Templestowe (Jemena) 66 kV | Jemena | Winter | Coincident | 2028 | POE10 | NA | 60.0296 | VIC Templestowe (Jemena) 66 kV |  |  | FALSE | #N/A | #N/A | #N/A | #N/A | #N/A | #N/A | #N/A | #N/A | #N/A | #N/A
TRUE | VIC | TSTS | Templestowe (Jemena) 66 kV | Jemena | Winter | Coincident | 2028 | POE50 | NA | 58.353 | VIC Templestowe (Jemena) 66 kV |  |  | FALSE | #N/A | #N/A | #N/A | #N/A | #N/A | #N/A | #N/A | #N/A | #N/A | #N/A
TRUE | VIC | TSTS | Templestowe (Jemena) 66 kV | Jemena | Winter | Non-coincident | 2028 | POE10 | NA | 98.0742 | VIC Templestowe (Jemena) 66 kV |  |  | FALSE | #N/A | #N/A | #N/A | #N/A | #N/A | #N/A | #N/A | #N/A | #N/A | #N/A
TRUE | VIC | TSTS | Templestowe (Jemena) 66 kV | Jemena | Winter | Non-coincident | 2028 | POE50 | NA | 94.516 | VIC Templestowe (Jemena) 66 kV |  |  | FALSE | #N/A | #N/A | #N/A | #N/A | #N/A | #N/A | #N/A | #N/A | #N/A | #N/A
TRUE | VIC | TSTS | Templestowe (Jemena) 66 kV | Jemena | Winter | Coincident | 2029 | POE10 | NA | 59.5807 | VIC Templestowe (Jemena) 66 kV |  |  | FALSE | #N/A | #N/A | #N/A | #N/A | #N/A | #N/A | #N/A | #N/A | #N/A | #N/A
TRUE | VIC | TSTS | Templestowe (Jemena) 66 kV | Jemena | Winter | Coincident | 2029 | POE50 | NA | 57.9382 | VIC Templestowe (Jemena) 66 kV |  |  | FALSE | #N/A | #N/A | #N/A | #N/A | #N/A | #N/A | #N/A | #N/A | #N/A | #N/A
TRUE | VIC | TSTS | Templestowe (Jemena) 66 kV | Jemena | Winter | Non-coincident | 2029 | POE10 | NA | 98.3572 | VIC Templestowe (Jemena) 66 kV |  |  | FALSE | #N/A | #N/A | #N/A | #N/A | #N/A | #N/A | #N/A | #N/A | #N/A | #N/A
TRUE | VIC | TSTS | Templestowe (Jemena) 66 kV | Jemena | Winter | Non-coincident | 2029 | POE50 | NA | 94.7851 | VIC Templestowe (Jemena) 66 kV |  |  | FALSE | #N/A | #N/A | #N/A | #N/A | #N/A | #N/A | #N/A | #N/A | #N/A | #N/A
TRUE | VIC | TSTS | Templestowe (Jemena) 66 kV | Jemena | Winter | Coincident | 2030 | POE10 | NA | 59.0416 | VIC Templestowe (Jemena) 66 kV |  |  | FALSE | #N/A | #N/A | #N/A | #N/A | #N/A | #N/A | #N/A | #N/A | #N/A | #N/A
TRUE | VIC | TSTS | Templestowe (Jemena) 66 kV | Jemena | Winter | Coincident | 2030 | POE50 | NA | 57.4032 | VIC Templestowe (Jemena) 66 kV |  |  | FALSE | #N/A | #N/A | #N/A | #N/A | #N/A | #N/A | #N/A | #N/A | #N/A | #N/A
TRUE | VIC | TSTS | Templestowe (Jemena) 66 kV | Jemena | Winter | Non-coincident | 2030 | POE10 | NA | 98.6647 | VIC Templestowe (Jemena) 66 kV |  |  | FALSE | #N/A | #N/A | #N/A | #N/A | #N/A | #N/A | #N/A | #N/A | #N/A | #N/A
TRUE | VIC | TSTS | Templestowe (Jemena) 66 kV | Jemena | Winter | Non-coincident | 2030 | POE50 | NA | 95.0788 | VIC Templestowe (Jemena) 66 kV |  |  | FALSE | #N/A | #N/A | #N/A | #N/A | #N/A | #N/A | #N/A | #N/A | #N/A | #N/A
TRUE | VIC | TSTS | Templestowe (Jemena) 66 kV | Jemena | Winter | Coincident | 2031 | POE10 | NA | 58.6015 | VIC Templestowe (Jemena) 66 kV |  |  | FALSE | #N/A | #N/A | #N/A | #N/A | #N/A | #N/A | #N/A | #N/A | #N/A | #N/A
TRUE | VIC | TSTS | Templestowe (Jemena) 66 kV | Jemena | Winter | Coincident | 2031 | POE50 | NA | 56.9792 | VIC Templestowe (Jemena) 66 kV |  |  | FALSE | #N/A | #N/A | #N/A | #N/A | #N/A | #N/A | #N/A | #N/A | #N/A | #N/A
TRUE | VIC | TSTS | Templestowe (Jemena) 66 kV | Jemena | Winter | Non-coincident | 2031 | POE10 | NA | 98.9784 | VIC Templestowe (Jemena) 66 kV |  |  | FALSE | #N/A | #N/A | #N/A | #N/A | #N/A | #N/A | #N/A | #N/A | #N/A | #N/A
TRUE | VIC | TSTS | Templestowe (Jemena) 66 kV | Jemena | Winter | Non-coincident | 2031 | POE50 | NA | 95.3786 | VIC Templestowe (Jemena) 66 kV |  |  | FALSE | #N/A | #N/A | #N/A | #N/A | #N/A | #N/A | #N/A | #N/A | #N/A | #N/A
TRUE | VIC | TSTS | Templestowe (Jemena) 66 kV | Jemena | Winter | Coincident | 2032 | POE10 | NA | 57.6869 | VIC Templestowe (Jemena) 66 kV |  |  | FALSE | #N/A | #N/A | #N/A | #N/A | #N/A | #N/A | #N/A | #N/A | #N/A | #N/A
TRUE | VIC | TSTS | Templestowe (Jemena) 66 kV | Jemena | Winter | Coincident | 2032 | POE50 | NA | 55.9856 | VIC Templestowe (Jemena) 66 kV |  |  | FALSE | #N/A | #N/A | #N/A | #N/A | #N/A | #N/A | #N/A | #N/A | #N/A | #N/A
TRUE | VIC | TSTS | Templestowe (Jemena) 66 kV | Jemena | Winter | Non-coincident | 2032 | POE10 | NA | 99.3608 | VIC Templestowe (Jemena) 66 kV |  |  | FALSE | #N/A | #N/A | #N/A | #N/A | #N/A | #N/A | #N/A | #N/A | #N/A | #N/A
TRUE | VIC | TSTS | Templestowe (Jemena) 66 kV | Jemena | Winter | Non-coincident | 2032 | POE50 | NA | 95.7469 | VIC Templestowe (Jemena) 66 kV |  |  | FALSE | #N/A | #N/A | #N/A | #N/A | #N/A | #N/A | #N/A | #N/A | #N/A | #N/A
TRUE | VIC | TSTS | Templestowe (Jemena) 66 kV | Jemena | Winter | Coincident | 2033 | POE10 | NA | 56.5302 | VIC Templestowe (Jemena) 66 kV |  |  | FALSE | #N/A | #N/A | #N/A | #N/A | #N/A | #N/A | #N/A | #N/A | #N/A | #N/A
TRUE | VIC | TSTS | Templestowe (Jemena) 66 kV | Jemena | Winter | Coincident | 2033 | POE50 | NA | 54.8713 | VIC Templestowe (Jemena) 66 kV |  |  | FALSE | #N/A | #N/A | #N/A | #N/A | #N/A | #N/A | #N/A | #N/A | #N/A | #N/A
TRUE | VIC | TSTS | Templestowe (Jemena) 66 kV | Jemena | Winter | Non-coincident | 2033 | POE10 | NA | 99.7551 | VIC Templestowe (Jemena) 66 kV |  |  | FALSE | #N/A | #N/A | #N/A | #N/A | #N/A | #N/A | #N/A | #N/A | #N/A | #N/A
TRUE | VIC | TSTS | Templestowe (Jemena) 66 kV | Jemena | Winter | Non-coincident | 2033 | POE50 | NA | 96.1271 | VIC Templestowe (Jemena) 66 kV |  |  | FALSE | #N/A | #N/A | #N/A | #N/A | #N/A | #N/A | #N/A | #N/A | #N/A | #N/A
TRUE | VIC | TSTS | Templestowe (Jemena) 66 kV | Jemena | Winter | Coincident | 2034 | POE10 | NA | 56.3866 | VIC Templestowe (Jemena) 66 kV |  |  | FALSE | #N/A | #N/A | #N/A | #N/A | #N/A | #N/A | #N/A | #N/A | #N/A | #N/A
TRUE | VIC | TSTS | Templestowe (Jemena) 66 kV | Jemena | Winter | Coincident | 2034 | POE50 | NA | 54.7633 | VIC Templestowe (Jemena) 66 kV |  |  | FALSE | #N/A | #N/A | #N/A | #N/A | #N/A | #N/A | #N/A | #N/A | #N/A | #N/A
TRUE | VIC | TSTS | Templestowe (Jemena) 66 kV | Jemena | Winter | Non-coincident | 2034 | POE10 | NA | 100.1347 | VIC Templestowe (Jemena) 66 kV |  |  | FALSE | #N/A | #N/A | #N/A | #N/A | #N/A | #N/A | #N/A | #N/A | #N/A | #N/A
TRUE | VIC | TSTS | Templestowe (Jemena) 66 kV | Jemena | Winter | Non-coincident | 2034 | POE50 | NA | 96.4925 | VIC Templestowe (Jemena) 66 kV |  |  | FALSE | #N/A | #N/A | #N/A | #N/A | #N/A | #N/A | #N/A | #N/A | #N/A | #N/A
TRUE | VIC | TSTS66A | Templestowe (AusNet) 66 kV | AusNet | Shoulder | Coincident | 2019 | ACTUAL_OPG | 15.4365 | NA | VIC Templestowe (AusNet) 66 kV |  |  | FALSE | #N/A | #N/A | #N/A | #N/A | #N/A | #N/A | #N/A | #N/A | #N/A | #N/A
TRUE | VIC | TSTS66A | Templestowe (AusNet) 66 kV | AusNet | Shoulder | Coincident | 2019 | ACTUAL_RAW | 15.4365 | NA | VIC Templestowe (AusNet) 66 kV |  |  | FALSE | #N/A | #N/A | #N/A | #N/A | #N/A | #N/A | #N/A | #N/A | #N/A | #N/A
TRUE | VIC | TSTS66A | Templestowe (AusNet) 66 kV | AusNet | Shoulder | Non-coincident | 2019 | ACTUAL_RAW | 13.278 | NA | VIC Templestowe (AusNet) 66 kV |  |  | FALSE | #N/A | #N/A | #N/A | #N/A | #N/A | #N/A | #N/A | #N/A | #N/A | #N/A
TRUE | VIC | TSTS66A | Templestowe (AusNet) 66 kV | AusNet | Shoulder | Non-coincident | 2019 | ACTUAL_OPG | 13.278 | NA | VIC Templestowe (AusNet) 66 kV |  |  | FALSE | #N/A | #N/A | #N/A | #N/A | #N/A | #N/A | #N/A | #N/A | #N/A | #N/A
TRUE | VIC | TSTS66A | Templestowe (AusNet) 66 kV | AusNet | Shoulder | Non-coincident | 2019 | ACTUAL_ADJUSTEDOPG | 13.278 | NA | VIC Templestowe (AusNet) 66 kV |  |  | FALSE | #N/A | #N/A | #N/A | #N/A | #N/A | #N/A | #N/A | #N/A | #N/A | #N/A
TRUE | VIC | TSTS66A | Templestowe (AusNet) 66 kV | AusNet | Shoulder | Coincident | 2020 | ACTUAL_OPG | 26.3102 | NA | VIC Templestowe (AusNet) 66 kV |  |  | FALSE | #N/A | #N/A | #N/A | #N/A | #N/A | #N/A | #N/A | #N/A | #N/A | #N/A
TRUE | VIC | TSTS66A | Templestowe (AusNet) 66 kV | AusNet | Shoulder | Coincident | 2020 | ACTUAL_RAW | 26.3102 | NA | VIC Templestowe (AusNet) 66 kV |  |  | FALSE | #N/A | #N/A | #N/A | #N/A | #N/A | #N/A | #N/A | #N/A | #N/A | #N/A
TRUE | VIC | TSTS66A | Templestowe (AusNet) 66 kV | AusNet | Shoulder | Non-coincident | 2020 | ACTUAL_RAW | 12.5586 | NA | VIC Templestowe (AusNet) 66 kV |  |  | FALSE | #N/A | #N/A | #N/A | #N/A | #N/A | #N/A | #N/A | #N/A | #N/A | #N/A
TRUE | VIC | TSTS66A | Templestowe (AusNet) 66 kV | AusNet | Shoulder | Non-coincident | 2020 | ACTUAL_OPG | 12.5586 | NA | VIC Templestowe (AusNet) 66 kV |  |  | FALSE | #N/A | #N/A | #N/A | #N/A | #N/A | #N/A | #N/A | #N/A | #N/A | #N/A
TRUE | VIC | TSTS66A | Templestowe (AusNet) 66 kV | AusNet | Shoulder | Non-coincident | 2020 | ACTUAL_ADJUSTEDOPG | 12.5586 | NA | VIC Templestowe (AusNet) 66 kV |  |  | FALSE | #N/A | #N/A | #N/A | #N/A | #N/A | #N/A | #N/A | #N/A | #N/A | #N/A
TRUE | VIC | TSTS66A | Templestowe (AusNet) 66 kV | AusNet | Shoulder | Coincident | 2021 | ACTUAL_OPG | 15.9768 | NA | VIC Templestowe (AusNet) 66 kV |  |  | FALSE | #N/A | #N/A | #N/A | #N/A | #N/A | #N/A | #N/A | #N/A | #N/A | #N/A
TRUE | VIC | TSTS66A | Templestowe (AusNet) 66 kV | AusNet | Shoulder | Coincident | 2021 | ACTUAL_RAW | 15.9768 | NA | VIC Templestowe (AusNet) 66 kV |  |  | FALSE | #N/A | #N/A | #N/A | #N/A | #N/A | #N/A | #N/A | #N/A | #N/A | #N/A
TRUE | VIC | TSTS66A | Templestowe (AusNet) 66 kV | AusNet | Shoulder | Non-coincident | 2021 | ACTUAL_RAW | 10.6363 | NA | VIC Templestowe (AusNet) 66 kV |  |  | FALSE | #N/A | #N/A | #N/A | #N/A | #N/A | #N/A | #N/A | #N/A | #N/A | #N/A
TRUE | VIC | TSTS66A | Templestowe (AusNet) 66 kV | AusNet | Shoulder | Non-coincident | 2021 | ACTUAL_OPG | 10.6363 | NA | VIC Templestowe (AusNet) 66 kV |  |  | FALSE | #N/A | #N/A | #N/A | #N/A | #N/A | #N/A | #N/A | #N/A | #N/A | #N/A
TRUE | VIC | TSTS66A | Templestowe (AusNet) 66 kV | AusNet | Shoulder | Non-coincident | 2021 | ACTUAL_ADJUSTEDOPG | 10.6363 | NA | VIC Templestowe (AusNet) 66 kV |  |  | FALSE | #N/A | #N/A | #N/A | #N/A | #N/A | #N/A | #N/A | #N/A | #N/A | #N/A
TRUE | VIC | TSTS66A | Templestowe (AusNet) 66 kV | AusNet | Shoulder | Coincident | 2022 | ACTUAL_OPG | 7.8268 | NA | VIC Templestowe (AusNet) 66 kV |  |  | FALSE | #N/A | #N/A | #N/A | #N/A | #N/A | #N/A | #N/A | #N/A | #N/A | #N/A
TRUE | VIC | TSTS66A | Templestowe (AusNet) 66 kV | AusNet | Shoulder | Coincident | 2022 | ACTUAL_RAW | 7.8268 | NA | VIC Templestowe (AusNet) 66 kV |  |  | FALSE | #N/A | #N/A | #N/A | #N/A | #N/A | #N/A | #N/A | #N/A | #N/A | #N/A
TRUE | VIC | TSTS66A | Templestowe (AusNet) 66 kV | AusNet | Shoulder | Non-coincident | 2022 | ACTUAL_RAW | 7.7981 | NA | VIC Templestowe (AusNet) 66 kV |  |  | FALSE | #N/A | #N/A | #N/A | #N/A | #N/A | #N/A | #N/A | #N/A | #N/A | #N/A
TRUE | VIC | TSTS66A | Templestowe (AusNet) 66 kV | AusNet | Shoulder | Non-coincident | 2022 | ACTUAL_OPG | 7.7981 | NA | VIC Templestowe (AusNet) 66 kV |  |  | FALSE | #N/A | #N/A | #N/A | #N/A | #N/A | #N/A | #N/A | #N/A | #N/A | #N/A
TRUE | VIC | TSTS66A | Templestowe (AusNet) 66 kV | AusNet | Shoulder | Non-coincident | 2022 | ACTUAL_ADJUSTEDOPG | 7.7981 | NA | VIC Templestowe (AusNet) 66 kV |  |  | FALSE | #N/A | #N/A | #N/A | #N/A | #N/A | #N/A | #N/A | #N/A | #N/A | #N/A
TRUE | VIC | TSTS66A | Templestowe (AusNet) 66 kV | AusNet | Shoulder | Coincident | 2023 | ACTUAL_OPG | 6.5502 | NA | VIC Templestowe (AusNet) 66 kV |  |  | FALSE | #N/A | #N/A | #N/A | #N/A | #N/A | #N/A | #N/A | #N/A | #N/A | #N/A
TRUE | VIC | TSTS66A | Templestowe (AusNet) 66 kV | AusNet | Shoulder | Coincident | 2023 | ACTUAL_RAW | 6.5502 | NA | VIC Templestowe (AusNet) 66 kV |  |  | FALSE | #N/A | #N/A | #N/A | #N/A | #N/A | #N/A | #N/A | #N/A | #N/A | #N/A
TRUE | VIC | TSTS66A | Templestowe (AusNet) 66 kV | AusNet | Shoulder | Non-coincident | 2023 | ACTUAL_RAW | 2.2266 | NA | VIC Templestowe (AusNet) 66 kV |  |  | FALSE | #N/A | #N/A | #N/A | #N/A | #N/A | #N/A | #N/A | #N/A | #N/A | #N/A
TRUE | VIC | TSTS66A | Templestowe (AusNet) 66 kV | AusNet | Shoulder | Non-coincident | 2023 | ACTUAL_OPG | 2.2266 | NA | VIC Templestowe (AusNet) 66 kV |  |  | FALSE | #N/A | #N/A | #N/A | #N/A | #N/A | #N/A | #N/A | #N/A | #N/A | #N/A
TRUE | VIC | TSTS66A | Templestowe (AusNet) 66 kV | AusNet | Shoulder | Non-coincident | 2023 | ACTUAL_ADJUSTEDOPG | 2.2266 | NA | VIC Templestowe (AusNet) 66 kV |  |  | FALSE | #N/A | #N/A | #N/A | #N/A | #N/A | #N/A | #N/A | #N/A | #N/A | #N/A
TRUE | VIC | TSTS66A | Templestowe (AusNet) 66 kV | AusNet | Shoulder | Coincident | 2024 | ACTUAL_OPG | -2.355 | NA | VIC Templestowe (AusNet) 66 kV |  |  | FALSE | #N/A | #N/A | #N/A | #N/A | #N/A | #N/A | #N/A | #N/A | #N/A | #N/A
TRUE | VIC | TSTS66A | Templestowe (AusNet) 66 kV | AusNet | Shoulder | Coincident | 2024 | ACTUAL_RAW | -2.355 | NA | VIC Templestowe (AusNet) 66 kV |  |  | FALSE | #N/A | #N/A | #N/A | #N/A | #N/A | #N/A | #N/A | #N/A | #N/A | #N/A
TRUE | VIC | TSTS66A | Templestowe (AusNet) 66 kV | AusNet | Shoulder | Non-coincident | 2024 | ACTUAL_RAW | -6.4649 | NA | VIC Templestowe (AusNet) 66 kV |  |  | FALSE | #N/A | #N/A | #N/A | #N/A | #N/A | #N/A | #N/A | #N/A | #N/A | #N/A
TRUE | VIC | TSTS66A | Templestowe (AusNet) 66 kV | AusNet | Shoulder | Non-coincident | 2024 | ACTUAL_OPG | -6.4649 | NA | VIC Templestowe (AusNet) 66 kV |  |  | FALSE | #N/A | #N/A | #N/A | #N/A | #N/A | #N/A | #N/A | #N/A | #N/A | #N/A
TRUE | VIC | TSTS66A | Templestowe (AusNet) 66 kV | AusNet | Shoulder | Non-coincident | 2024 | ACTUAL_ADJUSTEDOPG | -6.4649 | NA | VIC Templestowe (AusNet) 66 kV |  |  | FALSE | #N/A | #N/A | #N/A | #N/A | #N/A | #N/A | #N/A | #N/A | #N/A | #N/A
TRUE | VIC | TSTS66A | Templestowe (AusNet) 66 kV | AusNet | Shoulder | Coincident | 2025 | ACTUAL_OPG | -2.0621 | NA | VIC Templestowe (AusNet) 66 kV |  |  | FALSE | #N/A | #N/A | #N/A | #N/A | #N/A | #N/A | #N/A | #N/A | #N/A | #N/A
TRUE | VIC | TSTS66A | Templestowe (AusNet) 66 kV | AusNet | Shoulder | Coincident | 2025 | ACTUAL_RAW | -2.0621 | NA | VIC Templestowe (AusNet) 66 kV |  |  | FALSE | #N/A | #N/A | #N/A | #N/A | #N/A | #N/A | #N/A | #N/A | #N/A | #N/A
TRUE | VIC | TSTS66A | Templestowe (AusNet) 66 kV | AusNet | Shoulder | Non-coincident | 2025 | ACTUAL_RAW | -5.4584 | NA | VIC Templestowe (AusNet) 66 kV |  |  | FALSE | #N/A | #N/A | #N/A | #N/A | #N/A | #N/A | #N/A | #N/A | #N/A | #N/A
TRUE | VIC | TSTS66A | Templestowe (AusNet) 66 kV | AusNet | Shoulder | Non-coincident | 2025 | ACTUAL_OPG | -5.4584 | NA | VIC Templestowe (AusNet) 66 kV |  |  | FALSE | #N/A | #N/A | #N/A | #N/A | #N/A | #N/A | #N/A | #N/A | #N/A | #N/A
TRUE | VIC | TSTS66A | Templestowe (AusNet) 66 kV | AusNet | Shoulder | Non-coincident | 2025 | ACTUAL_ADJUSTEDOPG | -5.4584 | NA | VIC Templestowe (AusNet) 66 kV |  |  | FALSE | #N/A | #N/A | #N/A | #N/A | #N/A | #N/A | #N/A | #N/A | #N/A | #N/A
TRUE | VIC | TSTS66A | Templestowe (AusNet) 66 kV | AusNet | Shoulder | Non-coincident | 2025 | BASEYEARPOE90 | -16.2824 | NA | VIC Templestowe (AusNet) 66 kV |  |  | FALSE | #N/A | #N/A | #N/A | #N/A | #N/A | #N/A | #N/A | #N/A | #N/A | #N/A
TRUE | VIC | TSTS66A | Templestowe (AusNet) 66 kV | AusNet | Shoulder | Non-coincident | 2025 | BASEYEARPOE50 | -14.5946 | NA | VIC Templestowe (AusNet) 66 kV |  |  | FALSE | #N/A | #N/A | #N/A | #N/A | #N/A | #N/A | #N/A | #N/A | #N/A | #N/A
TRUE | VIC | TSTS66A | Templestowe (AusNet) 66 kV | AusNet | Shoulder | Coincident_unreconciled | 2026 | POE50 | -6.0741 | NA | VIC Templestowe (AusNet) 66 kV |  |  | FALSE | #N/A | #N/A | #N/A | #N/A | #N/A | #N/A | #N/A | #N/A | #N/A | #N/A
TRUE | VIC | TSTS66A | Templestowe (AusNet) 66 kV | AusNet | Shoulder | Coincident_unreconciled | 2026 | POE90 | -6.5839 | NA | VIC Templestowe (AusNet) 66 kV |  |  | FALSE | #N/A | #N/A | #N/A | #N/A | #N/A | #N/A | #N/A | #N/A | #N/A | #N/A
TRUE | VIC | TSTS66A | Templestowe (AusNet) 66 kV | AusNet | Shoulder | Non-coincident | 2026 | POE50 | -16.3711 | NA | VIC Templestowe (AusNet) 66 kV |  |  | FALSE | #N/A | #N/A | #N/A | #N/A | #N/A | #N/A | #N/A | #N/A | #N/A | #N/A
TRUE | VIC | TSTS66A | Templestowe (AusNet) 66 kV | AusNet | Shoulder | Non-coincident | 2026 | POE90 | -17.7452 | NA | VIC Templestowe (AusNet) 66 kV |  |  | FALSE | #N/A | #N/A | #N/A | #N/A | #N/A | #N/A | #N/A | #N/A | #N/A | #N/A
TRUE | VIC | TSTS66A | Templestowe (AusNet) 66 kV | AusNet | Shoulder | Coincident_unreconciled | 2027 | POE50 | -6.7032 | NA | VIC Templestowe (AusNet) 66 kV |  |  | FALSE | #N/A | #N/A | #N/A | #N/A | #N/A | #N/A | #N/A | #N/A | #N/A | #N/A
TRUE | VIC | TSTS66A | Templestowe (AusNet) 66 kV | AusNet | Shoulder | Coincident_unreconciled | 2027 | POE90 | -7.214 | NA | VIC Templestowe (AusNet) 66 kV |  |  | FALSE | #N/A | #N/A | #N/A | #N/A | #N/A | #N/A | #N/A | #N/A | #N/A | #N/A
TRUE | VIC | TSTS66A | Templestowe (AusNet) 66 kV | AusNet | Shoulder | Non-coincident | 2027 | POE50 | -18.0668 | NA | VIC Templestowe (AusNet) 66 kV |  |  | FALSE | #N/A | #N/A | #N/A | #N/A | #N/A | #N/A | #N/A | #N/A | #N/A | #N/A
TRUE | VIC | TSTS66A | Templestowe (AusNet) 66 kV | AusNet | Shoulder | Non-coincident | 2027 | POE90 | -19.4435 | NA | VIC Templestowe (AusNet) 66 kV |  |  | FALSE | #N/A | #N/A | #N/A | #N/A | #N/A | #N/A | #N/A | #N/A | #N/A | #N/A
TRUE | VIC | TSTS66A | Templestowe (AusNet) 66 kV | AusNet | Shoulder | Coincident_unreconciled | 2028 | POE50 | -7.6095 | NA | VIC Templestowe (AusNet) 66 kV |  |  | FALSE | #N/A | #N/A | #N/A | #N/A | #N/A | #N/A | #N/A | #N/A | #N/A | #N/A
TRUE | VIC | TSTS66A | Templestowe (AusNet) 66 kV | AusNet | Shoulder | Coincident_unreconciled | 2028 | POE90 | -8.1214 | NA | VIC Templestowe (AusNet) 66 kV |  |  | FALSE | #N/A | #N/A | #N/A | #N/A | #N/A | #N/A | #N/A | #N/A | #N/A | #N/A
TRUE | VIC | TSTS66A | Templestowe (AusNet) 66 kV | AusNet | Shoulder | Non-coincident | 2028 | POE50 | -20.5093 | NA | VIC Templestowe (AusNet) 66 kV |  |  | FALSE | #N/A | #N/A | #N/A | #N/A | #N/A | #N/A | #N/A | #N/A | #N/A | #N/A
TRUE | VIC | TSTS66A | Templestowe (AusNet) 66 kV | AusNet | Shoulder | Non-coincident | 2028 | POE90 | -21.889 | NA | VIC Templestowe (AusNet) 66 kV |  |  | FALSE | #N/A | #N/A | #N/A | #N/A | #N/A | #N/A | #N/A | #N/A | #N/A | #N/A
TRUE | VIC | TSTS66A | Templestowe (AusNet) 66 kV | AusNet | Shoulder | Coincident_unreconciled | 2029 | POE50 | -8.4319 | NA | VIC Templestowe (AusNet) 66 kV |  |  | FALSE | #N/A | #N/A | #N/A | #N/A | #N/A | #N/A | #N/A | #N/A | #N/A | #N/A
TRUE | VIC | TSTS66A | Templestowe (AusNet) 66 kV | AusNet | Shoulder | Coincident_unreconciled | 2029 | POE90 | -8.9449 | NA | VIC Templestowe (AusNet) 66 kV |  |  | FALSE | #N/A | #N/A | #N/A | #N/A | #N/A | #N/A | #N/A | #N/A | #N/A | #N/A
TRUE | VIC | TSTS66A | Templestowe (AusNet) 66 kV | AusNet | Shoulder | Non-coincident | 2029 | POE50 | -22.7258 | NA | VIC Templestowe (AusNet) 66 kV |  |  | FALSE | #N/A | #N/A | #N/A | #N/A | #N/A | #N/A | #N/A | #N/A | #N/A | #N/A
TRUE | VIC | TSTS66A | Templestowe (AusNet) 66 kV | AusNet | Shoulder | Non-coincident | 2029 | POE90 | -24.1087 | NA | VIC Templestowe (AusNet) 66 kV |  |  | FALSE | #N/A | #N/A | #N/A | #N/A | #N/A | #N/A | #N/A | #N/A | #N/A | #N/A
TRUE | VIC | TSTS66A | Templestowe (AusNet) 66 kV | AusNet | Shoulder | Coincident_unreconciled | 2030 | POE50 | -9.2796 | NA | VIC Templestowe (AusNet) 66 kV |  |  | FALSE | #N/A | #N/A | #N/A | #N/A | #N/A | #N/A | #N/A | #N/A | #N/A | #N/A
TRUE | VIC | TSTS66A | Templestowe (AusNet) 66 kV | AusNet | Shoulder | Coincident_unreconciled | 2030 | POE90 | -9.7938 | NA | VIC Templestowe (AusNet) 66 kV |  |  | FALSE | #N/A | #N/A | #N/A | #N/A | #N/A | #N/A | #N/A | #N/A | #N/A | #N/A
TRUE | VIC | TSTS66A | Templestowe (AusNet) 66 kV | AusNet | Shoulder | Non-coincident | 2030 | POE50 | -25.0105 | NA | VIC Templestowe (AusNet) 66 kV |  |  | FALSE | #N/A | #N/A | #N/A | #N/A | #N/A | #N/A | #N/A | #N/A | #N/A | #N/A
TRUE | VIC | TSTS66A | Templestowe (AusNet) 66 kV | AusNet | Shoulder | Non-coincident | 2030 | POE90 | -26.3966 | NA | VIC Templestowe (AusNet) 66 kV |  |  | FALSE | #N/A | #N/A | #N/A | #N/A | #N/A | #N/A | #N/A | #N/A | #N/A | #N/A
TRUE | VIC | TSTS66A | Templestowe (AusNet) 66 kV | AusNet | Shoulder | Coincident_unreconciled | 2031 | POE50 | -10.2084 | NA | VIC Templestowe (AusNet) 66 kV |  |  | FALSE | #N/A | #N/A | #N/A | #N/A | #N/A | #N/A | #N/A | #N/A | #N/A | #N/A
TRUE | VIC | TSTS66A | Templestowe (AusNet) 66 kV | AusNet | Shoulder | Coincident_unreconciled | 2031 | POE90 | -10.7238 | NA | VIC Templestowe (AusNet) 66 kV |  |  | FALSE | #N/A | #N/A | #N/A | #N/A | #N/A | #N/A | #N/A | #N/A | #N/A | #N/A
TRUE | VIC | TSTS66A | Templestowe (AusNet) 66 kV | AusNet | Shoulder | Non-coincident | 2031 | POE50 | -27.5141 | NA | VIC Templestowe (AusNet) 66 kV |  |  | FALSE | #N/A | #N/A | #N/A | #N/A | #N/A | #N/A | #N/A | #N/A | #N/A | #N/A
TRUE | VIC | TSTS66A | Templestowe (AusNet) 66 kV | AusNet | Shoulder | Non-coincident | 2031 | POE90 | -28.9032 | NA | VIC Templestowe (AusNet) 66 kV |  |  | FALSE | #N/A | #N/A | #N/A | #N/A | #N/A | #N/A | #N/A | #N/A | #N/A | #N/A
TRUE | VIC | TSTS66A | Templestowe (AusNet) 66 kV | AusNet | Shoulder | Coincident_unreconciled | 2032 | POE50 | -10.8836 | NA | VIC Templestowe (AusNet) 66 kV |  |  | FALSE | #N/A | #N/A | #N/A | #N/A | #N/A | #N/A | #N/A | #N/A | #N/A | #N/A
TRUE | VIC | TSTS66A | Templestowe (AusNet) 66 kV | AusNet | Shoulder | Coincident_unreconciled | 2032 | POE90 | -11.4002 | NA | VIC Templestowe (AusNet) 66 kV |  |  | FALSE | #N/A | #N/A | #N/A | #N/A | #N/A | #N/A | #N/A | #N/A | #N/A | #N/A
TRUE | VIC | TSTS66A | Templestowe (AusNet) 66 kV | AusNet | Shoulder | Non-coincident | 2032 | POE50 | -29.3339 | NA | VIC Templestowe (AusNet) 66 kV |  |  | FALSE | #N/A | #N/A | #N/A | #N/A | #N/A | #N/A | #N/A | #N/A | #N/A | #N/A
TRUE | VIC | TSTS66A | Templestowe (AusNet) 66 kV | AusNet | Shoulder | Non-coincident | 2032 | POE90 | -30.7262 | NA | VIC Templestowe (AusNet) 66 kV |  |  | FALSE | #N/A | #N/A | #N/A | #N/A | #N/A | #N/A | #N/A | #N/A | #N/A | #N/A
TRUE | VIC | TSTS66A | Templestowe (AusNet) 66 kV | AusNet | Shoulder | Coincident_unreconciled | 2033 | POE50 | -11.3458 | NA | VIC Templestowe (AusNet) 66 kV |  |  | FALSE | #N/A | #N/A | #N/A | #N/A | #N/A | #N/A | #N/A | #N/A | #N/A | #N/A
TRUE | VIC | TSTS66A | Templestowe (AusNet) 66 kV | AusNet | Shoulder | Coincident_unreconciled | 2033 | POE90 | -11.8636 | NA | VIC Templestowe (AusNet) 66 kV |  |  | FALSE | #N/A | #N/A | #N/A | #N/A | #N/A | #N/A | #N/A | #N/A | #N/A | #N/A
TRUE | VIC | TSTS66A | Templestowe (AusNet) 66 kV | AusNet | Shoulder | Non-coincident | 2033 | POE50 | -30.5796 | NA | VIC Templestowe (AusNet) 66 kV |  |  | FALSE | #N/A | #N/A | #N/A | #N/A | #N/A | #N/A | #N/A | #N/A | #N/A | #N/A
TRUE | VIC | TSTS66A | Templestowe (AusNet) 66 kV | AusNet | Shoulder | Non-coincident | 2033 | POE90 | -31.975 | NA | VIC Templestowe (AusNet) 66 kV |  |  | FALSE | #N/A | #N/A | #N/A | #N/A | #N/A | #N/A | #N/A | #N/A | #N/A | #N/A
TRUE | VIC | TSTS66A | Templestowe (AusNet) 66 kV | AusNet | Shoulder | Coincident_unreconciled | 2034 | POE50 | -11.8202 | NA | VIC Templestowe (AusNet) 66 kV |  |  | FALSE | #N/A | #N/A | #N/A | #N/A | #N/A | #N/A | #N/A | #N/A | #N/A | #N/A
TRUE | VIC | TSTS66A | Templestowe (AusNet) 66 kV | AusNet | Shoulder | Coincident_unreconciled | 2034 | POE90 | -12.3392 | NA | VIC Templestowe (AusNet) 66 kV |  |  | FALSE | #N/A | #N/A | #N/A | #N/A | #N/A | #N/A | #N/A | #N/A | #N/A | #N/A
TRUE | VIC | TSTS66A | Templestowe (AusNet) 66 kV | AusNet | Shoulder | Non-coincident | 2034 | POE50 | -31.8583 | NA | VIC Templestowe (AusNet) 66 kV |  |  | FALSE | #N/A | #N/A | #N/A | #N/A | #N/A | #N/A | #N/A | #N/A | #N/A | #N/A
TRUE | VIC | TSTS66A | Templestowe (AusNet) 66 kV | AusNet | Shoulder | Non-coincident | 2034 | POE90 | -33.2569 | NA | VIC Templestowe (AusNet) 66 kV |  |  | FALSE | #N/A | #N/A | #N/A | #N/A | #N/A | #N/A | #N/A | #N/A | #N/A | #N/A
TRUE | VIC | TSTS66A | Templestowe (AusNet) 66 kV | AusNet | Shoulder | Coincident_unreconciled | 2035 | POE50 | -12.3801 | NA | VIC Templestowe (AusNet) 66 kV |  |  | FALSE | #N/A | #N/A | #N/A | #N/A | #N/A | #N/A | #N/A | #N/A | #N/A | #N/A
TRUE | VIC | TSTS66A | Templestowe (AusNet) 66 kV | AusNet | Shoulder | Coincident_unreconciled | 2035 | POE90 | -12.9002 | NA | VIC Templestowe (AusNet) 66 kV |  |  | FALSE | #N/A | #N/A | #N/A | #N/A | #N/A | #N/A | #N/A | #N/A | #N/A | #N/A
TRUE | VIC | TSTS66A | Templestowe (AusNet) 66 kV | AusNet | Shoulder | Non-coincident | 2035 | POE50 | -33.3672 | NA | VIC Templestowe (AusNet) 66 kV |  |  | FALSE | #N/A | #N/A | #N/A | #N/A | #N/A | #N/A | #N/A | #N/A | #N/A | #N/A
TRUE | VIC | TSTS66A | Templestowe (AusNet) 66 kV | AusNet | Shoulder | Non-coincident | 2035 | POE90 | -34.7691 | NA | VIC Templestowe (AusNet) 66 kV |  |  | FALSE | #N/A | #N/A | #N/A | #N/A | #N/A | #N/A | #N/A | #N/A | #N/A | #N/A
TRUE | VIC | TSTS66A | Templestowe (AusNet) 66 kV | AusNet | Summer | Coincident | 2019 | ACTUAL_OPG | 18.4207 | 54.7457 | VIC Templestowe (AusNet) 66 kV |  |  | FALSE | #N/A | #N/A | #N/A | #N/A | #N/A | #N/A | #N/A | #N/A | #N/A | #N/A
TRUE | VIC | TSTS66A | Templestowe (AusNet) 66 kV | AusNet | Summer | Coincident | 2019 | ACTUAL_RAW | 18.4207 | 54.7457 | VIC Templestowe (AusNet) 66 kV |  |  | FALSE | #N/A | #N/A | #N/A | #N/A | #N/A | #N/A | #N/A | #N/A | #N/A | #N/A
TRUE | VIC | TSTS66A | Templestowe (AusNet) 66 kV | AusNet | Summer | Non-coincident | 2019 | ACTUAL_RAW | 12.7476 | 77.4388 | VIC Templestowe (AusNet) 66 kV |  |  | FALSE | #N/A | #N/A | #N/A | #N/A | #N/A | #N/A | #N/A | #N/A | #N/A | #N/A
TRUE | VIC | TSTS66A | Templestowe (AusNet) 66 kV | AusNet | Summer | Non-coincident | 2019 | ACTUAL_OPG | 12.7476 | 77.4388 | VIC Templestowe (AusNet) 66 kV |  |  | FALSE | #N/A | #N/A | #N/A | #N/A | #N/A | #N/A | #N/A | #N/A | #N/A | #N/A
TRUE | VIC | TSTS66A | Templestowe (AusNet) 66 kV | AusNet | Summer | Non-coincident | 2019 | ACTUAL_ADJUSTEDOPG | 12.7476 | 77.4388 | VIC Templestowe (AusNet) 66 kV |  |  | FALSE | #N/A | #N/A | #N/A | #N/A | #N/A | #N/A | #N/A | #N/A | #N/A | #N/A
TRUE | VIC | TSTS66A | Templestowe (AusNet) 66 kV | AusNet | Summer | Coincident | 2020 | ACTUAL_OPG | 12.2554 | 84.4 | VIC Templestowe (AusNet) 66 kV |  |  | FALSE | #N/A | #N/A | #N/A | #N/A | #N/A | #N/A | #N/A | #N/A | #N/A | #N/A
TRUE | VIC | TSTS66A | Templestowe (AusNet) 66 kV | AusNet | Summer | Coincident | 2020 | ACTUAL_RAW | 12.2554 | 84.4 | VIC Templestowe (AusNet) 66 kV |  |  | FALSE | #N/A | #N/A | #N/A | #N/A | #N/A | #N/A | #N/A | #N/A | #N/A | #N/A
TRUE | VIC | TSTS66A | Templestowe (AusNet) 66 kV | AusNet | Summer | Non-coincident | 2020 | ACTUAL_RAW | 9.9888 | 86.0819 | VIC Templestowe (AusNet) 66 kV |  |  | FALSE | #N/A | #N/A | #N/A | #N/A | #N/A | #N/A | #N/A | #N/A | #N/A | #N/A
TRUE | VIC | TSTS66A | Templestowe (AusNet) 66 kV | AusNet | Summer | Non-coincident | 2020 | ACTUAL_OPG | 9.9888 | 86.0819 | VIC Templestowe (AusNet) 66 kV |  |  | FALSE | #N/A | #N/A | #N/A | #N/A | #N/A | #N/A | #N/A | #N/A | #N/A | #N/A
TRUE | VIC | TSTS66A | Templestowe (AusNet) 66 kV | AusNet | Summer | Non-coincident | 2020 | ACTUAL_ADJUSTEDOPG | 9.9888 | 86.0819 | VIC Templestowe (AusNet) 66 kV |  |  | FALSE | #N/A | #N/A | #N/A | #N/A | #N/A | #N/A | #N/A | #N/A | #N/A | #N/A
TRUE | VIC | TSTS66A | Templestowe (AusNet) 66 kV | AusNet | Summer | Coincident | 2021 | ACTUAL_OPG | 12.9906 | 66.1425 | VIC Templestowe (AusNet) 66 kV |  |  | FALSE | #N/A | #N/A | #N/A | #N/A | #N/A | #N/A | #N/A | #N/A | #N/A | #N/A
TRUE | VIC | TSTS66A | Templestowe (AusNet) 66 kV | AusNet | Summer | Coincident | 2021 | ACTUAL_RAW | 12.9906 | 66.1425 | VIC Templestowe (AusNet) 66 kV |  |  | FALSE | #N/A | #N/A | #N/A | #N/A | #N/A | #N/A | #N/A | #N/A | #N/A | #N/A
TRUE | VIC | TSTS66A | Templestowe (AusNet) 66 kV | AusNet | Summer | Non-coincident | 2021 | ACTUAL_RAW | 7.9501 | 69.187 | VIC Templestowe (AusNet) 66 kV |  |  | FALSE | #N/A | #N/A | #N/A | #N/A | #N/A | #N/A | #N/A | #N/A | #N/A | #N/A
TRUE | VIC | TSTS66A | Templestowe (AusNet) 66 kV | AusNet | Summer | Non-coincident | 2021 | ACTUAL_OPG | 7.9501 | 69.187 | VIC Templestowe (AusNet) 66 kV |  |  | FALSE | #N/A | #N/A | #N/A | #N/A | #N/A | #N/A | #N/A | #N/A | #N/A | #N/A
TRUE | VIC | TSTS66A | Templestowe (AusNet) 66 kV | AusNet | Summer | Non-coincident | 2021 | ACTUAL_ADJUSTEDOPG | 7.9501 | 69.187 | VIC Templestowe (AusNet) 66 kV |  |  | FALSE | #N/A | #N/A | #N/A | #N/A | #N/A | #N/A | #N/A | #N/A | #N/A | #N/A
TRUE | VIC | TSTS66A | Templestowe (AusNet) 66 kV | AusNet | Summer | Coincident | 2022 | ACTUAL_OPG | 11.6139 | 65.1091 | VIC Templestowe (AusNet) 66 kV |  |  | FALSE | #N/A | #N/A | #N/A | #N/A | #N/A | #N/A | #N/A | #N/A | #N/A | #N/A
TRUE | VIC | TSTS66A | Templestowe (AusNet) 66 kV | AusNet | Summer | Coincident | 2022 | ACTUAL_RAW | 11.6139 | 65.1091 | VIC Templestowe (AusNet) 66 kV |  |  | FALSE | #N/A | #N/A | #N/A | #N/A | #N/A | #N/A | #N/A | #N/A | #N/A | #N/A
TRUE | VIC | TSTS66A | Templestowe (AusNet) 66 kV | AusNet | Summer | Non-coincident | 2022 | ACTUAL_RAW | 8.5425 | 69.0146 | VIC Templestowe (AusNet) 66 kV |  |  | FALSE | #N/A | #N/A | #N/A | #N/A | #N/A | #N/A | #N/A | #N/A | #N/A | #N/A
TRUE | VIC | TSTS66A | Templestowe (AusNet) 66 kV | AusNet | Summer | Non-coincident | 2022 | ACTUAL_OPG | 8.5425 | 69.0146 | VIC Templestowe (AusNet) 66 kV |  |  | FALSE | #N/A | #N/A | #N/A | #N/A | #N/A | #N/A | #N/A | #N/A | #N/A | #N/A
TRUE | VIC | TSTS66A | Templestowe (AusNet) 66 kV | AusNet | Summer | Non-coincident | 2022 | ACTUAL_ADJUSTEDOPG | 8.5425 | 69.0146 | VIC Templestowe (AusNet) 66 kV |  |  | FALSE | #N/A | #N/A | #N/A | #N/A | #N/A | #N/A | #N/A | #N/A | #N/A | #N/A
TRUE | VIC | TSTS66A | Templestowe (AusNet) 66 kV | AusNet | Summer | Coincident | 2023 | ACTUAL_OPG | 5.5608 | 67.8007 | VIC Templestowe (AusNet) 66 kV |  |  | FALSE | #N/A | #N/A | #N/A | #N/A | #N/A | #N/A | #N/A | #N/A | #N/A | #N/A
TRUE | VIC | TSTS66A | Templestowe (AusNet) 66 kV | AusNet | Summer | Coincident | 2023 | ACTUAL_RAW | 5.5608 | 67.8007 | VIC Templestowe (AusNet) 66 kV |  |  | FALSE | #N/A | #N/A | #N/A | #N/A | #N/A | #N/A | #N/A | #N/A | #N/A | #N/A
TRUE | VIC | TSTS66A | Templestowe (AusNet) 66 kV | AusNet | Summer | Non-coincident | 2023 | ACTUAL_RAW | -1.9827 | 69.9082 | VIC Templestowe (AusNet) 66 kV |  |  | FALSE | #N/A | #N/A | #N/A | #N/A | #N/A | #N/A | #N/A | #N/A | #N/A | #N/A
TRUE | VIC | TSTS66A | Templestowe (AusNet) 66 kV | AusNet | Summer | Non-coincident | 2023 | ACTUAL_OPG | -1.9827 | 69.9082 | VIC Templestowe (AusNet) 66 kV |  |  | FALSE | #N/A | #N/A | #N/A | #N/A | #N/A | #N/A | #N/A | #N/A | #N/A | #N/A
TRUE | VIC | TSTS66A | Templestowe (AusNet) 66 kV | AusNet | Summer | Non-coincident | 2023 | ACTUAL_ADJUSTEDOPG | -1.9827 | 69.9082 | VIC Templestowe (AusNet) 66 kV |  |  | FALSE | #N/A | #N/A | #N/A | #N/A | #N/A | #N/A | #N/A | #N/A | #N/A | #N/A
TRUE | VIC | TSTS66A | Templestowe (AusNet) 66 kV | AusNet | Summer | Coincident | 2024 | ACTUAL_OPG | -6.5641 | 68.2081 | VIC Templestowe (AusNet) 66 kV |  |  | FALSE | #N/A | #N/A | #N/A | #N/A | #N/A | #N/A | #N/A | #N/A | #N/A | #N/A
TRUE | VIC | TSTS66A | Templestowe (AusNet) 66 kV | AusNet | Summer | Coincident | 2024 | ACTUAL_RAW | -6.5641 | 68.2081 | VIC Templestowe (AusNet) 66 kV |  |  | FALSE | #N/A | #N/A | #N/A | #N/A | #N/A | #N/A | #N/A | #N/A | #N/A | #N/A
TRUE | VIC | TSTS66A | Templestowe (AusNet) 66 kV | AusNet | Summer | Non-coincident | 2024 | ACTUAL_RAW | -11.8795 | 69.8301 | VIC Templestowe (AusNet) 66 kV |  |  | FALSE | #N/A | #N/A | #N/A | #N/A | #N/A | #N/A | #N/A | #N/A | #N/A | #N/A
TRUE | VIC | TSTS66A | Templestowe (AusNet) 66 kV | AusNet | Summer | Non-coincident | 2024 | ACTUAL_OPG | -11.8795 | 69.8301 | VIC Templestowe (AusNet) 66 kV |  |  | FALSE | #N/A | #N/A | #N/A | #N/A | #N/A | #N/A | #N/A | #N/A | #N/A | #N/A
TRUE | VIC | TSTS66A | Templestowe (AusNet) 66 kV | AusNet | Summer | Non-coincident | 2024 | ACTUAL_ADJUSTEDOPG | -11.8795 | 69.8301 | VIC Templestowe (AusNet) 66 kV |  |  | FALSE | #N/A | #N/A | #N/A | #N/A | #N/A | #N/A | #N/A | #N/A | #N/A | #N/A
TRUE | VIC | TSTS66A | Templestowe (AusNet) 66 kV | AusNet | Summer | Coincident | 2025 | ACTUAL_OPG | -5.329 | 65.1251 | VIC Templestowe (AusNet) 66 kV |  |  | FALSE | #N/A | #N/A | #N/A | #N/A | #N/A | #N/A | #N/A | #N/A | #N/A | #N/A
TRUE | VIC | TSTS66A | Templestowe (AusNet) 66 kV | AusNet | Summer | Coincident | 2025 | ACTUAL_RAW | -5.329 | 65.1251 | VIC Templestowe (AusNet) 66 kV |  |  | FALSE | #N/A | #N/A | #N/A | #N/A | #N/A | #N/A | #N/A | #N/A | #N/A | #N/A
TRUE | VIC | TSTS66A | Templestowe (AusNet) 66 kV | AusNet | Summer | Non-coincident | 2025 | ACTUAL_RAW | -10.0756 | 80.0724 | VIC Templestowe (AusNet) 66 kV |  |  | FALSE | #N/A | #N/A | #N/A | #N/A | #N/A | #N/A | #N/A | #N/A | #N/A | #N/A
TRUE | VIC | TSTS66A | Templestowe (AusNet) 66 kV | AusNet | Summer | Non-coincident | 2025 | ACTUAL_OPG | -10.0756 | 80.0724 | VIC Templestowe (AusNet) 66 kV |  |  | FALSE | #N/A | #N/A | #N/A | #N/A | #N/A | #N/A | #N/A | #N/A | #N/A | #N/A
TRUE | VIC | TSTS66A | Templestowe (AusNet) 66 kV | AusNet | Summer | Non-coincident | 2025 | ACTUAL_ADJUSTEDOPG | -10.0756 | 80.0724 | VIC Templestowe (AusNet) 66 kV |  |  | FALSE | #N/A | #N/A | #N/A | #N/A | #N/A | #N/A | #N/A | #N/A | #N/A | #N/A
TRUE | VIC | TSTS66A | Templestowe (AusNet) 66 kV | AusNet | Summer | Non-coincident | 2025 | BASEYEARPOE90 | -17.9855 | NA | VIC Templestowe (AusNet) 66 kV |  |  | FALSE | #N/A | #N/A | #N/A | #N/A | #N/A | #N/A | #N/A | #N/A | #N/A | #N/A
TRUE | VIC | TSTS66A | Templestowe (AusNet) 66 kV | AusNet | Summer | Non-coincident | 2025 | BASEYEARPOE50 | -16.3441 | 76.7923 | VIC Templestowe (AusNet) 66 kV |  |  | FALSE | #N/A | #N/A | #N/A | #N/A | #N/A | #N/A | #N/A | #N/A | #N/A | #N/A
TRUE | VIC | TSTS66A | Templestowe (AusNet) 66 kV | AusNet | Summer | Coincident_unreconciled | 2026 | POE50 | -9.2913 | NA | VIC Templestowe (AusNet) 66 kV |  |  | FALSE | #N/A | #N/A | #N/A | #N/A | #N/A | #N/A | #N/A | #N/A | #N/A | #N/A
TRUE | VIC | TSTS66A | Templestowe (AusNet) 66 kV | AusNet | Summer | Coincident_unreconciled | 2026 | POE90 | -9.9743 | NA | VIC Templestowe (AusNet) 66 kV |  |  | FALSE | #N/A | #N/A | #N/A | #N/A | #N/A | #N/A | #N/A | #N/A | #N/A | #N/A
TRUE | VIC | TSTS66A | Templestowe (AusNet) 66 kV | AusNet | Summer | Non-coincident | 2026 | POE50 | -17.1829 | 78.7023 | VIC Templestowe (AusNet) 66 kV |  |  | FALSE | #N/A | #N/A | #N/A | #N/A | #N/A | #N/A | #N/A | #N/A | #N/A | #N/A
TRUE | VIC | TSTS66A | Templestowe (AusNet) 66 kV | AusNet | Summer | Non-coincident | 2026 | POE90 | -18.446 | NA | VIC Templestowe (AusNet) 66 kV |  |  | FALSE | #N/A | #N/A | #N/A | #N/A | #N/A | #N/A | #N/A | #N/A | #N/A | #N/A
TRUE | VIC | TSTS66A | Templestowe (AusNet) 66 kV | AusNet | Summer | Coincident_unreconciled | 2027 | POE50 | -10.2886 | NA | VIC Templestowe (AusNet) 66 kV |  |  | FALSE | #N/A | #N/A | #N/A | #N/A | #N/A | #N/A | #N/A | #N/A | #N/A | #N/A
TRUE | VIC | TSTS66A | Templestowe (AusNet) 66 kV | AusNet | Summer | Coincident_unreconciled | 2027 | POE90 | -10.9729 | NA | VIC Templestowe (AusNet) 66 kV |  |  | FALSE | #N/A | #N/A | #N/A | #N/A | #N/A | #N/A | #N/A | #N/A | #N/A | #N/A
TRUE | VIC | TSTS66A | Templestowe (AusNet) 66 kV | AusNet | Summer | Non-coincident | 2027 | POE50 | -19.0272 | 78.8215 | VIC Templestowe (AusNet) 66 kV |  |  | FALSE | #N/A | #N/A | #N/A | #N/A | #N/A | #N/A | #N/A | #N/A | #N/A | #N/A
TRUE | VIC | TSTS66A | Templestowe (AusNet) 66 kV | AusNet | Summer | Non-coincident | 2027 | POE90 | -20.2928 | NA | VIC Templestowe (AusNet) 66 kV |  |  | FALSE | #N/A | #N/A | #N/A | #N/A | #N/A | #N/A | #N/A | #N/A | #N/A | #N/A
TRUE | VIC | TSTS66A | Templestowe (AusNet) 66 kV | AusNet | Summer | Coincident_unreconciled | 2028 | POE50 | -11.7088 | NA | VIC Templestowe (AusNet) 66 kV |  |  | FALSE | #N/A | #N/A | #N/A | #N/A | #N/A | #N/A | #N/A | #N/A | #N/A | #N/A
TRUE | VIC | TSTS66A | Templestowe (AusNet) 66 kV | AusNet | Summer | Coincident_unreconciled | 2028 | POE90 | -12.3946 | NA | VIC Templestowe (AusNet) 66 kV |  |  | FALSE | #N/A | #N/A | #N/A | #N/A | #N/A | #N/A | #N/A | #N/A | #N/A | #N/A
TRUE | VIC | TSTS66A | Templestowe (AusNet) 66 kV | AusNet | Summer | Non-coincident | 2028 | POE50 | -21.6536 | 78.9787 | VIC Templestowe (AusNet) 66 kV |  |  | FALSE | #N/A | #N/A | #N/A | #N/A | #N/A | #N/A | #N/A | #N/A | #N/A | #N/A
TRUE | VIC | TSTS66A | Templestowe (AusNet) 66 kV | AusNet | Summer | Non-coincident | 2028 | POE90 | -22.922 | NA | VIC Templestowe (AusNet) 66 kV |  |  | FALSE | #N/A | #N/A | #N/A | #N/A | #N/A | #N/A | #N/A | #N/A | #N/A | #N/A
TRUE | VIC | TSTS66A | Templestowe (AusNet) 66 kV | AusNet | Summer | Coincident_unreconciled | 2029 | POE50 | -12.9854 | NA | VIC Templestowe (AusNet) 66 kV |  |  | FALSE | #N/A | #N/A | #N/A | #N/A | #N/A | #N/A | #N/A | #N/A | #N/A | #N/A
TRUE | VIC | TSTS66A | Templestowe (AusNet) 66 kV | AusNet | Summer | Coincident_unreconciled | 2029 | POE90 | -13.6728 | NA | VIC Templestowe (AusNet) 66 kV |  |  | FALSE | #N/A | #N/A | #N/A | #N/A | #N/A | #N/A | #N/A | #N/A | #N/A | #N/A
TRUE | VIC | TSTS66A | Templestowe (AusNet) 66 kV | AusNet | Summer | Non-coincident | 2029 | POE50 | -24.0145 | 79.199 | VIC Templestowe (AusNet) 66 kV |  |  | FALSE | #N/A | #N/A | #N/A | #N/A | #N/A | #N/A | #N/A | #N/A | #N/A | #N/A
TRUE | VIC | TSTS66A | Templestowe (AusNet) 66 kV | AusNet | Summer | Non-coincident | 2029 | POE90 | -25.2858 | NA | VIC Templestowe (AusNet) 66 kV |  |  | FALSE | #N/A | #N/A | #N/A | #N/A | #N/A | #N/A | #N/A | #N/A | #N/A | #N/A
TRUE | VIC | TSTS66A | Templestowe (AusNet) 66 kV | AusNet | Summer | Coincident_unreconciled | 2030 | POE50 | -14.3171 | NA | VIC Templestowe (AusNet) 66 kV |  |  | FALSE | #N/A | #N/A | #N/A | #N/A | #N/A | #N/A | #N/A | #N/A | #N/A | #N/A
TRUE | VIC | TSTS66A | Templestowe (AusNet) 66 kV | AusNet | Summer | Coincident_unreconciled | 2030 | POE90 | -15.0061 | NA | VIC Templestowe (AusNet) 66 kV |  |  | FALSE | #N/A | #N/A | #N/A | #N/A | #N/A | #N/A | #N/A | #N/A | #N/A | #N/A
TRUE | VIC | TSTS66A | Templestowe (AusNet) 66 kV | AusNet | Summer | Non-coincident | 2030 | POE50 | -26.4774 | 79.4651 | VIC Templestowe (AusNet) 66 kV |  |  | FALSE | #N/A | #N/A | #N/A | #N/A | #N/A | #N/A | #N/A | #N/A | #N/A | #N/A
TRUE | VIC | TSTS66A | Templestowe (AusNet) 66 kV | AusNet | Summer | Non-coincident | 2030 | POE90 | -27.7515 | NA | VIC Templestowe (AusNet) 66 kV |  |  | FALSE | #N/A | #N/A | #N/A | #N/A | #N/A | #N/A | #N/A | #N/A | #N/A | #N/A
TRUE | VIC | TSTS66A | Templestowe (AusNet) 66 kV | AusNet | Summer | Coincident_unreconciled | 2031 | POE50 | -15.7728 | NA | VIC Templestowe (AusNet) 66 kV |  |  | FALSE | #N/A | #N/A | #N/A | #N/A | #N/A | #N/A | #N/A | #N/A | #N/A | #N/A
TRUE | VIC | TSTS66A | Templestowe (AusNet) 66 kV | AusNet | Summer | Coincident_unreconciled | 2031 | POE90 | -16.4633 | NA | VIC Templestowe (AusNet) 66 kV |  |  | FALSE | #N/A | #N/A | #N/A | #N/A | #N/A | #N/A | #N/A | #N/A | #N/A | #N/A
TRUE | VIC | TSTS66A | Templestowe (AusNet) 66 kV | AusNet | Summer | Non-coincident | 2031 | POE50 | -29.1694 | 79.7243 | VIC Templestowe (AusNet) 66 kV |  |  | FALSE | #N/A | #N/A | #N/A | #N/A | #N/A | #N/A | #N/A | #N/A | #N/A | #N/A
TRUE | VIC | TSTS66A | Templestowe (AusNet) 66 kV | AusNet | Summer | Non-coincident | 2031 | POE90 | -30.4464 | NA | VIC Templestowe (AusNet) 66 kV |  |  | FALSE | #N/A | #N/A | #N/A | #N/A | #N/A | #N/A | #N/A | #N/A | #N/A | #N/A
TRUE | VIC | TSTS66A | Templestowe (AusNet) 66 kV | AusNet | Summer | Coincident_unreconciled | 2032 | POE50 | -16.8203 | NA | VIC Templestowe (AusNet) 66 kV |  |  | FALSE | #N/A | #N/A | #N/A | #N/A | #N/A | #N/A | #N/A | #N/A | #N/A | #N/A
TRUE | VIC | TSTS66A | Templestowe (AusNet) 66 kV | AusNet | Summer | Coincident_unreconciled | 2032 | POE90 | -17.5124 | NA | VIC Templestowe (AusNet) 66 kV |  |  | FALSE | #N/A | #N/A | #N/A | #N/A | #N/A | #N/A | #N/A | #N/A | #N/A | #N/A
TRUE | VIC | TSTS66A | Templestowe (AusNet) 66 kV | AusNet | Summer | Non-coincident | 2032 | POE50 | -31.1066 | 80.0644 | VIC Templestowe (AusNet) 66 kV |  |  | FALSE | #N/A | #N/A | #N/A | #N/A | #N/A | #N/A | #N/A | #N/A | #N/A | #N/A
TRUE | VIC | TSTS66A | Templestowe (AusNet) 66 kV | AusNet | Summer | Non-coincident | 2032 | POE90 | -32.3865 | NA | VIC Templestowe (AusNet) 66 kV |  |  | FALSE | #N/A | #N/A | #N/A | #N/A | #N/A | #N/A | #N/A | #N/A | #N/A | #N/A
TRUE | VIC | TSTS66A | Templestowe (AusNet) 66 kV | AusNet | Summer | Coincident_unreconciled | 2033 | POE50 | -17.5382 | NA | VIC Templestowe (AusNet) 66 kV |  |  | FALSE | #N/A | #N/A | #N/A | #N/A | #N/A | #N/A | #N/A | #N/A | #N/A | #N/A
TRUE | VIC | TSTS66A | Templestowe (AusNet) 66 kV | AusNet | Summer | Coincident_unreconciled | 2033 | POE90 | -18.2319 | NA | VIC Templestowe (AusNet) 66 kV |  |  | FALSE | #N/A | #N/A | #N/A | #N/A | #N/A | #N/A | #N/A | #N/A | #N/A | #N/A
TRUE | VIC | TSTS66A | Templestowe (AusNet) 66 kV | AusNet | Summer | Non-coincident | 2033 | POE50 | -32.4343 | 80.4597 | VIC Templestowe (AusNet) 66 kV |  |  | FALSE | #N/A | #N/A | #N/A | #N/A | #N/A | #N/A | #N/A | #N/A | #N/A | #N/A
TRUE | VIC | TSTS66A | Templestowe (AusNet) 66 kV | AusNet | Summer | Non-coincident | 2033 | POE90 | -33.7172 | NA | VIC Templestowe (AusNet) 66 kV |  |  | FALSE | #N/A | #N/A | #N/A | #N/A | #N/A | #N/A | #N/A | #N/A | #N/A | #N/A
TRUE | VIC | TSTS66A | Templestowe (AusNet) 66 kV | AusNet | Summer | Coincident_unreconciled | 2034 | POE50 | -18.2785 | NA | VIC Templestowe (AusNet) 66 kV |  |  | FALSE | #N/A | #N/A | #N/A | #N/A | #N/A | #N/A | #N/A | #N/A | #N/A | #N/A
TRUE | VIC | TSTS66A | Templestowe (AusNet) 66 kV | AusNet | Summer | Coincident_unreconciled | 2034 | POE90 | -18.9738 | NA | VIC Templestowe (AusNet) 66 kV |  |  | FALSE | #N/A | #N/A | #N/A | #N/A | #N/A | #N/A | #N/A | #N/A | #N/A | #N/A
TRUE | VIC | TSTS66A | Templestowe (AusNet) 66 kV | AusNet | Summer | Non-coincident | 2034 | POE50 | -33.8033 | 80.8544 | VIC Templestowe (AusNet) 66 kV |  |  | FALSE | #N/A | #N/A | #N/A | #N/A | #N/A | #N/A | #N/A | #N/A | #N/A | #N/A
TRUE | VIC | TSTS66A | Templestowe (AusNet) 66 kV | AusNet | Summer | Non-coincident | 2034 | POE90 | -35.0891 | NA | VIC Templestowe (AusNet) 66 kV |  |  | FALSE | #N/A | #N/A | #N/A | #N/A | #N/A | #N/A | #N/A | #N/A | #N/A | #N/A
TRUE | VIC | TSTS66A | Templestowe (AusNet) 66 kV | AusNet | Summer | Coincident_unreconciled | 2035 | POE50 | -19.1453 | NA | VIC Templestowe (AusNet) 66 kV |  |  | FALSE | #N/A | #N/A | #N/A | #N/A | #N/A | #N/A | #N/A | #N/A | #N/A | #N/A
TRUE | VIC | TSTS66A | Templestowe (AusNet) 66 kV | AusNet | Summer | Coincident_unreconciled | 2035 | POE90 | -19.8422 | NA | VIC Templestowe (AusNet) 66 kV |  |  | FALSE | #N/A | #N/A | #N/A | #N/A | #N/A | #N/A | #N/A | #N/A | #N/A | #N/A
TRUE | VIC | TSTS66A | Templestowe (AusNet) 66 kV | AusNet | Summer | Non-coincident | 2035 | POE50 | -35.4064 | 81.2333 | VIC Templestowe (AusNet) 66 kV |  |  | FALSE | #N/A | #N/A | #N/A | #N/A | #N/A | #N/A | #N/A | #N/A | #N/A | #N/A
TRUE | VIC | TSTS66A | Templestowe (AusNet) 66 kV | AusNet | Summer | Non-coincident | 2035 | POE90 | -36.6952 | NA | VIC Templestowe (AusNet) 66 kV |  |  | FALSE | #N/A | #N/A | #N/A | #N/A | #N/A | #N/A | #N/A | #N/A | #N/A | #N/A
TRUE | VIC | TSTS66A | Templestowe (AusNet) 66 kV | AusNet | Summer | Non-coincident | 2025 | BASEYEARPOE10 | NA | 86.6638 | VIC Templestowe (AusNet) 66 kV |  |  | FALSE | #N/A | #N/A | #N/A | #N/A | #N/A | #N/A | #N/A | #N/A | #N/A | #N/A
TRUE | VIC | TSTS66A | Templestowe (AusNet) 66 kV | AusNet | Summer | Coincident | 2026 | POE10 | NA | 75.199 | VIC Templestowe (AusNet) 66 kV |  |  | FALSE | #N/A | #N/A | #N/A | #N/A | #N/A | #N/A | #N/A | #N/A | #N/A | #N/A
TRUE | VIC | TSTS66A | Templestowe (AusNet) 66 kV | AusNet | Summer | Coincident | 2026 | POE50 | NA | 68.5739 | VIC Templestowe (AusNet) 66 kV |  |  | FALSE | #N/A | #N/A | #N/A | #N/A | #N/A | #N/A | #N/A | #N/A | #N/A | #N/A
TRUE | VIC | TSTS66A | Templestowe (AusNet) 66 kV | AusNet | Summer | Non-coincident | 2026 | POE10 | NA | 88.9602 | VIC Templestowe (AusNet) 66 kV |  |  | FALSE | #N/A | #N/A | #N/A | #N/A | #N/A | #N/A | #N/A | #N/A | #N/A | #N/A
TRUE | VIC | TSTS66A | Templestowe (AusNet) 66 kV | AusNet | Summer | Coincident | 2027 | POE10 | NA | 73.3327 | VIC Templestowe (AusNet) 66 kV |  |  | FALSE | #N/A | #N/A | #N/A | #N/A | #N/A | #N/A | #N/A | #N/A | #N/A | #N/A
TRUE | VIC | TSTS66A | Templestowe (AusNet) 66 kV | AusNet | Summer | Coincident | 2027 | POE50 | NA | 66.417 | VIC Templestowe (AusNet) 66 kV |  |  | FALSE | #N/A | #N/A | #N/A | #N/A | #N/A | #N/A | #N/A | #N/A | #N/A | #N/A
TRUE | VIC | TSTS66A | Templestowe (AusNet) 66 kV | AusNet | Summer | Non-coincident | 2027 | POE10 | NA | 89.0985 | VIC Templestowe (AusNet) 66 kV |  |  | FALSE | #N/A | #N/A | #N/A | #N/A | #N/A | #N/A | #N/A | #N/A | #N/A | #N/A
TRUE | VIC | TSTS66A | Templestowe (AusNet) 66 kV | AusNet | Summer | Coincident | 2028 | POE10 | NA | 71.7174 | VIC Templestowe (AusNet) 66 kV |  |  | FALSE | #N/A | #N/A | #N/A | #N/A | #N/A | #N/A | #N/A | #N/A | #N/A | #N/A
TRUE | VIC | TSTS66A | Templestowe (AusNet) 66 kV | AusNet | Summer | Coincident | 2028 | POE50 | NA | 64.4664 | VIC Templestowe (AusNet) 66 kV |  |  | FALSE | #N/A | #N/A | #N/A | #N/A | #N/A | #N/A | #N/A | #N/A | #N/A | #N/A
TRUE | VIC | TSTS66A | Templestowe (AusNet) 66 kV | AusNet | Summer | Non-coincident | 2028 | POE10 | NA | 89.279 | VIC Templestowe (AusNet) 66 kV |  |  | FALSE | #N/A | #N/A | #N/A | #N/A | #N/A | #N/A | #N/A | #N/A | #N/A | #N/A
TRUE | VIC | TSTS66A | Templestowe (AusNet) 66 kV | AusNet | Summer | Coincident | 2029 | POE10 | NA | 70.63 | VIC Templestowe (AusNet) 66 kV |  |  | FALSE | #N/A | #N/A | #N/A | #N/A | #N/A | #N/A | #N/A | #N/A | #N/A | #N/A
TRUE | VIC | TSTS66A | Templestowe (AusNet) 66 kV | AusNet | Summer | Coincident | 2029 | POE50 | NA | 63.5326 | VIC Templestowe (AusNet) 66 kV |  |  | FALSE | #N/A | #N/A | #N/A | #N/A | #N/A | #N/A | #N/A | #N/A | #N/A | #N/A
TRUE | VIC | TSTS66A | Templestowe (AusNet) 66 kV | AusNet | Summer | Non-coincident | 2029 | POE10 | NA | 89.5226 | VIC Templestowe (AusNet) 66 kV |  |  | FALSE | #N/A | #N/A | #N/A | #N/A | #N/A | #N/A | #N/A | #N/A | #N/A | #N/A
TRUE | VIC | TSTS66A | Templestowe (AusNet) 66 kV | AusNet | Summer | Coincident | 2030 | POE10 | NA | 69.8161 | VIC Templestowe (AusNet) 66 kV |  |  | FALSE | #N/A | #N/A | #N/A | #N/A | #N/A | #N/A | #N/A | #N/A | #N/A | #N/A
TRUE | VIC | TSTS66A | Templestowe (AusNet) 66 kV | AusNet | Summer | Coincident | 2030 | POE50 | NA | 62.613 | VIC Templestowe (AusNet) 66 kV |  |  | FALSE | #N/A | #N/A | #N/A | #N/A | #N/A | #N/A | #N/A | #N/A | #N/A | #N/A
TRUE | VIC | TSTS66A | Templestowe (AusNet) 66 kV | AusNet | Summer | Non-coincident | 2030 | POE10 | NA | 89.812 | VIC Templestowe (AusNet) 66 kV |  |  | FALSE | #N/A | #N/A | #N/A | #N/A | #N/A | #N/A | #N/A | #N/A | #N/A | #N/A
TRUE | VIC | TSTS66A | Templestowe (AusNet) 66 kV | AusNet | Summer | Coincident | 2031 | POE10 | NA | 68.2591 | VIC Templestowe (AusNet) 66 kV |  |  | FALSE | #N/A | #N/A | #N/A | #N/A | #N/A | #N/A | #N/A | #N/A | #N/A | #N/A
TRUE | VIC | TSTS66A | Templestowe (AusNet) 66 kV | AusNet | Summer | Coincident | 2031 | POE50 | NA | 61.5203 | VIC Templestowe (AusNet) 66 kV |  |  | FALSE | #N/A | #N/A | #N/A | #N/A | #N/A | #N/A | #N/A | #N/A | #N/A | #N/A
TRUE | VIC | TSTS66A | Templestowe (AusNet) 66 kV | AusNet | Summer | Non-coincident | 2031 | POE10 | NA | 90.0945 | VIC Templestowe (AusNet) 66 kV |  |  | FALSE | #N/A | #N/A | #N/A | #N/A | #N/A | #N/A | #N/A | #N/A | #N/A | #N/A
TRUE | VIC | TSTS66A | Templestowe (AusNet) 66 kV | AusNet | Summer | Coincident | 2032 | POE10 | NA | 66.4877 | VIC Templestowe (AusNet) 66 kV |  |  | FALSE | #N/A | #N/A | #N/A | #N/A | #N/A | #N/A | #N/A | #N/A | #N/A | #N/A
TRUE | VIC | TSTS66A | Templestowe (AusNet) 66 kV | AusNet | Summer | Coincident | 2032 | POE50 | NA | 59.8155 | VIC Templestowe (AusNet) 66 kV |  |  | FALSE | #N/A | #N/A | #N/A | #N/A | #N/A | #N/A | #N/A | #N/A | #N/A | #N/A
TRUE | VIC | TSTS66A | Templestowe (AusNet) 66 kV | AusNet | Summer | Non-coincident | 2032 | POE10 | NA | 90.4583 | VIC Templestowe (AusNet) 66 kV |  |  | FALSE | #N/A | #N/A | #N/A | #N/A | #N/A | #N/A | #N/A | #N/A | #N/A | #N/A
TRUE | VIC | TSTS66A | Templestowe (AusNet) 66 kV | AusNet | Summer | Coincident | 2033 | POE10 | NA | 65.2314 | VIC Templestowe (AusNet) 66 kV |  |  | FALSE | #N/A | #N/A | #N/A | #N/A | #N/A | #N/A | #N/A | #N/A | #N/A | #N/A
TRUE | VIC | TSTS66A | Templestowe (AusNet) 66 kV | AusNet | Summer | Coincident | 2033 | POE50 | NA | 58.1538 | VIC Templestowe (AusNet) 66 kV |  |  | FALSE | #N/A | #N/A | #N/A | #N/A | #N/A | #N/A | #N/A | #N/A | #N/A | #N/A
TRUE | VIC | TSTS66A | Templestowe (AusNet) 66 kV | AusNet | Summer | Non-coincident | 2033 | POE10 | NA | 90.8774 | VIC Templestowe (AusNet) 66 kV |  |  | FALSE | #N/A | #N/A | #N/A | #N/A | #N/A | #N/A | #N/A | #N/A | #N/A | #N/A
TRUE | VIC | TSTS66A | Templestowe (AusNet) 66 kV | AusNet | Summer | Coincident | 2034 | POE10 | NA | 64.8515 | VIC Templestowe (AusNet) 66 kV |  |  | FALSE | #N/A | #N/A | #N/A | #N/A | #N/A | #N/A | #N/A | #N/A | #N/A | #N/A
TRUE | VIC | TSTS66A | Templestowe (AusNet) 66 kV | AusNet | Summer | Coincident | 2034 | POE50 | NA | 57.8889 | VIC Templestowe (AusNet) 66 kV |  |  | FALSE | #N/A | #N/A | #N/A | #N/A | #N/A | #N/A | #N/A | #N/A | #N/A | #N/A
TRUE | VIC | TSTS66A | Templestowe (AusNet) 66 kV | AusNet | Summer | Non-coincident | 2034 | POE10 | NA | 91.2959 | VIC Templestowe (AusNet) 66 kV |  |  | FALSE | #N/A | #N/A | #N/A | #N/A | #N/A | #N/A | #N/A | #N/A | #N/A | #N/A
TRUE | VIC | TSTS66A | Templestowe (AusNet) 66 kV | AusNet | Summer | Coincident | 2035 | POE10 | NA | 64.7367 | VIC Templestowe (AusNet) 66 kV |  |  | FALSE | #N/A | #N/A | #N/A | #N/A | #N/A | #N/A | #N/A | #N/A | #N/A | #N/A
TRUE | VIC | TSTS66A | Templestowe (AusNet) 66 kV | AusNet | Summer | Coincident | 2035 | POE50 | NA | 57.8077 | VIC Templestowe (AusNet) 66 kV |  |  | FALSE | #N/A | #N/A | #N/A | #N/A | #N/A | #N/A | #N/A | #N/A | #N/A | #N/A
TRUE | VIC | TSTS66A | Templestowe (AusNet) 66 kV | AusNet | Summer | Non-coincident | 2035 | POE10 | NA | 91.6985 | VIC Templestowe (AusNet) 66 kV |  |  | FALSE | #N/A | #N/A | #N/A | #N/A | #N/A | #N/A | #N/A | #N/A | #N/A | #N/A
TRUE | VIC | TSTS66A | Templestowe (AusNet) 66 kV | AusNet | Winter | Coincident | 2018 | ACTUAL_OPG | NA | 48.376 | VIC Templestowe (AusNet) 66 kV |  |  | FALSE | #N/A | #N/A | #N/A | #N/A | #N/A | #N/A | #N/A | #N/A | #N/A | #N/A
TRUE | VIC | TSTS66A | Templestowe (AusNet) 66 kV | AusNet | Winter | Coincident | 2018 | ACTUAL_RAW | NA | 48.376 | VIC Templestowe (AusNet) 66 kV |  |  | FALSE | #N/A | #N/A | #N/A | #N/A | #N/A | #N/A | #N/A | #N/A | #N/A | #N/A
TRUE | VIC | TSTS66A | Templestowe (AusNet) 66 kV | AusNet | Winter | Non-coincident | 2018 | ACTUAL_RAW | NA | 58.715 | VIC Templestowe (AusNet) 66 kV |  |  | FALSE | #N/A | #N/A | #N/A | #N/A | #N/A | #N/A | #N/A | #N/A | #N/A | #N/A
TRUE | VIC | TSTS66A | Templestowe (AusNet) 66 kV | AusNet | Winter | Non-coincident | 2018 | ACTUAL_OPG | NA | 58.715 | VIC Templestowe (AusNet) 66 kV |  |  | FALSE | #N/A | #N/A | #N/A | #N/A | #N/A | #N/A | #N/A | #N/A | #N/A | #N/A
TRUE | VIC | TSTS66A | Templestowe (AusNet) 66 kV | AusNet | Winter | Non-coincident | 2018 | ACTUAL_ADJUSTEDOPG | NA | 58.715 | VIC Templestowe (AusNet) 66 kV |  |  | FALSE | #N/A | #N/A | #N/A | #N/A | #N/A | #N/A | #N/A | #N/A | #N/A | #N/A
TRUE | VIC | TSTS66A | Templestowe (AusNet) 66 kV | AusNet | Winter | Coincident | 2019 | ACTUAL_OPG | NA | 56.153 | VIC Templestowe (AusNet) 66 kV |  |  | FALSE | #N/A | #N/A | #N/A | #N/A | #N/A | #N/A | #N/A | #N/A | #N/A | #N/A
TRUE | VIC | TSTS66A | Templestowe (AusNet) 66 kV | AusNet | Winter | Coincident | 2019 | ACTUAL_RAW | NA | 56.153 | VIC Templestowe (AusNet) 66 kV |  |  | FALSE | #N/A | #N/A | #N/A | #N/A | #N/A | #N/A | #N/A | #N/A | #N/A | #N/A
TRUE | VIC | TSTS66A | Templestowe (AusNet) 66 kV | AusNet | Winter | Non-coincident | 2019 | ACTUAL_RAW | NA | 64.218 | VIC Templestowe (AusNet) 66 kV |  |  | FALSE | #N/A | #N/A | #N/A | #N/A | #N/A | #N/A | #N/A | #N/A | #N/A | #N/A
TRUE | VIC | TSTS66A | Templestowe (AusNet) 66 kV | AusNet | Winter | Non-coincident | 2019 | ACTUAL_OPG | NA | 64.218 | VIC Templestowe (AusNet) 66 kV |  |  | FALSE | #N/A | #N/A | #N/A | #N/A | #N/A | #N/A | #N/A | #N/A | #N/A | #N/A
TRUE | VIC | TSTS66A | Templestowe (AusNet) 66 kV | AusNet | Winter | Non-coincident | 2019 | ACTUAL_ADJUSTEDOPG | NA | 64.218 | VIC Templestowe (AusNet) 66 kV |  |  | FALSE | #N/A | #N/A | #N/A | #N/A | #N/A | #N/A | #N/A | #N/A | #N/A | #N/A
TRUE | VIC | TSTS66A | Templestowe (AusNet) 66 kV | AusNet | Winter | Coincident | 2020 | ACTUAL_OPG | NA | 55.3751 | VIC Templestowe (AusNet) 66 kV |  |  | FALSE | #N/A | #N/A | #N/A | #N/A | #N/A | #N/A | #N/A | #N/A | #N/A | #N/A
TRUE | VIC | TSTS66A | Templestowe (AusNet) 66 kV | AusNet | Winter | Coincident | 2020 | ACTUAL_RAW | NA | 55.3751 | VIC Templestowe (AusNet) 66 kV |  |  | FALSE | #N/A | #N/A | #N/A | #N/A | #N/A | #N/A | #N/A | #N/A | #N/A | #N/A
TRUE | VIC | TSTS66A | Templestowe (AusNet) 66 kV | AusNet | Winter | Non-coincident | 2020 | ACTUAL_RAW | NA | 61.7174 | VIC Templestowe (AusNet) 66 kV |  |  | FALSE | #N/A | #N/A | #N/A | #N/A | #N/A | #N/A | #N/A | #N/A | #N/A | #N/A
TRUE | VIC | TSTS66A | Templestowe (AusNet) 66 kV | AusNet | Winter | Non-coincident | 2020 | ACTUAL_OPG | NA | 61.7174 | VIC Templestowe (AusNet) 66 kV |  |  | FALSE | #N/A | #N/A | #N/A | #N/A | #N/A | #N/A | #N/A | #N/A | #N/A | #N/A
TRUE | VIC | TSTS66A | Templestowe (AusNet) 66 kV | AusNet | Winter | Non-coincident | 2020 | ACTUAL_ADJUSTEDOPG | NA | 61.7174 | VIC Templestowe (AusNet) 66 kV |  |  | FALSE | #N/A | #N/A | #N/A | #N/A | #N/A | #N/A | #N/A | #N/A | #N/A | #N/A
TRUE | VIC | TSTS66A | Templestowe (AusNet) 66 kV | AusNet | Winter | Coincident | 2021 | ACTUAL_OPG | NA | 59.7524 | VIC Templestowe (AusNet) 66 kV |  |  | FALSE | #N/A | #N/A | #N/A | #N/A | #N/A | #N/A | #N/A | #N/A | #N/A | #N/A
TRUE | VIC | TSTS66A | Templestowe (AusNet) 66 kV | AusNet | Winter | Coincident | 2021 | ACTUAL_RAW | NA | 59.7524 | VIC Templestowe (AusNet) 66 kV |  |  | FALSE | #N/A | #N/A | #N/A | #N/A | #N/A | #N/A | #N/A | #N/A | #N/A | #N/A
TRUE | VIC | TSTS66A | Templestowe (AusNet) 66 kV | AusNet | Winter | Non-coincident | 2021 | ACTUAL_RAW | NA | 60.3634 | VIC Templestowe (AusNet) 66 kV |  |  | FALSE | #N/A | #N/A | #N/A | #N/A | #N/A | #N/A | #N/A | #N/A | #N/A | #N/A
TRUE | VIC | TSTS66A | Templestowe (AusNet) 66 kV | AusNet | Winter | Non-coincident | 2021 | ACTUAL_OPG | NA | 60.3634 | VIC Templestowe (AusNet) 66 kV |  |  | FALSE | #N/A | #N/A | #N/A | #N/A | #N/A | #N/A | #N/A | #N/A | #N/A | #N/A
TRUE | VIC | TSTS66A | Templestowe (AusNet) 66 kV | AusNet | Winter | Non-coincident | 2021 | ACTUAL_ADJUSTEDOPG | NA | 60.3634 | VIC Templestowe (AusNet) 66 kV |  |  | FALSE | #N/A | #N/A | #N/A | #N/A | #N/A | #N/A | #N/A | #N/A | #N/A | #N/A
TRUE | VIC | TSTS66A | Templestowe (AusNet) 66 kV | AusNet | Winter | Coincident | 2022 | ACTUAL_OPG | NA | 69.1702 | VIC Templestowe (AusNet) 66 kV |  |  | FALSE | #N/A | #N/A | #N/A | #N/A | #N/A | #N/A | #N/A | #N/A | #N/A | #N/A
TRUE | VIC | TSTS66A | Templestowe (AusNet) 66 kV | AusNet | Winter | Coincident | 2022 | ACTUAL_RAW | NA | 69.1702 | VIC Templestowe (AusNet) 66 kV |  |  | FALSE | #N/A | #N/A | #N/A | #N/A | #N/A | #N/A | #N/A | #N/A | #N/A | #N/A
TRUE | VIC | TSTS66A | Templestowe (AusNet) 66 kV | AusNet | Winter | Non-coincident | 2022 | ACTUAL_RAW | NA | 70.2344 | VIC Templestowe (AusNet) 66 kV |  |  | FALSE | #N/A | #N/A | #N/A | #N/A | #N/A | #N/A | #N/A | #N/A | #N/A | #N/A
TRUE | VIC | TSTS66A | Templestowe (AusNet) 66 kV | AusNet | Winter | Non-coincident | 2022 | ACTUAL_OPG | NA | 70.2344 | VIC Templestowe (AusNet) 66 kV |  |  | FALSE | #N/A | #N/A | #N/A | #N/A | #N/A | #N/A | #N/A | #N/A | #N/A | #N/A
TRUE | VIC | TSTS66A | Templestowe (AusNet) 66 kV | AusNet | Winter | Non-coincident | 2022 | ACTUAL_ADJUSTEDOPG | NA | 70.2344 | VIC Templestowe (AusNet) 66 kV |  |  | FALSE | #N/A | #N/A | #N/A | #N/A | #N/A | #N/A | #N/A | #N/A | #N/A | #N/A
TRUE | VIC | TSTS66A | Templestowe (AusNet) 66 kV | AusNet | Winter | Coincident | 2023 | ACTUAL_OPG | NA | 61.7785 | VIC Templestowe (AusNet) 66 kV |  |  | FALSE | #N/A | #N/A | #N/A | #N/A | #N/A | #N/A | #N/A | #N/A | #N/A | #N/A
TRUE | VIC | TSTS66A | Templestowe (AusNet) 66 kV | AusNet | Winter | Coincident | 2023 | ACTUAL_RAW | NA | 61.7785 | VIC Templestowe (AusNet) 66 kV |  |  | FALSE | #N/A | #N/A | #N/A | #N/A | #N/A | #N/A | #N/A | #N/A | #N/A | #N/A
TRUE | VIC | TSTS66A | Templestowe (AusNet) 66 kV | AusNet | Winter | Non-coincident | 2023 | ACTUAL_RAW | NA | 63.2559 | VIC Templestowe (AusNet) 66 kV |  |  | FALSE | #N/A | #N/A | #N/A | #N/A | #N/A | #N/A | #N/A | #N/A | #N/A | #N/A
TRUE | VIC | TSTS66A | Templestowe (AusNet) 66 kV | AusNet | Winter | Non-coincident | 2023 | ACTUAL_OPG | NA | 63.2559 | VIC Templestowe (AusNet) 66 kV |  |  | FALSE | #N/A | #N/A | #N/A | #N/A | #N/A | #N/A | #N/A | #N/A | #N/A | #N/A
TRUE | VIC | TSTS66A | Templestowe (AusNet) 66 kV | AusNet | Winter | Non-coincident | 2023 | ACTUAL_ADJUSTEDOPG | NA | 63.2559 | VIC Templestowe (AusNet) 66 kV |  |  | FALSE | #N/A | #N/A | #N/A | #N/A | #N/A | #N/A | #N/A | #N/A | #N/A | #N/A
TRUE | VIC | TSTS66A | Templestowe (AusNet) 66 kV | AusNet | Winter | Coincident | 2024 | ACTUAL_OPG | NA | 59.6999 | VIC Templestowe (AusNet) 66 kV |  |  | FALSE | #N/A | #N/A | #N/A | #N/A | #N/A | #N/A | #N/A | #N/A | #N/A | #N/A
TRUE | VIC | TSTS66A | Templestowe (AusNet) 66 kV | AusNet | Winter | Coincident | 2024 | ACTUAL_RAW | NA | 59.6999 | VIC Templestowe (AusNet) 66 kV |  |  | FALSE | #N/A | #N/A | #N/A | #N/A | #N/A | #N/A | #N/A | #N/A | #N/A | #N/A
TRUE | VIC | TSTS66A | Templestowe (AusNet) 66 kV | AusNet | Winter | Non-coincident | 2024 | ACTUAL_RAW | NA | 65.0838 | VIC Templestowe (AusNet) 66 kV |  |  | FALSE | #N/A | #N/A | #N/A | #N/A | #N/A | #N/A | #N/A | #N/A | #N/A | #N/A
TRUE | VIC | TSTS66A | Templestowe (AusNet) 66 kV | AusNet | Winter | Non-coincident | 2024 | ACTUAL_OPG | NA | 65.0838 | VIC Templestowe (AusNet) 66 kV |  |  | FALSE | #N/A | #N/A | #N/A | #N/A | #N/A | #N/A | #N/A | #N/A | #N/A | #N/A
TRUE | VIC | TSTS66A | Templestowe (AusNet) 66 kV | AusNet | Winter | Non-coincident | 2024 | ACTUAL_ADJUSTEDOPG | NA | 65.0838 | VIC Templestowe (AusNet) 66 kV |  |  | FALSE | #N/A | #N/A | #N/A | #N/A | #N/A | #N/A | #N/A | #N/A | #N/A | #N/A
TRUE | VIC | TSTS66A | Templestowe (AusNet) 66 kV | AusNet | Winter | Coincident | 2025 | POE10 | NA | 68.2602 | VIC Templestowe (AusNet) 66 kV |  |  | FALSE | #N/A | #N/A | #N/A | #N/A | #N/A | #N/A | #N/A | #N/A | #N/A | #N/A
TRUE | VIC | TSTS66A | Templestowe (AusNet) 66 kV | AusNet | Winter | Coincident | 2025 | POE50 | NA | 67.3527 | VIC Templestowe (AusNet) 66 kV |  |  | FALSE | #N/A | #N/A | #N/A | #N/A | #N/A | #N/A | #N/A | #N/A | #N/A | #N/A
TRUE | VIC | TSTS66A | Templestowe (AusNet) 66 kV | AusNet | Winter | Non-coincident | 2025 | ACTUAL_RAW | NA | 67.0887 | VIC Templestowe (AusNet) 66 kV |  |  | FALSE | #N/A | #N/A | #N/A | #N/A | #N/A | #N/A | #N/A | #N/A | #N/A | #N/A
TRUE | VIC | TSTS66A | Templestowe (AusNet) 66 kV | AusNet | Winter | Non-coincident | 2025 | ACTUAL_ADJUSTEDOPG | NA | 67.0887 | VIC Templestowe (AusNet) 66 kV |  |  | FALSE | #N/A | #N/A | #N/A | #N/A | #N/A | #N/A | #N/A | #N/A | #N/A | #N/A
TRUE | VIC | TSTS66A | Templestowe (AusNet) 66 kV | AusNet | Winter | Non-coincident | 2025 | BASEYEARPOE50 | NA | 53.2099 | VIC Templestowe (AusNet) 66 kV |  |  | FALSE | #N/A | #N/A | #N/A | #N/A | #N/A | #N/A | #N/A | #N/A | #N/A | #N/A
TRUE | VIC | TSTS66A | Templestowe (AusNet) 66 kV | AusNet | Winter | Non-coincident | 2025 | BASEYEARPOE10 | NA | 54.8067 | VIC Templestowe (AusNet) 66 kV |  |  | FALSE | #N/A | #N/A | #N/A | #N/A | #N/A | #N/A | #N/A | #N/A | #N/A | #N/A
TRUE | VIC | TSTS66A | Templestowe (AusNet) 66 kV | AusNet | Winter | Non-coincident | 2025 | POE10 | NA | 71.6051 | VIC Templestowe (AusNet) 66 kV |  |  | FALSE | #N/A | #N/A | #N/A | #N/A | #N/A | #N/A | #N/A | #N/A | #N/A | #N/A
TRUE | VIC | TSTS66A | Templestowe (AusNet) 66 kV | AusNet | Winter | Non-coincident | 2025 | POE50 | NA | 70 | VIC Templestowe (AusNet) 66 kV |  |  | FALSE | #N/A | #N/A | #N/A | #N/A | #N/A | #N/A | #N/A | #N/A | #N/A | #N/A
TRUE | VIC | TSTS66A | Templestowe (AusNet) 66 kV | AusNet | Winter | Coincident | 2026 | POE10 | NA | 65.8551 | VIC Templestowe (AusNet) 66 kV |  |  | FALSE | #N/A | #N/A | #N/A | #N/A | #N/A | #N/A | #N/A | #N/A | #N/A | #N/A
TRUE | VIC | TSTS66A | Templestowe (AusNet) 66 kV | AusNet | Winter | Coincident | 2026 | POE50 | NA | 64.8581 | VIC Templestowe (AusNet) 66 kV |  |  | FALSE | #N/A | #N/A | #N/A | #N/A | #N/A | #N/A | #N/A | #N/A | #N/A | #N/A
TRUE | VIC | TSTS66A | Templestowe (AusNet) 66 kV | AusNet | Winter | Non-coincident | 2026 | POE10 | NA | 71.7054 | VIC Templestowe (AusNet) 66 kV |  |  | FALSE | #N/A | #N/A | #N/A | #N/A | #N/A | #N/A | #N/A | #N/A | #N/A | #N/A
TRUE | VIC | TSTS66A | Templestowe (AusNet) 66 kV | AusNet | Winter | Non-coincident | 2026 | POE50 | NA | 70.0981 | VIC Templestowe (AusNet) 66 kV |  |  | FALSE | #N/A | #N/A | #N/A | #N/A | #N/A | #N/A | #N/A | #N/A | #N/A | #N/A
TRUE | VIC | TSTS66A | Templestowe (AusNet) 66 kV | AusNet | Winter | Coincident | 2027 | POE10 | NA | 63.6372 | VIC Templestowe (AusNet) 66 kV |  |  | FALSE | #N/A | #N/A | #N/A | #N/A | #N/A | #N/A | #N/A | #N/A | #N/A | #N/A
TRUE | VIC | TSTS66A | Templestowe (AusNet) 66 kV | AusNet | Winter | Coincident | 2027 | POE50 | NA | 62.5144 | VIC Templestowe (AusNet) 66 kV |  |  | FALSE | #N/A | #N/A | #N/A | #N/A | #N/A | #N/A | #N/A | #N/A | #N/A | #N/A
TRUE | VIC | TSTS66A | Templestowe (AusNet) 66 kV | AusNet | Winter | Non-coincident | 2027 | POE10 | NA | 71.922 | VIC Templestowe (AusNet) 66 kV |  |  | FALSE | #N/A | #N/A | #N/A | #N/A | #N/A | #N/A | #N/A | #N/A | #N/A | #N/A
TRUE | VIC | TSTS66A | Templestowe (AusNet) 66 kV | AusNet | Winter | Non-coincident | 2027 | POE50 | NA | 70.311 | VIC Templestowe (AusNet) 66 kV |  |  | FALSE | #N/A | #N/A | #N/A | #N/A | #N/A | #N/A | #N/A | #N/A | #N/A | #N/A
TRUE | VIC | TSTS66A | Templestowe (AusNet) 66 kV | AusNet | Winter | Coincident | 2028 | POE10 | NA | 62.6413 | VIC Templestowe (AusNet) 66 kV |  |  | FALSE | #N/A | #N/A | #N/A | #N/A | #N/A | #N/A | #N/A | #N/A | #N/A | #N/A
TRUE | VIC | TSTS66A | Templestowe (AusNet) 66 kV | AusNet | Winter | Coincident | 2028 | POE50 | NA | 61.5868 | VIC Templestowe (AusNet) 66 kV |  |  | FALSE | #N/A | #N/A | #N/A | #N/A | #N/A | #N/A | #N/A | #N/A | #N/A | #N/A
TRUE | VIC | TSTS66A | Templestowe (AusNet) 66 kV | AusNet | Winter | Non-coincident | 2028 | POE10 | NA | 72.1954 | VIC Templestowe (AusNet) 66 kV |  |  | FALSE | #N/A | #N/A | #N/A | #N/A | #N/A | #N/A | #N/A | #N/A | #N/A | #N/A
TRUE | VIC | TSTS66A | Templestowe (AusNet) 66 kV | AusNet | Winter | Non-coincident | 2028 | POE50 | NA | 70.5807 | VIC Templestowe (AusNet) 66 kV |  |  | FALSE | #N/A | #N/A | #N/A | #N/A | #N/A | #N/A | #N/A | #N/A | #N/A | #N/A
TRUE | VIC | TSTS66A | Templestowe (AusNet) 66 kV | AusNet | Winter | Coincident | 2029 | POE10 | NA | 62.1464 | VIC Templestowe (AusNet) 66 kV |  |  | FALSE | #N/A | #N/A | #N/A | #N/A | #N/A | #N/A | #N/A | #N/A | #N/A | #N/A
TRUE | VIC | TSTS66A | Templestowe (AusNet) 66 kV | AusNet | Winter | Coincident | 2029 | POE50 | NA | 61.124 | VIC Templestowe (AusNet) 66 kV |  |  | FALSE | #N/A | #N/A | #N/A | #N/A | #N/A | #N/A | #N/A | #N/A | #N/A | #N/A
TRUE | VIC | TSTS66A | Templestowe (AusNet) 66 kV | AusNet | Winter | Non-coincident | 2029 | POE10 | NA | 72.5202 | VIC Templestowe (AusNet) 66 kV |  |  | FALSE | #N/A | #N/A | #N/A | #N/A | #N/A | #N/A | #N/A | #N/A | #N/A | #N/A
TRUE | VIC | TSTS66A | Templestowe (AusNet) 66 kV | AusNet | Winter | Non-coincident | 2029 | POE50 | NA | 70.9019 | VIC Templestowe (AusNet) 66 kV |  |  | FALSE | #N/A | #N/A | #N/A | #N/A | #N/A | #N/A | #N/A | #N/A | #N/A | #N/A
TRUE | VIC | TSTS66A | Templestowe (AusNet) 66 kV | AusNet | Winter | Coincident | 2030 | POE10 | NA | 61.5659 | VIC Templestowe (AusNet) 66 kV |  |  | FALSE | #N/A | #N/A | #N/A | #N/A | #N/A | #N/A | #N/A | #N/A | #N/A | #N/A
TRUE | VIC | TSTS66A | Templestowe (AusNet) 66 kV | AusNet | Winter | Coincident | 2030 | POE50 | NA | 60.5427 | VIC Templestowe (AusNet) 66 kV |  |  | FALSE | #N/A | #N/A | #N/A | #N/A | #N/A | #N/A | #N/A | #N/A | #N/A | #N/A
TRUE | VIC | TSTS66A | Templestowe (AusNet) 66 kV | AusNet | Winter | Non-coincident | 2030 | POE10 | NA | 72.8613 | VIC Templestowe (AusNet) 66 kV |  |  | FALSE | #N/A | #N/A | #N/A | #N/A | #N/A | #N/A | #N/A | #N/A | #N/A | #N/A
TRUE | VIC | TSTS66A | Templestowe (AusNet) 66 kV | AusNet | Winter | Non-coincident | 2030 | POE50 | NA | 71.2394 | VIC Templestowe (AusNet) 66 kV |  |  | FALSE | #N/A | #N/A | #N/A | #N/A | #N/A | #N/A | #N/A | #N/A | #N/A | #N/A
TRUE | VIC | TSTS66A | Templestowe (AusNet) 66 kV | AusNet | Winter | Coincident | 2031 | POE10 | NA | 61.094 | VIC Templestowe (AusNet) 66 kV |  |  | FALSE | #N/A | #N/A | #N/A | #N/A | #N/A | #N/A | #N/A | #N/A | #N/A | #N/A
TRUE | VIC | TSTS66A | Templestowe (AusNet) 66 kV | AusNet | Winter | Coincident | 2031 | POE50 | NA | 60.0839 | VIC Templestowe (AusNet) 66 kV |  |  | FALSE | #N/A | #N/A | #N/A | #N/A | #N/A | #N/A | #N/A | #N/A | #N/A | #N/A
TRUE | VIC | TSTS66A | Templestowe (AusNet) 66 kV | AusNet | Winter | Non-coincident | 2031 | POE10 | NA | 73.2135 | VIC Templestowe (AusNet) 66 kV |  |  | FALSE | #N/A | #N/A | #N/A | #N/A | #N/A | #N/A | #N/A | #N/A | #N/A | #N/A
TRUE | VIC | TSTS66A | Templestowe (AusNet) 66 kV | AusNet | Winter | Non-coincident | 2031 | POE50 | NA | 71.5879 | VIC Templestowe (AusNet) 66 kV |  |  | FALSE | #N/A | #N/A | #N/A | #N/A | #N/A | #N/A | #N/A | #N/A | #N/A | #N/A
TRUE | VIC | TSTS66A | Templestowe (AusNet) 66 kV | AusNet | Winter | Coincident | 2032 | POE10 | NA | 60.1336 | VIC Templestowe (AusNet) 66 kV |  |  | FALSE | #N/A | #N/A | #N/A | #N/A | #N/A | #N/A | #N/A | #N/A | #N/A | #N/A
TRUE | VIC | TSTS66A | Templestowe (AusNet) 66 kV | AusNet | Winter | Coincident | 2032 | POE50 | NA | 59.0308 | VIC Templestowe (AusNet) 66 kV |  |  | FALSE | #N/A | #N/A | #N/A | #N/A | #N/A | #N/A | #N/A | #N/A | #N/A | #N/A
TRUE | VIC | TSTS66A | Templestowe (AusNet) 66 kV | AusNet | Winter | Non-coincident | 2032 | POE10 | NA | 73.5823 | VIC Templestowe (AusNet) 66 kV |  |  | FALSE | #N/A | #N/A | #N/A | #N/A | #N/A | #N/A | #N/A | #N/A | #N/A | #N/A
TRUE | VIC | TSTS66A | Templestowe (AusNet) 66 kV | AusNet | Winter | Non-coincident | 2032 | POE50 | NA | 71.9529 | VIC Templestowe (AusNet) 66 kV |  |  | FALSE | #N/A | #N/A | #N/A | #N/A | #N/A | #N/A | #N/A | #N/A | #N/A | #N/A
TRUE | VIC | TSTS66A | Templestowe (AusNet) 66 kV | AusNet | Winter | Coincident | 2033 | POE10 | NA | 58.9198 | VIC Templestowe (AusNet) 66 kV |  |  | FALSE | #N/A | #N/A | #N/A | #N/A | #N/A | #N/A | #N/A | #N/A | #N/A | #N/A
TRUE | VIC | TSTS66A | Templestowe (AusNet) 66 kV | AusNet | Winter | Coincident | 2033 | POE50 | NA | 57.8491 | VIC Templestowe (AusNet) 66 kV |  |  | FALSE | #N/A | #N/A | #N/A | #N/A | #N/A | #N/A | #N/A | #N/A | #N/A | #N/A
TRUE | VIC | TSTS66A | Templestowe (AusNet) 66 kV | AusNet | Winter | Non-coincident | 2033 | POE10 | NA | 73.9497 | VIC Templestowe (AusNet) 66 kV |  |  | FALSE | #N/A | #N/A | #N/A | #N/A | #N/A | #N/A | #N/A | #N/A | #N/A | #N/A
TRUE | VIC | TSTS66A | Templestowe (AusNet) 66 kV | AusNet | Winter | Non-coincident | 2033 | POE50 | NA | 72.3166 | VIC Templestowe (AusNet) 66 kV |  |  | FALSE | #N/A | #N/A | #N/A | #N/A | #N/A | #N/A | #N/A | #N/A | #N/A | #N/A
TRUE | VIC | TSTS66A | Templestowe (AusNet) 66 kV | AusNet | Winter | Coincident | 2034 | POE10 | NA | 58.7587 | VIC Templestowe (AusNet) 66 kV |  |  | FALSE | #N/A | #N/A | #N/A | #N/A | #N/A | #N/A | #N/A | #N/A | #N/A | #N/A
TRUE | VIC | TSTS66A | Templestowe (AusNet) 66 kV | AusNet | Winter | Coincident | 2034 | POE50 | NA | 57.725 | VIC Templestowe (AusNet) 66 kV |  |  | FALSE | #N/A | #N/A | #N/A | #N/A | #N/A | #N/A | #N/A | #N/A | #N/A | #N/A
TRUE | VIC | TSTS66A | Templestowe (AusNet) 66 kV | AusNet | Winter | Non-coincident | 2034 | POE10 | NA | 74.3098 | VIC Templestowe (AusNet) 66 kV |  |  | FALSE | #N/A | #N/A | #N/A | #N/A | #N/A | #N/A | #N/A | #N/A | #N/A | #N/A
TRUE | VIC | TSTS66A | Templestowe (AusNet) 66 kV | AusNet | Winter | Non-coincident | 2034 | POE50 | NA | 72.673 | VIC Templestowe (AusNet) 66 kV |  |  | FALSE | #N/A | #N/A | #N/A | #N/A | #N/A | #N/A | #N/A | #N/A | #N/A | #N/A
TRUE | VIC | TSTS66C | Templestowe (CitiPower) 66 kV | Citipower | Shoulder | Coincident | 2019 | ACTUAL_OPG | 18.8568 | NA | VIC Templestowe (CitiPower) 66 kV |  |  | FALSE | #N/A | #N/A | #N/A | #N/A | #N/A | #N/A | #N/A | #N/A | #N/A | #N/A
TRUE | VIC | TSTS66C | Templestowe (CitiPower) 66 kV | Citipower | Shoulder | Coincident | 2019 | ACTUAL_RAW | 18.8568 | NA | VIC Templestowe (CitiPower) 66 kV |  |  | FALSE | #N/A | #N/A | #N/A | #N/A | #N/A | #N/A | #N/A | #N/A | #N/A | #N/A
TRUE | VIC | TSTS66C | Templestowe (CitiPower) 66 kV | Citipower | Shoulder | Non-coincident | 2019 | ACTUAL_RAW | 18.643 | NA | VIC Templestowe (CitiPower) 66 kV |  |  | FALSE | #N/A | #N/A | #N/A | #N/A | #N/A | #N/A | #N/A | #N/A | #N/A | #N/A
TRUE | VIC | TSTS66C | Templestowe (CitiPower) 66 kV | Citipower | Shoulder | Non-coincident | 2019 | ACTUAL_OPG | 18.643 | NA | VIC Templestowe (CitiPower) 66 kV |  |  | FALSE | #N/A | #N/A | #N/A | #N/A | #N/A | #N/A | #N/A | #N/A | #N/A | #N/A
TRUE | VIC | TSTS66C | Templestowe (CitiPower) 66 kV | Citipower | Shoulder | Non-coincident | 2019 | ACTUAL_ADJUSTEDOPG | 18.643 | NA | VIC Templestowe (CitiPower) 66 kV |  |  | FALSE | #N/A | #N/A | #N/A | #N/A | #N/A | #N/A | #N/A | #N/A | #N/A | #N/A
TRUE | VIC | TSTS66C | Templestowe (CitiPower) 66 kV | Citipower | Shoulder | Coincident | 2020 | ACTUAL_OPG | 28.0593 | NA | VIC Templestowe (CitiPower) 66 kV |  |  | FALSE | #N/A | #N/A | #N/A | #N/A | #N/A | #N/A | #N/A | #N/A | #N/A | #N/A
TRUE | VIC | TSTS66C | Templestowe (CitiPower) 66 kV | Citipower | Shoulder | Coincident | 2020 | ACTUAL_RAW | 28.0593 | NA | VIC Templestowe (CitiPower) 66 kV |  |  | FALSE | #N/A | #N/A | #N/A | #N/A | #N/A | #N/A | #N/A | #N/A | #N/A | #N/A
TRUE | VIC | TSTS66C | Templestowe (CitiPower) 66 kV | Citipower | Shoulder | Non-coincident | 2020 | ACTUAL_RAW | 19.1727 | NA | VIC Templestowe (CitiPower) 66 kV |  |  | FALSE | #N/A | #N/A | #N/A | #N/A | #N/A | #N/A | #N/A | #N/A | #N/A | #N/A
TRUE | VIC | TSTS66C | Templestowe (CitiPower) 66 kV | Citipower | Shoulder | Non-coincident | 2020 | ACTUAL_OPG | 19.1727 | NA | VIC Templestowe (CitiPower) 66 kV |  |  | FALSE | #N/A | #N/A | #N/A | #N/A | #N/A | #N/A | #N/A | #N/A | #N/A | #N/A
TRUE | VIC | TSTS66C | Templestowe (CitiPower) 66 kV | Citipower | Shoulder | Non-coincident | 2020 | ACTUAL_ADJUSTEDOPG | 19.1727 | NA | VIC Templestowe (CitiPower) 66 kV |  |  | FALSE | #N/A | #N/A | #N/A | #N/A | #N/A | #N/A | #N/A | #N/A | #N/A | #N/A
TRUE | VIC | TSTS66C | Templestowe (CitiPower) 66 kV | Citipower | Shoulder | Coincident | 2021 | ACTUAL_OPG | 24.1043 | NA | VIC Templestowe (CitiPower) 66 kV |  |  | FALSE | #N/A | #N/A | #N/A | #N/A | #N/A | #N/A | #N/A | #N/A | #N/A | #N/A
TRUE | VIC | TSTS66C | Templestowe (CitiPower) 66 kV | Citipower | Shoulder | Coincident | 2021 | ACTUAL_RAW | 24.1043 | NA | VIC Templestowe (CitiPower) 66 kV |  |  | FALSE | #N/A | #N/A | #N/A | #N/A | #N/A | #N/A | #N/A | #N/A | #N/A | #N/A
TRUE | VIC | TSTS66C | Templestowe (CitiPower) 66 kV | Citipower | Shoulder | Non-coincident | 2021 | ACTUAL_RAW | 18.6842 | NA | VIC Templestowe (CitiPower) 66 kV |  |  | FALSE | #N/A | #N/A | #N/A | #N/A | #N/A | #N/A | #N/A | #N/A | #N/A | #N/A
TRUE | VIC | TSTS66C | Templestowe (CitiPower) 66 kV | Citipower | Shoulder | Non-coincident | 2021 | ACTUAL_OPG | 18.6842 | NA | VIC Templestowe (CitiPower) 66 kV |  |  | FALSE | #N/A | #N/A | #N/A | #N/A | #N/A | #N/A | #N/A | #N/A | #N/A | #N/A
TRUE | VIC | TSTS66C | Templestowe (CitiPower) 66 kV | Citipower | Shoulder | Non-coincident | 2021 | ACTUAL_ADJUSTEDOPG | 18.6842 | NA | VIC Templestowe (CitiPower) 66 kV |  |  | FALSE | #N/A | #N/A | #N/A | #N/A | #N/A | #N/A | #N/A | #N/A | #N/A | #N/A
TRUE | VIC | TSTS66C | Templestowe (CitiPower) 66 kV | Citipower | Shoulder | Coincident | 2022 | ACTUAL_OPG | 18.31 | NA | VIC Templestowe (CitiPower) 66 kV |  |  | FALSE | #N/A | #N/A | #N/A | #N/A | #N/A | #N/A | #N/A | #N/A | #N/A | #N/A
TRUE | VIC | TSTS66C | Templestowe (CitiPower) 66 kV | Citipower | Shoulder | Coincident | 2022 | ACTUAL_RAW | 18.31 | NA | VIC Templestowe (CitiPower) 66 kV |  |  | FALSE | #N/A | #N/A | #N/A | #N/A | #N/A | #N/A | #N/A | #N/A | #N/A | #N/A
TRUE | VIC | TSTS66C | Templestowe (CitiPower) 66 kV | Citipower | Shoulder | Non-coincident | 2022 | ACTUAL_RAW | 18.3061 | NA | VIC Templestowe (CitiPower) 66 kV |  |  | FALSE | #N/A | #N/A | #N/A | #N/A | #N/A | #N/A | #N/A | #N/A | #N/A | #N/A
TRUE | VIC | TSTS66C | Templestowe (CitiPower) 66 kV | Citipower | Shoulder | Non-coincident | 2022 | ACTUAL_OPG | 18.3061 | NA | VIC Templestowe (CitiPower) 66 kV |  |  | FALSE | #N/A | #N/A | #N/A | #N/A | #N/A | #N/A | #N/A | #N/A | #N/A | #N/A
TRUE | VIC | TSTS66C | Templestowe (CitiPower) 66 kV | Citipower | Shoulder | Non-coincident | 2022 | ACTUAL_ADJUSTEDOPG | 18.3061 | NA | VIC Templestowe (CitiPower) 66 kV |  |  | FALSE | #N/A | #N/A | #N/A | #N/A | #N/A | #N/A | #N/A | #N/A | #N/A | #N/A
TRUE | VIC | TSTS66C | Templestowe (CitiPower) 66 kV | Citipower | Shoulder | Coincident | 2023 | ACTUAL_OPG | 14.8321 | NA | VIC Templestowe (CitiPower) 66 kV |  |  | FALSE | #N/A | #N/A | #N/A | #N/A | #N/A | #N/A | #N/A | #N/A | #N/A | #N/A
TRUE | VIC | TSTS66C | Templestowe (CitiPower) 66 kV | Citipower | Shoulder | Coincident | 2023 | ACTUAL_RAW | 14.8321 | NA | VIC Templestowe (CitiPower) 66 kV |  |  | FALSE | #N/A | #N/A | #N/A | #N/A | #N/A | #N/A | #N/A | #N/A | #N/A | #N/A
TRUE | VIC | TSTS66C | Templestowe (CitiPower) 66 kV | Citipower | Shoulder | Non-coincident | 2023 | ACTUAL_RAW | 14.8321 | NA | VIC Templestowe (CitiPower) 66 kV |  |  | FALSE | #N/A | #N/A | #N/A | #N/A | #N/A | #N/A | #N/A | #N/A | #N/A | #N/A
TRUE | VIC | TSTS66C | Templestowe (CitiPower) 66 kV | Citipower | Shoulder | Non-coincident | 2023 | ACTUAL_OPG | 14.8321 | NA | VIC Templestowe (CitiPower) 66 kV |  |  | FALSE | #N/A | #N/A | #N/A | #N/A | #N/A | #N/A | #N/A | #N/A | #N/A | #N/A
TRUE | VIC | TSTS66C | Templestowe (CitiPower) 66 kV | Citipower | Shoulder | Non-coincident | 2023 | ACTUAL_ADJUSTEDOPG | 14.8321 | NA | VIC Templestowe (CitiPower) 66 kV |  |  | FALSE | #N/A | #N/A | #N/A | #N/A | #N/A | #N/A | #N/A | #N/A | #N/A | #N/A
TRUE | VIC | TSTS66C | Templestowe (CitiPower) 66 kV | Citipower | Shoulder | Coincident | 2024 | ACTUAL_OPG | 12.6383 | NA | VIC Templestowe (CitiPower) 66 kV |  |  | FALSE | #N/A | #N/A | #N/A | #N/A | #N/A | #N/A | #N/A | #N/A | #N/A | #N/A
TRUE | VIC | TSTS66C | Templestowe (CitiPower) 66 kV | Citipower | Shoulder | Coincident | 2024 | ACTUAL_RAW | 12.6383 | NA | VIC Templestowe (CitiPower) 66 kV |  |  | FALSE | #N/A | #N/A | #N/A | #N/A | #N/A | #N/A | #N/A | #N/A | #N/A | #N/A
TRUE | VIC | TSTS66C | Templestowe (CitiPower) 66 kV | Citipower | Shoulder | Non-coincident | 2024 | ACTUAL_RAW | 12.6383 | NA | VIC Templestowe (CitiPower) 66 kV |  |  | FALSE | #N/A | #N/A | #N/A | #N/A | #N/A | #N/A | #N/A | #N/A | #N/A | #N/A
TRUE | VIC | TSTS66C | Templestowe (CitiPower) 66 kV | Citipower | Shoulder | Non-coincident | 2024 | ACTUAL_OPG | 12.6383 | NA | VIC Templestowe (CitiPower) 66 kV |  |  | FALSE | #N/A | #N/A | #N/A | #N/A | #N/A | #N/A | #N/A | #N/A | #N/A | #N/A
TRUE | VIC | TSTS66C | Templestowe (CitiPower) 66 kV | Citipower | Shoulder | Non-coincident | 2024 | ACTUAL_ADJUSTEDOPG | 12.6383 | NA | VIC Templestowe (CitiPower) 66 kV |  |  | FALSE | #N/A | #N/A | #N/A | #N/A | #N/A | #N/A | #N/A | #N/A | #N/A | #N/A
TRUE | VIC | TSTS66C | Templestowe (CitiPower) 66 kV | Citipower | Shoulder | Coincident | 2025 | ACTUAL_OPG | 11.6255 | NA | VIC Templestowe (CitiPower) 66 kV |  |  | FALSE | #N/A | #N/A | #N/A | #N/A | #N/A | #N/A | #N/A | #N/A | #N/A | #N/A
TRUE | VIC | TSTS66C | Templestowe (CitiPower) 66 kV | Citipower | Shoulder | Coincident | 2025 | ACTUAL_RAW | 11.6255 | NA | VIC Templestowe (CitiPower) 66 kV |  |  | FALSE | #N/A | #N/A | #N/A | #N/A | #N/A | #N/A | #N/A | #N/A | #N/A | #N/A
TRUE | VIC | TSTS66C | Templestowe (CitiPower) 66 kV | Citipower | Shoulder | Non-coincident | 2025 | ACTUAL_RAW | 11.5861 | NA | VIC Templestowe (CitiPower) 66 kV |  |  | FALSE | #N/A | #N/A | #N/A | #N/A | #N/A | #N/A | #N/A | #N/A | #N/A | #N/A
TRUE | VIC | TSTS66C | Templestowe (CitiPower) 66 kV | Citipower | Shoulder | Non-coincident | 2025 | ACTUAL_OPG | 11.5861 | NA | VIC Templestowe (CitiPower) 66 kV |  |  | FALSE | #N/A | #N/A | #N/A | #N/A | #N/A | #N/A | #N/A | #N/A | #N/A | #N/A
TRUE | VIC | TSTS66C | Templestowe (CitiPower) 66 kV | Citipower | Shoulder | Non-coincident | 2025 | ACTUAL_ADJUSTEDOPG | 11.5861 | NA | VIC Templestowe (CitiPower) 66 kV |  |  | FALSE | #N/A | #N/A | #N/A | #N/A | #N/A | #N/A | #N/A | #N/A | #N/A | #N/A
TRUE | VIC | TSTS66C | Templestowe (CitiPower) 66 kV | Citipower | Shoulder | Non-coincident | 2025 | BASEYEARPOE90 | 5.8897 | NA | VIC Templestowe (CitiPower) 66 kV |  |  | FALSE | #N/A | #N/A | #N/A | #N/A | #N/A | #N/A | #N/A | #N/A | #N/A | #N/A
TRUE | VIC | TSTS66C | Templestowe (CitiPower) 66 kV | Citipower | Shoulder | Non-coincident | 2025 | BASEYEARPOE50 | 7.468 | NA | VIC Templestowe (CitiPower) 66 kV |  |  | FALSE | #N/A | #N/A | #N/A | #N/A | #N/A | #N/A | #N/A | #N/A | #N/A | #N/A
TRUE | VIC | TSTS66C | Templestowe (CitiPower) 66 kV | Citipower | Shoulder | Coincident_unreconciled | 2026 | POE50 | 3.901 | NA | VIC Templestowe (CitiPower) 66 kV |  |  | FALSE | #N/A | #N/A | #N/A | #N/A | #N/A | #N/A | #N/A | #N/A | #N/A | #N/A
TRUE | VIC | TSTS66C | Templestowe (CitiPower) 66 kV | Citipower | Shoulder | Coincident_unreconciled | 2026 | POE90 | 2.0888 | NA | VIC Templestowe (CitiPower) 66 kV |  |  | FALSE | #N/A | #N/A | #N/A | #N/A | #N/A | #N/A | #N/A | #N/A | #N/A | #N/A
TRUE | VIC | TSTS66C | Templestowe (CitiPower) 66 kV | Citipower | Shoulder | Non-coincident | 2026 | POE50 | 3.8944 | NA | VIC Templestowe (CitiPower) 66 kV |  |  | FALSE | #N/A | #N/A | #N/A | #N/A | #N/A | #N/A | #N/A | #N/A | #N/A | #N/A
TRUE | VIC | TSTS66C | Templestowe (CitiPower) 66 kV | Citipower | Shoulder | Non-coincident | 2026 | POE90 | 2.0853 | NA | VIC Templestowe (CitiPower) 66 kV |  |  | FALSE | #N/A | #N/A | #N/A | #N/A | #N/A | #N/A | #N/A | #N/A | #N/A | #N/A
TRUE | VIC | TSTS66C | Templestowe (CitiPower) 66 kV | Citipower | Shoulder | Coincident_unreconciled | 2027 | POE50 | 0.68256 | NA | VIC Templestowe (CitiPower) 66 kV |  |  | FALSE | #N/A | #N/A | #N/A | #N/A | #N/A | #N/A | #N/A | #N/A | #N/A | #N/A
TRUE | VIC | TSTS66C | Templestowe (CitiPower) 66 kV | Citipower | Shoulder | Coincident_unreconciled | 2027 | POE90 | -1.1318 | NA | VIC Templestowe (CitiPower) 66 kV |  |  | FALSE | #N/A | #N/A | #N/A | #N/A | #N/A | #N/A | #N/A | #N/A | #N/A | #N/A
TRUE | VIC | TSTS66C | Templestowe (CitiPower) 66 kV | Citipower | Shoulder | Non-coincident | 2027 | POE50 | 0.6814 | NA | VIC Templestowe (CitiPower) 66 kV |  |  | FALSE | #N/A | #N/A | #N/A | #N/A | #N/A | #N/A | #N/A | #N/A | #N/A | #N/A
TRUE | VIC | TSTS66C | Templestowe (CitiPower) 66 kV | Citipower | Shoulder | Non-coincident | 2027 | POE90 | -1.1337 | NA | VIC Templestowe (CitiPower) 66 kV |  |  | FALSE | #N/A | #N/A | #N/A | #N/A | #N/A | #N/A | #N/A | #N/A | #N/A | #N/A
TRUE | VIC | TSTS66C | Templestowe (CitiPower) 66 kV | Citipower | Shoulder | Coincident_unreconciled | 2028 | POE50 | -2.2701 | NA | VIC Templestowe (CitiPower) 66 kV |  |  | FALSE | #N/A | #N/A | #N/A | #N/A | #N/A | #N/A | #N/A | #N/A | #N/A | #N/A
TRUE | VIC | TSTS66C | Templestowe (CitiPower) 66 kV | Citipower | Shoulder | Coincident_unreconciled | 2028 | POE90 | -4.0873 | NA | VIC Templestowe (CitiPower) 66 kV |  |  | FALSE | #N/A | #N/A | #N/A | #N/A | #N/A | #N/A | #N/A | #N/A | #N/A | #N/A
TRUE | VIC | TSTS66C | Templestowe (CitiPower) 66 kV | Citipower | Shoulder | Non-coincident | 2028 | POE50 | -2.274 | NA | VIC Templestowe (CitiPower) 66 kV |  |  | FALSE | #N/A | #N/A | #N/A | #N/A | #N/A | #N/A | #N/A | #N/A | #N/A | #N/A
TRUE | VIC | TSTS66C | Templestowe (CitiPower) 66 kV | Citipower | Shoulder | Non-coincident | 2028 | POE90 | -4.0943 | NA | VIC Templestowe (CitiPower) 66 kV |  |  | FALSE | #N/A | #N/A | #N/A | #N/A | #N/A | #N/A | #N/A | #N/A | #N/A | #N/A
TRUE | VIC | TSTS66C | Templestowe (CitiPower) 66 kV | Citipower | Shoulder | Coincident_unreconciled | 2029 | POE50 | -5.0187 | NA | VIC Templestowe (CitiPower) 66 kV |  |  | FALSE | #N/A | #N/A | #N/A | #N/A | #N/A | #N/A | #N/A | #N/A | #N/A | #N/A
TRUE | VIC | TSTS66C | Templestowe (CitiPower) 66 kV | Citipower | Shoulder | Coincident_unreconciled | 2029 | POE90 | -6.8411 | NA | VIC Templestowe (CitiPower) 66 kV |  |  | FALSE | #N/A | #N/A | #N/A | #N/A | #N/A | #N/A | #N/A | #N/A | #N/A | #N/A
TRUE | VIC | TSTS66C | Templestowe (CitiPower) 66 kV | Citipower | Shoulder | Non-coincident | 2029 | POE50 | -5.0273 | NA | VIC Templestowe (CitiPower) 66 kV |  |  | FALSE | #N/A | #N/A | #N/A | #N/A | #N/A | #N/A | #N/A | #N/A | #N/A | #N/A
TRUE | VIC | TSTS66C | Templestowe (CitiPower) 66 kV | Citipower | Shoulder | Non-coincident | 2029 | POE90 | -6.8528 | NA | VIC Templestowe (CitiPower) 66 kV |  |  | FALSE | #N/A | #N/A | #N/A | #N/A | #N/A | #N/A | #N/A | #N/A | #N/A | #N/A
TRUE | VIC | TSTS66C | Templestowe (CitiPower) 66 kV | Citipower | Shoulder | Coincident_unreconciled | 2030 | POE50 | -7.6469 | NA | VIC Templestowe (CitiPower) 66 kV |  |  | FALSE | #N/A | #N/A | #N/A | #N/A | #N/A | #N/A | #N/A | #N/A | #N/A | #N/A
TRUE | VIC | TSTS66C | Templestowe (CitiPower) 66 kV | Citipower | Shoulder | Coincident_unreconciled | 2030 | POE90 | -9.4745 | NA | VIC Templestowe (CitiPower) 66 kV |  |  | FALSE | #N/A | #N/A | #N/A | #N/A | #N/A | #N/A | #N/A | #N/A | #N/A | #N/A
TRUE | VIC | TSTS66C | Templestowe (CitiPower) 66 kV | Citipower | Shoulder | Non-coincident | 2030 | POE50 | -7.6599 | NA | VIC Templestowe (CitiPower) 66 kV |  |  | FALSE | #N/A | #N/A | #N/A | #N/A | #N/A | #N/A | #N/A | #N/A | #N/A | #N/A
TRUE | VIC | TSTS66C | Templestowe (CitiPower) 66 kV | Citipower | Shoulder | Non-coincident | 2030 | POE90 | -9.4906 | NA | VIC Templestowe (CitiPower) 66 kV |  |  | FALSE | #N/A | #N/A | #N/A | #N/A | #N/A | #N/A | #N/A | #N/A | #N/A | #N/A
TRUE | VIC | TSTS66C | Templestowe (CitiPower) 66 kV | Citipower | Shoulder | Coincident_unreconciled | 2031 | POE50 | -10.3619 | NA | VIC Templestowe (CitiPower) 66 kV |  |  | FALSE | #N/A | #N/A | #N/A | #N/A | #N/A | #N/A | #N/A | #N/A | #N/A | #N/A
TRUE | VIC | TSTS66C | Templestowe (CitiPower) 66 kV | Citipower | Shoulder | Coincident_unreconciled | 2031 | POE90 | -12.1946 | NA | VIC Templestowe (CitiPower) 66 kV |  |  | FALSE | #N/A | #N/A | #N/A | #N/A | #N/A | #N/A | #N/A | #N/A | #N/A | #N/A
TRUE | VIC | TSTS66C | Templestowe (CitiPower) 66 kV | Citipower | Shoulder | Non-coincident | 2031 | POE50 | -10.3795 | NA | VIC Templestowe (CitiPower) 66 kV |  |  | FALSE | #N/A | #N/A | #N/A | #N/A | #N/A | #N/A | #N/A | #N/A | #N/A | #N/A
TRUE | VIC | TSTS66C | Templestowe (CitiPower) 66 kV | Citipower | Shoulder | Non-coincident | 2031 | POE90 | -12.2154 | NA | VIC Templestowe (CitiPower) 66 kV |  |  | FALSE | #N/A | #N/A | #N/A | #N/A | #N/A | #N/A | #N/A | #N/A | #N/A | #N/A
TRUE | VIC | TSTS66C | Templestowe (CitiPower) 66 kV | Citipower | Shoulder | Coincident_unreconciled | 2032 | POE50 | -12.4137 | NA | VIC Templestowe (CitiPower) 66 kV |  |  | FALSE | #N/A | #N/A | #N/A | #N/A | #N/A | #N/A | #N/A | #N/A | #N/A | #N/A
TRUE | VIC | TSTS66C | Templestowe (CitiPower) 66 kV | Citipower | Shoulder | Coincident_unreconciled | 2032 | POE90 | -14.2515 | NA | VIC Templestowe (CitiPower) 66 kV |  |  | FALSE | #N/A | #N/A | #N/A | #N/A | #N/A | #N/A | #N/A | #N/A | #N/A | #N/A
TRUE | VIC | TSTS66C | Templestowe (CitiPower) 66 kV | Citipower | Shoulder | Non-coincident | 2032 | POE50 | -12.4349 | NA | VIC Templestowe (CitiPower) 66 kV |  |  | FALSE | #N/A | #N/A | #N/A | #N/A | #N/A | #N/A | #N/A | #N/A | #N/A | #N/A
TRUE | VIC | TSTS66C | Templestowe (CitiPower) 66 kV | Citipower | Shoulder | Non-coincident | 2032 | POE90 | -14.2758 | NA | VIC Templestowe (CitiPower) 66 kV |  |  | FALSE | #N/A | #N/A | #N/A | #N/A | #N/A | #N/A | #N/A | #N/A | #N/A | #N/A
TRUE | VIC | TSTS66C | Templestowe (CitiPower) 66 kV | Citipower | Shoulder | Coincident_unreconciled | 2033 | POE50 | -13.921 | NA | VIC Templestowe (CitiPower) 66 kV |  |  | FALSE | #N/A | #N/A | #N/A | #N/A | #N/A | #N/A | #N/A | #N/A | #N/A | #N/A
TRUE | VIC | TSTS66C | Templestowe (CitiPower) 66 kV | Citipower | Shoulder | Coincident_unreconciled | 2033 | POE90 | -15.7638 | NA | VIC Templestowe (CitiPower) 66 kV |  |  | FALSE | #N/A | #N/A | #N/A | #N/A | #N/A | #N/A | #N/A | #N/A | #N/A | #N/A
TRUE | VIC | TSTS66C | Templestowe (CitiPower) 66 kV | Citipower | Shoulder | Non-coincident | 2033 | POE50 | -13.9448 | NA | VIC Templestowe (CitiPower) 66 kV |  |  | FALSE | #N/A | #N/A | #N/A | #N/A | #N/A | #N/A | #N/A | #N/A | #N/A | #N/A
TRUE | VIC | TSTS66C | Templestowe (CitiPower) 66 kV | Citipower | Shoulder | Non-coincident | 2033 | POE90 | -15.7906 | NA | VIC Templestowe (CitiPower) 66 kV |  |  | FALSE | #N/A | #N/A | #N/A | #N/A | #N/A | #N/A | #N/A | #N/A | #N/A | #N/A
TRUE | VIC | TSTS66C | Templestowe (CitiPower) 66 kV | Citipower | Shoulder | Coincident_unreconciled | 2034 | POE50 | -15.394 | NA | VIC Templestowe (CitiPower) 66 kV |  |  | FALSE | #N/A | #N/A | #N/A | #N/A | #N/A | #N/A | #N/A | #N/A | #N/A | #N/A
TRUE | VIC | TSTS66C | Templestowe (CitiPower) 66 kV | Citipower | Shoulder | Coincident_unreconciled | 2034 | POE90 | -17.2417 | NA | VIC Templestowe (CitiPower) 66 kV |  |  | FALSE | #N/A | #N/A | #N/A | #N/A | #N/A | #N/A | #N/A | #N/A | #N/A | #N/A
TRUE | VIC | TSTS66C | Templestowe (CitiPower) 66 kV | Citipower | Shoulder | Non-coincident | 2034 | POE50 | -15.4202 | NA | VIC Templestowe (CitiPower) 66 kV |  |  | FALSE | #N/A | #N/A | #N/A | #N/A | #N/A | #N/A | #N/A | #N/A | #N/A | #N/A
TRUE | VIC | TSTS66C | Templestowe (CitiPower) 66 kV | Citipower | Shoulder | Non-coincident | 2034 | POE90 | -17.2711 | NA | VIC Templestowe (CitiPower) 66 kV |  |  | FALSE | #N/A | #N/A | #N/A | #N/A | #N/A | #N/A | #N/A | #N/A | #N/A | #N/A
TRUE | VIC | TSTS66C | Templestowe (CitiPower) 66 kV | Citipower | Shoulder | Coincident_unreconciled | 2035 | POE50 | -17.0488 | NA | VIC Templestowe (CitiPower) 66 kV |  |  | FALSE | #N/A | #N/A | #N/A | #N/A | #N/A | #N/A | #N/A | #N/A | #N/A | #N/A
TRUE | VIC | TSTS66C | Templestowe (CitiPower) 66 kV | Citipower | Shoulder | Coincident_unreconciled | 2035 | POE90 | -18.9015 | NA | VIC Templestowe (CitiPower) 66 kV |  |  | FALSE | #N/A | #N/A | #N/A | #N/A | #N/A | #N/A | #N/A | #N/A | #N/A | #N/A
TRUE | VIC | TSTS66C | Templestowe (CitiPower) 66 kV | Citipower | Shoulder | Non-coincident | 2035 | POE50 | -17.0779 | NA | VIC Templestowe (CitiPower) 66 kV |  |  | FALSE | #N/A | #N/A | #N/A | #N/A | #N/A | #N/A | #N/A | #N/A | #N/A | #N/A
TRUE | VIC | TSTS66C | Templestowe (CitiPower) 66 kV | Citipower | Shoulder | Non-coincident | 2035 | POE90 | -18.9337 | NA | VIC Templestowe (CitiPower) 66 kV |  |  | FALSE | #N/A | #N/A | #N/A | #N/A | #N/A | #N/A | #N/A | #N/A | #N/A | #N/A
TRUE | VIC | TSTS66C | Templestowe (CitiPower) 66 kV | Citipower | Summer | Coincident | 2019 | ACTUAL_OPG | 19.2833 | 90.4795 | VIC Templestowe (CitiPower) 66 kV |  |  | FALSE | #N/A | #N/A | #N/A | #N/A | #N/A | #N/A | #N/A | #N/A | #N/A | #N/A
TRUE | VIC | TSTS66C | Templestowe (CitiPower) 66 kV | Citipower | Summer | Coincident | 2019 | ACTUAL_RAW | 19.2833 | 90.4795 | VIC Templestowe (CitiPower) 66 kV |  |  | FALSE | #N/A | #N/A | #N/A | #N/A | #N/A | #N/A | #N/A | #N/A | #N/A | #N/A
TRUE | VIC | TSTS66C | Templestowe (CitiPower) 66 kV | Citipower | Summer | Non-coincident | 2019 | ACTUAL_RAW | 18.4834 | 103.0072 | VIC Templestowe (CitiPower) 66 kV |  |  | FALSE | #N/A | #N/A | #N/A | #N/A | #N/A | #N/A | #N/A | #N/A | #N/A | #N/A
TRUE | VIC | TSTS66C | Templestowe (CitiPower) 66 kV | Citipower | Summer | Non-coincident | 2019 | ACTUAL_OPG | 18.4834 | 103.0072 | VIC Templestowe (CitiPower) 66 kV |  |  | FALSE | #N/A | #N/A | #N/A | #N/A | #N/A | #N/A | #N/A | #N/A | #N/A | #N/A
TRUE | VIC | TSTS66C | Templestowe (CitiPower) 66 kV | Citipower | Summer | Non-coincident | 2019 | ACTUAL_ADJUSTEDOPG | 18.4834 | 103.0072 | VIC Templestowe (CitiPower) 66 kV |  |  | FALSE | #N/A | #N/A | #N/A | #N/A | #N/A | #N/A | #N/A | #N/A | #N/A | #N/A
TRUE | VIC | TSTS66C | Templestowe (CitiPower) 66 kV | Citipower | Summer | Coincident | 2020 | ACTUAL_OPG | 21.7388 | 113.6882 | VIC Templestowe (CitiPower) 66 kV |  |  | FALSE | #N/A | #N/A | #N/A | #N/A | #N/A | #N/A | #N/A | #N/A | #N/A | #N/A
TRUE | VIC | TSTS66C | Templestowe (CitiPower) 66 kV | Citipower | Summer | Coincident | 2020 | ACTUAL_RAW | 21.7388 | 113.6882 | VIC Templestowe (CitiPower) 66 kV |  |  | FALSE | #N/A | #N/A | #N/A | #N/A | #N/A | #N/A | #N/A | #N/A | #N/A | #N/A
TRUE | VIC | TSTS66C | Templestowe (CitiPower) 66 kV | Citipower | Summer | Non-coincident | 2020 | ACTUAL_RAW | 18.8042 | 113.6882 | VIC Templestowe (CitiPower) 66 kV |  |  | FALSE | #N/A | #N/A | #N/A | #N/A | #N/A | #N/A | #N/A | #N/A | #N/A | #N/A
TRUE | VIC | TSTS66C | Templestowe (CitiPower) 66 kV | Citipower | Summer | Non-coincident | 2020 | ACTUAL_OPG | 18.8042 | 113.6882 | VIC Templestowe (CitiPower) 66 kV |  |  | FALSE | #N/A | #N/A | #N/A | #N/A | #N/A | #N/A | #N/A | #N/A | #N/A | #N/A
TRUE | VIC | TSTS66C | Templestowe (CitiPower) 66 kV | Citipower | Summer | Non-coincident | 2020 | ACTUAL_ADJUSTEDOPG | 18.8042 | 113.6882 | VIC Templestowe (CitiPower) 66 kV |  |  | FALSE | #N/A | #N/A | #N/A | #N/A | #N/A | #N/A | #N/A | #N/A | #N/A | #N/A
TRUE | VIC | TSTS66C | Templestowe (CitiPower) 66 kV | Citipower | Summer | Coincident | 2021 | ACTUAL_OPG | 20.3115 | 81.9376 | VIC Templestowe (CitiPower) 66 kV |  |  | FALSE | #N/A | #N/A | #N/A | #N/A | #N/A | #N/A | #N/A | #N/A | #N/A | #N/A
TRUE | VIC | TSTS66C | Templestowe (CitiPower) 66 kV | Citipower | Summer | Coincident | 2021 | ACTUAL_RAW | 20.3115 | 81.9376 | VIC Templestowe (CitiPower) 66 kV |  |  | FALSE | #N/A | #N/A | #N/A | #N/A | #N/A | #N/A | #N/A | #N/A | #N/A | #N/A
TRUE | VIC | TSTS66C | Templestowe (CitiPower) 66 kV | Citipower | Summer | Non-coincident | 2021 | ACTUAL_RAW | 18.5008 | 89.7853 | VIC Templestowe (CitiPower) 66 kV |  |  | FALSE | #N/A | #N/A | #N/A | #N/A | #N/A | #N/A | #N/A | #N/A | #N/A | #N/A
TRUE | VIC | TSTS66C | Templestowe (CitiPower) 66 kV | Citipower | Summer | Non-coincident | 2021 | ACTUAL_OPG | 18.5008 | 89.7853 | VIC Templestowe (CitiPower) 66 kV |  |  | FALSE | #N/A | #N/A | #N/A | #N/A | #N/A | #N/A | #N/A | #N/A | #N/A | #N/A
TRUE | VIC | TSTS66C | Templestowe (CitiPower) 66 kV | Citipower | Summer | Non-coincident | 2021 | ACTUAL_ADJUSTEDOPG | 18.5008 | 89.7853 | VIC Templestowe (CitiPower) 66 kV |  |  | FALSE | #N/A | #N/A | #N/A | #N/A | #N/A | #N/A | #N/A | #N/A | #N/A | #N/A
TRUE | VIC | TSTS66C | Templestowe (CitiPower) 66 kV | Citipower | Summer | Coincident | 2022 | ACTUAL_OPG | 18.3674 | 90.5655 | VIC Templestowe (CitiPower) 66 kV |  |  | FALSE | #N/A | #N/A | #N/A | #N/A | #N/A | #N/A | #N/A | #N/A | #N/A | #N/A
TRUE | VIC | TSTS66C | Templestowe (CitiPower) 66 kV | Citipower | Summer | Coincident | 2022 | ACTUAL_RAW | 18.3674 | 90.5655 | VIC Templestowe (CitiPower) 66 kV |  |  | FALSE | #N/A | #N/A | #N/A | #N/A | #N/A | #N/A | #N/A | #N/A | #N/A | #N/A
TRUE | VIC | TSTS66C | Templestowe (CitiPower) 66 kV | Citipower | Summer | Non-coincident | 2022 | ACTUAL_RAW | 16.2543 | 94.7451 | VIC Templestowe (CitiPower) 66 kV |  |  | FALSE | #N/A | #N/A | #N/A | #N/A | #N/A | #N/A | #N/A | #N/A | #N/A | #N/A
TRUE | VIC | TSTS66C | Templestowe (CitiPower) 66 kV | Citipower | Summer | Non-coincident | 2022 | ACTUAL_OPG | 16.2543 | 94.7451 | VIC Templestowe (CitiPower) 66 kV |  |  | FALSE | #N/A | #N/A | #N/A | #N/A | #N/A | #N/A | #N/A | #N/A | #N/A | #N/A
TRUE | VIC | TSTS66C | Templestowe (CitiPower) 66 kV | Citipower | Summer | Non-coincident | 2022 | ACTUAL_ADJUSTEDOPG | 16.2543 | 94.7451 | VIC Templestowe (CitiPower) 66 kV |  |  | FALSE | #N/A | #N/A | #N/A | #N/A | #N/A | #N/A | #N/A | #N/A | #N/A | #N/A
TRUE | VIC | TSTS66C | Templestowe (CitiPower) 66 kV | Citipower | Summer | Coincident | 2023 | ACTUAL_OPG | 13.6256 | 67.6281 | VIC Templestowe (CitiPower) 66 kV |  |  | FALSE | #N/A | #N/A | #N/A | #N/A | #N/A | #N/A | #N/A | #N/A | #N/A | #N/A
TRUE | VIC | TSTS66C | Templestowe (CitiPower) 66 kV | Citipower | Summer | Coincident | 2023 | ACTUAL_RAW | 13.6256 | 67.6281 | VIC Templestowe (CitiPower) 66 kV |  |  | FALSE | #N/A | #N/A | #N/A | #N/A | #N/A | #N/A | #N/A | #N/A | #N/A | #N/A
TRUE | VIC | TSTS66C | Templestowe (CitiPower) 66 kV | Citipower | Summer | Non-coincident | 2023 | ACTUAL_RAW | 13.6256 | 74.9361 | VIC Templestowe (CitiPower) 66 kV |  |  | FALSE | #N/A | #N/A | #N/A | #N/A | #N/A | #N/A | #N/A | #N/A | #N/A | #N/A
TRUE | VIC | TSTS66C | Templestowe (CitiPower) 66 kV | Citipower | Summer | Non-coincident | 2023 | ACTUAL_OPG | 13.6256 | 74.9361 | VIC Templestowe (CitiPower) 66 kV |  |  | FALSE | #N/A | #N/A | #N/A | #N/A | #N/A | #N/A | #N/A | #N/A | #N/A | #N/A
TRUE | VIC | TSTS66C | Templestowe (CitiPower) 66 kV | Citipower | Summer | Non-coincident | 2023 | ACTUAL_ADJUSTEDOPG | 13.6256 | 74.9361 | VIC Templestowe (CitiPower) 66 kV |  |  | FALSE | #N/A | #N/A | #N/A | #N/A | #N/A | #N/A | #N/A | #N/A | #N/A | #N/A
TRUE | VIC | TSTS66C | Templestowe (CitiPower) 66 kV | Citipower | Summer | Coincident | 2024 | ACTUAL_OPG | 8.5325 | 79.0997 | VIC Templestowe (CitiPower) 66 kV |  |  | FALSE | #N/A | #N/A | #N/A | #N/A | #N/A | #N/A | #N/A | #N/A | #N/A | #N/A
TRUE | VIC | TSTS66C | Templestowe (CitiPower) 66 kV | Citipower | Summer | Coincident | 2024 | ACTUAL_RAW | 8.5325 | 79.0997 | VIC Templestowe (CitiPower) 66 kV |  |  | FALSE | #N/A | #N/A | #N/A | #N/A | #N/A | #N/A | #N/A | #N/A | #N/A | #N/A
TRUE | VIC | TSTS66C | Templestowe (CitiPower) 66 kV | Citipower | Summer | Non-coincident | 2024 | ACTUAL_RAW | 8.5325 | 79.0997 | VIC Templestowe (CitiPower) 66 kV |  |  | FALSE | #N/A | #N/A | #N/A | #N/A | #N/A | #N/A | #N/A | #N/A | #N/A | #N/A
TRUE | VIC | TSTS66C | Templestowe (CitiPower) 66 kV | Citipower | Summer | Non-coincident | 2024 | ACTUAL_OPG | 8.5325 | 79.0997 | VIC Templestowe (CitiPower) 66 kV |  |  | FALSE | #N/A | #N/A | #N/A | #N/A | #N/A | #N/A | #N/A | #N/A | #N/A | #N/A
TRUE | VIC | TSTS66C | Templestowe (CitiPower) 66 kV | Citipower | Summer | Non-coincident | 2024 | ACTUAL_ADJUSTEDOPG | 8.5325 | 79.0997 | VIC Templestowe (CitiPower) 66 kV |  |  | FALSE | #N/A | #N/A | #N/A | #N/A | #N/A | #N/A | #N/A | #N/A | #N/A | #N/A
TRUE | VIC | TSTS66C | Templestowe (CitiPower) 66 kV | Citipower | Summer | Coincident | 2025 | ACTUAL_OPG | 8.0747 | 76.723 | VIC Templestowe (CitiPower) 66 kV |  |  | FALSE | #N/A | #N/A | #N/A | #N/A | #N/A | #N/A | #N/A | #N/A | #N/A | #N/A
TRUE | VIC | TSTS66C | Templestowe (CitiPower) 66 kV | Citipower | Summer | Coincident | 2025 | ACTUAL_RAW | 8.0747 | 76.723 | VIC Templestowe (CitiPower) 66 kV |  |  | FALSE | #N/A | #N/A | #N/A | #N/A | #N/A | #N/A | #N/A | #N/A | #N/A | #N/A
TRUE | VIC | TSTS66C | Templestowe (CitiPower) 66 kV | Citipower | Summer | Non-coincident | 2025 | ACTUAL_RAW | 8.0202 | 81.7256 | VIC Templestowe (CitiPower) 66 kV |  |  | FALSE | #N/A | #N/A | #N/A | #N/A | #N/A | #N/A | #N/A | #N/A | #N/A | #N/A
TRUE | VIC | TSTS66C | Templestowe (CitiPower) 66 kV | Citipower | Summer | Non-coincident | 2025 | ACTUAL_OPG | 8.0202 | 81.7256 | VIC Templestowe (CitiPower) 66 kV |  |  | FALSE | #N/A | #N/A | #N/A | #N/A | #N/A | #N/A | #N/A | #N/A | #N/A | #N/A
TRUE | VIC | TSTS66C | Templestowe (CitiPower) 66 kV | Citipower | Summer | Non-coincident | 2025 | ACTUAL_ADJUSTEDOPG | 8.0202 | 81.7256 | VIC Templestowe (CitiPower) 66 kV |  |  | FALSE | #N/A | #N/A | #N/A | #N/A | #N/A | #N/A | #N/A | #N/A | #N/A | #N/A
TRUE | VIC | TSTS66C | Templestowe (CitiPower) 66 kV | Citipower | Summer | Non-coincident | 2025 | BASEYEARPOE90 | 0.3566 | NA | VIC Templestowe (CitiPower) 66 kV |  |  | FALSE | #N/A | #N/A | #N/A | #N/A | #N/A | #N/A | #N/A | #N/A | #N/A | #N/A
TRUE | VIC | TSTS66C | Templestowe (CitiPower) 66 kV | Citipower | Summer | Non-coincident | 2025 | BASEYEARPOE50 | 1.9595 | 96.1045 | VIC Templestowe (CitiPower) 66 kV |  |  | FALSE | #N/A | #N/A | #N/A | #N/A | #N/A | #N/A | #N/A | #N/A | #N/A | #N/A
TRUE | VIC | TSTS66C | Templestowe (CitiPower) 66 kV | Citipower | Summer | Coincident_unreconciled | 2026 | POE50 | -0.69191 | NA | VIC Templestowe (CitiPower) 66 kV |  |  | FALSE | #N/A | #N/A | #N/A | #N/A | #N/A | #N/A | #N/A | #N/A | #N/A | #N/A
TRUE | VIC | TSTS66C | Templestowe (CitiPower) 66 kV | Citipower | Summer | Coincident_unreconciled | 2026 | POE90 | -1.6256 | NA | VIC Templestowe (CitiPower) 66 kV |  |  | FALSE | #N/A | #N/A | #N/A | #N/A | #N/A | #N/A | #N/A | #N/A | #N/A | #N/A
TRUE | VIC | TSTS66C | Templestowe (CitiPower) 66 kV | Citipower | Summer | Non-coincident | 2026 | POE50 | -0.69426 | 97.2165 | VIC Templestowe (CitiPower) 66 kV |  |  | FALSE | #N/A | #N/A | #N/A | #N/A | #N/A | #N/A | #N/A | #N/A | #N/A | #N/A
TRUE | VIC | TSTS66C | Templestowe (CitiPower) 66 kV | Citipower | Summer | Non-coincident | 2026 | POE90 | -1.8446 | NA | VIC Templestowe (CitiPower) 66 kV |  |  | FALSE | #N/A | #N/A | #N/A | #N/A | #N/A | #N/A | #N/A | #N/A | #N/A | #N/A
TRUE | VIC | TSTS66C | Templestowe (CitiPower) 66 kV | Citipower | Summer | Coincident_unreconciled | 2027 | POE50 | -4.0684 | NA | VIC Templestowe (CitiPower) 66 kV |  |  | FALSE | #N/A | #N/A | #N/A | #N/A | #N/A | #N/A | #N/A | #N/A | #N/A | #N/A
TRUE | VIC | TSTS66C | Templestowe (CitiPower) 66 kV | Citipower | Summer | Coincident_unreconciled | 2027 | POE90 | -5.0051 | NA | VIC Templestowe (CitiPower) 66 kV |  |  | FALSE | #N/A | #N/A | #N/A | #N/A | #N/A | #N/A | #N/A | #N/A | #N/A | #N/A
TRUE | VIC | TSTS66C | Templestowe (CitiPower) 66 kV | Citipower | Summer | Non-coincident | 2027 | POE50 | -4.0822 | 97.3005 | VIC Templestowe (CitiPower) 66 kV |  |  | FALSE | #N/A | #N/A | #N/A | #N/A | #N/A | #N/A | #N/A | #N/A | #N/A | #N/A
TRUE | VIC | TSTS66C | Templestowe (CitiPower) 66 kV | Citipower | Summer | Non-coincident | 2027 | POE90 | -5.0222 | NA | VIC Templestowe (CitiPower) 66 kV |  |  | FALSE | #N/A | #N/A | #N/A | #N/A | #N/A | #N/A | #N/A | #N/A | #N/A | #N/A
TRUE | VIC | TSTS66C | Templestowe (CitiPower) 66 kV | Citipower | Summer | Coincident_unreconciled | 2028 | POE50 | -7.1644 | NA | VIC Templestowe (CitiPower) 66 kV |  |  | FALSE | #N/A | #N/A | #N/A | #N/A | #N/A | #N/A | #N/A | #N/A | #N/A | #N/A
TRUE | VIC | TSTS66C | Templestowe (CitiPower) 66 kV | Citipower | Summer | Coincident_unreconciled | 2028 | POE90 | -8.1038 | NA | VIC Templestowe (CitiPower) 66 kV |  |  | FALSE | #N/A | #N/A | #N/A | #N/A | #N/A | #N/A | #N/A | #N/A | #N/A | #N/A
TRUE | VIC | TSTS66C | Templestowe (CitiPower) 66 kV | Citipower | Summer | Non-coincident | 2028 | POE50 | -7.1888 | 97.4547 | VIC Templestowe (CitiPower) 66 kV |  |  | FALSE | #N/A | #N/A | #N/A | #N/A | #N/A | #N/A | #N/A | #N/A | #N/A | #N/A
TRUE | VIC | TSTS66C | Templestowe (CitiPower) 66 kV | Citipower | Summer | Non-coincident | 2028 | POE90 | -8.1314 | NA | VIC Templestowe (CitiPower) 66 kV |  |  | FALSE | #N/A | #N/A | #N/A | #N/A | #N/A | #N/A | #N/A | #N/A | #N/A | #N/A
TRUE | VIC | TSTS66C | Templestowe (CitiPower) 66 kV | Citipower | Summer | Coincident_unreconciled | 2029 | POE50 | -10.0666 | NA | VIC Templestowe (CitiPower) 66 kV |  |  | FALSE | #N/A | #N/A | #N/A | #N/A | #N/A | #N/A | #N/A | #N/A | #N/A | #N/A
TRUE | VIC | TSTS66C | Templestowe (CitiPower) 66 kV | Citipower | Summer | Coincident_unreconciled | 2029 | POE90 | -11.0088 | NA | VIC Templestowe (CitiPower) 66 kV |  |  | FALSE | #N/A | #N/A | #N/A | #N/A | #N/A | #N/A | #N/A | #N/A | #N/A | #N/A
TRUE | VIC | TSTS66C | Templestowe (CitiPower) 66 kV | Citipower | Summer | Non-coincident | 2029 | POE50 | -10.1009 | 97.69 | VIC Templestowe (CitiPower) 66 kV |  |  | FALSE | #N/A | #N/A | #N/A | #N/A | #N/A | #N/A | #N/A | #N/A | #N/A | #N/A
TRUE | VIC | TSTS66C | Templestowe (CitiPower) 66 kV | Citipower | Summer | Non-coincident | 2029 | POE90 | -11.0463 | NA | VIC Templestowe (CitiPower) 66 kV |  |  | FALSE | #N/A | #N/A | #N/A | #N/A | #N/A | #N/A | #N/A | #N/A | #N/A | #N/A
TRUE | VIC | TSTS66C | Templestowe (CitiPower) 66 kV | Citipower | Summer | Coincident_unreconciled | 2030 | POE50 | -12.8614 | NA | VIC Templestowe (CitiPower) 66 kV |  |  | FALSE | #N/A | #N/A | #N/A | #N/A | #N/A | #N/A | #N/A | #N/A | #N/A | #N/A
TRUE | VIC | TSTS66C | Templestowe (CitiPower) 66 kV | Citipower | Summer | Coincident_unreconciled | 2030 | POE90 | -13.8062 | NA | VIC Templestowe (CitiPower) 66 kV |  |  | FALSE | #N/A | #N/A | #N/A | #N/A | #N/A | #N/A | #N/A | #N/A | #N/A | #N/A
TRUE | VIC | TSTS66C | Templestowe (CitiPower) 66 kV | Citipower | Summer | Non-coincident | 2030 | POE50 | -12.9052 | 98.0213 | VIC Templestowe (CitiPower) 66 kV |  |  | FALSE | #N/A | #N/A | #N/A | #N/A | #N/A | #N/A | #N/A | #N/A | #N/A | #N/A
TRUE | VIC | TSTS66C | Templestowe (CitiPower) 66 kV | Citipower | Summer | Non-coincident | 2030 | POE90 | -13.8532 | NA | VIC Templestowe (CitiPower) 66 kV |  |  | FALSE | #N/A | #N/A | #N/A | #N/A | #N/A | #N/A | #N/A | #N/A | #N/A | #N/A
TRUE | VIC | TSTS66C | Templestowe (CitiPower) 66 kV | Citipower | Summer | Coincident_unreconciled | 2031 | POE50 | -15.7583 | NA | VIC Templestowe (CitiPower) 66 kV |  |  | FALSE | #N/A | #N/A | #N/A | #N/A | #N/A | #N/A | #N/A | #N/A | #N/A | #N/A
TRUE | VIC | TSTS66C | Templestowe (CitiPower) 66 kV | Citipower | Summer | Coincident_unreconciled | 2031 | POE90 | -16.7057 | NA | VIC Templestowe (CitiPower) 66 kV |  |  | FALSE | #N/A | #N/A | #N/A | #N/A | #N/A | #N/A | #N/A | #N/A | #N/A | #N/A
TRUE | VIC | TSTS66C | Templestowe (CitiPower) 66 kV | Citipower | Summer | Non-coincident | 2031 | POE50 | -15.8119 | 98.3709 | VIC Templestowe (CitiPower) 66 kV |  |  | FALSE | #N/A | #N/A | #N/A | #N/A | #N/A | #N/A | #N/A | #N/A | #N/A | #N/A
TRUE | VIC | TSTS66C | Templestowe (CitiPower) 66 kV | Citipower | Summer | Non-coincident | 2031 | POE90 | -16.7626 | NA | VIC Templestowe (CitiPower) 66 kV |  |  | FALSE | #N/A | #N/A | #N/A | #N/A | #N/A | #N/A | #N/A | #N/A | #N/A | #N/A
TRUE | VIC | TSTS66C | Templestowe (CitiPower) 66 kV | Citipower | Summer | Coincident_unreconciled | 2032 | POE50 | -17.935 | NA | VIC Templestowe (CitiPower) 66 kV |  |  | FALSE | #N/A | #N/A | #N/A | #N/A | #N/A | #N/A | #N/A | #N/A | #N/A | #N/A
TRUE | VIC | TSTS66C | Templestowe (CitiPower) 66 kV | Citipower | Summer | Coincident_unreconciled | 2032 | POE90 | -18.8851 | NA | VIC Templestowe (CitiPower) 66 kV |  |  | FALSE | #N/A | #N/A | #N/A | #N/A | #N/A | #N/A | #N/A | #N/A | #N/A | #N/A
TRUE | VIC | TSTS66C | Templestowe (CitiPower) 66 kV | Citipower | Summer | Non-coincident | 2032 | POE50 | -17.9961 | 98.8195 | VIC Templestowe (CitiPower) 66 kV |  |  | FALSE | #N/A | #N/A | #N/A | #N/A | #N/A | #N/A | #N/A | #N/A | #N/A | #N/A
TRUE | VIC | TSTS66C | Templestowe (CitiPower) 66 kV | Citipower | Summer | Non-coincident | 2032 | POE90 | -18.9494 | NA | VIC Templestowe (CitiPower) 66 kV |  |  | FALSE | #N/A | #N/A | #N/A | #N/A | #N/A | #N/A | #N/A | #N/A | #N/A | #N/A
TRUE | VIC | TSTS66C | Templestowe (CitiPower) 66 kV | Citipower | Summer | Coincident_unreconciled | 2033 | POE50 | -19.5431 | NA | VIC Templestowe (CitiPower) 66 kV |  |  | FALSE | #N/A | #N/A | #N/A | #N/A | #N/A | #N/A | #N/A | #N/A | #N/A | #N/A
TRUE | VIC | TSTS66C | Templestowe (CitiPower) 66 kV | Citipower | Summer | Coincident_unreconciled | 2033 | POE90 | -20.4958 | NA | VIC Templestowe (CitiPower) 66 kV |  |  | FALSE | #N/A | #N/A | #N/A | #N/A | #N/A | #N/A | #N/A | #N/A | #N/A | #N/A
TRUE | VIC | TSTS66C | Templestowe (CitiPower) 66 kV | Citipower | Summer | Non-coincident | 2033 | POE50 | -19.6097 | 99.3424 | VIC Templestowe (CitiPower) 66 kV |  |  | FALSE | #N/A | #N/A | #N/A | #N/A | #N/A | #N/A | #N/A | #N/A | #N/A | #N/A
TRUE | VIC | TSTS66C | Templestowe (CitiPower) 66 kV | Citipower | Summer | Non-coincident | 2033 | POE90 | -20.5656 | NA | VIC Templestowe (CitiPower) 66 kV |  |  | FALSE | #N/A | #N/A | #N/A | #N/A | #N/A | #N/A | #N/A | #N/A | #N/A | #N/A
TRUE | VIC | TSTS66C | Templestowe (CitiPower) 66 kV | Citipower | Summer | Coincident_unreconciled | 2034 | POE50 | -21.1247 | NA | VIC Templestowe (CitiPower) 66 kV |  |  | FALSE | #N/A | #N/A | #N/A | #N/A | #N/A | #N/A | #N/A | #N/A | #N/A | #N/A
TRUE | VIC | TSTS66C | Templestowe (CitiPower) 66 kV | Citipower | Summer | Coincident_unreconciled | 2034 | POE90 | -22.0799 | NA | VIC Templestowe (CitiPower) 66 kV |  |  | FALSE | #N/A | #N/A | #N/A | #N/A | #N/A | #N/A | #N/A | #N/A | #N/A | #N/A
TRUE | VIC | TSTS66C | Templestowe (CitiPower) 66 kV | Citipower | Summer | Non-coincident | 2034 | POE50 | -21.1967 | 99.8708 | VIC Templestowe (CitiPower) 66 kV |  |  | FALSE | #N/A | #N/A | #N/A | #N/A | #N/A | #N/A | #N/A | #N/A | #N/A | #N/A
TRUE | VIC | TSTS66C | Templestowe (CitiPower) 66 kV | Citipower | Summer | Non-coincident | 2034 | POE90 | -22.1551 | NA | VIC Templestowe (CitiPower) 66 kV |  |  | FALSE | #N/A | #N/A | #N/A | #N/A | #N/A | #N/A | #N/A | #N/A | #N/A | #N/A
TRUE | VIC | TSTS66C | Templestowe (CitiPower) 66 kV | Citipower | Summer | Coincident_unreconciled | 2035 | POE50 | -22.8967 | NA | VIC Templestowe (CitiPower) 66 kV |  |  | FALSE | #N/A | #N/A | #N/A | #N/A | #N/A | #N/A | #N/A | #N/A | #N/A | #N/A
TRUE | VIC | TSTS66C | Templestowe (CitiPower) 66 kV | Citipower | Summer | Coincident_unreconciled | 2035 | POE90 | -23.8544 | NA | VIC Templestowe (CitiPower) 66 kV |  |  | FALSE | #N/A | #N/A | #N/A | #N/A | #N/A | #N/A | #N/A | #N/A | #N/A | #N/A
TRUE | VIC | TSTS66C | Templestowe (CitiPower) 66 kV | Citipower | Summer | Non-coincident | 2035 | POE50 | -22.9746 | 100.3801 | VIC Templestowe (CitiPower) 66 kV |  |  | FALSE | #N/A | #N/A | #N/A | #N/A | #N/A | #N/A | #N/A | #N/A | #N/A | #N/A
TRUE | VIC | TSTS66C | Templestowe (CitiPower) 66 kV | Citipower | Summer | Non-coincident | 2035 | POE90 | -23.9356 | NA | VIC Templestowe (CitiPower) 66 kV |  |  | FALSE | #N/A | #N/A | #N/A | #N/A | #N/A | #N/A | #N/A | #N/A | #N/A | #N/A
TRUE | VIC | TSTS66C | Templestowe (CitiPower) 66 kV | Citipower | Summer | Non-coincident | 2025 | BASEYEARPOE10 | NA | 108.8822 | VIC Templestowe (CitiPower) 66 kV |  |  | FALSE | #N/A | #N/A | #N/A | #N/A | #N/A | #N/A | #N/A | #N/A | #N/A | #N/A
TRUE | VIC | TSTS66C | Templestowe (CitiPower) 66 kV | Citipower | Summer | Coincident | 2026 | POE10 | NA | 99.7322 | VIC Templestowe (CitiPower) 66 kV |  |  | FALSE | #N/A | #N/A | #N/A | #N/A | #N/A | #N/A | #N/A | #N/A | #N/A | #N/A
TRUE | VIC | TSTS66C | Templestowe (CitiPower) 66 kV | Citipower | Summer | Coincident | 2026 | POE50 | NA | 89.8584 | VIC Templestowe (CitiPower) 66 kV |  |  | FALSE | #N/A | #N/A | #N/A | #N/A | #N/A | #N/A | #N/A | #N/A | #N/A | #N/A
TRUE | VIC | TSTS66C | Templestowe (CitiPower) 66 kV | Citipower | Summer | Non-coincident | 2026 | POE10 | NA | 111.2173 | VIC Templestowe (CitiPower) 66 kV |  |  | FALSE | #N/A | #N/A | #N/A | #N/A | #N/A | #N/A | #N/A | #N/A | #N/A | #N/A
TRUE | VIC | TSTS66C | Templestowe (CitiPower) 66 kV | Citipower | Summer | Coincident | 2027 | POE10 | NA | 97.2201 | VIC Templestowe (CitiPower) 66 kV |  |  | FALSE | #N/A | #N/A | #N/A | #N/A | #N/A | #N/A | #N/A | #N/A | #N/A | #N/A
TRUE | VIC | TSTS66C | Templestowe (CitiPower) 66 kV | Citipower | Summer | Coincident | 2027 | POE50 | NA | 86.9754 | VIC Templestowe (CitiPower) 66 kV |  |  | FALSE | #N/A | #N/A | #N/A | #N/A | #N/A | #N/A | #N/A | #N/A | #N/A | #N/A
TRUE | VIC | TSTS66C | Templestowe (CitiPower) 66 kV | Citipower | Summer | Non-coincident | 2027 | POE10 | NA | 111.3479 | VIC Templestowe (CitiPower) 66 kV |  |  | FALSE | #N/A | #N/A | #N/A | #N/A | #N/A | #N/A | #N/A | #N/A | #N/A | #N/A
TRUE | VIC | TSTS66C | Templestowe (CitiPower) 66 kV | Citipower | Summer | Coincident | 2028 | POE10 | NA | 95.0521 | VIC Templestowe (CitiPower) 66 kV |  |  | FALSE | #N/A | #N/A | #N/A | #N/A | #N/A | #N/A | #N/A | #N/A | #N/A | #N/A
TRUE | VIC | TSTS66C | Templestowe (CitiPower) 66 kV | Citipower | Summer | Coincident | 2028 | POE50 | NA | 84.3865 | VIC Templestowe (CitiPower) 66 kV |  |  | FALSE | #N/A | #N/A | #N/A | #N/A | #N/A | #N/A | #N/A | #N/A | #N/A | #N/A
TRUE | VIC | TSTS66C | Templestowe (CitiPower) 66 kV | Citipower | Summer | Non-coincident | 2028 | POE10 | NA | 111.5422 | VIC Templestowe (CitiPower) 66 kV |  |  | FALSE | #N/A | #N/A | #N/A | #N/A | #N/A | #N/A | #N/A | #N/A | #N/A | #N/A
TRUE | VIC | TSTS66C | Templestowe (CitiPower) 66 kV | Citipower | Summer | Coincident | 2029 | POE10 | NA | 93.5865 | VIC Templestowe (CitiPower) 66 kV |  |  | FALSE | #N/A | #N/A | #N/A | #N/A | #N/A | #N/A | #N/A | #N/A | #N/A | #N/A
TRUE | VIC | TSTS66C | Templestowe (CitiPower) 66 kV | Citipower | Summer | Coincident | 2029 | POE50 | NA | 83.1331 | VIC Templestowe (CitiPower) 66 kV |  |  | FALSE | #N/A | #N/A | #N/A | #N/A | #N/A | #N/A | #N/A | #N/A | #N/A | #N/A
TRUE | VIC | TSTS66C | Templestowe (CitiPower) 66 kV | Citipower | Summer | Non-coincident | 2029 | POE10 | NA | 111.8175 | VIC Templestowe (CitiPower) 66 kV |  |  | FALSE | #N/A | #N/A | #N/A | #N/A | #N/A | #N/A | #N/A | #N/A | #N/A | #N/A
TRUE | VIC | TSTS66C | Templestowe (CitiPower) 66 kV | Citipower | Summer | Coincident | 2030 | POE10 | NA | 92.5163 | VIC Templestowe (CitiPower) 66 kV |  |  | FALSE | #N/A | #N/A | #N/A | #N/A | #N/A | #N/A | #N/A | #N/A | #N/A | #N/A
TRUE | VIC | TSTS66C | Templestowe (CitiPower) 66 kV | Citipower | Summer | Coincident | 2030 | POE50 | NA | 81.9323 | VIC Templestowe (CitiPower) 66 kV |  |  | FALSE | #N/A | #N/A | #N/A | #N/A | #N/A | #N/A | #N/A | #N/A | #N/A | #N/A
TRUE | VIC | TSTS66C | Templestowe (CitiPower) 66 kV | Citipower | Summer | Non-coincident | 2030 | POE10 | NA | 112.1889 | VIC Templestowe (CitiPower) 66 kV |  |  | FALSE | #N/A | #N/A | #N/A | #N/A | #N/A | #N/A | #N/A | #N/A | #N/A | #N/A
TRUE | VIC | TSTS66C | Templestowe (CitiPower) 66 kV | Citipower | Summer | Coincident | 2031 | POE10 | NA | 90.4827 | VIC Templestowe (CitiPower) 66 kV |  |  | FALSE | #N/A | #N/A | #N/A | #N/A | #N/A | #N/A | #N/A | #N/A | #N/A | #N/A
TRUE | VIC | TSTS66C | Templestowe (CitiPower) 66 kV | Citipower | Summer | Coincident | 2031 | POE50 | NA | 80.527 | VIC Templestowe (CitiPower) 66 kV |  |  | FALSE | #N/A | #N/A | #N/A | #N/A | #N/A | #N/A | #N/A | #N/A | #N/A | #N/A
TRUE | VIC | TSTS66C | Templestowe (CitiPower) 66 kV | Citipower | Summer | Non-coincident | 2031 | POE10 | NA | 112.5787 | VIC Templestowe (CitiPower) 66 kV |  |  | FALSE | #N/A | #N/A | #N/A | #N/A | #N/A | #N/A | #N/A | #N/A | #N/A | #N/A
TRUE | VIC | TSTS66C | Templestowe (CitiPower) 66 kV | Citipower | Summer | Coincident | 2032 | POE10 | NA | 88.1604 | VIC Templestowe (CitiPower) 66 kV |  |  | FALSE | #N/A | #N/A | #N/A | #N/A | #N/A | #N/A | #N/A | #N/A | #N/A | #N/A
TRUE | VIC | TSTS66C | Templestowe (CitiPower) 66 kV | Citipower | Summer | Coincident | 2032 | POE50 | NA | 78.3184 | VIC Templestowe (CitiPower) 66 kV |  |  | FALSE | #N/A | #N/A | #N/A | #N/A | #N/A | #N/A | #N/A | #N/A | #N/A | #N/A
TRUE | VIC | TSTS66C | Templestowe (CitiPower) 66 kV | Citipower | Summer | Non-coincident | 2032 | POE10 | NA | 113.0664 | VIC Templestowe (CitiPower) 66 kV |  |  | FALSE | #N/A | #N/A | #N/A | #N/A | #N/A | #N/A | #N/A | #N/A | #N/A | #N/A
TRUE | VIC | TSTS66C | Templestowe (CitiPower) 66 kV | Citipower | Summer | Coincident | 2033 | POE10 | NA | 86.5231 | VIC Templestowe (CitiPower) 66 kV |  |  | FALSE | #N/A | #N/A | #N/A | #N/A | #N/A | #N/A | #N/A | #N/A | #N/A | #N/A
TRUE | VIC | TSTS66C | Templestowe (CitiPower) 66 kV | Citipower | Summer | Coincident | 2033 | POE50 | NA | 76.1694 | VIC Templestowe (CitiPower) 66 kV |  |  | FALSE | #N/A | #N/A | #N/A | #N/A | #N/A | #N/A | #N/A | #N/A | #N/A | #N/A
TRUE | VIC | TSTS66C | Templestowe (CitiPower) 66 kV | Citipower | Summer | Non-coincident | 2033 | POE10 | NA | 113.6277 | VIC Templestowe (CitiPower) 66 kV |  |  | FALSE | #N/A | #N/A | #N/A | #N/A | #N/A | #N/A | #N/A | #N/A | #N/A | #N/A
TRUE | VIC | TSTS66C | Templestowe (CitiPower) 66 kV | Citipower | Summer | Coincident | 2034 | POE10 | NA | 86.052 | VIC Templestowe (CitiPower) 66 kV |  |  | FALSE | #N/A | #N/A | #N/A | #N/A | #N/A | #N/A | #N/A | #N/A | #N/A | #N/A
TRUE | VIC | TSTS66C | Templestowe (CitiPower) 66 kV | Citipower | Summer | Coincident | 2034 | POE50 | NA | 75.8537 | VIC Templestowe (CitiPower) 66 kV |  |  | FALSE | #N/A | #N/A | #N/A | #N/A | #N/A | #N/A | #N/A | #N/A | #N/A | #N/A
TRUE | VIC | TSTS66C | Templestowe (CitiPower) 66 kV | Citipower | Summer | Non-coincident | 2034 | POE10 | NA | 114.1945 | VIC Templestowe (CitiPower) 66 kV |  |  | FALSE | #N/A | #N/A | #N/A | #N/A | #N/A | #N/A | #N/A | #N/A | #N/A | #N/A
TRUE | VIC | TSTS66C | Templestowe (CitiPower) 66 kV | Citipower | Summer | Coincident | 2035 | POE10 | NA | 85.9327 | VIC Templestowe (CitiPower) 66 kV |  |  | FALSE | #N/A | #N/A | #N/A | #N/A | #N/A | #N/A | #N/A | #N/A | #N/A | #N/A
TRUE | VIC | TSTS66C | Templestowe (CitiPower) 66 kV | Citipower | Summer | Coincident | 2035 | POE50 | NA | 75.7785 | VIC Templestowe (CitiPower) 66 kV |  |  | FALSE | #N/A | #N/A | #N/A | #N/A | #N/A | #N/A | #N/A | #N/A | #N/A | #N/A
TRUE | VIC | TSTS66C | Templestowe (CitiPower) 66 kV | Citipower | Summer | Non-coincident | 2035 | POE10 | NA | 114.7422 | VIC Templestowe (CitiPower) 66 kV |  |  | FALSE | #N/A | #N/A | #N/A | #N/A | #N/A | #N/A | #N/A | #N/A | #N/A | #N/A
TRUE | VIC | TSTS66C | Templestowe (CitiPower) 66 kV | Citipower | Winter | Coincident | 2018 | ACTUAL_OPG | NA | 65.1098 | VIC Templestowe (CitiPower) 66 kV |  |  | FALSE | #N/A | #N/A | #N/A | #N/A | #N/A | #N/A | #N/A | #N/A | #N/A | #N/A
TRUE | VIC | TSTS66C | Templestowe (CitiPower) 66 kV | Citipower | Winter | Coincident | 2018 | ACTUAL_RAW | NA | 65.1098 | VIC Templestowe (CitiPower) 66 kV |  |  | FALSE | #N/A | #N/A | #N/A | #N/A | #N/A | #N/A | #N/A | #N/A | #N/A | #N/A
TRUE | VIC | TSTS66C | Templestowe (CitiPower) 66 kV | Citipower | Winter | Non-coincident | 2018 | ACTUAL_RAW | NA | 70.9338 | VIC Templestowe (CitiPower) 66 kV |  |  | FALSE | #N/A | #N/A | #N/A | #N/A | #N/A | #N/A | #N/A | #N/A | #N/A | #N/A
TRUE | VIC | TSTS66C | Templestowe (CitiPower) 66 kV | Citipower | Winter | Non-coincident | 2018 | ACTUAL_OPG | NA | 70.9338 | VIC Templestowe (CitiPower) 66 kV |  |  | FALSE | #N/A | #N/A | #N/A | #N/A | #N/A | #N/A | #N/A | #N/A | #N/A | #N/A
TRUE | VIC | TSTS66C | Templestowe (CitiPower) 66 kV | Citipower | Winter | Non-coincident | 2018 | ACTUAL_ADJUSTEDOPG | NA | 70.9338 | VIC Templestowe (CitiPower) 66 kV |  |  | FALSE | #N/A | #N/A | #N/A | #N/A | #N/A | #N/A | #N/A | #N/A | #N/A | #N/A
TRUE | VIC | TSTS66C | Templestowe (CitiPower) 66 kV | Citipower | Winter | Coincident | 2019 | ACTUAL_OPG | NA | 69.9886 | VIC Templestowe (CitiPower) 66 kV |  |  | FALSE | #N/A | #N/A | #N/A | #N/A | #N/A | #N/A | #N/A | #N/A | #N/A | #N/A
TRUE | VIC | TSTS66C | Templestowe (CitiPower) 66 kV | Citipower | Winter | Coincident | 2019 | ACTUAL_RAW | NA | 69.9886 | VIC Templestowe (CitiPower) 66 kV |  |  | FALSE | #N/A | #N/A | #N/A | #N/A | #N/A | #N/A | #N/A | #N/A | #N/A | #N/A
TRUE | VIC | TSTS66C | Templestowe (CitiPower) 66 kV | Citipower | Winter | Non-coincident | 2019 | ACTUAL_RAW | NA | 70.8958 | VIC Templestowe (CitiPower) 66 kV |  |  | FALSE | #N/A | #N/A | #N/A | #N/A | #N/A | #N/A | #N/A | #N/A | #N/A | #N/A
TRUE | VIC | TSTS66C | Templestowe (CitiPower) 66 kV | Citipower | Winter | Non-coincident | 2019 | ACTUAL_OPG | NA | 70.8958 | VIC Templestowe (CitiPower) 66 kV |  |  | FALSE | #N/A | #N/A | #N/A | #N/A | #N/A | #N/A | #N/A | #N/A | #N/A | #N/A
TRUE | VIC | TSTS66C | Templestowe (CitiPower) 66 kV | Citipower | Winter | Non-coincident | 2019 | ACTUAL_ADJUSTEDOPG | NA | 70.8958 | VIC Templestowe (CitiPower) 66 kV |  |  | FALSE | #N/A | #N/A | #N/A | #N/A | #N/A | #N/A | #N/A | #N/A | #N/A | #N/A
TRUE | VIC | TSTS66C | Templestowe (CitiPower) 66 kV | Citipower | Winter | Coincident | 2020 | ACTUAL_OPG | NA | 75.6072 | VIC Templestowe (CitiPower) 66 kV |  |  | FALSE | #N/A | #N/A | #N/A | #N/A | #N/A | #N/A | #N/A | #N/A | #N/A | #N/A
TRUE | VIC | TSTS66C | Templestowe (CitiPower) 66 kV | Citipower | Winter | Coincident | 2020 | ACTUAL_RAW | NA | 75.6072 | VIC Templestowe (CitiPower) 66 kV |  |  | FALSE | #N/A | #N/A | #N/A | #N/A | #N/A | #N/A | #N/A | #N/A | #N/A | #N/A
TRUE | VIC | TSTS66C | Templestowe (CitiPower) 66 kV | Citipower | Winter | Non-coincident | 2020 | ACTUAL_RAW | NA | 75.8451 | VIC Templestowe (CitiPower) 66 kV |  |  | FALSE | #N/A | #N/A | #N/A | #N/A | #N/A | #N/A | #N/A | #N/A | #N/A | #N/A
TRUE | VIC | TSTS66C | Templestowe (CitiPower) 66 kV | Citipower | Winter | Non-coincident | 2020 | ACTUAL_OPG | NA | 75.8451 | VIC Templestowe (CitiPower) 66 kV |  |  | FALSE | #N/A | #N/A | #N/A | #N/A | #N/A | #N/A | #N/A | #N/A | #N/A | #N/A
TRUE | VIC | TSTS66C | Templestowe (CitiPower) 66 kV | Citipower | Winter | Non-coincident | 2020 | ACTUAL_ADJUSTEDOPG | NA | 75.8451 | VIC Templestowe (CitiPower) 66 kV |  |  | FALSE | #N/A | #N/A | #N/A | #N/A | #N/A | #N/A | #N/A | #N/A | #N/A | #N/A
TRUE | VIC | TSTS66C | Templestowe (CitiPower) 66 kV | Citipower | Winter | Coincident | 2021 | ACTUAL_OPG | NA | 75.5228 | VIC Templestowe (CitiPower) 66 kV |  |  | FALSE | #N/A | #N/A | #N/A | #N/A | #N/A | #N/A | #N/A | #N/A | #N/A | #N/A
TRUE | VIC | TSTS66C | Templestowe (CitiPower) 66 kV | Citipower | Winter | Coincident | 2021 | ACTUAL_RAW | NA | 75.5228 | VIC Templestowe (CitiPower) 66 kV |  |  | FALSE | #N/A | #N/A | #N/A | #N/A | #N/A | #N/A | #N/A | #N/A | #N/A | #N/A
TRUE | VIC | TSTS66C | Templestowe (CitiPower) 66 kV | Citipower | Winter | Non-coincident | 2021 | ACTUAL_RAW | NA | 76.9239 | VIC Templestowe (CitiPower) 66 kV |  |  | FALSE | #N/A | #N/A | #N/A | #N/A | #N/A | #N/A | #N/A | #N/A | #N/A | #N/A
TRUE | VIC | TSTS66C | Templestowe (CitiPower) 66 kV | Citipower | Winter | Non-coincident | 2021 | ACTUAL_OPG | NA | 76.9239 | VIC Templestowe (CitiPower) 66 kV |  |  | FALSE | #N/A | #N/A | #N/A | #N/A | #N/A | #N/A | #N/A | #N/A | #N/A | #N/A
TRUE | VIC | TSTS66C | Templestowe (CitiPower) 66 kV | Citipower | Winter | Non-coincident | 2021 | ACTUAL_ADJUSTEDOPG | NA | 76.9239 | VIC Templestowe (CitiPower) 66 kV |  |  | FALSE | #N/A | #N/A | #N/A | #N/A | #N/A | #N/A | #N/A | #N/A | #N/A | #N/A
TRUE | VIC | TSTS66C | Templestowe (CitiPower) 66 kV | Citipower | Winter | Coincident | 2022 | ACTUAL_OPG | NA | 71.6946 | VIC Templestowe (CitiPower) 66 kV |  |  | FALSE | #N/A | #N/A | #N/A | #N/A | #N/A | #N/A | #N/A | #N/A | #N/A | #N/A
TRUE | VIC | TSTS66C | Templestowe (CitiPower) 66 kV | Citipower | Winter | Coincident | 2022 | ACTUAL_RAW | NA | 71.6946 | VIC Templestowe (CitiPower) 66 kV |  |  | FALSE | #N/A | #N/A | #N/A | #N/A | #N/A | #N/A | #N/A | #N/A | #N/A | #N/A
TRUE | VIC | TSTS66C | Templestowe (CitiPower) 66 kV | Citipower | Winter | Non-coincident | 2022 | ACTUAL_RAW | NA | 73.2923 | VIC Templestowe (CitiPower) 66 kV |  |  | FALSE | #N/A | #N/A | #N/A | #N/A | #N/A | #N/A | #N/A | #N/A | #N/A | #N/A
TRUE | VIC | TSTS66C | Templestowe (CitiPower) 66 kV | Citipower | Winter | Non-coincident | 2022 | ACTUAL_OPG | NA | 73.2923 | VIC Templestowe (CitiPower) 66 kV |  |  | FALSE | #N/A | #N/A | #N/A | #N/A | #N/A | #N/A | #N/A | #N/A | #N/A | #N/A
TRUE | VIC | TSTS66C | Templestowe (CitiPower) 66 kV | Citipower | Winter | Non-coincident | 2022 | ACTUAL_ADJUSTEDOPG | NA | 73.2923 | VIC Templestowe (CitiPower) 66 kV |  |  | FALSE | #N/A | #N/A | #N/A | #N/A | #N/A | #N/A | #N/A | #N/A | #N/A | #N/A
TRUE | VIC | TSTS66C | Templestowe (CitiPower) 66 kV | Citipower | Winter | Coincident | 2023 | ACTUAL_OPG | NA | 54.7103 | VIC Templestowe (CitiPower) 66 kV |  |  | FALSE | #N/A | #N/A | #N/A | #N/A | #N/A | #N/A | #N/A | #N/A | #N/A | #N/A
TRUE | VIC | TSTS66C | Templestowe (CitiPower) 66 kV | Citipower | Winter | Coincident | 2023 | ACTUAL_RAW | NA | 54.7103 | VIC Templestowe (CitiPower) 66 kV |  |  | FALSE | #N/A | #N/A | #N/A | #N/A | #N/A | #N/A | #N/A | #N/A | #N/A | #N/A
TRUE | VIC | TSTS66C | Templestowe (CitiPower) 66 kV | Citipower | Winter | Non-coincident | 2023 | ACTUAL_RAW | NA | 55.7909 | VIC Templestowe (CitiPower) 66 kV |  |  | FALSE | #N/A | #N/A | #N/A | #N/A | #N/A | #N/A | #N/A | #N/A | #N/A | #N/A
TRUE | VIC | TSTS66C | Templestowe (CitiPower) 66 kV | Citipower | Winter | Non-coincident | 2023 | ACTUAL_OPG | NA | 55.7909 | VIC Templestowe (CitiPower) 66 kV |  |  | FALSE | #N/A | #N/A | #N/A | #N/A | #N/A | #N/A | #N/A | #N/A | #N/A | #N/A
TRUE | VIC | TSTS66C | Templestowe (CitiPower) 66 kV | Citipower | Winter | Non-coincident | 2023 | ACTUAL_ADJUSTEDOPG | NA | 55.7909 | VIC Templestowe (CitiPower) 66 kV |  |  | FALSE | #N/A | #N/A | #N/A | #N/A | #N/A | #N/A | #N/A | #N/A | #N/A | #N/A
TRUE | VIC | TSTS66C | Templestowe (CitiPower) 66 kV | Citipower | Winter | Coincident | 2024 | ACTUAL_OPG | NA | 60.069 | VIC Templestowe (CitiPower) 66 kV |  |  | FALSE | #N/A | #N/A | #N/A | #N/A | #N/A | #N/A | #N/A | #N/A | #N/A | #N/A
TRUE | VIC | TSTS66C | Templestowe (CitiPower) 66 kV | Citipower | Winter | Coincident | 2024 | ACTUAL_RAW | NA | 60.069 | VIC Templestowe (CitiPower) 66 kV |  |  | FALSE | #N/A | #N/A | #N/A | #N/A | #N/A | #N/A | #N/A | #N/A | #N/A | #N/A
TRUE | VIC | TSTS66C | Templestowe (CitiPower) 66 kV | Citipower | Winter | Non-coincident | 2024 | ACTUAL_RAW | NA | 61.6832 | VIC Templestowe (CitiPower) 66 kV |  |  | FALSE | #N/A | #N/A | #N/A | #N/A | #N/A | #N/A | #N/A | #N/A | #N/A | #N/A
TRUE | VIC | TSTS66C | Templestowe (CitiPower) 66 kV | Citipower | Winter | Non-coincident | 2024 | ACTUAL_OPG | NA | 61.6832 | VIC Templestowe (CitiPower) 66 kV |  |  | FALSE | #N/A | #N/A | #N/A | #N/A | #N/A | #N/A | #N/A | #N/A | #N/A | #N/A
TRUE | VIC | TSTS66C | Templestowe (CitiPower) 66 kV | Citipower | Winter | Non-coincident | 2024 | ACTUAL_ADJUSTEDOPG | NA | 61.6832 | VIC Templestowe (CitiPower) 66 kV |  |  | FALSE | #N/A | #N/A | #N/A | #N/A | #N/A | #N/A | #N/A | #N/A | #N/A | #N/A
TRUE | VIC | TSTS66C | Templestowe (CitiPower) 66 kV | Citipower | Winter | Coincident | 2025 | POE10 | NA | 74.8962 | VIC Templestowe (CitiPower) 66 kV |  |  | FALSE | #N/A | #N/A | #N/A | #N/A | #N/A | #N/A | #N/A | #N/A | #N/A | #N/A
TRUE | VIC | TSTS66C | Templestowe (CitiPower) 66 kV | Citipower | Winter | Coincident | 2025 | POE50 | NA | 73.995 | VIC Templestowe (CitiPower) 66 kV |  |  | FALSE | #N/A | #N/A | #N/A | #N/A | #N/A | #N/A | #N/A | #N/A | #N/A | #N/A
TRUE | VIC | TSTS66C | Templestowe (CitiPower) 66 kV | Citipower | Winter | Non-coincident | 2025 | ACTUAL_RAW | NA | 65.0228 | VIC Templestowe (CitiPower) 66 kV |  |  | FALSE | #N/A | #N/A | #N/A | #N/A | #N/A | #N/A | #N/A | #N/A | #N/A | #N/A
TRUE | VIC | TSTS66C | Templestowe (CitiPower) 66 kV | Citipower | Winter | Non-coincident | 2025 | ACTUAL_ADJUSTEDOPG | NA | 65.0228 | VIC Templestowe (CitiPower) 66 kV |  |  | FALSE | #N/A | #N/A | #N/A | #N/A | #N/A | #N/A | #N/A | #N/A | #N/A | #N/A
TRUE | VIC | TSTS66C | Templestowe (CitiPower) 66 kV | Citipower | Winter | Non-coincident | 2025 | BASEYEARPOE50 | NA | 78.4386 | VIC Templestowe (CitiPower) 66 kV |  |  | FALSE | #N/A | #N/A | #N/A | #N/A | #N/A | #N/A | #N/A | #N/A | #N/A | #N/A
TRUE | VIC | TSTS66C | Templestowe (CitiPower) 66 kV | Citipower | Winter | Non-coincident | 2025 | BASEYEARPOE10 | NA | 80.076 | VIC Templestowe (CitiPower) 66 kV |  |  | FALSE | #N/A | #N/A | #N/A | #N/A | #N/A | #N/A | #N/A | #N/A | #N/A | #N/A
TRUE | VIC | TSTS66C | Templestowe (CitiPower) 66 kV | Citipower | Winter | Non-coincident | 2025 | POE10 | NA | 80.2244 | VIC Templestowe (CitiPower) 66 kV |  |  | FALSE | #N/A | #N/A | #N/A | #N/A | #N/A | #N/A | #N/A | #N/A | #N/A | #N/A
TRUE | VIC | TSTS66C | Templestowe (CitiPower) 66 kV | Citipower | Winter | Non-coincident | 2025 | POE50 | NA | 78.5841 | VIC Templestowe (CitiPower) 66 kV |  |  | FALSE | #N/A | #N/A | #N/A | #N/A | #N/A | #N/A | #N/A | #N/A | #N/A | #N/A
TRUE | VIC | TSTS66C | Templestowe (CitiPower) 66 kV | Citipower | Winter | Coincident | 2026 | POE10 | NA | 72.5071 | VIC Templestowe (CitiPower) 66 kV |  |  | FALSE | #N/A | #N/A | #N/A | #N/A | #N/A | #N/A | #N/A | #N/A | #N/A | #N/A
TRUE | VIC | TSTS66C | Templestowe (CitiPower) 66 kV | Citipower | Winter | Coincident | 2026 | POE50 | NA | 71.5021 | VIC Templestowe (CitiPower) 66 kV |  |  | FALSE | #N/A | #N/A | #N/A | #N/A | #N/A | #N/A | #N/A | #N/A | #N/A | #N/A
TRUE | VIC | TSTS66C | Templestowe (CitiPower) 66 kV | Citipower | Winter | Non-coincident | 2026 | POE10 | NA | 80.6108 | VIC Templestowe (CitiPower) 66 kV |  |  | FALSE | #N/A | #N/A | #N/A | #N/A | #N/A | #N/A | #N/A | #N/A | #N/A | #N/A
TRUE | VIC | TSTS66C | Templestowe (CitiPower) 66 kV | Citipower | Winter | Non-coincident | 2026 | POE50 | NA | 78.9642 | VIC Templestowe (CitiPower) 66 kV |  |  | FALSE | #N/A | #N/A | #N/A | #N/A | #N/A | #N/A | #N/A | #N/A | #N/A | #N/A
TRUE | VIC | TSTS66C | Templestowe (CitiPower) 66 kV | Citipower | Winter | Coincident | 2027 | POE10 | NA | 70.2074 | VIC Templestowe (CitiPower) 66 kV |  |  | FALSE | #N/A | #N/A | #N/A | #N/A | #N/A | #N/A | #N/A | #N/A | #N/A | #N/A
TRUE | VIC | TSTS66C | Templestowe (CitiPower) 66 kV | Citipower | Winter | Coincident | 2027 | POE50 | NA | 69.0602 | VIC Templestowe (CitiPower) 66 kV |  |  | FALSE | #N/A | #N/A | #N/A | #N/A | #N/A | #N/A | #N/A | #N/A | #N/A | #N/A
TRUE | VIC | TSTS66C | Templestowe (CitiPower) 66 kV | Citipower | Winter | Non-coincident | 2027 | POE10 | NA | 81.0106 | VIC Templestowe (CitiPower) 66 kV |  |  | FALSE | #N/A | #N/A | #N/A | #N/A | #N/A | #N/A | #N/A | #N/A | #N/A | #N/A
TRUE | VIC | TSTS66C | Templestowe (CitiPower) 66 kV | Citipower | Winter | Non-coincident | 2027 | POE50 | NA | 79.3593 | VIC Templestowe (CitiPower) 66 kV |  |  | FALSE | #N/A | #N/A | #N/A | #N/A | #N/A | #N/A | #N/A | #N/A | #N/A | #N/A
TRUE | VIC | TSTS66C | Templestowe (CitiPower) 66 kV | Citipower | Winter | Coincident | 2028 | POE10 | NA | 69.2665 | VIC Templestowe (CitiPower) 66 kV |  |  | FALSE | #N/A | #N/A | #N/A | #N/A | #N/A | #N/A | #N/A | #N/A | #N/A | #N/A
TRUE | VIC | TSTS66C | Templestowe (CitiPower) 66 kV | Citipower | Winter | Coincident | 2028 | POE50 | NA | 68.1931 | VIC Templestowe (CitiPower) 66 kV |  |  | FALSE | #N/A | #N/A | #N/A | #N/A | #N/A | #N/A | #N/A | #N/A | #N/A | #N/A
TRUE | VIC | TSTS66C | Templestowe (CitiPower) 66 kV | Citipower | Winter | Non-coincident | 2028 | POE10 | NA | 81.4944 | VIC Templestowe (CitiPower) 66 kV |  |  | FALSE | #N/A | #N/A | #N/A | #N/A | #N/A | #N/A | #N/A | #N/A | #N/A | #N/A
TRUE | VIC | TSTS66C | Templestowe (CitiPower) 66 kV | Citipower | Winter | Non-coincident | 2028 | POE50 | NA | 79.8383 | VIC Templestowe (CitiPower) 66 kV |  |  | FALSE | #N/A | #N/A | #N/A | #N/A | #N/A | #N/A | #N/A | #N/A | #N/A | #N/A
TRUE | VIC | TSTS66C | Templestowe (CitiPower) 66 kV | Citipower | Winter | Coincident | 2029 | POE10 | NA | 68.8906 | VIC Templestowe (CitiPower) 66 kV |  |  | FALSE | #N/A | #N/A | #N/A | #N/A | #N/A | #N/A | #N/A | #N/A | #N/A | #N/A
TRUE | VIC | TSTS66C | Templestowe (CitiPower) 66 kV | Citipower | Winter | Coincident | 2029 | POE50 | NA | 67.8519 | VIC Templestowe (CitiPower) 66 kV |  |  | FALSE | #N/A | #N/A | #N/A | #N/A | #N/A | #N/A | #N/A | #N/A | #N/A | #N/A
TRUE | VIC | TSTS66C | Templestowe (CitiPower) 66 kV | Citipower | Winter | Non-coincident | 2029 | POE10 | NA | 82.0533 | VIC Templestowe (CitiPower) 66 kV |  |  | FALSE | #N/A | #N/A | #N/A | #N/A | #N/A | #N/A | #N/A | #N/A | #N/A | #N/A
TRUE | VIC | TSTS66C | Templestowe (CitiPower) 66 kV | Citipower | Winter | Non-coincident | 2029 | POE50 | NA | 80.3926 | VIC Templestowe (CitiPower) 66 kV |  |  | FALSE | #N/A | #N/A | #N/A | #N/A | #N/A | #N/A | #N/A | #N/A | #N/A | #N/A
TRUE | VIC | TSTS66C | Templestowe (CitiPower) 66 kV | Citipower | Winter | Coincident | 2030 | POE10 | NA | 68.4279 | VIC Templestowe (CitiPower) 66 kV |  |  | FALSE | #N/A | #N/A | #N/A | #N/A | #N/A | #N/A | #N/A | #N/A | #N/A | #N/A
TRUE | VIC | TSTS66C | Templestowe (CitiPower) 66 kV | Citipower | Winter | Coincident | 2030 | POE50 | NA | 67.3874 | VIC Templestowe (CitiPower) 66 kV |  |  | FALSE | #N/A | #N/A | #N/A | #N/A | #N/A | #N/A | #N/A | #N/A | #N/A | #N/A
TRUE | VIC | TSTS66C | Templestowe (CitiPower) 66 kV | Citipower | Winter | Non-coincident | 2030 | POE10 | NA | 82.6455 | VIC Templestowe (CitiPower) 66 kV |  |  | FALSE | #N/A | #N/A | #N/A | #N/A | #N/A | #N/A | #N/A | #N/A | #N/A | #N/A
TRUE | VIC | TSTS66C | Templestowe (CitiPower) 66 kV | Citipower | Winter | Non-coincident | 2030 | POE50 | NA | 80.9801 | VIC Templestowe (CitiPower) 66 kV |  |  | FALSE | #N/A | #N/A | #N/A | #N/A | #N/A | #N/A | #N/A | #N/A | #N/A | #N/A
TRUE | VIC | TSTS66C | Templestowe (CitiPower) 66 kV | Citipower | Winter | Coincident | 2031 | POE10 | NA | 68.0843 | VIC Templestowe (CitiPower) 66 kV |  |  | FALSE | #N/A | #N/A | #N/A | #N/A | #N/A | #N/A | #N/A | #N/A | #N/A | #N/A
TRUE | VIC | TSTS66C | Templestowe (CitiPower) 66 kV | Citipower | Winter | Coincident | 2031 | POE50 | NA | 67.0575 | VIC Templestowe (CitiPower) 66 kV |  |  | FALSE | #N/A | #N/A | #N/A | #N/A | #N/A | #N/A | #N/A | #N/A | #N/A | #N/A
TRUE | VIC | TSTS66C | Templestowe (CitiPower) 66 kV | Citipower | Winter | Non-coincident | 2031 | POE10 | NA | 83.2535 | VIC Templestowe (CitiPower) 66 kV |  |  | FALSE | #N/A | #N/A | #N/A | #N/A | #N/A | #N/A | #N/A | #N/A | #N/A | #N/A
TRUE | VIC | TSTS66C | Templestowe (CitiPower) 66 kV | Citipower | Winter | Non-coincident | 2031 | POE50 | NA | 81.5833 | VIC Templestowe (CitiPower) 66 kV |  |  | FALSE | #N/A | #N/A | #N/A | #N/A | #N/A | #N/A | #N/A | #N/A | #N/A | #N/A
TRUE | VIC | TSTS66C | Templestowe (CitiPower) 66 kV | Citipower | Winter | Coincident | 2032 | POE10 | NA | 67.184 | VIC Templestowe (CitiPower) 66 kV |  |  | FALSE | #N/A | #N/A | #N/A | #N/A | #N/A | #N/A | #N/A | #N/A | #N/A | #N/A
TRUE | VIC | TSTS66C | Templestowe (CitiPower) 66 kV | Citipower | Winter | Coincident | 2032 | POE50 | NA | 66.0519 | VIC Templestowe (CitiPower) 66 kV |  |  | FALSE | #N/A | #N/A | #N/A | #N/A | #N/A | #N/A | #N/A | #N/A | #N/A | #N/A
TRUE | VIC | TSTS66C | Templestowe (CitiPower) 66 kV | Citipower | Winter | Non-coincident | 2032 | POE10 | NA | 83.8719 | VIC Templestowe (CitiPower) 66 kV |  |  | FALSE | #N/A | #N/A | #N/A | #N/A | #N/A | #N/A | #N/A | #N/A | #N/A | #N/A
TRUE | VIC | TSTS66C | Templestowe (CitiPower) 66 kV | Citipower | Winter | Non-coincident | 2032 | POE50 | NA | 82.1972 | VIC Templestowe (CitiPower) 66 kV |  |  | FALSE | #N/A | #N/A | #N/A | #N/A | #N/A | #N/A | #N/A | #N/A | #N/A | #N/A
TRUE | VIC | TSTS66C | Templestowe (CitiPower) 66 kV | Citipower | Winter | Coincident | 2033 | POE10 | NA | 65.992 | VIC Templestowe (CitiPower) 66 kV |  |  | FALSE | #N/A | #N/A | #N/A | #N/A | #N/A | #N/A | #N/A | #N/A | #N/A | #N/A
TRUE | VIC | TSTS66C | Templestowe (CitiPower) 66 kV | Citipower | Winter | Coincident | 2033 | POE50 | NA | 64.8935 | VIC Templestowe (CitiPower) 66 kV |  |  | FALSE | #N/A | #N/A | #N/A | #N/A | #N/A | #N/A | #N/A | #N/A | #N/A | #N/A
TRUE | VIC | TSTS66C | Templestowe (CitiPower) 66 kV | Citipower | Winter | Non-coincident | 2033 | POE10 | NA | 84.4877 | VIC Templestowe (CitiPower) 66 kV |  |  | FALSE | #N/A | #N/A | #N/A | #N/A | #N/A | #N/A | #N/A | #N/A | #N/A | #N/A
TRUE | VIC | TSTS66C | Templestowe (CitiPower) 66 kV | Citipower | Winter | Non-coincident | 2033 | POE50 | NA | 82.8085 | VIC Templestowe (CitiPower) 66 kV |  |  | FALSE | #N/A | #N/A | #N/A | #N/A | #N/A | #N/A | #N/A | #N/A | #N/A | #N/A
TRUE | VIC | TSTS66C | Templestowe (CitiPower) 66 kV | Citipower | Winter | Coincident | 2034 | POE10 | NA | 65.9756 | VIC Templestowe (CitiPower) 66 kV |  |  | FALSE | #N/A | #N/A | #N/A | #N/A | #N/A | #N/A | #N/A | #N/A | #N/A | #N/A
TRUE | VIC | TSTS66C | Templestowe (CitiPower) 66 kV | Citipower | Winter | Coincident | 2034 | POE50 | NA | 64.9182 | VIC Templestowe (CitiPower) 66 kV |  |  | FALSE | #N/A | #N/A | #N/A | #N/A | #N/A | #N/A | #N/A | #N/A | #N/A | #N/A
TRUE | VIC | TSTS66C | Templestowe (CitiPower) 66 kV | Citipower | Winter | Non-coincident | 2034 | POE10 | NA | 85.098 | VIC Templestowe (CitiPower) 66 kV |  |  | FALSE | #N/A | #N/A | #N/A | #N/A | #N/A | #N/A | #N/A | #N/A | #N/A | #N/A
TRUE | VIC | TSTS66C | Templestowe (CitiPower) 66 kV | Citipower | Winter | Non-coincident | 2034 | POE50 | NA | 83.4143 | VIC Templestowe (CitiPower) 66 kV |  |  | FALSE | #N/A | #N/A | #N/A | #N/A | #N/A | #N/A | #N/A | #N/A | #N/A | #N/A
TRUE | VIC | TSTS66U | Templestowe (United Energy) 66 kV | United Energy | Shoulder | Coincident | 2019 | ACTUAL_OPG | 27.433 | NA | VIC Templestowe (United Energy) 66 kV |  |  | FALSE | #N/A | #N/A | #N/A | #N/A | #N/A | #N/A | #N/A | #N/A | #N/A | #N/A
TRUE | VIC | TSTS66U | Templestowe (United Energy) 66 kV | United Energy | Shoulder | Coincident | 2019 | ACTUAL_RAW | 27.433 | NA | VIC Templestowe (United Energy) 66 kV |  |  | FALSE | #N/A | #N/A | #N/A | #N/A | #N/A | #N/A | #N/A | #N/A | #N/A | #N/A
TRUE | VIC | TSTS66U | Templestowe (United Energy) 66 kV | United Energy | Shoulder | Non-coincident | 2019 | ACTUAL_RAW | 27.433 | NA | VIC Templestowe (United Energy) 66 kV |  |  | FALSE | #N/A | #N/A | #N/A | #N/A | #N/A | #N/A | #N/A | #N/A | #N/A | #N/A
TRUE | VIC | TSTS66U | Templestowe (United Energy) 66 kV | United Energy | Shoulder | Non-coincident | 2019 | ACTUAL_OPG | 27.433 | NA | VIC Templestowe (United Energy) 66 kV |  |  | FALSE | #N/A | #N/A | #N/A | #N/A | #N/A | #N/A | #N/A | #N/A | #N/A | #N/A
TRUE | VIC | TSTS66U | Templestowe (United Energy) 66 kV | United Energy | Shoulder | Non-coincident | 2019 | ACTUAL_ADJUSTEDOPG | 27.433 | NA | VIC Templestowe (United Energy) 66 kV |  |  | FALSE | #N/A | #N/A | #N/A | #N/A | #N/A | #N/A | #N/A | #N/A | #N/A | #N/A
TRUE | VIC | TSTS66U | Templestowe (United Energy) 66 kV | United Energy | Shoulder | Coincident | 2020 | ACTUAL_OPG | 33.9099 | NA | VIC Templestowe (United Energy) 66 kV |  |  | FALSE | #N/A | #N/A | #N/A | #N/A | #N/A | #N/A | #N/A | #N/A | #N/A | #N/A
TRUE | VIC | TSTS66U | Templestowe (United Energy) 66 kV | United Energy | Shoulder | Coincident | 2020 | ACTUAL_RAW | 33.9099 | NA | VIC Templestowe (United Energy) 66 kV |  |  | FALSE | #N/A | #N/A | #N/A | #N/A | #N/A | #N/A | #N/A | #N/A | #N/A | #N/A
TRUE | VIC | TSTS66U | Templestowe (United Energy) 66 kV | United Energy | Shoulder | Non-coincident | 2020 | ACTUAL_RAW | 26.8145 | NA | VIC Templestowe (United Energy) 66 kV |  |  | FALSE | #N/A | #N/A | #N/A | #N/A | #N/A | #N/A | #N/A | #N/A | #N/A | #N/A
TRUE | VIC | TSTS66U | Templestowe (United Energy) 66 kV | United Energy | Shoulder | Non-coincident | 2020 | ACTUAL_OPG | 26.8145 | NA | VIC Templestowe (United Energy) 66 kV |  |  | FALSE | #N/A | #N/A | #N/A | #N/A | #N/A | #N/A | #N/A | #N/A | #N/A | #N/A
TRUE | VIC | TSTS66U | Templestowe (United Energy) 66 kV | United Energy | Shoulder | Non-coincident | 2020 | ACTUAL_ADJUSTEDOPG | 26.8145 | NA | VIC Templestowe (United Energy) 66 kV |  |  | FALSE | #N/A | #N/A | #N/A | #N/A | #N/A | #N/A | #N/A | #N/A | #N/A | #N/A
TRUE | VIC | TSTS66U | Templestowe (United Energy) 66 kV | United Energy | Shoulder | Coincident | 2021 | ACTUAL_OPG | 29.076 | NA | VIC Templestowe (United Energy) 66 kV |  |  | FALSE | #N/A | #N/A | #N/A | #N/A | #N/A | #N/A | #N/A | #N/A | #N/A | #N/A
TRUE | VIC | TSTS66U | Templestowe (United Energy) 66 kV | United Energy | Shoulder | Coincident | 2021 | ACTUAL_RAW | 29.076 | NA | VIC Templestowe (United Energy) 66 kV |  |  | FALSE | #N/A | #N/A | #N/A | #N/A | #N/A | #N/A | #N/A | #N/A | #N/A | #N/A
TRUE | VIC | TSTS66U | Templestowe (United Energy) 66 kV | United Energy | Shoulder | Non-coincident | 2021 | ACTUAL_RAW | 27.1665 | NA | VIC Templestowe (United Energy) 66 kV |  |  | FALSE | #N/A | #N/A | #N/A | #N/A | #N/A | #N/A | #N/A | #N/A | #N/A | #N/A
TRUE | VIC | TSTS66U | Templestowe (United Energy) 66 kV | United Energy | Shoulder | Non-coincident | 2021 | ACTUAL_OPG | 27.1665 | NA | VIC Templestowe (United Energy) 66 kV |  |  | FALSE | #N/A | #N/A | #N/A | #N/A | #N/A | #N/A | #N/A | #N/A | #N/A | #N/A
TRUE | VIC | TSTS66U | Templestowe (United Energy) 66 kV | United Energy | Shoulder | Non-coincident | 2021 | ACTUAL_ADJUSTEDOPG | 27.1665 | NA | VIC Templestowe (United Energy) 66 kV |  |  | FALSE | #N/A | #N/A | #N/A | #N/A | #N/A | #N/A | #N/A | #N/A | #N/A | #N/A
TRUE | VIC | TSTS66U | Templestowe (United Energy) 66 kV | United Energy | Shoulder | Coincident | 2022 | ACTUAL_OPG | 23.8424 | NA | VIC Templestowe (United Energy) 66 kV |  |  | FALSE | #N/A | #N/A | #N/A | #N/A | #N/A | #N/A | #N/A | #N/A | #N/A | #N/A
TRUE | VIC | TSTS66U | Templestowe (United Energy) 66 kV | United Energy | Shoulder | Coincident | 2022 | ACTUAL_RAW | 23.8424 | NA | VIC Templestowe (United Energy) 66 kV |  |  | FALSE | #N/A | #N/A | #N/A | #N/A | #N/A | #N/A | #N/A | #N/A | #N/A | #N/A
TRUE | VIC | TSTS66U | Templestowe (United Energy) 66 kV | United Energy | Shoulder | Non-coincident | 2022 | ACTUAL_RAW | 23.0423 | NA | VIC Templestowe (United Energy) 66 kV |  |  | FALSE | #N/A | #N/A | #N/A | #N/A | #N/A | #N/A | #N/A | #N/A | #N/A | #N/A
TRUE | VIC | TSTS66U | Templestowe (United Energy) 66 kV | United Energy | Shoulder | Non-coincident | 2022 | ACTUAL_OPG | 23.0423 | NA | VIC Templestowe (United Energy) 66 kV |  |  | FALSE | #N/A | #N/A | #N/A | #N/A | #N/A | #N/A | #N/A | #N/A | #N/A | #N/A
TRUE | VIC | TSTS66U | Templestowe (United Energy) 66 kV | United Energy | Shoulder | Non-coincident | 2022 | ACTUAL_ADJUSTEDOPG | 23.0423 | NA | VIC Templestowe (United Energy) 66 kV |  |  | FALSE | #N/A | #N/A | #N/A | #N/A | #N/A | #N/A | #N/A | #N/A | #N/A | #N/A
TRUE | VIC | TSTS66U | Templestowe (United Energy) 66 kV | United Energy | Shoulder | Coincident | 2023 | ACTUAL_OPG | 21.0292 | NA | VIC Templestowe (United Energy) 66 kV |  |  | FALSE | #N/A | #N/A | #N/A | #N/A | #N/A | #N/A | #N/A | #N/A | #N/A | #N/A
TRUE | VIC | TSTS66U | Templestowe (United Energy) 66 kV | United Energy | Shoulder | Coincident | 2023 | ACTUAL_RAW | 21.0292 | NA | VIC Templestowe (United Energy) 66 kV |  |  | FALSE | #N/A | #N/A | #N/A | #N/A | #N/A | #N/A | #N/A | #N/A | #N/A | #N/A
TRUE | VIC | TSTS66U | Templestowe (United Energy) 66 kV | United Energy | Shoulder | Non-coincident | 2023 | ACTUAL_RAW | 19.9708 | NA | VIC Templestowe (United Energy) 66 kV |  |  | FALSE | #N/A | #N/A | #N/A | #N/A | #N/A | #N/A | #N/A | #N/A | #N/A | #N/A
TRUE | VIC | TSTS66U | Templestowe (United Energy) 66 kV | United Energy | Shoulder | Non-coincident | 2023 | ACTUAL_OPG | 19.9708 | NA | VIC Templestowe (United Energy) 66 kV |  |  | FALSE | #N/A | #N/A | #N/A | #N/A | #N/A | #N/A | #N/A | #N/A | #N/A | #N/A
TRUE | VIC | TSTS66U | Templestowe (United Energy) 66 kV | United Energy | Shoulder | Non-coincident | 2023 | ACTUAL_ADJUSTEDOPG | 19.9708 | NA | VIC Templestowe (United Energy) 66 kV |  |  | FALSE | #N/A | #N/A | #N/A | #N/A | #N/A | #N/A | #N/A | #N/A | #N/A | #N/A
TRUE | VIC | TSTS66U | Templestowe (United Energy) 66 kV | United Energy | Shoulder | Coincident | 2024 | ACTUAL_OPG | 17.0927 | NA | VIC Templestowe (United Energy) 66 kV |  |  | FALSE | #N/A | #N/A | #N/A | #N/A | #N/A | #N/A | #N/A | #N/A | #N/A | #N/A
TRUE | VIC | TSTS66U | Templestowe (United Energy) 66 kV | United Energy | Shoulder | Coincident | 2024 | ACTUAL_RAW | 17.0927 | NA | VIC Templestowe (United Energy) 66 kV |  |  | FALSE | #N/A | #N/A | #N/A | #N/A | #N/A | #N/A | #N/A | #N/A | #N/A | #N/A
TRUE | VIC | TSTS66U | Templestowe (United Energy) 66 kV | United Energy | Shoulder | Non-coincident | 2024 | ACTUAL_RAW | 16.8756 | NA | VIC Templestowe (United Energy) 66 kV |  |  | FALSE | #N/A | #N/A | #N/A | #N/A | #N/A | #N/A | #N/A | #N/A | #N/A | #N/A
TRUE | VIC | TSTS66U | Templestowe (United Energy) 66 kV | United Energy | Shoulder | Non-coincident | 2024 | ACTUAL_OPG | 16.8756 | NA | VIC Templestowe (United Energy) 66 kV |  |  | FALSE | #N/A | #N/A | #N/A | #N/A | #N/A | #N/A | #N/A | #N/A | #N/A | #N/A
TRUE | VIC | TSTS66U | Templestowe (United Energy) 66 kV | United Energy | Shoulder | Non-coincident | 2024 | ACTUAL_ADJUSTEDOPG | 16.8756 | NA | VIC Templestowe (United Energy) 66 kV |  |  | FALSE | #N/A | #N/A | #N/A | #N/A | #N/A | #N/A | #N/A | #N/A | #N/A | #N/A
TRUE | VIC | TSTS66U | Templestowe (United Energy) 66 kV | United Energy | Shoulder | Coincident | 2025 | ACTUAL_OPG | 12.1535 | NA | VIC Templestowe (United Energy) 66 kV |  |  | FALSE | #N/A | #N/A | #N/A | #N/A | #N/A | #N/A | #N/A | #N/A | #N/A | #N/A
TRUE | VIC | TSTS66U | Templestowe (United Energy) 66 kV | United Energy | Shoulder | Coincident | 2025 | ACTUAL_RAW | 12.1535 | NA | VIC Templestowe (United Energy) 66 kV |  |  | FALSE | #N/A | #N/A | #N/A | #N/A | #N/A | #N/A | #N/A | #N/A | #N/A | #N/A
TRUE | VIC | TSTS66U | Templestowe (United Energy) 66 kV | United Energy | Shoulder | Non-coincident | 2025 | ACTUAL_RAW | 12.0764 | NA | VIC Templestowe (United Energy) 66 kV |  |  | FALSE | #N/A | #N/A | #N/A | #N/A | #N/A | #N/A | #N/A | #N/A | #N/A | #N/A
TRUE | VIC | TSTS66U | Templestowe (United Energy) 66 kV | United Energy | Shoulder | Non-coincident | 2025 | ACTUAL_OPG | 12.0764 | NA | VIC Templestowe (United Energy) 66 kV |  |  | FALSE | #N/A | #N/A | #N/A | #N/A | #N/A | #N/A | #N/A | #N/A | #N/A | #N/A
TRUE | VIC | TSTS66U | Templestowe (United Energy) 66 kV | United Energy | Shoulder | Non-coincident | 2025 | ACTUAL_ADJUSTEDOPG | 12.0764 | NA | VIC Templestowe (United Energy) 66 kV |  |  | FALSE | #N/A | #N/A | #N/A | #N/A | #N/A | #N/A | #N/A | #N/A | #N/A | #N/A
TRUE | VIC | TSTS66U | Templestowe (United Energy) 66 kV | United Energy | Shoulder | Non-coincident | 2025 | BASEYEARPOE90 | 3.0722 | NA | VIC Templestowe (United Energy) 66 kV |  |  | FALSE | #N/A | #N/A | #N/A | #N/A | #N/A | #N/A | #N/A | #N/A | #N/A | #N/A
TRUE | VIC | TSTS66U | Templestowe (United Energy) 66 kV | United Energy | Shoulder | Non-coincident | 2025 | BASEYEARPOE50 | 5.0198 | NA | VIC Templestowe (United Energy) 66 kV |  |  | FALSE | #N/A | #N/A | #N/A | #N/A | #N/A | #N/A | #N/A | #N/A | #N/A | #N/A
TRUE | VIC | TSTS66U | Templestowe (United Energy) 66 kV | United Energy | Shoulder | Coincident_unreconciled | 2026 | POE50 | 0.11345 | NA | VIC Templestowe (United Energy) 66 kV |  |  | FALSE | #N/A | #N/A | #N/A | #N/A | #N/A | #N/A | #N/A | #N/A | #N/A | #N/A
TRUE | VIC | TSTS66U | Templestowe (United Energy) 66 kV | United Energy | Shoulder | Coincident_unreconciled | 2026 | POE90 | -1.7675 | NA | VIC Templestowe (United Energy) 66 kV |  |  | FALSE | #N/A | #N/A | #N/A | #N/A | #N/A | #N/A | #N/A | #N/A | #N/A | #N/A
TRUE | VIC | TSTS66U | Templestowe (United Energy) 66 kV | United Energy | Shoulder | Non-coincident | 2026 | POE50 | 0.11237 | NA | VIC Templestowe (United Energy) 66 kV |  |  | FALSE | #N/A | #N/A | #N/A | #N/A | #N/A | #N/A | #N/A | #N/A | #N/A | #N/A
TRUE | VIC | TSTS66U | Templestowe (United Energy) 66 kV | United Energy | Shoulder | Non-coincident | 2026 | POE90 | -1.7847 | NA | VIC Templestowe (United Energy) 66 kV |  |  | FALSE | #N/A | #N/A | #N/A | #N/A | #N/A | #N/A | #N/A | #N/A | #N/A | #N/A
TRUE | VIC | TSTS66U | Templestowe (United Energy) 66 kV | United Energy | Shoulder | Coincident_unreconciled | 2027 | POE50 | -4.3925 | NA | VIC Templestowe (United Energy) 66 kV |  |  | FALSE | #N/A | #N/A | #N/A | #N/A | #N/A | #N/A | #N/A | #N/A | #N/A | #N/A
TRUE | VIC | TSTS66U | Templestowe (United Energy) 66 kV | United Energy | Shoulder | Coincident_unreconciled | 2027 | POE90 | -6.2777 | NA | VIC Templestowe (United Energy) 66 kV |  |  | FALSE | #N/A | #N/A | #N/A | #N/A | #N/A | #N/A | #N/A | #N/A | #N/A | #N/A
TRUE | VIC | TSTS66U | Templestowe (United Energy) 66 kV | United Energy | Shoulder | Non-coincident | 2027 | POE50 | -4.4352 | NA | VIC Templestowe (United Energy) 66 kV |  |  | FALSE | #N/A | #N/A | #N/A | #N/A | #N/A | #N/A | #N/A | #N/A | #N/A | #N/A
TRUE | VIC | TSTS66U | Templestowe (United Energy) 66 kV | United Energy | Shoulder | Non-coincident | 2027 | POE90 | -6.3387 | NA | VIC Templestowe (United Energy) 66 kV |  |  | FALSE | #N/A | #N/A | #N/A | #N/A | #N/A | #N/A | #N/A | #N/A | #N/A | #N/A
TRUE | VIC | TSTS66U | Templestowe (United Energy) 66 kV | United Energy | Shoulder | Coincident_unreconciled | 2028 | POE50 | -8.5097 | NA | VIC Templestowe (United Energy) 66 kV |  |  | FALSE | #N/A | #N/A | #N/A | #N/A | #N/A | #N/A | #N/A | #N/A | #N/A | #N/A
TRUE | VIC | TSTS66U | Templestowe (United Energy) 66 kV | United Energy | Shoulder | Coincident_unreconciled | 2028 | POE90 | -10.4012 | NA | VIC Templestowe (United Energy) 66 kV |  |  | FALSE | #N/A | #N/A | #N/A | #N/A | #N/A | #N/A | #N/A | #N/A | #N/A | #N/A
TRUE | VIC | TSTS66U | Templestowe (United Energy) 66 kV | United Energy | Shoulder | Non-coincident | 2028 | POE50 | -8.5924 | NA | VIC Templestowe (United Energy) 66 kV |  |  | FALSE | #N/A | #N/A | #N/A | #N/A | #N/A | #N/A | #N/A | #N/A | #N/A | #N/A
TRUE | VIC | TSTS66U | Templestowe (United Energy) 66 kV | United Energy | Shoulder | Non-coincident | 2028 | POE90 | -10.5022 | NA | VIC Templestowe (United Energy) 66 kV |  |  | FALSE | #N/A | #N/A | #N/A | #N/A | #N/A | #N/A | #N/A | #N/A | #N/A | #N/A
TRUE | VIC | TSTS66U | Templestowe (United Energy) 66 kV | United Energy | Shoulder | Coincident_unreconciled | 2029 | POE50 | -12.3956 | NA | VIC Templestowe (United Energy) 66 kV |  |  | FALSE | #N/A | #N/A | #N/A | #N/A | #N/A | #N/A | #N/A | #N/A | #N/A | #N/A
TRUE | VIC | TSTS66U | Templestowe (United Energy) 66 kV | United Energy | Shoulder | Coincident_unreconciled | 2029 | POE90 | -14.2934 | NA | VIC Templestowe (United Energy) 66 kV |  |  | FALSE | #N/A | #N/A | #N/A | #N/A | #N/A | #N/A | #N/A | #N/A | #N/A | #N/A
TRUE | VIC | TSTS66U | Templestowe (United Energy) 66 kV | United Energy | Shoulder | Non-coincident | 2029 | POE50 | -12.516 | NA | VIC Templestowe (United Energy) 66 kV |  |  | FALSE | #N/A | #N/A | #N/A | #N/A | #N/A | #N/A | #N/A | #N/A | #N/A | #N/A
TRUE | VIC | TSTS66U | Templestowe (United Energy) 66 kV | United Energy | Shoulder | Non-coincident | 2029 | POE90 | -14.4323 | NA | VIC Templestowe (United Energy) 66 kV |  |  | FALSE | #N/A | #N/A | #N/A | #N/A | #N/A | #N/A | #N/A | #N/A | #N/A | #N/A
TRUE | VIC | TSTS66U | Templestowe (United Energy) 66 kV | United Energy | Shoulder | Coincident_unreconciled | 2030 | POE50 | -16.1203 | NA | VIC Templestowe (United Energy) 66 kV |  |  | FALSE | #N/A | #N/A | #N/A | #N/A | #N/A | #N/A | #N/A | #N/A | #N/A | #N/A
TRUE | VIC | TSTS66U | Templestowe (United Energy) 66 kV | United Energy | Shoulder | Coincident_unreconciled | 2030 | POE90 | -18.0244 | NA | VIC Templestowe (United Energy) 66 kV |  |  | FALSE | #N/A | #N/A | #N/A | #N/A | #N/A | #N/A | #N/A | #N/A | #N/A | #N/A
TRUE | VIC | TSTS66U | Templestowe (United Energy) 66 kV | United Energy | Shoulder | Non-coincident | 2030 | POE50 | -16.2769 | NA | VIC Templestowe (United Energy) 66 kV |  |  | FALSE | #N/A | #N/A | #N/A | #N/A | #N/A | #N/A | #N/A | #N/A | #N/A | #N/A
TRUE | VIC | TSTS66U | Templestowe (United Energy) 66 kV | United Energy | Shoulder | Non-coincident | 2030 | POE90 | -18.1995 | NA | VIC Templestowe (United Energy) 66 kV |  |  | FALSE | #N/A | #N/A | #N/A | #N/A | #N/A | #N/A | #N/A | #N/A | #N/A | #N/A
TRUE | VIC | TSTS66U | Templestowe (United Energy) 66 kV | United Energy | Shoulder | Coincident_unreconciled | 2031 | POE50 | -19.897 | NA | VIC Templestowe (United Energy) 66 kV |  |  | FALSE | #N/A | #N/A | #N/A | #N/A | #N/A | #N/A | #N/A | #N/A | #N/A | #N/A
TRUE | VIC | TSTS66U | Templestowe (United Energy) 66 kV | United Energy | Shoulder | Coincident_unreconciled | 2031 | POE90 | -21.8074 | NA | VIC Templestowe (United Energy) 66 kV |  |  | FALSE | #N/A | #N/A | #N/A | #N/A | #N/A | #N/A | #N/A | #N/A | #N/A | #N/A
TRUE | VIC | TSTS66U | Templestowe (United Energy) 66 kV | United Energy | Shoulder | Non-coincident | 2031 | POE50 | -20.0903 | NA | VIC Templestowe (United Energy) 66 kV |  |  | FALSE | #N/A | #N/A | #N/A | #N/A | #N/A | #N/A | #N/A | #N/A | #N/A | #N/A
TRUE | VIC | TSTS66U | Templestowe (United Energy) 66 kV | United Energy | Shoulder | Non-coincident | 2031 | POE90 | -22.0192 | NA | VIC Templestowe (United Energy) 66 kV |  |  | FALSE | #N/A | #N/A | #N/A | #N/A | #N/A | #N/A | #N/A | #N/A | #N/A | #N/A
TRUE | VIC | TSTS66U | Templestowe (United Energy) 66 kV | United Energy | Shoulder | Coincident_unreconciled | 2032 | POE50 | -22.7168 | NA | VIC Templestowe (United Energy) 66 kV |  |  | FALSE | #N/A | #N/A | #N/A | #N/A | #N/A | #N/A | #N/A | #N/A | #N/A | #N/A
TRUE | VIC | TSTS66U | Templestowe (United Energy) 66 kV | United Energy | Shoulder | Coincident_unreconciled | 2032 | POE90 | -24.6335 | NA | VIC Templestowe (United Energy) 66 kV |  |  | FALSE | #N/A | #N/A | #N/A | #N/A | #N/A | #N/A | #N/A | #N/A | #N/A | #N/A
TRUE | VIC | TSTS66U | Templestowe (United Energy) 66 kV | United Energy | Shoulder | Non-coincident | 2032 | POE50 | -22.9374 | NA | VIC Templestowe (United Energy) 66 kV |  |  | FALSE | #N/A | #N/A | #N/A | #N/A | #N/A | #N/A | #N/A | #N/A | #N/A | #N/A
TRUE | VIC | TSTS66U | Templestowe (United Energy) 66 kV | United Energy | Shoulder | Non-coincident | 2032 | POE90 | -24.8728 | NA | VIC Templestowe (United Energy) 66 kV |  |  | FALSE | #N/A | #N/A | #N/A | #N/A | #N/A | #N/A | #N/A | #N/A | #N/A | #N/A
TRUE | VIC | TSTS66U | Templestowe (United Energy) 66 kV | United Energy | Shoulder | Coincident_unreconciled | 2033 | POE50 | -24.7481 | NA | VIC Templestowe (United Energy) 66 kV |  |  | FALSE | #N/A | #N/A | #N/A | #N/A | #N/A | #N/A | #N/A | #N/A | #N/A | #N/A
TRUE | VIC | TSTS66U | Templestowe (United Energy) 66 kV | United Energy | Shoulder | Coincident_unreconciled | 2033 | POE90 | -26.6713 | NA | VIC Templestowe (United Energy) 66 kV |  |  | FALSE | #N/A | #N/A | #N/A | #N/A | #N/A | #N/A | #N/A | #N/A | #N/A | #N/A
TRUE | VIC | TSTS66U | Templestowe (United Energy) 66 kV | United Energy | Shoulder | Non-coincident | 2033 | POE50 | -24.9886 | NA | VIC Templestowe (United Energy) 66 kV |  |  | FALSE | #N/A | #N/A | #N/A | #N/A | #N/A | #N/A | #N/A | #N/A | #N/A | #N/A
TRUE | VIC | TSTS66U | Templestowe (United Energy) 66 kV | United Energy | Shoulder | Non-coincident | 2033 | POE90 | -26.9304 | NA | VIC Templestowe (United Energy) 66 kV |  |  | FALSE | #N/A | #N/A | #N/A | #N/A | #N/A | #N/A | #N/A | #N/A | #N/A | #N/A
TRUE | VIC | TSTS66U | Templestowe (United Energy) 66 kV | United Energy | Shoulder | Coincident_unreconciled | 2034 | POE50 | -26.6923 | NA | VIC Templestowe (United Energy) 66 kV |  |  | FALSE | #N/A | #N/A | #N/A | #N/A | #N/A | #N/A | #N/A | #N/A | #N/A | #N/A
TRUE | VIC | TSTS66U | Templestowe (United Energy) 66 kV | United Energy | Shoulder | Coincident_unreconciled | 2034 | POE90 | -28.6219 | NA | VIC Templestowe (United Energy) 66 kV |  |  | FALSE | #N/A | #N/A | #N/A | #N/A | #N/A | #N/A | #N/A | #N/A | #N/A | #N/A
TRUE | VIC | TSTS66U | Templestowe (United Energy) 66 kV | United Energy | Shoulder | Non-coincident | 2034 | POE50 | -26.9517 | NA | VIC Templestowe (United Energy) 66 kV |  |  | FALSE | #N/A | #N/A | #N/A | #N/A | #N/A | #N/A | #N/A | #N/A | #N/A | #N/A
TRUE | VIC | TSTS66U | Templestowe (United Energy) 66 kV | United Energy | Shoulder | Non-coincident | 2034 | POE90 | -28.9 | NA | VIC Templestowe (United Energy) 66 kV |  |  | FALSE | #N/A | #N/A | #N/A | #N/A | #N/A | #N/A | #N/A | #N/A | #N/A | #N/A
TRUE | VIC | TSTS66U | Templestowe (United Energy) 66 kV | United Energy | Shoulder | Coincident_unreconciled | 2035 | POE50 | -28.8801 | NA | VIC Templestowe (United Energy) 66 kV |  |  | FALSE | #N/A | #N/A | #N/A | #N/A | #N/A | #N/A | #N/A | #N/A | #N/A | #N/A
TRUE | VIC | TSTS66U | Templestowe (United Energy) 66 kV | United Energy | Shoulder | Coincident_unreconciled | 2035 | POE90 | -30.8162 | NA | VIC Templestowe (United Energy) 66 kV |  |  | FALSE | #N/A | #N/A | #N/A | #N/A | #N/A | #N/A | #N/A | #N/A | #N/A | #N/A
TRUE | VIC | TSTS66U | Templestowe (United Energy) 66 kV | United Energy | Shoulder | Non-coincident | 2035 | POE50 | -29.1607 | NA | VIC Templestowe (United Energy) 66 kV |  |  | FALSE | #N/A | #N/A | #N/A | #N/A | #N/A | #N/A | #N/A | #N/A | #N/A | #N/A
TRUE | VIC | TSTS66U | Templestowe (United Energy) 66 kV | United Energy | Shoulder | Non-coincident | 2035 | POE90 | -31.1155 | NA | VIC Templestowe (United Energy) 66 kV |  |  | FALSE | #N/A | #N/A | #N/A | #N/A | #N/A | #N/A | #N/A | #N/A | #N/A | #N/A
TRUE | VIC | TSTS66U | Templestowe (United Energy) 66 kV | United Energy | Summer | Coincident | 2019 | ACTUAL_OPG | 27.7088 | 134.5694 | VIC Templestowe (United Energy) 66 kV |  |  | FALSE | #N/A | #N/A | #N/A | #N/A | #N/A | #N/A | #N/A | #N/A | #N/A | #N/A
TRUE | VIC | TSTS66U | Templestowe (United Energy) 66 kV | United Energy | Summer | Coincident | 2019 | ACTUAL_RAW | 27.7088 | 134.5694 | VIC Templestowe (United Energy) 66 kV |  |  | FALSE | #N/A | #N/A | #N/A | #N/A | #N/A | #N/A | #N/A | #N/A | #N/A | #N/A
TRUE | VIC | TSTS66U | Templestowe (United Energy) 66 kV | United Energy | Summer | Non-coincident | 2019 | ACTUAL_RAW | 27.2289 | 136.5987 | VIC Templestowe (United Energy) 66 kV |  |  | FALSE | #N/A | #N/A | #N/A | #N/A | #N/A | #N/A | #N/A | #N/A | #N/A | #N/A
TRUE | VIC | TSTS66U | Templestowe (United Energy) 66 kV | United Energy | Summer | Non-coincident | 2019 | ACTUAL_OPG | 27.2289 | 136.5987 | VIC Templestowe (United Energy) 66 kV |  |  | FALSE | #N/A | #N/A | #N/A | #N/A | #N/A | #N/A | #N/A | #N/A | #N/A | #N/A
TRUE | VIC | TSTS66U | Templestowe (United Energy) 66 kV | United Energy | Summer | Non-coincident | 2019 | ACTUAL_ADJUSTEDOPG | 27.2289 | 136.5987 | VIC Templestowe (United Energy) 66 kV |  |  | FALSE | #N/A | #N/A | #N/A | #N/A | #N/A | #N/A | #N/A | #N/A | #N/A | #N/A
TRUE | VIC | TSTS66U | Templestowe (United Energy) 66 kV | United Energy | Summer | Coincident | 2020 | ACTUAL_OPG | 30.7035 | 146.1238 | VIC Templestowe (United Energy) 66 kV |  |  | FALSE | #N/A | #N/A | #N/A | #N/A | #N/A | #N/A | #N/A | #N/A | #N/A | #N/A
TRUE | VIC | TSTS66U | Templestowe (United Energy) 66 kV | United Energy | Summer | Coincident | 2020 | ACTUAL_RAW | 30.7035 | 146.1238 | VIC Templestowe (United Energy) 66 kV |  |  | FALSE | #N/A | #N/A | #N/A | #N/A | #N/A | #N/A | #N/A | #N/A | #N/A | #N/A
TRUE | VIC | TSTS66U | Templestowe (United Energy) 66 kV | United Energy | Summer | Non-coincident | 2020 | ACTUAL_RAW | 26.4688 | 146.6236 | VIC Templestowe (United Energy) 66 kV |  |  | FALSE | #N/A | #N/A | #N/A | #N/A | #N/A | #N/A | #N/A | #N/A | #N/A | #N/A
TRUE | VIC | TSTS66U | Templestowe (United Energy) 66 kV | United Energy | Summer | Non-coincident | 2020 | ACTUAL_OPG | 26.4688 | 146.6236 | VIC Templestowe (United Energy) 66 kV |  |  | FALSE | #N/A | #N/A | #N/A | #N/A | #N/A | #N/A | #N/A | #N/A | #N/A | #N/A
TRUE | VIC | TSTS66U | Templestowe (United Energy) 66 kV | United Energy | Summer | Non-coincident | 2020 | ACTUAL_ADJUSTEDOPG | 26.4688 | 146.6236 | VIC Templestowe (United Energy) 66 kV |  |  | FALSE | #N/A | #N/A | #N/A | #N/A | #N/A | #N/A | #N/A | #N/A | #N/A | #N/A
TRUE | VIC | TSTS66U | Templestowe (United Energy) 66 kV | United Energy | Summer | Coincident | 2021 | ACTUAL_OPG | 22.6994 | 108.2718 | VIC Templestowe (United Energy) 66 kV |  |  | FALSE | #N/A | #N/A | #N/A | #N/A | #N/A | #N/A | #N/A | #N/A | #N/A | #N/A
TRUE | VIC | TSTS66U | Templestowe (United Energy) 66 kV | United Energy | Summer | Coincident | 2021 | ACTUAL_RAW | 22.6994 | 108.2718 | VIC Templestowe (United Energy) 66 kV |  |  | FALSE | #N/A | #N/A | #N/A | #N/A | #N/A | #N/A | #N/A | #N/A | #N/A | #N/A
TRUE | VIC | TSTS66U | Templestowe (United Energy) 66 kV | United Energy | Summer | Non-coincident | 2021 | ACTUAL_RAW | 21.9847 | 115.8173 | VIC Templestowe (United Energy) 66 kV |  |  | FALSE | #N/A | #N/A | #N/A | #N/A | #N/A | #N/A | #N/A | #N/A | #N/A | #N/A
TRUE | VIC | TSTS66U | Templestowe (United Energy) 66 kV | United Energy | Summer | Non-coincident | 2021 | ACTUAL_OPG | 21.9847 | 115.8173 | VIC Templestowe (United Energy) 66 kV |  |  | FALSE | #N/A | #N/A | #N/A | #N/A | #N/A | #N/A | #N/A | #N/A | #N/A | #N/A
TRUE | VIC | TSTS66U | Templestowe (United Energy) 66 kV | United Energy | Summer | Non-coincident | 2021 | ACTUAL_ADJUSTEDOPG | 21.9847 | 115.8173 | VIC Templestowe (United Energy) 66 kV |  |  | FALSE | #N/A | #N/A | #N/A | #N/A | #N/A | #N/A | #N/A | #N/A | #N/A | #N/A
TRUE | VIC | TSTS66U | Templestowe (United Energy) 66 kV | United Energy | Summer | Coincident | 2022 | ACTUAL_OPG | 22.5544 | 120.846 | VIC Templestowe (United Energy) 66 kV |  |  | FALSE | #N/A | #N/A | #N/A | #N/A | #N/A | #N/A | #N/A | #N/A | #N/A | #N/A
TRUE | VIC | TSTS66U | Templestowe (United Energy) 66 kV | United Energy | Summer | Coincident | 2022 | ACTUAL_RAW | 22.5544 | 120.846 | VIC Templestowe (United Energy) 66 kV |  |  | FALSE | #N/A | #N/A | #N/A | #N/A | #N/A | #N/A | #N/A | #N/A | #N/A | #N/A
TRUE | VIC | TSTS66U | Templestowe (United Energy) 66 kV | United Energy | Summer | Non-coincident | 2022 | ACTUAL_RAW | 20.2334 | 126.1888 | VIC Templestowe (United Energy) 66 kV |  |  | FALSE | #N/A | #N/A | #N/A | #N/A | #N/A | #N/A | #N/A | #N/A | #N/A | #N/A
TRUE | VIC | TSTS66U | Templestowe (United Energy) 66 kV | United Energy | Summer | Non-coincident | 2022 | ACTUAL_OPG | 20.2334 | 126.1888 | VIC Templestowe (United Energy) 66 kV |  |  | FALSE | #N/A | #N/A | #N/A | #N/A | #N/A | #N/A | #N/A | #N/A | #N/A | #N/A
TRUE | VIC | TSTS66U | Templestowe (United Energy) 66 kV | United Energy | Summer | Non-coincident | 2022 | ACTUAL_ADJUSTEDOPG | 20.2334 | 126.1888 | VIC Templestowe (United Energy) 66 kV |  |  | FALSE | #N/A | #N/A | #N/A | #N/A | #N/A | #N/A | #N/A | #N/A | #N/A | #N/A
TRUE | VIC | TSTS66U | Templestowe (United Energy) 66 kV | United Energy | Summer | Coincident | 2023 | ACTUAL_OPG | 19.334 | 120.9594 | VIC Templestowe (United Energy) 66 kV |  |  | FALSE | #N/A | #N/A | #N/A | #N/A | #N/A | #N/A | #N/A | #N/A | #N/A | #N/A
TRUE | VIC | TSTS66U | Templestowe (United Energy) 66 kV | United Energy | Summer | Coincident | 2023 | ACTUAL_RAW | 19.334 | 120.9594 | VIC Templestowe (United Energy) 66 kV |  |  | FALSE | #N/A | #N/A | #N/A | #N/A | #N/A | #N/A | #N/A | #N/A | #N/A | #N/A
TRUE | VIC | TSTS66U | Templestowe (United Energy) 66 kV | United Energy | Summer | Non-coincident | 2023 | ACTUAL_RAW | 19.334 | 122.5115 | VIC Templestowe (United Energy) 66 kV |  |  | FALSE | #N/A | #N/A | #N/A | #N/A | #N/A | #N/A | #N/A | #N/A | #N/A | #N/A
TRUE | VIC | TSTS66U | Templestowe (United Energy) 66 kV | United Energy | Summer | Non-coincident | 2023 | ACTUAL_OPG | 19.334 | 122.5115 | VIC Templestowe (United Energy) 66 kV |  |  | FALSE | #N/A | #N/A | #N/A | #N/A | #N/A | #N/A | #N/A | #N/A | #N/A | #N/A
TRUE | VIC | TSTS66U | Templestowe (United Energy) 66 kV | United Energy | Summer | Non-coincident | 2023 | ACTUAL_ADJUSTEDOPG | 19.334 | 122.5115 | VIC Templestowe (United Energy) 66 kV |  |  | FALSE | #N/A | #N/A | #N/A | #N/A | #N/A | #N/A | #N/A | #N/A | #N/A | #N/A
TRUE | VIC | TSTS66U | Templestowe (United Energy) 66 kV | United Energy | Summer | Coincident | 2024 | ACTUAL_OPG | 12.1684 | 135.6531 | VIC Templestowe (United Energy) 66 kV |  |  | FALSE | #N/A | #N/A | #N/A | #N/A | #N/A | #N/A | #N/A | #N/A | #N/A | #N/A
TRUE | VIC | TSTS66U | Templestowe (United Energy) 66 kV | United Energy | Summer | Coincident | 2024 | ACTUAL_RAW | 12.1684 | 135.6531 | VIC Templestowe (United Energy) 66 kV |  |  | FALSE | #N/A | #N/A | #N/A | #N/A | #N/A | #N/A | #N/A | #N/A | #N/A | #N/A
TRUE | VIC | TSTS66U | Templestowe (United Energy) 66 kV | United Energy | Summer | Non-coincident | 2024 | ACTUAL_RAW | 11.8821 | 135.6531 | VIC Templestowe (United Energy) 66 kV |  |  | FALSE | #N/A | #N/A | #N/A | #N/A | #N/A | #N/A | #N/A | #N/A | #N/A | #N/A
TRUE | VIC | TSTS66U | Templestowe (United Energy) 66 kV | United Energy | Summer | Non-coincident | 2024 | ACTUAL_OPG | 11.8821 | 135.6531 | VIC Templestowe (United Energy) 66 kV |  |  | FALSE | #N/A | #N/A | #N/A | #N/A | #N/A | #N/A | #N/A | #N/A | #N/A | #N/A
TRUE | VIC | TSTS66U | Templestowe (United Energy) 66 kV | United Energy | Summer | Non-coincident | 2024 | ACTUAL_ADJUSTEDOPG | 11.8821 | 135.6531 | VIC Templestowe (United Energy) 66 kV |  |  | FALSE | #N/A | #N/A | #N/A | #N/A | #N/A | #N/A | #N/A | #N/A | #N/A | #N/A
TRUE | VIC | TSTS66U | Templestowe (United Energy) 66 kV | United Energy | Summer | Coincident | 2025 | ACTUAL_OPG | 8.9808 | 128.9689 | VIC Templestowe (United Energy) 66 kV |  |  | FALSE | #N/A | #N/A | #N/A | #N/A | #N/A | #N/A | #N/A | #N/A | #N/A | #N/A
TRUE | VIC | TSTS66U | Templestowe (United Energy) 66 kV | United Energy | Summer | Coincident | 2025 | ACTUAL_RAW | 8.9808 | 128.9689 | VIC Templestowe (United Energy) 66 kV |  |  | FALSE | #N/A | #N/A | #N/A | #N/A | #N/A | #N/A | #N/A | #N/A | #N/A | #N/A
TRUE | VIC | TSTS66U | Templestowe (United Energy) 66 kV | United Energy | Summer | Non-coincident | 2025 | ACTUAL_RAW | 8.9423 | 138.5916 | VIC Templestowe (United Energy) 66 kV |  |  | FALSE | #N/A | #N/A | #N/A | #N/A | #N/A | #N/A | #N/A | #N/A | #N/A | #N/A
TRUE | VIC | TSTS66U | Templestowe (United Energy) 66 kV | United Energy | Summer | Non-coincident | 2025 | ACTUAL_OPG | 8.9423 | 138.5916 | VIC Templestowe (United Energy) 66 kV |  |  | FALSE | #N/A | #N/A | #N/A | #N/A | #N/A | #N/A | #N/A | #N/A | #N/A | #N/A
TRUE | VIC | TSTS66U | Templestowe (United Energy) 66 kV | United Energy | Summer | Non-coincident | 2025 | ACTUAL_ADJUSTEDOPG | 8.9423 | 138.5916 | VIC Templestowe (United Energy) 66 kV |  |  | FALSE | #N/A | #N/A | #N/A | #N/A | #N/A | #N/A | #N/A | #N/A | #N/A | #N/A
TRUE | VIC | TSTS66U | Templestowe (United Energy) 66 kV | United Energy | Summer | Non-coincident | 2025 | BASEYEARPOE90 | -1.2297 | NA | VIC Templestowe (United Energy) 66 kV |  |  | FALSE | #N/A | #N/A | #N/A | #N/A | #N/A | #N/A | #N/A | #N/A | #N/A | #N/A
TRUE | VIC | TSTS66U | Templestowe (United Energy) 66 kV | United Energy | Summer | Non-coincident | 2025 | BASEYEARPOE50 | 0.52275 | 138.5438 | VIC Templestowe (United Energy) 66 kV |  |  | FALSE | #N/A | #N/A | #N/A | #N/A | #N/A | #N/A | #N/A | #N/A | #N/A | #N/A
TRUE | VIC | TSTS66U | Templestowe (United Energy) 66 kV | United Energy | Summer | Coincident_unreconciled | 2026 | POE50 | -3.6941 | NA | VIC Templestowe (United Energy) 66 kV |  |  | FALSE | #N/A | #N/A | #N/A | #N/A | #N/A | #N/A | #N/A | #N/A | #N/A | #N/A
TRUE | VIC | TSTS66U | Templestowe (United Energy) 66 kV | United Energy | Summer | Coincident_unreconciled | 2026 | POE90 | -4.8968 | NA | VIC Templestowe (United Energy) 66 kV |  |  | FALSE | #N/A | #N/A | #N/A | #N/A | #N/A | #N/A | #N/A | #N/A | #N/A | #N/A
TRUE | VIC | TSTS66U | Templestowe (United Energy) 66 kV | United Energy | Summer | Non-coincident | 2026 | POE50 | -3.7473 | 139.8356 | VIC Templestowe (United Energy) 66 kV |  |  | FALSE | #N/A | #N/A | #N/A | #N/A | #N/A | #N/A | #N/A | #N/A | #N/A | #N/A
TRUE | VIC | TSTS66U | Templestowe (United Energy) 66 kV | United Energy | Summer | Non-coincident | 2026 | POE90 | -4.9673 | NA | VIC Templestowe (United Energy) 66 kV |  |  | FALSE | #N/A | #N/A | #N/A | #N/A | #N/A | #N/A | #N/A | #N/A | #N/A | #N/A
TRUE | VIC | TSTS66U | Templestowe (United Energy) 66 kV | United Energy | Summer | Coincident_unreconciled | 2027 | POE50 | -8.3717 | NA | VIC Templestowe (United Energy) 66 kV |  |  | FALSE | #N/A | #N/A | #N/A | #N/A | #N/A | #N/A | #N/A | #N/A | #N/A | #N/A
TRUE | VIC | TSTS66U | Templestowe (United Energy) 66 kV | United Energy | Summer | Coincident_unreconciled | 2027 | POE90 | -9.5785 | NA | VIC Templestowe (United Energy) 66 kV |  |  | FALSE | #N/A | #N/A | #N/A | #N/A | #N/A | #N/A | #N/A | #N/A | #N/A | #N/A
TRUE | VIC | TSTS66U | Templestowe (United Energy) 66 kV | United Energy | Summer | Non-coincident | 2027 | POE50 | -8.4923 | 139.8663 | VIC Templestowe (United Energy) 66 kV |  |  | FALSE | #N/A | #N/A | #N/A | #N/A | #N/A | #N/A | #N/A | #N/A | #N/A | #N/A
TRUE | VIC | TSTS66U | Templestowe (United Energy) 66 kV | United Energy | Summer | Non-coincident | 2027 | POE90 | -9.7164 | NA | VIC Templestowe (United Energy) 66 kV |  |  | FALSE | #N/A | #N/A | #N/A | #N/A | #N/A | #N/A | #N/A | #N/A | #N/A | #N/A
TRUE | VIC | TSTS66U | Templestowe (United Energy) 66 kV | United Energy | Summer | Coincident_unreconciled | 2028 | POE50 | -12.6463 | NA | VIC Templestowe (United Energy) 66 kV |  |  | FALSE | #N/A | #N/A | #N/A | #N/A | #N/A | #N/A | #N/A | #N/A | #N/A | #N/A
TRUE | VIC | TSTS66U | Templestowe (United Energy) 66 kV | United Energy | Summer | Coincident_unreconciled | 2028 | POE90 | -13.8571 | NA | VIC Templestowe (United Energy) 66 kV |  |  | FALSE | #N/A | #N/A | #N/A | #N/A | #N/A | #N/A | #N/A | #N/A | #N/A | #N/A
TRUE | VIC | TSTS66U | Templestowe (United Energy) 66 kV | United Energy | Summer | Non-coincident | 2028 | POE50 | -12.8285 | 140.0341 | VIC Templestowe (United Energy) 66 kV |  |  | FALSE | #N/A | #N/A | #N/A | #N/A | #N/A | #N/A | #N/A | #N/A | #N/A | #N/A
TRUE | VIC | TSTS66U | Templestowe (United Energy) 66 kV | United Energy | Summer | Non-coincident | 2028 | POE90 | -14.0567 | NA | VIC Templestowe (United Energy) 66 kV |  |  | FALSE | #N/A | #N/A | #N/A | #N/A | #N/A | #N/A | #N/A | #N/A | #N/A | #N/A
TRUE | VIC | TSTS66U | Templestowe (United Energy) 66 kV | United Energy | Summer | Coincident_unreconciled | 2029 | POE50 | -16.7096 | NA | VIC Templestowe (United Energy) 66 kV |  |  | FALSE | #N/A | #N/A | #N/A | #N/A | #N/A | #N/A | #N/A | #N/A | #N/A | #N/A
TRUE | VIC | TSTS66U | Templestowe (United Energy) 66 kV | United Energy | Summer | Coincident_unreconciled | 2029 | POE90 | -17.9244 | NA | VIC Templestowe (United Energy) 66 kV |  |  | FALSE | #N/A | #N/A | #N/A | #N/A | #N/A | #N/A | #N/A | #N/A | #N/A | #N/A
TRUE | VIC | TSTS66U | Templestowe (United Energy) 66 kV | United Energy | Summer | Non-coincident | 2029 | POE50 | -16.9503 | 147.9026 | VIC Templestowe (United Energy) 66 kV |  |  | FALSE | #N/A | #N/A | #N/A | #N/A | #N/A | #N/A | #N/A | #N/A | #N/A | #N/A
TRUE | VIC | TSTS66U | Templestowe (United Energy) 66 kV | United Energy | Summer | Non-coincident | 2029 | POE90 | -18.1826 | NA | VIC Templestowe (United Energy) 66 kV |  |  | FALSE | #N/A | #N/A | #N/A | #N/A | #N/A | #N/A | #N/A | #N/A | #N/A | #N/A
TRUE | VIC | TSTS66U | Templestowe (United Energy) 66 kV | United Energy | Summer | Coincident_unreconciled | 2030 | POE50 | -20.6368 | NA | VIC Templestowe (United Energy) 66 kV |  |  | FALSE | #N/A | #N/A | #N/A | #N/A | #N/A | #N/A | #N/A | #N/A | #N/A | #N/A
TRUE | VIC | TSTS66U | Templestowe (United Energy) 66 kV | United Energy | Summer | Coincident_unreconciled | 2030 | POE90 | -21.8557 | NA | VIC Templestowe (United Energy) 66 kV |  |  | FALSE | #N/A | #N/A | #N/A | #N/A | #N/A | #N/A | #N/A | #N/A | #N/A | #N/A
TRUE | VIC | TSTS66U | Templestowe (United Energy) 66 kV | United Energy | Summer | Non-coincident | 2030 | POE50 | -20.934 | 148.2785 | VIC Templestowe (United Energy) 66 kV |  |  | FALSE | #N/A | #N/A | #N/A | #N/A | #N/A | #N/A | #N/A | #N/A | #N/A | #N/A
TRUE | VIC | TSTS66U | Templestowe (United Energy) 66 kV | United Energy | Summer | Non-coincident | 2030 | POE90 | -22.1704 | NA | VIC Templestowe (United Energy) 66 kV |  |  | FALSE | #N/A | #N/A | #N/A | #N/A | #N/A | #N/A | #N/A | #N/A | #N/A | #N/A
TRUE | VIC | TSTS66U | Templestowe (United Energy) 66 kV | United Energy | Summer | Coincident_unreconciled | 2031 | POE50 | -24.6408 | NA | VIC Templestowe (United Energy) 66 kV |  |  | FALSE | #N/A | #N/A | #N/A | #N/A | #N/A | #N/A | #N/A | #N/A | #N/A | #N/A
TRUE | VIC | TSTS66U | Templestowe (United Energy) 66 kV | United Energy | Summer | Coincident_unreconciled | 2031 | POE90 | -25.8637 | NA | VIC Templestowe (United Energy) 66 kV |  |  | FALSE | #N/A | #N/A | #N/A | #N/A | #N/A | #N/A | #N/A | #N/A | #N/A | #N/A
TRUE | VIC | TSTS66U | Templestowe (United Energy) 66 kV | United Energy | Summer | Non-coincident | 2031 | POE50 | -24.9957 | 148.6628 | VIC Templestowe (United Energy) 66 kV |  |  | FALSE | #N/A | #N/A | #N/A | #N/A | #N/A | #N/A | #N/A | #N/A | #N/A | #N/A
TRUE | VIC | TSTS66U | Templestowe (United Energy) 66 kV | United Energy | Summer | Non-coincident | 2031 | POE90 | -26.2362 | NA | VIC Templestowe (United Energy) 66 kV |  |  | FALSE | #N/A | #N/A | #N/A | #N/A | #N/A | #N/A | #N/A | #N/A | #N/A | #N/A
TRUE | VIC | TSTS66U | Templestowe (United Energy) 66 kV | United Energy | Summer | Coincident_unreconciled | 2032 | POE50 | -27.6225 | NA | VIC Templestowe (United Energy) 66 kV |  |  | FALSE | #N/A | #N/A | #N/A | #N/A | #N/A | #N/A | #N/A | #N/A | #N/A | #N/A
TRUE | VIC | TSTS66U | Templestowe (United Energy) 66 kV | United Energy | Summer | Coincident_unreconciled | 2032 | POE90 | -28.8495 | NA | VIC Templestowe (United Energy) 66 kV |  |  | FALSE | #N/A | #N/A | #N/A | #N/A | #N/A | #N/A | #N/A | #N/A | #N/A | #N/A
TRUE | VIC | TSTS66U | Templestowe (United Energy) 66 kV | United Energy | Summer | Non-coincident | 2032 | POE50 | -28.0203 | 149.2345 | VIC Templestowe (United Energy) 66 kV |  |  | FALSE | #N/A | #N/A | #N/A | #N/A | #N/A | #N/A | #N/A | #N/A | #N/A | #N/A
TRUE | VIC | TSTS66U | Templestowe (United Energy) 66 kV | United Energy | Summer | Non-coincident | 2032 | POE90 | -29.2649 | NA | VIC Templestowe (United Energy) 66 kV |  |  | FALSE | #N/A | #N/A | #N/A | #N/A | #N/A | #N/A | #N/A | #N/A | #N/A | #N/A
TRUE | VIC | TSTS66U | Templestowe (United Energy) 66 kV | United Energy | Summer | Coincident_unreconciled | 2033 | POE50 | -29.7991 | NA | VIC Templestowe (United Energy) 66 kV |  |  | FALSE | #N/A | #N/A | #N/A | #N/A | #N/A | #N/A | #N/A | #N/A | #N/A | #N/A
TRUE | VIC | TSTS66U | Templestowe (United Energy) 66 kV | United Energy | Summer | Coincident_unreconciled | 2033 | POE90 | -31.0301 | NA | VIC Templestowe (United Energy) 66 kV |  |  | FALSE | #N/A | #N/A | #N/A | #N/A | #N/A | #N/A | #N/A | #N/A | #N/A | #N/A
TRUE | VIC | TSTS66U | Templestowe (United Energy) 66 kV | United Energy | Summer | Non-coincident | 2033 | POE50 | -30.2282 | 149.9347 | VIC Templestowe (United Energy) 66 kV |  |  | FALSE | #N/A | #N/A | #N/A | #N/A | #N/A | #N/A | #N/A | #N/A | #N/A | #N/A
TRUE | VIC | TSTS66U | Templestowe (United Energy) 66 kV | United Energy | Summer | Non-coincident | 2033 | POE90 | -31.477 | NA | VIC Templestowe (United Energy) 66 kV |  |  | FALSE | #N/A | #N/A | #N/A | #N/A | #N/A | #N/A | #N/A | #N/A | #N/A | #N/A
TRUE | VIC | TSTS66U | Templestowe (United Energy) 66 kV | United Energy | Summer | Coincident_unreconciled | 2034 | POE50 | -31.8999 | NA | VIC Templestowe (United Energy) 66 kV |  |  | FALSE | #N/A | #N/A | #N/A | #N/A | #N/A | #N/A | #N/A | #N/A | #N/A | #N/A
TRUE | VIC | TSTS66U | Templestowe (United Energy) 66 kV | United Energy | Summer | Coincident_unreconciled | 2034 | POE90 | -33.1351 | NA | VIC Templestowe (United Energy) 66 kV |  |  | FALSE | #N/A | #N/A | #N/A | #N/A | #N/A | #N/A | #N/A | #N/A | #N/A | #N/A
TRUE | VIC | TSTS66U | Templestowe (United Energy) 66 kV | United Energy | Summer | Non-coincident | 2034 | POE50 | -32.3593 | 150.6529 | VIC Templestowe (United Energy) 66 kV |  |  | FALSE | #N/A | #N/A | #N/A | #N/A | #N/A | #N/A | #N/A | #N/A | #N/A | #N/A
TRUE | VIC | TSTS66U | Templestowe (United Energy) 66 kV | United Energy | Summer | Non-coincident | 2034 | POE90 | -33.6123 | NA | VIC Templestowe (United Energy) 66 kV |  |  | FALSE | #N/A | #N/A | #N/A | #N/A | #N/A | #N/A | #N/A | #N/A | #N/A | #N/A
TRUE | VIC | TSTS66U | Templestowe (United Energy) 66 kV | United Energy | Summer | Coincident_unreconciled | 2035 | POE50 | -34.2546 | NA | VIC Templestowe (United Energy) 66 kV |  |  | FALSE | #N/A | #N/A | #N/A | #N/A | #N/A | #N/A | #N/A | #N/A | #N/A | #N/A
TRUE | VIC | TSTS66U | Templestowe (United Energy) 66 kV | United Energy | Summer | Coincident_unreconciled | 2035 | POE90 | -35.4939 | NA | VIC Templestowe (United Energy) 66 kV |  |  | FALSE | #N/A | #N/A | #N/A | #N/A | #N/A | #N/A | #N/A | #N/A | #N/A | #N/A
TRUE | VIC | TSTS66U | Templestowe (United Energy) 66 kV | United Energy | Summer | Non-coincident | 2035 | POE50 | -34.7479 | 151.3453 | VIC Templestowe (United Energy) 66 kV |  |  | FALSE | #N/A | #N/A | #N/A | #N/A | #N/A | #N/A | #N/A | #N/A | #N/A | #N/A
TRUE | VIC | TSTS66U | Templestowe (United Energy) 66 kV | United Energy | Summer | Non-coincident | 2035 | POE90 | -36.005 | NA | VIC Templestowe (United Energy) 66 kV |  |  | FALSE | #N/A | #N/A | #N/A | #N/A | #N/A | #N/A | #N/A | #N/A | #N/A | #N/A
TRUE | VIC | TSTS66U | Templestowe (United Energy) 66 kV | United Energy | Summer | Non-coincident | 2025 | BASEYEARPOE10 | NA | 154.9432 | VIC Templestowe (United Energy) 66 kV |  |  | FALSE | #N/A | #N/A | #N/A | #N/A | #N/A | #N/A | #N/A | #N/A | #N/A | #N/A
TRUE | VIC | TSTS66U | Templestowe (United Energy) 66 kV | United Energy | Summer | Coincident | 2026 | POE10 | NA | 140.7771 | VIC Templestowe (United Energy) 66 kV |  |  | FALSE | #N/A | #N/A | #N/A | #N/A | #N/A | #N/A | #N/A | #N/A | #N/A | #N/A
TRUE | VIC | TSTS66U | Templestowe (United Energy) 66 kV | United Energy | Summer | Coincident | 2026 | POE50 | NA | 129.0377 | VIC Templestowe (United Energy) 66 kV |  |  | FALSE | #N/A | #N/A | #N/A | #N/A | #N/A | #N/A | #N/A | #N/A | #N/A | #N/A
TRUE | VIC | TSTS66U | Templestowe (United Energy) 66 kV | United Energy | Summer | Non-coincident | 2026 | POE10 | NA | 157.2491 | VIC Templestowe (United Energy) 66 kV |  |  | FALSE | #N/A | #N/A | #N/A | #N/A | #N/A | #N/A | #N/A | #N/A | #N/A | #N/A
TRUE | VIC | TSTS66U | Templestowe (United Energy) 66 kV | United Energy | Summer | Coincident | 2027 | POE10 | NA | 137.1488 | VIC Templestowe (United Energy) 66 kV |  |  | FALSE | #N/A | #N/A | #N/A | #N/A | #N/A | #N/A | #N/A | #N/A | #N/A | #N/A
TRUE | VIC | TSTS66U | Templestowe (United Energy) 66 kV | United Energy | Summer | Coincident | 2027 | POE50 | NA | 124.8173 | VIC Templestowe (United Energy) 66 kV |  |  | FALSE | #N/A | #N/A | #N/A | #N/A | #N/A | #N/A | #N/A | #N/A | #N/A | #N/A
TRUE | VIC | TSTS66U | Templestowe (United Energy) 66 kV | United Energy | Summer | Non-coincident | 2027 | POE10 | NA | 157.3394 | VIC Templestowe (United Energy) 66 kV |  |  | FALSE | #N/A | #N/A | #N/A | #N/A | #N/A | #N/A | #N/A | #N/A | #N/A | #N/A
TRUE | VIC | TSTS66U | Templestowe (United Energy) 66 kV | United Energy | Summer | Coincident | 2028 | POE10 | NA | 134.0492 | VIC Templestowe (United Energy) 66 kV |  |  | FALSE | #N/A | #N/A | #N/A | #N/A | #N/A | #N/A | #N/A | #N/A | #N/A | #N/A
TRUE | VIC | TSTS66U | Templestowe (United Energy) 66 kV | United Energy | Summer | Coincident | 2028 | POE50 | NA | 121.0555 | VIC Templestowe (United Energy) 66 kV |  |  | FALSE | #N/A | #N/A | #N/A | #N/A | #N/A | #N/A | #N/A | #N/A | #N/A | #N/A
TRUE | VIC | TSTS66U | Templestowe (United Energy) 66 kV | United Energy | Summer | Non-coincident | 2028 | POE10 | NA | 157.5656 | VIC Templestowe (United Energy) 66 kV |  |  | FALSE | #N/A | #N/A | #N/A | #N/A | #N/A | #N/A | #N/A | #N/A | #N/A | #N/A
TRUE | VIC | TSTS66U | Templestowe (United Energy) 66 kV | United Energy | Summer | Coincident | 2029 | POE10 | NA | 138.2808 | VIC Templestowe (United Energy) 66 kV |  |  | FALSE | #N/A | #N/A | #N/A | #N/A | #N/A | #N/A | #N/A | #N/A | #N/A | #N/A
TRUE | VIC | TSTS66U | Templestowe (United Energy) 66 kV | United Energy | Summer | Coincident | 2029 | POE50 | NA | 125.6551 | VIC Templestowe (United Energy) 66 kV |  |  | FALSE | #N/A | #N/A | #N/A | #N/A | #N/A | #N/A | #N/A | #N/A | #N/A | #N/A
TRUE | VIC | TSTS66U | Templestowe (United Energy) 66 kV | United Energy | Summer | Non-coincident | 2029 | POE10 | NA | 165.4924 | VIC Templestowe (United Energy) 66 kV |  |  | FALSE | #N/A | #N/A | #N/A | #N/A | #N/A | #N/A | #N/A | #N/A | #N/A | #N/A
TRUE | VIC | TSTS66U | Templestowe (United Energy) 66 kV | United Energy | Summer | Coincident | 2030 | POE10 | NA | 136.6044 | VIC Templestowe (United Energy) 66 kV |  |  | FALSE | #N/A | #N/A | #N/A | #N/A | #N/A | #N/A | #N/A | #N/A | #N/A | #N/A
TRUE | VIC | TSTS66U | Templestowe (United Energy) 66 kV | United Energy | Summer | Coincident | 2030 | POE50 | NA | 123.7353 | VIC Templestowe (United Energy) 66 kV |  |  | FALSE | #N/A | #N/A | #N/A | #N/A | #N/A | #N/A | #N/A | #N/A | #N/A | #N/A
TRUE | VIC | TSTS66U | Templestowe (United Energy) 66 kV | United Energy | Summer | Non-coincident | 2030 | POE10 | NA | 165.9266 | VIC Templestowe (United Energy) 66 kV |  |  | FALSE | #N/A | #N/A | #N/A | #N/A | #N/A | #N/A | #N/A | #N/A | #N/A | #N/A
TRUE | VIC | TSTS66U | Templestowe (United Energy) 66 kV | United Energy | Summer | Coincident | 2031 | POE10 | NA | 133.4944 | VIC Templestowe (United Energy) 66 kV |  |  | FALSE | #N/A | #N/A | #N/A | #N/A | #N/A | #N/A | #N/A | #N/A | #N/A | #N/A
TRUE | VIC | TSTS66U | Templestowe (United Energy) 66 kV | United Energy | Summer | Coincident | 2031 | POE50 | NA | 121.4949 | VIC Templestowe (United Energy) 66 kV |  |  | FALSE | #N/A | #N/A | #N/A | #N/A | #N/A | #N/A | #N/A | #N/A | #N/A | #N/A
TRUE | VIC | TSTS66U | Templestowe (United Energy) 66 kV | United Energy | Summer | Non-coincident | 2031 | POE10 | NA | 166.3693 | VIC Templestowe (United Energy) 66 kV |  |  | FALSE | #N/A | #N/A | #N/A | #N/A | #N/A | #N/A | #N/A | #N/A | #N/A | #N/A
TRUE | VIC | TSTS66U | Templestowe (United Energy) 66 kV | United Energy | Summer | Coincident | 2032 | POE10 | NA | 129.9982 | VIC Templestowe (United Energy) 66 kV |  |  | FALSE | #N/A | #N/A | #N/A | #N/A | #N/A | #N/A | #N/A | #N/A | #N/A | #N/A
TRUE | VIC | TSTS66U | Templestowe (United Energy) 66 kV | United Energy | Summer | Coincident | 2032 | POE50 | NA | 118.0786 | VIC Templestowe (United Energy) 66 kV |  |  | FALSE | #N/A | #N/A | #N/A | #N/A | #N/A | #N/A | #N/A | #N/A | #N/A | #N/A
TRUE | VIC | TSTS66U | Templestowe (United Energy) 66 kV | United Energy | Summer | Non-coincident | 2032 | POE10 | NA | 167.0001 | VIC Templestowe (United Energy) 66 kV |  |  | FALSE | #N/A | #N/A | #N/A | #N/A | #N/A | #N/A | #N/A | #N/A | #N/A | #N/A
TRUE | VIC | TSTS66U | Templestowe (United Energy) 66 kV | United Energy | Summer | Coincident | 2033 | POE10 | NA | 127.5311 | VIC Templestowe (United Energy) 66 kV |  |  | FALSE | #N/A | #N/A | #N/A | #N/A | #N/A | #N/A | #N/A | #N/A | #N/A | #N/A
TRUE | VIC | TSTS66U | Templestowe (United Energy) 66 kV | United Energy | Summer | Coincident | 2033 | POE50 | NA | 114.7702 | VIC Templestowe (United Energy) 66 kV |  |  | FALSE | #N/A | #N/A | #N/A | #N/A | #N/A | #N/A | #N/A | #N/A | #N/A | #N/A
TRUE | VIC | TSTS66U | Templestowe (United Energy) 66 kV | United Energy | Summer | Non-coincident | 2033 | POE10 | NA | 167.7598 | VIC Templestowe (United Energy) 66 kV |  |  | FALSE | #N/A | #N/A | #N/A | #N/A | #N/A | #N/A | #N/A | #N/A | #N/A | #N/A
TRUE | VIC | TSTS66U | Templestowe (United Energy) 66 kV | United Energy | Summer | Coincident | 2034 | POE10 | NA | 126.7923 | VIC Templestowe (United Energy) 66 kV |  |  | FALSE | #N/A | #N/A | #N/A | #N/A | #N/A | #N/A | #N/A | #N/A | #N/A | #N/A
TRUE | VIC | TSTS66U | Templestowe (United Energy) 66 kV | United Energy | Summer | Coincident | 2034 | POE50 | NA | 114.2342 | VIC Templestowe (United Energy) 66 kV |  |  | FALSE | #N/A | #N/A | #N/A | #N/A | #N/A | #N/A | #N/A | #N/A | #N/A | #N/A
TRUE | VIC | TSTS66U | Templestowe (United Energy) 66 kV | United Energy | Summer | Non-coincident | 2034 | POE10 | NA | 168.5375 | VIC Templestowe (United Energy) 66 kV |  |  | FALSE | #N/A | #N/A | #N/A | #N/A | #N/A | #N/A | #N/A | #N/A | #N/A | #N/A
TRUE | VIC | TSTS66U | Templestowe (United Energy) 66 kV | United Energy | Summer | Coincident | 2035 | POE10 | NA | 126.5743 | VIC Templestowe (United Energy) 66 kV |  |  | FALSE | #N/A | #N/A | #N/A | #N/A | #N/A | #N/A | #N/A | #N/A | #N/A | #N/A
TRUE | VIC | TSTS66U | Templestowe (United Energy) 66 kV | United Energy | Summer | Coincident | 2035 | POE50 | NA | 114.0639 | VIC Templestowe (United Energy) 66 kV |  |  | FALSE | #N/A | #N/A | #N/A | #N/A | #N/A | #N/A | #N/A | #N/A | #N/A | #N/A
TRUE | VIC | TSTS66U | Templestowe (United Energy) 66 kV | United Energy | Summer | Non-coincident | 2035 | POE10 | NA | 169.2894 | VIC Templestowe (United Energy) 66 kV |  |  | FALSE | #N/A | #N/A | #N/A | #N/A | #N/A | #N/A | #N/A | #N/A | #N/A | #N/A
TRUE | VIC | TSTS66U | Templestowe (United Energy) 66 kV | United Energy | Winter | Coincident | 2018 | ACTUAL_OPG | NA | 86.3299 | VIC Templestowe (United Energy) 66 kV |  |  | FALSE | #N/A | #N/A | #N/A | #N/A | #N/A | #N/A | #N/A | #N/A | #N/A | #N/A
TRUE | VIC | TSTS66U | Templestowe (United Energy) 66 kV | United Energy | Winter | Coincident | 2018 | ACTUAL_RAW | NA | 86.3299 | VIC Templestowe (United Energy) 66 kV |  |  | FALSE | #N/A | #N/A | #N/A | #N/A | #N/A | #N/A | #N/A | #N/A | #N/A | #N/A
TRUE | VIC | TSTS66U | Templestowe (United Energy) 66 kV | United Energy | Winter | Non-coincident | 2018 | ACTUAL_RAW | NA | 87.6455 | VIC Templestowe (United Energy) 66 kV |  |  | FALSE | #N/A | #N/A | #N/A | #N/A | #N/A | #N/A | #N/A | #N/A | #N/A | #N/A
TRUE | VIC | TSTS66U | Templestowe (United Energy) 66 kV | United Energy | Winter | Non-coincident | 2018 | ACTUAL_OPG | NA | 87.6455 | VIC Templestowe (United Energy) 66 kV |  |  | FALSE | #N/A | #N/A | #N/A | #N/A | #N/A | #N/A | #N/A | #N/A | #N/A | #N/A
TRUE | VIC | TSTS66U | Templestowe (United Energy) 66 kV | United Energy | Winter | Non-coincident | 2018 | ACTUAL_ADJUSTEDOPG | NA | 87.6455 | VIC Templestowe (United Energy) 66 kV |  |  | FALSE | #N/A | #N/A | #N/A | #N/A | #N/A | #N/A | #N/A | #N/A | #N/A | #N/A
TRUE | VIC | TSTS66U | Templestowe (United Energy) 66 kV | United Energy | Winter | Coincident | 2019 | ACTUAL_OPG | NA | 89.9376 | VIC Templestowe (United Energy) 66 kV |  |  | FALSE | #N/A | #N/A | #N/A | #N/A | #N/A | #N/A | #N/A | #N/A | #N/A | #N/A
TRUE | VIC | TSTS66U | Templestowe (United Energy) 66 kV | United Energy | Winter | Coincident | 2019 | ACTUAL_RAW | NA | 89.9376 | VIC Templestowe (United Energy) 66 kV |  |  | FALSE | #N/A | #N/A | #N/A | #N/A | #N/A | #N/A | #N/A | #N/A | #N/A | #N/A
TRUE | VIC | TSTS66U | Templestowe (United Energy) 66 kV | United Energy | Winter | Non-coincident | 2019 | ACTUAL_RAW | NA | 89.9376 | VIC Templestowe (United Energy) 66 kV |  |  | FALSE | #N/A | #N/A | #N/A | #N/A | #N/A | #N/A | #N/A | #N/A | #N/A | #N/A
TRUE | VIC | TSTS66U | Templestowe (United Energy) 66 kV | United Energy | Winter | Non-coincident | 2019 | ACTUAL_OPG | NA | 89.9376 | VIC Templestowe (United Energy) 66 kV |  |  | FALSE | #N/A | #N/A | #N/A | #N/A | #N/A | #N/A | #N/A | #N/A | #N/A | #N/A
TRUE | VIC | TSTS66U | Templestowe (United Energy) 66 kV | United Energy | Winter | Non-coincident | 2019 | ACTUAL_ADJUSTEDOPG | NA | 89.9376 | VIC Templestowe (United Energy) 66 kV |  |  | FALSE | #N/A | #N/A | #N/A | #N/A | #N/A | #N/A | #N/A | #N/A | #N/A | #N/A
TRUE | VIC | TSTS66U | Templestowe (United Energy) 66 kV | United Energy | Winter | Coincident | 2020 | ACTUAL_OPG | NA | 92.8917 | VIC Templestowe (United Energy) 66 kV |  |  | FALSE | #N/A | #N/A | #N/A | #N/A | #N/A | #N/A | #N/A | #N/A | #N/A | #N/A
TRUE | VIC | TSTS66U | Templestowe (United Energy) 66 kV | United Energy | Winter | Coincident | 2020 | ACTUAL_RAW | NA | 92.8917 | VIC Templestowe (United Energy) 66 kV |  |  | FALSE | #N/A | #N/A | #N/A | #N/A | #N/A | #N/A | #N/A | #N/A | #N/A | #N/A
TRUE | VIC | TSTS66U | Templestowe (United Energy) 66 kV | United Energy | Winter | Non-coincident | 2020 | ACTUAL_RAW | NA | 92.8917 | VIC Templestowe (United Energy) 66 kV |  |  | FALSE | #N/A | #N/A | #N/A | #N/A | #N/A | #N/A | #N/A | #N/A | #N/A | #N/A
TRUE | VIC | TSTS66U | Templestowe (United Energy) 66 kV | United Energy | Winter | Non-coincident | 2020 | ACTUAL_OPG | NA | 92.8917 | VIC Templestowe (United Energy) 66 kV |  |  | FALSE | #N/A | #N/A | #N/A | #N/A | #N/A | #N/A | #N/A | #N/A | #N/A | #N/A
TRUE | VIC | TSTS66U | Templestowe (United Energy) 66 kV | United Energy | Winter | Non-coincident | 2020 | ACTUAL_ADJUSTEDOPG | NA | 92.8917 | VIC Templestowe (United Energy) 66 kV |  |  | FALSE | #N/A | #N/A | #N/A | #N/A | #N/A | #N/A | #N/A | #N/A | #N/A | #N/A
TRUE | VIC | TSTS66U | Templestowe (United Energy) 66 kV | United Energy | Winter | Coincident | 2021 | ACTUAL_OPG | NA | 92.3356 | VIC Templestowe (United Energy) 66 kV |  |  | FALSE | #N/A | #N/A | #N/A | #N/A | #N/A | #N/A | #N/A | #N/A | #N/A | #N/A
TRUE | VIC | TSTS66U | Templestowe (United Energy) 66 kV | United Energy | Winter | Coincident | 2021 | ACTUAL_RAW | NA | 92.3356 | VIC Templestowe (United Energy) 66 kV |  |  | FALSE | #N/A | #N/A | #N/A | #N/A | #N/A | #N/A | #N/A | #N/A | #N/A | #N/A
TRUE | VIC | TSTS66U | Templestowe (United Energy) 66 kV | United Energy | Winter | Non-coincident | 2021 | ACTUAL_RAW | NA | 92.3356 | VIC Templestowe (United Energy) 66 kV |  |  | FALSE | #N/A | #N/A | #N/A | #N/A | #N/A | #N/A | #N/A | #N/A | #N/A | #N/A
TRUE | VIC | TSTS66U | Templestowe (United Energy) 66 kV | United Energy | Winter | Non-coincident | 2021 | ACTUAL_OPG | NA | 92.3356 | VIC Templestowe (United Energy) 66 kV |  |  | FALSE | #N/A | #N/A | #N/A | #N/A | #N/A | #N/A | #N/A | #N/A | #N/A | #N/A
TRUE | VIC | TSTS66U | Templestowe (United Energy) 66 kV | United Energy | Winter | Non-coincident | 2021 | ACTUAL_ADJUSTEDOPG | NA | 92.3356 | VIC Templestowe (United Energy) 66 kV |  |  | FALSE | #N/A | #N/A | #N/A | #N/A | #N/A | #N/A | #N/A | #N/A | #N/A | #N/A
TRUE | VIC | TSTS66U | Templestowe (United Energy) 66 kV | United Energy | Winter | Coincident | 2022 | ACTUAL_OPG | NA | 93.5432 | VIC Templestowe (United Energy) 66 kV |  |  | FALSE | #N/A | #N/A | #N/A | #N/A | #N/A | #N/A | #N/A | #N/A | #N/A | #N/A
TRUE | VIC | TSTS66U | Templestowe (United Energy) 66 kV | United Energy | Winter | Coincident | 2022 | ACTUAL_RAW | NA | 93.5432 | VIC Templestowe (United Energy) 66 kV |  |  | FALSE | #N/A | #N/A | #N/A | #N/A | #N/A | #N/A | #N/A | #N/A | #N/A | #N/A
TRUE | VIC | TSTS66U | Templestowe (United Energy) 66 kV | United Energy | Winter | Non-coincident | 2022 | ACTUAL_RAW | NA | 93.7509 | VIC Templestowe (United Energy) 66 kV |  |  | FALSE | #N/A | #N/A | #N/A | #N/A | #N/A | #N/A | #N/A | #N/A | #N/A | #N/A
TRUE | VIC | TSTS66U | Templestowe (United Energy) 66 kV | United Energy | Winter | Non-coincident | 2022 | ACTUAL_OPG | NA | 93.7509 | VIC Templestowe (United Energy) 66 kV |  |  | FALSE | #N/A | #N/A | #N/A | #N/A | #N/A | #N/A | #N/A | #N/A | #N/A | #N/A
TRUE | VIC | TSTS66U | Templestowe (United Energy) 66 kV | United Energy | Winter | Non-coincident | 2022 | ACTUAL_ADJUSTEDOPG | NA | 93.7509 | VIC Templestowe (United Energy) 66 kV |  |  | FALSE | #N/A | #N/A | #N/A | #N/A | #N/A | #N/A | #N/A | #N/A | #N/A | #N/A
TRUE | VIC | TSTS66U | Templestowe (United Energy) 66 kV | United Energy | Winter | Coincident | 2023 | ACTUAL_OPG | NA | 90.8452 | VIC Templestowe (United Energy) 66 kV |  |  | FALSE | #N/A | #N/A | #N/A | #N/A | #N/A | #N/A | #N/A | #N/A | #N/A | #N/A
TRUE | VIC | TSTS66U | Templestowe (United Energy) 66 kV | United Energy | Winter | Coincident | 2023 | ACTUAL_RAW | NA | 90.8452 | VIC Templestowe (United Energy) 66 kV |  |  | FALSE | #N/A | #N/A | #N/A | #N/A | #N/A | #N/A | #N/A | #N/A | #N/A | #N/A
TRUE | VIC | TSTS66U | Templestowe (United Energy) 66 kV | United Energy | Winter | Non-coincident | 2023 | ACTUAL_RAW | NA | 93.7617 | VIC Templestowe (United Energy) 66 kV |  |  | FALSE | #N/A | #N/A | #N/A | #N/A | #N/A | #N/A | #N/A | #N/A | #N/A | #N/A
TRUE | VIC | TSTS66U | Templestowe (United Energy) 66 kV | United Energy | Winter | Non-coincident | 2023 | ACTUAL_OPG | NA | 93.7617 | VIC Templestowe (United Energy) 66 kV |  |  | FALSE | #N/A | #N/A | #N/A | #N/A | #N/A | #N/A | #N/A | #N/A | #N/A | #N/A
TRUE | VIC | TSTS66U | Templestowe (United Energy) 66 kV | United Energy | Winter | Non-coincident | 2023 | ACTUAL_ADJUSTEDOPG | NA | 93.7617 | VIC Templestowe (United Energy) 66 kV |  |  | FALSE | #N/A | #N/A | #N/A | #N/A | #N/A | #N/A | #N/A | #N/A | #N/A | #N/A
TRUE | VIC | TSTS66U | Templestowe (United Energy) 66 kV | United Energy | Winter | Coincident | 2024 | ACTUAL_OPG | NA | 99.42 | VIC Templestowe (United Energy) 66 kV |  |  | FALSE | #N/A | #N/A | #N/A | #N/A | #N/A | #N/A | #N/A | #N/A | #N/A | #N/A
TRUE | VIC | TSTS66U | Templestowe (United Energy) 66 kV | United Energy | Winter | Coincident | 2024 | ACTUAL_RAW | NA | 99.42 | VIC Templestowe (United Energy) 66 kV |  |  | FALSE | #N/A | #N/A | #N/A | #N/A | #N/A | #N/A | #N/A | #N/A | #N/A | #N/A
TRUE | VIC | TSTS66U | Templestowe (United Energy) 66 kV | United Energy | Winter | Non-coincident | 2024 | ACTUAL_RAW | NA | 100.6441 | VIC Templestowe (United Energy) 66 kV |  |  | FALSE | #N/A | #N/A | #N/A | #N/A | #N/A | #N/A | #N/A | #N/A | #N/A | #N/A
TRUE | VIC | TSTS66U | Templestowe (United Energy) 66 kV | United Energy | Winter | Non-coincident | 2024 | ACTUAL_OPG | NA | 100.6441 | VIC Templestowe (United Energy) 66 kV |  |  | FALSE | #N/A | #N/A | #N/A | #N/A | #N/A | #N/A | #N/A | #N/A | #N/A | #N/A
TRUE | VIC | TSTS66U | Templestowe (United Energy) 66 kV | United Energy | Winter | Non-coincident | 2024 | ACTUAL_ADJUSTEDOPG | NA | 100.6441 | VIC Templestowe (United Energy) 66 kV |  |  | FALSE | #N/A | #N/A | #N/A | #N/A | #N/A | #N/A | #N/A | #N/A | #N/A | #N/A
TRUE | VIC | TSTS66U | Templestowe (United Energy) 66 kV | United Energy | Winter | Coincident | 2025 | POE10 | NA | 90.0845 | VIC Templestowe (United Energy) 66 kV |  |  | FALSE | #N/A | #N/A | #N/A | #N/A | #N/A | #N/A | #N/A | #N/A | #N/A | #N/A
TRUE | VIC | TSTS66U | Templestowe (United Energy) 66 kV | United Energy | Winter | Coincident | 2025 | POE50 | NA | 88.1634 | VIC Templestowe (United Energy) 66 kV |  |  | FALSE | #N/A | #N/A | #N/A | #N/A | #N/A | #N/A | #N/A | #N/A | #N/A | #N/A
TRUE | VIC | TSTS66U | Templestowe (United Energy) 66 kV | United Energy | Winter | Non-coincident | 2025 | ACTUAL_RAW | NA | 107.812 | VIC Templestowe (United Energy) 66 kV |  |  | FALSE | #N/A | #N/A | #N/A | #N/A | #N/A | #N/A | #N/A | #N/A | #N/A | #N/A
TRUE | VIC | TSTS66U | Templestowe (United Energy) 66 kV | United Energy | Winter | Non-coincident | 2025 | ACTUAL_ADJUSTEDOPG | NA | 107.812 | VIC Templestowe (United Energy) 66 kV |  |  | FALSE | #N/A | #N/A | #N/A | #N/A | #N/A | #N/A | #N/A | #N/A | #N/A | #N/A
TRUE | VIC | TSTS66U | Templestowe (United Energy) 66 kV | United Energy | Winter | Non-coincident | 2025 | BASEYEARPOE50 | NA | 92.5907 | VIC Templestowe (United Energy) 66 kV |  |  | FALSE | #N/A | #N/A | #N/A | #N/A | #N/A | #N/A | #N/A | #N/A | #N/A | #N/A
TRUE | VIC | TSTS66U | Templestowe (United Energy) 66 kV | United Energy | Winter | Non-coincident | 2025 | BASEYEARPOE10 | NA | 95.4228 | VIC Templestowe (United Energy) 66 kV |  |  | FALSE | #N/A | #N/A | #N/A | #N/A | #N/A | #N/A | #N/A | #N/A | #N/A | #N/A
TRUE | VIC | TSTS66U | Templestowe (United Energy) 66 kV | United Energy | Winter | Non-coincident | 2025 | POE10 | NA | 95.5155 | VIC Templestowe (United Energy) 66 kV |  |  | FALSE | #N/A | #N/A | #N/A | #N/A | #N/A | #N/A | #N/A | #N/A | #N/A | #N/A
TRUE | VIC | TSTS66U | Templestowe (United Energy) 66 kV | United Energy | Winter | Non-coincident | 2025 | POE50 | NA | 92.6826 | VIC Templestowe (United Energy) 66 kV |  |  | FALSE | #N/A | #N/A | #N/A | #N/A | #N/A | #N/A | #N/A | #N/A | #N/A | #N/A
TRUE | VIC | TSTS66U | Templestowe (United Energy) 66 kV | United Energy | Winter | Coincident | 2026 | POE10 | NA | 87.1261 | VIC Templestowe (United Energy) 66 kV |  |  | FALSE | #N/A | #N/A | #N/A | #N/A | #N/A | #N/A | #N/A | #N/A | #N/A | #N/A
TRUE | VIC | TSTS66U | Templestowe (United Energy) 66 kV | United Energy | Winter | Coincident | 2026 | POE50 | NA | 85.1095 | VIC Templestowe (United Energy) 66 kV |  |  | FALSE | #N/A | #N/A | #N/A | #N/A | #N/A | #N/A | #N/A | #N/A | #N/A | #N/A
TRUE | VIC | TSTS66U | Templestowe (United Energy) 66 kV | United Energy | Winter | Non-coincident | 2026 | POE10 | NA | 95.8822 | VIC Templestowe (United Energy) 66 kV |  |  | FALSE | #N/A | #N/A | #N/A | #N/A | #N/A | #N/A | #N/A | #N/A | #N/A | #N/A
TRUE | VIC | TSTS66U | Templestowe (United Energy) 66 kV | United Energy | Winter | Non-coincident | 2026 | POE50 | NA | 93.0393 | VIC Templestowe (United Energy) 66 kV |  |  | FALSE | #N/A | #N/A | #N/A | #N/A | #N/A | #N/A | #N/A | #N/A | #N/A | #N/A
TRUE | VIC | TSTS66U | Templestowe (United Energy) 66 kV | United Energy | Winter | Coincident | 2027 | POE10 | NA | 84.3636 | VIC Templestowe (United Energy) 66 kV |  |  | FALSE | #N/A | #N/A | #N/A | #N/A | #N/A | #N/A | #N/A | #N/A | #N/A | #N/A
TRUE | VIC | TSTS66U | Templestowe (United Energy) 66 kV | United Energy | Winter | Coincident | 2027 | POE50 | NA | 82.2043 | VIC Templestowe (United Energy) 66 kV |  |  | FALSE | #N/A | #N/A | #N/A | #N/A | #N/A | #N/A | #N/A | #N/A | #N/A | #N/A
TRUE | VIC | TSTS66U | Templestowe (United Energy) 66 kV | United Energy | Winter | Non-coincident | 2027 | POE10 | NA | 96.3588 | VIC Templestowe (United Energy) 66 kV |  |  | FALSE | #N/A | #N/A | #N/A | #N/A | #N/A | #N/A | #N/A | #N/A | #N/A | #N/A
TRUE | VIC | TSTS66U | Templestowe (United Energy) 66 kV | United Energy | Winter | Non-coincident | 2027 | POE50 | NA | 93.5064 | VIC Templestowe (United Energy) 66 kV |  |  | FALSE | #N/A | #N/A | #N/A | #N/A | #N/A | #N/A | #N/A | #N/A | #N/A | #N/A
TRUE | VIC | TSTS66U | Templestowe (United Energy) 66 kV | United Energy | Winter | Coincident | 2028 | POE10 | NA | 89.7679 | VIC Templestowe (United Energy) 66 kV |  |  | FALSE | #N/A | #N/A | #N/A | #N/A | #N/A | #N/A | #N/A | #N/A | #N/A | #N/A
TRUE | VIC | TSTS66U | Templestowe (United Energy) 66 kV | United Energy | Winter | Coincident | 2028 | POE50 | NA | 87.7405 | VIC Templestowe (United Energy) 66 kV |  |  | FALSE | #N/A | #N/A | #N/A | #N/A | #N/A | #N/A | #N/A | #N/A | #N/A | #N/A
TRUE | VIC | TSTS66U | Templestowe (United Energy) 66 kV | United Energy | Winter | Non-coincident | 2028 | POE10 | NA | 104.5448 | VIC Templestowe (United Energy) 66 kV |  |  | FALSE | #N/A | #N/A | #N/A | #N/A | #N/A | #N/A | #N/A | #N/A | #N/A | #N/A
TRUE | VIC | TSTS66U | Templestowe (United Energy) 66 kV | United Energy | Winter | Non-coincident | 2028 | POE50 | NA | 101.6829 | VIC Templestowe (United Energy) 66 kV |  |  | FALSE | #N/A | #N/A | #N/A | #N/A | #N/A | #N/A | #N/A | #N/A | #N/A | #N/A
TRUE | VIC | TSTS66U | Templestowe (United Energy) 66 kV | United Energy | Winter | Coincident | 2029 | POE10 | NA | 89.2566 | VIC Templestowe (United Energy) 66 kV |  |  | FALSE | #N/A | #N/A | #N/A | #N/A | #N/A | #N/A | #N/A | #N/A | #N/A | #N/A
TRUE | VIC | TSTS66U | Templestowe (United Energy) 66 kV | United Energy | Winter | Coincident | 2029 | POE50 | NA | 87.2786 | VIC Templestowe (United Energy) 66 kV |  |  | FALSE | #N/A | #N/A | #N/A | #N/A | #N/A | #N/A | #N/A | #N/A | #N/A | #N/A
TRUE | VIC | TSTS66U | Templestowe (United Energy) 66 kV | United Energy | Winter | Non-coincident | 2029 | POE10 | NA | 105.2335 | VIC Templestowe (United Energy) 66 kV |  |  | FALSE | #N/A | #N/A | #N/A | #N/A | #N/A | #N/A | #N/A | #N/A | #N/A | #N/A
TRUE | VIC | TSTS66U | Templestowe (United Energy) 66 kV | United Energy | Winter | Non-coincident | 2029 | POE50 | NA | 102.3621 | VIC Templestowe (United Energy) 66 kV |  |  | FALSE | #N/A | #N/A | #N/A | #N/A | #N/A | #N/A | #N/A | #N/A | #N/A | #N/A
TRUE | VIC | TSTS66U | Templestowe (United Energy) 66 kV | United Energy | Winter | Coincident | 2030 | POE10 | NA | 88.6315 | VIC Templestowe (United Energy) 66 kV |  |  | FALSE | #N/A | #N/A | #N/A | #N/A | #N/A | #N/A | #N/A | #N/A | #N/A | #N/A
TRUE | VIC | TSTS66U | Templestowe (United Energy) 66 kV | United Energy | Winter | Coincident | 2030 | POE50 | NA | 86.6569 | VIC Templestowe (United Energy) 66 kV |  |  | FALSE | #N/A | #N/A | #N/A | #N/A | #N/A | #N/A | #N/A | #N/A | #N/A | #N/A
TRUE | VIC | TSTS66U | Templestowe (United Energy) 66 kV | United Energy | Winter | Non-coincident | 2030 | POE10 | NA | 105.9623 | VIC Templestowe (United Energy) 66 kV |  |  | FALSE | #N/A | #N/A | #N/A | #N/A | #N/A | #N/A | #N/A | #N/A | #N/A | #N/A
TRUE | VIC | TSTS66U | Templestowe (United Energy) 66 kV | United Energy | Winter | Non-coincident | 2030 | POE50 | NA | 103.0813 | VIC Templestowe (United Energy) 66 kV |  |  | FALSE | #N/A | #N/A | #N/A | #N/A | #N/A | #N/A | #N/A | #N/A | #N/A | #N/A
TRUE | VIC | TSTS66U | Templestowe (United Energy) 66 kV | United Energy | Winter | Coincident | 2031 | POE10 | NA | 88.165 | VIC Templestowe (United Energy) 66 kV |  |  | FALSE | #N/A | #N/A | #N/A | #N/A | #N/A | #N/A | #N/A | #N/A | #N/A | #N/A
TRUE | VIC | TSTS66U | Templestowe (United Energy) 66 kV | United Energy | Winter | Coincident | 2031 | POE50 | NA | 86.2129 | VIC Templestowe (United Energy) 66 kV |  |  | FALSE | #N/A | #N/A | #N/A | #N/A | #N/A | #N/A | #N/A | #N/A | #N/A | #N/A
TRUE | VIC | TSTS66U | Templestowe (United Energy) 66 kV | United Energy | Winter | Non-coincident | 2031 | POE10 | NA | 106.7159 | VIC Templestowe (United Energy) 66 kV |  |  | FALSE | #N/A | #N/A | #N/A | #N/A | #N/A | #N/A | #N/A | #N/A | #N/A | #N/A
TRUE | VIC | TSTS66U | Templestowe (United Energy) 66 kV | United Energy | Winter | Non-coincident | 2031 | POE50 | NA | 103.8254 | VIC Templestowe (United Energy) 66 kV |  |  | FALSE | #N/A | #N/A | #N/A | #N/A | #N/A | #N/A | #N/A | #N/A | #N/A | #N/A
TRUE | VIC | TSTS66U | Templestowe (United Energy) 66 kV | United Energy | Winter | Coincident | 2032 | POE10 | NA | 86.998 | VIC Templestowe (United Energy) 66 kV |  |  | FALSE | #N/A | #N/A | #N/A | #N/A | #N/A | #N/A | #N/A | #N/A | #N/A | #N/A
TRUE | VIC | TSTS66U | Templestowe (United Energy) 66 kV | United Energy | Winter | Coincident | 2032 | POE50 | NA | 84.9201 | VIC Templestowe (United Energy) 66 kV |  |  | FALSE | #N/A | #N/A | #N/A | #N/A | #N/A | #N/A | #N/A | #N/A | #N/A | #N/A
TRUE | VIC | TSTS66U | Templestowe (United Energy) 66 kV | United Energy | Winter | Non-coincident | 2032 | POE10 | NA | 107.5069 | VIC Templestowe (United Energy) 66 kV |  |  | FALSE | #N/A | #N/A | #N/A | #N/A | #N/A | #N/A | #N/A | #N/A | #N/A | #N/A
TRUE | VIC | TSTS66U | Templestowe (United Energy) 66 kV | United Energy | Winter | Non-coincident | 2032 | POE50 | NA | 104.6067 | VIC Templestowe (United Energy) 66 kV |  |  | FALSE | #N/A | #N/A | #N/A | #N/A | #N/A | #N/A | #N/A | #N/A | #N/A | #N/A
TRUE | VIC | TSTS66U | Templestowe (United Energy) 66 kV | United Energy | Winter | Coincident | 2033 | POE10 | NA | 85.4559 | VIC Templestowe (United Energy) 66 kV |  |  | FALSE | #N/A | #N/A | #N/A | #N/A | #N/A | #N/A | #N/A | #N/A | #N/A | #N/A
TRUE | VIC | TSTS66U | Templestowe (United Energy) 66 kV | United Energy | Winter | Coincident | 2033 | POE50 | NA | 83.4337 | VIC Templestowe (United Energy) 66 kV |  |  | FALSE | #N/A | #N/A | #N/A | #N/A | #N/A | #N/A | #N/A | #N/A | #N/A | #N/A
TRUE | VIC | TSTS66U | Templestowe (United Energy) 66 kV | United Energy | Winter | Non-coincident | 2033 | POE10 | NA | 108.2983 | VIC Templestowe (United Energy) 66 kV |  |  | FALSE | #N/A | #N/A | #N/A | #N/A | #N/A | #N/A | #N/A | #N/A | #N/A | #N/A
TRUE | VIC | TSTS66U | Templestowe (United Energy) 66 kV | United Energy | Winter | Non-coincident | 2033 | POE50 | NA | 105.3884 | VIC Templestowe (United Energy) 66 kV |  |  | FALSE | #N/A | #N/A | #N/A | #N/A | #N/A | #N/A | #N/A | #N/A | #N/A | #N/A
TRUE | VIC | TSTS66U | Templestowe (United Energy) 66 kV | United Energy | Winter | Coincident | 2034 | POE10 | NA | 85.4356 | VIC Templestowe (United Energy) 66 kV |  |  | FALSE | #N/A | #N/A | #N/A | #N/A | #N/A | #N/A | #N/A | #N/A | #N/A | #N/A
TRUE | VIC | TSTS66U | Templestowe (United Energy) 66 kV | United Energy | Winter | Coincident | 2034 | POE50 | NA | 83.4676 | VIC Templestowe (United Energy) 66 kV |  |  | FALSE | #N/A | #N/A | #N/A | #N/A | #N/A | #N/A | #N/A | #N/A | #N/A | #N/A
TRUE | VIC | TSTS66U | Templestowe (United Energy) 66 kV | United Energy | Winter | Non-coincident | 2034 | POE10 | NA | 109.0816 | VIC Templestowe (United Energy) 66 kV |  |  | FALSE | #N/A | #N/A | #N/A | #N/A | #N/A | #N/A | #N/A | #N/A | #N/A | #N/A
TRUE | VIC | TSTS66U | Templestowe (United Energy) 66 kV | United Energy | Winter | Non-coincident | 2034 | POE50 | NA | 106.162 | VIC Templestowe (United Energy) 66 kV |  |  | FALSE | #N/A | #N/A | #N/A | #N/A | #N/A | #N/A | #N/A | #N/A | #N/A | #N/A
TRUE | VIC | TTS | Thomastown 12 (AusNet) 66 kV | AusNet | Shoulder | Coincident | 2019 | ACTUAL_OPG | 24.2569 | NA | VIC Thomastown 12 (AusNet) 66 kV |  |  | FALSE | #N/A | #N/A | #N/A | #N/A | #N/A | #N/A | #N/A | #N/A | #N/A | #N/A
TRUE | VIC | TTS | Thomastown 12 (AusNet) 66 kV | AusNet | Shoulder | Coincident | 2019 | ACTUAL_RAW | 24.2569 | NA | VIC Thomastown 12 (AusNet) 66 kV |  |  | FALSE | #N/A | #N/A | #N/A | #N/A | #N/A | #N/A | #N/A | #N/A | #N/A | #N/A
TRUE | VIC | TTS | Thomastown 12 (AusNet) 66 kV | AusNet | Shoulder | Non-coincident | 2019 | ACTUAL_RAW | 22.6528 | NA | VIC Thomastown 12 (AusNet) 66 kV |  |  | FALSE | #N/A | #N/A | #N/A | #N/A | #N/A | #N/A | #N/A | #N/A | #N/A | #N/A
TRUE | VIC | TTS | Thomastown 12 (AusNet) 66 kV | AusNet | Shoulder | Non-coincident | 2019 | ACTUAL_OPG | 22.6528 | NA | VIC Thomastown 12 (AusNet) 66 kV |  |  | FALSE | #N/A | #N/A | #N/A | #N/A | #N/A | #N/A | #N/A | #N/A | #N/A | #N/A
TRUE | VIC | TTS | Thomastown 12 (AusNet) 66 kV | AusNet | Shoulder | Non-coincident | 2019 | ACTUAL_ADJUSTEDOPG | 22.6528 | NA | VIC Thomastown 12 (AusNet) 66 kV |  |  | FALSE | #N/A | #N/A | #N/A | #N/A | #N/A | #N/A | #N/A | #N/A | #N/A | #N/A
TRUE | VIC | TTS | Thomastown 12 (AusNet) 66 kV | AusNet | Shoulder | Coincident | 2020 | ACTUAL_OPG | 23.7271 | NA | VIC Thomastown 12 (AusNet) 66 kV |  |  | FALSE | #N/A | #N/A | #N/A | #N/A | #N/A | #N/A | #N/A | #N/A | #N/A | #N/A
TRUE | VIC | TTS | Thomastown 12 (AusNet) 66 kV | AusNet | Shoulder | Coincident | 2020 | ACTUAL_RAW | 23.7271 | NA | VIC Thomastown 12 (AusNet) 66 kV |  |  | FALSE | #N/A | #N/A | #N/A | #N/A | #N/A | #N/A | #N/A | #N/A | #N/A | #N/A
TRUE | VIC | TTS | Thomastown 12 (AusNet) 66 kV | AusNet | Shoulder | Non-coincident | 2020 | ACTUAL_RAW | 21.261 | NA | VIC Thomastown 12 (AusNet) 66 kV |  |  | FALSE | #N/A | #N/A | #N/A | #N/A | #N/A | #N/A | #N/A | #N/A | #N/A | #N/A
TRUE | VIC | TTS | Thomastown 12 (AusNet) 66 kV | AusNet | Shoulder | Non-coincident | 2020 | ACTUAL_OPG | 21.261 | NA | VIC Thomastown 12 (AusNet) 66 kV |  |  | FALSE | #N/A | #N/A | #N/A | #N/A | #N/A | #N/A | #N/A | #N/A | #N/A | #N/A
TRUE | VIC | TTS | Thomastown 12 (AusNet) 66 kV | AusNet | Shoulder | Non-coincident | 2020 | ACTUAL_ADJUSTEDOPG | 21.261 | NA | VIC Thomastown 12 (AusNet) 66 kV |  |  | FALSE | #N/A | #N/A | #N/A | #N/A | #N/A | #N/A | #N/A | #N/A | #N/A | #N/A
TRUE | VIC | TTS | Thomastown 12 (AusNet) 66 kV | AusNet | Shoulder | Coincident | 2021 | ACTUAL_OPG | 18.2379 | NA | VIC Thomastown 12 (AusNet) 66 kV |  |  | FALSE | #N/A | #N/A | #N/A | #N/A | #N/A | #N/A | #N/A | #N/A | #N/A | #N/A
TRUE | VIC | TTS | Thomastown 12 (AusNet) 66 kV | AusNet | Shoulder | Coincident | 2021 | ACTUAL_RAW | 18.2379 | NA | VIC Thomastown 12 (AusNet) 66 kV |  |  | FALSE | #N/A | #N/A | #N/A | #N/A | #N/A | #N/A | #N/A | #N/A | #N/A | #N/A
TRUE | VIC | TTS | Thomastown 12 (AusNet) 66 kV | AusNet | Shoulder | Non-coincident | 2021 | ACTUAL_RAW | 18.0326 | NA | VIC Thomastown 12 (AusNet) 66 kV |  |  | FALSE | #N/A | #N/A | #N/A | #N/A | #N/A | #N/A | #N/A | #N/A | #N/A | #N/A
TRUE | VIC | TTS | Thomastown 12 (AusNet) 66 kV | AusNet | Shoulder | Non-coincident | 2021 | ACTUAL_OPG | 18.0326 | NA | VIC Thomastown 12 (AusNet) 66 kV |  |  | FALSE | #N/A | #N/A | #N/A | #N/A | #N/A | #N/A | #N/A | #N/A | #N/A | #N/A
TRUE | VIC | TTS | Thomastown 12 (AusNet) 66 kV | AusNet | Shoulder | Non-coincident | 2021 | ACTUAL_ADJUSTEDOPG | 18.0326 | NA | VIC Thomastown 12 (AusNet) 66 kV |  |  | FALSE | #N/A | #N/A | #N/A | #N/A | #N/A | #N/A | #N/A | #N/A | #N/A | #N/A
TRUE | VIC | TTS | Thomastown 12 (AusNet) 66 kV | AusNet | Shoulder | Coincident | 2022 | ACTUAL_OPG | 12.3787 | NA | VIC Thomastown 12 (AusNet) 66 kV |  |  | FALSE | #N/A | #N/A | #N/A | #N/A | #N/A | #N/A | #N/A | #N/A | #N/A | #N/A
TRUE | VIC | TTS | Thomastown 12 (AusNet) 66 kV | AusNet | Shoulder | Coincident | 2022 | ACTUAL_RAW | 12.3787 | NA | VIC Thomastown 12 (AusNet) 66 kV |  |  | FALSE | #N/A | #N/A | #N/A | #N/A | #N/A | #N/A | #N/A | #N/A | #N/A | #N/A
TRUE | VIC | TTS | Thomastown 12 (AusNet) 66 kV | AusNet | Shoulder | Non-coincident | 2022 | ACTUAL_RAW | 12.2945 | NA | VIC Thomastown 12 (AusNet) 66 kV |  |  | FALSE | #N/A | #N/A | #N/A | #N/A | #N/A | #N/A | #N/A | #N/A | #N/A | #N/A
TRUE | VIC | TTS | Thomastown 12 (AusNet) 66 kV | AusNet | Shoulder | Non-coincident | 2022 | ACTUAL_OPG | 12.2945 | NA | VIC Thomastown 12 (AusNet) 66 kV |  |  | FALSE | #N/A | #N/A | #N/A | #N/A | #N/A | #N/A | #N/A | #N/A | #N/A | #N/A
TRUE | VIC | TTS | Thomastown 12 (AusNet) 66 kV | AusNet | Shoulder | Non-coincident | 2022 | ACTUAL_ADJUSTEDOPG | 12.2945 | NA | VIC Thomastown 12 (AusNet) 66 kV |  |  | FALSE | #N/A | #N/A | #N/A | #N/A | #N/A | #N/A | #N/A | #N/A | #N/A | #N/A
TRUE | VIC | TTS | Thomastown 12 (AusNet) 66 kV | AusNet | Shoulder | Coincident | 2023 | ACTUAL_OPG | 12.6364 | NA | VIC Thomastown 12 (AusNet) 66 kV |  |  | FALSE | #N/A | #N/A | #N/A | #N/A | #N/A | #N/A | #N/A | #N/A | #N/A | #N/A
TRUE | VIC | TTS | Thomastown 12 (AusNet) 66 kV | AusNet | Shoulder | Coincident | 2023 | ACTUAL_RAW | 12.6364 | NA | VIC Thomastown 12 (AusNet) 66 kV |  |  | FALSE | #N/A | #N/A | #N/A | #N/A | #N/A | #N/A | #N/A | #N/A | #N/A | #N/A
TRUE | VIC | TTS | Thomastown 12 (AusNet) 66 kV | AusNet | Shoulder | Non-coincident | 2023 | ACTUAL_RAW | 11.2091 | NA | VIC Thomastown 12 (AusNet) 66 kV |  |  | FALSE | #N/A | #N/A | #N/A | #N/A | #N/A | #N/A | #N/A | #N/A | #N/A | #N/A
TRUE | VIC | TTS | Thomastown 12 (AusNet) 66 kV | AusNet | Shoulder | Non-coincident | 2023 | ACTUAL_OPG | 11.2091 | NA | VIC Thomastown 12 (AusNet) 66 kV |  |  | FALSE | #N/A | #N/A | #N/A | #N/A | #N/A | #N/A | #N/A | #N/A | #N/A | #N/A
TRUE | VIC | TTS | Thomastown 12 (AusNet) 66 kV | AusNet | Shoulder | Non-coincident | 2023 | ACTUAL_ADJUSTEDOPG | 11.2091 | NA | VIC Thomastown 12 (AusNet) 66 kV |  |  | FALSE | #N/A | #N/A | #N/A | #N/A | #N/A | #N/A | #N/A | #N/A | #N/A | #N/A
TRUE | VIC | TTS | Thomastown 12 (AusNet) 66 kV | AusNet | Shoulder | Coincident | 2024 | ACTUAL_OPG | 9.0449 | NA | VIC Thomastown 12 (AusNet) 66 kV |  |  | FALSE | #N/A | #N/A | #N/A | #N/A | #N/A | #N/A | #N/A | #N/A | #N/A | #N/A
TRUE | VIC | TTS | Thomastown 12 (AusNet) 66 kV | AusNet | Shoulder | Coincident | 2024 | ACTUAL_RAW | 9.0449 | NA | VIC Thomastown 12 (AusNet) 66 kV |  |  | FALSE | #N/A | #N/A | #N/A | #N/A | #N/A | #N/A | #N/A | #N/A | #N/A | #N/A
TRUE | VIC | TTS | Thomastown 12 (AusNet) 66 kV | AusNet | Shoulder | Non-coincident | 2024 | ACTUAL_RAW | 8.5757 | NA | VIC Thomastown 12 (AusNet) 66 kV |  |  | FALSE | #N/A | #N/A | #N/A | #N/A | #N/A | #N/A | #N/A | #N/A | #N/A | #N/A
TRUE | VIC | TTS | Thomastown 12 (AusNet) 66 kV | AusNet | Shoulder | Non-coincident | 2024 | ACTUAL_OPG | 8.5757 | NA | VIC Thomastown 12 (AusNet) 66 kV |  |  | FALSE | #N/A | #N/A | #N/A | #N/A | #N/A | #N/A | #N/A | #N/A | #N/A | #N/A
TRUE | VIC | TTS | Thomastown 12 (AusNet) 66 kV | AusNet | Shoulder | Non-coincident | 2024 | ACTUAL_ADJUSTEDOPG | 8.5757 | NA | VIC Thomastown 12 (AusNet) 66 kV |  |  | FALSE | #N/A | #N/A | #N/A | #N/A | #N/A | #N/A | #N/A | #N/A | #N/A | #N/A
TRUE | VIC | TTS | Thomastown 12 (AusNet) 66 kV | AusNet | Shoulder | Coincident | 2025 | ACTUAL_OPG | 7.5058 | NA | VIC Thomastown 12 (AusNet) 66 kV |  |  | FALSE | #N/A | #N/A | #N/A | #N/A | #N/A | #N/A | #N/A | #N/A | #N/A | #N/A
TRUE | VIC | TTS | Thomastown 12 (AusNet) 66 kV | AusNet | Shoulder | Coincident | 2025 | ACTUAL_RAW | 7.5058 | NA | VIC Thomastown 12 (AusNet) 66 kV |  |  | FALSE | #N/A | #N/A | #N/A | #N/A | #N/A | #N/A | #N/A | #N/A | #N/A | #N/A
TRUE | VIC | TTS | Thomastown 12 (AusNet) 66 kV | AusNet | Shoulder | Non-coincident | 2025 | ACTUAL_RAW | 4.1656 | NA | VIC Thomastown 12 (AusNet) 66 kV |  |  | FALSE | #N/A | #N/A | #N/A | #N/A | #N/A | #N/A | #N/A | #N/A | #N/A | #N/A
TRUE | VIC | TTS | Thomastown 12 (AusNet) 66 kV | AusNet | Shoulder | Non-coincident | 2025 | ACTUAL_OPG | 4.1656 | NA | VIC Thomastown 12 (AusNet) 66 kV |  |  | FALSE | #N/A | #N/A | #N/A | #N/A | #N/A | #N/A | #N/A | #N/A | #N/A | #N/A
TRUE | VIC | TTS | Thomastown 12 (AusNet) 66 kV | AusNet | Shoulder | Non-coincident | 2025 | ACTUAL_ADJUSTEDOPG | 4.1656 | NA | VIC Thomastown 12 (AusNet) 66 kV |  |  | FALSE | #N/A | #N/A | #N/A | #N/A | #N/A | #N/A | #N/A | #N/A | #N/A | #N/A
TRUE | VIC | TTS | Thomastown 12 (AusNet) 66 kV | AusNet | Shoulder | Non-coincident | 2025 | BASEYEARPOE90 | -1.4543 | NA | VIC Thomastown 12 (AusNet) 66 kV |  |  | FALSE | #N/A | #N/A | #N/A | #N/A | #N/A | #N/A | #N/A | #N/A | #N/A | #N/A
TRUE | VIC | TTS | Thomastown 12 (AusNet) 66 kV | AusNet | Shoulder | Non-coincident | 2025 | BASEYEARPOE50 | 1.8478 | NA | VIC Thomastown 12 (AusNet) 66 kV |  |  | FALSE | #N/A | #N/A | #N/A | #N/A | #N/A | #N/A | #N/A | #N/A | #N/A | #N/A
TRUE | VIC | TTS | Thomastown 12 (AusNet) 66 kV | AusNet | Shoulder | Coincident_unreconciled | 2026 | POE50 | -1.3061 | NA | VIC Thomastown 12 (AusNet) 66 kV |  |  | FALSE | #N/A | #N/A | #N/A | #N/A | #N/A | #N/A | #N/A | #N/A | #N/A | #N/A
TRUE | VIC | TTS | Thomastown 12 (AusNet) 66 kV | AusNet | Shoulder | Coincident_unreconciled | 2026 | POE90 | -3.4492 | NA | VIC Thomastown 12 (AusNet) 66 kV |  |  | FALSE | #N/A | #N/A | #N/A | #N/A | #N/A | #N/A | #N/A | #N/A | #N/A | #N/A
TRUE | VIC | TTS | Thomastown 12 (AusNet) 66 kV | AusNet | Shoulder | Non-coincident | 2026 | POE50 | -2.2845 | NA | VIC Thomastown 12 (AusNet) 66 kV |  |  | FALSE | #N/A | #N/A | #N/A | #N/A | #N/A | #N/A | #N/A | #N/A | #N/A | #N/A
TRUE | VIC | TTS | Thomastown 12 (AusNet) 66 kV | AusNet | Shoulder | Non-coincident | 2026 | POE90 | -6.0329 | NA | VIC Thomastown 12 (AusNet) 66 kV |  |  | FALSE | #N/A | #N/A | #N/A | #N/A | #N/A | #N/A | #N/A | #N/A | #N/A | #N/A
TRUE | VIC | TTS | Thomastown 12 (AusNet) 66 kV | AusNet | Shoulder | Coincident_unreconciled | 2027 | POE50 | -2.8902 | NA | VIC Thomastown 12 (AusNet) 66 kV |  |  | FALSE | #N/A | #N/A | #N/A | #N/A | #N/A | #N/A | #N/A | #N/A | #N/A | #N/A
TRUE | VIC | TTS | Thomastown 12 (AusNet) 66 kV | AusNet | Shoulder | Coincident_unreconciled | 2027 | POE90 | -5.047 | NA | VIC Thomastown 12 (AusNet) 66 kV |  |  | FALSE | #N/A | #N/A | #N/A | #N/A | #N/A | #N/A | #N/A | #N/A | #N/A | #N/A
TRUE | VIC | TTS | Thomastown 12 (AusNet) 66 kV | AusNet | Shoulder | Non-coincident | 2027 | POE50 | -5.0551 | NA | VIC Thomastown 12 (AusNet) 66 kV |  |  | FALSE | #N/A | #N/A | #N/A | #N/A | #N/A | #N/A | #N/A | #N/A | #N/A | #N/A
TRUE | VIC | TTS | Thomastown 12 (AusNet) 66 kV | AusNet | Shoulder | Non-coincident | 2027 | POE90 | -8.8275 | NA | VIC Thomastown 12 (AusNet) 66 kV |  |  | FALSE | #N/A | #N/A | #N/A | #N/A | #N/A | #N/A | #N/A | #N/A | #N/A | #N/A
TRUE | VIC | TTS | Thomastown 12 (AusNet) 66 kV | AusNet | Shoulder | Coincident_unreconciled | 2028 | POE50 | -4.0548 | NA | VIC Thomastown 12 (AusNet) 66 kV |  |  | FALSE | #N/A | #N/A | #N/A | #N/A | #N/A | #N/A | #N/A | #N/A | #N/A | #N/A
TRUE | VIC | TTS | Thomastown 12 (AusNet) 66 kV | AusNet | Shoulder | Coincident_unreconciled | 2028 | POE90 | -6.2257 | NA | VIC Thomastown 12 (AusNet) 66 kV |  |  | FALSE | #N/A | #N/A | #N/A | #N/A | #N/A | #N/A | #N/A | #N/A | #N/A | #N/A
TRUE | VIC | TTS | Thomastown 12 (AusNet) 66 kV | AusNet | Shoulder | Non-coincident | 2028 | POE50 | -7.0922 | NA | VIC Thomastown 12 (AusNet) 66 kV |  |  | FALSE | #N/A | #N/A | #N/A | #N/A | #N/A | #N/A | #N/A | #N/A | #N/A | #N/A
TRUE | VIC | TTS | Thomastown 12 (AusNet) 66 kV | AusNet | Shoulder | Non-coincident | 2028 | POE90 | -10.8892 | NA | VIC Thomastown 12 (AusNet) 66 kV |  |  | FALSE | #N/A | #N/A | #N/A | #N/A | #N/A | #N/A | #N/A | #N/A | #N/A | #N/A
TRUE | VIC | TTS | Thomastown 12 (AusNet) 66 kV | AusNet | Shoulder | Coincident_unreconciled | 2029 | POE50 | -5.2319 | NA | VIC Thomastown 12 (AusNet) 66 kV |  |  | FALSE | #N/A | #N/A | #N/A | #N/A | #N/A | #N/A | #N/A | #N/A | #N/A | #N/A
TRUE | VIC | TTS | Thomastown 12 (AusNet) 66 kV | AusNet | Shoulder | Coincident_unreconciled | 2029 | POE90 | -7.4169 | NA | VIC Thomastown 12 (AusNet) 66 kV |  |  | FALSE | #N/A | #N/A | #N/A | #N/A | #N/A | #N/A | #N/A | #N/A | #N/A | #N/A
TRUE | VIC | TTS | Thomastown 12 (AusNet) 66 kV | AusNet | Shoulder | Non-coincident | 2029 | POE50 | -9.1509 | NA | VIC Thomastown 12 (AusNet) 66 kV |  |  | FALSE | #N/A | #N/A | #N/A | #N/A | #N/A | #N/A | #N/A | #N/A | #N/A | #N/A
TRUE | VIC | TTS | Thomastown 12 (AusNet) 66 kV | AusNet | Shoulder | Non-coincident | 2029 | POE90 | -12.9726 | NA | VIC Thomastown 12 (AusNet) 66 kV |  |  | FALSE | #N/A | #N/A | #N/A | #N/A | #N/A | #N/A | #N/A | #N/A | #N/A | #N/A
TRUE | VIC | TTS | Thomastown 12 (AusNet) 66 kV | AusNet | Shoulder | Coincident_unreconciled | 2030 | POE50 | -6.3659 | NA | VIC Thomastown 12 (AusNet) 66 kV |  |  | FALSE | #N/A | #N/A | #N/A | #N/A | #N/A | #N/A | #N/A | #N/A | #N/A | #N/A
TRUE | VIC | TTS | Thomastown 12 (AusNet) 66 kV | AusNet | Shoulder | Coincident_unreconciled | 2030 | POE90 | -8.565 | NA | VIC Thomastown 12 (AusNet) 66 kV |  |  | FALSE | #N/A | #N/A | #N/A | #N/A | #N/A | #N/A | #N/A | #N/A | #N/A | #N/A
TRUE | VIC | TTS | Thomastown 12 (AusNet) 66 kV | AusNet | Shoulder | Non-coincident | 2030 | POE50 | -11.1344 | NA | VIC Thomastown 12 (AusNet) 66 kV |  |  | FALSE | #N/A | #N/A | #N/A | #N/A | #N/A | #N/A | #N/A | #N/A | #N/A | #N/A
TRUE | VIC | TTS | Thomastown 12 (AusNet) 66 kV | AusNet | Shoulder | Non-coincident | 2030 | POE90 | -14.9808 | NA | VIC Thomastown 12 (AusNet) 66 kV |  |  | FALSE | #N/A | #N/A | #N/A | #N/A | #N/A | #N/A | #N/A | #N/A | #N/A | #N/A
TRUE | VIC | TTS | Thomastown 12 (AusNet) 66 kV | AusNet | Shoulder | Coincident_unreconciled | 2031 | POE50 | -7.5711 | NA | VIC Thomastown 12 (AusNet) 66 kV |  |  | FALSE | #N/A | #N/A | #N/A | #N/A | #N/A | #N/A | #N/A | #N/A | #N/A | #N/A
TRUE | VIC | TTS | Thomastown 12 (AusNet) 66 kV | AusNet | Shoulder | Coincident_unreconciled | 2031 | POE90 | -9.7843 | NA | VIC Thomastown 12 (AusNet) 66 kV |  |  | FALSE | #N/A | #N/A | #N/A | #N/A | #N/A | #N/A | #N/A | #N/A | #N/A | #N/A
TRUE | VIC | TTS | Thomastown 12 (AusNet) 66 kV | AusNet | Shoulder | Non-coincident | 2031 | POE50 | -13.2424 | NA | VIC Thomastown 12 (AusNet) 66 kV |  |  | FALSE | #N/A | #N/A | #N/A | #N/A | #N/A | #N/A | #N/A | #N/A | #N/A | #N/A
TRUE | VIC | TTS | Thomastown 12 (AusNet) 66 kV | AusNet | Shoulder | Non-coincident | 2031 | POE90 | -17.1134 | NA | VIC Thomastown 12 (AusNet) 66 kV |  |  | FALSE | #N/A | #N/A | #N/A | #N/A | #N/A | #N/A | #N/A | #N/A | #N/A | #N/A
TRUE | VIC | TTS | Thomastown 12 (AusNet) 66 kV | AusNet | Shoulder | Coincident_unreconciled | 2032 | POE50 | -8.3822 | NA | VIC Thomastown 12 (AusNet) 66 kV |  |  | FALSE | #N/A | #N/A | #N/A | #N/A | #N/A | #N/A | #N/A | #N/A | #N/A | #N/A
TRUE | VIC | TTS | Thomastown 12 (AusNet) 66 kV | AusNet | Shoulder | Coincident_unreconciled | 2032 | POE90 | -10.6097 | NA | VIC Thomastown 12 (AusNet) 66 kV |  |  | FALSE | #N/A | #N/A | #N/A | #N/A | #N/A | #N/A | #N/A | #N/A | #N/A | #N/A
TRUE | VIC | TTS | Thomastown 12 (AusNet) 66 kV | AusNet | Shoulder | Non-coincident | 2032 | POE50 | -14.6611 | NA | VIC Thomastown 12 (AusNet) 66 kV |  |  | FALSE | #N/A | #N/A | #N/A | #N/A | #N/A | #N/A | #N/A | #N/A | #N/A | #N/A
TRUE | VIC | TTS | Thomastown 12 (AusNet) 66 kV | AusNet | Shoulder | Non-coincident | 2032 | POE90 | -18.5571 | NA | VIC Thomastown 12 (AusNet) 66 kV |  |  | FALSE | #N/A | #N/A | #N/A | #N/A | #N/A | #N/A | #N/A | #N/A | #N/A | #N/A
TRUE | VIC | TTS | Thomastown 12 (AusNet) 66 kV | AusNet | Shoulder | Coincident_unreconciled | 2033 | POE50 | -8.8853 | NA | VIC Thomastown 12 (AusNet) 66 kV |  |  | FALSE | #N/A | #N/A | #N/A | #N/A | #N/A | #N/A | #N/A | #N/A | #N/A | #N/A
TRUE | VIC | TTS | Thomastown 12 (AusNet) 66 kV | AusNet | Shoulder | Coincident_unreconciled | 2033 | POE90 | -11.1272 | NA | VIC Thomastown 12 (AusNet) 66 kV |  |  | FALSE | #N/A | #N/A | #N/A | #N/A | #N/A | #N/A | #N/A | #N/A | #N/A | #N/A
TRUE | VIC | TTS | Thomastown 12 (AusNet) 66 kV | AusNet | Shoulder | Non-coincident | 2033 | POE50 | -15.5411 | NA | VIC Thomastown 12 (AusNet) 66 kV |  |  | FALSE | #N/A | #N/A | #N/A | #N/A | #N/A | #N/A | #N/A | #N/A | #N/A | #N/A
TRUE | VIC | TTS | Thomastown 12 (AusNet) 66 kV | AusNet | Shoulder | Non-coincident | 2033 | POE90 | -19.4623 | NA | VIC Thomastown 12 (AusNet) 66 kV |  |  | FALSE | #N/A | #N/A | #N/A | #N/A | #N/A | #N/A | #N/A | #N/A | #N/A | #N/A
TRUE | VIC | TTS | Thomastown 12 (AusNet) 66 kV | AusNet | Shoulder | Coincident_unreconciled | 2034 | POE50 | -9.3663 | NA | VIC Thomastown 12 (AusNet) 66 kV |  |  | FALSE | #N/A | #N/A | #N/A | #N/A | #N/A | #N/A | #N/A | #N/A | #N/A | #N/A
TRUE | VIC | TTS | Thomastown 12 (AusNet) 66 kV | AusNet | Shoulder | Coincident_unreconciled | 2034 | POE90 | -11.6226 | NA | VIC Thomastown 12 (AusNet) 66 kV |  |  | FALSE | #N/A | #N/A | #N/A | #N/A | #N/A | #N/A | #N/A | #N/A | #N/A | #N/A
TRUE | VIC | TTS | Thomastown 12 (AusNet) 66 kV | AusNet | Shoulder | Non-coincident | 2034 | POE50 | -16.3824 | NA | VIC Thomastown 12 (AusNet) 66 kV |  |  | FALSE | #N/A | #N/A | #N/A | #N/A | #N/A | #N/A | #N/A | #N/A | #N/A | #N/A
TRUE | VIC | TTS | Thomastown 12 (AusNet) 66 kV | AusNet | Shoulder | Non-coincident | 2034 | POE90 | -20.3287 | NA | VIC Thomastown 12 (AusNet) 66 kV |  |  | FALSE | #N/A | #N/A | #N/A | #N/A | #N/A | #N/A | #N/A | #N/A | #N/A | #N/A
TRUE | VIC | TTS | Thomastown 12 (AusNet) 66 kV | AusNet | Shoulder | Coincident_unreconciled | 2035 | POE50 | -9.9641 | NA | VIC Thomastown 12 (AusNet) 66 kV |  |  | FALSE | #N/A | #N/A | #N/A | #N/A | #N/A | #N/A | #N/A | #N/A | #N/A | #N/A
TRUE | VIC | TTS | Thomastown 12 (AusNet) 66 kV | AusNet | Shoulder | Coincident_unreconciled | 2035 | POE90 | -12.2347 | NA | VIC Thomastown 12 (AusNet) 66 kV |  |  | FALSE | #N/A | #N/A | #N/A | #N/A | #N/A | #N/A | #N/A | #N/A | #N/A | #N/A
TRUE | VIC | TTS | Thomastown 12 (AusNet) 66 kV | AusNet | Shoulder | Non-coincident | 2035 | POE50 | -17.4279 | NA | VIC Thomastown 12 (AusNet) 66 kV |  |  | FALSE | #N/A | #N/A | #N/A | #N/A | #N/A | #N/A | #N/A | #N/A | #N/A | #N/A
TRUE | VIC | TTS | Thomastown 12 (AusNet) 66 kV | AusNet | Shoulder | Non-coincident | 2035 | POE90 | -21.3994 | NA | VIC Thomastown 12 (AusNet) 66 kV |  |  | FALSE | #N/A | #N/A | #N/A | #N/A | #N/A | #N/A | #N/A | #N/A | #N/A | #N/A
TRUE | VIC | TTS | Thomastown 12 (AusNet) 66 kV | AusNet | Summer | Coincident | 2019 | ACTUAL_OPG | 22.9557 | 105.9338 | VIC Thomastown 12 (AusNet) 66 kV |  |  | FALSE | #N/A | #N/A | #N/A | #N/A | #N/A | #N/A | #N/A | #N/A | #N/A | #N/A
TRUE | VIC | TTS | Thomastown 12 (AusNet) 66 kV | AusNet | Summer | Coincident | 2019 | ACTUAL_RAW | 22.9557 | 105.9338 | VIC Thomastown 12 (AusNet) 66 kV |  |  | FALSE | #N/A | #N/A | #N/A | #N/A | #N/A | #N/A | #N/A | #N/A | #N/A | #N/A
TRUE | VIC | TTS | Thomastown 12 (AusNet) 66 kV | AusNet | Summer | Non-coincident | 2019 | ACTUAL_RAW | 22.19 | 108.997 | VIC Thomastown 12 (AusNet) 66 kV |  |  | FALSE | #N/A | #N/A | #N/A | #N/A | #N/A | #N/A | #N/A | #N/A | #N/A | #N/A
TRUE | VIC | TTS | Thomastown 12 (AusNet) 66 kV | AusNet | Summer | Non-coincident | 2019 | ACTUAL_OPG | 22.19 | 108.997 | VIC Thomastown 12 (AusNet) 66 kV |  |  | FALSE | #N/A | #N/A | #N/A | #N/A | #N/A | #N/A | #N/A | #N/A | #N/A | #N/A
TRUE | VIC | TTS | Thomastown 12 (AusNet) 66 kV | AusNet | Summer | Non-coincident | 2019 | ACTUAL_ADJUSTEDOPG | 22.19 | 108.997 | VIC Thomastown 12 (AusNet) 66 kV |  |  | FALSE | #N/A | #N/A | #N/A | #N/A | #N/A | #N/A | #N/A | #N/A | #N/A | #N/A
TRUE | VIC | TTS | Thomastown 12 (AusNet) 66 kV | AusNet | Summer | Coincident | 2020 | ACTUAL_OPG | 18.6052 | 109.5117 | VIC Thomastown 12 (AusNet) 66 kV |  |  | FALSE | #N/A | #N/A | #N/A | #N/A | #N/A | #N/A | #N/A | #N/A | #N/A | #N/A
TRUE | VIC | TTS | Thomastown 12 (AusNet) 66 kV | AusNet | Summer | Coincident | 2020 | ACTUAL_RAW | 18.6052 | 109.5117 | VIC Thomastown 12 (AusNet) 66 kV |  |  | FALSE | #N/A | #N/A | #N/A | #N/A | #N/A | #N/A | #N/A | #N/A | #N/A | #N/A
TRUE | VIC | TTS | Thomastown 12 (AusNet) 66 kV | AusNet | Summer | Non-coincident | 2020 | ACTUAL_RAW | 18.0927 | 109.5117 | VIC Thomastown 12 (AusNet) 66 kV |  |  | FALSE | #N/A | #N/A | #N/A | #N/A | #N/A | #N/A | #N/A | #N/A | #N/A | #N/A
TRUE | VIC | TTS | Thomastown 12 (AusNet) 66 kV | AusNet | Summer | Non-coincident | 2020 | ACTUAL_OPG | 18.0927 | 109.5117 | VIC Thomastown 12 (AusNet) 66 kV |  |  | FALSE | #N/A | #N/A | #N/A | #N/A | #N/A | #N/A | #N/A | #N/A | #N/A | #N/A
TRUE | VIC | TTS | Thomastown 12 (AusNet) 66 kV | AusNet | Summer | Non-coincident | 2020 | ACTUAL_ADJUSTEDOPG | 18.0927 | 109.5117 | VIC Thomastown 12 (AusNet) 66 kV |  |  | FALSE | #N/A | #N/A | #N/A | #N/A | #N/A | #N/A | #N/A | #N/A | #N/A | #N/A
TRUE | VIC | TTS | Thomastown 12 (AusNet) 66 kV | AusNet | Summer | Coincident | 2021 | ACTUAL_OPG | 11.7234 | 83.9295 | VIC Thomastown 12 (AusNet) 66 kV |  |  | FALSE | #N/A | #N/A | #N/A | #N/A | #N/A | #N/A | #N/A | #N/A | #N/A | #N/A
TRUE | VIC | TTS | Thomastown 12 (AusNet) 66 kV | AusNet | Summer | Coincident | 2021 | ACTUAL_RAW | 11.7234 | 83.9295 | VIC Thomastown 12 (AusNet) 66 kV |  |  | FALSE | #N/A | #N/A | #N/A | #N/A | #N/A | #N/A | #N/A | #N/A | #N/A | #N/A
TRUE | VIC | TTS | Thomastown 12 (AusNet) 66 kV | AusNet | Summer | Non-coincident | 2021 | ACTUAL_RAW | 10.3054 | 94.5093 | VIC Thomastown 12 (AusNet) 66 kV |  |  | FALSE | #N/A | #N/A | #N/A | #N/A | #N/A | #N/A | #N/A | #N/A | #N/A | #N/A
TRUE | VIC | TTS | Thomastown 12 (AusNet) 66 kV | AusNet | Summer | Non-coincident | 2021 | ACTUAL_OPG | 10.3054 | 94.5093 | VIC Thomastown 12 (AusNet) 66 kV |  |  | FALSE | #N/A | #N/A | #N/A | #N/A | #N/A | #N/A | #N/A | #N/A | #N/A | #N/A
TRUE | VIC | TTS | Thomastown 12 (AusNet) 66 kV | AusNet | Summer | Non-coincident | 2021 | ACTUAL_ADJUSTEDOPG | 10.3054 | 94.5093 | VIC Thomastown 12 (AusNet) 66 kV |  |  | FALSE | #N/A | #N/A | #N/A | #N/A | #N/A | #N/A | #N/A | #N/A | #N/A | #N/A
TRUE | VIC | TTS | Thomastown 12 (AusNet) 66 kV | AusNet | Summer | Coincident | 2022 | ACTUAL_OPG | 14.2988 | 90.0917 | VIC Thomastown 12 (AusNet) 66 kV |  |  | FALSE | #N/A | #N/A | #N/A | #N/A | #N/A | #N/A | #N/A | #N/A | #N/A | #N/A
TRUE | VIC | TTS | Thomastown 12 (AusNet) 66 kV | AusNet | Summer | Coincident | 2022 | ACTUAL_RAW | 14.2988 | 90.0917 | VIC Thomastown 12 (AusNet) 66 kV |  |  | FALSE | #N/A | #N/A | #N/A | #N/A | #N/A | #N/A | #N/A | #N/A | #N/A | #N/A
TRUE | VIC | TTS | Thomastown 12 (AusNet) 66 kV | AusNet | Summer | Non-coincident | 2022 | ACTUAL_RAW | 8.3137 | 98.1489 | VIC Thomastown 12 (AusNet) 66 kV |  |  | FALSE | #N/A | #N/A | #N/A | #N/A | #N/A | #N/A | #N/A | #N/A | #N/A | #N/A
TRUE | VIC | TTS | Thomastown 12 (AusNet) 66 kV | AusNet | Summer | Non-coincident | 2022 | ACTUAL_OPG | 8.3137 | 98.1489 | VIC Thomastown 12 (AusNet) 66 kV |  |  | FALSE | #N/A | #N/A | #N/A | #N/A | #N/A | #N/A | #N/A | #N/A | #N/A | #N/A
TRUE | VIC | TTS | Thomastown 12 (AusNet) 66 kV | AusNet | Summer | Non-coincident | 2022 | ACTUAL_ADJUSTEDOPG | 8.3137 | 98.1489 | VIC Thomastown 12 (AusNet) 66 kV |  |  | FALSE | #N/A | #N/A | #N/A | #N/A | #N/A | #N/A | #N/A | #N/A | #N/A | #N/A
TRUE | VIC | TTS | Thomastown 12 (AusNet) 66 kV | AusNet | Summer | Coincident | 2023 | ACTUAL_OPG | 12.6649 | 92.8817 | VIC Thomastown 12 (AusNet) 66 kV |  |  | FALSE | #N/A | #N/A | #N/A | #N/A | #N/A | #N/A | #N/A | #N/A | #N/A | #N/A
TRUE | VIC | TTS | Thomastown 12 (AusNet) 66 kV | AusNet | Summer | Coincident | 2023 | ACTUAL_RAW | 12.6649 | 92.8817 | VIC Thomastown 12 (AusNet) 66 kV |  |  | FALSE | #N/A | #N/A | #N/A | #N/A | #N/A | #N/A | #N/A | #N/A | #N/A | #N/A
TRUE | VIC | TTS | Thomastown 12 (AusNet) 66 kV | AusNet | Summer | Non-coincident | 2023 | ACTUAL_RAW | 12.2604 | 98.1145 | VIC Thomastown 12 (AusNet) 66 kV |  |  | FALSE | #N/A | #N/A | #N/A | #N/A | #N/A | #N/A | #N/A | #N/A | #N/A | #N/A
TRUE | VIC | TTS | Thomastown 12 (AusNet) 66 kV | AusNet | Summer | Non-coincident | 2023 | ACTUAL_OPG | 12.2604 | 98.1145 | VIC Thomastown 12 (AusNet) 66 kV |  |  | FALSE | #N/A | #N/A | #N/A | #N/A | #N/A | #N/A | #N/A | #N/A | #N/A | #N/A
TRUE | VIC | TTS | Thomastown 12 (AusNet) 66 kV | AusNet | Summer | Non-coincident | 2023 | ACTUAL_ADJUSTEDOPG | 12.2604 | 98.1145 | VIC Thomastown 12 (AusNet) 66 kV |  |  | FALSE | #N/A | #N/A | #N/A | #N/A | #N/A | #N/A | #N/A | #N/A | #N/A | #N/A
TRUE | VIC | TTS | Thomastown 12 (AusNet) 66 kV | AusNet | Summer | Coincident | 2024 | ACTUAL_OPG | 5.4175 | 105.4853 | VIC Thomastown 12 (AusNet) 66 kV |  |  | FALSE | #N/A | #N/A | #N/A | #N/A | #N/A | #N/A | #N/A | #N/A | #N/A | #N/A
TRUE | VIC | TTS | Thomastown 12 (AusNet) 66 kV | AusNet | Summer | Coincident | 2024 | ACTUAL_RAW | 5.4175 | 105.4853 | VIC Thomastown 12 (AusNet) 66 kV |  |  | FALSE | #N/A | #N/A | #N/A | #N/A | #N/A | #N/A | #N/A | #N/A | #N/A | #N/A
TRUE | VIC | TTS | Thomastown 12 (AusNet) 66 kV | AusNet | Summer | Non-coincident | 2024 | ACTUAL_RAW | 2.258 | 105.4853 | VIC Thomastown 12 (AusNet) 66 kV |  |  | FALSE | #N/A | #N/A | #N/A | #N/A | #N/A | #N/A | #N/A | #N/A | #N/A | #N/A
TRUE | VIC | TTS | Thomastown 12 (AusNet) 66 kV | AusNet | Summer | Non-coincident | 2024 | ACTUAL_OPG | 2.258 | 105.4853 | VIC Thomastown 12 (AusNet) 66 kV |  |  | FALSE | #N/A | #N/A | #N/A | #N/A | #N/A | #N/A | #N/A | #N/A | #N/A | #N/A
TRUE | VIC | TTS | Thomastown 12 (AusNet) 66 kV | AusNet | Summer | Non-coincident | 2024 | ACTUAL_ADJUSTEDOPG | 2.258 | 105.4853 | VIC Thomastown 12 (AusNet) 66 kV |  |  | FALSE | #N/A | #N/A | #N/A | #N/A | #N/A | #N/A | #N/A | #N/A | #N/A | #N/A
TRUE | VIC | TTS | Thomastown 12 (AusNet) 66 kV | AusNet | Summer | Coincident | 2025 | ACTUAL_OPG | 1.9547 | 98.8178 | VIC Thomastown 12 (AusNet) 66 kV |  |  | FALSE | #N/A | #N/A | #N/A | #N/A | #N/A | #N/A | #N/A | #N/A | #N/A | #N/A
TRUE | VIC | TTS | Thomastown 12 (AusNet) 66 kV | AusNet | Summer | Coincident | 2025 | ACTUAL_RAW | 1.9547 | 98.8178 | VIC Thomastown 12 (AusNet) 66 kV |  |  | FALSE | #N/A | #N/A | #N/A | #N/A | #N/A | #N/A | #N/A | #N/A | #N/A | #N/A
TRUE | VIC | TTS | Thomastown 12 (AusNet) 66 kV | AusNet | Summer | Non-coincident | 2025 | ACTUAL_RAW | 1.9547 | 98.8178 | VIC Thomastown 12 (AusNet) 66 kV |  |  | FALSE | #N/A | #N/A | #N/A | #N/A | #N/A | #N/A | #N/A | #N/A | #N/A | #N/A
TRUE | VIC | TTS | Thomastown 12 (AusNet) 66 kV | AusNet | Summer | Non-coincident | 2025 | ACTUAL_OPG | 1.9547 | 98.8178 | VIC Thomastown 12 (AusNet) 66 kV |  |  | FALSE | #N/A | #N/A | #N/A | #N/A | #N/A | #N/A | #N/A | #N/A | #N/A | #N/A
TRUE | VIC | TTS | Thomastown 12 (AusNet) 66 kV | AusNet | Summer | Non-coincident | 2025 | ACTUAL_ADJUSTEDOPG | 1.9547 | 98.8178 | VIC Thomastown 12 (AusNet) 66 kV |  |  | FALSE | #N/A | #N/A | #N/A | #N/A | #N/A | #N/A | #N/A | #N/A | #N/A | #N/A
TRUE | VIC | TTS | Thomastown 12 (AusNet) 66 kV | AusNet | Summer | Non-coincident | 2025 | BASEYEARPOE90 | -3.9346 | NA | VIC Thomastown 12 (AusNet) 66 kV |  |  | FALSE | #N/A | #N/A | #N/A | #N/A | #N/A | #N/A | #N/A | #N/A | #N/A | #N/A
TRUE | VIC | TTS | Thomastown 12 (AusNet) 66 kV | AusNet | Summer | Non-coincident | 2025 | BASEYEARPOE50 | -1.5329 | 103.9024 | VIC Thomastown 12 (AusNet) 66 kV |  |  | FALSE | #N/A | #N/A | #N/A | #N/A | #N/A | #N/A | #N/A | #N/A | #N/A | #N/A
TRUE | VIC | TTS | Thomastown 12 (AusNet) 66 kV | AusNet | Summer | Coincident_unreconciled | 2026 | POE50 | -4.6958 | NA | VIC Thomastown 12 (AusNet) 66 kV |  |  | FALSE | #N/A | #N/A | #N/A | #N/A | #N/A | #N/A | #N/A | #N/A | #N/A | #N/A
TRUE | VIC | TTS | Thomastown 12 (AusNet) 66 kV | AusNet | Summer | Coincident_unreconciled | 2026 | POE90 | -6.5329 | NA | VIC Thomastown 12 (AusNet) 66 kV |  |  | FALSE | #N/A | #N/A | #N/A | #N/A | #N/A | #N/A | #N/A | #N/A | #N/A | #N/A
TRUE | VIC | TTS | Thomastown 12 (AusNet) 66 kV | AusNet | Summer | Non-coincident | 2026 | POE50 | -4.7872 | 102.6257 | VIC Thomastown 12 (AusNet) 66 kV |  |  | FALSE | #N/A | #N/A | #N/A | #N/A | #N/A | #N/A | #N/A | #N/A | #N/A | #N/A
TRUE | VIC | TTS | Thomastown 12 (AusNet) 66 kV | AusNet | Summer | Non-coincident | 2026 | POE90 | -6.6601 | NA | VIC Thomastown 12 (AusNet) 66 kV |  |  | FALSE | #N/A | #N/A | #N/A | #N/A | #N/A | #N/A | #N/A | #N/A | #N/A | #N/A
TRUE | VIC | TTS | Thomastown 12 (AusNet) 66 kV | AusNet | Summer | Coincident_unreconciled | 2027 | POE50 | -7.575 | NA | VIC Thomastown 12 (AusNet) 66 kV |  |  | FALSE | #N/A | #N/A | #N/A | #N/A | #N/A | #N/A | #N/A | #N/A | #N/A | #N/A
TRUE | VIC | TTS | Thomastown 12 (AusNet) 66 kV | AusNet | Summer | Coincident_unreconciled | 2027 | POE90 | -9.4239 | NA | VIC Thomastown 12 (AusNet) 66 kV |  |  | FALSE | #N/A | #N/A | #N/A | #N/A | #N/A | #N/A | #N/A | #N/A | #N/A | #N/A
TRUE | VIC | TTS | Thomastown 12 (AusNet) 66 kV | AusNet | Summer | Non-coincident | 2027 | POE50 | -7.7225 | 102.6178 | VIC Thomastown 12 (AusNet) 66 kV |  |  | FALSE | #N/A | #N/A | #N/A | #N/A | #N/A | #N/A | #N/A | #N/A | #N/A | #N/A
TRUE | VIC | TTS | Thomastown 12 (AusNet) 66 kV | AusNet | Summer | Non-coincident | 2027 | POE90 | -9.6073 | NA | VIC Thomastown 12 (AusNet) 66 kV |  |  | FALSE | #N/A | #N/A | #N/A | #N/A | #N/A | #N/A | #N/A | #N/A | #N/A | #N/A
TRUE | VIC | TTS | Thomastown 12 (AusNet) 66 kV | AusNet | Summer | Coincident_unreconciled | 2028 | POE50 | -9.7662 | NA | VIC Thomastown 12 (AusNet) 66 kV |  |  | FALSE | #N/A | #N/A | #N/A | #N/A | #N/A | #N/A | #N/A | #N/A | #N/A | #N/A
TRUE | VIC | TTS | Thomastown 12 (AusNet) 66 kV | AusNet | Summer | Coincident_unreconciled | 2028 | POE90 | -11.6272 | NA | VIC Thomastown 12 (AusNet) 66 kV |  |  | FALSE | #N/A | #N/A | #N/A | #N/A | #N/A | #N/A | #N/A | #N/A | #N/A | #N/A
TRUE | VIC | TTS | Thomastown 12 (AusNet) 66 kV | AusNet | Summer | Non-coincident | 2028 | POE50 | -9.9564 | 103.2883 | VIC Thomastown 12 (AusNet) 66 kV |  |  | FALSE | #N/A | #N/A | #N/A | #N/A | #N/A | #N/A | #N/A | #N/A | #N/A | #N/A
TRUE | VIC | TTS | Thomastown 12 (AusNet) 66 kV | AusNet | Summer | Non-coincident | 2028 | POE90 | -11.8535 | NA | VIC Thomastown 12 (AusNet) 66 kV |  |  | FALSE | #N/A | #N/A | #N/A | #N/A | #N/A | #N/A | #N/A | #N/A | #N/A | #N/A
TRUE | VIC | TTS | Thomastown 12 (AusNet) 66 kV | AusNet | Summer | Coincident_unreconciled | 2029 | POE50 | -12.0519 | NA | VIC Thomastown 12 (AusNet) 66 kV |  |  | FALSE | #N/A | #N/A | #N/A | #N/A | #N/A | #N/A | #N/A | #N/A | #N/A | #N/A
TRUE | VIC | TTS | Thomastown 12 (AusNet) 66 kV | AusNet | Summer | Coincident_unreconciled | 2029 | POE90 | -13.9249 | NA | VIC Thomastown 12 (AusNet) 66 kV |  |  | FALSE | #N/A | #N/A | #N/A | #N/A | #N/A | #N/A | #N/A | #N/A | #N/A | #N/A
TRUE | VIC | TTS | Thomastown 12 (AusNet) 66 kV | AusNet | Summer | Non-coincident | 2029 | POE50 | -12.2865 | 104.0053 | VIC Thomastown 12 (AusNet) 66 kV |  |  | FALSE | #N/A | #N/A | #N/A | #N/A | #N/A | #N/A | #N/A | #N/A | #N/A | #N/A
TRUE | VIC | TTS | Thomastown 12 (AusNet) 66 kV | AusNet | Summer | Non-coincident | 2029 | POE90 | -14.196 | NA | VIC Thomastown 12 (AusNet) 66 kV |  |  | FALSE | #N/A | #N/A | #N/A | #N/A | #N/A | #N/A | #N/A | #N/A | #N/A | #N/A
TRUE | VIC | TTS | Thomastown 12 (AusNet) 66 kV | AusNet | Summer | Coincident_unreconciled | 2030 | POE50 | -14.2928 | NA | VIC Thomastown 12 (AusNet) 66 kV |  |  | FALSE | #N/A | #N/A | #N/A | #N/A | #N/A | #N/A | #N/A | #N/A | #N/A | #N/A
TRUE | VIC | TTS | Thomastown 12 (AusNet) 66 kV | AusNet | Summer | Coincident_unreconciled | 2030 | POE90 | -16.1779 | NA | VIC Thomastown 12 (AusNet) 66 kV |  |  | FALSE | #N/A | #N/A | #N/A | #N/A | #N/A | #N/A | #N/A | #N/A | #N/A | #N/A
TRUE | VIC | TTS | Thomastown 12 (AusNet) 66 kV | AusNet | Summer | Non-coincident | 2030 | POE50 | -14.571 | 104.7944 | VIC Thomastown 12 (AusNet) 66 kV |  |  | FALSE | #N/A | #N/A | #N/A | #N/A | #N/A | #N/A | #N/A | #N/A | #N/A | #N/A
TRUE | VIC | TTS | Thomastown 12 (AusNet) 66 kV | AusNet | Summer | Non-coincident | 2030 | POE90 | -16.4929 | NA | VIC Thomastown 12 (AusNet) 66 kV |  |  | FALSE | #N/A | #N/A | #N/A | #N/A | #N/A | #N/A | #N/A | #N/A | #N/A | #N/A
TRUE | VIC | TTS | Thomastown 12 (AusNet) 66 kV | AusNet | Summer | Coincident_unreconciled | 2031 | POE50 | -16.66 | NA | VIC Thomastown 12 (AusNet) 66 kV |  |  | FALSE | #N/A | #N/A | #N/A | #N/A | #N/A | #N/A | #N/A | #N/A | #N/A | #N/A
TRUE | VIC | TTS | Thomastown 12 (AusNet) 66 kV | AusNet | Summer | Coincident_unreconciled | 2031 | POE90 | -18.5573 | NA | VIC Thomastown 12 (AusNet) 66 kV |  |  | FALSE | #N/A | #N/A | #N/A | #N/A | #N/A | #N/A | #N/A | #N/A | #N/A | #N/A
TRUE | VIC | TTS | Thomastown 12 (AusNet) 66 kV | AusNet | Summer | Non-coincident | 2031 | POE50 | -16.9843 | 105.5839 | VIC Thomastown 12 (AusNet) 66 kV |  |  | FALSE | #N/A | #N/A | #N/A | #N/A | #N/A | #N/A | #N/A | #N/A | #N/A | #N/A
TRUE | VIC | TTS | Thomastown 12 (AusNet) 66 kV | AusNet | Summer | Non-coincident | 2031 | POE90 | -18.9185 | NA | VIC Thomastown 12 (AusNet) 66 kV |  |  | FALSE | #N/A | #N/A | #N/A | #N/A | #N/A | #N/A | #N/A | #N/A | #N/A | #N/A
TRUE | VIC | TTS | Thomastown 12 (AusNet) 66 kV | AusNet | Summer | Coincident_unreconciled | 2032 | POE50 | -18.3047 | NA | VIC Thomastown 12 (AusNet) 66 kV |  |  | FALSE | #N/A | #N/A | #N/A | #N/A | #N/A | #N/A | #N/A | #N/A | #N/A | #N/A
TRUE | VIC | TTS | Thomastown 12 (AusNet) 66 kV | AusNet | Summer | Coincident_unreconciled | 2032 | POE90 | -20.2141 | NA | VIC Thomastown 12 (AusNet) 66 kV |  |  | FALSE | #N/A | #N/A | #N/A | #N/A | #N/A | #N/A | #N/A | #N/A | #N/A | #N/A
TRUE | VIC | TTS | Thomastown 12 (AusNet) 66 kV | AusNet | Summer | Non-coincident | 2032 | POE50 | -18.661 | 106.4972 | VIC Thomastown 12 (AusNet) 66 kV |  |  | FALSE | #N/A | #N/A | #N/A | #N/A | #N/A | #N/A | #N/A | #N/A | #N/A | #N/A
TRUE | VIC | TTS | Thomastown 12 (AusNet) 66 kV | AusNet | Summer | Non-coincident | 2032 | POE90 | -20.6076 | NA | VIC Thomastown 12 (AusNet) 66 kV |  |  | FALSE | #N/A | #N/A | #N/A | #N/A | #N/A | #N/A | #N/A | #N/A | #N/A | #N/A
TRUE | VIC | TTS | Thomastown 12 (AusNet) 66 kV | AusNet | Summer | Coincident_unreconciled | 2033 | POE50 | -19.4018 | NA | VIC Thomastown 12 (AusNet) 66 kV |  |  | FALSE | #N/A | #N/A | #N/A | #N/A | #N/A | #N/A | #N/A | #N/A | #N/A | #N/A
TRUE | VIC | TTS | Thomastown 12 (AusNet) 66 kV | AusNet | Summer | Coincident_unreconciled | 2033 | POE90 | -21.3237 | NA | VIC Thomastown 12 (AusNet) 66 kV |  |  | FALSE | #N/A | #N/A | #N/A | #N/A | #N/A | #N/A | #N/A | #N/A | #N/A | #N/A
TRUE | VIC | TTS | Thomastown 12 (AusNet) 66 kV | AusNet | Summer | Non-coincident | 2033 | POE50 | -19.7795 | 107.4921 | VIC Thomastown 12 (AusNet) 66 kV |  |  | FALSE | #N/A | #N/A | #N/A | #N/A | #N/A | #N/A | #N/A | #N/A | #N/A | #N/A
TRUE | VIC | TTS | Thomastown 12 (AusNet) 66 kV | AusNet | Summer | Non-coincident | 2033 | POE90 | -21.7387 | NA | VIC Thomastown 12 (AusNet) 66 kV |  |  | FALSE | #N/A | #N/A | #N/A | #N/A | #N/A | #N/A | #N/A | #N/A | #N/A | #N/A
TRUE | VIC | TTS | Thomastown 12 (AusNet) 66 kV | AusNet | Summer | Coincident_unreconciled | 2034 | POE50 | -20.4639 | NA | VIC Thomastown 12 (AusNet) 66 kV |  |  | FALSE | #N/A | #N/A | #N/A | #N/A | #N/A | #N/A | #N/A | #N/A | #N/A | #N/A
TRUE | VIC | TTS | Thomastown 12 (AusNet) 66 kV | AusNet | Summer | Coincident_unreconciled | 2034 | POE90 | -22.3981 | NA | VIC Thomastown 12 (AusNet) 66 kV |  |  | FALSE | #N/A | #N/A | #N/A | #N/A | #N/A | #N/A | #N/A | #N/A | #N/A | #N/A
TRUE | VIC | TTS | Thomastown 12 (AusNet) 66 kV | AusNet | Summer | Non-coincident | 2034 | POE50 | -20.8623 | 108.4949 | VIC Thomastown 12 (AusNet) 66 kV |  |  | FALSE | #N/A | #N/A | #N/A | #N/A | #N/A | #N/A | #N/A | #N/A | #N/A | #N/A
TRUE | VIC | TTS | Thomastown 12 (AusNet) 66 kV | AusNet | Summer | Non-coincident | 2034 | POE90 | -22.8341 | NA | VIC Thomastown 12 (AusNet) 66 kV |  |  | FALSE | #N/A | #N/A | #N/A | #N/A | #N/A | #N/A | #N/A | #N/A | #N/A | #N/A
TRUE | VIC | TTS | Thomastown 12 (AusNet) 66 kV | AusNet | Summer | Coincident_unreconciled | 2035 | POE50 | -21.7314 | NA | VIC Thomastown 12 (AusNet) 66 kV |  |  | FALSE | #N/A | #N/A | #N/A | #N/A | #N/A | #N/A | #N/A | #N/A | #N/A | #N/A
TRUE | VIC | TTS | Thomastown 12 (AusNet) 66 kV | AusNet | Summer | Coincident_unreconciled | 2035 | POE90 | -23.6779 | NA | VIC Thomastown 12 (AusNet) 66 kV |  |  | FALSE | #N/A | #N/A | #N/A | #N/A | #N/A | #N/A | #N/A | #N/A | #N/A | #N/A
TRUE | VIC | TTS | Thomastown 12 (AusNet) 66 kV | AusNet | Summer | Non-coincident | 2035 | POE50 | -22.1544 | 109.4774 | VIC Thomastown 12 (AusNet) 66 kV |  |  | FALSE | #N/A | #N/A | #N/A | #N/A | #N/A | #N/A | #N/A | #N/A | #N/A | #N/A
TRUE | VIC | TTS | Thomastown 12 (AusNet) 66 kV | AusNet | Summer | Non-coincident | 2035 | POE90 | -24.1388 | NA | VIC Thomastown 12 (AusNet) 66 kV |  |  | FALSE | #N/A | #N/A | #N/A | #N/A | #N/A | #N/A | #N/A | #N/A | #N/A | #N/A
TRUE | VIC | TTS | Thomastown 12 (AusNet) 66 kV | AusNet | Summer | Non-coincident | 2025 | BASEYEARPOE10 | NA | 116.4556 | VIC Thomastown 12 (AusNet) 66 kV |  |  | FALSE | #N/A | #N/A | #N/A | #N/A | #N/A | #N/A | #N/A | #N/A | #N/A | #N/A
TRUE | VIC | TTS | Thomastown 12 (AusNet) 66 kV | AusNet | Summer | Coincident | 2026 | POE10 | NA | 105.9521 | VIC Thomastown 12 (AusNet) 66 kV |  |  | FALSE | #N/A | #N/A | #N/A | #N/A | #N/A | #N/A | #N/A | #N/A | #N/A | #N/A
TRUE | VIC | TTS | Thomastown 12 (AusNet) 66 kV | AusNet | Summer | Coincident | 2026 | POE50 | NA | 96.2046 | VIC Thomastown 12 (AusNet) 66 kV |  |  | FALSE | #N/A | #N/A | #N/A | #N/A | #N/A | #N/A | #N/A | #N/A | #N/A | #N/A
TRUE | VIC | TTS | Thomastown 12 (AusNet) 66 kV | AusNet | Summer | Non-coincident | 2026 | POE10 | NA | 116.4997 | VIC Thomastown 12 (AusNet) 66 kV |  |  | FALSE | #N/A | #N/A | #N/A | #N/A | #N/A | #N/A | #N/A | #N/A | #N/A | #N/A
TRUE | VIC | TTS | Thomastown 12 (AusNet) 66 kV | AusNet | Summer | Coincident | 2027 | POE10 | NA | 103.2336 | VIC Thomastown 12 (AusNet) 66 kV |  |  | FALSE | #N/A | #N/A | #N/A | #N/A | #N/A | #N/A | #N/A | #N/A | #N/A | #N/A
TRUE | VIC | TTS | Thomastown 12 (AusNet) 66 kV | AusNet | Summer | Coincident | 2027 | POE50 | NA | 93.0305 | VIC Thomastown 12 (AusNet) 66 kV |  |  | FALSE | #N/A | #N/A | #N/A | #N/A | #N/A | #N/A | #N/A | #N/A | #N/A | #N/A
TRUE | VIC | TTS | Thomastown 12 (AusNet) 66 kV | AusNet | Summer | Non-coincident | 2027 | POE10 | NA | 116.5804 | VIC Thomastown 12 (AusNet) 66 kV |  |  | FALSE | #N/A | #N/A | #N/A | #N/A | #N/A | #N/A | #N/A | #N/A | #N/A | #N/A
TRUE | VIC | TTS | Thomastown 12 (AusNet) 66 kV | AusNet | Summer | Coincident | 2028 | POE10 | NA | 101.414 | VIC Thomastown 12 (AusNet) 66 kV |  |  | FALSE | #N/A | #N/A | #N/A | #N/A | #N/A | #N/A | #N/A | #N/A | #N/A | #N/A
TRUE | VIC | TTS | Thomastown 12 (AusNet) 66 kV | AusNet | Summer | Coincident | 2028 | POE50 | NA | 90.7074 | VIC Thomastown 12 (AusNet) 66 kV |  |  | FALSE | #N/A | #N/A | #N/A | #N/A | #N/A | #N/A | #N/A | #N/A | #N/A | #N/A
TRUE | VIC | TTS | Thomastown 12 (AusNet) 66 kV | AusNet | Summer | Non-coincident | 2028 | POE10 | NA | 117.3422 | VIC Thomastown 12 (AusNet) 66 kV |  |  | FALSE | #N/A | #N/A | #N/A | #N/A | #N/A | #N/A | #N/A | #N/A | #N/A | #N/A
TRUE | VIC | TTS | Thomastown 12 (AusNet) 66 kV | AusNet | Summer | Coincident | 2029 | POE10 | NA | 100.2906 | VIC Thomastown 12 (AusNet) 66 kV |  |  | FALSE | #N/A | #N/A | #N/A | #N/A | #N/A | #N/A | #N/A | #N/A | #N/A | #N/A
TRUE | VIC | TTS | Thomastown 12 (AusNet) 66 kV | AusNet | Summer | Coincident | 2029 | POE50 | NA | 89.7637 | VIC Thomastown 12 (AusNet) 66 kV |  |  | FALSE | #N/A | #N/A | #N/A | #N/A | #N/A | #N/A | #N/A | #N/A | #N/A | #N/A
TRUE | VIC | TTS | Thomastown 12 (AusNet) 66 kV | AusNet | Summer | Non-coincident | 2029 | POE10 | NA | 118.1505 | VIC Thomastown 12 (AusNet) 66 kV |  |  | FALSE | #N/A | #N/A | #N/A | #N/A | #N/A | #N/A | #N/A | #N/A | #N/A | #N/A
TRUE | VIC | TTS | Thomastown 12 (AusNet) 66 kV | AusNet | Summer | Coincident | 2030 | POE10 | NA | 99.5518 | VIC Thomastown 12 (AusNet) 66 kV |  |  | FALSE | #N/A | #N/A | #N/A | #N/A | #N/A | #N/A | #N/A | #N/A | #N/A | #N/A
TRUE | VIC | TTS | Thomastown 12 (AusNet) 66 kV | AusNet | Summer | Coincident | 2030 | POE50 | NA | 88.8371 | VIC Thomastown 12 (AusNet) 66 kV |  |  | FALSE | #N/A | #N/A | #N/A | #N/A | #N/A | #N/A | #N/A | #N/A | #N/A | #N/A
TRUE | VIC | TTS | Thomastown 12 (AusNet) 66 kV | AusNet | Summer | Non-coincident | 2030 | POE10 | NA | 119.0309 | VIC Thomastown 12 (AusNet) 66 kV |  |  | FALSE | #N/A | #N/A | #N/A | #N/A | #N/A | #N/A | #N/A | #N/A | #N/A | #N/A
TRUE | VIC | TTS | Thomastown 12 (AusNet) 66 kV | AusNet | Summer | Coincident | 2031 | POE10 | NA | 97.7445 | VIC Thomastown 12 (AusNet) 66 kV |  |  | FALSE | #N/A | #N/A | #N/A | #N/A | #N/A | #N/A | #N/A | #N/A | #N/A | #N/A
TRUE | VIC | TTS | Thomastown 12 (AusNet) 66 kV | AusNet | Summer | Coincident | 2031 | POE50 | NA | 87.6585 | VIC Thomastown 12 (AusNet) 66 kV |  |  | FALSE | #N/A | #N/A | #N/A | #N/A | #N/A | #N/A | #N/A | #N/A | #N/A | #N/A
TRUE | VIC | TTS | Thomastown 12 (AusNet) 66 kV | AusNet | Summer | Non-coincident | 2031 | POE10 | NA | 119.9117 | VIC Thomastown 12 (AusNet) 66 kV |  |  | FALSE | #N/A | #N/A | #N/A | #N/A | #N/A | #N/A | #N/A | #N/A | #N/A | #N/A
TRUE | VIC | TTS | Thomastown 12 (AusNet) 66 kV | AusNet | Summer | Coincident | 2032 | POE10 | NA | 95.6204 | VIC Thomastown 12 (AusNet) 66 kV |  |  | FALSE | #N/A | #N/A | #N/A | #N/A | #N/A | #N/A | #N/A | #N/A | #N/A | #N/A
TRUE | VIC | TTS | Thomastown 12 (AusNet) 66 kV | AusNet | Summer | Coincident | 2032 | POE50 | NA | 85.6014 | VIC Thomastown 12 (AusNet) 66 kV |  |  | FALSE | #N/A | #N/A | #N/A | #N/A | #N/A | #N/A | #N/A | #N/A | #N/A | #N/A
TRUE | VIC | TTS | Thomastown 12 (AusNet) 66 kV | AusNet | Summer | Non-coincident | 2032 | POE10 | NA | 120.9174 | VIC Thomastown 12 (AusNet) 66 kV |  |  | FALSE | #N/A | #N/A | #N/A | #N/A | #N/A | #N/A | #N/A | #N/A | #N/A | #N/A
TRUE | VIC | TTS | Thomastown 12 (AusNet) 66 kV | AusNet | Summer | Coincident | 2033 | POE10 | NA | 94.2212 | VIC Thomastown 12 (AusNet) 66 kV |  |  | FALSE | #N/A | #N/A | #N/A | #N/A | #N/A | #N/A | #N/A | #N/A | #N/A | #N/A
TRUE | VIC | TTS | Thomastown 12 (AusNet) 66 kV | AusNet | Summer | Coincident | 2033 | POE50 | NA | 83.5881 | VIC Thomastown 12 (AusNet) 66 kV |  |  | FALSE | #N/A | #N/A | #N/A | #N/A | #N/A | #N/A | #N/A | #N/A | #N/A | #N/A
TRUE | VIC | TTS | Thomastown 12 (AusNet) 66 kV | AusNet | Summer | Non-coincident | 2033 | POE10 | NA | 122.0055 | VIC Thomastown 12 (AusNet) 66 kV |  |  | FALSE | #N/A | #N/A | #N/A | #N/A | #N/A | #N/A | #N/A | #N/A | #N/A | #N/A
TRUE | VIC | TTS | Thomastown 12 (AusNet) 66 kV | AusNet | Summer | Coincident | 2034 | POE10 | NA | 94.0807 | VIC Thomastown 12 (AusNet) 66 kV |  |  | FALSE | #N/A | #N/A | #N/A | #N/A | #N/A | #N/A | #N/A | #N/A | #N/A | #N/A
TRUE | VIC | TTS | Thomastown 12 (AusNet) 66 kV | AusNet | Summer | Coincident | 2034 | POE50 | NA | 83.5736 | VIC Thomastown 12 (AusNet) 66 kV |  |  | FALSE | #N/A | #N/A | #N/A | #N/A | #N/A | #N/A | #N/A | #N/A | #N/A | #N/A
TRUE | VIC | TTS | Thomastown 12 (AusNet) 66 kV | AusNet | Summer | Non-coincident | 2034 | POE10 | NA | 123.1015 | VIC Thomastown 12 (AusNet) 66 kV |  |  | FALSE | #N/A | #N/A | #N/A | #N/A | #N/A | #N/A | #N/A | #N/A | #N/A | #N/A
TRUE | VIC | TTS | Thomastown 12 (AusNet) 66 kV | AusNet | Summer | Coincident | 2035 | POE10 | NA | 94.3188 | VIC Thomastown 12 (AusNet) 66 kV |  |  | FALSE | #N/A | #N/A | #N/A | #N/A | #N/A | #N/A | #N/A | #N/A | #N/A | #N/A
TRUE | VIC | TTS | Thomastown 12 (AusNet) 66 kV | AusNet | Summer | Coincident | 2035 | POE50 | NA | 83.8194 | VIC Thomastown 12 (AusNet) 66 kV |  |  | FALSE | #N/A | #N/A | #N/A | #N/A | #N/A | #N/A | #N/A | #N/A | #N/A | #N/A
TRUE | VIC | TTS | Thomastown 12 (AusNet) 66 kV | AusNet | Summer | Non-coincident | 2035 | POE10 | NA | 124.1772 | VIC Thomastown 12 (AusNet) 66 kV |  |  | FALSE | #N/A | #N/A | #N/A | #N/A | #N/A | #N/A | #N/A | #N/A | #N/A | #N/A
TRUE | VIC | TTS | Thomastown 12 (AusNet) 66 kV | AusNet | Winter | Coincident | 2018 | ACTUAL_OPG | NA | 73.5362 | VIC Thomastown 12 (AusNet) 66 kV |  |  | FALSE | #N/A | #N/A | #N/A | #N/A | #N/A | #N/A | #N/A | #N/A | #N/A | #N/A
TRUE | VIC | TTS | Thomastown 12 (AusNet) 66 kV | AusNet | Winter | Coincident | 2018 | ACTUAL_RAW | NA | 73.5362 | VIC Thomastown 12 (AusNet) 66 kV |  |  | FALSE | #N/A | #N/A | #N/A | #N/A | #N/A | #N/A | #N/A | #N/A | #N/A | #N/A
TRUE | VIC | TTS | Thomastown 12 (AusNet) 66 kV | AusNet | Winter | Non-coincident | 2018 | ACTUAL_RAW | NA | 76.4932 | VIC Thomastown 12 (AusNet) 66 kV |  |  | FALSE | #N/A | #N/A | #N/A | #N/A | #N/A | #N/A | #N/A | #N/A | #N/A | #N/A
TRUE | VIC | TTS | Thomastown 12 (AusNet) 66 kV | AusNet | Winter | Non-coincident | 2018 | ACTUAL_OPG | NA | 76.4932 | VIC Thomastown 12 (AusNet) 66 kV |  |  | FALSE | #N/A | #N/A | #N/A | #N/A | #N/A | #N/A | #N/A | #N/A | #N/A | #N/A
TRUE | VIC | TTS | Thomastown 12 (AusNet) 66 kV | AusNet | Winter | Non-coincident | 2018 | ACTUAL_ADJUSTEDOPG | NA | 76.4932 | VIC Thomastown 12 (AusNet) 66 kV |  |  | FALSE | #N/A | #N/A | #N/A | #N/A | #N/A | #N/A | #N/A | #N/A | #N/A | #N/A
TRUE | VIC | TTS | Thomastown 12 (AusNet) 66 kV | AusNet | Winter | Coincident | 2019 | ACTUAL_OPG | NA | 72.2349 | VIC Thomastown 12 (AusNet) 66 kV |  |  | FALSE | #N/A | #N/A | #N/A | #N/A | #N/A | #N/A | #N/A | #N/A | #N/A | #N/A
TRUE | VIC | TTS | Thomastown 12 (AusNet) 66 kV | AusNet | Winter | Coincident | 2019 | ACTUAL_RAW | NA | 72.2349 | VIC Thomastown 12 (AusNet) 66 kV |  |  | FALSE | #N/A | #N/A | #N/A | #N/A | #N/A | #N/A | #N/A | #N/A | #N/A | #N/A
TRUE | VIC | TTS | Thomastown 12 (AusNet) 66 kV | AusNet | Winter | Non-coincident | 2019 | ACTUAL_RAW | NA | 78.0232 | VIC Thomastown 12 (AusNet) 66 kV |  |  | FALSE | #N/A | #N/A | #N/A | #N/A | #N/A | #N/A | #N/A | #N/A | #N/A | #N/A
TRUE | VIC | TTS | Thomastown 12 (AusNet) 66 kV | AusNet | Winter | Non-coincident | 2019 | ACTUAL_OPG | NA | 78.0232 | VIC Thomastown 12 (AusNet) 66 kV |  |  | FALSE | #N/A | #N/A | #N/A | #N/A | #N/A | #N/A | #N/A | #N/A | #N/A | #N/A
TRUE | VIC | TTS | Thomastown 12 (AusNet) 66 kV | AusNet | Winter | Non-coincident | 2019 | ACTUAL_ADJUSTEDOPG | NA | 78.0232 | VIC Thomastown 12 (AusNet) 66 kV |  |  | FALSE | #N/A | #N/A | #N/A | #N/A | #N/A | #N/A | #N/A | #N/A | #N/A | #N/A
TRUE | VIC | TTS | Thomastown 12 (AusNet) 66 kV | AusNet | Winter | Coincident | 2020 | ACTUAL_OPG | NA | 73.495 | VIC Thomastown 12 (AusNet) 66 kV |  |  | FALSE | #N/A | #N/A | #N/A | #N/A | #N/A | #N/A | #N/A | #N/A | #N/A | #N/A
TRUE | VIC | TTS | Thomastown 12 (AusNet) 66 kV | AusNet | Winter | Coincident | 2020 | ACTUAL_RAW | NA | 73.495 | VIC Thomastown 12 (AusNet) 66 kV |  |  | FALSE | #N/A | #N/A | #N/A | #N/A | #N/A | #N/A | #N/A | #N/A | #N/A | #N/A
TRUE | VIC | TTS | Thomastown 12 (AusNet) 66 kV | AusNet | Winter | Non-coincident | 2020 | ACTUAL_RAW | NA | 80.3596 | VIC Thomastown 12 (AusNet) 66 kV |  |  | FALSE | #N/A | #N/A | #N/A | #N/A | #N/A | #N/A | #N/A | #N/A | #N/A | #N/A
TRUE | VIC | TTS | Thomastown 12 (AusNet) 66 kV | AusNet | Winter | Non-coincident | 2020 | ACTUAL_OPG | NA | 80.3596 | VIC Thomastown 12 (AusNet) 66 kV |  |  | FALSE | #N/A | #N/A | #N/A | #N/A | #N/A | #N/A | #N/A | #N/A | #N/A | #N/A
TRUE | VIC | TTS | Thomastown 12 (AusNet) 66 kV | AusNet | Winter | Non-coincident | 2020 | ACTUAL_ADJUSTEDOPG | NA | 80.3596 | VIC Thomastown 12 (AusNet) 66 kV |  |  | FALSE | #N/A | #N/A | #N/A | #N/A | #N/A | #N/A | #N/A | #N/A | #N/A | #N/A
TRUE | VIC | TTS | Thomastown 12 (AusNet) 66 kV | AusNet | Winter | Coincident | 2021 | ACTUAL_OPG | NA | 78.6738 | VIC Thomastown 12 (AusNet) 66 kV |  |  | FALSE | #N/A | #N/A | #N/A | #N/A | #N/A | #N/A | #N/A | #N/A | #N/A | #N/A
TRUE | VIC | TTS | Thomastown 12 (AusNet) 66 kV | AusNet | Winter | Coincident | 2021 | ACTUAL_RAW | NA | 78.6738 | VIC Thomastown 12 (AusNet) 66 kV |  |  | FALSE | #N/A | #N/A | #N/A | #N/A | #N/A | #N/A | #N/A | #N/A | #N/A | #N/A
TRUE | VIC | TTS | Thomastown 12 (AusNet) 66 kV | AusNet | Winter | Non-coincident | 2021 | ACTUAL_RAW | NA | 84.0574 | VIC Thomastown 12 (AusNet) 66 kV |  |  | FALSE | #N/A | #N/A | #N/A | #N/A | #N/A | #N/A | #N/A | #N/A | #N/A | #N/A
TRUE | VIC | TTS | Thomastown 12 (AusNet) 66 kV | AusNet | Winter | Non-coincident | 2021 | ACTUAL_OPG | NA | 84.0574 | VIC Thomastown 12 (AusNet) 66 kV |  |  | FALSE | #N/A | #N/A | #N/A | #N/A | #N/A | #N/A | #N/A | #N/A | #N/A | #N/A
TRUE | VIC | TTS | Thomastown 12 (AusNet) 66 kV | AusNet | Winter | Non-coincident | 2021 | ACTUAL_ADJUSTEDOPG | NA | 84.0574 | VIC Thomastown 12 (AusNet) 66 kV |  |  | FALSE | #N/A | #N/A | #N/A | #N/A | #N/A | #N/A | #N/A | #N/A | #N/A | #N/A
TRUE | VIC | TTS | Thomastown 12 (AusNet) 66 kV | AusNet | Winter | Coincident | 2022 | ACTUAL_OPG | NA | 77.4488 | VIC Thomastown 12 (AusNet) 66 kV |  |  | FALSE | #N/A | #N/A | #N/A | #N/A | #N/A | #N/A | #N/A | #N/A | #N/A | #N/A
TRUE | VIC | TTS | Thomastown 12 (AusNet) 66 kV | AusNet | Winter | Coincident | 2022 | ACTUAL_RAW | NA | 77.4488 | VIC Thomastown 12 (AusNet) 66 kV |  |  | FALSE | #N/A | #N/A | #N/A | #N/A | #N/A | #N/A | #N/A | #N/A | #N/A | #N/A
TRUE | VIC | TTS | Thomastown 12 (AusNet) 66 kV | AusNet | Winter | Non-coincident | 2022 | ACTUAL_RAW | NA | 84.625 | VIC Thomastown 12 (AusNet) 66 kV |  |  | FALSE | #N/A | #N/A | #N/A | #N/A | #N/A | #N/A | #N/A | #N/A | #N/A | #N/A
TRUE | VIC | TTS | Thomastown 12 (AusNet) 66 kV | AusNet | Winter | Non-coincident | 2022 | ACTUAL_OPG | NA | 84.625 | VIC Thomastown 12 (AusNet) 66 kV |  |  | FALSE | #N/A | #N/A | #N/A | #N/A | #N/A | #N/A | #N/A | #N/A | #N/A | #N/A
TRUE | VIC | TTS | Thomastown 12 (AusNet) 66 kV | AusNet | Winter | Non-coincident | 2022 | ACTUAL_ADJUSTEDOPG | NA | 84.625 | VIC Thomastown 12 (AusNet) 66 kV |  |  | FALSE | #N/A | #N/A | #N/A | #N/A | #N/A | #N/A | #N/A | #N/A | #N/A | #N/A
TRUE | VIC | TTS | Thomastown 12 (AusNet) 66 kV | AusNet | Winter | Coincident | 2023 | ACTUAL_OPG | NA | 77.0151 | VIC Thomastown 12 (AusNet) 66 kV |  |  | FALSE | #N/A | #N/A | #N/A | #N/A | #N/A | #N/A | #N/A | #N/A | #N/A | #N/A
TRUE | VIC | TTS | Thomastown 12 (AusNet) 66 kV | AusNet | Winter | Coincident | 2023 | ACTUAL_RAW | NA | 77.0151 | VIC Thomastown 12 (AusNet) 66 kV |  |  | FALSE | #N/A | #N/A | #N/A | #N/A | #N/A | #N/A | #N/A | #N/A | #N/A | #N/A
TRUE | VIC | TTS | Thomastown 12 (AusNet) 66 kV | AusNet | Winter | Non-coincident | 2023 | ACTUAL_RAW | NA | 81.3122 | VIC Thomastown 12 (AusNet) 66 kV |  |  | FALSE | #N/A | #N/A | #N/A | #N/A | #N/A | #N/A | #N/A | #N/A | #N/A | #N/A
TRUE | VIC | TTS | Thomastown 12 (AusNet) 66 kV | AusNet | Winter | Non-coincident | 2023 | ACTUAL_OPG | NA | 81.3122 | VIC Thomastown 12 (AusNet) 66 kV |  |  | FALSE | #N/A | #N/A | #N/A | #N/A | #N/A | #N/A | #N/A | #N/A | #N/A | #N/A
TRUE | VIC | TTS | Thomastown 12 (AusNet) 66 kV | AusNet | Winter | Non-coincident | 2023 | ACTUAL_ADJUSTEDOPG | NA | 81.3122 | VIC Thomastown 12 (AusNet) 66 kV |  |  | FALSE | #N/A | #N/A | #N/A | #N/A | #N/A | #N/A | #N/A | #N/A | #N/A | #N/A
TRUE | VIC | TTS | Thomastown 12 (AusNet) 66 kV | AusNet | Winter | Coincident | 2024 | ACTUAL_OPG | NA | 80.2219 | VIC Thomastown 12 (AusNet) 66 kV |  |  | FALSE | #N/A | #N/A | #N/A | #N/A | #N/A | #N/A | #N/A | #N/A | #N/A | #N/A
TRUE | VIC | TTS | Thomastown 12 (AusNet) 66 kV | AusNet | Winter | Coincident | 2024 | ACTUAL_RAW | NA | 80.2219 | VIC Thomastown 12 (AusNet) 66 kV |  |  | FALSE | #N/A | #N/A | #N/A | #N/A | #N/A | #N/A | #N/A | #N/A | #N/A | #N/A
TRUE | VIC | TTS | Thomastown 12 (AusNet) 66 kV | AusNet | Winter | Non-coincident | 2024 | ACTUAL_RAW | NA | 88.9301 | VIC Thomastown 12 (AusNet) 66 kV |  |  | FALSE | #N/A | #N/A | #N/A | #N/A | #N/A | #N/A | #N/A | #N/A | #N/A | #N/A
TRUE | VIC | TTS | Thomastown 12 (AusNet) 66 kV | AusNet | Winter | Non-coincident | 2024 | ACTUAL_OPG | NA | 88.9301 | VIC Thomastown 12 (AusNet) 66 kV |  |  | FALSE | #N/A | #N/A | #N/A | #N/A | #N/A | #N/A | #N/A | #N/A | #N/A | #N/A
TRUE | VIC | TTS | Thomastown 12 (AusNet) 66 kV | AusNet | Winter | Non-coincident | 2024 | ACTUAL_ADJUSTEDOPG | NA | 88.9301 | VIC Thomastown 12 (AusNet) 66 kV |  |  | FALSE | #N/A | #N/A | #N/A | #N/A | #N/A | #N/A | #N/A | #N/A | #N/A | #N/A
TRUE | VIC | TTS | Thomastown 12 (AusNet) 66 kV | AusNet | Winter | Coincident | 2025 | POE10 | NA | 97.0297 | VIC Thomastown 12 (AusNet) 66 kV |  |  | FALSE | #N/A | #N/A | #N/A | #N/A | #N/A | #N/A | #N/A | #N/A | #N/A | #N/A
TRUE | VIC | TTS | Thomastown 12 (AusNet) 66 kV | AusNet | Winter | Coincident | 2025 | POE50 | NA | 96.2182 | VIC Thomastown 12 (AusNet) 66 kV |  |  | FALSE | #N/A | #N/A | #N/A | #N/A | #N/A | #N/A | #N/A | #N/A | #N/A | #N/A
TRUE | VIC | TTS | Thomastown 12 (AusNet) 66 kV | AusNet | Winter | Non-coincident | 2025 | ACTUAL_RAW | NA | 84.5235 | VIC Thomastown 12 (AusNet) 66 kV |  |  | FALSE | #N/A | #N/A | #N/A | #N/A | #N/A | #N/A | #N/A | #N/A | #N/A | #N/A
TRUE | VIC | TTS | Thomastown 12 (AusNet) 66 kV | AusNet | Winter | Non-coincident | 2025 | ACTUAL_ADJUSTEDOPG | NA | 84.5235 | VIC Thomastown 12 (AusNet) 66 kV |  |  | FALSE | #N/A | #N/A | #N/A | #N/A | #N/A | #N/A | #N/A | #N/A | #N/A | #N/A
TRUE | VIC | TTS | Thomastown 12 (AusNet) 66 kV | AusNet | Winter | Non-coincident | 2025 | BASEYEARPOE50 | NA | 80.9552 | VIC Thomastown 12 (AusNet) 66 kV |  |  | FALSE | #N/A | #N/A | #N/A | #N/A | #N/A | #N/A | #N/A | #N/A | #N/A | #N/A
TRUE | VIC | TTS | Thomastown 12 (AusNet) 66 kV | AusNet | Winter | Non-coincident | 2025 | BASEYEARPOE10 | NA | 84.2903 | VIC Thomastown 12 (AusNet) 66 kV |  |  | FALSE | #N/A | #N/A | #N/A | #N/A | #N/A | #N/A | #N/A | #N/A | #N/A | #N/A
TRUE | VIC | TTS | Thomastown 12 (AusNet) 66 kV | AusNet | Winter | Non-coincident | 2025 | POE10 | NA | 104.3576 | VIC Thomastown 12 (AusNet) 66 kV |  |  | FALSE | #N/A | #N/A | #N/A | #N/A | #N/A | #N/A | #N/A | #N/A | #N/A | #N/A
TRUE | VIC | TTS | Thomastown 12 (AusNet) 66 kV | AusNet | Winter | Non-coincident | 2025 | POE50 | NA | 100 | VIC Thomastown 12 (AusNet) 66 kV |  |  | FALSE | #N/A | #N/A | #N/A | #N/A | #N/A | #N/A | #N/A | #N/A | #N/A | #N/A
TRUE | VIC | TTS | Thomastown 12 (AusNet) 66 kV | AusNet | Winter | Coincident | 2026 | POE10 | NA | 91.2425 | VIC Thomastown 12 (AusNet) 66 kV |  |  | FALSE | #N/A | #N/A | #N/A | #N/A | #N/A | #N/A | #N/A | #N/A | #N/A | #N/A
TRUE | VIC | TTS | Thomastown 12 (AusNet) 66 kV | AusNet | Winter | Coincident | 2026 | POE50 | NA | 90.2625 | VIC Thomastown 12 (AusNet) 66 kV |  |  | FALSE | #N/A | #N/A | #N/A | #N/A | #N/A | #N/A | #N/A | #N/A | #N/A | #N/A
TRUE | VIC | TTS | Thomastown 12 (AusNet) 66 kV | AusNet | Winter | Non-coincident | 2026 | POE10 | NA | 101.7415 | VIC Thomastown 12 (AusNet) 66 kV |  |  | FALSE | #N/A | #N/A | #N/A | #N/A | #N/A | #N/A | #N/A | #N/A | #N/A | #N/A
TRUE | VIC | TTS | Thomastown 12 (AusNet) 66 kV | AusNet | Winter | Non-coincident | 2026 | POE50 | NA | 97.3569 | VIC Thomastown 12 (AusNet) 66 kV |  |  | FALSE | #N/A | #N/A | #N/A | #N/A | #N/A | #N/A | #N/A | #N/A | #N/A | #N/A
TRUE | VIC | TTS | Thomastown 12 (AusNet) 66 kV | AusNet | Winter | Coincident | 2027 | POE10 | NA | 88.1189 | VIC Thomastown 12 (AusNet) 66 kV |  |  | FALSE | #N/A | #N/A | #N/A | #N/A | #N/A | #N/A | #N/A | #N/A | #N/A | #N/A
TRUE | VIC | TTS | Thomastown 12 (AusNet) 66 kV | AusNet | Winter | Coincident | 2027 | POE50 | NA | 86.9431 | VIC Thomastown 12 (AusNet) 66 kV |  |  | FALSE | #N/A | #N/A | #N/A | #N/A | #N/A | #N/A | #N/A | #N/A | #N/A | #N/A
TRUE | VIC | TTS | Thomastown 12 (AusNet) 66 kV | AusNet | Winter | Non-coincident | 2027 | POE10 | NA | 101.9457 | VIC Thomastown 12 (AusNet) 66 kV |  |  | FALSE | #N/A | #N/A | #N/A | #N/A | #N/A | #N/A | #N/A | #N/A | #N/A | #N/A
TRUE | VIC | TTS | Thomastown 12 (AusNet) 66 kV | AusNet | Winter | Non-coincident | 2027 | POE50 | NA | 97.5323 | VIC Thomastown 12 (AusNet) 66 kV |  |  | FALSE | #N/A | #N/A | #N/A | #N/A | #N/A | #N/A | #N/A | #N/A | #N/A | #N/A
TRUE | VIC | TTS | Thomastown 12 (AusNet) 66 kV | AusNet | Winter | Coincident | 2028 | POE10 | NA | 87.1335 | VIC Thomastown 12 (AusNet) 66 kV |  |  | FALSE | #N/A | #N/A | #N/A | #N/A | #N/A | #N/A | #N/A | #N/A | #N/A | #N/A
TRUE | VIC | TTS | Thomastown 12 (AusNet) 66 kV | AusNet | Winter | Coincident | 2028 | POE50 | NA | 86.0415 | VIC Thomastown 12 (AusNet) 66 kV |  |  | FALSE | #N/A | #N/A | #N/A | #N/A | #N/A | #N/A | #N/A | #N/A | #N/A | #N/A
TRUE | VIC | TTS | Thomastown 12 (AusNet) 66 kV | AusNet | Winter | Non-coincident | 2028 | POE10 | NA | 102.7489 | VIC Thomastown 12 (AusNet) 66 kV |  |  | FALSE | #N/A | #N/A | #N/A | #N/A | #N/A | #N/A | #N/A | #N/A | #N/A | #N/A
TRUE | VIC | TTS | Thomastown 12 (AusNet) 66 kV | AusNet | Winter | Non-coincident | 2028 | POE50 | NA | 98.3067 | VIC Thomastown 12 (AusNet) 66 kV |  |  | FALSE | #N/A | #N/A | #N/A | #N/A | #N/A | #N/A | #N/A | #N/A | #N/A | #N/A
TRUE | VIC | TTS | Thomastown 12 (AusNet) 66 kV | AusNet | Winter | Coincident | 2029 | POE10 | NA | 86.8345 | VIC Thomastown 12 (AusNet) 66 kV |  |  | FALSE | #N/A | #N/A | #N/A | #N/A | #N/A | #N/A | #N/A | #N/A | #N/A | #N/A
TRUE | VIC | TTS | Thomastown 12 (AusNet) 66 kV | AusNet | Winter | Coincident | 2029 | POE50 | NA | 85.7793 | VIC Thomastown 12 (AusNet) 66 kV |  |  | FALSE | #N/A | #N/A | #N/A | #N/A | #N/A | #N/A | #N/A | #N/A | #N/A | #N/A
TRUE | VIC | TTS | Thomastown 12 (AusNet) 66 kV | AusNet | Winter | Non-coincident | 2029 | POE10 | NA | 103.6293 | VIC Thomastown 12 (AusNet) 66 kV |  |  | FALSE | #N/A | #N/A | #N/A | #N/A | #N/A | #N/A | #N/A | #N/A | #N/A | #N/A
TRUE | VIC | TTS | Thomastown 12 (AusNet) 66 kV | AusNet | Winter | Non-coincident | 2029 | POE50 | NA | 99.1583 | VIC Thomastown 12 (AusNet) 66 kV |  |  | FALSE | #N/A | #N/A | #N/A | #N/A | #N/A | #N/A | #N/A | #N/A | #N/A | #N/A
TRUE | VIC | TTS | Thomastown 12 (AusNet) 66 kV | AusNet | Winter | Coincident | 2030 | POE10 | NA | 86.4191 | VIC Thomastown 12 (AusNet) 66 kV |  |  | FALSE | #N/A | #N/A | #N/A | #N/A | #N/A | #N/A | #N/A | #N/A | #N/A | #N/A
TRUE | VIC | TTS | Thomastown 12 (AusNet) 66 kV | AusNet | Winter | Coincident | 2030 | POE50 | NA | 85.3542 | VIC Thomastown 12 (AusNet) 66 kV |  |  | FALSE | #N/A | #N/A | #N/A | #N/A | #N/A | #N/A | #N/A | #N/A | #N/A | #N/A
TRUE | VIC | TTS | Thomastown 12 (AusNet) 66 kV | AusNet | Winter | Non-coincident | 2030 | POE10 | NA | 104.61 | VIC Thomastown 12 (AusNet) 66 kV |  |  | FALSE | #N/A | #N/A | #N/A | #N/A | #N/A | #N/A | #N/A | #N/A | #N/A | #N/A
TRUE | VIC | TTS | Thomastown 12 (AusNet) 66 kV | AusNet | Winter | Non-coincident | 2030 | POE50 | NA | 100.1101 | VIC Thomastown 12 (AusNet) 66 kV |  |  | FALSE | #N/A | #N/A | #N/A | #N/A | #N/A | #N/A | #N/A | #N/A | #N/A | #N/A
TRUE | VIC | TTS | Thomastown 12 (AusNet) 66 kV | AusNet | Winter | Coincident | 2031 | POE10 | NA | 86.1415 | VIC Thomastown 12 (AusNet) 66 kV |  |  | FALSE | #N/A | #N/A | #N/A | #N/A | #N/A | #N/A | #N/A | #N/A | #N/A | #N/A
TRUE | VIC | TTS | Thomastown 12 (AusNet) 66 kV | AusNet | Winter | Coincident | 2031 | POE50 | NA | 85.0871 | VIC Thomastown 12 (AusNet) 66 kV |  |  | FALSE | #N/A | #N/A | #N/A | #N/A | #N/A | #N/A | #N/A | #N/A | #N/A | #N/A
TRUE | VIC | TTS | Thomastown 12 (AusNet) 66 kV | AusNet | Winter | Non-coincident | 2031 | POE10 | NA | 105.6067 | VIC Thomastown 12 (AusNet) 66 kV |  |  | FALSE | #N/A | #N/A | #N/A | #N/A | #N/A | #N/A | #N/A | #N/A | #N/A | #N/A
TRUE | VIC | TTS | Thomastown 12 (AusNet) 66 kV | AusNet | Winter | Non-coincident | 2031 | POE50 | NA | 101.078 | VIC Thomastown 12 (AusNet) 66 kV |  |  | FALSE | #N/A | #N/A | #N/A | #N/A | #N/A | #N/A | #N/A | #N/A | #N/A | #N/A
TRUE | VIC | TTS | Thomastown 12 (AusNet) 66 kV | AusNet | Winter | Coincident | 2032 | POE10 | NA | 85.1576 | VIC Thomastown 12 (AusNet) 66 kV |  |  | FALSE | #N/A | #N/A | #N/A | #N/A | #N/A | #N/A | #N/A | #N/A | #N/A | #N/A
TRUE | VIC | TTS | Thomastown 12 (AusNet) 66 kV | AusNet | Winter | Coincident | 2032 | POE50 | NA | 83.9599 | VIC Thomastown 12 (AusNet) 66 kV |  |  | FALSE | #N/A | #N/A | #N/A | #N/A | #N/A | #N/A | #N/A | #N/A | #N/A | #N/A
TRUE | VIC | TTS | Thomastown 12 (AusNet) 66 kV | AusNet | Winter | Non-coincident | 2032 | POE10 | NA | 106.6932 | VIC Thomastown 12 (AusNet) 66 kV |  |  | FALSE | #N/A | #N/A | #N/A | #N/A | #N/A | #N/A | #N/A | #N/A | #N/A | #N/A
TRUE | VIC | TTS | Thomastown 12 (AusNet) 66 kV | AusNet | Winter | Non-coincident | 2032 | POE50 | NA | 102.1351 | VIC Thomastown 12 (AusNet) 66 kV |  |  | FALSE | #N/A | #N/A | #N/A | #N/A | #N/A | #N/A | #N/A | #N/A | #N/A | #N/A
TRUE | VIC | TTS | Thomastown 12 (AusNet) 66 kV | AusNet | Winter | Coincident | 2033 | POE10 | NA | 83.7916 | VIC Thomastown 12 (AusNet) 66 kV |  |  | FALSE | #N/A | #N/A | #N/A | #N/A | #N/A | #N/A | #N/A | #N/A | #N/A | #N/A
TRUE | VIC | TTS | Thomastown 12 (AusNet) 66 kV | AusNet | Winter | Coincident | 2033 | POE50 | NA | 82.6264 | VIC Thomastown 12 (AusNet) 66 kV |  |  | FALSE | #N/A | #N/A | #N/A | #N/A | #N/A | #N/A | #N/A | #N/A | #N/A | #N/A
TRUE | VIC | TTS | Thomastown 12 (AusNet) 66 kV | AusNet | Winter | Non-coincident | 2033 | POE10 | NA | 107.7803 | VIC Thomastown 12 (AusNet) 66 kV |  |  | FALSE | #N/A | #N/A | #N/A | #N/A | #N/A | #N/A | #N/A | #N/A | #N/A | #N/A
TRUE | VIC | TTS | Thomastown 12 (AusNet) 66 kV | AusNet | Winter | Non-coincident | 2033 | POE50 | NA | 103.1927 | VIC Thomastown 12 (AusNet) 66 kV |  |  | FALSE | #N/A | #N/A | #N/A | #N/A | #N/A | #N/A | #N/A | #N/A | #N/A | #N/A
TRUE | VIC | TTS | Thomastown 12 (AusNet) 66 kV | AusNet | Winter | Coincident | 2034 | POE10 | NA | 83.9095 | VIC Thomastown 12 (AusNet) 66 kV |  |  | FALSE | #N/A | #N/A | #N/A | #N/A | #N/A | #N/A | #N/A | #N/A | #N/A | #N/A
TRUE | VIC | TTS | Thomastown 12 (AusNet) 66 kV | AusNet | Winter | Coincident | 2034 | POE50 | NA | 82.7907 | VIC Thomastown 12 (AusNet) 66 kV |  |  | FALSE | #N/A | #N/A | #N/A | #N/A | #N/A | #N/A | #N/A | #N/A | #N/A | #N/A
TRUE | VIC | TTS | Thomastown 12 (AusNet) 66 kV | AusNet | Winter | Non-coincident | 2034 | POE10 | NA | 108.8386 | VIC Thomastown 12 (AusNet) 66 kV |  |  | FALSE | #N/A | #N/A | #N/A | #N/A | #N/A | #N/A | #N/A | #N/A | #N/A | #N/A
TRUE | VIC | TTS | Thomastown 12 (AusNet) 66 kV | AusNet | Winter | Non-coincident | 2034 | POE50 | NA | 104.2216 | VIC Thomastown 12 (AusNet) 66 kV |  |  | FALSE | #N/A | #N/A | #N/A | #N/A | #N/A | #N/A | #N/A | #N/A | #N/A | #N/A
TRUE | VIC | TTS1266J | Thomastown 12 (Jemena) 66 kV | Jemena | Shoulder | Coincident | 2019 | ACTUAL_OPG | 24.6889 | NA | VIC Thomastown 12 (Jemena) 66 kV |  |  | FALSE | #N/A | #N/A | #N/A | #N/A | #N/A | #N/A | #N/A | #N/A | #N/A | #N/A
TRUE | VIC | TTS1266J | Thomastown 12 (Jemena) 66 kV | Jemena | Shoulder | Coincident | 2019 | ACTUAL_RAW | 24.6889 | NA | VIC Thomastown 12 (Jemena) 66 kV |  |  | FALSE | #N/A | #N/A | #N/A | #N/A | #N/A | #N/A | #N/A | #N/A | #N/A | #N/A
TRUE | VIC | TTS1266J | Thomastown 12 (Jemena) 66 kV | Jemena | Shoulder | Non-coincident | 2019 | ACTUAL_RAW | 24.6889 | NA | VIC Thomastown 12 (Jemena) 66 kV |  |  | FALSE | #N/A | #N/A | #N/A | #N/A | #N/A | #N/A | #N/A | #N/A | #N/A | #N/A
TRUE | VIC | TTS1266J | Thomastown 12 (Jemena) 66 kV | Jemena | Shoulder | Non-coincident | 2019 | ACTUAL_OPG | 24.6889 | NA | VIC Thomastown 12 (Jemena) 66 kV |  |  | FALSE | #N/A | #N/A | #N/A | #N/A | #N/A | #N/A | #N/A | #N/A | #N/A | #N/A
TRUE | VIC | TTS1266J | Thomastown 12 (Jemena) 66 kV | Jemena | Shoulder | Non-coincident | 2019 | ACTUAL_ADJUSTEDOPG | 24.6889 | NA | VIC Thomastown 12 (Jemena) 66 kV |  |  | FALSE | #N/A | #N/A | #N/A | #N/A | #N/A | #N/A | #N/A | #N/A | #N/A | #N/A
TRUE | VIC | TTS1266J | Thomastown 12 (Jemena) 66 kV | Jemena | Shoulder | Coincident | 2020 | ACTUAL_OPG | 33.7939 | NA | VIC Thomastown 12 (Jemena) 66 kV |  |  | FALSE | #N/A | #N/A | #N/A | #N/A | #N/A | #N/A | #N/A | #N/A | #N/A | #N/A
TRUE | VIC | TTS1266J | Thomastown 12 (Jemena) 66 kV | Jemena | Shoulder | Coincident | 2020 | ACTUAL_RAW | 33.7939 | NA | VIC Thomastown 12 (Jemena) 66 kV |  |  | FALSE | #N/A | #N/A | #N/A | #N/A | #N/A | #N/A | #N/A | #N/A | #N/A | #N/A
TRUE | VIC | TTS1266J | Thomastown 12 (Jemena) 66 kV | Jemena | Shoulder | Non-coincident | 2020 | ACTUAL_RAW | 26.5708 | NA | VIC Thomastown 12 (Jemena) 66 kV |  |  | FALSE | #N/A | #N/A | #N/A | #N/A | #N/A | #N/A | #N/A | #N/A | #N/A | #N/A
TRUE | VIC | TTS1266J | Thomastown 12 (Jemena) 66 kV | Jemena | Shoulder | Non-coincident | 2020 | ACTUAL_OPG | 26.5708 | NA | VIC Thomastown 12 (Jemena) 66 kV |  |  | FALSE | #N/A | #N/A | #N/A | #N/A | #N/A | #N/A | #N/A | #N/A | #N/A | #N/A
TRUE | VIC | TTS1266J | Thomastown 12 (Jemena) 66 kV | Jemena | Shoulder | Non-coincident | 2020 | ACTUAL_ADJUSTEDOPG | 26.5708 | NA | VIC Thomastown 12 (Jemena) 66 kV |  |  | FALSE | #N/A | #N/A | #N/A | #N/A | #N/A | #N/A | #N/A | #N/A | #N/A | #N/A
TRUE | VIC | TTS1266J | Thomastown 12 (Jemena) 66 kV | Jemena | Shoulder | Coincident | 2021 | ACTUAL_OPG | 30.4699 | NA | VIC Thomastown 12 (Jemena) 66 kV |  |  | FALSE | #N/A | #N/A | #N/A | #N/A | #N/A | #N/A | #N/A | #N/A | #N/A | #N/A
TRUE | VIC | TTS1266J | Thomastown 12 (Jemena) 66 kV | Jemena | Shoulder | Coincident | 2021 | ACTUAL_RAW | 30.4699 | NA | VIC Thomastown 12 (Jemena) 66 kV |  |  | FALSE | #N/A | #N/A | #N/A | #N/A | #N/A | #N/A | #N/A | #N/A | #N/A | #N/A
TRUE | VIC | TTS1266J | Thomastown 12 (Jemena) 66 kV | Jemena | Shoulder | Non-coincident | 2021 | ACTUAL_RAW | 27.684 | NA | VIC Thomastown 12 (Jemena) 66 kV |  |  | FALSE | #N/A | #N/A | #N/A | #N/A | #N/A | #N/A | #N/A | #N/A | #N/A | #N/A
TRUE | VIC | TTS1266J | Thomastown 12 (Jemena) 66 kV | Jemena | Shoulder | Non-coincident | 2021 | ACTUAL_OPG | 27.684 | NA | VIC Thomastown 12 (Jemena) 66 kV |  |  | FALSE | #N/A | #N/A | #N/A | #N/A | #N/A | #N/A | #N/A | #N/A | #N/A | #N/A
TRUE | VIC | TTS1266J | Thomastown 12 (Jemena) 66 kV | Jemena | Shoulder | Non-coincident | 2021 | ACTUAL_ADJUSTEDOPG | 27.684 | NA | VIC Thomastown 12 (Jemena) 66 kV |  |  | FALSE | #N/A | #N/A | #N/A | #N/A | #N/A | #N/A | #N/A | #N/A | #N/A | #N/A
TRUE | VIC | TTS1266J | Thomastown 12 (Jemena) 66 kV | Jemena | Shoulder | Coincident | 2022 | ACTUAL_OPG | 29.4159 | NA | VIC Thomastown 12 (Jemena) 66 kV |  |  | FALSE | #N/A | #N/A | #N/A | #N/A | #N/A | #N/A | #N/A | #N/A | #N/A | #N/A
TRUE | VIC | TTS1266J | Thomastown 12 (Jemena) 66 kV | Jemena | Shoulder | Coincident | 2022 | ACTUAL_RAW | 29.4159 | NA | VIC Thomastown 12 (Jemena) 66 kV |  |  | FALSE | #N/A | #N/A | #N/A | #N/A | #N/A | #N/A | #N/A | #N/A | #N/A | #N/A
TRUE | VIC | TTS1266J | Thomastown 12 (Jemena) 66 kV | Jemena | Shoulder | Non-coincident | 2022 | ACTUAL_RAW | 28.3814 | NA | VIC Thomastown 12 (Jemena) 66 kV |  |  | FALSE | #N/A | #N/A | #N/A | #N/A | #N/A | #N/A | #N/A | #N/A | #N/A | #N/A
TRUE | VIC | TTS1266J | Thomastown 12 (Jemena) 66 kV | Jemena | Shoulder | Non-coincident | 2022 | ACTUAL_OPG | 28.3814 | NA | VIC Thomastown 12 (Jemena) 66 kV |  |  | FALSE | #N/A | #N/A | #N/A | #N/A | #N/A | #N/A | #N/A | #N/A | #N/A | #N/A
TRUE | VIC | TTS1266J | Thomastown 12 (Jemena) 66 kV | Jemena | Shoulder | Non-coincident | 2022 | ACTUAL_ADJUSTEDOPG | 28.3814 | NA | VIC Thomastown 12 (Jemena) 66 kV |  |  | FALSE | #N/A | #N/A | #N/A | #N/A | #N/A | #N/A | #N/A | #N/A | #N/A | #N/A
TRUE | VIC | TTS1266J | Thomastown 12 (Jemena) 66 kV | Jemena | Shoulder | Coincident | 2023 | ACTUAL_OPG | 13.6691 | NA | VIC Thomastown 12 (Jemena) 66 kV |  |  | FALSE | #N/A | #N/A | #N/A | #N/A | #N/A | #N/A | #N/A | #N/A | #N/A | #N/A
TRUE | VIC | TTS1266J | Thomastown 12 (Jemena) 66 kV | Jemena | Shoulder | Coincident | 2023 | ACTUAL_RAW | 13.6691 | NA | VIC Thomastown 12 (Jemena) 66 kV |  |  | FALSE | #N/A | #N/A | #N/A | #N/A | #N/A | #N/A | #N/A | #N/A | #N/A | #N/A
TRUE | VIC | TTS1266J | Thomastown 12 (Jemena) 66 kV | Jemena | Shoulder | Non-coincident | 2023 | ACTUAL_RAW | 13.3991 | NA | VIC Thomastown 12 (Jemena) 66 kV |  |  | FALSE | #N/A | #N/A | #N/A | #N/A | #N/A | #N/A | #N/A | #N/A | #N/A | #N/A
TRUE | VIC | TTS1266J | Thomastown 12 (Jemena) 66 kV | Jemena | Shoulder | Non-coincident | 2023 | ACTUAL_OPG | 13.3991 | NA | VIC Thomastown 12 (Jemena) 66 kV |  |  | FALSE | #N/A | #N/A | #N/A | #N/A | #N/A | #N/A | #N/A | #N/A | #N/A | #N/A
TRUE | VIC | TTS1266J | Thomastown 12 (Jemena) 66 kV | Jemena | Shoulder | Non-coincident | 2023 | ACTUAL_ADJUSTEDOPG | 13.3991 | NA | VIC Thomastown 12 (Jemena) 66 kV |  |  | FALSE | #N/A | #N/A | #N/A | #N/A | #N/A | #N/A | #N/A | #N/A | #N/A | #N/A
TRUE | VIC | TTS1266J | Thomastown 12 (Jemena) 66 kV | Jemena | Shoulder | Coincident | 2024 | ACTUAL_OPG | 12.2644 | NA | VIC Thomastown 12 (Jemena) 66 kV |  |  | FALSE | #N/A | #N/A | #N/A | #N/A | #N/A | #N/A | #N/A | #N/A | #N/A | #N/A
TRUE | VIC | TTS1266J | Thomastown 12 (Jemena) 66 kV | Jemena | Shoulder | Coincident | 2024 | ACTUAL_RAW | 12.2644 | NA | VIC Thomastown 12 (Jemena) 66 kV |  |  | FALSE | #N/A | #N/A | #N/A | #N/A | #N/A | #N/A | #N/A | #N/A | #N/A | #N/A
TRUE | VIC | TTS1266J | Thomastown 12 (Jemena) 66 kV | Jemena | Shoulder | Non-coincident | 2024 | ACTUAL_RAW | 12.2644 | NA | VIC Thomastown 12 (Jemena) 66 kV |  |  | FALSE | #N/A | #N/A | #N/A | #N/A | #N/A | #N/A | #N/A | #N/A | #N/A | #N/A
TRUE | VIC | TTS1266J | Thomastown 12 (Jemena) 66 kV | Jemena | Shoulder | Non-coincident | 2024 | ACTUAL_OPG | 12.2644 | NA | VIC Thomastown 12 (Jemena) 66 kV |  |  | FALSE | #N/A | #N/A | #N/A | #N/A | #N/A | #N/A | #N/A | #N/A | #N/A | #N/A
TRUE | VIC | TTS1266J | Thomastown 12 (Jemena) 66 kV | Jemena | Shoulder | Non-coincident | 2024 | ACTUAL_ADJUSTEDOPG | 12.2644 | NA | VIC Thomastown 12 (Jemena) 66 kV |  |  | FALSE | #N/A | #N/A | #N/A | #N/A | #N/A | #N/A | #N/A | #N/A | #N/A | #N/A
TRUE | VIC | TTS1266J | Thomastown 12 (Jemena) 66 kV | Jemena | Shoulder | Coincident | 2025 | ACTUAL_OPG | 12.1863 | NA | VIC Thomastown 12 (Jemena) 66 kV |  |  | FALSE | #N/A | #N/A | #N/A | #N/A | #N/A | #N/A | #N/A | #N/A | #N/A | #N/A
TRUE | VIC | TTS1266J | Thomastown 12 (Jemena) 66 kV | Jemena | Shoulder | Coincident | 2025 | ACTUAL_RAW | 12.1863 | NA | VIC Thomastown 12 (Jemena) 66 kV |  |  | FALSE | #N/A | #N/A | #N/A | #N/A | #N/A | #N/A | #N/A | #N/A | #N/A | #N/A
TRUE | VIC | TTS1266J | Thomastown 12 (Jemena) 66 kV | Jemena | Shoulder | Non-coincident | 2025 | ACTUAL_RAW | 10.3029 | NA | VIC Thomastown 12 (Jemena) 66 kV |  |  | FALSE | #N/A | #N/A | #N/A | #N/A | #N/A | #N/A | #N/A | #N/A | #N/A | #N/A
TRUE | VIC | TTS1266J | Thomastown 12 (Jemena) 66 kV | Jemena | Shoulder | Non-coincident | 2025 | ACTUAL_OPG | 10.3029 | NA | VIC Thomastown 12 (Jemena) 66 kV |  |  | FALSE | #N/A | #N/A | #N/A | #N/A | #N/A | #N/A | #N/A | #N/A | #N/A | #N/A
TRUE | VIC | TTS1266J | Thomastown 12 (Jemena) 66 kV | Jemena | Shoulder | Non-coincident | 2025 | ACTUAL_ADJUSTEDOPG | 10.3029 | NA | VIC Thomastown 12 (Jemena) 66 kV |  |  | FALSE | #N/A | #N/A | #N/A | #N/A | #N/A | #N/A | #N/A | #N/A | #N/A | #N/A
TRUE | VIC | TTS1266J | Thomastown 12 (Jemena) 66 kV | Jemena | Shoulder | Non-coincident | 2025 | BASEYEARPOE90 | 8.1395 | NA | VIC Thomastown 12 (Jemena) 66 kV |  |  | FALSE | #N/A | #N/A | #N/A | #N/A | #N/A | #N/A | #N/A | #N/A | #N/A | #N/A
TRUE | VIC | TTS1266J | Thomastown 12 (Jemena) 66 kV | Jemena | Shoulder | Non-coincident | 2025 | BASEYEARPOE50 | 9.9425 | NA | VIC Thomastown 12 (Jemena) 66 kV |  |  | FALSE | #N/A | #N/A | #N/A | #N/A | #N/A | #N/A | #N/A | #N/A | #N/A | #N/A
TRUE | VIC | TTS1266J | Thomastown 12 (Jemena) 66 kV | Jemena | Shoulder | Coincident_unreconciled | 2026 | POE50 | 8.2664 | NA | VIC Thomastown 12 (Jemena) 66 kV |  |  | FALSE | #N/A | #N/A | #N/A | #N/A | #N/A | #N/A | #N/A | #N/A | #N/A | #N/A
TRUE | VIC | TTS1266J | Thomastown 12 (Jemena) 66 kV | Jemena | Shoulder | Coincident_unreconciled | 2026 | POE90 | 6.4479 | NA | VIC Thomastown 12 (Jemena) 66 kV |  |  | FALSE | #N/A | #N/A | #N/A | #N/A | #N/A | #N/A | #N/A | #N/A | #N/A | #N/A
TRUE | VIC | TTS1266J | Thomastown 12 (Jemena) 66 kV | Jemena | Shoulder | Non-coincident | 2026 | POE50 | 7.5742 | NA | VIC Thomastown 12 (Jemena) 66 kV |  |  | FALSE | #N/A | #N/A | #N/A | #N/A | #N/A | #N/A | #N/A | #N/A | #N/A | #N/A
TRUE | VIC | TTS1266J | Thomastown 12 (Jemena) 66 kV | Jemena | Shoulder | Non-coincident | 2026 | POE90 | 5.9079 | NA | VIC Thomastown 12 (Jemena) 66 kV |  |  | FALSE | #N/A | #N/A | #N/A | #N/A | #N/A | #N/A | #N/A | #N/A | #N/A | #N/A
TRUE | VIC | TTS1266J | Thomastown 12 (Jemena) 66 kV | Jemena | Shoulder | Coincident_unreconciled | 2027 | POE50 | 6.1081 | NA | VIC Thomastown 12 (Jemena) 66 kV |  |  | FALSE | #N/A | #N/A | #N/A | #N/A | #N/A | #N/A | #N/A | #N/A | #N/A | #N/A
TRUE | VIC | TTS1266J | Thomastown 12 (Jemena) 66 kV | Jemena | Shoulder | Coincident_unreconciled | 2027 | POE90 | 4.2818 | NA | VIC Thomastown 12 (Jemena) 66 kV |  |  | FALSE | #N/A | #N/A | #N/A | #N/A | #N/A | #N/A | #N/A | #N/A | #N/A | #N/A
TRUE | VIC | TTS1266J | Thomastown 12 (Jemena) 66 kV | Jemena | Shoulder | Non-coincident | 2027 | POE50 | 5.5965 | NA | VIC Thomastown 12 (Jemena) 66 kV |  |  | FALSE | #N/A | #N/A | #N/A | #N/A | #N/A | #N/A | #N/A | #N/A | #N/A | #N/A
TRUE | VIC | TTS1266J | Thomastown 12 (Jemena) 66 kV | Jemena | Shoulder | Non-coincident | 2027 | POE90 | 3.9232 | NA | VIC Thomastown 12 (Jemena) 66 kV |  |  | FALSE | #N/A | #N/A | #N/A | #N/A | #N/A | #N/A | #N/A | #N/A | #N/A | #N/A
TRUE | VIC | TTS1266J | Thomastown 12 (Jemena) 66 kV | Jemena | Shoulder | Coincident_unreconciled | 2028 | POE50 | 3.9903 | NA | VIC Thomastown 12 (Jemena) 66 kV |  |  | FALSE | #N/A | #N/A | #N/A | #N/A | #N/A | #N/A | #N/A | #N/A | #N/A | #N/A
TRUE | VIC | TTS1266J | Thomastown 12 (Jemena) 66 kV | Jemena | Shoulder | Coincident_unreconciled | 2028 | POE90 | 2.1557 | NA | VIC Thomastown 12 (Jemena) 66 kV |  |  | FALSE | #N/A | #N/A | #N/A | #N/A | #N/A | #N/A | #N/A | #N/A | #N/A | #N/A
TRUE | VIC | TTS1266J | Thomastown 12 (Jemena) 66 kV | Jemena | Shoulder | Non-coincident | 2028 | POE50 | 3.6561 | NA | VIC Thomastown 12 (Jemena) 66 kV |  |  | FALSE | #N/A | #N/A | #N/A | #N/A | #N/A | #N/A | #N/A | #N/A | #N/A | #N/A
TRUE | VIC | TTS1266J | Thomastown 12 (Jemena) 66 kV | Jemena | Shoulder | Non-coincident | 2028 | POE90 | 1.9752 | NA | VIC Thomastown 12 (Jemena) 66 kV |  |  | FALSE | #N/A | #N/A | #N/A | #N/A | #N/A | #N/A | #N/A | #N/A | #N/A | #N/A
TRUE | VIC | TTS1266J | Thomastown 12 (Jemena) 66 kV | Jemena | Shoulder | Coincident_unreconciled | 2029 | POE50 | 2.0441 | NA | VIC Thomastown 12 (Jemena) 66 kV |  |  | FALSE | #N/A | #N/A | #N/A | #N/A | #N/A | #N/A | #N/A | #N/A | #N/A | #N/A
TRUE | VIC | TTS1266J | Thomastown 12 (Jemena) 66 kV | Jemena | Shoulder | Coincident_unreconciled | 2029 | POE90 | 0.20132 | NA | VIC Thomastown 12 (Jemena) 66 kV |  |  | FALSE | #N/A | #N/A | #N/A | #N/A | #N/A | #N/A | #N/A | #N/A | #N/A | #N/A
TRUE | VIC | TTS1266J | Thomastown 12 (Jemena) 66 kV | Jemena | Shoulder | Non-coincident | 2029 | POE50 | 1.8729 | NA | VIC Thomastown 12 (Jemena) 66 kV |  |  | FALSE | #N/A | #N/A | #N/A | #N/A | #N/A | #N/A | #N/A | #N/A | #N/A | #N/A
TRUE | VIC | TTS1266J | Thomastown 12 (Jemena) 66 kV | Jemena | Shoulder | Non-coincident | 2029 | POE90 | 0.18446 | NA | VIC Thomastown 12 (Jemena) 66 kV |  |  | FALSE | #N/A | #N/A | #N/A | #N/A | #N/A | #N/A | #N/A | #N/A | #N/A | #N/A
TRUE | VIC | TTS1266J | Thomastown 12 (Jemena) 66 kV | Jemena | Shoulder | Coincident_unreconciled | 2030 | POE50 | -2.004 | NA | VIC Thomastown 12 (Jemena) 66 kV |  |  | FALSE | #N/A | #N/A | #N/A | #N/A | #N/A | #N/A | #N/A | #N/A | #N/A | #N/A
TRUE | VIC | TTS1266J | Thomastown 12 (Jemena) 66 kV | Jemena | Shoulder | Coincident_unreconciled | 2030 | POE90 | -3.5451 | NA | VIC Thomastown 12 (Jemena) 66 kV |  |  | FALSE | #N/A | #N/A | #N/A | #N/A | #N/A | #N/A | #N/A | #N/A | #N/A | #N/A
TRUE | VIC | TTS1266J | Thomastown 12 (Jemena) 66 kV | Jemena | Shoulder | Non-coincident | 2030 | POE50 | -2.2056 | NA | VIC Thomastown 12 (Jemena) 66 kV |  |  | FALSE | #N/A | #N/A | #N/A | #N/A | #N/A | #N/A | #N/A | #N/A | #N/A | #N/A
TRUE | VIC | TTS1266J | Thomastown 12 (Jemena) 66 kV | Jemena | Shoulder | Non-coincident | 2030 | POE90 | -3.9017 | NA | VIC Thomastown 12 (Jemena) 66 kV |  |  | FALSE | #N/A | #N/A | #N/A | #N/A | #N/A | #N/A | #N/A | #N/A | #N/A | #N/A
TRUE | VIC | TTS1266J | Thomastown 12 (Jemena) 66 kV | Jemena | Shoulder | Coincident_unreconciled | 2031 | POE50 | -3.5744 | NA | VIC Thomastown 12 (Jemena) 66 kV |  |  | FALSE | #N/A | #N/A | #N/A | #N/A | #N/A | #N/A | #N/A | #N/A | #N/A | #N/A
TRUE | VIC | TTS1266J | Thomastown 12 (Jemena) 66 kV | Jemena | Shoulder | Coincident_unreconciled | 2031 | POE90 | -5.1223 | NA | VIC Thomastown 12 (Jemena) 66 kV |  |  | FALSE | #N/A | #N/A | #N/A | #N/A | #N/A | #N/A | #N/A | #N/A | #N/A | #N/A
TRUE | VIC | TTS1266J | Thomastown 12 (Jemena) 66 kV | Jemena | Shoulder | Non-coincident | 2031 | POE50 | -3.934 | NA | VIC Thomastown 12 (Jemena) 66 kV |  |  | FALSE | #N/A | #N/A | #N/A | #N/A | #N/A | #N/A | #N/A | #N/A | #N/A | #N/A
TRUE | VIC | TTS1266J | Thomastown 12 (Jemena) 66 kV | Jemena | Shoulder | Non-coincident | 2031 | POE90 | -5.6376 | NA | VIC Thomastown 12 (Jemena) 66 kV |  |  | FALSE | #N/A | #N/A | #N/A | #N/A | #N/A | #N/A | #N/A | #N/A | #N/A | #N/A
TRUE | VIC | TTS1266J | Thomastown 12 (Jemena) 66 kV | Jemena | Shoulder | Coincident_unreconciled | 2032 | POE50 | -4.6518 | NA | VIC Thomastown 12 (Jemena) 66 kV |  |  | FALSE | #N/A | #N/A | #N/A | #N/A | #N/A | #N/A | #N/A | #N/A | #N/A | #N/A
TRUE | VIC | TTS1266J | Thomastown 12 (Jemena) 66 kV | Jemena | Shoulder | Coincident_unreconciled | 2032 | POE90 | -6.2066 | NA | VIC Thomastown 12 (Jemena) 66 kV |  |  | FALSE | #N/A | #N/A | #N/A | #N/A | #N/A | #N/A | #N/A | #N/A | #N/A | #N/A
TRUE | VIC | TTS1266J | Thomastown 12 (Jemena) 66 kV | Jemena | Shoulder | Non-coincident | 2032 | POE50 | -5.1198 | NA | VIC Thomastown 12 (Jemena) 66 kV |  |  | FALSE | #N/A | #N/A | #N/A | #N/A | #N/A | #N/A | #N/A | #N/A | #N/A | #N/A
TRUE | VIC | TTS1266J | Thomastown 12 (Jemena) 66 kV | Jemena | Shoulder | Non-coincident | 2032 | POE90 | -6.8309 | NA | VIC Thomastown 12 (Jemena) 66 kV |  |  | FALSE | #N/A | #N/A | #N/A | #N/A | #N/A | #N/A | #N/A | #N/A | #N/A | #N/A
TRUE | VIC | TTS1266J | Thomastown 12 (Jemena) 66 kV | Jemena | Shoulder | Coincident_unreconciled | 2033 | POE50 | -5.3285 | NA | VIC Thomastown 12 (Jemena) 66 kV |  |  | FALSE | #N/A | #N/A | #N/A | #N/A | #N/A | #N/A | #N/A | #N/A | #N/A | #N/A
TRUE | VIC | TTS1266J | Thomastown 12 (Jemena) 66 kV | Jemena | Shoulder | Coincident_unreconciled | 2033 | POE90 | -6.8901 | NA | VIC Thomastown 12 (Jemena) 66 kV |  |  | FALSE | #N/A | #N/A | #N/A | #N/A | #N/A | #N/A | #N/A | #N/A | #N/A | #N/A
TRUE | VIC | TTS1266J | Thomastown 12 (Jemena) 66 kV | Jemena | Shoulder | Non-coincident | 2033 | POE50 | -5.8646 | NA | VIC Thomastown 12 (Jemena) 66 kV |  |  | FALSE | #N/A | #N/A | #N/A | #N/A | #N/A | #N/A | #N/A | #N/A | #N/A | #N/A
TRUE | VIC | TTS1266J | Thomastown 12 (Jemena) 66 kV | Jemena | Shoulder | Non-coincident | 2033 | POE90 | -7.5832 | NA | VIC Thomastown 12 (Jemena) 66 kV |  |  | FALSE | #N/A | #N/A | #N/A | #N/A | #N/A | #N/A | #N/A | #N/A | #N/A | #N/A
TRUE | VIC | TTS1266J | Thomastown 12 (Jemena) 66 kV | Jemena | Shoulder | Coincident_unreconciled | 2034 | POE50 | -5.9713 | NA | VIC Thomastown 12 (Jemena) 66 kV |  |  | FALSE | #N/A | #N/A | #N/A | #N/A | #N/A | #N/A | #N/A | #N/A | #N/A | #N/A
TRUE | VIC | TTS1266J | Thomastown 12 (Jemena) 66 kV | Jemena | Shoulder | Coincident_unreconciled | 2034 | POE90 | -7.5396 | NA | VIC Thomastown 12 (Jemena) 66 kV |  |  | FALSE | #N/A | #N/A | #N/A | #N/A | #N/A | #N/A | #N/A | #N/A | #N/A | #N/A
TRUE | VIC | TTS1266J | Thomastown 12 (Jemena) 66 kV | Jemena | Shoulder | Non-coincident | 2034 | POE50 | -6.5719 | NA | VIC Thomastown 12 (Jemena) 66 kV |  |  | FALSE | #N/A | #N/A | #N/A | #N/A | #N/A | #N/A | #N/A | #N/A | #N/A | #N/A
TRUE | VIC | TTS1266J | Thomastown 12 (Jemena) 66 kV | Jemena | Shoulder | Non-coincident | 2034 | POE90 | -8.2981 | NA | VIC Thomastown 12 (Jemena) 66 kV |  |  | FALSE | #N/A | #N/A | #N/A | #N/A | #N/A | #N/A | #N/A | #N/A | #N/A | #N/A
TRUE | VIC | TTS1266J | Thomastown 12 (Jemena) 66 kV | Jemena | Shoulder | Coincident_unreconciled | 2035 | POE50 | -6.7538 | NA | VIC Thomastown 12 (Jemena) 66 kV |  |  | FALSE | #N/A | #N/A | #N/A | #N/A | #N/A | #N/A | #N/A | #N/A | #N/A | #N/A
TRUE | VIC | TTS1266J | Thomastown 12 (Jemena) 66 kV | Jemena | Shoulder | Coincident_unreconciled | 2035 | POE90 | -8.329 | NA | VIC Thomastown 12 (Jemena) 66 kV |  |  | FALSE | #N/A | #N/A | #N/A | #N/A | #N/A | #N/A | #N/A | #N/A | #N/A | #N/A
TRUE | VIC | TTS1266J | Thomastown 12 (Jemena) 66 kV | Jemena | Shoulder | Non-coincident | 2035 | POE50 | -7.4332 | NA | VIC Thomastown 12 (Jemena) 66 kV |  |  | FALSE | #N/A | #N/A | #N/A | #N/A | #N/A | #N/A | #N/A | #N/A | #N/A | #N/A
TRUE | VIC | TTS1266J | Thomastown 12 (Jemena) 66 kV | Jemena | Shoulder | Non-coincident | 2035 | POE90 | -9.1669 | NA | VIC Thomastown 12 (Jemena) 66 kV |  |  | FALSE | #N/A | #N/A | #N/A | #N/A | #N/A | #N/A | #N/A | #N/A | #N/A | #N/A
TRUE | VIC | TTS1266J | Thomastown 12 (Jemena) 66 kV | Jemena | Summer | Coincident | 2019 | ACTUAL_OPG | 26.1905 | 105.9693 | VIC Thomastown 12 (Jemena) 66 kV |  |  | FALSE | #N/A | #N/A | #N/A | #N/A | #N/A | #N/A | #N/A | #N/A | #N/A | #N/A
TRUE | VIC | TTS1266J | Thomastown 12 (Jemena) 66 kV | Jemena | Summer | Coincident | 2019 | ACTUAL_RAW | 26.1905 | 105.9693 | VIC Thomastown 12 (Jemena) 66 kV |  |  | FALSE | #N/A | #N/A | #N/A | #N/A | #N/A | #N/A | #N/A | #N/A | #N/A | #N/A
TRUE | VIC | TTS1266J | Thomastown 12 (Jemena) 66 kV | Jemena | Summer | Non-coincident | 2019 | ACTUAL_RAW | 25.9355 | 106.8849 | VIC Thomastown 12 (Jemena) 66 kV |  |  | FALSE | #N/A | #N/A | #N/A | #N/A | #N/A | #N/A | #N/A | #N/A | #N/A | #N/A
TRUE | VIC | TTS1266J | Thomastown 12 (Jemena) 66 kV | Jemena | Summer | Non-coincident | 2019 | ACTUAL_OPG | 25.9355 | 106.8849 | VIC Thomastown 12 (Jemena) 66 kV |  |  | FALSE | #N/A | #N/A | #N/A | #N/A | #N/A | #N/A | #N/A | #N/A | #N/A | #N/A
TRUE | VIC | TTS1266J | Thomastown 12 (Jemena) 66 kV | Jemena | Summer | Non-coincident | 2019 | ACTUAL_ADJUSTEDOPG | 25.9355 | 106.8849 | VIC Thomastown 12 (Jemena) 66 kV |  |  | FALSE | #N/A | #N/A | #N/A | #N/A | #N/A | #N/A | #N/A | #N/A | #N/A | #N/A
TRUE | VIC | TTS1266J | Thomastown 12 (Jemena) 66 kV | Jemena | Summer | Coincident | 2020 | ACTUAL_OPG | 25.3985 | 103.6316 | VIC Thomastown 12 (Jemena) 66 kV |  |  | FALSE | #N/A | #N/A | #N/A | #N/A | #N/A | #N/A | #N/A | #N/A | #N/A | #N/A
TRUE | VIC | TTS1266J | Thomastown 12 (Jemena) 66 kV | Jemena | Summer | Coincident | 2020 | ACTUAL_RAW | 25.3985 | 103.6316 | VIC Thomastown 12 (Jemena) 66 kV |  |  | FALSE | #N/A | #N/A | #N/A | #N/A | #N/A | #N/A | #N/A | #N/A | #N/A | #N/A
TRUE | VIC | TTS1266J | Thomastown 12 (Jemena) 66 kV | Jemena | Summer | Non-coincident | 2020 | ACTUAL_RAW | 23.9448 | 103.6316 | VIC Thomastown 12 (Jemena) 66 kV |  |  | FALSE | #N/A | #N/A | #N/A | #N/A | #N/A | #N/A | #N/A | #N/A | #N/A | #N/A
TRUE | VIC | TTS1266J | Thomastown 12 (Jemena) 66 kV | Jemena | Summer | Non-coincident | 2020 | ACTUAL_OPG | 23.9448 | 103.6316 | VIC Thomastown 12 (Jemena) 66 kV |  |  | FALSE | #N/A | #N/A | #N/A | #N/A | #N/A | #N/A | #N/A | #N/A | #N/A | #N/A
TRUE | VIC | TTS1266J | Thomastown 12 (Jemena) 66 kV | Jemena | Summer | Non-coincident | 2020 | ACTUAL_ADJUSTEDOPG | 23.9448 | 103.6316 | VIC Thomastown 12 (Jemena) 66 kV |  |  | FALSE | #N/A | #N/A | #N/A | #N/A | #N/A | #N/A | #N/A | #N/A | #N/A | #N/A
TRUE | VIC | TTS1266J | Thomastown 12 (Jemena) 66 kV | Jemena | Summer | Coincident | 2021 | ACTUAL_OPG | 23.0704 | 93.9929 | VIC Thomastown 12 (Jemena) 66 kV |  |  | FALSE | #N/A | #N/A | #N/A | #N/A | #N/A | #N/A | #N/A | #N/A | #N/A | #N/A
TRUE | VIC | TTS1266J | Thomastown 12 (Jemena) 66 kV | Jemena | Summer | Coincident | 2021 | ACTUAL_RAW | 23.0704 | 93.9929 | VIC Thomastown 12 (Jemena) 66 kV |  |  | FALSE | #N/A | #N/A | #N/A | #N/A | #N/A | #N/A | #N/A | #N/A | #N/A | #N/A
TRUE | VIC | TTS1266J | Thomastown 12 (Jemena) 66 kV | Jemena | Summer | Non-coincident | 2021 | ACTUAL_RAW | 22.2505 | 106.8082 | VIC Thomastown 12 (Jemena) 66 kV |  |  | FALSE | #N/A | #N/A | #N/A | #N/A | #N/A | #N/A | #N/A | #N/A | #N/A | #N/A
TRUE | VIC | TTS1266J | Thomastown 12 (Jemena) 66 kV | Jemena | Summer | Non-coincident | 2021 | ACTUAL_OPG | 22.2505 | 106.8082 | VIC Thomastown 12 (Jemena) 66 kV |  |  | FALSE | #N/A | #N/A | #N/A | #N/A | #N/A | #N/A | #N/A | #N/A | #N/A | #N/A
TRUE | VIC | TTS1266J | Thomastown 12 (Jemena) 66 kV | Jemena | Summer | Non-coincident | 2021 | ACTUAL_ADJUSTEDOPG | 22.2505 | 106.8082 | VIC Thomastown 12 (Jemena) 66 kV |  |  | FALSE | #N/A | #N/A | #N/A | #N/A | #N/A | #N/A | #N/A | #N/A | #N/A | #N/A
TRUE | VIC | TTS1266J | Thomastown 12 (Jemena) 66 kV | Jemena | Summer | Coincident | 2022 | ACTUAL_OPG | 32.4136 | 103.7547 | VIC Thomastown 12 (Jemena) 66 kV |  |  | FALSE | #N/A | #N/A | #N/A | #N/A | #N/A | #N/A | #N/A | #N/A | #N/A | #N/A
TRUE | VIC | TTS1266J | Thomastown 12 (Jemena) 66 kV | Jemena | Summer | Coincident | 2022 | ACTUAL_RAW | 32.4136 | 103.7547 | VIC Thomastown 12 (Jemena) 66 kV |  |  | FALSE | #N/A | #N/A | #N/A | #N/A | #N/A | #N/A | #N/A | #N/A | #N/A | #N/A
TRUE | VIC | TTS1266J | Thomastown 12 (Jemena) 66 kV | Jemena | Summer | Non-coincident | 2022 | ACTUAL_RAW | 22.3843 | 113.8944 | VIC Thomastown 12 (Jemena) 66 kV |  |  | FALSE | #N/A | #N/A | #N/A | #N/A | #N/A | #N/A | #N/A | #N/A | #N/A | #N/A
TRUE | VIC | TTS1266J | Thomastown 12 (Jemena) 66 kV | Jemena | Summer | Non-coincident | 2022 | ACTUAL_OPG | 22.3843 | 113.8944 | VIC Thomastown 12 (Jemena) 66 kV |  |  | FALSE | #N/A | #N/A | #N/A | #N/A | #N/A | #N/A | #N/A | #N/A | #N/A | #N/A
TRUE | VIC | TTS1266J | Thomastown 12 (Jemena) 66 kV | Jemena | Summer | Non-coincident | 2022 | ACTUAL_ADJUSTEDOPG | 22.3843 | 113.8944 | VIC Thomastown 12 (Jemena) 66 kV |  |  | FALSE | #N/A | #N/A | #N/A | #N/A | #N/A | #N/A | #N/A | #N/A | #N/A | #N/A
TRUE | VIC | TTS1266J | Thomastown 12 (Jemena) 66 kV | Jemena | Summer | Coincident | 2023 | ACTUAL_OPG | 14.8728 | 48.0381 | VIC Thomastown 12 (Jemena) 66 kV |  |  | FALSE | #N/A | #N/A | #N/A | #N/A | #N/A | #N/A | #N/A | #N/A | #N/A | #N/A
TRUE | VIC | TTS1266J | Thomastown 12 (Jemena) 66 kV | Jemena | Summer | Coincident | 2023 | ACTUAL_RAW | 14.8728 | 48.0381 | VIC Thomastown 12 (Jemena) 66 kV |  |  | FALSE | #N/A | #N/A | #N/A | #N/A | #N/A | #N/A | #N/A | #N/A | #N/A | #N/A
TRUE | VIC | TTS1266J | Thomastown 12 (Jemena) 66 kV | Jemena | Summer | Non-coincident | 2023 | ACTUAL_RAW | 11.3603 | 52.2905 | VIC Thomastown 12 (Jemena) 66 kV |  |  | FALSE | #N/A | #N/A | #N/A | #N/A | #N/A | #N/A | #N/A | #N/A | #N/A | #N/A
TRUE | VIC | TTS1266J | Thomastown 12 (Jemena) 66 kV | Jemena | Summer | Non-coincident | 2023 | ACTUAL_OPG | 11.3603 | 52.2905 | VIC Thomastown 12 (Jemena) 66 kV |  |  | FALSE | #N/A | #N/A | #N/A | #N/A | #N/A | #N/A | #N/A | #N/A | #N/A | #N/A
TRUE | VIC | TTS1266J | Thomastown 12 (Jemena) 66 kV | Jemena | Summer | Non-coincident | 2023 | ACTUAL_ADJUSTEDOPG | 11.3603 | 52.2905 | VIC Thomastown 12 (Jemena) 66 kV |  |  | FALSE | #N/A | #N/A | #N/A | #N/A | #N/A | #N/A | #N/A | #N/A | #N/A | #N/A
TRUE | VIC | TTS1266J | Thomastown 12 (Jemena) 66 kV | Jemena | Summer | Coincident | 2024 | ACTUAL_OPG | 7.9575 | 66.9183 | VIC Thomastown 12 (Jemena) 66 kV |  |  | FALSE | #N/A | #N/A | #N/A | #N/A | #N/A | #N/A | #N/A | #N/A | #N/A | #N/A
TRUE | VIC | TTS1266J | Thomastown 12 (Jemena) 66 kV | Jemena | Summer | Coincident | 2024 | ACTUAL_RAW | 7.9575 | 66.9183 | VIC Thomastown 12 (Jemena) 66 kV |  |  | FALSE | #N/A | #N/A | #N/A | #N/A | #N/A | #N/A | #N/A | #N/A | #N/A | #N/A
TRUE | VIC | TTS1266J | Thomastown 12 (Jemena) 66 kV | Jemena | Summer | Non-coincident | 2024 | ACTUAL_RAW | 7.8512 | 66.9183 | VIC Thomastown 12 (Jemena) 66 kV |  |  | FALSE | #N/A | #N/A | #N/A | #N/A | #N/A | #N/A | #N/A | #N/A | #N/A | #N/A
TRUE | VIC | TTS1266J | Thomastown 12 (Jemena) 66 kV | Jemena | Summer | Non-coincident | 2024 | ACTUAL_OPG | 7.8512 | 66.9183 | VIC Thomastown 12 (Jemena) 66 kV |  |  | FALSE | #N/A | #N/A | #N/A | #N/A | #N/A | #N/A | #N/A | #N/A | #N/A | #N/A
TRUE | VIC | TTS1266J | Thomastown 12 (Jemena) 66 kV | Jemena | Summer | Non-coincident | 2024 | ACTUAL_ADJUSTEDOPG | 7.8512 | 66.9183 | VIC Thomastown 12 (Jemena) 66 kV |  |  | FALSE | #N/A | #N/A | #N/A | #N/A | #N/A | #N/A | #N/A | #N/A | #N/A | #N/A
TRUE | VIC | TTS1266J | Thomastown 12 (Jemena) 66 kV | Jemena | Summer | Coincident | 2025 | ACTUAL_OPG | 5.9531 | 63.7018 | VIC Thomastown 12 (Jemena) 66 kV |  |  | FALSE | #N/A | #N/A | #N/A | #N/A | #N/A | #N/A | #N/A | #N/A | #N/A | #N/A
TRUE | VIC | TTS1266J | Thomastown 12 (Jemena) 66 kV | Jemena | Summer | Coincident | 2025 | ACTUAL_RAW | 5.9531 | 63.7018 | VIC Thomastown 12 (Jemena) 66 kV |  |  | FALSE | #N/A | #N/A | #N/A | #N/A | #N/A | #N/A | #N/A | #N/A | #N/A | #N/A
TRUE | VIC | TTS1266J | Thomastown 12 (Jemena) 66 kV | Jemena | Summer | Non-coincident | 2025 | ACTUAL_RAW | 5.9531 | 63.7018 | VIC Thomastown 12 (Jemena) 66 kV |  |  | FALSE | #N/A | #N/A | #N/A | #N/A | #N/A | #N/A | #N/A | #N/A | #N/A | #N/A
TRUE | VIC | TTS1266J | Thomastown 12 (Jemena) 66 kV | Jemena | Summer | Non-coincident | 2025 | ACTUAL_OPG | 5.9531 | 63.7018 | VIC Thomastown 12 (Jemena) 66 kV |  |  | FALSE | #N/A | #N/A | #N/A | #N/A | #N/A | #N/A | #N/A | #N/A | #N/A | #N/A
TRUE | VIC | TTS1266J | Thomastown 12 (Jemena) 66 kV | Jemena | Summer | Non-coincident | 2025 | ACTUAL_ADJUSTEDOPG | 5.9531 | 63.7018 | VIC Thomastown 12 (Jemena) 66 kV |  |  | FALSE | #N/A | #N/A | #N/A | #N/A | #N/A | #N/A | #N/A | #N/A | #N/A | #N/A
TRUE | VIC | TTS1266J | Thomastown 12 (Jemena) 66 kV | Jemena | Summer | Non-coincident | 2025 | BASEYEARPOE90 | -2.8056 | NA | VIC Thomastown 12 (Jemena) 66 kV |  |  | FALSE | #N/A | #N/A | #N/A | #N/A | #N/A | #N/A | #N/A | #N/A | #N/A | #N/A
TRUE | VIC | TTS1266J | Thomastown 12 (Jemena) 66 kV | Jemena | Summer | Non-coincident | 2025 | BASEYEARPOE50 | 2.8482 | 97.747 | VIC Thomastown 12 (Jemena) 66 kV |  |  | FALSE | #N/A | #N/A | #N/A | #N/A | #N/A | #N/A | #N/A | #N/A | #N/A | #N/A
TRUE | VIC | TTS1266J | Thomastown 12 (Jemena) 66 kV | Jemena | Summer | Coincident_unreconciled | 2026 | POE50 | 1.37 | NA | VIC Thomastown 12 (Jemena) 66 kV |  |  | FALSE | #N/A | #N/A | #N/A | #N/A | #N/A | #N/A | #N/A | #N/A | #N/A | #N/A
TRUE | VIC | TTS1266J | Thomastown 12 (Jemena) 66 kV | Jemena | Summer | Coincident_unreconciled | 2026 | POE90 | -4.2698 | NA | VIC Thomastown 12 (Jemena) 66 kV |  |  | FALSE | #N/A | #N/A | #N/A | #N/A | #N/A | #N/A | #N/A | #N/A | #N/A | #N/A
TRUE | VIC | TTS1266J | Thomastown 12 (Jemena) 66 kV | Jemena | Summer | Non-coincident | 2026 | POE50 | 1.3608 | 111.903 | VIC Thomastown 12 (Jemena) 66 kV |  |  | FALSE | #N/A | #N/A | #N/A | #N/A | #N/A | #N/A | #N/A | #N/A | #N/A | #N/A
TRUE | VIC | TTS1266J | Thomastown 12 (Jemena) 66 kV | Jemena | Summer | Non-coincident | 2026 | POE90 | -4.2989 | NA | VIC Thomastown 12 (Jemena) 66 kV |  |  | FALSE | #N/A | #N/A | #N/A | #N/A | #N/A | #N/A | #N/A | #N/A | #N/A | #N/A
TRUE | VIC | TTS1266J | Thomastown 12 (Jemena) 66 kV | Jemena | Summer | Coincident_unreconciled | 2027 | POE50 | -0.69805 | NA | VIC Thomastown 12 (Jemena) 66 kV |  |  | FALSE | #N/A | #N/A | #N/A | #N/A | #N/A | #N/A | #N/A | #N/A | #N/A | #N/A
TRUE | VIC | TTS1266J | Thomastown 12 (Jemena) 66 kV | Jemena | Summer | Coincident_unreconciled | 2027 | POE90 | -6.3433 | NA | VIC Thomastown 12 (Jemena) 66 kV |  |  | FALSE | #N/A | #N/A | #N/A | #N/A | #N/A | #N/A | #N/A | #N/A | #N/A | #N/A
TRUE | VIC | TTS1266J | Thomastown 12 (Jemena) 66 kV | Jemena | Summer | Non-coincident | 2027 | POE50 | -0.70281 | 121.6117 | VIC Thomastown 12 (Jemena) 66 kV |  |  | FALSE | #N/A | #N/A | #N/A | #N/A | #N/A | #N/A | #N/A | #N/A | #N/A | #N/A
TRUE | VIC | TTS1266J | Thomastown 12 (Jemena) 66 kV | Jemena | Summer | Non-coincident | 2027 | POE90 | -6.3866 | NA | VIC Thomastown 12 (Jemena) 66 kV |  |  | FALSE | #N/A | #N/A | #N/A | #N/A | #N/A | #N/A | #N/A | #N/A | #N/A | #N/A
TRUE | VIC | TTS1266J | Thomastown 12 (Jemena) 66 kV | Jemena | Summer | Coincident_unreconciled | 2028 | POE50 | -2.7092 | NA | VIC Thomastown 12 (Jemena) 66 kV |  |  | FALSE | #N/A | #N/A | #N/A | #N/A | #N/A | #N/A | #N/A | #N/A | #N/A | #N/A
TRUE | VIC | TTS1266J | Thomastown 12 (Jemena) 66 kV | Jemena | Summer | Coincident_unreconciled | 2028 | POE90 | -8.3799 | NA | VIC Thomastown 12 (Jemena) 66 kV |  |  | FALSE | #N/A | #N/A | #N/A | #N/A | #N/A | #N/A | #N/A | #N/A | #N/A | #N/A
TRUE | VIC | TTS1266J | Thomastown 12 (Jemena) 66 kV | Jemena | Summer | Non-coincident | 2028 | POE50 | -2.7277 | 133.8034 | VIC Thomastown 12 (Jemena) 66 kV |  |  | FALSE | #N/A | #N/A | #N/A | #N/A | #N/A | #N/A | #N/A | #N/A | #N/A | #N/A
TRUE | VIC | TTS1266J | Thomastown 12 (Jemena) 66 kV | Jemena | Summer | Non-coincident | 2028 | POE90 | -8.437 | NA | VIC Thomastown 12 (Jemena) 66 kV |  |  | FALSE | #N/A | #N/A | #N/A | #N/A | #N/A | #N/A | #N/A | #N/A | #N/A | #N/A
TRUE | VIC | TTS1266J | Thomastown 12 (Jemena) 66 kV | Jemena | Summer | Coincident_unreconciled | 2029 | POE50 | -4.5668 | NA | VIC Thomastown 12 (Jemena) 66 kV |  |  | FALSE | #N/A | #N/A | #N/A | #N/A | #N/A | #N/A | #N/A | #N/A | #N/A | #N/A
TRUE | VIC | TTS1266J | Thomastown 12 (Jemena) 66 kV | Jemena | Summer | Coincident_unreconciled | 2029 | POE90 | -10.2629 | NA | VIC Thomastown 12 (Jemena) 66 kV |  |  | FALSE | #N/A | #N/A | #N/A | #N/A | #N/A | #N/A | #N/A | #N/A | #N/A | #N/A
TRUE | VIC | TTS1266J | Thomastown 12 (Jemena) 66 kV | Jemena | Summer | Non-coincident | 2029 | POE50 | -4.598 | 145.294 | VIC Thomastown 12 (Jemena) 66 kV |  |  | FALSE | #N/A | #N/A | #N/A | #N/A | #N/A | #N/A | #N/A | #N/A | #N/A | #N/A
TRUE | VIC | TTS1266J | Thomastown 12 (Jemena) 66 kV | Jemena | Summer | Non-coincident | 2029 | POE90 | -10.3329 | NA | VIC Thomastown 12 (Jemena) 66 kV |  |  | FALSE | #N/A | #N/A | #N/A | #N/A | #N/A | #N/A | #N/A | #N/A | #N/A | #N/A
TRUE | VIC | TTS1266J | Thomastown 12 (Jemena) 66 kV | Jemena | Summer | Coincident_unreconciled | 2030 | POE50 | -8.7209 | NA | VIC Thomastown 12 (Jemena) 66 kV |  |  | FALSE | #N/A | #N/A | #N/A | #N/A | #N/A | #N/A | #N/A | #N/A | #N/A | #N/A
TRUE | VIC | TTS1266J | Thomastown 12 (Jemena) 66 kV | Jemena | Summer | Coincident_unreconciled | 2030 | POE90 | -14.4424 | NA | VIC Thomastown 12 (Jemena) 66 kV |  |  | FALSE | #N/A | #N/A | #N/A | #N/A | #N/A | #N/A | #N/A | #N/A | #N/A | #N/A
TRUE | VIC | TTS1266J | Thomastown 12 (Jemena) 66 kV | Jemena | Summer | Non-coincident | 2030 | POE50 | -8.7804 | 141.5353 | VIC Thomastown 12 (Jemena) 66 kV |  |  | FALSE | #N/A | #N/A | #N/A | #N/A | #N/A | #N/A | #N/A | #N/A | #N/A | #N/A
TRUE | VIC | TTS1266J | Thomastown 12 (Jemena) 66 kV | Jemena | Summer | Non-coincident | 2030 | POE90 | -14.5409 | NA | VIC Thomastown 12 (Jemena) 66 kV |  |  | FALSE | #N/A | #N/A | #N/A | #N/A | #N/A | #N/A | #N/A | #N/A | #N/A | #N/A
TRUE | VIC | TTS1266J | Thomastown 12 (Jemena) 66 kV | Jemena | Summer | Coincident_unreconciled | 2031 | POE50 | -10.5478 | NA | VIC Thomastown 12 (Jemena) 66 kV |  |  | FALSE | #N/A | #N/A | #N/A | #N/A | #N/A | #N/A | #N/A | #N/A | #N/A | #N/A
TRUE | VIC | TTS1266J | Thomastown 12 (Jemena) 66 kV | Jemena | Summer | Coincident_unreconciled | 2031 | POE90 | -16.2947 | NA | VIC Thomastown 12 (Jemena) 66 kV |  |  | FALSE | #N/A | #N/A | #N/A | #N/A | #N/A | #N/A | #N/A | #N/A | #N/A | #N/A
TRUE | VIC | TTS1266J | Thomastown 12 (Jemena) 66 kV | Jemena | Summer | Non-coincident | 2031 | POE50 | -10.6197 | 164.3168 | VIC Thomastown 12 (Jemena) 66 kV |  |  | FALSE | #N/A | #N/A | #N/A | #N/A | #N/A | #N/A | #N/A | #N/A | #N/A | #N/A
TRUE | VIC | TTS1266J | Thomastown 12 (Jemena) 66 kV | Jemena | Summer | Non-coincident | 2031 | POE90 | -16.4058 | NA | VIC Thomastown 12 (Jemena) 66 kV |  |  | FALSE | #N/A | #N/A | #N/A | #N/A | #N/A | #N/A | #N/A | #N/A | #N/A | #N/A
TRUE | VIC | TTS1266J | Thomastown 12 (Jemena) 66 kV | Jemena | Summer | Coincident_unreconciled | 2032 | POE50 | -11.8032 | NA | VIC Thomastown 12 (Jemena) 66 kV |  |  | FALSE | #N/A | #N/A | #N/A | #N/A | #N/A | #N/A | #N/A | #N/A | #N/A | #N/A
TRUE | VIC | TTS1266J | Thomastown 12 (Jemena) 66 kV | Jemena | Summer | Coincident_unreconciled | 2032 | POE90 | -17.5754 | NA | VIC Thomastown 12 (Jemena) 66 kV |  |  | FALSE | #N/A | #N/A | #N/A | #N/A | #N/A | #N/A | #N/A | #N/A | #N/A | #N/A
TRUE | VIC | TTS1266J | Thomastown 12 (Jemena) 66 kV | Jemena | Summer | Non-coincident | 2032 | POE50 | -11.8837 | 170.6316 | VIC Thomastown 12 (Jemena) 66 kV |  |  | FALSE | #N/A | #N/A | #N/A | #N/A | #N/A | #N/A | #N/A | #N/A | #N/A | #N/A
TRUE | VIC | TTS1266J | Thomastown 12 (Jemena) 66 kV | Jemena | Summer | Non-coincident | 2032 | POE90 | -17.6953 | NA | VIC Thomastown 12 (Jemena) 66 kV |  |  | FALSE | #N/A | #N/A | #N/A | #N/A | #N/A | #N/A | #N/A | #N/A | #N/A | #N/A
TRUE | VIC | TTS1266J | Thomastown 12 (Jemena) 66 kV | Jemena | Summer | Coincident_unreconciled | 2033 | POE50 | -12.6145 | NA | VIC Thomastown 12 (Jemena) 66 kV |  |  | FALSE | #N/A | #N/A | #N/A | #N/A | #N/A | #N/A | #N/A | #N/A | #N/A | #N/A
TRUE | VIC | TTS1266J | Thomastown 12 (Jemena) 66 kV | Jemena | Summer | Coincident_unreconciled | 2033 | POE90 | -18.412 | NA | VIC Thomastown 12 (Jemena) 66 kV |  |  | FALSE | #N/A | #N/A | #N/A | #N/A | #N/A | #N/A | #N/A | #N/A | #N/A | #N/A
TRUE | VIC | TTS1266J | Thomastown 12 (Jemena) 66 kV | Jemena | Summer | Non-coincident | 2033 | POE50 | -12.7005 | 176.0812 | VIC Thomastown 12 (Jemena) 66 kV |  |  | FALSE | #N/A | #N/A | #N/A | #N/A | #N/A | #N/A | #N/A | #N/A | #N/A | #N/A
TRUE | VIC | TTS1266J | Thomastown 12 (Jemena) 66 kV | Jemena | Summer | Non-coincident | 2033 | POE90 | -18.5375 | NA | VIC Thomastown 12 (Jemena) 66 kV |  |  | FALSE | #N/A | #N/A | #N/A | #N/A | #N/A | #N/A | #N/A | #N/A | #N/A | #N/A
TRUE | VIC | TTS1266J | Thomastown 12 (Jemena) 66 kV | Jemena | Summer | Coincident_unreconciled | 2034 | POE50 | -13.3949 | NA | VIC Thomastown 12 (Jemena) 66 kV |  |  | FALSE | #N/A | #N/A | #N/A | #N/A | #N/A | #N/A | #N/A | #N/A | #N/A | #N/A
TRUE | VIC | TTS1266J | Thomastown 12 (Jemena) 66 kV | Jemena | Summer | Coincident_unreconciled | 2034 | POE90 | -19.2176 | NA | VIC Thomastown 12 (Jemena) 66 kV |  |  | FALSE | #N/A | #N/A | #N/A | #N/A | #N/A | #N/A | #N/A | #N/A | #N/A | #N/A
TRUE | VIC | TTS1266J | Thomastown 12 (Jemena) 66 kV | Jemena | Summer | Non-coincident | 2034 | POE50 | -13.4863 | 176.7902 | VIC Thomastown 12 (Jemena) 66 kV |  |  | FALSE | #N/A | #N/A | #N/A | #N/A | #N/A | #N/A | #N/A | #N/A | #N/A | #N/A
TRUE | VIC | TTS1266J | Thomastown 12 (Jemena) 66 kV | Jemena | Summer | Non-coincident | 2034 | POE90 | -19.3487 | NA | VIC Thomastown 12 (Jemena) 66 kV |  |  | FALSE | #N/A | #N/A | #N/A | #N/A | #N/A | #N/A | #N/A | #N/A | #N/A | #N/A
TRUE | VIC | TTS1266J | Thomastown 12 (Jemena) 66 kV | Jemena | Summer | Coincident_unreconciled | 2035 | POE50 | -14.3316 | NA | VIC Thomastown 12 (Jemena) 66 kV |  |  | FALSE | #N/A | #N/A | #N/A | #N/A | #N/A | #N/A | #N/A | #N/A | #N/A | #N/A
TRUE | VIC | TTS1266J | Thomastown 12 (Jemena) 66 kV | Jemena | Summer | Coincident_unreconciled | 2035 | POE90 | -20.1796 | NA | VIC Thomastown 12 (Jemena) 66 kV |  |  | FALSE | #N/A | #N/A | #N/A | #N/A | #N/A | #N/A | #N/A | #N/A | #N/A | #N/A
TRUE | VIC | TTS1266J | Thomastown 12 (Jemena) 66 kV | Jemena | Summer | Non-coincident | 2035 | POE50 | -14.4293 | 177.4789 | VIC Thomastown 12 (Jemena) 66 kV |  |  | FALSE | #N/A | #N/A | #N/A | #N/A | #N/A | #N/A | #N/A | #N/A | #N/A | #N/A
TRUE | VIC | TTS1266J | Thomastown 12 (Jemena) 66 kV | Jemena | Summer | Non-coincident | 2035 | POE90 | -20.3172 | NA | VIC Thomastown 12 (Jemena) 66 kV |  |  | FALSE | #N/A | #N/A | #N/A | #N/A | #N/A | #N/A | #N/A | #N/A | #N/A | #N/A
TRUE | VIC | TTS1266J | Thomastown 12 (Jemena) 66 kV | Jemena | Summer | Non-coincident | 2025 | BASEYEARPOE10 | NA | 106.2036 | VIC Thomastown 12 (Jemena) 66 kV |  |  | FALSE | #N/A | #N/A | #N/A | #N/A | #N/A | #N/A | #N/A | #N/A | #N/A | #N/A
TRUE | VIC | TTS1266J | Thomastown 12 (Jemena) 66 kV | Jemena | Summer | Coincident | 2026 | POE10 | NA | 110.6613 | VIC Thomastown 12 (Jemena) 66 kV |  |  | FALSE | #N/A | #N/A | #N/A | #N/A | #N/A | #N/A | #N/A | #N/A | #N/A | #N/A
TRUE | VIC | TTS1266J | Thomastown 12 (Jemena) 66 kV | Jemena | Summer | Coincident | 2026 | POE50 | NA | 104.4708 | VIC Thomastown 12 (Jemena) 66 kV |  |  | FALSE | #N/A | #N/A | #N/A | #N/A | #N/A | #N/A | #N/A | #N/A | #N/A | #N/A
TRUE | VIC | TTS1266J | Thomastown 12 (Jemena) 66 kV | Jemena | Summer | Non-coincident | 2026 | POE10 | NA | 122.1794 | VIC Thomastown 12 (Jemena) 66 kV |  |  | FALSE | #N/A | #N/A | #N/A | #N/A | #N/A | #N/A | #N/A | #N/A | #N/A | #N/A
TRUE | VIC | TTS1266J | Thomastown 12 (Jemena) 66 kV | Jemena | Summer | Coincident | 2027 | POE10 | NA | 116.3476 | VIC Thomastown 12 (Jemena) 66 kV |  |  | FALSE | #N/A | #N/A | #N/A | #N/A | #N/A | #N/A | #N/A | #N/A | #N/A | #N/A
TRUE | VIC | TTS1266J | Thomastown 12 (Jemena) 66 kV | Jemena | Summer | Coincident | 2027 | POE50 | NA | 109.7973 | VIC Thomastown 12 (Jemena) 66 kV |  |  | FALSE | #N/A | #N/A | #N/A | #N/A | #N/A | #N/A | #N/A | #N/A | #N/A | #N/A
TRUE | VIC | TTS1266J | Thomastown 12 (Jemena) 66 kV | Jemena | Summer | Non-coincident | 2027 | POE10 | NA | 131.9315 | VIC Thomastown 12 (Jemena) 66 kV |  |  | FALSE | #N/A | #N/A | #N/A | #N/A | #N/A | #N/A | #N/A | #N/A | #N/A | #N/A
TRUE | VIC | TTS1266J | Thomastown 12 (Jemena) 66 kV | Jemena | Summer | Coincident | 2028 | POE10 | NA | 124.0881 | VIC Thomastown 12 (Jemena) 66 kV |  |  | FALSE | #N/A | #N/A | #N/A | #N/A | #N/A | #N/A | #N/A | #N/A | #N/A | #N/A
TRUE | VIC | TTS1266J | Thomastown 12 (Jemena) 66 kV | Jemena | Summer | Coincident | 2028 | POE50 | NA | 117.0233 | VIC Thomastown 12 (Jemena) 66 kV |  |  | FALSE | #N/A | #N/A | #N/A | #N/A | #N/A | #N/A | #N/A | #N/A | #N/A | #N/A
TRUE | VIC | TTS1266J | Thomastown 12 (Jemena) 66 kV | Jemena | Summer | Non-coincident | 2028 | POE10 | NA | 144.1694 | VIC Thomastown 12 (Jemena) 66 kV |  |  | FALSE | #N/A | #N/A | #N/A | #N/A | #N/A | #N/A | #N/A | #N/A | #N/A | #N/A
TRUE | VIC | TTS1266J | Thomastown 12 (Jemena) 66 kV | Jemena | Summer | Coincident | 2029 | POE10 | NA | 131.6266 | VIC Thomastown 12 (Jemena) 66 kV |  |  | FALSE | #N/A | #N/A | #N/A | #N/A | #N/A | #N/A | #N/A | #N/A | #N/A | #N/A
TRUE | VIC | TTS1266J | Thomastown 12 (Jemena) 66 kV | Jemena | Summer | Coincident | 2029 | POE50 | NA | 124.8839 | VIC Thomastown 12 (Jemena) 66 kV |  |  | FALSE | #N/A | #N/A | #N/A | #N/A | #N/A | #N/A | #N/A | #N/A | #N/A | #N/A
TRUE | VIC | TTS1266J | Thomastown 12 (Jemena) 66 kV | Jemena | Summer | Non-coincident | 2029 | POE10 | NA | 155.7061 | VIC Thomastown 12 (Jemena) 66 kV |  |  | FALSE | #N/A | #N/A | #N/A | #N/A | #N/A | #N/A | #N/A | #N/A | #N/A | #N/A
TRUE | VIC | TTS1266J | Thomastown 12 (Jemena) 66 kV | Jemena | Summer | Coincident | 2030 | POE10 | NA | 126.5985 | VIC Thomastown 12 (Jemena) 66 kV |  |  | FALSE | #N/A | #N/A | #N/A | #N/A | #N/A | #N/A | #N/A | #N/A | #N/A | #N/A
TRUE | VIC | TTS1266J | Thomastown 12 (Jemena) 66 kV | Jemena | Summer | Coincident | 2030 | POE50 | NA | 119.4909 | VIC Thomastown 12 (Jemena) 66 kV |  |  | FALSE | #N/A | #N/A | #N/A | #N/A | #N/A | #N/A | #N/A | #N/A | #N/A | #N/A
TRUE | VIC | TTS1266J | Thomastown 12 (Jemena) 66 kV | Jemena | Summer | Non-coincident | 2030 | POE10 | NA | 151.9936 | VIC Thomastown 12 (Jemena) 66 kV |  |  | FALSE | #N/A | #N/A | #N/A | #N/A | #N/A | #N/A | #N/A | #N/A | #N/A | #N/A
TRUE | VIC | TTS1266J | Thomastown 12 (Jemena) 66 kV | Jemena | Summer | Coincident | 2031 | POE10 | NA | 141.9184 | VIC Thomastown 12 (Jemena) 66 kV |  |  | FALSE | #N/A | #N/A | #N/A | #N/A | #N/A | #N/A | #N/A | #N/A | #N/A | #N/A
TRUE | VIC | TTS1266J | Thomastown 12 (Jemena) 66 kV | Jemena | Summer | Coincident | 2031 | POE50 | NA | 135.8601 | VIC Thomastown 12 (Jemena) 66 kV |  |  | FALSE | #N/A | #N/A | #N/A | #N/A | #N/A | #N/A | #N/A | #N/A | #N/A | #N/A
TRUE | VIC | TTS1266J | Thomastown 12 (Jemena) 66 kV | Jemena | Summer | Non-coincident | 2031 | POE10 | NA | 174.8213 | VIC Thomastown 12 (Jemena) 66 kV |  |  | FALSE | #N/A | #N/A | #N/A | #N/A | #N/A | #N/A | #N/A | #N/A | #N/A | #N/A
TRUE | VIC | TTS1266J | Thomastown 12 (Jemena) 66 kV | Jemena | Summer | Coincident | 2032 | POE10 | NA | 142.6889 | VIC Thomastown 12 (Jemena) 66 kV |  |  | FALSE | #N/A | #N/A | #N/A | #N/A | #N/A | #N/A | #N/A | #N/A | #N/A | #N/A
TRUE | VIC | TTS1266J | Thomastown 12 (Jemena) 66 kV | Jemena | Summer | Coincident | 2032 | POE50 | NA | 136.589 | VIC Thomastown 12 (Jemena) 66 kV |  |  | FALSE | #N/A | #N/A | #N/A | #N/A | #N/A | #N/A | #N/A | #N/A | #N/A | #N/A
TRUE | VIC | TTS1266J | Thomastown 12 (Jemena) 66 kV | Jemena | Summer | Non-coincident | 2032 | POE10 | NA | 181.1821 | VIC Thomastown 12 (Jemena) 66 kV |  |  | FALSE | #N/A | #N/A | #N/A | #N/A | #N/A | #N/A | #N/A | #N/A | #N/A | #N/A
TRUE | VIC | TTS1266J | Thomastown 12 (Jemena) 66 kV | Jemena | Summer | Coincident | 2033 | POE10 | NA | 143.5736 | VIC Thomastown 12 (Jemena) 66 kV |  |  | FALSE | #N/A | #N/A | #N/A | #N/A | #N/A | #N/A | #N/A | #N/A | #N/A | #N/A
TRUE | VIC | TTS1266J | Thomastown 12 (Jemena) 66 kV | Jemena | Summer | Coincident | 2033 | POE50 | NA | 136.3622 | VIC Thomastown 12 (Jemena) 66 kV |  |  | FALSE | #N/A | #N/A | #N/A | #N/A | #N/A | #N/A | #N/A | #N/A | #N/A | #N/A
TRUE | VIC | TTS1266J | Thomastown 12 (Jemena) 66 kV | Jemena | Summer | Non-coincident | 2033 | POE10 | NA | 186.6775 | VIC Thomastown 12 (Jemena) 66 kV |  |  | FALSE | #N/A | #N/A | #N/A | #N/A | #N/A | #N/A | #N/A | #N/A | #N/A | #N/A
TRUE | VIC | TTS1266J | Thomastown 12 (Jemena) 66 kV | Jemena | Summer | Coincident | 2034 | POE10 | NA | 142.6578 | VIC Thomastown 12 (Jemena) 66 kV |  |  | FALSE | #N/A | #N/A | #N/A | #N/A | #N/A | #N/A | #N/A | #N/A | #N/A | #N/A
TRUE | VIC | TTS1266J | Thomastown 12 (Jemena) 66 kV | Jemena | Summer | Coincident | 2034 | POE50 | NA | 135.6224 | VIC Thomastown 12 (Jemena) 66 kV |  |  | FALSE | #N/A | #N/A | #N/A | #N/A | #N/A | #N/A | #N/A | #N/A | #N/A | #N/A
TRUE | VIC | TTS1266J | Thomastown 12 (Jemena) 66 kV | Jemena | Summer | Non-coincident | 2034 | POE10 | NA | 187.4325 | VIC Thomastown 12 (Jemena) 66 kV |  |  | FALSE | #N/A | #N/A | #N/A | #N/A | #N/A | #N/A | #N/A | #N/A | #N/A | #N/A
TRUE | VIC | TTS1266J | Thomastown 12 (Jemena) 66 kV | Jemena | Summer | Coincident | 2035 | POE10 | NA | 142.3357 | VIC Thomastown 12 (Jemena) 66 kV |  |  | FALSE | #N/A | #N/A | #N/A | #N/A | #N/A | #N/A | #N/A | #N/A | #N/A | #N/A
TRUE | VIC | TTS1266J | Thomastown 12 (Jemena) 66 kV | Jemena | Summer | Coincident | 2035 | POE50 | NA | 135.3257 | VIC Thomastown 12 (Jemena) 66 kV |  |  | FALSE | #N/A | #N/A | #N/A | #N/A | #N/A | #N/A | #N/A | #N/A | #N/A | #N/A
TRUE | VIC | TTS1266J | Thomastown 12 (Jemena) 66 kV | Jemena | Summer | Non-coincident | 2035 | POE10 | NA | 188.1671 | VIC Thomastown 12 (Jemena) 66 kV |  |  | FALSE | #N/A | #N/A | #N/A | #N/A | #N/A | #N/A | #N/A | #N/A | #N/A | #N/A
TRUE | VIC | TTS1266J | Thomastown 12 (Jemena) 66 kV | Jemena | Winter | Coincident | 2018 | ACTUAL_OPG | NA | 71.2103 | VIC Thomastown 12 (Jemena) 66 kV |  |  | FALSE | #N/A | #N/A | #N/A | #N/A | #N/A | #N/A | #N/A | #N/A | #N/A | #N/A
TRUE | VIC | TTS1266J | Thomastown 12 (Jemena) 66 kV | Jemena | Winter | Coincident | 2018 | ACTUAL_RAW | NA | 71.2103 | VIC Thomastown 12 (Jemena) 66 kV |  |  | FALSE | #N/A | #N/A | #N/A | #N/A | #N/A | #N/A | #N/A | #N/A | #N/A | #N/A
TRUE | VIC | TTS1266J | Thomastown 12 (Jemena) 66 kV | Jemena | Winter | Non-coincident | 2018 | ACTUAL_RAW | NA | 76.4468 | VIC Thomastown 12 (Jemena) 66 kV |  |  | FALSE | #N/A | #N/A | #N/A | #N/A | #N/A | #N/A | #N/A | #N/A | #N/A | #N/A
TRUE | VIC | TTS1266J | Thomastown 12 (Jemena) 66 kV | Jemena | Winter | Non-coincident | 2018 | ACTUAL_OPG | NA | 76.4468 | VIC Thomastown 12 (Jemena) 66 kV |  |  | FALSE | #N/A | #N/A | #N/A | #N/A | #N/A | #N/A | #N/A | #N/A | #N/A | #N/A
TRUE | VIC | TTS1266J | Thomastown 12 (Jemena) 66 kV | Jemena | Winter | Non-coincident | 2018 | ACTUAL_ADJUSTEDOPG | NA | 76.4468 | VIC Thomastown 12 (Jemena) 66 kV |  |  | FALSE | #N/A | #N/A | #N/A | #N/A | #N/A | #N/A | #N/A | #N/A | #N/A | #N/A
TRUE | VIC | TTS1266J | Thomastown 12 (Jemena) 66 kV | Jemena | Winter | Coincident | 2019 | ACTUAL_OPG | NA | 71.4634 | VIC Thomastown 12 (Jemena) 66 kV |  |  | FALSE | #N/A | #N/A | #N/A | #N/A | #N/A | #N/A | #N/A | #N/A | #N/A | #N/A
TRUE | VIC | TTS1266J | Thomastown 12 (Jemena) 66 kV | Jemena | Winter | Coincident | 2019 | ACTUAL_RAW | NA | 71.4634 | VIC Thomastown 12 (Jemena) 66 kV |  |  | FALSE | #N/A | #N/A | #N/A | #N/A | #N/A | #N/A | #N/A | #N/A | #N/A | #N/A
TRUE | VIC | TTS1266J | Thomastown 12 (Jemena) 66 kV | Jemena | Winter | Non-coincident | 2019 | ACTUAL_RAW | NA | 77.3218 | VIC Thomastown 12 (Jemena) 66 kV |  |  | FALSE | #N/A | #N/A | #N/A | #N/A | #N/A | #N/A | #N/A | #N/A | #N/A | #N/A
TRUE | VIC | TTS1266J | Thomastown 12 (Jemena) 66 kV | Jemena | Winter | Non-coincident | 2019 | ACTUAL_OPG | NA | 77.3218 | VIC Thomastown 12 (Jemena) 66 kV |  |  | FALSE | #N/A | #N/A | #N/A | #N/A | #N/A | #N/A | #N/A | #N/A | #N/A | #N/A
TRUE | VIC | TTS1266J | Thomastown 12 (Jemena) 66 kV | Jemena | Winter | Non-coincident | 2019 | ACTUAL_ADJUSTEDOPG | NA | 77.3218 | VIC Thomastown 12 (Jemena) 66 kV |  |  | FALSE | #N/A | #N/A | #N/A | #N/A | #N/A | #N/A | #N/A | #N/A | #N/A | #N/A
TRUE | VIC | TTS1266J | Thomastown 12 (Jemena) 66 kV | Jemena | Winter | Coincident | 2020 | ACTUAL_OPG | NA | 85.3223 | VIC Thomastown 12 (Jemena) 66 kV |  |  | FALSE | #N/A | #N/A | #N/A | #N/A | #N/A | #N/A | #N/A | #N/A | #N/A | #N/A
TRUE | VIC | TTS1266J | Thomastown 12 (Jemena) 66 kV | Jemena | Winter | Coincident | 2020 | ACTUAL_RAW | NA | 85.3223 | VIC Thomastown 12 (Jemena) 66 kV |  |  | FALSE | #N/A | #N/A | #N/A | #N/A | #N/A | #N/A | #N/A | #N/A | #N/A | #N/A
TRUE | VIC | TTS1266J | Thomastown 12 (Jemena) 66 kV | Jemena | Winter | Non-coincident | 2020 | ACTUAL_RAW | NA | 94.7179 | VIC Thomastown 12 (Jemena) 66 kV |  |  | FALSE | #N/A | #N/A | #N/A | #N/A | #N/A | #N/A | #N/A | #N/A | #N/A | #N/A
TRUE | VIC | TTS1266J | Thomastown 12 (Jemena) 66 kV | Jemena | Winter | Non-coincident | 2020 | ACTUAL_OPG | NA | 94.7179 | VIC Thomastown 12 (Jemena) 66 kV |  |  | FALSE | #N/A | #N/A | #N/A | #N/A | #N/A | #N/A | #N/A | #N/A | #N/A | #N/A
TRUE | VIC | TTS1266J | Thomastown 12 (Jemena) 66 kV | Jemena | Winter | Non-coincident | 2020 | ACTUAL_ADJUSTEDOPG | NA | 94.7179 | VIC Thomastown 12 (Jemena) 66 kV |  |  | FALSE | #N/A | #N/A | #N/A | #N/A | #N/A | #N/A | #N/A | #N/A | #N/A | #N/A
TRUE | VIC | TTS1266J | Thomastown 12 (Jemena) 66 kV | Jemena | Winter | Coincident | 2021 | ACTUAL_OPG | NA | 88.021 | VIC Thomastown 12 (Jemena) 66 kV |  |  | FALSE | #N/A | #N/A | #N/A | #N/A | #N/A | #N/A | #N/A | #N/A | #N/A | #N/A
TRUE | VIC | TTS1266J | Thomastown 12 (Jemena) 66 kV | Jemena | Winter | Coincident | 2021 | ACTUAL_RAW | NA | 88.021 | VIC Thomastown 12 (Jemena) 66 kV |  |  | FALSE | #N/A | #N/A | #N/A | #N/A | #N/A | #N/A | #N/A | #N/A | #N/A | #N/A
TRUE | VIC | TTS1266J | Thomastown 12 (Jemena) 66 kV | Jemena | Winter | Non-coincident | 2021 | ACTUAL_RAW | NA | 92.2011 | VIC Thomastown 12 (Jemena) 66 kV |  |  | FALSE | #N/A | #N/A | #N/A | #N/A | #N/A | #N/A | #N/A | #N/A | #N/A | #N/A
TRUE | VIC | TTS1266J | Thomastown 12 (Jemena) 66 kV | Jemena | Winter | Non-coincident | 2021 | ACTUAL_OPG | NA | 92.2011 | VIC Thomastown 12 (Jemena) 66 kV |  |  | FALSE | #N/A | #N/A | #N/A | #N/A | #N/A | #N/A | #N/A | #N/A | #N/A | #N/A
TRUE | VIC | TTS1266J | Thomastown 12 (Jemena) 66 kV | Jemena | Winter | Non-coincident | 2021 | ACTUAL_ADJUSTEDOPG | NA | 92.2011 | VIC Thomastown 12 (Jemena) 66 kV |  |  | FALSE | #N/A | #N/A | #N/A | #N/A | #N/A | #N/A | #N/A | #N/A | #N/A | #N/A
TRUE | VIC | TTS1266J | Thomastown 12 (Jemena) 66 kV | Jemena | Winter | Coincident | 2022 | ACTUAL_OPG | NA | 86.8057 | VIC Thomastown 12 (Jemena) 66 kV |  |  | FALSE | #N/A | #N/A | #N/A | #N/A | #N/A | #N/A | #N/A | #N/A | #N/A | #N/A
TRUE | VIC | TTS1266J | Thomastown 12 (Jemena) 66 kV | Jemena | Winter | Coincident | 2022 | ACTUAL_RAW | NA | 86.8057 | VIC Thomastown 12 (Jemena) 66 kV |  |  | FALSE | #N/A | #N/A | #N/A | #N/A | #N/A | #N/A | #N/A | #N/A | #N/A | #N/A
TRUE | VIC | TTS1266J | Thomastown 12 (Jemena) 66 kV | Jemena | Winter | Non-coincident | 2022 | ACTUAL_RAW | NA | 92.1644 | VIC Thomastown 12 (Jemena) 66 kV |  |  | FALSE | #N/A | #N/A | #N/A | #N/A | #N/A | #N/A | #N/A | #N/A | #N/A | #N/A
TRUE | VIC | TTS1266J | Thomastown 12 (Jemena) 66 kV | Jemena | Winter | Non-coincident | 2022 | ACTUAL_OPG | NA | 92.1644 | VIC Thomastown 12 (Jemena) 66 kV |  |  | FALSE | #N/A | #N/A | #N/A | #N/A | #N/A | #N/A | #N/A | #N/A | #N/A | #N/A
TRUE | VIC | TTS1266J | Thomastown 12 (Jemena) 66 kV | Jemena | Winter | Non-coincident | 2022 | ACTUAL_ADJUSTEDOPG | NA | 92.1644 | VIC Thomastown 12 (Jemena) 66 kV |  |  | FALSE | #N/A | #N/A | #N/A | #N/A | #N/A | #N/A | #N/A | #N/A | #N/A | #N/A
TRUE | VIC | TTS1266J | Thomastown 12 (Jemena) 66 kV | Jemena | Winter | Coincident | 2023 | ACTUAL_OPG | NA | 54.1789 | VIC Thomastown 12 (Jemena) 66 kV |  |  | FALSE | #N/A | #N/A | #N/A | #N/A | #N/A | #N/A | #N/A | #N/A | #N/A | #N/A
TRUE | VIC | TTS1266J | Thomastown 12 (Jemena) 66 kV | Jemena | Winter | Coincident | 2023 | ACTUAL_RAW | NA | 54.1789 | VIC Thomastown 12 (Jemena) 66 kV |  |  | FALSE | #N/A | #N/A | #N/A | #N/A | #N/A | #N/A | #N/A | #N/A | #N/A | #N/A
TRUE | VIC | TTS1266J | Thomastown 12 (Jemena) 66 kV | Jemena | Winter | Non-coincident | 2023 | ACTUAL_RAW | NA | 58.9574 | VIC Thomastown 12 (Jemena) 66 kV |  |  | FALSE | #N/A | #N/A | #N/A | #N/A | #N/A | #N/A | #N/A | #N/A | #N/A | #N/A
TRUE | VIC | TTS1266J | Thomastown 12 (Jemena) 66 kV | Jemena | Winter | Non-coincident | 2023 | ACTUAL_OPG | NA | 58.9574 | VIC Thomastown 12 (Jemena) 66 kV |  |  | FALSE | #N/A | #N/A | #N/A | #N/A | #N/A | #N/A | #N/A | #N/A | #N/A | #N/A
TRUE | VIC | TTS1266J | Thomastown 12 (Jemena) 66 kV | Jemena | Winter | Non-coincident | 2023 | ACTUAL_ADJUSTEDOPG | NA | 58.9574 | VIC Thomastown 12 (Jemena) 66 kV |  |  | FALSE | #N/A | #N/A | #N/A | #N/A | #N/A | #N/A | #N/A | #N/A | #N/A | #N/A
TRUE | VIC | TTS1266J | Thomastown 12 (Jemena) 66 kV | Jemena | Winter | Coincident | 2024 | ACTUAL_OPG | NA | 54.2645 | VIC Thomastown 12 (Jemena) 66 kV |  |  | FALSE | #N/A | #N/A | #N/A | #N/A | #N/A | #N/A | #N/A | #N/A | #N/A | #N/A
TRUE | VIC | TTS1266J | Thomastown 12 (Jemena) 66 kV | Jemena | Winter | Coincident | 2024 | ACTUAL_RAW | NA | 54.2645 | VIC Thomastown 12 (Jemena) 66 kV |  |  | FALSE | #N/A | #N/A | #N/A | #N/A | #N/A | #N/A | #N/A | #N/A | #N/A | #N/A
TRUE | VIC | TTS1266J | Thomastown 12 (Jemena) 66 kV | Jemena | Winter | Non-coincident | 2024 | ACTUAL_RAW | NA | 62.9247 | VIC Thomastown 12 (Jemena) 66 kV |  |  | FALSE | #N/A | #N/A | #N/A | #N/A | #N/A | #N/A | #N/A | #N/A | #N/A | #N/A
TRUE | VIC | TTS1266J | Thomastown 12 (Jemena) 66 kV | Jemena | Winter | Non-coincident | 2024 | ACTUAL_OPG | NA | 62.9247 | VIC Thomastown 12 (Jemena) 66 kV |  |  | FALSE | #N/A | #N/A | #N/A | #N/A | #N/A | #N/A | #N/A | #N/A | #N/A | #N/A
TRUE | VIC | TTS1266J | Thomastown 12 (Jemena) 66 kV | Jemena | Winter | Non-coincident | 2024 | ACTUAL_ADJUSTEDOPG | NA | 62.9247 | VIC Thomastown 12 (Jemena) 66 kV |  |  | FALSE | #N/A | #N/A | #N/A | #N/A | #N/A | #N/A | #N/A | #N/A | #N/A | #N/A
TRUE | VIC | TTS1266J | Thomastown 12 (Jemena) 66 kV | Jemena | Winter | Coincident | 2025 | POE10 | NA | 110.4191 | VIC Thomastown 12 (Jemena) 66 kV |  |  | FALSE | #N/A | #N/A | #N/A | #N/A | #N/A | #N/A | #N/A | #N/A | #N/A | #N/A
TRUE | VIC | TTS1266J | Thomastown 12 (Jemena) 66 kV | Jemena | Winter | Coincident | 2025 | POE50 | NA | 109.584 | VIC Thomastown 12 (Jemena) 66 kV |  |  | FALSE | #N/A | #N/A | #N/A | #N/A | #N/A | #N/A | #N/A | #N/A | #N/A | #N/A
TRUE | VIC | TTS1266J | Thomastown 12 (Jemena) 66 kV | Jemena | Winter | Non-coincident | 2025 | ACTUAL_RAW | NA | 56.7878 | VIC Thomastown 12 (Jemena) 66 kV |  |  | FALSE | #N/A | #N/A | #N/A | #N/A | #N/A | #N/A | #N/A | #N/A | #N/A | #N/A
TRUE | VIC | TTS1266J | Thomastown 12 (Jemena) 66 kV | Jemena | Winter | Non-coincident | 2025 | ACTUAL_ADJUSTEDOPG | NA | 56.7878 | VIC Thomastown 12 (Jemena) 66 kV |  |  | FALSE | #N/A | #N/A | #N/A | #N/A | #N/A | #N/A | #N/A | #N/A | #N/A | #N/A
TRUE | VIC | TTS1266J | Thomastown 12 (Jemena) 66 kV | Jemena | Winter | Non-coincident | 2025 | BASEYEARPOE50 | NA | 116.9712 | VIC Thomastown 12 (Jemena) 66 kV |  |  | FALSE | #N/A | #N/A | #N/A | #N/A | #N/A | #N/A | #N/A | #N/A | #N/A | #N/A
TRUE | VIC | TTS1266J | Thomastown 12 (Jemena) 66 kV | Jemena | Winter | Non-coincident | 2025 | BASEYEARPOE10 | NA | 120.4454 | VIC Thomastown 12 (Jemena) 66 kV |  |  | FALSE | #N/A | #N/A | #N/A | #N/A | #N/A | #N/A | #N/A | #N/A | #N/A | #N/A
TRUE | VIC | TTS1266J | Thomastown 12 (Jemena) 66 kV | Jemena | Winter | Non-coincident | 2025 | POE10 | NA | 121.6097 | VIC Thomastown 12 (Jemena) 66 kV |  |  | FALSE | #N/A | #N/A | #N/A | #N/A | #N/A | #N/A | #N/A | #N/A | #N/A | #N/A
TRUE | VIC | TTS1266J | Thomastown 12 (Jemena) 66 kV | Jemena | Winter | Non-coincident | 2025 | POE50 | NA | 117.5541 | VIC Thomastown 12 (Jemena) 66 kV |  |  | FALSE | #N/A | #N/A | #N/A | #N/A | #N/A | #N/A | #N/A | #N/A | #N/A | #N/A
TRUE | VIC | TTS1266J | Thomastown 12 (Jemena) 66 kV | Jemena | Winter | Coincident | 2026 | POE10 | NA | 118.485 | VIC Thomastown 12 (Jemena) 66 kV |  |  | FALSE | #N/A | #N/A | #N/A | #N/A | #N/A | #N/A | #N/A | #N/A | #N/A | #N/A
TRUE | VIC | TTS1266J | Thomastown 12 (Jemena) 66 kV | Jemena | Winter | Coincident | 2026 | POE50 | NA | 117.5574 | VIC Thomastown 12 (Jemena) 66 kV |  |  | FALSE | #N/A | #N/A | #N/A | #N/A | #N/A | #N/A | #N/A | #N/A | #N/A | #N/A
TRUE | VIC | TTS1266J | Thomastown 12 (Jemena) 66 kV | Jemena | Winter | Non-coincident | 2026 | POE10 | NA | 134.9795 | VIC Thomastown 12 (Jemena) 66 kV |  |  | FALSE | #N/A | #N/A | #N/A | #N/A | #N/A | #N/A | #N/A | #N/A | #N/A | #N/A
TRUE | VIC | TTS1266J | Thomastown 12 (Jemena) 66 kV | Jemena | Winter | Non-coincident | 2026 | POE50 | NA | 130.9079 | VIC Thomastown 12 (Jemena) 66 kV |  |  | FALSE | #N/A | #N/A | #N/A | #N/A | #N/A | #N/A | #N/A | #N/A | #N/A | #N/A
TRUE | VIC | TTS1266J | Thomastown 12 (Jemena) 66 kV | Jemena | Winter | Coincident | 2027 | POE10 | NA | 123.0481 | VIC Thomastown 12 (Jemena) 66 kV |  |  | FALSE | #N/A | #N/A | #N/A | #N/A | #N/A | #N/A | #N/A | #N/A | #N/A | #N/A
TRUE | VIC | TTS1266J | Thomastown 12 (Jemena) 66 kV | Jemena | Winter | Coincident | 2027 | POE50 | NA | 121.894 | VIC Thomastown 12 (Jemena) 66 kV |  |  | FALSE | #N/A | #N/A | #N/A | #N/A | #N/A | #N/A | #N/A | #N/A | #N/A | #N/A
TRUE | VIC | TTS1266J | Thomastown 12 (Jemena) 66 kV | Jemena | Winter | Non-coincident | 2027 | POE10 | NA | 145.1701 | VIC Thomastown 12 (Jemena) 66 kV |  |  | FALSE | #N/A | #N/A | #N/A | #N/A | #N/A | #N/A | #N/A | #N/A | #N/A | #N/A
TRUE | VIC | TTS1266J | Thomastown 12 (Jemena) 66 kV | Jemena | Winter | Non-coincident | 2027 | POE50 | NA | 141.0801 | VIC Thomastown 12 (Jemena) 66 kV |  |  | FALSE | #N/A | #N/A | #N/A | #N/A | #N/A | #N/A | #N/A | #N/A | #N/A | #N/A
TRUE | VIC | TTS1266J | Thomastown 12 (Jemena) 66 kV | Jemena | Winter | Coincident | 2028 | POE10 | NA | 131.5035 | VIC Thomastown 12 (Jemena) 66 kV |  |  | FALSE | #N/A | #N/A | #N/A | #N/A | #N/A | #N/A | #N/A | #N/A | #N/A | #N/A
TRUE | VIC | TTS1266J | Thomastown 12 (Jemena) 66 kV | Jemena | Winter | Coincident | 2028 | POE50 | NA | 130.5122 | VIC Thomastown 12 (Jemena) 66 kV |  |  | FALSE | #N/A | #N/A | #N/A | #N/A | #N/A | #N/A | #N/A | #N/A | #N/A | #N/A
TRUE | VIC | TTS1266J | Thomastown 12 (Jemena) 66 kV | Jemena | Winter | Non-coincident | 2028 | POE10 | NA | 157.8565 | VIC Thomastown 12 (Jemena) 66 kV |  |  | FALSE | #N/A | #N/A | #N/A | #N/A | #N/A | #N/A | #N/A | #N/A | #N/A | #N/A
TRUE | VIC | TTS1266J | Thomastown 12 (Jemena) 66 kV | Jemena | Winter | Non-coincident | 2028 | POE50 | NA | 153.7481 | VIC Thomastown 12 (Jemena) 66 kV |  |  | FALSE | #N/A | #N/A | #N/A | #N/A | #N/A | #N/A | #N/A | #N/A | #N/A | #N/A
TRUE | VIC | TTS1266J | Thomastown 12 (Jemena) 66 kV | Jemena | Winter | Coincident | 2029 | POE10 | NA | 139.9878 | VIC Thomastown 12 (Jemena) 66 kV |  |  | FALSE | #N/A | #N/A | #N/A | #N/A | #N/A | #N/A | #N/A | #N/A | #N/A | #N/A
TRUE | VIC | TTS1266J | Thomastown 12 (Jemena) 66 kV | Jemena | Winter | Coincident | 2029 | POE50 | NA | 139.0988 | VIC Thomastown 12 (Jemena) 66 kV |  |  | FALSE | #N/A | #N/A | #N/A | #N/A | #N/A | #N/A | #N/A | #N/A | #N/A | #N/A
TRUE | VIC | TTS1266J | Thomastown 12 (Jemena) 66 kV | Jemena | Winter | Non-coincident | 2029 | POE10 | NA | 169.844 | VIC Thomastown 12 (Jemena) 66 kV |  |  | FALSE | #N/A | #N/A | #N/A | #N/A | #N/A | #N/A | #N/A | #N/A | #N/A | #N/A
TRUE | VIC | TTS1266J | Thomastown 12 (Jemena) 66 kV | Jemena | Winter | Non-coincident | 2029 | POE50 | NA | 165.7172 | VIC Thomastown 12 (Jemena) 66 kV |  |  | FALSE | #N/A | #N/A | #N/A | #N/A | #N/A | #N/A | #N/A | #N/A | #N/A | #N/A
TRUE | VIC | TTS1266J | Thomastown 12 (Jemena) 66 kV | Jemena | Winter | Coincident | 2030 | POE10 | NA | 135.2043 | VIC Thomastown 12 (Jemena) 66 kV |  |  | FALSE | #N/A | #N/A | #N/A | #N/A | #N/A | #N/A | #N/A | #N/A | #N/A | #N/A
TRUE | VIC | TTS1266J | Thomastown 12 (Jemena) 66 kV | Jemena | Winter | Coincident | 2030 | POE50 | NA | 134.2758 | VIC Thomastown 12 (Jemena) 66 kV |  |  | FALSE | #N/A | #N/A | #N/A | #N/A | #N/A | #N/A | #N/A | #N/A | #N/A | #N/A
TRUE | VIC | TTS1266J | Thomastown 12 (Jemena) 66 kV | Jemena | Winter | Non-coincident | 2030 | POE10 | NA | 166.6069 | VIC Thomastown 12 (Jemena) 66 kV |  |  | FALSE | #N/A | #N/A | #N/A | #N/A | #N/A | #N/A | #N/A | #N/A | #N/A | #N/A
TRUE | VIC | TTS1266J | Thomastown 12 (Jemena) 66 kV | Jemena | Winter | Non-coincident | 2030 | POE50 | NA | 162.4617 | VIC Thomastown 12 (Jemena) 66 kV |  |  | FALSE | #N/A | #N/A | #N/A | #N/A | #N/A | #N/A | #N/A | #N/A | #N/A | #N/A
TRUE | VIC | TTS1266J | Thomastown 12 (Jemena) 66 kV | Jemena | Winter | Coincident | 2031 | POE10 | NA | 152.6302 | VIC Thomastown 12 (Jemena) 66 kV |  |  | FALSE | #N/A | #N/A | #N/A | #N/A | #N/A | #N/A | #N/A | #N/A | #N/A | #N/A
TRUE | VIC | TTS1266J | Thomastown 12 (Jemena) 66 kV | Jemena | Winter | Coincident | 2031 | POE50 | NA | 151.8077 | VIC Thomastown 12 (Jemena) 66 kV |  |  | FALSE | #N/A | #N/A | #N/A | #N/A | #N/A | #N/A | #N/A | #N/A | #N/A | #N/A
TRUE | VIC | TTS1266J | Thomastown 12 (Jemena) 66 kV | Jemena | Winter | Non-coincident | 2031 | POE10 | NA | 189.9067 | VIC Thomastown 12 (Jemena) 66 kV |  |  | FALSE | #N/A | #N/A | #N/A | #N/A | #N/A | #N/A | #N/A | #N/A | #N/A | #N/A
TRUE | VIC | TTS1266J | Thomastown 12 (Jemena) 66 kV | Jemena | Winter | Non-coincident | 2031 | POE50 | NA | 185.7431 | VIC Thomastown 12 (Jemena) 66 kV |  |  | FALSE | #N/A | #N/A | #N/A | #N/A | #N/A | #N/A | #N/A | #N/A | #N/A | #N/A
TRUE | VIC | TTS1266J | Thomastown 12 (Jemena) 66 kV | Jemena | Winter | Coincident | 2032 | POE10 | NA | 154.8074 | VIC Thomastown 12 (Jemena) 66 kV |  |  | FALSE | #N/A | #N/A | #N/A | #N/A | #N/A | #N/A | #N/A | #N/A | #N/A | #N/A
TRUE | VIC | TTS1266J | Thomastown 12 (Jemena) 66 kV | Jemena | Winter | Coincident | 2032 | POE50 | NA | 153.73 | VIC Thomastown 12 (Jemena) 66 kV |  |  | FALSE | #N/A | #N/A | #N/A | #N/A | #N/A | #N/A | #N/A | #N/A | #N/A | #N/A
TRUE | VIC | TTS1266J | Thomastown 12 (Jemena) 66 kV | Jemena | Winter | Non-coincident | 2032 | POE10 | NA | 196.6857 | VIC Thomastown 12 (Jemena) 66 kV |  |  | FALSE | #N/A | #N/A | #N/A | #N/A | #N/A | #N/A | #N/A | #N/A | #N/A | #N/A
TRUE | VIC | TTS1266J | Thomastown 12 (Jemena) 66 kV | Jemena | Winter | Non-coincident | 2032 | POE50 | NA | 192.5038 | VIC Thomastown 12 (Jemena) 66 kV |  |  | FALSE | #N/A | #N/A | #N/A | #N/A | #N/A | #N/A | #N/A | #N/A | #N/A | #N/A
TRUE | VIC | TTS1266J | Thomastown 12 (Jemena) 66 kV | Jemena | Winter | Coincident | 2033 | POE10 | NA | 155.3736 | VIC Thomastown 12 (Jemena) 66 kV |  |  | FALSE | #N/A | #N/A | #N/A | #N/A | #N/A | #N/A | #N/A | #N/A | #N/A | #N/A
TRUE | VIC | TTS1266J | Thomastown 12 (Jemena) 66 kV | Jemena | Winter | Coincident | 2033 | POE50 | NA | 154.3482 | VIC Thomastown 12 (Jemena) 66 kV |  |  | FALSE | #N/A | #N/A | #N/A | #N/A | #N/A | #N/A | #N/A | #N/A | #N/A | #N/A
TRUE | VIC | TTS1266J | Thomastown 12 (Jemena) 66 kV | Jemena | Winter | Non-coincident | 2033 | POE10 | NA | 202.5122 | VIC Thomastown 12 (Jemena) 66 kV |  |  | FALSE | #N/A | #N/A | #N/A | #N/A | #N/A | #N/A | #N/A | #N/A | #N/A | #N/A
TRUE | VIC | TTS1266J | Thomastown 12 (Jemena) 66 kV | Jemena | Winter | Non-coincident | 2033 | POE50 | NA | 198.312 | VIC Thomastown 12 (Jemena) 66 kV |  |  | FALSE | #N/A | #N/A | #N/A | #N/A | #N/A | #N/A | #N/A | #N/A | #N/A | #N/A
TRUE | VIC | TTS1266J | Thomastown 12 (Jemena) 66 kV | Jemena | Winter | Coincident | 2034 | POE10 | NA | 154.8861 | VIC Thomastown 12 (Jemena) 66 kV |  |  | FALSE | #N/A | #N/A | #N/A | #N/A | #N/A | #N/A | #N/A | #N/A | #N/A | #N/A
TRUE | VIC | TTS1266J | Thomastown 12 (Jemena) 66 kV | Jemena | Winter | Coincident | 2034 | POE50 | NA | 153.9466 | VIC Thomastown 12 (Jemena) 66 kV |  |  | FALSE | #N/A | #N/A | #N/A | #N/A | #N/A | #N/A | #N/A | #N/A | #N/A | #N/A
TRUE | VIC | TTS1266J | Thomastown 12 (Jemena) 66 kV | Jemena | Winter | Non-coincident | 2034 | POE10 | NA | 203.5633 | VIC Thomastown 12 (Jemena) 66 kV |  |  | FALSE | #N/A | #N/A | #N/A | #N/A | #N/A | #N/A | #N/A | #N/A | #N/A | #N/A
TRUE | VIC | TTS1266J | Thomastown 12 (Jemena) 66 kV | Jemena | Winter | Non-coincident | 2034 | POE50 | NA | 199.3448 | VIC Thomastown 12 (Jemena) 66 kV |  |  | FALSE | #N/A | #N/A | #N/A | #N/A | #N/A | #N/A | #N/A | #N/A | #N/A | #N/A
TRUE | VIC | TTS3466J | Thomastown 34 (Jemena) 66 kV | Jemena | Shoulder | Coincident | 2019 | ACTUAL_OPG | 76.6548 | NA | VIC Thomastown 34 (Jemena) 66 kV |  |  | FALSE | #N/A | #N/A | #N/A | #N/A | #N/A | #N/A | #N/A | #N/A | #N/A | #N/A
TRUE | VIC | TTS3466J | Thomastown 34 (Jemena) 66 kV | Jemena | Shoulder | Coincident | 2019 | ACTUAL_RAW | 76.6548 | NA | VIC Thomastown 34 (Jemena) 66 kV |  |  | FALSE | #N/A | #N/A | #N/A | #N/A | #N/A | #N/A | #N/A | #N/A | #N/A | #N/A
TRUE | VIC | TTS3466J | Thomastown 34 (Jemena) 66 kV | Jemena | Shoulder | Non-coincident | 2019 | ACTUAL_RAW | 76.6548 | NA | VIC Thomastown 34 (Jemena) 66 kV |  |  | FALSE | #N/A | #N/A | #N/A | #N/A | #N/A | #N/A | #N/A | #N/A | #N/A | #N/A
TRUE | VIC | TTS3466J | Thomastown 34 (Jemena) 66 kV | Jemena | Shoulder | Non-coincident | 2019 | ACTUAL_OPG | 76.6548 | NA | VIC Thomastown 34 (Jemena) 66 kV |  |  | FALSE | #N/A | #N/A | #N/A | #N/A | #N/A | #N/A | #N/A | #N/A | #N/A | #N/A
TRUE | VIC | TTS3466J | Thomastown 34 (Jemena) 66 kV | Jemena | Shoulder | Non-coincident | 2019 | ACTUAL_ADJUSTEDOPG | 76.6548 | NA | VIC Thomastown 34 (Jemena) 66 kV |  |  | FALSE | #N/A | #N/A | #N/A | #N/A | #N/A | #N/A | #N/A | #N/A | #N/A | #N/A
TRUE | VIC | TTS3466J | Thomastown 34 (Jemena) 66 kV | Jemena | Shoulder | Coincident | 2020 | ACTUAL_OPG | 74.8502 | NA | VIC Thomastown 34 (Jemena) 66 kV |  |  | FALSE | #N/A | #N/A | #N/A | #N/A | #N/A | #N/A | #N/A | #N/A | #N/A | #N/A
TRUE | VIC | TTS3466J | Thomastown 34 (Jemena) 66 kV | Jemena | Shoulder | Coincident | 2020 | ACTUAL_RAW | 74.8502 | NA | VIC Thomastown 34 (Jemena) 66 kV |  |  | FALSE | #N/A | #N/A | #N/A | #N/A | #N/A | #N/A | #N/A | #N/A | #N/A | #N/A
TRUE | VIC | TTS3466J | Thomastown 34 (Jemena) 66 kV | Jemena | Shoulder | Non-coincident | 2020 | ACTUAL_RAW | 72.9746 | NA | VIC Thomastown 34 (Jemena) 66 kV |  |  | FALSE | #N/A | #N/A | #N/A | #N/A | #N/A | #N/A | #N/A | #N/A | #N/A | #N/A
TRUE | VIC | TTS3466J | Thomastown 34 (Jemena) 66 kV | Jemena | Shoulder | Non-coincident | 2020 | ACTUAL_OPG | 72.9746 | NA | VIC Thomastown 34 (Jemena) 66 kV |  |  | FALSE | #N/A | #N/A | #N/A | #N/A | #N/A | #N/A | #N/A | #N/A | #N/A | #N/A
TRUE | VIC | TTS3466J | Thomastown 34 (Jemena) 66 kV | Jemena | Shoulder | Non-coincident | 2020 | ACTUAL_ADJUSTEDOPG | 72.9746 | NA | VIC Thomastown 34 (Jemena) 66 kV |  |  | FALSE | #N/A | #N/A | #N/A | #N/A | #N/A | #N/A | #N/A | #N/A | #N/A | #N/A
TRUE | VIC | TTS3466J | Thomastown 34 (Jemena) 66 kV | Jemena | Shoulder | Coincident | 2021 | ACTUAL_OPG | 64.1507 | NA | VIC Thomastown 34 (Jemena) 66 kV |  |  | FALSE | #N/A | #N/A | #N/A | #N/A | #N/A | #N/A | #N/A | #N/A | #N/A | #N/A
TRUE | VIC | TTS3466J | Thomastown 34 (Jemena) 66 kV | Jemena | Shoulder | Coincident | 2021 | ACTUAL_RAW | 64.1507 | NA | VIC Thomastown 34 (Jemena) 66 kV |  |  | FALSE | #N/A | #N/A | #N/A | #N/A | #N/A | #N/A | #N/A | #N/A | #N/A | #N/A
TRUE | VIC | TTS3466J | Thomastown 34 (Jemena) 66 kV | Jemena | Shoulder | Non-coincident | 2021 | ACTUAL_RAW | 63.9136 | NA | VIC Thomastown 34 (Jemena) 66 kV |  |  | FALSE | #N/A | #N/A | #N/A | #N/A | #N/A | #N/A | #N/A | #N/A | #N/A | #N/A
TRUE | VIC | TTS3466J | Thomastown 34 (Jemena) 66 kV | Jemena | Shoulder | Non-coincident | 2021 | ACTUAL_OPG | 63.9136 | NA | VIC Thomastown 34 (Jemena) 66 kV |  |  | FALSE | #N/A | #N/A | #N/A | #N/A | #N/A | #N/A | #N/A | #N/A | #N/A | #N/A
TRUE | VIC | TTS3466J | Thomastown 34 (Jemena) 66 kV | Jemena | Shoulder | Non-coincident | 2021 | ACTUAL_ADJUSTEDOPG | 63.9136 | NA | VIC Thomastown 34 (Jemena) 66 kV |  |  | FALSE | #N/A | #N/A | #N/A | #N/A | #N/A | #N/A | #N/A | #N/A | #N/A | #N/A
TRUE | VIC | TTS3466J | Thomastown 34 (Jemena) 66 kV | Jemena | Shoulder | Coincident | 2022 | ACTUAL_OPG | 52.0462 | NA | VIC Thomastown 34 (Jemena) 66 kV |  |  | FALSE | #N/A | #N/A | #N/A | #N/A | #N/A | #N/A | #N/A | #N/A | #N/A | #N/A
TRUE | VIC | TTS3466J | Thomastown 34 (Jemena) 66 kV | Jemena | Shoulder | Coincident | 2022 | ACTUAL_RAW | 52.0462 | NA | VIC Thomastown 34 (Jemena) 66 kV |  |  | FALSE | #N/A | #N/A | #N/A | #N/A | #N/A | #N/A | #N/A | #N/A | #N/A | #N/A
TRUE | VIC | TTS3466J | Thomastown 34 (Jemena) 66 kV | Jemena | Shoulder | Non-coincident | 2022 | ACTUAL_RAW | 49.3356 | NA | VIC Thomastown 34 (Jemena) 66 kV |  |  | FALSE | #N/A | #N/A | #N/A | #N/A | #N/A | #N/A | #N/A | #N/A | #N/A | #N/A
TRUE | VIC | TTS3466J | Thomastown 34 (Jemena) 66 kV | Jemena | Shoulder | Non-coincident | 2022 | ACTUAL_OPG | 49.3356 | NA | VIC Thomastown 34 (Jemena) 66 kV |  |  | FALSE | #N/A | #N/A | #N/A | #N/A | #N/A | #N/A | #N/A | #N/A | #N/A | #N/A
TRUE | VIC | TTS3466J | Thomastown 34 (Jemena) 66 kV | Jemena | Shoulder | Non-coincident | 2022 | ACTUAL_ADJUSTEDOPG | 49.3356 | NA | VIC Thomastown 34 (Jemena) 66 kV |  |  | FALSE | #N/A | #N/A | #N/A | #N/A | #N/A | #N/A | #N/A | #N/A | #N/A | #N/A
TRUE | VIC | TTS3466J | Thomastown 34 (Jemena) 66 kV | Jemena | Shoulder | Coincident | 2023 | ACTUAL_OPG | 44.6173 | NA | VIC Thomastown 34 (Jemena) 66 kV |  |  | FALSE | #N/A | #N/A | #N/A | #N/A | #N/A | #N/A | #N/A | #N/A | #N/A | #N/A
TRUE | VIC | TTS3466J | Thomastown 34 (Jemena) 66 kV | Jemena | Shoulder | Coincident | 2023 | ACTUAL_RAW | 44.6173 | NA | VIC Thomastown 34 (Jemena) 66 kV |  |  | FALSE | #N/A | #N/A | #N/A | #N/A | #N/A | #N/A | #N/A | #N/A | #N/A | #N/A
TRUE | VIC | TTS3466J | Thomastown 34 (Jemena) 66 kV | Jemena | Shoulder | Non-coincident | 2023 | ACTUAL_RAW | 44.6173 | NA | VIC Thomastown 34 (Jemena) 66 kV |  |  | FALSE | #N/A | #N/A | #N/A | #N/A | #N/A | #N/A | #N/A | #N/A | #N/A | #N/A
TRUE | VIC | TTS3466J | Thomastown 34 (Jemena) 66 kV | Jemena | Shoulder | Non-coincident | 2023 | ACTUAL_OPG | 44.6173 | NA | VIC Thomastown 34 (Jemena) 66 kV |  |  | FALSE | #N/A | #N/A | #N/A | #N/A | #N/A | #N/A | #N/A | #N/A | #N/A | #N/A
TRUE | VIC | TTS3466J | Thomastown 34 (Jemena) 66 kV | Jemena | Shoulder | Non-coincident | 2023 | ACTUAL_ADJUSTEDOPG | 44.6173 | NA | VIC Thomastown 34 (Jemena) 66 kV |  |  | FALSE | #N/A | #N/A | #N/A | #N/A | #N/A | #N/A | #N/A | #N/A | #N/A | #N/A
TRUE | VIC | TTS3466J | Thomastown 34 (Jemena) 66 kV | Jemena | Shoulder | Coincident | 2024 | ACTUAL_OPG | 34.6589 | NA | VIC Thomastown 34 (Jemena) 66 kV |  |  | FALSE | #N/A | #N/A | #N/A | #N/A | #N/A | #N/A | #N/A | #N/A | #N/A | #N/A
TRUE | VIC | TTS3466J | Thomastown 34 (Jemena) 66 kV | Jemena | Shoulder | Coincident | 2024 | ACTUAL_RAW | 34.6589 | NA | VIC Thomastown 34 (Jemena) 66 kV |  |  | FALSE | #N/A | #N/A | #N/A | #N/A | #N/A | #N/A | #N/A | #N/A | #N/A | #N/A
TRUE | VIC | TTS3466J | Thomastown 34 (Jemena) 66 kV | Jemena | Shoulder | Non-coincident | 2024 | ACTUAL_RAW | 32.5759 | NA | VIC Thomastown 34 (Jemena) 66 kV |  |  | FALSE | #N/A | #N/A | #N/A | #N/A | #N/A | #N/A | #N/A | #N/A | #N/A | #N/A
TRUE | VIC | TTS3466J | Thomastown 34 (Jemena) 66 kV | Jemena | Shoulder | Non-coincident | 2024 | ACTUAL_OPG | 32.5759 | NA | VIC Thomastown 34 (Jemena) 66 kV |  |  | FALSE | #N/A | #N/A | #N/A | #N/A | #N/A | #N/A | #N/A | #N/A | #N/A | #N/A
TRUE | VIC | TTS3466J | Thomastown 34 (Jemena) 66 kV | Jemena | Shoulder | Non-coincident | 2024 | ACTUAL_ADJUSTEDOPG | 32.5759 | NA | VIC Thomastown 34 (Jemena) 66 kV |  |  | FALSE | #N/A | #N/A | #N/A | #N/A | #N/A | #N/A | #N/A | #N/A | #N/A | #N/A
TRUE | VIC | TTS3466J | Thomastown 34 (Jemena) 66 kV | Jemena | Shoulder | Coincident | 2025 | ACTUAL_OPG | 39.443 | NA | VIC Thomastown 34 (Jemena) 66 kV |  |  | FALSE | #N/A | #N/A | #N/A | #N/A | #N/A | #N/A | #N/A | #N/A | #N/A | #N/A
TRUE | VIC | TTS3466J | Thomastown 34 (Jemena) 66 kV | Jemena | Shoulder | Coincident | 2025 | ACTUAL_RAW | 39.443 | NA | VIC Thomastown 34 (Jemena) 66 kV |  |  | FALSE | #N/A | #N/A | #N/A | #N/A | #N/A | #N/A | #N/A | #N/A | #N/A | #N/A
TRUE | VIC | TTS3466J | Thomastown 34 (Jemena) 66 kV | Jemena | Shoulder | Non-coincident | 2025 | ACTUAL_RAW | 30.6173 | NA | VIC Thomastown 34 (Jemena) 66 kV |  |  | FALSE | #N/A | #N/A | #N/A | #N/A | #N/A | #N/A | #N/A | #N/A | #N/A | #N/A
TRUE | VIC | TTS3466J | Thomastown 34 (Jemena) 66 kV | Jemena | Shoulder | Non-coincident | 2025 | ACTUAL_OPG | 30.6173 | NA | VIC Thomastown 34 (Jemena) 66 kV |  |  | FALSE | #N/A | #N/A | #N/A | #N/A | #N/A | #N/A | #N/A | #N/A | #N/A | #N/A
TRUE | VIC | TTS3466J | Thomastown 34 (Jemena) 66 kV | Jemena | Shoulder | Non-coincident | 2025 | ACTUAL_ADJUSTEDOPG | 30.6173 | NA | VIC Thomastown 34 (Jemena) 66 kV |  |  | FALSE | #N/A | #N/A | #N/A | #N/A | #N/A | #N/A | #N/A | #N/A | #N/A | #N/A
TRUE | VIC | TTS3466J | Thomastown 34 (Jemena) 66 kV | Jemena | Shoulder | Non-coincident | 2025 | BASEYEARPOE90 | 3.4943 | NA | VIC Thomastown 34 (Jemena) 66 kV |  |  | FALSE | #N/A | #N/A | #N/A | #N/A | #N/A | #N/A | #N/A | #N/A | #N/A | #N/A
TRUE | VIC | TTS3466J | Thomastown 34 (Jemena) 66 kV | Jemena | Shoulder | Non-coincident | 2025 | BASEYEARPOE50 | 13.0039 | NA | VIC Thomastown 34 (Jemena) 66 kV |  |  | FALSE | #N/A | #N/A | #N/A | #N/A | #N/A | #N/A | #N/A | #N/A | #N/A | #N/A
TRUE | VIC | TTS3466J | Thomastown 34 (Jemena) 66 kV | Jemena | Shoulder | Coincident_unreconciled | 2026 | POE50 | -0.8871 | NA | VIC Thomastown 34 (Jemena) 66 kV |  |  | FALSE | #N/A | #N/A | #N/A | #N/A | #N/A | #N/A | #N/A | #N/A | #N/A | #N/A
TRUE | VIC | TTS3466J | Thomastown 34 (Jemena) 66 kV | Jemena | Shoulder | Coincident_unreconciled | 2026 | POE90 | -7.9505 | NA | VIC Thomastown 34 (Jemena) 66 kV |  |  | FALSE | #N/A | #N/A | #N/A | #N/A | #N/A | #N/A | #N/A | #N/A | #N/A | #N/A
TRUE | VIC | TTS3466J | Thomastown 34 (Jemena) 66 kV | Jemena | Shoulder | Non-coincident | 2026 | POE90 | 20 | NA | VIC Thomastown 34 (Jemena) 66 kV |  |  | FALSE | #N/A | #N/A | #N/A | #N/A | #N/A | #N/A | #N/A | #N/A | #N/A | #N/A
TRUE | VIC | TTS3466J | Thomastown 34 (Jemena) 66 kV | Jemena | Shoulder | Non-coincident | 2026 | POE50 | 22 | NA | VIC Thomastown 34 (Jemena) 66 kV |  |  | FALSE | #N/A | #N/A | #N/A | #N/A | #N/A | #N/A | #N/A | #N/A | #N/A | #N/A
TRUE | VIC | TTS3466J | Thomastown 34 (Jemena) 66 kV | Jemena | Shoulder | Coincident_unreconciled | 2027 | POE50 | -11.4845 | NA | VIC Thomastown 34 (Jemena) 66 kV |  |  | FALSE | #N/A | #N/A | #N/A | #N/A | #N/A | #N/A | #N/A | #N/A | #N/A | #N/A
TRUE | VIC | TTS3466J | Thomastown 34 (Jemena) 66 kV | Jemena | Shoulder | Coincident_unreconciled | 2027 | POE90 | -18.6002 | NA | VIC Thomastown 34 (Jemena) 66 kV |  |  | FALSE | #N/A | #N/A | #N/A | #N/A | #N/A | #N/A | #N/A | #N/A | #N/A | #N/A
TRUE | VIC | TTS3466J | Thomastown 34 (Jemena) 66 kV | Jemena | Shoulder | Non-coincident | 2027 | POE90 | 19 | NA | VIC Thomastown 34 (Jemena) 66 kV |  |  | FALSE | #N/A | #N/A | #N/A | #N/A | #N/A | #N/A | #N/A | #N/A | #N/A | #N/A
TRUE | VIC | TTS3466J | Thomastown 34 (Jemena) 66 kV | Jemena | Shoulder | Non-coincident | 2027 | POE50 | 21 | NA | VIC Thomastown 34 (Jemena) 66 kV |  |  | FALSE | #N/A | #N/A | #N/A | #N/A | #N/A | #N/A | #N/A | #N/A | #N/A | #N/A
TRUE | VIC | TTS3466J | Thomastown 34 (Jemena) 66 kV | Jemena | Shoulder | Coincident_unreconciled | 2028 | POE50 | -21.11 | NA | VIC Thomastown 34 (Jemena) 66 kV |  |  | FALSE | #N/A | #N/A | #N/A | #N/A | #N/A | #N/A | #N/A | #N/A | #N/A | #N/A
TRUE | VIC | TTS3466J | Thomastown 34 (Jemena) 66 kV | Jemena | Shoulder | Coincident_unreconciled | 2028 | POE90 | -28.2785 | NA | VIC Thomastown 34 (Jemena) 66 kV |  |  | FALSE | #N/A | #N/A | #N/A | #N/A | #N/A | #N/A | #N/A | #N/A | #N/A | #N/A
TRUE | VIC | TTS3466J | Thomastown 34 (Jemena) 66 kV | Jemena | Shoulder | Non-coincident | 2028 | POE90 | 18 | NA | VIC Thomastown 34 (Jemena) 66 kV |  |  | FALSE | #N/A | #N/A | #N/A | #N/A | #N/A | #N/A | #N/A | #N/A | #N/A | #N/A
TRUE | VIC | TTS3466J | Thomastown 34 (Jemena) 66 kV | Jemena | Shoulder | Non-coincident | 2028 | POE50 | 20 | NA | VIC Thomastown 34 (Jemena) 66 kV |  |  | FALSE | #N/A | #N/A | #N/A | #N/A | #N/A | #N/A | #N/A | #N/A | #N/A | #N/A
TRUE | VIC | TTS3466J | Thomastown 34 (Jemena) 66 kV | Jemena | Shoulder | Coincident_unreconciled | 2029 | POE50 | -30.2703 | NA | VIC Thomastown 34 (Jemena) 66 kV |  |  | FALSE | #N/A | #N/A | #N/A | #N/A | #N/A | #N/A | #N/A | #N/A | #N/A | #N/A
TRUE | VIC | TTS3466J | Thomastown 34 (Jemena) 66 kV | Jemena | Shoulder | Coincident_unreconciled | 2029 | POE90 | -37.4915 | NA | VIC Thomastown 34 (Jemena) 66 kV |  |  | FALSE | #N/A | #N/A | #N/A | #N/A | #N/A | #N/A | #N/A | #N/A | #N/A | #N/A
TRUE | VIC | TTS3466J | Thomastown 34 (Jemena) 66 kV | Jemena | Shoulder | Non-coincident | 2029 | POE90 | 17 | NA | VIC Thomastown 34 (Jemena) 66 kV |  |  | FALSE | #N/A | #N/A | #N/A | #N/A | #N/A | #N/A | #N/A | #N/A | #N/A | #N/A
TRUE | VIC | TTS3466J | Thomastown 34 (Jemena) 66 kV | Jemena | Shoulder | Non-coincident | 2029 | POE50 | 19 | NA | VIC Thomastown 34 (Jemena) 66 kV |  |  | FALSE | #N/A | #N/A | #N/A | #N/A | #N/A | #N/A | #N/A | #N/A | #N/A | #N/A
TRUE | VIC | TTS3466J | Thomastown 34 (Jemena) 66 kV | Jemena | Shoulder | Coincident_unreconciled | 2030 | POE50 | -39.1241 | NA | VIC Thomastown 34 (Jemena) 66 kV |  |  | FALSE | #N/A | #N/A | #N/A | #N/A | #N/A | #N/A | #N/A | #N/A | #N/A | #N/A
TRUE | VIC | TTS3466J | Thomastown 34 (Jemena) 66 kV | Jemena | Shoulder | Coincident_unreconciled | 2030 | POE90 | -46.3982 | NA | VIC Thomastown 34 (Jemena) 66 kV |  |  | FALSE | #N/A | #N/A | #N/A | #N/A | #N/A | #N/A | #N/A | #N/A | #N/A | #N/A
TRUE | VIC | TTS3466J | Thomastown 34 (Jemena) 66 kV | Jemena | Shoulder | Non-coincident | 2030 | POE90 | 16 | NA | VIC Thomastown 34 (Jemena) 66 kV |  |  | FALSE | #N/A | #N/A | #N/A | #N/A | #N/A | #N/A | #N/A | #N/A | #N/A | #N/A
TRUE | VIC | TTS3466J | Thomastown 34 (Jemena) 66 kV | Jemena | Shoulder | Non-coincident | 2030 | POE50 | 18 | NA | VIC Thomastown 34 (Jemena) 66 kV |  |  | FALSE | #N/A | #N/A | #N/A | #N/A | #N/A | #N/A | #N/A | #N/A | #N/A | #N/A
TRUE | VIC | TTS3466J | Thomastown 34 (Jemena) 66 kV | Jemena | Shoulder | Coincident_unreconciled | 2031 | POE50 | -47.955 | NA | VIC Thomastown 34 (Jemena) 66 kV |  |  | FALSE | #N/A | #N/A | #N/A | #N/A | #N/A | #N/A | #N/A | #N/A | #N/A | #N/A
TRUE | VIC | TTS3466J | Thomastown 34 (Jemena) 66 kV | Jemena | Shoulder | Coincident_unreconciled | 2031 | POE90 | -55.2819 | NA | VIC Thomastown 34 (Jemena) 66 kV |  |  | FALSE | #N/A | #N/A | #N/A | #N/A | #N/A | #N/A | #N/A | #N/A | #N/A | #N/A
TRUE | VIC | TTS3466J | Thomastown 34 (Jemena) 66 kV | Jemena | Shoulder | Non-coincident | 2031 | POE90 | 15 | NA | VIC Thomastown 34 (Jemena) 66 kV |  |  | FALSE | #N/A | #N/A | #N/A | #N/A | #N/A | #N/A | #N/A | #N/A | #N/A | #N/A
TRUE | VIC | TTS3466J | Thomastown 34 (Jemena) 66 kV | Jemena | Shoulder | Non-coincident | 2031 | POE50 | 17 | NA | VIC Thomastown 34 (Jemena) 66 kV |  |  | FALSE | #N/A | #N/A | #N/A | #N/A | #N/A | #N/A | #N/A | #N/A | #N/A | #N/A
TRUE | VIC | TTS3466J | Thomastown 34 (Jemena) 66 kV | Jemena | Shoulder | Coincident_unreconciled | 2032 | POE50 | -54.8764 | NA | VIC Thomastown 34 (Jemena) 66 kV |  |  | FALSE | #N/A | #N/A | #N/A | #N/A | #N/A | #N/A | #N/A | #N/A | #N/A | #N/A
TRUE | VIC | TTS3466J | Thomastown 34 (Jemena) 66 kV | Jemena | Shoulder | Coincident_unreconciled | 2032 | POE90 | -62.2576 | NA | VIC Thomastown 34 (Jemena) 66 kV |  |  | FALSE | #N/A | #N/A | #N/A | #N/A | #N/A | #N/A | #N/A | #N/A | #N/A | #N/A
TRUE | VIC | TTS3466J | Thomastown 34 (Jemena) 66 kV | Jemena | Shoulder | Non-coincident | 2032 | POE90 | 14 | NA | VIC Thomastown 34 (Jemena) 66 kV |  |  | FALSE | #N/A | #N/A | #N/A | #N/A | #N/A | #N/A | #N/A | #N/A | #N/A | #N/A
TRUE | VIC | TTS3466J | Thomastown 34 (Jemena) 66 kV | Jemena | Shoulder | Non-coincident | 2032 | POE50 | 16 | NA | VIC Thomastown 34 (Jemena) 66 kV |  |  | FALSE | #N/A | #N/A | #N/A | #N/A | #N/A | #N/A | #N/A | #N/A | #N/A | #N/A
TRUE | VIC | TTS3466J | Thomastown 34 (Jemena) 66 kV | Jemena | Shoulder | Coincident_unreconciled | 2033 | POE50 | -60.3233 | NA | VIC Thomastown 34 (Jemena) 66 kV |  |  | FALSE | #N/A | #N/A | #N/A | #N/A | #N/A | #N/A | #N/A | #N/A | #N/A | #N/A
TRUE | VIC | TTS3466J | Thomastown 34 (Jemena) 66 kV | Jemena | Shoulder | Coincident_unreconciled | 2033 | POE90 | -67.7598 | NA | VIC Thomastown 34 (Jemena) 66 kV |  |  | FALSE | #N/A | #N/A | #N/A | #N/A | #N/A | #N/A | #N/A | #N/A | #N/A | #N/A
TRUE | VIC | TTS3466J | Thomastown 34 (Jemena) 66 kV | Jemena | Shoulder | Non-coincident | 2033 | POE90 | 13 | NA | VIC Thomastown 34 (Jemena) 66 kV |  |  | FALSE | #N/A | #N/A | #N/A | #N/A | #N/A | #N/A | #N/A | #N/A | #N/A | #N/A
TRUE | VIC | TTS3466J | Thomastown 34 (Jemena) 66 kV | Jemena | Shoulder | Non-coincident | 2033 | POE50 | 15 | NA | VIC Thomastown 34 (Jemena) 66 kV |  |  | FALSE | #N/A | #N/A | #N/A | #N/A | #N/A | #N/A | #N/A | #N/A | #N/A | #N/A
TRUE | VIC | TTS3466J | Thomastown 34 (Jemena) 66 kV | Jemena | Shoulder | Coincident_unreconciled | 2034 | POE50 | -65.4094 | NA | VIC Thomastown 34 (Jemena) 66 kV |  |  | FALSE | #N/A | #N/A | #N/A | #N/A | #N/A | #N/A | #N/A | #N/A | #N/A | #N/A
TRUE | VIC | TTS3466J | Thomastown 34 (Jemena) 66 kV | Jemena | Shoulder | Coincident_unreconciled | 2034 | POE90 | -72.9012 | NA | VIC Thomastown 34 (Jemena) 66 kV |  |  | FALSE | #N/A | #N/A | #N/A | #N/A | #N/A | #N/A | #N/A | #N/A | #N/A | #N/A
TRUE | VIC | TTS3466J | Thomastown 34 (Jemena) 66 kV | Jemena | Shoulder | Non-coincident | 2034 | POE90 | 12 | NA | VIC Thomastown 34 (Jemena) 66 kV |  |  | FALSE | #N/A | #N/A | #N/A | #N/A | #N/A | #N/A | #N/A | #N/A | #N/A | #N/A
TRUE | VIC | TTS3466J | Thomastown 34 (Jemena) 66 kV | Jemena | Shoulder | Non-coincident | 2034 | POE50 | 14 | NA | VIC Thomastown 34 (Jemena) 66 kV |  |  | FALSE | #N/A | #N/A | #N/A | #N/A | #N/A | #N/A | #N/A | #N/A | #N/A | #N/A
TRUE | VIC | TTS3466J | Thomastown 34 (Jemena) 66 kV | Jemena | Shoulder | Coincident_unreconciled | 2035 | POE50 | -70.8646 | NA | VIC Thomastown 34 (Jemena) 66 kV |  |  | FALSE | #N/A | #N/A | #N/A | #N/A | #N/A | #N/A | #N/A | #N/A | #N/A | #N/A
TRUE | VIC | TTS3466J | Thomastown 34 (Jemena) 66 kV | Jemena | Shoulder | Coincident_unreconciled | 2035 | POE90 | -78.4116 | NA | VIC Thomastown 34 (Jemena) 66 kV |  |  | FALSE | #N/A | #N/A | #N/A | #N/A | #N/A | #N/A | #N/A | #N/A | #N/A | #N/A
TRUE | VIC | TTS3466J | Thomastown 34 (Jemena) 66 kV | Jemena | Shoulder | Non-coincident | 2035 | POE90 | 11 | NA | VIC Thomastown 34 (Jemena) 66 kV |  |  | FALSE | #N/A | #N/A | #N/A | #N/A | #N/A | #N/A | #N/A | #N/A | #N/A | #N/A
TRUE | VIC | TTS3466J | Thomastown 34 (Jemena) 66 kV | Jemena | Shoulder | Non-coincident | 2035 | POE50 | 13 | NA | VIC Thomastown 34 (Jemena) 66 kV |  |  | FALSE | #N/A | #N/A | #N/A | #N/A | #N/A | #N/A | #N/A | #N/A | #N/A | #N/A
TRUE | VIC | TTS3466J | Thomastown 34 (Jemena) 66 kV | Jemena | Summer | Coincident | 2019 | ACTUAL_OPG | 81.5478 | 220.0528 | VIC Thomastown 34 (Jemena) 66 kV |  |  | FALSE | #N/A | #N/A | #N/A | #N/A | #N/A | #N/A | #N/A | #N/A | #N/A | #N/A
TRUE | VIC | TTS3466J | Thomastown 34 (Jemena) 66 kV | Jemena | Summer | Coincident | 2019 | ACTUAL_RAW | 81.5478 | 220.0528 | VIC Thomastown 34 (Jemena) 66 kV |  |  | FALSE | #N/A | #N/A | #N/A | #N/A | #N/A | #N/A | #N/A | #N/A | #N/A | #N/A
TRUE | VIC | TTS3466J | Thomastown 34 (Jemena) 66 kV | Jemena | Summer | Non-coincident | 2019 | ACTUAL_RAW | 64.7639 | 250.506 | VIC Thomastown 34 (Jemena) 66 kV |  |  | FALSE | #N/A | #N/A | #N/A | #N/A | #N/A | #N/A | #N/A | #N/A | #N/A | #N/A
TRUE | VIC | TTS3466J | Thomastown 34 (Jemena) 66 kV | Jemena | Summer | Non-coincident | 2019 | ACTUAL_OPG | 64.7639 | 250.506 | VIC Thomastown 34 (Jemena) 66 kV |  |  | FALSE | #N/A | #N/A | #N/A | #N/A | #N/A | #N/A | #N/A | #N/A | #N/A | #N/A
TRUE | VIC | TTS3466J | Thomastown 34 (Jemena) 66 kV | Jemena | Summer | Non-coincident | 2019 | ACTUAL_ADJUSTEDOPG | 64.7639 | 250.506 | VIC Thomastown 34 (Jemena) 66 kV |  |  | FALSE | #N/A | #N/A | #N/A | #N/A | #N/A | #N/A | #N/A | #N/A | #N/A | #N/A
TRUE | VIC | TTS3466J | Thomastown 34 (Jemena) 66 kV | Jemena | Summer | Coincident | 2020 | ACTUAL_OPG | 64.8458 | 245.8027 | VIC Thomastown 34 (Jemena) 66 kV |  |  | FALSE | #N/A | #N/A | #N/A | #N/A | #N/A | #N/A | #N/A | #N/A | #N/A | #N/A
TRUE | VIC | TTS3466J | Thomastown 34 (Jemena) 66 kV | Jemena | Summer | Coincident | 2020 | ACTUAL_RAW | 64.8458 | 245.8027 | VIC Thomastown 34 (Jemena) 66 kV |  |  | FALSE | #N/A | #N/A | #N/A | #N/A | #N/A | #N/A | #N/A | #N/A | #N/A | #N/A
TRUE | VIC | TTS3466J | Thomastown 34 (Jemena) 66 kV | Jemena | Summer | Non-coincident | 2020 | ACTUAL_RAW | 49.7418 | 248.6279 | VIC Thomastown 34 (Jemena) 66 kV |  |  | FALSE | #N/A | #N/A | #N/A | #N/A | #N/A | #N/A | #N/A | #N/A | #N/A | #N/A
TRUE | VIC | TTS3466J | Thomastown 34 (Jemena) 66 kV | Jemena | Summer | Non-coincident | 2020 | ACTUAL_OPG | 49.7418 | 248.6279 | VIC Thomastown 34 (Jemena) 66 kV |  |  | FALSE | #N/A | #N/A | #N/A | #N/A | #N/A | #N/A | #N/A | #N/A | #N/A | #N/A
TRUE | VIC | TTS3466J | Thomastown 34 (Jemena) 66 kV | Jemena | Summer | Non-coincident | 2020 | ACTUAL_ADJUSTEDOPG | 49.7418 | 248.6279 | VIC Thomastown 34 (Jemena) 66 kV |  |  | FALSE | #N/A | #N/A | #N/A | #N/A | #N/A | #N/A | #N/A | #N/A | #N/A | #N/A
TRUE | VIC | TTS3466J | Thomastown 34 (Jemena) 66 kV | Jemena | Summer | Coincident | 2021 | ACTUAL_OPG | 27.9856 | 197.0886 | VIC Thomastown 34 (Jemena) 66 kV |  |  | FALSE | #N/A | #N/A | #N/A | #N/A | #N/A | #N/A | #N/A | #N/A | #N/A | #N/A
TRUE | VIC | TTS3466J | Thomastown 34 (Jemena) 66 kV | Jemena | Summer | Coincident | 2021 | ACTUAL_RAW | 27.9856 | 197.0886 | VIC Thomastown 34 (Jemena) 66 kV |  |  | FALSE | #N/A | #N/A | #N/A | #N/A | #N/A | #N/A | #N/A | #N/A | #N/A | #N/A
TRUE | VIC | TTS3466J | Thomastown 34 (Jemena) 66 kV | Jemena | Summer | Non-coincident | 2021 | ACTUAL_RAW | 26.0089 | 218.2763 | VIC Thomastown 34 (Jemena) 66 kV |  |  | FALSE | #N/A | #N/A | #N/A | #N/A | #N/A | #N/A | #N/A | #N/A | #N/A | #N/A
TRUE | VIC | TTS3466J | Thomastown 34 (Jemena) 66 kV | Jemena | Summer | Non-coincident | 2021 | ACTUAL_OPG | 26.0089 | 218.2763 | VIC Thomastown 34 (Jemena) 66 kV |  |  | FALSE | #N/A | #N/A | #N/A | #N/A | #N/A | #N/A | #N/A | #N/A | #N/A | #N/A
TRUE | VIC | TTS3466J | Thomastown 34 (Jemena) 66 kV | Jemena | Summer | Non-coincident | 2021 | ACTUAL_ADJUSTEDOPG | 26.0089 | 218.2763 | VIC Thomastown 34 (Jemena) 66 kV |  |  | FALSE | #N/A | #N/A | #N/A | #N/A | #N/A | #N/A | #N/A | #N/A | #N/A | #N/A
TRUE | VIC | TTS3466J | Thomastown 34 (Jemena) 66 kV | Jemena | Summer | Coincident | 2022 | ACTUAL_OPG | 51.2017 | 216.7211 | VIC Thomastown 34 (Jemena) 66 kV |  |  | FALSE | #N/A | #N/A | #N/A | #N/A | #N/A | #N/A | #N/A | #N/A | #N/A | #N/A
TRUE | VIC | TTS3466J | Thomastown 34 (Jemena) 66 kV | Jemena | Summer | Coincident | 2022 | ACTUAL_RAW | 51.2017 | 216.7211 | VIC Thomastown 34 (Jemena) 66 kV |  |  | FALSE | #N/A | #N/A | #N/A | #N/A | #N/A | #N/A | #N/A | #N/A | #N/A | #N/A
TRUE | VIC | TTS3466J | Thomastown 34 (Jemena) 66 kV | Jemena | Summer | Non-coincident | 2022 | ACTUAL_RAW | 20.1968 | 231.3024 | VIC Thomastown 34 (Jemena) 66 kV |  |  | FALSE | #N/A | #N/A | #N/A | #N/A | #N/A | #N/A | #N/A | #N/A | #N/A | #N/A
TRUE | VIC | TTS3466J | Thomastown 34 (Jemena) 66 kV | Jemena | Summer | Non-coincident | 2022 | ACTUAL_OPG | 20.1968 | 231.3024 | VIC Thomastown 34 (Jemena) 66 kV |  |  | FALSE | #N/A | #N/A | #N/A | #N/A | #N/A | #N/A | #N/A | #N/A | #N/A | #N/A
TRUE | VIC | TTS3466J | Thomastown 34 (Jemena) 66 kV | Jemena | Summer | Non-coincident | 2022 | ACTUAL_ADJUSTEDOPG | 20.1968 | 231.3024 | VIC Thomastown 34 (Jemena) 66 kV |  |  | FALSE | #N/A | #N/A | #N/A | #N/A | #N/A | #N/A | #N/A | #N/A | #N/A | #N/A
TRUE | VIC | TTS3466J | Thomastown 34 (Jemena) 66 kV | Jemena | Summer | Coincident | 2023 | ACTUAL_OPG | 40.6844 | 236.4632 | VIC Thomastown 34 (Jemena) 66 kV |  |  | FALSE | #N/A | #N/A | #N/A | #N/A | #N/A | #N/A | #N/A | #N/A | #N/A | #N/A
TRUE | VIC | TTS3466J | Thomastown 34 (Jemena) 66 kV | Jemena | Summer | Coincident | 2023 | ACTUAL_RAW | 40.6844 | 236.4632 | VIC Thomastown 34 (Jemena) 66 kV |  |  | FALSE | #N/A | #N/A | #N/A | #N/A | #N/A | #N/A | #N/A | #N/A | #N/A | #N/A
TRUE | VIC | TTS3466J | Thomastown 34 (Jemena) 66 kV | Jemena | Summer | Non-coincident | 2023 | ACTUAL_RAW | 32.0911 | 236.4632 | VIC Thomastown 34 (Jemena) 66 kV |  |  | FALSE | #N/A | #N/A | #N/A | #N/A | #N/A | #N/A | #N/A | #N/A | #N/A | #N/A
TRUE | VIC | TTS3466J | Thomastown 34 (Jemena) 66 kV | Jemena | Summer | Non-coincident | 2023 | ACTUAL_OPG | 32.0911 | 236.4632 | VIC Thomastown 34 (Jemena) 66 kV |  |  | FALSE | #N/A | #N/A | #N/A | #N/A | #N/A | #N/A | #N/A | #N/A | #N/A | #N/A
TRUE | VIC | TTS3466J | Thomastown 34 (Jemena) 66 kV | Jemena | Summer | Non-coincident | 2023 | ACTUAL_ADJUSTEDOPG | 32.0911 | 236.4632 | VIC Thomastown 34 (Jemena) 66 kV |  |  | FALSE | #N/A | #N/A | #N/A | #N/A | #N/A | #N/A | #N/A | #N/A | #N/A | #N/A
TRUE | VIC | TTS3466J | Thomastown 34 (Jemena) 66 kV | Jemena | Summer | Coincident | 2024 | ACTUAL_OPG | 18.4074 | 260.1779 | VIC Thomastown 34 (Jemena) 66 kV |  |  | FALSE | #N/A | #N/A | #N/A | #N/A | #N/A | #N/A | #N/A | #N/A | #N/A | #N/A
TRUE | VIC | TTS3466J | Thomastown 34 (Jemena) 66 kV | Jemena | Summer | Coincident | 2024 | ACTUAL_RAW | 18.4074 | 260.1779 | VIC Thomastown 34 (Jemena) 66 kV |  |  | FALSE | #N/A | #N/A | #N/A | #N/A | #N/A | #N/A | #N/A | #N/A | #N/A | #N/A
TRUE | VIC | TTS3466J | Thomastown 34 (Jemena) 66 kV | Jemena | Summer | Non-coincident | 2024 | ACTUAL_RAW | 17.251 | 260.1779 | VIC Thomastown 34 (Jemena) 66 kV |  |  | FALSE | #N/A | #N/A | #N/A | #N/A | #N/A | #N/A | #N/A | #N/A | #N/A | #N/A
TRUE | VIC | TTS3466J | Thomastown 34 (Jemena) 66 kV | Jemena | Summer | Non-coincident | 2024 | ACTUAL_OPG | 17.251 | 260.1779 | VIC Thomastown 34 (Jemena) 66 kV |  |  | FALSE | #N/A | #N/A | #N/A | #N/A | #N/A | #N/A | #N/A | #N/A | #N/A | #N/A
TRUE | VIC | TTS3466J | Thomastown 34 (Jemena) 66 kV | Jemena | Summer | Non-coincident | 2024 | ACTUAL_ADJUSTEDOPG | 17.251 | 260.1779 | VIC Thomastown 34 (Jemena) 66 kV |  |  | FALSE | #N/A | #N/A | #N/A | #N/A | #N/A | #N/A | #N/A | #N/A | #N/A | #N/A
TRUE | VIC | TTS3466J | Thomastown 34 (Jemena) 66 kV | Jemena | Summer | Coincident | 2025 | ACTUAL_OPG | 14.9125 | 252.3529 | VIC Thomastown 34 (Jemena) 66 kV |  |  | FALSE | #N/A | #N/A | #N/A | #N/A | #N/A | #N/A | #N/A | #N/A | #N/A | #N/A
TRUE | VIC | TTS3466J | Thomastown 34 (Jemena) 66 kV | Jemena | Summer | Coincident | 2025 | ACTUAL_RAW | 14.9125 | 252.3529 | VIC Thomastown 34 (Jemena) 66 kV |  |  | FALSE | #N/A | #N/A | #N/A | #N/A | #N/A | #N/A | #N/A | #N/A | #N/A | #N/A
TRUE | VIC | TTS3466J | Thomastown 34 (Jemena) 66 kV | Jemena | Summer | Non-coincident | 2025 | ACTUAL_RAW | 14.7263 | 252.3529 | VIC Thomastown 34 (Jemena) 66 kV |  |  | FALSE | #N/A | #N/A | #N/A | #N/A | #N/A | #N/A | #N/A | #N/A | #N/A | #N/A
TRUE | VIC | TTS3466J | Thomastown 34 (Jemena) 66 kV | Jemena | Summer | Non-coincident | 2025 | ACTUAL_OPG | 14.7263 | 252.3529 | VIC Thomastown 34 (Jemena) 66 kV |  |  | FALSE | #N/A | #N/A | #N/A | #N/A | #N/A | #N/A | #N/A | #N/A | #N/A | #N/A
TRUE | VIC | TTS3466J | Thomastown 34 (Jemena) 66 kV | Jemena | Summer | Non-coincident | 2025 | ACTUAL_ADJUSTEDOPG | 14.7263 | 252.3529 | VIC Thomastown 34 (Jemena) 66 kV |  |  | FALSE | #N/A | #N/A | #N/A | #N/A | #N/A | #N/A | #N/A | #N/A | #N/A | #N/A
TRUE | VIC | TTS3466J | Thomastown 34 (Jemena) 66 kV | Jemena | Summer | Non-coincident | 2025 | BASEYEARPOE90 | -6.3057 | NA | VIC Thomastown 34 (Jemena) 66 kV |  |  | FALSE | #N/A | #N/A | #N/A | #N/A | #N/A | #N/A | #N/A | #N/A | #N/A | #N/A
TRUE | VIC | TTS3466J | Thomastown 34 (Jemena) 66 kV | Jemena | Summer | Non-coincident | 2025 | BASEYEARPOE50 | 1.9426 | 252.6388 | VIC Thomastown 34 (Jemena) 66 kV |  |  | FALSE | #N/A | #N/A | #N/A | #N/A | #N/A | #N/A | #N/A | #N/A | #N/A | #N/A
TRUE | VIC | TTS3466J | Thomastown 34 (Jemena) 66 kV | Jemena | Summer | Coincident_unreconciled | 2026 | POE50 | -10.0924 | NA | VIC Thomastown 34 (Jemena) 66 kV |  |  | FALSE | #N/A | #N/A | #N/A | #N/A | #N/A | #N/A | #N/A | #N/A | #N/A | #N/A
TRUE | VIC | TTS3466J | Thomastown 34 (Jemena) 66 kV | Jemena | Summer | Coincident_unreconciled | 2026 | POE90 | -16.8934 | NA | VIC Thomastown 34 (Jemena) 66 kV |  |  | FALSE | #N/A | #N/A | #N/A | #N/A | #N/A | #N/A | #N/A | #N/A | #N/A | #N/A
TRUE | VIC | TTS3466J | Thomastown 34 (Jemena) 66 kV | Jemena | Summer | Non-coincident | 2026 | POE90 | 10 | NA | VIC Thomastown 34 (Jemena) 66 kV |  |  | FALSE | #N/A | #N/A | #N/A | #N/A | #N/A | #N/A | #N/A | #N/A | #N/A | #N/A
TRUE | VIC | TTS3466J | Thomastown 34 (Jemena) 66 kV | Jemena | Summer | Non-coincident | 2026 | POE50 | 10 | 255.5416 | VIC Thomastown 34 (Jemena) 66 kV |  |  | FALSE | #N/A | #N/A | #N/A | #N/A | #N/A | #N/A | #N/A | #N/A | #N/A | #N/A
TRUE | VIC | TTS3466J | Thomastown 34 (Jemena) 66 kV | Jemena | Summer | Coincident_unreconciled | 2027 | POE50 | -23.145 | NA | VIC Thomastown 34 (Jemena) 66 kV |  |  | FALSE | #N/A | #N/A | #N/A | #N/A | #N/A | #N/A | #N/A | #N/A | #N/A | #N/A
TRUE | VIC | TTS3466J | Thomastown 34 (Jemena) 66 kV | Jemena | Summer | Coincident_unreconciled | 2027 | POE90 | -29.9982 | NA | VIC Thomastown 34 (Jemena) 66 kV |  |  | FALSE | #N/A | #N/A | #N/A | #N/A | #N/A | #N/A | #N/A | #N/A | #N/A | #N/A
TRUE | VIC | TTS3466J | Thomastown 34 (Jemena) 66 kV | Jemena | Summer | Non-coincident | 2027 | POE90 | 9 | NA | VIC Thomastown 34 (Jemena) 66 kV |  |  | FALSE | #N/A | #N/A | #N/A | #N/A | #N/A | #N/A | #N/A | #N/A | #N/A | #N/A
TRUE | VIC | TTS3466J | Thomastown 34 (Jemena) 66 kV | Jemena | Summer | Non-coincident | 2027 | POE50 | 9 | 257.1069 | VIC Thomastown 34 (Jemena) 66 kV |  |  | FALSE | #N/A | #N/A | #N/A | #N/A | #N/A | #N/A | #N/A | #N/A | #N/A | #N/A
TRUE | VIC | TTS3466J | Thomastown 34 (Jemena) 66 kV | Jemena | Summer | Coincident_unreconciled | 2028 | POE50 | -35.076 | NA | VIC Thomastown 34 (Jemena) 66 kV |  |  | FALSE | #N/A | #N/A | #N/A | #N/A | #N/A | #N/A | #N/A | #N/A | #N/A | #N/A
TRUE | VIC | TTS3466J | Thomastown 34 (Jemena) 66 kV | Jemena | Summer | Coincident_unreconciled | 2028 | POE90 | -41.9823 | NA | VIC Thomastown 34 (Jemena) 66 kV |  |  | FALSE | #N/A | #N/A | #N/A | #N/A | #N/A | #N/A | #N/A | #N/A | #N/A | #N/A
TRUE | VIC | TTS3466J | Thomastown 34 (Jemena) 66 kV | Jemena | Summer | Non-coincident | 2028 | POE90 | 8 | NA | VIC Thomastown 34 (Jemena) 66 kV |  |  | FALSE | #N/A | #N/A | #N/A | #N/A | #N/A | #N/A | #N/A | #N/A | #N/A | #N/A
TRUE | VIC | TTS3466J | Thomastown 34 (Jemena) 66 kV | Jemena | Summer | Non-coincident | 2028 | POE50 | 8 | 264.2595 | VIC Thomastown 34 (Jemena) 66 kV |  |  | FALSE | #N/A | #N/A | #N/A | #N/A | #N/A | #N/A | #N/A | #N/A | #N/A | #N/A
TRUE | VIC | TTS3466J | Thomastown 34 (Jemena) 66 kV | Jemena | Summer | Coincident_unreconciled | 2029 | POE50 | -46.5657 | NA | VIC Thomastown 34 (Jemena) 66 kV |  |  | FALSE | #N/A | #N/A | #N/A | #N/A | #N/A | #N/A | #N/A | #N/A | #N/A | #N/A
TRUE | VIC | TTS3466J | Thomastown 34 (Jemena) 66 kV | Jemena | Summer | Coincident_unreconciled | 2029 | POE90 | -53.5248 | NA | VIC Thomastown 34 (Jemena) 66 kV |  |  | FALSE | #N/A | #N/A | #N/A | #N/A | #N/A | #N/A | #N/A | #N/A | #N/A | #N/A
TRUE | VIC | TTS3466J | Thomastown 34 (Jemena) 66 kV | Jemena | Summer | Non-coincident | 2029 | POE90 | 7 | NA | VIC Thomastown 34 (Jemena) 66 kV |  |  | FALSE | #N/A | #N/A | #N/A | #N/A | #N/A | #N/A | #N/A | #N/A | #N/A | #N/A
TRUE | VIC | TTS3466J | Thomastown 34 (Jemena) 66 kV | Jemena | Summer | Non-coincident | 2029 | POE50 | 7 | 293.9507 | VIC Thomastown 34 (Jemena) 66 kV |  |  | FALSE | #N/A | #N/A | #N/A | #N/A | #N/A | #N/A | #N/A | #N/A | #N/A | #N/A
TRUE | VIC | TTS3466J | Thomastown 34 (Jemena) 66 kV | Jemena | Summer | Coincident_unreconciled | 2030 | POE50 | -57.8066 | NA | VIC Thomastown 34 (Jemena) 66 kV |  |  | FALSE | #N/A | #N/A | #N/A | #N/A | #N/A | #N/A | #N/A | #N/A | #N/A | #N/A
TRUE | VIC | TTS3466J | Thomastown 34 (Jemena) 66 kV | Jemena | Summer | Coincident_unreconciled | 2030 | POE90 | -64.8186 | NA | VIC Thomastown 34 (Jemena) 66 kV |  |  | FALSE | #N/A | #N/A | #N/A | #N/A | #N/A | #N/A | #N/A | #N/A | #N/A | #N/A
TRUE | VIC | TTS3466J | Thomastown 34 (Jemena) 66 kV | Jemena | Summer | Non-coincident | 2030 | POE90 | 6 | NA | VIC Thomastown 34 (Jemena) 66 kV |  |  | FALSE | #N/A | #N/A | #N/A | #N/A | #N/A | #N/A | #N/A | #N/A | #N/A | #N/A
TRUE | VIC | TTS3466J | Thomastown 34 (Jemena) 66 kV | Jemena | Summer | Non-coincident | 2030 | POE50 | 6 | 333.7658 | VIC Thomastown 34 (Jemena) 66 kV |  |  | FALSE | #N/A | #N/A | #N/A | #N/A | #N/A | #N/A | #N/A | #N/A | #N/A | #N/A
TRUE | VIC | TTS3466J | Thomastown 34 (Jemena) 66 kV | Jemena | Summer | Coincident_unreconciled | 2031 | POE50 | -68.9965 | NA | VIC Thomastown 34 (Jemena) 66 kV |  |  | FALSE | #N/A | #N/A | #N/A | #N/A | #N/A | #N/A | #N/A | #N/A | #N/A | #N/A
TRUE | VIC | TTS3466J | Thomastown 34 (Jemena) 66 kV | Jemena | Summer | Coincident_unreconciled | 2031 | POE90 | -76.0615 | NA | VIC Thomastown 34 (Jemena) 66 kV |  |  | FALSE | #N/A | #N/A | #N/A | #N/A | #N/A | #N/A | #N/A | #N/A | #N/A | #N/A
TRUE | VIC | TTS3466J | Thomastown 34 (Jemena) 66 kV | Jemena | Summer | Non-coincident | 2031 | POE90 | 5 | NA | VIC Thomastown 34 (Jemena) 66 kV |  |  | FALSE | #N/A | #N/A | #N/A | #N/A | #N/A | #N/A | #N/A | #N/A | #N/A | #N/A
TRUE | VIC | TTS3466J | Thomastown 34 (Jemena) 66 kV | Jemena | Summer | Non-coincident | 2031 | POE50 | 5 | 387.7517 | VIC Thomastown 34 (Jemena) 66 kV |  |  | FALSE | #N/A | #N/A | #N/A | #N/A | #N/A | #N/A | #N/A | #N/A | #N/A | #N/A
TRUE | VIC | TTS3466J | Thomastown 34 (Jemena) 66 kV | Jemena | Summer | Coincident_unreconciled | 2032 | POE50 | -77.8332 | NA | VIC Thomastown 34 (Jemena) 66 kV |  |  | FALSE | #N/A | #N/A | #N/A | #N/A | #N/A | #N/A | #N/A | #N/A | #N/A | #N/A
TRUE | VIC | TTS3466J | Thomastown 34 (Jemena) 66 kV | Jemena | Summer | Coincident_unreconciled | 2032 | POE90 | -84.9526 | NA | VIC Thomastown 34 (Jemena) 66 kV |  |  | FALSE | #N/A | #N/A | #N/A | #N/A | #N/A | #N/A | #N/A | #N/A | #N/A | #N/A
TRUE | VIC | TTS3466J | Thomastown 34 (Jemena) 66 kV | Jemena | Summer | Non-coincident | 2032 | POE90 | 4 | NA | VIC Thomastown 34 (Jemena) 66 kV |  |  | FALSE | #N/A | #N/A | #N/A | #N/A | #N/A | #N/A | #N/A | #N/A | #N/A | #N/A
TRUE | VIC | TTS3466J | Thomastown 34 (Jemena) 66 kV | Jemena | Summer | Non-coincident | 2032 | POE50 | 4 | 462.7043 | VIC Thomastown 34 (Jemena) 66 kV |  |  | FALSE | #N/A | #N/A | #N/A | #N/A | #N/A | #N/A | #N/A | #N/A | #N/A | #N/A
TRUE | VIC | TTS3466J | Thomastown 34 (Jemena) 66 kV | Jemena | Summer | Coincident_unreconciled | 2033 | POE50 | -84.8996 | NA | VIC Thomastown 34 (Jemena) 66 kV |  |  | FALSE | #N/A | #N/A | #N/A | #N/A | #N/A | #N/A | #N/A | #N/A | #N/A | #N/A
TRUE | VIC | TTS3466J | Thomastown 34 (Jemena) 66 kV | Jemena | Summer | Coincident_unreconciled | 2033 | POE90 | -92.0745 | NA | VIC Thomastown 34 (Jemena) 66 kV |  |  | FALSE | #N/A | #N/A | #N/A | #N/A | #N/A | #N/A | #N/A | #N/A | #N/A | #N/A
TRUE | VIC | TTS3466J | Thomastown 34 (Jemena) 66 kV | Jemena | Summer | Non-coincident | 2033 | POE90 | 3 | NA | VIC Thomastown 34 (Jemena) 66 kV |  |  | FALSE | #N/A | #N/A | #N/A | #N/A | #N/A | #N/A | #N/A | #N/A | #N/A | #N/A
TRUE | VIC | TTS3466J | Thomastown 34 (Jemena) 66 kV | Jemena | Summer | Non-coincident | 2033 | POE50 | 3 | 522.4015 | VIC Thomastown 34 (Jemena) 66 kV |  |  | FALSE | #N/A | #N/A | #N/A | #N/A | #N/A | #N/A | #N/A | #N/A | #N/A | #N/A
TRUE | VIC | TTS3466J | Thomastown 34 (Jemena) 66 kV | Jemena | Summer | Coincident_unreconciled | 2034 | POE50 | -91.5386 | NA | VIC Thomastown 34 (Jemena) 66 kV |  |  | FALSE | #N/A | #N/A | #N/A | #N/A | #N/A | #N/A | #N/A | #N/A | #N/A | #N/A
TRUE | VIC | TTS3466J | Thomastown 34 (Jemena) 66 kV | Jemena | Summer | Coincident_unreconciled | 2034 | POE90 | -98.7688 | NA | VIC Thomastown 34 (Jemena) 66 kV |  |  | FALSE | #N/A | #N/A | #N/A | #N/A | #N/A | #N/A | #N/A | #N/A | #N/A | #N/A
TRUE | VIC | TTS3466J | Thomastown 34 (Jemena) 66 kV | Jemena | Summer | Non-coincident | 2034 | POE90 | 2 | NA | VIC Thomastown 34 (Jemena) 66 kV |  |  | FALSE | #N/A | #N/A | #N/A | #N/A | #N/A | #N/A | #N/A | #N/A | #N/A | #N/A
TRUE | VIC | TTS3466J | Thomastown 34 (Jemena) 66 kV | Jemena | Summer | Non-coincident | 2034 | POE50 | 2 | 566.598 | VIC Thomastown 34 (Jemena) 66 kV |  |  | FALSE | #N/A | #N/A | #N/A | #N/A | #N/A | #N/A | #N/A | #N/A | #N/A | #N/A
TRUE | VIC | TTS3466J | Thomastown 34 (Jemena) 66 kV | Jemena | Summer | Coincident_unreconciled | 2035 | POE50 | -98.6313 | NA | VIC Thomastown 34 (Jemena) 66 kV |  |  | FALSE | #N/A | #N/A | #N/A | #N/A | #N/A | #N/A | #N/A | #N/A | #N/A | #N/A
TRUE | VIC | TTS3466J | Thomastown 34 (Jemena) 66 kV | Jemena | Summer | Coincident_unreconciled | 2035 | POE90 | -105.9169 | NA | VIC Thomastown 34 (Jemena) 66 kV |  |  | FALSE | #N/A | #N/A | #N/A | #N/A | #N/A | #N/A | #N/A | #N/A | #N/A | #N/A
TRUE | VIC | TTS3466J | Thomastown 34 (Jemena) 66 kV | Jemena | Summer | Non-coincident | 2035 | POE90 | 1 | NA | VIC Thomastown 34 (Jemena) 66 kV |  |  | FALSE | #N/A | #N/A | #N/A | #N/A | #N/A | #N/A | #N/A | #N/A | #N/A | #N/A
TRUE | VIC | TTS3466J | Thomastown 34 (Jemena) 66 kV | Jemena | Summer | Non-coincident | 2035 | POE50 | 1 | 604.5686 | VIC Thomastown 34 (Jemena) 66 kV |  |  | FALSE | #N/A | #N/A | #N/A | #N/A | #N/A | #N/A | #N/A | #N/A | #N/A | #N/A
TRUE | VIC | TTS3466J | Thomastown 34 (Jemena) 66 kV | Jemena | Summer | Non-coincident | 2025 | BASEYEARPOE10 | NA | 280.757 | VIC Thomastown 34 (Jemena) 66 kV |  |  | FALSE | #N/A | #N/A | #N/A | #N/A | #N/A | #N/A | #N/A | #N/A | #N/A | #N/A
TRUE | VIC | TTS3466J | Thomastown 34 (Jemena) 66 kV | Jemena | Summer | Coincident | 2026 | POE10 | NA | 261.8473 | VIC Thomastown 34 (Jemena) 66 kV |  |  | FALSE | #N/A | #N/A | #N/A | #N/A | #N/A | #N/A | #N/A | #N/A | #N/A | #N/A
TRUE | VIC | TTS3466J | Thomastown 34 (Jemena) 66 kV | Jemena | Summer | Coincident | 2026 | POE50 | NA | 241.3285 | VIC Thomastown 34 (Jemena) 66 kV |  |  | FALSE | #N/A | #N/A | #N/A | #N/A | #N/A | #N/A | #N/A | #N/A | #N/A | #N/A
TRUE | VIC | TTS3466J | Thomastown 34 (Jemena) 66 kV | Jemena | Summer | Non-coincident | 2026 | POE10 | NA | 285.7962 | VIC Thomastown 34 (Jemena) 66 kV |  |  | FALSE | #N/A | #N/A | #N/A | #N/A | #N/A | #N/A | #N/A | #N/A | #N/A | #N/A
TRUE | VIC | TTS3466J | Thomastown 34 (Jemena) 66 kV | Jemena | Summer | Coincident | 2027 | POE10 | NA | 256.549 | VIC Thomastown 34 (Jemena) 66 kV |  |  | FALSE | #N/A | #N/A | #N/A | #N/A | #N/A | #N/A | #N/A | #N/A | #N/A | #N/A
TRUE | VIC | TTS3466J | Thomastown 34 (Jemena) 66 kV | Jemena | Summer | Coincident | 2027 | POE50 | NA | 234.8138 | VIC Thomastown 34 (Jemena) 66 kV |  |  | FALSE | #N/A | #N/A | #N/A | #N/A | #N/A | #N/A | #N/A | #N/A | #N/A | #N/A
TRUE | VIC | TTS3466J | Thomastown 34 (Jemena) 66 kV | Jemena | Summer | Non-coincident | 2027 | POE10 | NA | 287.5861 | VIC Thomastown 34 (Jemena) 66 kV |  |  | FALSE | #N/A | #N/A | #N/A | #N/A | #N/A | #N/A | #N/A | #N/A | #N/A | #N/A
TRUE | VIC | TTS3466J | Thomastown 34 (Jemena) 66 kV | Jemena | Summer | Coincident | 2028 | POE10 | NA | 256.8162 | VIC Thomastown 34 (Jemena) 66 kV |  |  | FALSE | #N/A | #N/A | #N/A | #N/A | #N/A | #N/A | #N/A | #N/A | #N/A | #N/A
TRUE | VIC | TTS3466J | Thomastown 34 (Jemena) 66 kV | Jemena | Summer | Coincident | 2028 | POE50 | NA | 233.7918 | VIC Thomastown 34 (Jemena) 66 kV |  |  | FALSE | #N/A | #N/A | #N/A | #N/A | #N/A | #N/A | #N/A | #N/A | #N/A | #N/A
TRUE | VIC | TTS3466J | Thomastown 34 (Jemena) 66 kV | Jemena | Summer | Non-coincident | 2028 | POE10 | NA | 294.9658 | VIC Thomastown 34 (Jemena) 66 kV |  |  | FALSE | #N/A | #N/A | #N/A | #N/A | #N/A | #N/A | #N/A | #N/A | #N/A | #N/A
TRUE | VIC | TTS3466J | Thomastown 34 (Jemena) 66 kV | Jemena | Summer | Coincident | 2029 | POE10 | NA | 277.8181 | VIC Thomastown 34 (Jemena) 66 kV |  |  | FALSE | #N/A | #N/A | #N/A | #N/A | #N/A | #N/A | #N/A | #N/A | #N/A | #N/A
TRUE | VIC | TTS3466J | Thomastown 34 (Jemena) 66 kV | Jemena | Summer | Coincident | 2029 | POE50 | NA | 255.5799 | VIC Thomastown 34 (Jemena) 66 kV |  |  | FALSE | #N/A | #N/A | #N/A | #N/A | #N/A | #N/A | #N/A | #N/A | #N/A | #N/A
TRUE | VIC | TTS3466J | Thomastown 34 (Jemena) 66 kV | Jemena | Summer | Non-coincident | 2029 | POE10 | NA | 324.8843 | VIC Thomastown 34 (Jemena) 66 kV |  |  | FALSE | #N/A | #N/A | #N/A | #N/A | #N/A | #N/A | #N/A | #N/A | #N/A | #N/A
TRUE | VIC | TTS3466J | Thomastown 34 (Jemena) 66 kV | Jemena | Summer | Coincident | 2030 | POE10 | NA | 307.4697 | VIC Thomastown 34 (Jemena) 66 kV |  |  | FALSE | #N/A | #N/A | #N/A | #N/A | #N/A | #N/A | #N/A | #N/A | #N/A | #N/A
TRUE | VIC | TTS3466J | Thomastown 34 (Jemena) 66 kV | Jemena | Summer | Coincident | 2030 | POE50 | NA | 285.0397 | VIC Thomastown 34 (Jemena) 66 kV |  |  | FALSE | #N/A | #N/A | #N/A | #N/A | #N/A | #N/A | #N/A | #N/A | #N/A | #N/A
TRUE | VIC | TTS3466J | Thomastown 34 (Jemena) 66 kV | Jemena | Summer | Non-coincident | 2030 | POE10 | NA | 364.9267 | VIC Thomastown 34 (Jemena) 66 kV |  |  | FALSE | #N/A | #N/A | #N/A | #N/A | #N/A | #N/A | #N/A | #N/A | #N/A | #N/A
TRUE | VIC | TTS3466J | Thomastown 34 (Jemena) 66 kV | Jemena | Summer | Coincident | 2031 | POE10 | NA | 344.1888 | VIC Thomastown 34 (Jemena) 66 kV |  |  | FALSE | #N/A | #N/A | #N/A | #N/A | #N/A | #N/A | #N/A | #N/A | #N/A | #N/A
TRUE | VIC | TTS3466J | Thomastown 34 (Jemena) 66 kV | Jemena | Summer | Coincident | 2031 | POE50 | NA | 324.3077 | VIC Thomastown 34 (Jemena) 66 kV |  |  | FALSE | #N/A | #N/A | #N/A | #N/A | #N/A | #N/A | #N/A | #N/A | #N/A | #N/A
TRUE | VIC | TTS3466J | Thomastown 34 (Jemena) 66 kV | Jemena | Summer | Non-coincident | 2031 | POE10 | NA | 419.1398 | VIC Thomastown 34 (Jemena) 66 kV |  |  | FALSE | #N/A | #N/A | #N/A | #N/A | #N/A | #N/A | #N/A | #N/A | #N/A | #N/A
TRUE | VIC | TTS3466J | Thomastown 34 (Jemena) 66 kV | Jemena | Summer | Coincident | 2032 | POE10 | NA | 393.8055 | VIC Thomastown 34 (Jemena) 66 kV |  |  | FALSE | #N/A | #N/A | #N/A | #N/A | #N/A | #N/A | #N/A | #N/A | #N/A | #N/A
TRUE | VIC | TTS3466J | Thomastown 34 (Jemena) 66 kV | Jemena | Summer | Coincident | 2032 | POE50 | NA | 374.6737 | VIC Thomastown 34 (Jemena) 66 kV |  |  | FALSE | #N/A | #N/A | #N/A | #N/A | #N/A | #N/A | #N/A | #N/A | #N/A | #N/A
TRUE | VIC | TTS3466J | Thomastown 34 (Jemena) 66 kV | Jemena | Summer | Non-coincident | 2032 | POE10 | NA | 494.3258 | VIC Thomastown 34 (Jemena) 66 kV |  |  | FALSE | #N/A | #N/A | #N/A | #N/A | #N/A | #N/A | #N/A | #N/A | #N/A | #N/A
TRUE | VIC | TTS3466J | Thomastown 34 (Jemena) 66 kV | Jemena | Summer | Coincident | 2033 | POE10 | NA | 431.2117 | VIC Thomastown 34 (Jemena) 66 kV |  |  | FALSE | #N/A | #N/A | #N/A | #N/A | #N/A | #N/A | #N/A | #N/A | #N/A | #N/A
TRUE | VIC | TTS3466J | Thomastown 34 (Jemena) 66 kV | Jemena | Summer | Coincident | 2033 | POE50 | NA | 409.241 | VIC Thomastown 34 (Jemena) 66 kV |  |  | FALSE | #N/A | #N/A | #N/A | #N/A | #N/A | #N/A | #N/A | #N/A | #N/A | #N/A
TRUE | VIC | TTS3466J | Thomastown 34 (Jemena) 66 kV | Jemena | Summer | Non-coincident | 2033 | POE10 | NA | 554.261 | VIC Thomastown 34 (Jemena) 66 kV |  |  | FALSE | #N/A | #N/A | #N/A | #N/A | #N/A | #N/A | #N/A | #N/A | #N/A | #N/A
TRUE | VIC | TTS3466J | Thomastown 34 (Jemena) 66 kV | Jemena | Summer | Coincident | 2034 | POE10 | NA | 460.946 | VIC Thomastown 34 (Jemena) 66 kV |  |  | FALSE | #N/A | #N/A | #N/A | #N/A | #N/A | #N/A | #N/A | #N/A | #N/A | #N/A
TRUE | VIC | TTS3466J | Thomastown 34 (Jemena) 66 kV | Jemena | Summer | Coincident | 2034 | POE50 | NA | 439.685 | VIC Thomastown 34 (Jemena) 66 kV |  |  | FALSE | #N/A | #N/A | #N/A | #N/A | #N/A | #N/A | #N/A | #N/A | #N/A | #N/A
TRUE | VIC | TTS3466J | Thomastown 34 (Jemena) 66 kV | Jemena | Summer | Non-coincident | 2034 | POE10 | NA | 598.6952 | VIC Thomastown 34 (Jemena) 66 kV |  |  | FALSE | #N/A | #N/A | #N/A | #N/A | #N/A | #N/A | #N/A | #N/A | #N/A | #N/A
TRUE | VIC | TTS3466J | Thomastown 34 (Jemena) 66 kV | Jemena | Summer | Coincident | 2035 | POE10 | NA | 487.3461 | VIC Thomastown 34 (Jemena) 66 kV |  |  | FALSE | #N/A | #N/A | #N/A | #N/A | #N/A | #N/A | #N/A | #N/A | #N/A | #N/A
TRUE | VIC | TTS3466J | Thomastown 34 (Jemena) 66 kV | Jemena | Summer | Coincident | 2035 | POE50 | NA | 466.3079 | VIC Thomastown 34 (Jemena) 66 kV |  |  | FALSE | #N/A | #N/A | #N/A | #N/A | #N/A | #N/A | #N/A | #N/A | #N/A | #N/A
TRUE | VIC | TTS3466J | Thomastown 34 (Jemena) 66 kV | Jemena | Summer | Non-coincident | 2035 | POE10 | NA | 636.9038 | VIC Thomastown 34 (Jemena) 66 kV |  |  | FALSE | #N/A | #N/A | #N/A | #N/A | #N/A | #N/A | #N/A | #N/A | #N/A | #N/A
TRUE | VIC | TTS3466J | Thomastown 34 (Jemena) 66 kV | Jemena | Winter | Coincident | 2018 | ACTUAL_OPG | NA | 197.229 | VIC Thomastown 34 (Jemena) 66 kV |  |  | FALSE | #N/A | #N/A | #N/A | #N/A | #N/A | #N/A | #N/A | #N/A | #N/A | #N/A
TRUE | VIC | TTS3466J | Thomastown 34 (Jemena) 66 kV | Jemena | Winter | Coincident | 2018 | ACTUAL_RAW | NA | 197.229 | VIC Thomastown 34 (Jemena) 66 kV |  |  | FALSE | #N/A | #N/A | #N/A | #N/A | #N/A | #N/A | #N/A | #N/A | #N/A | #N/A
TRUE | VIC | TTS3466J | Thomastown 34 (Jemena) 66 kV | Jemena | Winter | Non-coincident | 2018 | ACTUAL_RAW | NA | 203.2548 | VIC Thomastown 34 (Jemena) 66 kV |  |  | FALSE | #N/A | #N/A | #N/A | #N/A | #N/A | #N/A | #N/A | #N/A | #N/A | #N/A
TRUE | VIC | TTS3466J | Thomastown 34 (Jemena) 66 kV | Jemena | Winter | Non-coincident | 2018 | ACTUAL_OPG | NA | 203.2548 | VIC Thomastown 34 (Jemena) 66 kV |  |  | FALSE | #N/A | #N/A | #N/A | #N/A | #N/A | #N/A | #N/A | #N/A | #N/A | #N/A
TRUE | VIC | TTS3466J | Thomastown 34 (Jemena) 66 kV | Jemena | Winter | Non-coincident | 2018 | ACTUAL_ADJUSTEDOPG | NA | 203.2548 | VIC Thomastown 34 (Jemena) 66 kV |  |  | FALSE | #N/A | #N/A | #N/A | #N/A | #N/A | #N/A | #N/A | #N/A | #N/A | #N/A
TRUE | VIC | TTS3466J | Thomastown 34 (Jemena) 66 kV | Jemena | Winter | Coincident | 2019 | ACTUAL_OPG | NA | 200.6813 | VIC Thomastown 34 (Jemena) 66 kV |  |  | FALSE | #N/A | #N/A | #N/A | #N/A | #N/A | #N/A | #N/A | #N/A | #N/A | #N/A
TRUE | VIC | TTS3466J | Thomastown 34 (Jemena) 66 kV | Jemena | Winter | Coincident | 2019 | ACTUAL_RAW | NA | 200.6813 | VIC Thomastown 34 (Jemena) 66 kV |  |  | FALSE | #N/A | #N/A | #N/A | #N/A | #N/A | #N/A | #N/A | #N/A | #N/A | #N/A
TRUE | VIC | TTS3466J | Thomastown 34 (Jemena) 66 kV | Jemena | Winter | Non-coincident | 2019 | ACTUAL_RAW | NA | 203.6732 | VIC Thomastown 34 (Jemena) 66 kV |  |  | FALSE | #N/A | #N/A | #N/A | #N/A | #N/A | #N/A | #N/A | #N/A | #N/A | #N/A
TRUE | VIC | TTS3466J | Thomastown 34 (Jemena) 66 kV | Jemena | Winter | Non-coincident | 2019 | ACTUAL_OPG | NA | 203.6732 | VIC Thomastown 34 (Jemena) 66 kV |  |  | FALSE | #N/A | #N/A | #N/A | #N/A | #N/A | #N/A | #N/A | #N/A | #N/A | #N/A
TRUE | VIC | TTS3466J | Thomastown 34 (Jemena) 66 kV | Jemena | Winter | Non-coincident | 2019 | ACTUAL_ADJUSTEDOPG | NA | 203.6732 | VIC Thomastown 34 (Jemena) 66 kV |  |  | FALSE | #N/A | #N/A | #N/A | #N/A | #N/A | #N/A | #N/A | #N/A | #N/A | #N/A
TRUE | VIC | TTS3466J | Thomastown 34 (Jemena) 66 kV | Jemena | Winter | Coincident | 2020 | ACTUAL_OPG | NA | 195.6458 | VIC Thomastown 34 (Jemena) 66 kV |  |  | FALSE | #N/A | #N/A | #N/A | #N/A | #N/A | #N/A | #N/A | #N/A | #N/A | #N/A
TRUE | VIC | TTS3466J | Thomastown 34 (Jemena) 66 kV | Jemena | Winter | Coincident | 2020 | ACTUAL_RAW | NA | 195.6458 | VIC Thomastown 34 (Jemena) 66 kV |  |  | FALSE | #N/A | #N/A | #N/A | #N/A | #N/A | #N/A | #N/A | #N/A | #N/A | #N/A
TRUE | VIC | TTS3466J | Thomastown 34 (Jemena) 66 kV | Jemena | Winter | Non-coincident | 2020 | ACTUAL_RAW | NA | 208.1594 | VIC Thomastown 34 (Jemena) 66 kV |  |  | FALSE | #N/A | #N/A | #N/A | #N/A | #N/A | #N/A | #N/A | #N/A | #N/A | #N/A
TRUE | VIC | TTS3466J | Thomastown 34 (Jemena) 66 kV | Jemena | Winter | Non-coincident | 2020 | ACTUAL_OPG | NA | 208.1594 | VIC Thomastown 34 (Jemena) 66 kV |  |  | FALSE | #N/A | #N/A | #N/A | #N/A | #N/A | #N/A | #N/A | #N/A | #N/A | #N/A
TRUE | VIC | TTS3466J | Thomastown 34 (Jemena) 66 kV | Jemena | Winter | Non-coincident | 2020 | ACTUAL_ADJUSTEDOPG | NA | 208.1594 | VIC Thomastown 34 (Jemena) 66 kV |  |  | FALSE | #N/A | #N/A | #N/A | #N/A | #N/A | #N/A | #N/A | #N/A | #N/A | #N/A
TRUE | VIC | TTS3466J | Thomastown 34 (Jemena) 66 kV | Jemena | Winter | Coincident | 2021 | ACTUAL_OPG | NA | 199.8326 | VIC Thomastown 34 (Jemena) 66 kV |  |  | FALSE | #N/A | #N/A | #N/A | #N/A | #N/A | #N/A | #N/A | #N/A | #N/A | #N/A
TRUE | VIC | TTS3466J | Thomastown 34 (Jemena) 66 kV | Jemena | Winter | Coincident | 2021 | ACTUAL_RAW | NA | 199.8326 | VIC Thomastown 34 (Jemena) 66 kV |  |  | FALSE | #N/A | #N/A | #N/A | #N/A | #N/A | #N/A | #N/A | #N/A | #N/A | #N/A
TRUE | VIC | TTS3466J | Thomastown 34 (Jemena) 66 kV | Jemena | Winter | Non-coincident | 2021 | ACTUAL_RAW | NA | 200.5459 | VIC Thomastown 34 (Jemena) 66 kV |  |  | FALSE | #N/A | #N/A | #N/A | #N/A | #N/A | #N/A | #N/A | #N/A | #N/A | #N/A
TRUE | VIC | TTS3466J | Thomastown 34 (Jemena) 66 kV | Jemena | Winter | Non-coincident | 2021 | ACTUAL_OPG | NA | 200.5459 | VIC Thomastown 34 (Jemena) 66 kV |  |  | FALSE | #N/A | #N/A | #N/A | #N/A | #N/A | #N/A | #N/A | #N/A | #N/A | #N/A
TRUE | VIC | TTS3466J | Thomastown 34 (Jemena) 66 kV | Jemena | Winter | Non-coincident | 2021 | ACTUAL_ADJUSTEDOPG | NA | 200.5459 | VIC Thomastown 34 (Jemena) 66 kV |  |  | FALSE | #N/A | #N/A | #N/A | #N/A | #N/A | #N/A | #N/A | #N/A | #N/A | #N/A
TRUE | VIC | TTS3466J | Thomastown 34 (Jemena) 66 kV | Jemena | Winter | Coincident | 2022 | ACTUAL_OPG | NA | 192.205 | VIC Thomastown 34 (Jemena) 66 kV |  |  | FALSE | #N/A | #N/A | #N/A | #N/A | #N/A | #N/A | #N/A | #N/A | #N/A | #N/A
TRUE | VIC | TTS3466J | Thomastown 34 (Jemena) 66 kV | Jemena | Winter | Coincident | 2022 | ACTUAL_RAW | NA | 192.205 | VIC Thomastown 34 (Jemena) 66 kV |  |  | FALSE | #N/A | #N/A | #N/A | #N/A | #N/A | #N/A | #N/A | #N/A | #N/A | #N/A
TRUE | VIC | TTS3466J | Thomastown 34 (Jemena) 66 kV | Jemena | Winter | Non-coincident | 2022 | ACTUAL_RAW | NA | 210.4738 | VIC Thomastown 34 (Jemena) 66 kV |  |  | FALSE | #N/A | #N/A | #N/A | #N/A | #N/A | #N/A | #N/A | #N/A | #N/A | #N/A
TRUE | VIC | TTS3466J | Thomastown 34 (Jemena) 66 kV | Jemena | Winter | Non-coincident | 2022 | ACTUAL_OPG | NA | 210.4738 | VIC Thomastown 34 (Jemena) 66 kV |  |  | FALSE | #N/A | #N/A | #N/A | #N/A | #N/A | #N/A | #N/A | #N/A | #N/A | #N/A
TRUE | VIC | TTS3466J | Thomastown 34 (Jemena) 66 kV | Jemena | Winter | Non-coincident | 2022 | ACTUAL_ADJUSTEDOPG | NA | 210.4738 | VIC Thomastown 34 (Jemena) 66 kV |  |  | FALSE | #N/A | #N/A | #N/A | #N/A | #N/A | #N/A | #N/A | #N/A | #N/A | #N/A
TRUE | VIC | TTS3466J | Thomastown 34 (Jemena) 66 kV | Jemena | Winter | Coincident | 2023 | ACTUAL_OPG | NA | 207.1483 | VIC Thomastown 34 (Jemena) 66 kV |  |  | FALSE | #N/A | #N/A | #N/A | #N/A | #N/A | #N/A | #N/A | #N/A | #N/A | #N/A
TRUE | VIC | TTS3466J | Thomastown 34 (Jemena) 66 kV | Jemena | Winter | Coincident | 2023 | ACTUAL_RAW | NA | 207.1483 | VIC Thomastown 34 (Jemena) 66 kV |  |  | FALSE | #N/A | #N/A | #N/A | #N/A | #N/A | #N/A | #N/A | #N/A | #N/A | #N/A
TRUE | VIC | TTS3466J | Thomastown 34 (Jemena) 66 kV | Jemena | Winter | Non-coincident | 2023 | ACTUAL_RAW | NA | 207.6584 | VIC Thomastown 34 (Jemena) 66 kV |  |  | FALSE | #N/A | #N/A | #N/A | #N/A | #N/A | #N/A | #N/A | #N/A | #N/A | #N/A
TRUE | VIC | TTS3466J | Thomastown 34 (Jemena) 66 kV | Jemena | Winter | Non-coincident | 2023 | ACTUAL_OPG | NA | 207.6584 | VIC Thomastown 34 (Jemena) 66 kV |  |  | FALSE | #N/A | #N/A | #N/A | #N/A | #N/A | #N/A | #N/A | #N/A | #N/A | #N/A
TRUE | VIC | TTS3466J | Thomastown 34 (Jemena) 66 kV | Jemena | Winter | Non-coincident | 2023 | ACTUAL_ADJUSTEDOPG | NA | 207.6584 | VIC Thomastown 34 (Jemena) 66 kV |  |  | FALSE | #N/A | #N/A | #N/A | #N/A | #N/A | #N/A | #N/A | #N/A | #N/A | #N/A
TRUE | VIC | TTS3466J | Thomastown 34 (Jemena) 66 kV | Jemena | Winter | Coincident | 2024 | ACTUAL_OPG | NA | 220.4014 | VIC Thomastown 34 (Jemena) 66 kV |  |  | FALSE | #N/A | #N/A | #N/A | #N/A | #N/A | #N/A | #N/A | #N/A | #N/A | #N/A
TRUE | VIC | TTS3466J | Thomastown 34 (Jemena) 66 kV | Jemena | Winter | Coincident | 2024 | ACTUAL_RAW | NA | 220.4014 | VIC Thomastown 34 (Jemena) 66 kV |  |  | FALSE | #N/A | #N/A | #N/A | #N/A | #N/A | #N/A | #N/A | #N/A | #N/A | #N/A
TRUE | VIC | TTS3466J | Thomastown 34 (Jemena) 66 kV | Jemena | Winter | Non-coincident | 2024 | ACTUAL_RAW | NA | 222.0652 | VIC Thomastown 34 (Jemena) 66 kV |  |  | FALSE | #N/A | #N/A | #N/A | #N/A | #N/A | #N/A | #N/A | #N/A | #N/A | #N/A
TRUE | VIC | TTS3466J | Thomastown 34 (Jemena) 66 kV | Jemena | Winter | Non-coincident | 2024 | ACTUAL_OPG | NA | 222.0652 | VIC Thomastown 34 (Jemena) 66 kV |  |  | FALSE | #N/A | #N/A | #N/A | #N/A | #N/A | #N/A | #N/A | #N/A | #N/A | #N/A
TRUE | VIC | TTS3466J | Thomastown 34 (Jemena) 66 kV | Jemena | Winter | Non-coincident | 2024 | ACTUAL_ADJUSTEDOPG | NA | 222.0652 | VIC Thomastown 34 (Jemena) 66 kV |  |  | FALSE | #N/A | #N/A | #N/A | #N/A | #N/A | #N/A | #N/A | #N/A | #N/A | #N/A
TRUE | VIC | TTS3466J | Thomastown 34 (Jemena) 66 kV | Jemena | Winter | Coincident | 2025 | POE10 | NA | 201.0205 | VIC Thomastown 34 (Jemena) 66 kV |  |  | FALSE | #N/A | #N/A | #N/A | #N/A | #N/A | #N/A | #N/A | #N/A | #N/A | #N/A
TRUE | VIC | TTS3466J | Thomastown 34 (Jemena) 66 kV | Jemena | Winter | Coincident | 2025 | POE50 | NA | 198.9175 | VIC Thomastown 34 (Jemena) 66 kV |  |  | FALSE | #N/A | #N/A | #N/A | #N/A | #N/A | #N/A | #N/A | #N/A | #N/A | #N/A
TRUE | VIC | TTS3466J | Thomastown 34 (Jemena) 66 kV | Jemena | Winter | Non-coincident | 2025 | ACTUAL_RAW | NA | 229.1924 | VIC Thomastown 34 (Jemena) 66 kV |  |  | FALSE | #N/A | #N/A | #N/A | #N/A | #N/A | #N/A | #N/A | #N/A | #N/A | #N/A
TRUE | VIC | TTS3466J | Thomastown 34 (Jemena) 66 kV | Jemena | Winter | Non-coincident | 2025 | ACTUAL_ADJUSTEDOPG | NA | 229.1924 | VIC Thomastown 34 (Jemena) 66 kV |  |  | FALSE | #N/A | #N/A | #N/A | #N/A | #N/A | #N/A | #N/A | #N/A | #N/A | #N/A
TRUE | VIC | TTS3466J | Thomastown 34 (Jemena) 66 kV | Jemena | Winter | Non-coincident | 2025 | BASEYEARPOE50 | NA | 212.5176 | VIC Thomastown 34 (Jemena) 66 kV |  |  | FALSE | #N/A | #N/A | #N/A | #N/A | #N/A | #N/A | #N/A | #N/A | #N/A | #N/A
TRUE | VIC | TTS3466J | Thomastown 34 (Jemena) 66 kV | Jemena | Winter | Non-coincident | 2025 | BASEYEARPOE10 | NA | 221.2118 | VIC Thomastown 34 (Jemena) 66 kV |  |  | FALSE | #N/A | #N/A | #N/A | #N/A | #N/A | #N/A | #N/A | #N/A | #N/A | #N/A
TRUE | VIC | TTS3466J | Thomastown 34 (Jemena) 66 kV | Jemena | Winter | Non-coincident | 2025 | POE10 | NA | 224.722 | VIC Thomastown 34 (Jemena) 66 kV |  |  | FALSE | #N/A | #N/A | #N/A | #N/A | #N/A | #N/A | #N/A | #N/A | #N/A | #N/A
TRUE | VIC | TTS3466J | Thomastown 34 (Jemena) 66 kV | Jemena | Winter | Non-coincident | 2025 | POE50 | NA | 213.857 | VIC Thomastown 34 (Jemena) 66 kV |  |  | FALSE | #N/A | #N/A | #N/A | #N/A | #N/A | #N/A | #N/A | #N/A | #N/A | #N/A
TRUE | VIC | TTS3466J | Thomastown 34 (Jemena) 66 kV | Jemena | Winter | Coincident | 2026 | POE10 | NA | 195.3501 | VIC Thomastown 34 (Jemena) 66 kV |  |  | FALSE | #N/A | #N/A | #N/A | #N/A | #N/A | #N/A | #N/A | #N/A | #N/A | #N/A
TRUE | VIC | TTS3466J | Thomastown 34 (Jemena) 66 kV | Jemena | Winter | Coincident | 2026 | POE50 | NA | 192.9496 | VIC Thomastown 34 (Jemena) 66 kV |  |  | FALSE | #N/A | #N/A | #N/A | #N/A | #N/A | #N/A | #N/A | #N/A | #N/A | #N/A
TRUE | VIC | TTS3466J | Thomastown 34 (Jemena) 66 kV | Jemena | Winter | Non-coincident | 2026 | POE10 | NA | 226.051 | VIC Thomastown 34 (Jemena) 66 kV |  |  | FALSE | #N/A | #N/A | #N/A | #N/A | #N/A | #N/A | #N/A | #N/A | #N/A | #N/A
TRUE | VIC | TTS3466J | Thomastown 34 (Jemena) 66 kV | Jemena | Winter | Non-coincident | 2026 | POE50 | NA | 215.1061 | VIC Thomastown 34 (Jemena) 66 kV |  |  | FALSE | #N/A | #N/A | #N/A | #N/A | #N/A | #N/A | #N/A | #N/A | #N/A | #N/A
TRUE | VIC | TTS3466J | Thomastown 34 (Jemena) 66 kV | Jemena | Winter | Coincident | 2027 | POE10 | NA | 190.3737 | VIC Thomastown 34 (Jemena) 66 kV |  |  | FALSE | #N/A | #N/A | #N/A | #N/A | #N/A | #N/A | #N/A | #N/A | #N/A | #N/A
TRUE | VIC | TTS3466J | Thomastown 34 (Jemena) 66 kV | Jemena | Winter | Coincident | 2027 | POE50 | NA | 187.5676 | VIC Thomastown 34 (Jemena) 66 kV |  |  | FALSE | #N/A | #N/A | #N/A | #N/A | #N/A | #N/A | #N/A | #N/A | #N/A | #N/A
TRUE | VIC | TTS3466J | Thomastown 34 (Jemena) 66 kV | Jemena | Winter | Non-coincident | 2027 | POE10 | NA | 228.088 | VIC Thomastown 34 (Jemena) 66 kV |  |  | FALSE | #N/A | #N/A | #N/A | #N/A | #N/A | #N/A | #N/A | #N/A | #N/A | #N/A
TRUE | VIC | TTS3466J | Thomastown 34 (Jemena) 66 kV | Jemena | Winter | Non-coincident | 2027 | POE50 | NA | 217.061 | VIC Thomastown 34 (Jemena) 66 kV |  |  | FALSE | #N/A | #N/A | #N/A | #N/A | #N/A | #N/A | #N/A | #N/A | #N/A | #N/A
TRUE | VIC | TTS3466J | Thomastown 34 (Jemena) 66 kV | Jemena | Winter | Coincident | 2028 | POE10 | NA | 193.5124 | VIC Thomastown 34 (Jemena) 66 kV |  |  | FALSE | #N/A | #N/A | #N/A | #N/A | #N/A | #N/A | #N/A | #N/A | #N/A | #N/A
TRUE | VIC | TTS3466J | Thomastown 34 (Jemena) 66 kV | Jemena | Winter | Coincident | 2028 | POE50 | NA | 190.9133 | VIC Thomastown 34 (Jemena) 66 kV |  |  | FALSE | #N/A | #N/A | #N/A | #N/A | #N/A | #N/A | #N/A | #N/A | #N/A | #N/A
TRUE | VIC | TTS3466J | Thomastown 34 (Jemena) 66 kV | Jemena | Winter | Non-coincident | 2028 | POE10 | NA | 235.6264 | VIC Thomastown 34 (Jemena) 66 kV |  |  | FALSE | #N/A | #N/A | #N/A | #N/A | #N/A | #N/A | #N/A | #N/A | #N/A | #N/A
TRUE | VIC | TTS3466J | Thomastown 34 (Jemena) 66 kV | Jemena | Winter | Non-coincident | 2028 | POE50 | NA | 224.5174 | VIC Thomastown 34 (Jemena) 66 kV |  |  | FALSE | #N/A | #N/A | #N/A | #N/A | #N/A | #N/A | #N/A | #N/A | #N/A | #N/A
TRUE | VIC | TTS3466J | Thomastown 34 (Jemena) 66 kV | Jemena | Winter | Coincident | 2029 | POE10 | NA | 216.9821 | VIC Thomastown 34 (Jemena) 66 kV |  |  | FALSE | #N/A | #N/A | #N/A | #N/A | #N/A | #N/A | #N/A | #N/A | #N/A | #N/A
TRUE | VIC | TTS3466J | Thomastown 34 (Jemena) 66 kV | Jemena | Winter | Coincident | 2029 | POE50 | NA | 214.5895 | VIC Thomastown 34 (Jemena) 66 kV |  |  | FALSE | #N/A | #N/A | #N/A | #N/A | #N/A | #N/A | #N/A | #N/A | #N/A | #N/A
TRUE | VIC | TTS3466J | Thomastown 34 (Jemena) 66 kV | Jemena | Winter | Non-coincident | 2029 | POE10 | NA | 265.703 | VIC Thomastown 34 (Jemena) 66 kV |  |  | FALSE | #N/A | #N/A | #N/A | #N/A | #N/A | #N/A | #N/A | #N/A | #N/A | #N/A
TRUE | VIC | TTS3466J | Thomastown 34 (Jemena) 66 kV | Jemena | Winter | Non-coincident | 2029 | POE50 | NA | 254.5119 | VIC Thomastown 34 (Jemena) 66 kV |  |  | FALSE | #N/A | #N/A | #N/A | #N/A | #N/A | #N/A | #N/A | #N/A | #N/A | #N/A
TRUE | VIC | TTS3466J | Thomastown 34 (Jemena) 66 kV | Jemena | Winter | Coincident | 2030 | POE10 | NA | 247.7873 | VIC Thomastown 34 (Jemena) 66 kV |  |  | FALSE | #N/A | #N/A | #N/A | #N/A | #N/A | #N/A | #N/A | #N/A | #N/A | #N/A
TRUE | VIC | TTS3466J | Thomastown 34 (Jemena) 66 kV | Jemena | Winter | Coincident | 2030 | POE50 | NA | 245.5261 | VIC Thomastown 34 (Jemena) 66 kV |  |  | FALSE | #N/A | #N/A | #N/A | #N/A | #N/A | #N/A | #N/A | #N/A | #N/A | #N/A
TRUE | VIC | TTS3466J | Thomastown 34 (Jemena) 66 kV | Jemena | Winter | Non-coincident | 2030 | POE10 | NA | 305.9554 | VIC Thomastown 34 (Jemena) 66 kV |  |  | FALSE | #N/A | #N/A | #N/A | #N/A | #N/A | #N/A | #N/A | #N/A | #N/A | #N/A
TRUE | VIC | TTS3466J | Thomastown 34 (Jemena) 66 kV | Jemena | Winter | Non-coincident | 2030 | POE50 | NA | 294.6822 | VIC Thomastown 34 (Jemena) 66 kV |  |  | FALSE | #N/A | #N/A | #N/A | #N/A | #N/A | #N/A | #N/A | #N/A | #N/A | #N/A
TRUE | VIC | TTS3466J | Thomastown 34 (Jemena) 66 kV | Jemena | Winter | Coincident | 2031 | POE10 | NA | 289.848 | VIC Thomastown 34 (Jemena) 66 kV |  |  | FALSE | #N/A | #N/A | #N/A | #N/A | #N/A | #N/A | #N/A | #N/A | #N/A | #N/A
TRUE | VIC | TTS3466J | Thomastown 34 (Jemena) 66 kV | Jemena | Winter | Coincident | 2031 | POE50 | NA | 287.8268 | VIC Thomastown 34 (Jemena) 66 kV |  |  | FALSE | #N/A | #N/A | #N/A | #N/A | #N/A | #N/A | #N/A | #N/A | #N/A | #N/A
TRUE | VIC | TTS3466J | Thomastown 34 (Jemena) 66 kV | Jemena | Winter | Non-coincident | 2031 | POE10 | NA | 360.4462 | VIC Thomastown 34 (Jemena) 66 kV |  |  | FALSE | #N/A | #N/A | #N/A | #N/A | #N/A | #N/A | #N/A | #N/A | #N/A | #N/A
TRUE | VIC | TTS3466J | Thomastown 34 (Jemena) 66 kV | Jemena | Winter | Non-coincident | 2031 | POE50 | NA | 349.0907 | VIC Thomastown 34 (Jemena) 66 kV |  |  | FALSE | #N/A | #N/A | #N/A | #N/A | #N/A | #N/A | #N/A | #N/A | #N/A | #N/A
TRUE | VIC | TTS3466J | Thomastown 34 (Jemena) 66 kV | Jemena | Winter | Coincident | 2032 | POE10 | NA | 344.8501 | VIC Thomastown 34 (Jemena) 66 kV |  |  | FALSE | #N/A | #N/A | #N/A | #N/A | #N/A | #N/A | #N/A | #N/A | #N/A | #N/A
TRUE | VIC | TTS3466J | Thomastown 34 (Jemena) 66 kV | Jemena | Winter | Coincident | 2032 | POE50 | NA | 342.5041 | VIC Thomastown 34 (Jemena) 66 kV |  |  | FALSE | #N/A | #N/A | #N/A | #N/A | #N/A | #N/A | #N/A | #N/A | #N/A | #N/A
TRUE | VIC | TTS3466J | Thomastown 34 (Jemena) 66 kV | Jemena | Winter | Non-coincident | 2032 | POE10 | NA | 435.8158 | VIC Thomastown 34 (Jemena) 66 kV |  |  | FALSE | #N/A | #N/A | #N/A | #N/A | #N/A | #N/A | #N/A | #N/A | #N/A | #N/A
TRUE | VIC | TTS3466J | Thomastown 34 (Jemena) 66 kV | Jemena | Winter | Non-coincident | 2032 | POE50 | NA | 424.3743 | VIC Thomastown 34 (Jemena) 66 kV |  |  | FALSE | #N/A | #N/A | #N/A | #N/A | #N/A | #N/A | #N/A | #N/A | #N/A | #N/A
TRUE | VIC | TTS3466J | Thomastown 34 (Jemena) 66 kV | Jemena | Winter | Coincident | 2033 | POE10 | NA | 383.4707 | VIC Thomastown 34 (Jemena) 66 kV |  |  | FALSE | #N/A | #N/A | #N/A | #N/A | #N/A | #N/A | #N/A | #N/A | #N/A | #N/A
TRUE | VIC | TTS3466J | Thomastown 34 (Jemena) 66 kV | Jemena | Winter | Coincident | 2033 | POE50 | NA | 381.3518 | VIC Thomastown 34 (Jemena) 66 kV |  |  | FALSE | #N/A | #N/A | #N/A | #N/A | #N/A | #N/A | #N/A | #N/A | #N/A | #N/A
TRUE | VIC | TTS3466J | Thomastown 34 (Jemena) 66 kV | Jemena | Winter | Non-coincident | 2033 | POE10 | NA | 495.7168 | VIC Thomastown 34 (Jemena) 66 kV |  |  | FALSE | #N/A | #N/A | #N/A | #N/A | #N/A | #N/A | #N/A | #N/A | #N/A | #N/A
TRUE | VIC | TTS3466J | Thomastown 34 (Jemena) 66 kV | Jemena | Winter | Non-coincident | 2033 | POE50 | NA | 484.1894 | VIC Thomastown 34 (Jemena) 66 kV |  |  | FALSE | #N/A | #N/A | #N/A | #N/A | #N/A | #N/A | #N/A | #N/A | #N/A | #N/A
TRUE | VIC | TTS3466J | Thomastown 34 (Jemena) 66 kV | Jemena | Winter | Coincident | 2034 | POE10 | NA | 415.2983 | VIC Thomastown 34 (Jemena) 66 kV |  |  | FALSE | #N/A | #N/A | #N/A | #N/A | #N/A | #N/A | #N/A | #N/A | #N/A | #N/A
TRUE | VIC | TTS3466J | Thomastown 34 (Jemena) 66 kV | Jemena | Winter | Coincident | 2034 | POE50 | NA | 413.5066 | VIC Thomastown 34 (Jemena) 66 kV |  |  | FALSE | #N/A | #N/A | #N/A | #N/A | #N/A | #N/A | #N/A | #N/A | #N/A | #N/A
TRUE | VIC | TTS3466J | Thomastown 34 (Jemena) 66 kV | Jemena | Winter | Non-coincident | 2034 | POE10 | NA | 540.0118 | VIC Thomastown 34 (Jemena) 66 kV |  |  | FALSE | #N/A | #N/A | #N/A | #N/A | #N/A | #N/A | #N/A | #N/A | #N/A | #N/A
TRUE | VIC | TTS3466J | Thomastown 34 (Jemena) 66 kV | Jemena | Winter | Non-coincident | 2034 | POE50 | NA | 528.3985 | VIC Thomastown 34 (Jemena) 66 kV |  |  | FALSE | #N/A | #N/A | #N/A | #N/A | #N/A | #N/A | #N/A | #N/A | #N/A | #N/A
TRUE | VIC | WETS66 | Wemen (Powercor) 66 kV | Powercor | Shoulder | Coincident | 2019 | ACTUAL_OPG | 12.3191 | NA | VIC Wemen (Powercor) 66 kV |  |  | FALSE | #N/A | #N/A | #N/A | #N/A | #N/A | #N/A | #N/A | #N/A | #N/A | #N/A
TRUE | VIC | WETS66 | Wemen (Powercor) 66 kV | Powercor | Shoulder | Coincident | 2019 | ACTUAL_RAW | 12.5671 | NA | VIC Wemen (Powercor) 66 kV |  |  | FALSE | #N/A | #N/A | #N/A | #N/A | #N/A | #N/A | #N/A | #N/A | #N/A | #N/A
TRUE | VIC | WETS66 | Wemen (Powercor) 66 kV | Powercor | Shoulder | Non-coincident | 2019 | ACTUAL_RAW | -114.047 | NA | VIC Wemen (Powercor) 66 kV |  |  | FALSE | #N/A | #N/A | #N/A | #N/A | #N/A | #N/A | #N/A | #N/A | #N/A | #N/A
TRUE | VIC | WETS66 | Wemen (Powercor) 66 kV | Powercor | Shoulder | Non-coincident | 2019 | ACTUAL_OPG | -0.21559 | NA | VIC Wemen (Powercor) 66 kV |  |  | FALSE | #N/A | #N/A | #N/A | #N/A | #N/A | #N/A | #N/A | #N/A | #N/A | #N/A
TRUE | VIC | WETS66 | Wemen (Powercor) 66 kV | Powercor | Shoulder | Non-coincident | 2019 | ACTUAL_ADJUSTEDOPG | 0.009732 | NA | VIC Wemen (Powercor) 66 kV |  |  | FALSE | #N/A | #N/A | #N/A | #N/A | #N/A | #N/A | #N/A | #N/A | #N/A | #N/A
TRUE | VIC | WETS66 | Wemen (Powercor) 66 kV | Powercor | Shoulder | Coincident | 2020 | ACTUAL_OPG | 17.0213 | NA | VIC Wemen (Powercor) 66 kV |  |  | FALSE | #N/A | #N/A | #N/A | #N/A | #N/A | #N/A | #N/A | #N/A | #N/A | #N/A
TRUE | VIC | WETS66 | Wemen (Powercor) 66 kV | Powercor | Shoulder | Coincident | 2020 | ACTUAL_RAW | -48.1967 | NA | VIC Wemen (Powercor) 66 kV |  |  | FALSE | #N/A | #N/A | #N/A | #N/A | #N/A | #N/A | #N/A | #N/A | #N/A | #N/A
TRUE | VIC | WETS66 | Wemen (Powercor) 66 kV | Powercor | Shoulder | Non-coincident | 2020 | ACTUAL_RAW | -140.1939 | NA | VIC Wemen (Powercor) 66 kV |  |  | FALSE | #N/A | #N/A | #N/A | #N/A | #N/A | #N/A | #N/A | #N/A | #N/A | #N/A
TRUE | VIC | WETS66 | Wemen (Powercor) 66 kV | Powercor | Shoulder | Non-coincident | 2020 | ACTUAL_OPG | 3.313 | NA | VIC Wemen (Powercor) 66 kV |  |  | FALSE | #N/A | #N/A | #N/A | #N/A | #N/A | #N/A | #N/A | #N/A | #N/A | #N/A
TRUE | VIC | WETS66 | Wemen (Powercor) 66 kV | Powercor | Shoulder | Non-coincident | 2020 | ACTUAL_ADJUSTEDOPG | 3.313 | NA | VIC Wemen (Powercor) 66 kV |  |  | FALSE | #N/A | #N/A | #N/A | #N/A | #N/A | #N/A | #N/A | #N/A | #N/A | #N/A
TRUE | VIC | WETS66 | Wemen (Powercor) 66 kV | Powercor | Shoulder | Coincident | 2021 | ACTUAL_OPG | 31.7177 | NA | VIC Wemen (Powercor) 66 kV |  |  | FALSE | #N/A | #N/A | #N/A | #N/A | #N/A | #N/A | #N/A | #N/A | #N/A | #N/A
TRUE | VIC | WETS66 | Wemen (Powercor) 66 kV | Powercor | Shoulder | Coincident | 2021 | ACTUAL_RAW | -118.0343 | NA | VIC Wemen (Powercor) 66 kV |  |  | FALSE | #N/A | #N/A | #N/A | #N/A | #N/A | #N/A | #N/A | #N/A | #N/A | #N/A
TRUE | VIC | WETS66 | Wemen (Powercor) 66 kV | Powercor | Shoulder | Non-coincident | 2021 | ACTUAL_RAW | -142.0924 | NA | VIC Wemen (Powercor) 66 kV |  |  | FALSE | #N/A | #N/A | #N/A | #N/A | #N/A | #N/A | #N/A | #N/A | #N/A | #N/A
TRUE | VIC | WETS66 | Wemen (Powercor) 66 kV | Powercor | Shoulder | Non-coincident | 2021 | ACTUAL_OPG | 2.2728 | NA | VIC Wemen (Powercor) 66 kV |  |  | FALSE | #N/A | #N/A | #N/A | #N/A | #N/A | #N/A | #N/A | #N/A | #N/A | #N/A
TRUE | VIC | WETS66 | Wemen (Powercor) 66 kV | Powercor | Shoulder | Non-coincident | 2021 | ACTUAL_ADJUSTEDOPG | 2.2728 | NA | VIC Wemen (Powercor) 66 kV |  |  | FALSE | #N/A | #N/A | #N/A | #N/A | #N/A | #N/A | #N/A | #N/A | #N/A | #N/A
TRUE | VIC | WETS66 | Wemen (Powercor) 66 kV | Powercor | Shoulder | Coincident | 2022 | ACTUAL_OPG | 36.1296 | NA | VIC Wemen (Powercor) 66 kV |  |  | FALSE | #N/A | #N/A | #N/A | #N/A | #N/A | #N/A | #N/A | #N/A | #N/A | #N/A
TRUE | VIC | WETS66 | Wemen (Powercor) 66 kV | Powercor | Shoulder | Coincident | 2022 | ACTUAL_RAW | -44.0584 | NA | VIC Wemen (Powercor) 66 kV |  |  | FALSE | #N/A | #N/A | #N/A | #N/A | #N/A | #N/A | #N/A | #N/A | #N/A | #N/A
TRUE | VIC | WETS66 | Wemen (Powercor) 66 kV | Powercor | Shoulder | Non-coincident | 2022 | ACTUAL_RAW | -127.7287 | NA | VIC Wemen (Powercor) 66 kV |  |  | FALSE | #N/A | #N/A | #N/A | #N/A | #N/A | #N/A | #N/A | #N/A | #N/A | #N/A
TRUE | VIC | WETS66 | Wemen (Powercor) 66 kV | Powercor | Shoulder | Non-coincident | 2022 | ACTUAL_OPG | -12.1772 | NA | VIC Wemen (Powercor) 66 kV |  |  | FALSE | #N/A | #N/A | #N/A | #N/A | #N/A | #N/A | #N/A | #N/A | #N/A | #N/A
TRUE | VIC | WETS66 | Wemen (Powercor) 66 kV | Powercor | Shoulder | Non-coincident | 2022 | ACTUAL_ADJUSTEDOPG | -0.030829 | NA | VIC Wemen (Powercor) 66 kV |  |  | FALSE | #N/A | #N/A | #N/A | #N/A | #N/A | #N/A | #N/A | #N/A | #N/A | #N/A
TRUE | VIC | WETS66 | Wemen (Powercor) 66 kV | Powercor | Shoulder | Coincident | 2023 | ACTUAL_OPG | 10.2175 | NA | VIC Wemen (Powercor) 66 kV |  |  | FALSE | #N/A | #N/A | #N/A | #N/A | #N/A | #N/A | #N/A | #N/A | #N/A | #N/A
TRUE | VIC | WETS66 | Wemen (Powercor) 66 kV | Powercor | Shoulder | Coincident | 2023 | ACTUAL_RAW | -86.7165 | NA | VIC Wemen (Powercor) 66 kV |  |  | FALSE | #N/A | #N/A | #N/A | #N/A | #N/A | #N/A | #N/A | #N/A | #N/A | #N/A
TRUE | VIC | WETS66 | Wemen (Powercor) 66 kV | Powercor | Shoulder | Non-coincident | 2023 | ACTUAL_RAW | -132.941 | NA | VIC Wemen (Powercor) 66 kV |  |  | FALSE | #N/A | #N/A | #N/A | #N/A | #N/A | #N/A | #N/A | #N/A | #N/A | #N/A
TRUE | VIC | WETS66 | Wemen (Powercor) 66 kV | Powercor | Shoulder | Non-coincident | 2023 | ACTUAL_OPG | -0.88535 | NA | VIC Wemen (Powercor) 66 kV |  |  | FALSE | #N/A | #N/A | #N/A | #N/A | #N/A | #N/A | #N/A | #N/A | #N/A | #N/A
TRUE | VIC | WETS66 | Wemen (Powercor) 66 kV | Powercor | Shoulder | Non-coincident | 2023 | ACTUAL_ADJUSTEDOPG | -0.88535 | NA | VIC Wemen (Powercor) 66 kV |  |  | FALSE | #N/A | #N/A | #N/A | #N/A | #N/A | #N/A | #N/A | #N/A | #N/A | #N/A
TRUE | VIC | WETS66 | Wemen (Powercor) 66 kV | Powercor | Shoulder | Coincident | 2024 | ACTUAL_OPG | 35.0058 | NA | VIC Wemen (Powercor) 66 kV |  |  | FALSE | #N/A | #N/A | #N/A | #N/A | #N/A | #N/A | #N/A | #N/A | #N/A | #N/A
TRUE | VIC | WETS66 | Wemen (Powercor) 66 kV | Powercor | Shoulder | Coincident | 2024 | ACTUAL_RAW | 34.4518 | NA | VIC Wemen (Powercor) 66 kV |  |  | FALSE | #N/A | #N/A | #N/A | #N/A | #N/A | #N/A | #N/A | #N/A | #N/A | #N/A
TRUE | VIC | WETS66 | Wemen (Powercor) 66 kV | Powercor | Shoulder | Non-coincident | 2024 | ACTUAL_RAW | -131.2758 | NA | VIC Wemen (Powercor) 66 kV |  |  | FALSE | #N/A | #N/A | #N/A | #N/A | #N/A | #N/A | #N/A | #N/A | #N/A | #N/A
TRUE | VIC | WETS66 | Wemen (Powercor) 66 kV | Powercor | Shoulder | Non-coincident | 2024 | ACTUAL_OPG | 0.85855 | NA | VIC Wemen (Powercor) 66 kV |  |  | FALSE | #N/A | #N/A | #N/A | #N/A | #N/A | #N/A | #N/A | #N/A | #N/A | #N/A
TRUE | VIC | WETS66 | Wemen (Powercor) 66 kV | Powercor | Shoulder | Non-coincident | 2024 | ACTUAL_ADJUSTEDOPG | 0.85855 | NA | VIC Wemen (Powercor) 66 kV |  |  | FALSE | #N/A | #N/A | #N/A | #N/A | #N/A | #N/A | #N/A | #N/A | #N/A | #N/A
TRUE | VIC | WETS66 | Wemen (Powercor) 66 kV | Powercor | Shoulder | Coincident | 2025 | ACTUAL_OPG | 37.6398 | NA | VIC Wemen (Powercor) 66 kV |  |  | FALSE | #N/A | #N/A | #N/A | #N/A | #N/A | #N/A | #N/A | #N/A | #N/A | #N/A
TRUE | VIC | WETS66 | Wemen (Powercor) 66 kV | Powercor | Shoulder | Coincident | 2025 | ACTUAL_RAW | -48.4382 | NA | VIC Wemen (Powercor) 66 kV |  |  | FALSE | #N/A | #N/A | #N/A | #N/A | #N/A | #N/A | #N/A | #N/A | #N/A | #N/A
TRUE | VIC | WETS66 | Wemen (Powercor) 66 kV | Powercor | Shoulder | Non-coincident | 2025 | ACTUAL_RAW | -205.0561 | NA | VIC Wemen (Powercor) 66 kV |  |  | FALSE | #N/A | #N/A | #N/A | #N/A | #N/A | #N/A | #N/A | #N/A | #N/A | #N/A
TRUE | VIC | WETS66 | Wemen (Powercor) 66 kV | Powercor | Shoulder | Non-coincident | 2025 | ACTUAL_OPG | 0.72461 | NA | VIC Wemen (Powercor) 66 kV |  |  | FALSE | #N/A | #N/A | #N/A | #N/A | #N/A | #N/A | #N/A | #N/A | #N/A | #N/A
TRUE | VIC | WETS66 | Wemen (Powercor) 66 kV | Powercor | Shoulder | Non-coincident | 2025 | ACTUAL_ADJUSTEDOPG | 0.72461 | NA | VIC Wemen (Powercor) 66 kV |  |  | FALSE | #N/A | #N/A | #N/A | #N/A | #N/A | #N/A | #N/A | #N/A | #N/A | #N/A
TRUE | VIC | WETS66 | Wemen (Powercor) 66 kV | Powercor | Shoulder | Non-coincident | 2025 | BASEYEARPOE90 | -7.0762 | NA | VIC Wemen (Powercor) 66 kV |  |  | FALSE | #N/A | #N/A | #N/A | #N/A | #N/A | #N/A | #N/A | #N/A | #N/A | #N/A
TRUE | VIC | WETS66 | Wemen (Powercor) 66 kV | Powercor | Shoulder | Non-coincident | 2025 | BASEYEARPOE50 | -5.5244 | NA | VIC Wemen (Powercor) 66 kV |  |  | FALSE | #N/A | #N/A | #N/A | #N/A | #N/A | #N/A | #N/A | #N/A | #N/A | #N/A
TRUE | VIC | WETS66 | Wemen (Powercor) 66 kV | Powercor | Shoulder | Coincident_unreconciled | 2026 | POE90 | -60 | NA | VIC Wemen (Powercor) 66 kV |  |  | FALSE | #N/A | #N/A | #N/A | #N/A | #N/A | #N/A | #N/A | #N/A | #N/A | #N/A
TRUE | VIC | WETS66 | Wemen (Powercor) 66 kV | Powercor | Shoulder | Coincident_unreconciled | 2026 | POE50 | -50 | NA | VIC Wemen (Powercor) 66 kV |  |  | FALSE | #N/A | #N/A | #N/A | #N/A | #N/A | #N/A | #N/A | #N/A | #N/A | #N/A
TRUE | VIC | WETS66 | Wemen (Powercor) 66 kV | Powercor | Shoulder | Non-coincident | 2026 | POE50 | -120 | NA | VIC Wemen (Powercor) 66 kV |  |  | FALSE | #N/A | #N/A | #N/A | #N/A | #N/A | #N/A | #N/A | #N/A | #N/A | #N/A
TRUE | VIC | WETS66 | Wemen (Powercor) 66 kV | Powercor | Shoulder | Non-coincident | 2026 | POE90 | -121.4895 | NA | VIC Wemen (Powercor) 66 kV |  |  | FALSE | #N/A | #N/A | #N/A | #N/A | #N/A | #N/A | #N/A | #N/A | #N/A | #N/A
TRUE | VIC | WETS66 | Wemen (Powercor) 66 kV | Powercor | Shoulder | Coincident_unreconciled | 2027 | POE90 | -61.8 | NA | VIC Wemen (Powercor) 66 kV |  |  | FALSE | #N/A | #N/A | #N/A | #N/A | #N/A | #N/A | #N/A | #N/A | #N/A | #N/A
TRUE | VIC | WETS66 | Wemen (Powercor) 66 kV | Powercor | Shoulder | Coincident_unreconciled | 2027 | POE50 | -51.5 | NA | VIC Wemen (Powercor) 66 kV |  |  | FALSE | #N/A | #N/A | #N/A | #N/A | #N/A | #N/A | #N/A | #N/A | #N/A | #N/A
TRUE | VIC | WETS66 | Wemen (Powercor) 66 kV | Powercor | Shoulder | Non-coincident | 2027 | POE50 | -120.9476 | NA | VIC Wemen (Powercor) 66 kV |  |  | FALSE | #N/A | #N/A | #N/A | #N/A | #N/A | #N/A | #N/A | #N/A | #N/A | #N/A
TRUE | VIC | WETS66 | Wemen (Powercor) 66 kV | Powercor | Shoulder | Non-coincident | 2027 | POE90 | -122.4378 | NA | VIC Wemen (Powercor) 66 kV |  |  | FALSE | #N/A | #N/A | #N/A | #N/A | #N/A | #N/A | #N/A | #N/A | #N/A | #N/A
TRUE | VIC | WETS66 | Wemen (Powercor) 66 kV | Powercor | Shoulder | Coincident_unreconciled | 2028 | POE90 | -63.654 | NA | VIC Wemen (Powercor) 66 kV |  |  | FALSE | #N/A | #N/A | #N/A | #N/A | #N/A | #N/A | #N/A | #N/A | #N/A | #N/A
TRUE | VIC | WETS66 | Wemen (Powercor) 66 kV | Powercor | Shoulder | Coincident_unreconciled | 2028 | POE50 | -53.045 | NA | VIC Wemen (Powercor) 66 kV |  |  | FALSE | #N/A | #N/A | #N/A | #N/A | #N/A | #N/A | #N/A | #N/A | #N/A | #N/A
TRUE | VIC | WETS66 | Wemen (Powercor) 66 kV | Powercor | Shoulder | Non-coincident | 2028 | POE50 | -122.211 | NA | VIC Wemen (Powercor) 66 kV |  |  | FALSE | #N/A | #N/A | #N/A | #N/A | #N/A | #N/A | #N/A | #N/A | #N/A | #N/A
TRUE | VIC | WETS66 | Wemen (Powercor) 66 kV | Powercor | Shoulder | Non-coincident | 2028 | POE90 | -123.7022 | NA | VIC Wemen (Powercor) 66 kV |  |  | FALSE | #N/A | #N/A | #N/A | #N/A | #N/A | #N/A | #N/A | #N/A | #N/A | #N/A
TRUE | VIC | WETS66 | Wemen (Powercor) 66 kV | Powercor | Shoulder | Coincident_unreconciled | 2029 | POE90 | -65.5636 | NA | VIC Wemen (Powercor) 66 kV |  |  | FALSE | #N/A | #N/A | #N/A | #N/A | #N/A | #N/A | #N/A | #N/A | #N/A | #N/A
TRUE | VIC | WETS66 | Wemen (Powercor) 66 kV | Powercor | Shoulder | Coincident_unreconciled | 2029 | POE50 | -54.6364 | NA | VIC Wemen (Powercor) 66 kV |  |  | FALSE | #N/A | #N/A | #N/A | #N/A | #N/A | #N/A | #N/A | #N/A | #N/A | #N/A
TRUE | VIC | WETS66 | Wemen (Powercor) 66 kV | Powercor | Shoulder | Non-coincident | 2029 | POE50 | -123.2642 | NA | VIC Wemen (Powercor) 66 kV |  |  | FALSE | #N/A | #N/A | #N/A | #N/A | #N/A | #N/A | #N/A | #N/A | #N/A | #N/A
TRUE | VIC | WETS66 | Wemen (Powercor) 66 kV | Powercor | Shoulder | Non-coincident | 2029 | POE90 | -124.7565 | NA | VIC Wemen (Powercor) 66 kV |  |  | FALSE | #N/A | #N/A | #N/A | #N/A | #N/A | #N/A | #N/A | #N/A | #N/A | #N/A
TRUE | VIC | WETS66 | Wemen (Powercor) 66 kV | Powercor | Shoulder | Coincident_unreconciled | 2030 | POE90 | -67.5305 | NA | VIC Wemen (Powercor) 66 kV |  |  | FALSE | #N/A | #N/A | #N/A | #N/A | #N/A | #N/A | #N/A | #N/A | #N/A | #N/A
TRUE | VIC | WETS66 | Wemen (Powercor) 66 kV | Powercor | Shoulder | Coincident_unreconciled | 2030 | POE50 | -56.2754 | NA | VIC Wemen (Powercor) 66 kV |  |  | FALSE | #N/A | #N/A | #N/A | #N/A | #N/A | #N/A | #N/A | #N/A | #N/A | #N/A
TRUE | VIC | WETS66 | Wemen (Powercor) 66 kV | Powercor | Shoulder | Non-coincident | 2030 | POE50 | -124.5045 | NA | VIC Wemen (Powercor) 66 kV |  |  | FALSE | #N/A | #N/A | #N/A | #N/A | #N/A | #N/A | #N/A | #N/A | #N/A | #N/A
TRUE | VIC | WETS66 | Wemen (Powercor) 66 kV | Powercor | Shoulder | Non-coincident | 2030 | POE90 | -125.9978 | NA | VIC Wemen (Powercor) 66 kV |  |  | FALSE | #N/A | #N/A | #N/A | #N/A | #N/A | #N/A | #N/A | #N/A | #N/A | #N/A
TRUE | VIC | WETS66 | Wemen (Powercor) 66 kV | Powercor | Shoulder | Coincident_unreconciled | 2031 | POE90 | -69.5564 | NA | VIC Wemen (Powercor) 66 kV |  |  | FALSE | #N/A | #N/A | #N/A | #N/A | #N/A | #N/A | #N/A | #N/A | #N/A | #N/A
TRUE | VIC | WETS66 | Wemen (Powercor) 66 kV | Powercor | Shoulder | Coincident_unreconciled | 2031 | POE50 | -57.9637 | NA | VIC Wemen (Powercor) 66 kV |  |  | FALSE | #N/A | #N/A | #N/A | #N/A | #N/A | #N/A | #N/A | #N/A | #N/A | #N/A
TRUE | VIC | WETS66 | Wemen (Powercor) 66 kV | Powercor | Shoulder | Non-coincident | 2031 | POE50 | -126.2135 | NA | VIC Wemen (Powercor) 66 kV |  |  | FALSE | #N/A | #N/A | #N/A | #N/A | #N/A | #N/A | #N/A | #N/A | #N/A | #N/A
TRUE | VIC | WETS66 | Wemen (Powercor) 66 kV | Powercor | Shoulder | Non-coincident | 2031 | POE90 | -127.7078 | NA | VIC Wemen (Powercor) 66 kV |  |  | FALSE | #N/A | #N/A | #N/A | #N/A | #N/A | #N/A | #N/A | #N/A | #N/A | #N/A
TRUE | VIC | WETS66 | Wemen (Powercor) 66 kV | Powercor | Shoulder | Coincident_unreconciled | 2032 | POE90 | -71.6431 | NA | VIC Wemen (Powercor) 66 kV |  |  | FALSE | #N/A | #N/A | #N/A | #N/A | #N/A | #N/A | #N/A | #N/A | #N/A | #N/A
TRUE | VIC | WETS66 | Wemen (Powercor) 66 kV | Powercor | Shoulder | Coincident_unreconciled | 2032 | POE50 | -59.7026 | NA | VIC Wemen (Powercor) 66 kV |  |  | FALSE | #N/A | #N/A | #N/A | #N/A | #N/A | #N/A | #N/A | #N/A | #N/A | #N/A
TRUE | VIC | WETS66 | Wemen (Powercor) 66 kV | Powercor | Shoulder | Non-coincident | 2032 | POE50 | -127.4979 | NA | VIC Wemen (Powercor) 66 kV |  |  | FALSE | #N/A | #N/A | #N/A | #N/A | #N/A | #N/A | #N/A | #N/A | #N/A | #N/A
TRUE | VIC | WETS66 | Wemen (Powercor) 66 kV | Powercor | Shoulder | Non-coincident | 2032 | POE90 | -128.9931 | NA | VIC Wemen (Powercor) 66 kV |  |  | FALSE | #N/A | #N/A | #N/A | #N/A | #N/A | #N/A | #N/A | #N/A | #N/A | #N/A
TRUE | VIC | WETS66 | Wemen (Powercor) 66 kV | Powercor | Shoulder | Coincident_unreconciled | 2033 | POE90 | -73.7924 | NA | VIC Wemen (Powercor) 66 kV |  |  | FALSE | #N/A | #N/A | #N/A | #N/A | #N/A | #N/A | #N/A | #N/A | #N/A | #N/A
TRUE | VIC | WETS66 | Wemen (Powercor) 66 kV | Powercor | Shoulder | Coincident_unreconciled | 2033 | POE50 | -61.4937 | NA | VIC Wemen (Powercor) 66 kV |  |  | FALSE | #N/A | #N/A | #N/A | #N/A | #N/A | #N/A | #N/A | #N/A | #N/A | #N/A
TRUE | VIC | WETS66 | Wemen (Powercor) 66 kV | Powercor | Shoulder | Non-coincident | 2033 | POE50 | -128.3899 | NA | VIC Wemen (Powercor) 66 kV |  |  | FALSE | #N/A | #N/A | #N/A | #N/A | #N/A | #N/A | #N/A | #N/A | #N/A | #N/A
TRUE | VIC | WETS66 | Wemen (Powercor) 66 kV | Powercor | Shoulder | Non-coincident | 2033 | POE90 | -129.886 | NA | VIC Wemen (Powercor) 66 kV |  |  | FALSE | #N/A | #N/A | #N/A | #N/A | #N/A | #N/A | #N/A | #N/A | #N/A | #N/A
TRUE | VIC | WETS66 | Wemen (Powercor) 66 kV | Powercor | Shoulder | Coincident_unreconciled | 2034 | POE90 | -76.0062 | NA | VIC Wemen (Powercor) 66 kV |  |  | FALSE | #N/A | #N/A | #N/A | #N/A | #N/A | #N/A | #N/A | #N/A | #N/A | #N/A
TRUE | VIC | WETS66 | Wemen (Powercor) 66 kV | Powercor | Shoulder | Coincident_unreconciled | 2034 | POE50 | -63.3385 | NA | VIC Wemen (Powercor) 66 kV |  |  | FALSE | #N/A | #N/A | #N/A | #N/A | #N/A | #N/A | #N/A | #N/A | #N/A | #N/A
TRUE | VIC | WETS66 | Wemen (Powercor) 66 kV | Powercor | Shoulder | Non-coincident | 2034 | POE50 | -129.5066 | NA | VIC Wemen (Powercor) 66 kV |  |  | FALSE | #N/A | #N/A | #N/A | #N/A | #N/A | #N/A | #N/A | #N/A | #N/A | #N/A
TRUE | VIC | WETS66 | Wemen (Powercor) 66 kV | Powercor | Shoulder | Non-coincident | 2034 | POE90 | -131.0035 | NA | VIC Wemen (Powercor) 66 kV |  |  | FALSE | #N/A | #N/A | #N/A | #N/A | #N/A | #N/A | #N/A | #N/A | #N/A | #N/A
TRUE | VIC | WETS66 | Wemen (Powercor) 66 kV | Powercor | Shoulder | Coincident_unreconciled | 2035 | POE90 | -78.2864 | NA | VIC Wemen (Powercor) 66 kV |  |  | FALSE | #N/A | #N/A | #N/A | #N/A | #N/A | #N/A | #N/A | #N/A | #N/A | #N/A
TRUE | VIC | WETS66 | Wemen (Powercor) 66 kV | Powercor | Shoulder | Coincident_unreconciled | 2035 | POE50 | -65.2387 | NA | VIC Wemen (Powercor) 66 kV |  |  | FALSE | #N/A | #N/A | #N/A | #N/A | #N/A | #N/A | #N/A | #N/A | #N/A | #N/A
TRUE | VIC | WETS66 | Wemen (Powercor) 66 kV | Powercor | Shoulder | Non-coincident | 2035 | POE50 | -130.8598 | NA | VIC Wemen (Powercor) 66 kV |  |  | FALSE | #N/A | #N/A | #N/A | #N/A | #N/A | #N/A | #N/A | #N/A | #N/A | #N/A
TRUE | VIC | WETS66 | Wemen (Powercor) 66 kV | Powercor | Shoulder | Non-coincident | 2035 | POE90 | -132.3576 | NA | VIC Wemen (Powercor) 66 kV |  |  | FALSE | #N/A | #N/A | #N/A | #N/A | #N/A | #N/A | #N/A | #N/A | #N/A | #N/A
TRUE | VIC | WETS66 | Wemen (Powercor) 66 kV | Powercor | Summer | Coincident | 2019 | ACTUAL_OPG | 29.4288 | 29.638 | VIC Wemen (Powercor) 66 kV |  |  | FALSE | #N/A | #N/A | #N/A | #N/A | #N/A | #N/A | #N/A | #N/A | #N/A | #N/A
TRUE | VIC | WETS66 | Wemen (Powercor) 66 kV | Powercor | Summer | Coincident | 2019 | ACTUAL_RAW | 29.6108 | -34.724 | VIC Wemen (Powercor) 66 kV |  |  | FALSE | #N/A | #N/A | #N/A | #N/A | #N/A | #N/A | #N/A | #N/A | #N/A | #N/A
TRUE | VIC | WETS66 | Wemen (Powercor) 66 kV | Powercor | Summer | Non-coincident | 2019 | ACTUAL_RAW | -131.7313 | 54.7921 | VIC Wemen (Powercor) 66 kV |  |  | FALSE | #N/A | #N/A | #N/A | #N/A | #N/A | #N/A | #N/A | #N/A | #N/A | #N/A
TRUE | VIC | WETS66 | Wemen (Powercor) 66 kV | Powercor | Summer | Non-coincident | 2019 | ACTUAL_OPG | -0.1886 | 57.7987 | VIC Wemen (Powercor) 66 kV |  |  | FALSE | #N/A | #N/A | #N/A | #N/A | #N/A | #N/A | #N/A | #N/A | #N/A | #N/A
TRUE | VIC | WETS66 | Wemen (Powercor) 66 kV | Powercor | Summer | Non-coincident | 2019 | ACTUAL_ADJUSTEDOPG | 3.8198 | 57.7987 | VIC Wemen (Powercor) 66 kV |  |  | FALSE | #N/A | #N/A | #N/A | #N/A | #N/A | #N/A | #N/A | #N/A | #N/A | #N/A
TRUE | VIC | WETS66 | Wemen (Powercor) 66 kV | Powercor | Summer | Coincident | 2020 | ACTUAL_OPG | 37.8147 | 16.1747 | VIC Wemen (Powercor) 66 kV |  |  | FALSE | #N/A | #N/A | #N/A | #N/A | #N/A | #N/A | #N/A | #N/A | #N/A | #N/A
TRUE | VIC | WETS66 | Wemen (Powercor) 66 kV | Powercor | Summer | Coincident | 2020 | ACTUAL_RAW | -48.9613 | 2.2147 | VIC Wemen (Powercor) 66 kV |  |  | FALSE | #N/A | #N/A | #N/A | #N/A | #N/A | #N/A | #N/A | #N/A | #N/A | #N/A
TRUE | VIC | WETS66 | Wemen (Powercor) 66 kV | Powercor | Summer | Non-coincident | 2020 | ACTUAL_RAW | -70.3627 | 54.3651 | VIC Wemen (Powercor) 66 kV |  |  | FALSE | #N/A | #N/A | #N/A | #N/A | #N/A | #N/A | #N/A | #N/A | #N/A | #N/A
TRUE | VIC | WETS66 | Wemen (Powercor) 66 kV | Powercor | Summer | Non-coincident | 2020 | ACTUAL_OPG | -0.076736 | 57.4635 | VIC Wemen (Powercor) 66 kV |  |  | FALSE | #N/A | #N/A | #N/A | #N/A | #N/A | #N/A | #N/A | #N/A | #N/A | #N/A
TRUE | VIC | WETS66 | Wemen (Powercor) 66 kV | Powercor | Summer | Non-coincident | 2020 | ACTUAL_ADJUSTEDOPG | 3.4257 | 57.4635 | VIC Wemen (Powercor) 66 kV |  |  | FALSE | #N/A | #N/A | #N/A | #N/A | #N/A | #N/A | #N/A | #N/A | #N/A | #N/A
TRUE | VIC | WETS66 | Wemen (Powercor) 66 kV | Powercor | Summer | Coincident | 2021 | ACTUAL_OPG | 40.5791 | 47.6525 | VIC Wemen (Powercor) 66 kV |  |  | FALSE | #N/A | #N/A | #N/A | #N/A | #N/A | #N/A | #N/A | #N/A | #N/A | #N/A
TRUE | VIC | WETS66 | Wemen (Powercor) 66 kV | Powercor | Summer | Coincident | 2021 | ACTUAL_RAW | -46.1869 | -20.5575 | VIC Wemen (Powercor) 66 kV |  |  | FALSE | #N/A | #N/A | #N/A | #N/A | #N/A | #N/A | #N/A | #N/A | #N/A | #N/A
TRUE | VIC | WETS66 | Wemen (Powercor) 66 kV | Powercor | Summer | Non-coincident | 2021 | ACTUAL_RAW | -131.6928 | 57.6237 | VIC Wemen (Powercor) 66 kV |  |  | FALSE | #N/A | #N/A | #N/A | #N/A | #N/A | #N/A | #N/A | #N/A | #N/A | #N/A
TRUE | VIC | WETS66 | Wemen (Powercor) 66 kV | Powercor | Summer | Non-coincident | 2021 | ACTUAL_OPG | 3.705 | 68.4803 | VIC Wemen (Powercor) 66 kV |  |  | FALSE | #N/A | #N/A | #N/A | #N/A | #N/A | #N/A | #N/A | #N/A | #N/A | #N/A
TRUE | VIC | WETS66 | Wemen (Powercor) 66 kV | Powercor | Summer | Non-coincident | 2021 | ACTUAL_ADJUSTEDOPG | 3.705 | 57.8974 | VIC Wemen (Powercor) 66 kV |  |  | FALSE | #N/A | #N/A | #N/A | #N/A | #N/A | #N/A | #N/A | #N/A | #N/A | #N/A
TRUE | VIC | WETS66 | Wemen (Powercor) 66 kV | Powercor | Summer | Coincident | 2022 | ACTUAL_OPG | 29.3542 | 42.9484 | VIC Wemen (Powercor) 66 kV |  |  | FALSE | #N/A | #N/A | #N/A | #N/A | #N/A | #N/A | #N/A | #N/A | #N/A | #N/A
TRUE | VIC | WETS66 | Wemen (Powercor) 66 kV | Powercor | Summer | Coincident | 2022 | ACTUAL_RAW | -59.0998 | -65.7176 | VIC Wemen (Powercor) 66 kV |  |  | FALSE | #N/A | #N/A | #N/A | #N/A | #N/A | #N/A | #N/A | #N/A | #N/A | #N/A
TRUE | VIC | WETS66 | Wemen (Powercor) 66 kV | Powercor | Summer | Non-coincident | 2022 | ACTUAL_RAW | -137.7722 | 58.5759 | VIC Wemen (Powercor) 66 kV |  |  | FALSE | #N/A | #N/A | #N/A | #N/A | #N/A | #N/A | #N/A | #N/A | #N/A | #N/A
TRUE | VIC | WETS66 | Wemen (Powercor) 66 kV | Powercor | Summer | Non-coincident | 2022 | ACTUAL_OPG | -0.13959 | 64.2791 | VIC Wemen (Powercor) 66 kV |  |  | FALSE | #N/A | #N/A | #N/A | #N/A | #N/A | #N/A | #N/A | #N/A | #N/A | #N/A
TRUE | VIC | WETS66 | Wemen (Powercor) 66 kV | Powercor | Summer | Non-coincident | 2022 | ACTUAL_ADJUSTEDOPG | -0.13959 | 64.2791 | VIC Wemen (Powercor) 66 kV |  |  | FALSE | #N/A | #N/A | #N/A | #N/A | #N/A | #N/A | #N/A | #N/A | #N/A | #N/A
TRUE | VIC | WETS66 | Wemen (Powercor) 66 kV | Powercor | Summer | Coincident | 2023 | ACTUAL_OPG | 34.0277 | 44.7156 | VIC Wemen (Powercor) 66 kV |  |  | FALSE | #N/A | #N/A | #N/A | #N/A | #N/A | #N/A | #N/A | #N/A | #N/A | #N/A
TRUE | VIC | WETS66 | Wemen (Powercor) 66 kV | Powercor | Summer | Coincident | 2023 | ACTUAL_RAW | -127.3963 | 28.5596 | VIC Wemen (Powercor) 66 kV |  |  | FALSE | #N/A | #N/A | #N/A | #N/A | #N/A | #N/A | #N/A | #N/A | #N/A | #N/A
TRUE | VIC | WETS66 | Wemen (Powercor) 66 kV | Powercor | Summer | Non-coincident | 2023 | ACTUAL_RAW | -133.5928 | 54.7579 | VIC Wemen (Powercor) 66 kV |  |  | FALSE | #N/A | #N/A | #N/A | #N/A | #N/A | #N/A | #N/A | #N/A | #N/A | #N/A
TRUE | VIC | WETS66 | Wemen (Powercor) 66 kV | Powercor | Summer | Non-coincident | 2023 | ACTUAL_OPG | 0.94683 | 59.3185 | VIC Wemen (Powercor) 66 kV |  |  | FALSE | #N/A | #N/A | #N/A | #N/A | #N/A | #N/A | #N/A | #N/A | #N/A | #N/A
TRUE | VIC | WETS66 | Wemen (Powercor) 66 kV | Powercor | Summer | Non-coincident | 2023 | ACTUAL_ADJUSTEDOPG | 0.94683 | 59.3185 | VIC Wemen (Powercor) 66 kV |  |  | FALSE | #N/A | #N/A | #N/A | #N/A | #N/A | #N/A | #N/A | #N/A | #N/A | #N/A
TRUE | VIC | WETS66 | Wemen (Powercor) 66 kV | Powercor | Summer | Coincident | 2024 | ACTUAL_OPG | 36.6265 | 56.6622 | VIC Wemen (Powercor) 66 kV |  |  | FALSE | #N/A | #N/A | #N/A | #N/A | #N/A | #N/A | #N/A | #N/A | #N/A | #N/A
TRUE | VIC | WETS66 | Wemen (Powercor) 66 kV | Powercor | Summer | Coincident | 2024 | ACTUAL_RAW | 36.0245 | 40.6122 | VIC Wemen (Powercor) 66 kV |  |  | FALSE | #N/A | #N/A | #N/A | #N/A | #N/A | #N/A | #N/A | #N/A | #N/A | #N/A
TRUE | VIC | WETS66 | Wemen (Powercor) 66 kV | Powercor | Summer | Non-coincident | 2024 | ACTUAL_RAW | -130.5105 | 57.9687 | VIC Wemen (Powercor) 66 kV |  |  | FALSE | #N/A | #N/A | #N/A | #N/A | #N/A | #N/A | #N/A | #N/A | #N/A | #N/A
TRUE | VIC | WETS66 | Wemen (Powercor) 66 kV | Powercor | Summer | Non-coincident | 2024 | ACTUAL_OPG | 0.69639 | 59.5423 | VIC Wemen (Powercor) 66 kV |  |  | FALSE | #N/A | #N/A | #N/A | #N/A | #N/A | #N/A | #N/A | #N/A | #N/A | #N/A
TRUE | VIC | WETS66 | Wemen (Powercor) 66 kV | Powercor | Summer | Non-coincident | 2024 | ACTUAL_ADJUSTEDOPG | 0.69639 | 59.5423 | VIC Wemen (Powercor) 66 kV |  |  | FALSE | #N/A | #N/A | #N/A | #N/A | #N/A | #N/A | #N/A | #N/A | #N/A | #N/A
TRUE | VIC | WETS66 | Wemen (Powercor) 66 kV | Powercor | Summer | Coincident | 2025 | ACTUAL_OPG | 44.4609 | 58.1054 | VIC Wemen (Powercor) 66 kV |  |  | FALSE | #N/A | #N/A | #N/A | #N/A | #N/A | #N/A | #N/A | #N/A | #N/A | #N/A
TRUE | VIC | WETS66 | Wemen (Powercor) 66 kV | Powercor | Summer | Coincident | 2025 | ACTUAL_RAW | 29.5993 | -13.4048 | VIC Wemen (Powercor) 66 kV |  |  | FALSE | #N/A | #N/A | #N/A | #N/A | #N/A | #N/A | #N/A | #N/A | #N/A | #N/A
TRUE | VIC | WETS66 | Wemen (Powercor) 66 kV | Powercor | Summer | Non-coincident | 2025 | ACTUAL_RAW | -130.2733 | 55.753 | VIC Wemen (Powercor) 66 kV |  |  | FALSE | #N/A | #N/A | #N/A | #N/A | #N/A | #N/A | #N/A | #N/A | #N/A | #N/A
TRUE | VIC | WETS66 | Wemen (Powercor) 66 kV | Powercor | Summer | Non-coincident | 2025 | ACTUAL_OPG | 4.0648 | 58.7951 | VIC Wemen (Powercor) 66 kV |  |  | FALSE | #N/A | #N/A | #N/A | #N/A | #N/A | #N/A | #N/A | #N/A | #N/A | #N/A
TRUE | VIC | WETS66 | Wemen (Powercor) 66 kV | Powercor | Summer | Non-coincident | 2025 | ACTUAL_ADJUSTEDOPG | 4.0648 | 58.7951 | VIC Wemen (Powercor) 66 kV |  |  | FALSE | #N/A | #N/A | #N/A | #N/A | #N/A | #N/A | #N/A | #N/A | #N/A | #N/A
TRUE | VIC | WETS66 | Wemen (Powercor) 66 kV | Powercor | Summer | Non-coincident | 2025 | BASEYEARPOE90 | -2.3107 | NA | VIC Wemen (Powercor) 66 kV |  |  | FALSE | #N/A | #N/A | #N/A | #N/A | #N/A | #N/A | #N/A | #N/A | #N/A | #N/A
TRUE | VIC | WETS66 | Wemen (Powercor) 66 kV | Powercor | Summer | Non-coincident | 2025 | BASEYEARPOE50 | 3.0308 | 64.0699 | VIC Wemen (Powercor) 66 kV |  |  | FALSE | #N/A | #N/A | #N/A | #N/A | #N/A | #N/A | #N/A | #N/A | #N/A | #N/A
TRUE | VIC | WETS66 | Wemen (Powercor) 66 kV | Powercor | Summer | Coincident_unreconciled | 2026 | POE90 | -10 | NA | VIC Wemen (Powercor) 66 kV |  |  | FALSE | #N/A | #N/A | #N/A | #N/A | #N/A | #N/A | #N/A | #N/A | #N/A | #N/A
TRUE | VIC | WETS66 | Wemen (Powercor) 66 kV | Powercor | Summer | Coincident_unreconciled | 2026 | POE50 | -5 | NA | VIC Wemen (Powercor) 66 kV |  |  | FALSE | #N/A | #N/A | #N/A | #N/A | #N/A | #N/A | #N/A | #N/A | #N/A | #N/A
TRUE | VIC | WETS66 | Wemen (Powercor) 66 kV | Powercor | Summer | Non-coincident | 2026 | POE50 | -120 | 64.2131 | VIC Wemen (Powercor) 66 kV |  |  | FALSE | #N/A | #N/A | #N/A | #N/A | #N/A | #N/A | #N/A | #N/A | #N/A | #N/A
TRUE | VIC | WETS66 | Wemen (Powercor) 66 kV | Powercor | Summer | Non-coincident | 2026 | POE90 | -126.4401 | NA | VIC Wemen (Powercor) 66 kV |  |  | FALSE | #N/A | #N/A | #N/A | #N/A | #N/A | #N/A | #N/A | #N/A | #N/A | #N/A
TRUE | VIC | WETS66 | Wemen (Powercor) 66 kV | Powercor | Summer | Coincident_unreconciled | 2027 | POE90 | -10.3 | NA | VIC Wemen (Powercor) 66 kV |  |  | FALSE | #N/A | #N/A | #N/A | #N/A | #N/A | #N/A | #N/A | #N/A | #N/A | #N/A
TRUE | VIC | WETS66 | Wemen (Powercor) 66 kV | Powercor | Summer | Coincident_unreconciled | 2027 | POE50 | -5.15 | NA | VIC Wemen (Powercor) 66 kV |  |  | FALSE | #N/A | #N/A | #N/A | #N/A | #N/A | #N/A | #N/A | #N/A | #N/A | #N/A
TRUE | VIC | WETS66 | Wemen (Powercor) 66 kV | Powercor | Summer | Non-coincident | 2027 | POE50 | -119.9909 | 64.1413 | VIC Wemen (Powercor) 66 kV |  |  | FALSE | #N/A | #N/A | #N/A | #N/A | #N/A | #N/A | #N/A | #N/A | #N/A | #N/A
TRUE | VIC | WETS66 | Wemen (Powercor) 66 kV | Powercor | Summer | Non-coincident | 2027 | POE90 | -127.3929 | NA | VIC Wemen (Powercor) 66 kV |  |  | FALSE | #N/A | #N/A | #N/A | #N/A | #N/A | #N/A | #N/A | #N/A | #N/A | #N/A
TRUE | VIC | WETS66 | Wemen (Powercor) 66 kV | Powercor | Summer | Coincident_unreconciled | 2028 | POE90 | -10.609 | NA | VIC Wemen (Powercor) 66 kV |  |  | FALSE | #N/A | #N/A | #N/A | #N/A | #N/A | #N/A | #N/A | #N/A | #N/A | #N/A
TRUE | VIC | WETS66 | Wemen (Powercor) 66 kV | Powercor | Summer | Coincident_unreconciled | 2028 | POE50 | -5.3045 | NA | VIC Wemen (Powercor) 66 kV |  |  | FALSE | #N/A | #N/A | #N/A | #N/A | #N/A | #N/A | #N/A | #N/A | #N/A | #N/A
TRUE | VIC | WETS66 | Wemen (Powercor) 66 kV | Powercor | Summer | Non-coincident | 2028 | POE50 | -119.9753 | 64.0506 | VIC Wemen (Powercor) 66 kV |  |  | FALSE | #N/A | #N/A | #N/A | #N/A | #N/A | #N/A | #N/A | #N/A | #N/A | #N/A
TRUE | VIC | WETS66 | Wemen (Powercor) 66 kV | Powercor | Summer | Non-coincident | 2028 | POE90 | -128.684 | NA | VIC Wemen (Powercor) 66 kV |  |  | FALSE | #N/A | #N/A | #N/A | #N/A | #N/A | #N/A | #N/A | #N/A | #N/A | #N/A
TRUE | VIC | WETS66 | Wemen (Powercor) 66 kV | Powercor | Summer | Coincident_unreconciled | 2029 | POE90 | -10.9273 | NA | VIC Wemen (Powercor) 66 kV |  |  | FALSE | #N/A | #N/A | #N/A | #N/A | #N/A | #N/A | #N/A | #N/A | #N/A | #N/A
TRUE | VIC | WETS66 | Wemen (Powercor) 66 kV | Powercor | Summer | Coincident_unreconciled | 2029 | POE50 | -5.4636 | NA | VIC Wemen (Powercor) 66 kV |  |  | FALSE | #N/A | #N/A | #N/A | #N/A | #N/A | #N/A | #N/A | #N/A | #N/A | #N/A
TRUE | VIC | WETS66 | Wemen (Powercor) 66 kV | Powercor | Summer | Non-coincident | 2029 | POE50 | -119.9523 | 63.9915 | VIC Wemen (Powercor) 66 kV |  |  | FALSE | #N/A | #N/A | #N/A | #N/A | #N/A | #N/A | #N/A | #N/A | #N/A | #N/A
TRUE | VIC | WETS66 | Wemen (Powercor) 66 kV | Powercor | Summer | Non-coincident | 2029 | POE90 | -129.7521 | NA | VIC Wemen (Powercor) 66 kV |  |  | FALSE | #N/A | #N/A | #N/A | #N/A | #N/A | #N/A | #N/A | #N/A | #N/A | #N/A
TRUE | VIC | WETS66 | Wemen (Powercor) 66 kV | Powercor | Summer | Coincident_unreconciled | 2030 | POE90 | -11.2551 | NA | VIC Wemen (Powercor) 66 kV |  |  | FALSE | #N/A | #N/A | #N/A | #N/A | #N/A | #N/A | #N/A | #N/A | #N/A | #N/A
TRUE | VIC | WETS66 | Wemen (Powercor) 66 kV | Powercor | Summer | Coincident_unreconciled | 2030 | POE50 | -5.6275 | NA | VIC Wemen (Powercor) 66 kV |  |  | FALSE | #N/A | #N/A | #N/A | #N/A | #N/A | #N/A | #N/A | #N/A | #N/A | #N/A
TRUE | VIC | WETS66 | Wemen (Powercor) 66 kV | Powercor | Summer | Non-coincident | 2030 | POE50 | -119.9185 | 63.915 | VIC Wemen (Powercor) 66 kV |  |  | FALSE | #N/A | #N/A | #N/A | #N/A | #N/A | #N/A | #N/A | #N/A | #N/A | #N/A
TRUE | VIC | WETS66 | Wemen (Powercor) 66 kV | Powercor | Summer | Non-coincident | 2030 | POE90 | -131.0173 | NA | VIC Wemen (Powercor) 66 kV |  |  | FALSE | #N/A | #N/A | #N/A | #N/A | #N/A | #N/A | #N/A | #N/A | #N/A | #N/A
TRUE | VIC | WETS66 | Wemen (Powercor) 66 kV | Powercor | Summer | Coincident_unreconciled | 2031 | POE90 | -11.5927 | NA | VIC Wemen (Powercor) 66 kV |  |  | FALSE | #N/A | #N/A | #N/A | #N/A | #N/A | #N/A | #N/A | #N/A | #N/A | #N/A
TRUE | VIC | WETS66 | Wemen (Powercor) 66 kV | Powercor | Summer | Coincident_unreconciled | 2031 | POE50 | -5.7964 | NA | VIC Wemen (Powercor) 66 kV |  |  | FALSE | #N/A | #N/A | #N/A | #N/A | #N/A | #N/A | #N/A | #N/A | #N/A | #N/A
TRUE | VIC | WETS66 | Wemen (Powercor) 66 kV | Powercor | Summer | Non-coincident | 2031 | POE50 | -120.3339 | 63.7796 | VIC Wemen (Powercor) 66 kV |  |  | FALSE | #N/A | #N/A | #N/A | #N/A | #N/A | #N/A | #N/A | #N/A | #N/A | #N/A
TRUE | VIC | WETS66 | Wemen (Powercor) 66 kV | Powercor | Summer | Non-coincident | 2031 | POE90 | -132.7784 | NA | VIC Wemen (Powercor) 66 kV |  |  | FALSE | #N/A | #N/A | #N/A | #N/A | #N/A | #N/A | #N/A | #N/A | #N/A | #N/A
TRUE | VIC | WETS66 | Wemen (Powercor) 66 kV | Powercor | Summer | Coincident_unreconciled | 2032 | POE90 | -11.9405 | NA | VIC Wemen (Powercor) 66 kV |  |  | FALSE | #N/A | #N/A | #N/A | #N/A | #N/A | #N/A | #N/A | #N/A | #N/A | #N/A
TRUE | VIC | WETS66 | Wemen (Powercor) 66 kV | Powercor | Summer | Coincident_unreconciled | 2032 | POE50 | -5.9703 | NA | VIC Wemen (Powercor) 66 kV |  |  | FALSE | #N/A | #N/A | #N/A | #N/A | #N/A | #N/A | #N/A | #N/A | #N/A | #N/A
TRUE | VIC | WETS66 | Wemen (Powercor) 66 kV | Powercor | Summer | Non-coincident | 2032 | POE50 | -121.4837 | 63.6967 | VIC Wemen (Powercor) 66 kV |  |  | FALSE | #N/A | #N/A | #N/A | #N/A | #N/A | #N/A | #N/A | #N/A | #N/A | #N/A
TRUE | VIC | WETS66 | Wemen (Powercor) 66 kV | Powercor | Summer | Non-coincident | 2032 | POE90 | -134.091 | NA | VIC Wemen (Powercor) 66 kV |  |  | FALSE | #N/A | #N/A | #N/A | #N/A | #N/A | #N/A | #N/A | #N/A | #N/A | #N/A
TRUE | VIC | WETS66 | Wemen (Powercor) 66 kV | Powercor | Summer | Coincident_unreconciled | 2033 | POE90 | -12.2987 | NA | VIC Wemen (Powercor) 66 kV |  |  | FALSE | #N/A | #N/A | #N/A | #N/A | #N/A | #N/A | #N/A | #N/A | #N/A | #N/A
TRUE | VIC | WETS66 | Wemen (Powercor) 66 kV | Powercor | Summer | Coincident_unreconciled | 2033 | POE50 | -6.1494 | NA | VIC Wemen (Powercor) 66 kV |  |  | FALSE | #N/A | #N/A | #N/A | #N/A | #N/A | #N/A | #N/A | #N/A | #N/A | #N/A
TRUE | VIC | WETS66 | Wemen (Powercor) 66 kV | Powercor | Summer | Non-coincident | 2033 | POE50 | -122.2666 | 63.6639 | VIC Wemen (Powercor) 66 kV |  |  | FALSE | #N/A | #N/A | #N/A | #N/A | #N/A | #N/A | #N/A | #N/A | #N/A | #N/A
TRUE | VIC | WETS66 | Wemen (Powercor) 66 kV | Powercor | Summer | Non-coincident | 2033 | POE90 | -134.9924 | NA | VIC Wemen (Powercor) 66 kV |  |  | FALSE | #N/A | #N/A | #N/A | #N/A | #N/A | #N/A | #N/A | #N/A | #N/A | #N/A
TRUE | VIC | WETS66 | Wemen (Powercor) 66 kV | Powercor | Summer | Coincident_unreconciled | 2034 | POE90 | -12.6677 | NA | VIC Wemen (Powercor) 66 kV |  |  | FALSE | #N/A | #N/A | #N/A | #N/A | #N/A | #N/A | #N/A | #N/A | #N/A | #N/A
TRUE | VIC | WETS66 | Wemen (Powercor) 66 kV | Powercor | Summer | Coincident_unreconciled | 2034 | POE50 | -6.3338 | NA | VIC Wemen (Powercor) 66 kV |  |  | FALSE | #N/A | #N/A | #N/A | #N/A | #N/A | #N/A | #N/A | #N/A | #N/A | #N/A
TRUE | VIC | WETS66 | Wemen (Powercor) 66 kV | Powercor | Summer | Non-coincident | 2034 | POE50 | -123.2729 | 63.5985 | VIC Wemen (Powercor) 66 kV |  |  | FALSE | #N/A | #N/A | #N/A | #N/A | #N/A | #N/A | #N/A | #N/A | #N/A | #N/A
TRUE | VIC | WETS66 | Wemen (Powercor) 66 kV | Powercor | Summer | Non-coincident | 2034 | POE90 | -136.1479 | NA | VIC Wemen (Powercor) 66 kV |  |  | FALSE | #N/A | #N/A | #N/A | #N/A | #N/A | #N/A | #N/A | #N/A | #N/A | #N/A
TRUE | VIC | WETS66 | Wemen (Powercor) 66 kV | Powercor | Summer | Coincident_unreconciled | 2035 | POE90 | -13.0477 | NA | VIC Wemen (Powercor) 66 kV |  |  | FALSE | #N/A | #N/A | #N/A | #N/A | #N/A | #N/A | #N/A | #N/A | #N/A | #N/A
TRUE | VIC | WETS66 | Wemen (Powercor) 66 kV | Powercor | Summer | Coincident_unreconciled | 2035 | POE50 | -6.5239 | NA | VIC Wemen (Powercor) 66 kV |  |  | FALSE | #N/A | #N/A | #N/A | #N/A | #N/A | #N/A | #N/A | #N/A | #N/A | #N/A
TRUE | VIC | WETS66 | Wemen (Powercor) 66 kV | Powercor | Summer | Non-coincident | 2035 | POE50 | -124.5008 | 63.5039 | VIC Wemen (Powercor) 66 kV |  |  | FALSE | #N/A | #N/A | #N/A | #N/A | #N/A | #N/A | #N/A | #N/A | #N/A | #N/A
TRUE | VIC | WETS66 | Wemen (Powercor) 66 kV | Powercor | Summer | Non-coincident | 2035 | POE90 | -137.5563 | NA | VIC Wemen (Powercor) 66 kV |  |  | FALSE | #N/A | #N/A | #N/A | #N/A | #N/A | #N/A | #N/A | #N/A | #N/A | #N/A
TRUE | VIC | WETS66 | Wemen (Powercor) 66 kV | Powercor | Summer | Non-coincident | 2025 | BASEYEARPOE10 | NA | 65.7668 | VIC Wemen (Powercor) 66 kV |  |  | FALSE | #N/A | #N/A | #N/A | #N/A | #N/A | #N/A | #N/A | #N/A | #N/A | #N/A
TRUE | VIC | WETS66 | Wemen (Powercor) 66 kV | Powercor | Summer | Coincident | 2026 | POE10 | NA | 52.2782 | VIC Wemen (Powercor) 66 kV |  |  | FALSE | #N/A | #N/A | #N/A | #N/A | #N/A | #N/A | #N/A | #N/A | #N/A | #N/A
TRUE | VIC | WETS66 | Wemen (Powercor) 66 kV | Powercor | Summer | Coincident | 2026 | POE50 | NA | 52.2824 | VIC Wemen (Powercor) 66 kV |  |  | FALSE | #N/A | #N/A | #N/A | #N/A | #N/A | #N/A | #N/A | #N/A | #N/A | #N/A
TRUE | VIC | WETS66 | Wemen (Powercor) 66 kV | Powercor | Summer | Non-coincident | 2026 | POE10 | NA | 66.1827 | VIC Wemen (Powercor) 66 kV |  |  | FALSE | #N/A | #N/A | #N/A | #N/A | #N/A | #N/A | #N/A | #N/A | #N/A | #N/A
TRUE | VIC | WETS66 | Wemen (Powercor) 66 kV | Powercor | Summer | Coincident | 2027 | POE10 | NA | 50.8471 | VIC Wemen (Powercor) 66 kV |  |  | FALSE | #N/A | #N/A | #N/A | #N/A | #N/A | #N/A | #N/A | #N/A | #N/A | #N/A
TRUE | VIC | WETS66 | Wemen (Powercor) 66 kV | Powercor | Summer | Coincident | 2027 | POE50 | NA | 50.5047 | VIC Wemen (Powercor) 66 kV |  |  | FALSE | #N/A | #N/A | #N/A | #N/A | #N/A | #N/A | #N/A | #N/A | #N/A | #N/A
TRUE | VIC | WETS66 | Wemen (Powercor) 66 kV | Powercor | Summer | Non-coincident | 2027 | POE10 | NA | 66.1118 | VIC Wemen (Powercor) 66 kV |  |  | FALSE | #N/A | #N/A | #N/A | #N/A | #N/A | #N/A | #N/A | #N/A | #N/A | #N/A
TRUE | VIC | WETS66 | Wemen (Powercor) 66 kV | Powercor | Summer | Coincident | 2028 | POE10 | NA | 49.5595 | VIC Wemen (Powercor) 66 kV |  |  | FALSE | #N/A | #N/A | #N/A | #N/A | #N/A | #N/A | #N/A | #N/A | #N/A | #N/A
TRUE | VIC | WETS66 | Wemen (Powercor) 66 kV | Powercor | Summer | Coincident | 2028 | POE50 | NA | 48.8547 | VIC Wemen (Powercor) 66 kV |  |  | FALSE | #N/A | #N/A | #N/A | #N/A | #N/A | #N/A | #N/A | #N/A | #N/A | #N/A
TRUE | VIC | WETS66 | Wemen (Powercor) 66 kV | Powercor | Summer | Non-coincident | 2028 | POE10 | NA | 66.0225 | VIC Wemen (Powercor) 66 kV |  |  | FALSE | #N/A | #N/A | #N/A | #N/A | #N/A | #N/A | #N/A | #N/A | #N/A | #N/A
TRUE | VIC | WETS66 | Wemen (Powercor) 66 kV | Powercor | Summer | Coincident | 2029 | POE10 | NA | 48.6327 | VIC Wemen (Powercor) 66 kV |  |  | FALSE | #N/A | #N/A | #N/A | #N/A | #N/A | #N/A | #N/A | #N/A | #N/A | #N/A
TRUE | VIC | WETS66 | Wemen (Powercor) 66 kV | Powercor | Summer | Coincident | 2029 | POE50 | NA | 47.9689 | VIC Wemen (Powercor) 66 kV |  |  | FALSE | #N/A | #N/A | #N/A | #N/A | #N/A | #N/A | #N/A | #N/A | #N/A | #N/A
TRUE | VIC | WETS66 | Wemen (Powercor) 66 kV | Powercor | Summer | Non-coincident | 2029 | POE10 | NA | 65.9647 | VIC Wemen (Powercor) 66 kV |  |  | FALSE | #N/A | #N/A | #N/A | #N/A | #N/A | #N/A | #N/A | #N/A | #N/A | #N/A
TRUE | VIC | WETS66 | Wemen (Powercor) 66 kV | Powercor | Summer | Coincident | 2030 | POE10 | NA | 47.8628 | VIC Wemen (Powercor) 66 kV |  |  | FALSE | #N/A | #N/A | #N/A | #N/A | #N/A | #N/A | #N/A | #N/A | #N/A | #N/A
TRUE | VIC | WETS66 | Wemen (Powercor) 66 kV | Powercor | Summer | Coincident | 2030 | POE50 | NA | 47.0599 | VIC Wemen (Powercor) 66 kV |  |  | FALSE | #N/A | #N/A | #N/A | #N/A | #N/A | #N/A | #N/A | #N/A | #N/A | #N/A
TRUE | VIC | WETS66 | Wemen (Powercor) 66 kV | Powercor | Summer | Non-coincident | 2030 | POE10 | NA | 65.8896 | VIC Wemen (Powercor) 66 kV |  |  | FALSE | #N/A | #N/A | #N/A | #N/A | #N/A | #N/A | #N/A | #N/A | #N/A | #N/A
TRUE | VIC | WETS66 | Wemen (Powercor) 66 kV | Powercor | Summer | Coincident | 2031 | POE10 | NA | 46.5537 | VIC Wemen (Powercor) 66 kV |  |  | FALSE | #N/A | #N/A | #N/A | #N/A | #N/A | #N/A | #N/A | #N/A | #N/A | #N/A
TRUE | VIC | WETS66 | Wemen (Powercor) 66 kV | Powercor | Summer | Coincident | 2031 | POE50 | NA | 45.9906 | VIC Wemen (Powercor) 66 kV |  |  | FALSE | #N/A | #N/A | #N/A | #N/A | #N/A | #N/A | #N/A | #N/A | #N/A | #N/A
TRUE | VIC | WETS66 | Wemen (Powercor) 66 kV | Powercor | Summer | Non-coincident | 2031 | POE10 | NA | 65.7555 | VIC Wemen (Powercor) 66 kV |  |  | FALSE | #N/A | #N/A | #N/A | #N/A | #N/A | #N/A | #N/A | #N/A | #N/A | #N/A
TRUE | VIC | WETS66 | Wemen (Powercor) 66 kV | Powercor | Summer | Coincident | 2032 | POE10 | NA | 45.1072 | VIC Wemen (Powercor) 66 kV |  |  | FALSE | #N/A | #N/A | #N/A | #N/A | #N/A | #N/A | #N/A | #N/A | #N/A | #N/A
TRUE | VIC | WETS66 | Wemen (Powercor) 66 kV | Powercor | Summer | Coincident | 2032 | POE50 | NA | 44.4684 | VIC Wemen (Powercor) 66 kV |  |  | FALSE | #N/A | #N/A | #N/A | #N/A | #N/A | #N/A | #N/A | #N/A | #N/A | #N/A
TRUE | VIC | WETS66 | Wemen (Powercor) 66 kV | Powercor | Summer | Non-coincident | 2032 | POE10 | NA | 65.6739 | VIC Wemen (Powercor) 66 kV |  |  | FALSE | #N/A | #N/A | #N/A | #N/A | #N/A | #N/A | #N/A | #N/A | #N/A | #N/A
TRUE | VIC | WETS66 | Wemen (Powercor) 66 kV | Powercor | Summer | Coincident | 2033 | POE10 | NA | 44.0295 | VIC Wemen (Powercor) 66 kV |  |  | FALSE | #N/A | #N/A | #N/A | #N/A | #N/A | #N/A | #N/A | #N/A | #N/A | #N/A
TRUE | VIC | WETS66 | Wemen (Powercor) 66 kV | Powercor | Summer | Coincident | 2033 | POE50 | NA | 42.9984 | VIC Wemen (Powercor) 66 kV |  |  | FALSE | #N/A | #N/A | #N/A | #N/A | #N/A | #N/A | #N/A | #N/A | #N/A | #N/A
TRUE | VIC | WETS66 | Wemen (Powercor) 66 kV | Powercor | Summer | Non-coincident | 2033 | POE10 | NA | 65.6422 | VIC Wemen (Powercor) 66 kV |  |  | FALSE | #N/A | #N/A | #N/A | #N/A | #N/A | #N/A | #N/A | #N/A | #N/A | #N/A
TRUE | VIC | WETS66 | Wemen (Powercor) 66 kV | Powercor | Summer | Coincident | 2034 | POE10 | NA | 43.5298 | VIC Wemen (Powercor) 66 kV |  |  | FALSE | #N/A | #N/A | #N/A | #N/A | #N/A | #N/A | #N/A | #N/A | #N/A | #N/A
TRUE | VIC | WETS66 | Wemen (Powercor) 66 kV | Powercor | Summer | Coincident | 2034 | POE50 | NA | 42.5499 | VIC Wemen (Powercor) 66 kV |  |  | FALSE | #N/A | #N/A | #N/A | #N/A | #N/A | #N/A | #N/A | #N/A | #N/A | #N/A
TRUE | VIC | WETS66 | Wemen (Powercor) 66 kV | Powercor | Summer | Non-coincident | 2034 | POE10 | NA | 65.5779 | VIC Wemen (Powercor) 66 kV |  |  | FALSE | #N/A | #N/A | #N/A | #N/A | #N/A | #N/A | #N/A | #N/A | #N/A | #N/A
TRUE | VIC | WETS66 | Wemen (Powercor) 66 kV | Powercor | Summer | Coincident | 2035 | POE10 | NA | 43.2002 | VIC Wemen (Powercor) 66 kV |  |  | FALSE | #N/A | #N/A | #N/A | #N/A | #N/A | #N/A | #N/A | #N/A | #N/A | #N/A
TRUE | VIC | WETS66 | Wemen (Powercor) 66 kV | Powercor | Summer | Coincident | 2035 | POE50 | NA | 42.2291 | VIC Wemen (Powercor) 66 kV |  |  | FALSE | #N/A | #N/A | #N/A | #N/A | #N/A | #N/A | #N/A | #N/A | #N/A | #N/A
TRUE | VIC | WETS66 | Wemen (Powercor) 66 kV | Powercor | Summer | Non-coincident | 2035 | POE10 | NA | 65.4844 | VIC Wemen (Powercor) 66 kV |  |  | FALSE | #N/A | #N/A | #N/A | #N/A | #N/A | #N/A | #N/A | #N/A | #N/A | #N/A
TRUE | VIC | WETS66 | Wemen (Powercor) 66 kV | Powercor | Winter | Coincident | 2018 | ACTUAL_OPG | NA | 13.4409 | VIC Wemen (Powercor) 66 kV |  |  | FALSE | #N/A | #N/A | #N/A | #N/A | #N/A | #N/A | #N/A | #N/A | #N/A | #N/A
TRUE | VIC | WETS66 | Wemen (Powercor) 66 kV | Powercor | Winter | Coincident | 2018 | ACTUAL_RAW | NA | 13.4409 | VIC Wemen (Powercor) 66 kV |  |  | FALSE | #N/A | #N/A | #N/A | #N/A | #N/A | #N/A | #N/A | #N/A | #N/A | #N/A
TRUE | VIC | WETS66 | Wemen (Powercor) 66 kV | Powercor | Winter | Non-coincident | 2018 | ACTUAL_RAW | NA | 18.6584 | VIC Wemen (Powercor) 66 kV |  |  | FALSE | #N/A | #N/A | #N/A | #N/A | #N/A | #N/A | #N/A | #N/A | #N/A | #N/A
TRUE | VIC | WETS66 | Wemen (Powercor) 66 kV | Powercor | Winter | Non-coincident | 2018 | ACTUAL_OPG | NA | 18.6584 | VIC Wemen (Powercor) 66 kV |  |  | FALSE | #N/A | #N/A | #N/A | #N/A | #N/A | #N/A | #N/A | #N/A | #N/A | #N/A
TRUE | VIC | WETS66 | Wemen (Powercor) 66 kV | Powercor | Winter | Non-coincident | 2018 | ACTUAL_ADJUSTEDOPG | NA | 18.6584 | VIC Wemen (Powercor) 66 kV |  |  | FALSE | #N/A | #N/A | #N/A | #N/A | #N/A | #N/A | #N/A | #N/A | #N/A | #N/A
TRUE | VIC | WETS66 | Wemen (Powercor) 66 kV | Powercor | Winter | Coincident | 2019 | ACTUAL_OPG | NA | 10.8877 | VIC Wemen (Powercor) 66 kV |  |  | FALSE | #N/A | #N/A | #N/A | #N/A | #N/A | #N/A | #N/A | #N/A | #N/A | #N/A
TRUE | VIC | WETS66 | Wemen (Powercor) 66 kV | Powercor | Winter | Coincident | 2019 | ACTUAL_RAW | NA | 11.1477 | VIC Wemen (Powercor) 66 kV |  |  | FALSE | #N/A | #N/A | #N/A | #N/A | #N/A | #N/A | #N/A | #N/A | #N/A | #N/A
TRUE | VIC | WETS66 | Wemen (Powercor) 66 kV | Powercor | Winter | Non-coincident | 2019 | ACTUAL_RAW | NA | 15.3264 | VIC Wemen (Powercor) 66 kV |  |  | FALSE | #N/A | #N/A | #N/A | #N/A | #N/A | #N/A | #N/A | #N/A | #N/A | #N/A
TRUE | VIC | WETS66 | Wemen (Powercor) 66 kV | Powercor | Winter | Non-coincident | 2019 | ACTUAL_OPG | NA | 22.7008 | VIC Wemen (Powercor) 66 kV |  |  | FALSE | #N/A | #N/A | #N/A | #N/A | #N/A | #N/A | #N/A | #N/A | #N/A | #N/A
TRUE | VIC | WETS66 | Wemen (Powercor) 66 kV | Powercor | Winter | Non-coincident | 2019 | ACTUAL_ADJUSTEDOPG | NA | 22.7008 | VIC Wemen (Powercor) 66 kV |  |  | FALSE | #N/A | #N/A | #N/A | #N/A | #N/A | #N/A | #N/A | #N/A | #N/A | #N/A
TRUE | VIC | WETS66 | Wemen (Powercor) 66 kV | Powercor | Winter | Coincident | 2020 | ACTUAL_OPG | NA | 10.0801 | VIC Wemen (Powercor) 66 kV |  |  | FALSE | #N/A | #N/A | #N/A | #N/A | #N/A | #N/A | #N/A | #N/A | #N/A | #N/A
TRUE | VIC | WETS66 | Wemen (Powercor) 66 kV | Powercor | Winter | Coincident | 2020 | ACTUAL_RAW | NA | 10.7161 | VIC Wemen (Powercor) 66 kV |  |  | FALSE | #N/A | #N/A | #N/A | #N/A | #N/A | #N/A | #N/A | #N/A | #N/A | #N/A
TRUE | VIC | WETS66 | Wemen (Powercor) 66 kV | Powercor | Winter | Non-coincident | 2020 | ACTUAL_RAW | NA | 19.1904 | VIC Wemen (Powercor) 66 kV |  |  | FALSE | #N/A | #N/A | #N/A | #N/A | #N/A | #N/A | #N/A | #N/A | #N/A | #N/A
TRUE | VIC | WETS66 | Wemen (Powercor) 66 kV | Powercor | Winter | Non-coincident | 2020 | ACTUAL_OPG | NA | 24.5752 | VIC Wemen (Powercor) 66 kV |  |  | FALSE | #N/A | #N/A | #N/A | #N/A | #N/A | #N/A | #N/A | #N/A | #N/A | #N/A
TRUE | VIC | WETS66 | Wemen (Powercor) 66 kV | Powercor | Winter | Non-coincident | 2020 | ACTUAL_ADJUSTEDOPG | NA | 24.5752 | VIC Wemen (Powercor) 66 kV |  |  | FALSE | #N/A | #N/A | #N/A | #N/A | #N/A | #N/A | #N/A | #N/A | #N/A | #N/A
TRUE | VIC | WETS66 | Wemen (Powercor) 66 kV | Powercor | Winter | Coincident | 2021 | ACTUAL_OPG | NA | 7.5285 | VIC Wemen (Powercor) 66 kV |  |  | FALSE | #N/A | #N/A | #N/A | #N/A | #N/A | #N/A | #N/A | #N/A | #N/A | #N/A
TRUE | VIC | WETS66 | Wemen (Powercor) 66 kV | Powercor | Winter | Coincident | 2021 | ACTUAL_RAW | NA | 7.5925 | VIC Wemen (Powercor) 66 kV |  |  | FALSE | #N/A | #N/A | #N/A | #N/A | #N/A | #N/A | #N/A | #N/A | #N/A | #N/A
TRUE | VIC | WETS66 | Wemen (Powercor) 66 kV | Powercor | Winter | Non-coincident | 2021 | ACTUAL_RAW | NA | 18.6027 | VIC Wemen (Powercor) 66 kV |  |  | FALSE | #N/A | #N/A | #N/A | #N/A | #N/A | #N/A | #N/A | #N/A | #N/A | #N/A
TRUE | VIC | WETS66 | Wemen (Powercor) 66 kV | Powercor | Winter | Non-coincident | 2021 | ACTUAL_OPG | NA | 23.7282 | VIC Wemen (Powercor) 66 kV |  |  | FALSE | #N/A | #N/A | #N/A | #N/A | #N/A | #N/A | #N/A | #N/A | #N/A | #N/A
TRUE | VIC | WETS66 | Wemen (Powercor) 66 kV | Powercor | Winter | Non-coincident | 2021 | ACTUAL_ADJUSTEDOPG | NA | 23.7282 | VIC Wemen (Powercor) 66 kV |  |  | FALSE | #N/A | #N/A | #N/A | #N/A | #N/A | #N/A | #N/A | #N/A | #N/A | #N/A
TRUE | VIC | WETS66 | Wemen (Powercor) 66 kV | Powercor | Winter | Coincident | 2022 | ACTUAL_OPG | NA | 9.7208 | VIC Wemen (Powercor) 66 kV |  |  | FALSE | #N/A | #N/A | #N/A | #N/A | #N/A | #N/A | #N/A | #N/A | #N/A | #N/A
TRUE | VIC | WETS66 | Wemen (Powercor) 66 kV | Powercor | Winter | Coincident | 2022 | ACTUAL_RAW | NA | 10.3428 | VIC Wemen (Powercor) 66 kV |  |  | FALSE | #N/A | #N/A | #N/A | #N/A | #N/A | #N/A | #N/A | #N/A | #N/A | #N/A
TRUE | VIC | WETS66 | Wemen (Powercor) 66 kV | Powercor | Winter | Non-coincident | 2022 | ACTUAL_RAW | NA | 16.1193 | VIC Wemen (Powercor) 66 kV |  |  | FALSE | #N/A | #N/A | #N/A | #N/A | #N/A | #N/A | #N/A | #N/A | #N/A | #N/A
TRUE | VIC | WETS66 | Wemen (Powercor) 66 kV | Powercor | Winter | Non-coincident | 2022 | ACTUAL_OPG | NA | 21.3056 | VIC Wemen (Powercor) 66 kV |  |  | FALSE | #N/A | #N/A | #N/A | #N/A | #N/A | #N/A | #N/A | #N/A | #N/A | #N/A
TRUE | VIC | WETS66 | Wemen (Powercor) 66 kV | Powercor | Winter | Non-coincident | 2022 | ACTUAL_ADJUSTEDOPG | NA | 21.3056 | VIC Wemen (Powercor) 66 kV |  |  | FALSE | #N/A | #N/A | #N/A | #N/A | #N/A | #N/A | #N/A | #N/A | #N/A | #N/A
TRUE | VIC | WETS66 | Wemen (Powercor) 66 kV | Powercor | Winter | Coincident | 2023 | ACTUAL_OPG | NA | 14.8843 | VIC Wemen (Powercor) 66 kV |  |  | FALSE | #N/A | #N/A | #N/A | #N/A | #N/A | #N/A | #N/A | #N/A | #N/A | #N/A
TRUE | VIC | WETS66 | Wemen (Powercor) 66 kV | Powercor | Winter | Coincident | 2023 | ACTUAL_RAW | NA | 15.5043 | VIC Wemen (Powercor) 66 kV |  |  | FALSE | #N/A | #N/A | #N/A | #N/A | #N/A | #N/A | #N/A | #N/A | #N/A | #N/A
TRUE | VIC | WETS66 | Wemen (Powercor) 66 kV | Powercor | Winter | Non-coincident | 2023 | ACTUAL_RAW | NA | 15.5842 | VIC Wemen (Powercor) 66 kV |  |  | FALSE | #N/A | #N/A | #N/A | #N/A | #N/A | #N/A | #N/A | #N/A | #N/A | #N/A
TRUE | VIC | WETS66 | Wemen (Powercor) 66 kV | Powercor | Winter | Non-coincident | 2023 | ACTUAL_OPG | NA | 15.9627 | VIC Wemen (Powercor) 66 kV |  |  | FALSE | #N/A | #N/A | #N/A | #N/A | #N/A | #N/A | #N/A | #N/A | #N/A | #N/A
TRUE | VIC | WETS66 | Wemen (Powercor) 66 kV | Powercor | Winter | Non-coincident | 2023 | ACTUAL_ADJUSTEDOPG | NA | 15.9627 | VIC Wemen (Powercor) 66 kV |  |  | FALSE | #N/A | #N/A | #N/A | #N/A | #N/A | #N/A | #N/A | #N/A | #N/A | #N/A
TRUE | VIC | WETS66 | Wemen (Powercor) 66 kV | Powercor | Winter | Coincident | 2024 | ACTUAL_OPG | NA | 10.7293 | VIC Wemen (Powercor) 66 kV |  |  | FALSE | #N/A | #N/A | #N/A | #N/A | #N/A | #N/A | #N/A | #N/A | #N/A | #N/A
TRUE | VIC | WETS66 | Wemen (Powercor) 66 kV | Powercor | Winter | Coincident | 2024 | ACTUAL_RAW | NA | 11.0713 | VIC Wemen (Powercor) 66 kV |  |  | FALSE | #N/A | #N/A | #N/A | #N/A | #N/A | #N/A | #N/A | #N/A | #N/A | #N/A
TRUE | VIC | WETS66 | Wemen (Powercor) 66 kV | Powercor | Winter | Non-coincident | 2024 | ACTUAL_RAW | NA | 23.4509 | VIC Wemen (Powercor) 66 kV |  |  | FALSE | #N/A | #N/A | #N/A | #N/A | #N/A | #N/A | #N/A | #N/A | #N/A | #N/A
TRUE | VIC | WETS66 | Wemen (Powercor) 66 kV | Powercor | Winter | Non-coincident | 2024 | ACTUAL_OPG | NA | 30.3318 | VIC Wemen (Powercor) 66 kV |  |  | FALSE | #N/A | #N/A | #N/A | #N/A | #N/A | #N/A | #N/A | #N/A | #N/A | #N/A
TRUE | VIC | WETS66 | Wemen (Powercor) 66 kV | Powercor | Winter | Non-coincident | 2024 | ACTUAL_ADJUSTEDOPG | NA | 30.3318 | VIC Wemen (Powercor) 66 kV |  |  | FALSE | #N/A | #N/A | #N/A | #N/A | #N/A | #N/A | #N/A | #N/A | #N/A | #N/A
TRUE | VIC | WETS66 | Wemen (Powercor) 66 kV | Powercor | Winter | Coincident | 2025 | POE10 | NA | 13.9902 | VIC Wemen (Powercor) 66 kV |  |  | FALSE | #N/A | #N/A | #N/A | #N/A | #N/A | #N/A | #N/A | #N/A | #N/A | #N/A
TRUE | VIC | WETS66 | Wemen (Powercor) 66 kV | Powercor | Winter | Coincident | 2025 | POE50 | NA | 13.4521 | VIC Wemen (Powercor) 66 kV |  |  | FALSE | #N/A | #N/A | #N/A | #N/A | #N/A | #N/A | #N/A | #N/A | #N/A | #N/A
TRUE | VIC | WETS66 | Wemen (Powercor) 66 kV | Powercor | Winter | Non-coincident | 2025 | ACTUAL_RAW | NA | 14.8634 | VIC Wemen (Powercor) 66 kV |  |  | FALSE | #N/A | #N/A | #N/A | #N/A | #N/A | #N/A | #N/A | #N/A | #N/A | #N/A
TRUE | VIC | WETS66 | Wemen (Powercor) 66 kV | Powercor | Winter | Non-coincident | 2025 | ACTUAL_ADJUSTEDOPG | NA | 18.1977 | VIC Wemen (Powercor) 66 kV |  |  | FALSE | #N/A | #N/A | #N/A | #N/A | #N/A | #N/A | #N/A | #N/A | #N/A | #N/A
TRUE | VIC | WETS66 | Wemen (Powercor) 66 kV | Powercor | Winter | Non-coincident | 2025 | BASEYEARPOE50 | NA | 26.2581 | VIC Wemen (Powercor) 66 kV |  |  | FALSE | #N/A | #N/A | #N/A | #N/A | #N/A | #N/A | #N/A | #N/A | #N/A | #N/A
TRUE | VIC | WETS66 | Wemen (Powercor) 66 kV | Powercor | Winter | Non-coincident | 2025 | BASEYEARPOE10 | NA | 28.7862 | VIC Wemen (Powercor) 66 kV |  |  | FALSE | #N/A | #N/A | #N/A | #N/A | #N/A | #N/A | #N/A | #N/A | #N/A | #N/A
TRUE | VIC | WETS66 | Wemen (Powercor) 66 kV | Powercor | Winter | Non-coincident | 2025 | POE10 | NA | 29.6405 | VIC Wemen (Powercor) 66 kV |  |  | FALSE | #N/A | #N/A | #N/A | #N/A | #N/A | #N/A | #N/A | #N/A | #N/A | #N/A
TRUE | VIC | WETS66 | Wemen (Powercor) 66 kV | Powercor | Winter | Non-coincident | 2025 | POE50 | NA | 26.6467 | VIC Wemen (Powercor) 66 kV |  |  | FALSE | #N/A | #N/A | #N/A | #N/A | #N/A | #N/A | #N/A | #N/A | #N/A | #N/A
TRUE | VIC | WETS66 | Wemen (Powercor) 66 kV | Powercor | Winter | Coincident | 2026 | POE10 | NA | 13.4935 | VIC Wemen (Powercor) 66 kV |  |  | FALSE | #N/A | #N/A | #N/A | #N/A | #N/A | #N/A | #N/A | #N/A | #N/A | #N/A
TRUE | VIC | WETS66 | Wemen (Powercor) 66 kV | Powercor | Winter | Coincident | 2026 | POE50 | NA | 12.9507 | VIC Wemen (Powercor) 66 kV |  |  | FALSE | #N/A | #N/A | #N/A | #N/A | #N/A | #N/A | #N/A | #N/A | #N/A | #N/A
TRUE | VIC | WETS66 | Wemen (Powercor) 66 kV | Powercor | Winter | Non-coincident | 2026 | POE10 | NA | 29.3975 | VIC Wemen (Powercor) 66 kV |  |  | FALSE | #N/A | #N/A | #N/A | #N/A | #N/A | #N/A | #N/A | #N/A | #N/A | #N/A
TRUE | VIC | WETS66 | Wemen (Powercor) 66 kV | Powercor | Winter | Non-coincident | 2026 | POE50 | NA | 26.403 | VIC Wemen (Powercor) 66 kV |  |  | FALSE | #N/A | #N/A | #N/A | #N/A | #N/A | #N/A | #N/A | #N/A | #N/A | #N/A
TRUE | VIC | WETS66 | Wemen (Powercor) 66 kV | Powercor | Winter | Coincident | 2027 | POE10 | NA | 13.027 | VIC Wemen (Powercor) 66 kV |  |  | FALSE | #N/A | #N/A | #N/A | #N/A | #N/A | #N/A | #N/A | #N/A | #N/A | #N/A
TRUE | VIC | WETS66 | Wemen (Powercor) 66 kV | Powercor | Winter | Coincident | 2027 | POE50 | NA | 12.4718 | VIC Wemen (Powercor) 66 kV |  |  | FALSE | #N/A | #N/A | #N/A | #N/A | #N/A | #N/A | #N/A | #N/A | #N/A | #N/A
TRUE | VIC | WETS66 | Wemen (Powercor) 66 kV | Powercor | Winter | Non-coincident | 2027 | POE10 | NA | 28.8663 | VIC Wemen (Powercor) 66 kV |  |  | FALSE | #N/A | #N/A | #N/A | #N/A | #N/A | #N/A | #N/A | #N/A | #N/A | #N/A
TRUE | VIC | WETS66 | Wemen (Powercor) 66 kV | Powercor | Winter | Non-coincident | 2027 | POE50 | NA | 25.8697 | VIC Wemen (Powercor) 66 kV |  |  | FALSE | #N/A | #N/A | #N/A | #N/A | #N/A | #N/A | #N/A | #N/A | #N/A | #N/A
TRUE | VIC | WETS66 | Wemen (Powercor) 66 kV | Powercor | Winter | Coincident | 2028 | POE10 | NA | 12.8082 | VIC Wemen (Powercor) 66 kV |  |  | FALSE | #N/A | #N/A | #N/A | #N/A | #N/A | #N/A | #N/A | #N/A | #N/A | #N/A
TRUE | VIC | WETS66 | Wemen (Powercor) 66 kV | Powercor | Winter | Coincident | 2028 | POE50 | NA | 12.2731 | VIC Wemen (Powercor) 66 kV |  |  | FALSE | #N/A | #N/A | #N/A | #N/A | #N/A | #N/A | #N/A | #N/A | #N/A | #N/A
TRUE | VIC | WETS66 | Wemen (Powercor) 66 kV | Powercor | Winter | Non-coincident | 2028 | POE10 | NA | 28.4324 | VIC Wemen (Powercor) 66 kV |  |  | FALSE | #N/A | #N/A | #N/A | #N/A | #N/A | #N/A | #N/A | #N/A | #N/A | #N/A
TRUE | VIC | WETS66 | Wemen (Powercor) 66 kV | Powercor | Winter | Non-coincident | 2028 | POE50 | NA | 25.4337 | VIC Wemen (Powercor) 66 kV |  |  | FALSE | #N/A | #N/A | #N/A | #N/A | #N/A | #N/A | #N/A | #N/A | #N/A | #N/A
TRUE | VIC | WETS66 | Wemen (Powercor) 66 kV | Powercor | Winter | Coincident | 2029 | POE10 | NA | 12.6885 | VIC Wemen (Powercor) 66 kV |  |  | FALSE | #N/A | #N/A | #N/A | #N/A | #N/A | #N/A | #N/A | #N/A | #N/A | #N/A
TRUE | VIC | WETS66 | Wemen (Powercor) 66 kV | Powercor | Winter | Coincident | 2029 | POE50 | NA | 12.1639 | VIC Wemen (Powercor) 66 kV |  |  | FALSE | #N/A | #N/A | #N/A | #N/A | #N/A | #N/A | #N/A | #N/A | #N/A | #N/A
TRUE | VIC | WETS66 | Wemen (Powercor) 66 kV | Powercor | Winter | Non-coincident | 2029 | POE10 | NA | 28.0307 | VIC Wemen (Powercor) 66 kV |  |  | FALSE | #N/A | #N/A | #N/A | #N/A | #N/A | #N/A | #N/A | #N/A | #N/A | #N/A
TRUE | VIC | WETS66 | Wemen (Powercor) 66 kV | Powercor | Winter | Non-coincident | 2029 | POE50 | NA | 25.03 | VIC Wemen (Powercor) 66 kV |  |  | FALSE | #N/A | #N/A | #N/A | #N/A | #N/A | #N/A | #N/A | #N/A | #N/A | #N/A
TRUE | VIC | WETS66 | Wemen (Powercor) 66 kV | Powercor | Winter | Coincident | 2030 | POE10 | NA | 12.556 | VIC Wemen (Powercor) 66 kV |  |  | FALSE | #N/A | #N/A | #N/A | #N/A | #N/A | #N/A | #N/A | #N/A | #N/A | #N/A
TRUE | VIC | WETS66 | Wemen (Powercor) 66 kV | Powercor | Winter | Coincident | 2030 | POE50 | NA | 12.0358 | VIC Wemen (Powercor) 66 kV |  |  | FALSE | #N/A | #N/A | #N/A | #N/A | #N/A | #N/A | #N/A | #N/A | #N/A | #N/A
TRUE | VIC | WETS66 | Wemen (Powercor) 66 kV | Powercor | Winter | Non-coincident | 2030 | POE10 | NA | 27.4521 | VIC Wemen (Powercor) 66 kV |  |  | FALSE | #N/A | #N/A | #N/A | #N/A | #N/A | #N/A | #N/A | #N/A | #N/A | #N/A
TRUE | VIC | WETS66 | Wemen (Powercor) 66 kV | Powercor | Winter | Non-coincident | 2030 | POE50 | NA | 24.4493 | VIC Wemen (Powercor) 66 kV |  |  | FALSE | #N/A | #N/A | #N/A | #N/A | #N/A | #N/A | #N/A | #N/A | #N/A | #N/A
TRUE | VIC | WETS66 | Wemen (Powercor) 66 kV | Powercor | Winter | Coincident | 2031 | POE10 | NA | 12.4441 | VIC Wemen (Powercor) 66 kV |  |  | FALSE | #N/A | #N/A | #N/A | #N/A | #N/A | #N/A | #N/A | #N/A | #N/A | #N/A
TRUE | VIC | WETS66 | Wemen (Powercor) 66 kV | Powercor | Winter | Coincident | 2031 | POE50 | NA | 11.9306 | VIC Wemen (Powercor) 66 kV |  |  | FALSE | #N/A | #N/A | #N/A | #N/A | #N/A | #N/A | #N/A | #N/A | #N/A | #N/A
TRUE | VIC | WETS66 | Wemen (Powercor) 66 kV | Powercor | Winter | Non-coincident | 2031 | POE10 | NA | 26.75 | VIC Wemen (Powercor) 66 kV |  |  | FALSE | #N/A | #N/A | #N/A | #N/A | #N/A | #N/A | #N/A | #N/A | #N/A | #N/A
TRUE | VIC | WETS66 | Wemen (Powercor) 66 kV | Powercor | Winter | Non-coincident | 2031 | POE50 | NA | 23.7452 | VIC Wemen (Powercor) 66 kV |  |  | FALSE | #N/A | #N/A | #N/A | #N/A | #N/A | #N/A | #N/A | #N/A | #N/A | #N/A
TRUE | VIC | WETS66 | Wemen (Powercor) 66 kV | Powercor | Winter | Coincident | 2032 | POE10 | NA | 12.2301 | VIC Wemen (Powercor) 66 kV |  |  | FALSE | #N/A | #N/A | #N/A | #N/A | #N/A | #N/A | #N/A | #N/A | #N/A | #N/A
TRUE | VIC | WETS66 | Wemen (Powercor) 66 kV | Powercor | Winter | Coincident | 2032 | POE50 | NA | 11.7047 | VIC Wemen (Powercor) 66 kV |  |  | FALSE | #N/A | #N/A | #N/A | #N/A | #N/A | #N/A | #N/A | #N/A | #N/A | #N/A
TRUE | VIC | WETS66 | Wemen (Powercor) 66 kV | Powercor | Winter | Non-coincident | 2032 | POE10 | NA | 26.4112 | VIC Wemen (Powercor) 66 kV |  |  | FALSE | #N/A | #N/A | #N/A | #N/A | #N/A | #N/A | #N/A | #N/A | #N/A | #N/A
TRUE | VIC | WETS66 | Wemen (Powercor) 66 kV | Powercor | Winter | Non-coincident | 2032 | POE50 | NA | 23.4047 | VIC Wemen (Powercor) 66 kV |  |  | FALSE | #N/A | #N/A | #N/A | #N/A | #N/A | #N/A | #N/A | #N/A | #N/A | #N/A
TRUE | VIC | WETS66 | Wemen (Powercor) 66 kV | Powercor | Winter | Coincident | 2033 | POE10 | NA | 11.9651 | VIC Wemen (Powercor) 66 kV |  |  | FALSE | #N/A | #N/A | #N/A | #N/A | #N/A | #N/A | #N/A | #N/A | #N/A | #N/A
TRUE | VIC | WETS66 | Wemen (Powercor) 66 kV | Powercor | Winter | Coincident | 2033 | POE50 | NA | 11.454 | VIC Wemen (Powercor) 66 kV |  |  | FALSE | #N/A | #N/A | #N/A | #N/A | #N/A | #N/A | #N/A | #N/A | #N/A | #N/A
TRUE | VIC | WETS66 | Wemen (Powercor) 66 kV | Powercor | Winter | Non-coincident | 2033 | POE10 | NA | 26.0528 | VIC Wemen (Powercor) 66 kV |  |  | FALSE | #N/A | #N/A | #N/A | #N/A | #N/A | #N/A | #N/A | #N/A | #N/A | #N/A
TRUE | VIC | WETS66 | Wemen (Powercor) 66 kV | Powercor | Winter | Non-coincident | 2033 | POE50 | NA | 23.2036 | VIC Wemen (Powercor) 66 kV |  |  | FALSE | #N/A | #N/A | #N/A | #N/A | #N/A | #N/A | #N/A | #N/A | #N/A | #N/A
TRUE | VIC | WETS66 | Wemen (Powercor) 66 kV | Powercor | Winter | Coincident | 2034 | POE10 | NA | 11.9133 | VIC Wemen (Powercor) 66 kV |  |  | FALSE | #N/A | #N/A | #N/A | #N/A | #N/A | #N/A | #N/A | #N/A | #N/A | #N/A
TRUE | VIC | WETS66 | Wemen (Powercor) 66 kV | Powercor | Winter | Coincident | 2034 | POE50 | NA | 11.4119 | VIC Wemen (Powercor) 66 kV |  |  | FALSE | #N/A | #N/A | #N/A | #N/A | #N/A | #N/A | #N/A | #N/A | #N/A | #N/A
TRUE | VIC | WETS66 | Wemen (Powercor) 66 kV | Powercor | Winter | Non-coincident | 2034 | POE10 | NA | 25.5511 | VIC Wemen (Powercor) 66 kV |  |  | FALSE | #N/A | #N/A | #N/A | #N/A | #N/A | #N/A | #N/A | #N/A | #N/A | #N/A
TRUE | VIC | WETS66 | Wemen (Powercor) 66 kV | Powercor | Winter | Non-coincident | 2034 | POE50 | NA | 23.2786 | VIC Wemen (Powercor) 66 kV |  |  | FALSE | #N/A | #N/A | #N/A | #N/A | #N/A | #N/A | #N/A | #N/A | #N/A | #N/A
TRUE | VIC | WMTS66C | West Melbourne (CitiPower) 66 kV | Citipower | Shoulder | Coincident | 2019 | ACTUAL_OPG | 64.3366 | NA | VIC West Melbourne (CitiPower) 66 kV |  |  | FALSE | #N/A | #N/A | #N/A | #N/A | #N/A | #N/A | #N/A | #N/A | #N/A | #N/A
TRUE | VIC | WMTS66C | West Melbourne (CitiPower) 66 kV | Citipower | Shoulder | Coincident | 2019 | ACTUAL_RAW | 64.3366 | NA | VIC West Melbourne (CitiPower) 66 kV |  |  | FALSE | #N/A | #N/A | #N/A | #N/A | #N/A | #N/A | #N/A | #N/A | #N/A | #N/A
TRUE | VIC | WMTS66C | West Melbourne (CitiPower) 66 kV | Citipower | Shoulder | Non-coincident | 2019 | ACTUAL_RAW | 63.2284 | NA | VIC West Melbourne (CitiPower) 66 kV |  |  | FALSE | #N/A | #N/A | #N/A | #N/A | #N/A | #N/A | #N/A | #N/A | #N/A | #N/A
TRUE | VIC | WMTS66C | West Melbourne (CitiPower) 66 kV | Citipower | Shoulder | Non-coincident | 2019 | ACTUAL_OPG | 63.2284 | NA | VIC West Melbourne (CitiPower) 66 kV |  |  | FALSE | #N/A | #N/A | #N/A | #N/A | #N/A | #N/A | #N/A | #N/A | #N/A | #N/A
TRUE | VIC | WMTS66C | West Melbourne (CitiPower) 66 kV | Citipower | Shoulder | Non-coincident | 2019 | ACTUAL_ADJUSTEDOPG | 63.2284 | NA | VIC West Melbourne (CitiPower) 66 kV |  |  | FALSE | #N/A | #N/A | #N/A | #N/A | #N/A | #N/A | #N/A | #N/A | #N/A | #N/A
TRUE | VIC | WMTS66C | West Melbourne (CitiPower) 66 kV | Citipower | Shoulder | Coincident | 2020 | ACTUAL_OPG | 76.9744 | NA | VIC West Melbourne (CitiPower) 66 kV |  |  | FALSE | #N/A | #N/A | #N/A | #N/A | #N/A | #N/A | #N/A | #N/A | #N/A | #N/A
TRUE | VIC | WMTS66C | West Melbourne (CitiPower) 66 kV | Citipower | Shoulder | Coincident | 2020 | ACTUAL_RAW | 76.9744 | NA | VIC West Melbourne (CitiPower) 66 kV |  |  | FALSE | #N/A | #N/A | #N/A | #N/A | #N/A | #N/A | #N/A | #N/A | #N/A | #N/A
TRUE | VIC | WMTS66C | West Melbourne (CitiPower) 66 kV | Citipower | Shoulder | Non-coincident | 2020 | ACTUAL_RAW | 57.9463 | NA | VIC West Melbourne (CitiPower) 66 kV |  |  | FALSE | #N/A | #N/A | #N/A | #N/A | #N/A | #N/A | #N/A | #N/A | #N/A | #N/A
TRUE | VIC | WMTS66C | West Melbourne (CitiPower) 66 kV | Citipower | Shoulder | Non-coincident | 2020 | ACTUAL_OPG | 57.9463 | NA | VIC West Melbourne (CitiPower) 66 kV |  |  | FALSE | #N/A | #N/A | #N/A | #N/A | #N/A | #N/A | #N/A | #N/A | #N/A | #N/A
TRUE | VIC | WMTS66C | West Melbourne (CitiPower) 66 kV | Citipower | Shoulder | Non-coincident | 2020 | ACTUAL_ADJUSTEDOPG | 57.9463 | NA | VIC West Melbourne (CitiPower) 66 kV |  |  | FALSE | #N/A | #N/A | #N/A | #N/A | #N/A | #N/A | #N/A | #N/A | #N/A | #N/A
TRUE | VIC | WMTS66C | West Melbourne (CitiPower) 66 kV | Citipower | Shoulder | Coincident | 2021 | ACTUAL_OPG | 64.1027 | NA | VIC West Melbourne (CitiPower) 66 kV |  |  | FALSE | #N/A | #N/A | #N/A | #N/A | #N/A | #N/A | #N/A | #N/A | #N/A | #N/A
TRUE | VIC | WMTS66C | West Melbourne (CitiPower) 66 kV | Citipower | Shoulder | Coincident | 2021 | ACTUAL_RAW | 64.1027 | NA | VIC West Melbourne (CitiPower) 66 kV |  |  | FALSE | #N/A | #N/A | #N/A | #N/A | #N/A | #N/A | #N/A | #N/A | #N/A | #N/A
TRUE | VIC | WMTS66C | West Melbourne (CitiPower) 66 kV | Citipower | Shoulder | Non-coincident | 2021 | ACTUAL_RAW | 56.8979 | NA | VIC West Melbourne (CitiPower) 66 kV |  |  | FALSE | #N/A | #N/A | #N/A | #N/A | #N/A | #N/A | #N/A | #N/A | #N/A | #N/A
TRUE | VIC | WMTS66C | West Melbourne (CitiPower) 66 kV | Citipower | Shoulder | Non-coincident | 2021 | ACTUAL_OPG | 56.8979 | NA | VIC West Melbourne (CitiPower) 66 kV |  |  | FALSE | #N/A | #N/A | #N/A | #N/A | #N/A | #N/A | #N/A | #N/A | #N/A | #N/A
TRUE | VIC | WMTS66C | West Melbourne (CitiPower) 66 kV | Citipower | Shoulder | Non-coincident | 2021 | ACTUAL_ADJUSTEDOPG | 56.8979 | NA | VIC West Melbourne (CitiPower) 66 kV |  |  | FALSE | #N/A | #N/A | #N/A | #N/A | #N/A | #N/A | #N/A | #N/A | #N/A | #N/A
TRUE | VIC | WMTS66C | West Melbourne (CitiPower) 66 kV | Citipower | Shoulder | Coincident | 2022 | ACTUAL_OPG | 67.379 | NA | VIC West Melbourne (CitiPower) 66 kV |  |  | FALSE | #N/A | #N/A | #N/A | #N/A | #N/A | #N/A | #N/A | #N/A | #N/A | #N/A
TRUE | VIC | WMTS66C | West Melbourne (CitiPower) 66 kV | Citipower | Shoulder | Coincident | 2022 | ACTUAL_RAW | 67.379 | NA | VIC West Melbourne (CitiPower) 66 kV |  |  | FALSE | #N/A | #N/A | #N/A | #N/A | #N/A | #N/A | #N/A | #N/A | #N/A | #N/A
TRUE | VIC | WMTS66C | West Melbourne (CitiPower) 66 kV | Citipower | Shoulder | Non-coincident | 2022 | ACTUAL_RAW | 60.0513 | NA | VIC West Melbourne (CitiPower) 66 kV |  |  | FALSE | #N/A | #N/A | #N/A | #N/A | #N/A | #N/A | #N/A | #N/A | #N/A | #N/A
TRUE | VIC | WMTS66C | West Melbourne (CitiPower) 66 kV | Citipower | Shoulder | Non-coincident | 2022 | ACTUAL_OPG | 60.0513 | NA | VIC West Melbourne (CitiPower) 66 kV |  |  | FALSE | #N/A | #N/A | #N/A | #N/A | #N/A | #N/A | #N/A | #N/A | #N/A | #N/A
TRUE | VIC | WMTS66C | West Melbourne (CitiPower) 66 kV | Citipower | Shoulder | Non-coincident | 2022 | ACTUAL_ADJUSTEDOPG | 60.0513 | NA | VIC West Melbourne (CitiPower) 66 kV |  |  | FALSE | #N/A | #N/A | #N/A | #N/A | #N/A | #N/A | #N/A | #N/A | #N/A | #N/A
TRUE | VIC | WMTS66C | West Melbourne (CitiPower) 66 kV | Citipower | Shoulder | Coincident | 2023 | ACTUAL_OPG | 73.574 | NA | VIC West Melbourne (CitiPower) 66 kV |  |  | FALSE | #N/A | #N/A | #N/A | #N/A | #N/A | #N/A | #N/A | #N/A | #N/A | #N/A
TRUE | VIC | WMTS66C | West Melbourne (CitiPower) 66 kV | Citipower | Shoulder | Coincident | 2023 | ACTUAL_RAW | 73.574 | NA | VIC West Melbourne (CitiPower) 66 kV |  |  | FALSE | #N/A | #N/A | #N/A | #N/A | #N/A | #N/A | #N/A | #N/A | #N/A | #N/A
TRUE | VIC | WMTS66C | West Melbourne (CitiPower) 66 kV | Citipower | Shoulder | Non-coincident | 2023 | ACTUAL_RAW | 59.8641 | NA | VIC West Melbourne (CitiPower) 66 kV |  |  | FALSE | #N/A | #N/A | #N/A | #N/A | #N/A | #N/A | #N/A | #N/A | #N/A | #N/A
TRUE | VIC | WMTS66C | West Melbourne (CitiPower) 66 kV | Citipower | Shoulder | Non-coincident | 2023 | ACTUAL_OPG | 59.8641 | NA | VIC West Melbourne (CitiPower) 66 kV |  |  | FALSE | #N/A | #N/A | #N/A | #N/A | #N/A | #N/A | #N/A | #N/A | #N/A | #N/A
TRUE | VIC | WMTS66C | West Melbourne (CitiPower) 66 kV | Citipower | Shoulder | Non-coincident | 2023 | ACTUAL_ADJUSTEDOPG | 59.8641 | NA | VIC West Melbourne (CitiPower) 66 kV |  |  | FALSE | #N/A | #N/A | #N/A | #N/A | #N/A | #N/A | #N/A | #N/A | #N/A | #N/A
TRUE | VIC | WMTS66C | West Melbourne (CitiPower) 66 kV | Citipower | Shoulder | Coincident | 2024 | ACTUAL_OPG | 72.4422 | NA | VIC West Melbourne (CitiPower) 66 kV |  |  | FALSE | #N/A | #N/A | #N/A | #N/A | #N/A | #N/A | #N/A | #N/A | #N/A | #N/A
TRUE | VIC | WMTS66C | West Melbourne (CitiPower) 66 kV | Citipower | Shoulder | Coincident | 2024 | ACTUAL_RAW | 72.4422 | NA | VIC West Melbourne (CitiPower) 66 kV |  |  | FALSE | #N/A | #N/A | #N/A | #N/A | #N/A | #N/A | #N/A | #N/A | #N/A | #N/A
TRUE | VIC | WMTS66C | West Melbourne (CitiPower) 66 kV | Citipower | Shoulder | Non-coincident | 2024 | ACTUAL_RAW | 50.5165 | NA | VIC West Melbourne (CitiPower) 66 kV |  |  | FALSE | #N/A | #N/A | #N/A | #N/A | #N/A | #N/A | #N/A | #N/A | #N/A | #N/A
TRUE | VIC | WMTS66C | West Melbourne (CitiPower) 66 kV | Citipower | Shoulder | Non-coincident | 2024 | ACTUAL_OPG | 50.5165 | NA | VIC West Melbourne (CitiPower) 66 kV |  |  | FALSE | #N/A | #N/A | #N/A | #N/A | #N/A | #N/A | #N/A | #N/A | #N/A | #N/A
TRUE | VIC | WMTS66C | West Melbourne (CitiPower) 66 kV | Citipower | Shoulder | Non-coincident | 2024 | ACTUAL_ADJUSTEDOPG | 50.5165 | NA | VIC West Melbourne (CitiPower) 66 kV |  |  | FALSE | #N/A | #N/A | #N/A | #N/A | #N/A | #N/A | #N/A | #N/A | #N/A | #N/A
TRUE | VIC | WMTS66C | West Melbourne (CitiPower) 66 kV | Citipower | Shoulder | Coincident | 2025 | ACTUAL_OPG | 80.974 | NA | VIC West Melbourne (CitiPower) 66 kV |  |  | FALSE | #N/A | #N/A | #N/A | #N/A | #N/A | #N/A | #N/A | #N/A | #N/A | #N/A
TRUE | VIC | WMTS66C | West Melbourne (CitiPower) 66 kV | Citipower | Shoulder | Coincident | 2025 | ACTUAL_RAW | 80.974 | NA | VIC West Melbourne (CitiPower) 66 kV |  |  | FALSE | #N/A | #N/A | #N/A | #N/A | #N/A | #N/A | #N/A | #N/A | #N/A | #N/A
TRUE | VIC | WMTS66C | West Melbourne (CitiPower) 66 kV | Citipower | Shoulder | Non-coincident | 2025 | ACTUAL_RAW | 63.249 | NA | VIC West Melbourne (CitiPower) 66 kV |  |  | FALSE | #N/A | #N/A | #N/A | #N/A | #N/A | #N/A | #N/A | #N/A | #N/A | #N/A
TRUE | VIC | WMTS66C | West Melbourne (CitiPower) 66 kV | Citipower | Shoulder | Non-coincident | 2025 | ACTUAL_OPG | 63.249 | NA | VIC West Melbourne (CitiPower) 66 kV |  |  | FALSE | #N/A | #N/A | #N/A | #N/A | #N/A | #N/A | #N/A | #N/A | #N/A | #N/A
TRUE | VIC | WMTS66C | West Melbourne (CitiPower) 66 kV | Citipower | Shoulder | Non-coincident | 2025 | ACTUAL_ADJUSTEDOPG | 63.249 | NA | VIC West Melbourne (CitiPower) 66 kV |  |  | FALSE | #N/A | #N/A | #N/A | #N/A | #N/A | #N/A | #N/A | #N/A | #N/A | #N/A
TRUE | VIC | WMTS66C | West Melbourne (CitiPower) 66 kV | Citipower | Shoulder | Non-coincident | 2025 | BASEYEARPOE90 | 51.138 | NA | VIC West Melbourne (CitiPower) 66 kV |  |  | FALSE | #N/A | #N/A | #N/A | #N/A | #N/A | #N/A | #N/A | #N/A | #N/A | #N/A
TRUE | VIC | WMTS66C | West Melbourne (CitiPower) 66 kV | Citipower | Shoulder | Non-coincident | 2025 | BASEYEARPOE50 | 52.2951 | NA | VIC West Melbourne (CitiPower) 66 kV |  |  | FALSE | #N/A | #N/A | #N/A | #N/A | #N/A | #N/A | #N/A | #N/A | #N/A | #N/A
TRUE | VIC | WMTS66C | West Melbourne (CitiPower) 66 kV | Citipower | Shoulder | Coincident_unreconciled | 2026 | POE50 | 63.0282 | NA | VIC West Melbourne (CitiPower) 66 kV |  |  | FALSE | #N/A | #N/A | #N/A | #N/A | #N/A | #N/A | #N/A | #N/A | #N/A | #N/A
TRUE | VIC | WMTS66C | West Melbourne (CitiPower) 66 kV | Citipower | Shoulder | Coincident_unreconciled | 2026 | POE90 | 61.1547 | NA | VIC West Melbourne (CitiPower) 66 kV |  |  | FALSE | #N/A | #N/A | #N/A | #N/A | #N/A | #N/A | #N/A | #N/A | #N/A | #N/A
TRUE | VIC | WMTS66C | West Melbourne (CitiPower) 66 kV | Citipower | Shoulder | Non-coincident | 2026 | POE50 | 52.9736 | NA | VIC West Melbourne (CitiPower) 66 kV |  |  | FALSE | #N/A | #N/A | #N/A | #N/A | #N/A | #N/A | #N/A | #N/A | #N/A | #N/A
TRUE | VIC | WMTS66C | West Melbourne (CitiPower) 66 kV | Citipower | Shoulder | Non-coincident | 2026 | POE90 | 51.9713 | NA | VIC West Melbourne (CitiPower) 66 kV |  |  | FALSE | #N/A | #N/A | #N/A | #N/A | #N/A | #N/A | #N/A | #N/A | #N/A | #N/A
TRUE | VIC | WMTS66C | West Melbourne (CitiPower) 66 kV | Citipower | Shoulder | Coincident_unreconciled | 2027 | POE50 | 63.7339 | NA | VIC West Melbourne (CitiPower) 66 kV |  |  | FALSE | #N/A | #N/A | #N/A | #N/A | #N/A | #N/A | #N/A | #N/A | #N/A | #N/A
TRUE | VIC | WMTS66C | West Melbourne (CitiPower) 66 kV | Citipower | Shoulder | Coincident_unreconciled | 2027 | POE90 | 61.84 | NA | VIC West Melbourne (CitiPower) 66 kV |  |  | FALSE | #N/A | #N/A | #N/A | #N/A | #N/A | #N/A | #N/A | #N/A | #N/A | #N/A
TRUE | VIC | WMTS66C | West Melbourne (CitiPower) 66 kV | Citipower | Shoulder | Non-coincident | 2027 | POE50 | 53.4826 | NA | VIC West Melbourne (CitiPower) 66 kV |  |  | FALSE | #N/A | #N/A | #N/A | #N/A | #N/A | #N/A | #N/A | #N/A | #N/A | #N/A
TRUE | VIC | WMTS66C | West Melbourne (CitiPower) 66 kV | Citipower | Shoulder | Non-coincident | 2027 | POE90 | 52.454 | NA | VIC West Melbourne (CitiPower) 66 kV |  |  | FALSE | #N/A | #N/A | #N/A | #N/A | #N/A | #N/A | #N/A | #N/A | #N/A | #N/A
TRUE | VIC | WMTS66C | West Melbourne (CitiPower) 66 kV | Citipower | Shoulder | Coincident_unreconciled | 2028 | POE50 | 64.4632 | NA | VIC West Melbourne (CitiPower) 66 kV |  |  | FALSE | #N/A | #N/A | #N/A | #N/A | #N/A | #N/A | #N/A | #N/A | #N/A | #N/A
TRUE | VIC | WMTS66C | West Melbourne (CitiPower) 66 kV | Citipower | Shoulder | Coincident_unreconciled | 2028 | POE90 | 62.5527 | NA | VIC West Melbourne (CitiPower) 66 kV |  |  | FALSE | #N/A | #N/A | #N/A | #N/A | #N/A | #N/A | #N/A | #N/A | #N/A | #N/A
TRUE | VIC | WMTS66C | West Melbourne (CitiPower) 66 kV | Citipower | Shoulder | Non-coincident | 2028 | POE50 | 53.9081 | NA | VIC West Melbourne (CitiPower) 66 kV |  |  | FALSE | #N/A | #N/A | #N/A | #N/A | #N/A | #N/A | #N/A | #N/A | #N/A | #N/A
TRUE | VIC | WMTS66C | West Melbourne (CitiPower) 66 kV | Citipower | Shoulder | Non-coincident | 2028 | POE90 | 52.8584 | NA | VIC West Melbourne (CitiPower) 66 kV |  |  | FALSE | #N/A | #N/A | #N/A | #N/A | #N/A | #N/A | #N/A | #N/A | #N/A | #N/A
TRUE | VIC | WMTS66C | West Melbourne (CitiPower) 66 kV | Citipower | Shoulder | Coincident_unreconciled | 2029 | POE50 | 65.2453 | NA | VIC West Melbourne (CitiPower) 66 kV |  |  | FALSE | #N/A | #N/A | #N/A | #N/A | #N/A | #N/A | #N/A | #N/A | #N/A | #N/A
TRUE | VIC | WMTS66C | West Melbourne (CitiPower) 66 kV | Citipower | Shoulder | Coincident_unreconciled | 2029 | POE90 | 63.3183 | NA | VIC West Melbourne (CitiPower) 66 kV |  |  | FALSE | #N/A | #N/A | #N/A | #N/A | #N/A | #N/A | #N/A | #N/A | #N/A | #N/A
TRUE | VIC | WMTS66C | West Melbourne (CitiPower) 66 kV | Citipower | Shoulder | Non-coincident | 2029 | POE50 | 54.38 | NA | VIC West Melbourne (CitiPower) 66 kV |  |  | FALSE | #N/A | #N/A | #N/A | #N/A | #N/A | #N/A | #N/A | #N/A | #N/A | #N/A
TRUE | VIC | WMTS66C | West Melbourne (CitiPower) 66 kV | Citipower | Shoulder | Non-coincident | 2029 | POE90 | 53.3079 | NA | VIC West Melbourne (CitiPower) 66 kV |  |  | FALSE | #N/A | #N/A | #N/A | #N/A | #N/A | #N/A | #N/A | #N/A | #N/A | #N/A
TRUE | VIC | WMTS66C | West Melbourne (CitiPower) 66 kV | Citipower | Shoulder | Coincident_unreconciled | 2030 | POE50 | 66.1291 | NA | VIC West Melbourne (CitiPower) 66 kV |  |  | FALSE | #N/A | #N/A | #N/A | #N/A | #N/A | #N/A | #N/A | #N/A | #N/A | #N/A
TRUE | VIC | WMTS66C | West Melbourne (CitiPower) 66 kV | Citipower | Shoulder | Coincident_unreconciled | 2030 | POE90 | 64.1855 | NA | VIC West Melbourne (CitiPower) 66 kV |  |  | FALSE | #N/A | #N/A | #N/A | #N/A | #N/A | #N/A | #N/A | #N/A | #N/A | #N/A
TRUE | VIC | WMTS66C | West Melbourne (CitiPower) 66 kV | Citipower | Shoulder | Non-coincident | 2030 | POE50 | 54.8974 | NA | VIC West Melbourne (CitiPower) 66 kV |  |  | FALSE | #N/A | #N/A | #N/A | #N/A | #N/A | #N/A | #N/A | #N/A | #N/A | #N/A
TRUE | VIC | WMTS66C | West Melbourne (CitiPower) 66 kV | Citipower | Shoulder | Non-coincident | 2030 | POE90 | 53.8028 | NA | VIC West Melbourne (CitiPower) 66 kV |  |  | FALSE | #N/A | #N/A | #N/A | #N/A | #N/A | #N/A | #N/A | #N/A | #N/A | #N/A
TRUE | VIC | WMTS66C | West Melbourne (CitiPower) 66 kV | Citipower | Shoulder | Coincident_unreconciled | 2031 | POE50 | 67.0596 | NA | VIC West Melbourne (CitiPower) 66 kV |  |  | FALSE | #N/A | #N/A | #N/A | #N/A | #N/A | #N/A | #N/A | #N/A | #N/A | #N/A
TRUE | VIC | WMTS66C | West Melbourne (CitiPower) 66 kV | Citipower | Shoulder | Coincident_unreconciled | 2031 | POE90 | 65.0994 | NA | VIC West Melbourne (CitiPower) 66 kV |  |  | FALSE | #N/A | #N/A | #N/A | #N/A | #N/A | #N/A | #N/A | #N/A | #N/A | #N/A
TRUE | VIC | WMTS66C | West Melbourne (CitiPower) 66 kV | Citipower | Shoulder | Non-coincident | 2031 | POE50 | 55.4095 | NA | VIC West Melbourne (CitiPower) 66 kV |  |  | FALSE | #N/A | #N/A | #N/A | #N/A | #N/A | #N/A | #N/A | #N/A | #N/A | #N/A
TRUE | VIC | WMTS66C | West Melbourne (CitiPower) 66 kV | Citipower | Shoulder | Non-coincident | 2031 | POE90 | 54.297 | NA | VIC West Melbourne (CitiPower) 66 kV |  |  | FALSE | #N/A | #N/A | #N/A | #N/A | #N/A | #N/A | #N/A | #N/A | #N/A | #N/A
TRUE | VIC | WMTS66C | West Melbourne (CitiPower) 66 kV | Citipower | Shoulder | Coincident_unreconciled | 2032 | POE50 | 68.0448 | NA | VIC West Melbourne (CitiPower) 66 kV |  |  | FALSE | #N/A | #N/A | #N/A | #N/A | #N/A | #N/A | #N/A | #N/A | #N/A | #N/A
TRUE | VIC | WMTS66C | West Melbourne (CitiPower) 66 kV | Citipower | Shoulder | Coincident_unreconciled | 2032 | POE90 | 66.0675 | NA | VIC West Melbourne (CitiPower) 66 kV |  |  | FALSE | #N/A | #N/A | #N/A | #N/A | #N/A | #N/A | #N/A | #N/A | #N/A | #N/A
TRUE | VIC | WMTS66C | West Melbourne (CitiPower) 66 kV | Citipower | Shoulder | Non-coincident | 2032 | POE50 | 55.9593 | NA | VIC West Melbourne (CitiPower) 66 kV |  |  | FALSE | #N/A | #N/A | #N/A | #N/A | #N/A | #N/A | #N/A | #N/A | #N/A | #N/A
TRUE | VIC | WMTS66C | West Melbourne (CitiPower) 66 kV | Citipower | Shoulder | Non-coincident | 2032 | POE90 | 54.8324 | NA | VIC West Melbourne (CitiPower) 66 kV |  |  | FALSE | #N/A | #N/A | #N/A | #N/A | #N/A | #N/A | #N/A | #N/A | #N/A | #N/A
TRUE | VIC | WMTS66C | West Melbourne (CitiPower) 66 kV | Citipower | Shoulder | Coincident_unreconciled | 2033 | POE50 | 69.0911 | NA | VIC West Melbourne (CitiPower) 66 kV |  |  | FALSE | #N/A | #N/A | #N/A | #N/A | #N/A | #N/A | #N/A | #N/A | #N/A | #N/A
TRUE | VIC | WMTS66C | West Melbourne (CitiPower) 66 kV | Citipower | Shoulder | Coincident_unreconciled | 2033 | POE90 | 67.0963 | NA | VIC West Melbourne (CitiPower) 66 kV |  |  | FALSE | #N/A | #N/A | #N/A | #N/A | #N/A | #N/A | #N/A | #N/A | #N/A | #N/A
TRUE | VIC | WMTS66C | West Melbourne (CitiPower) 66 kV | Citipower | Shoulder | Non-coincident | 2033 | POE50 | 56.5171 | NA | VIC West Melbourne (CitiPower) 66 kV |  |  | FALSE | #N/A | #N/A | #N/A | #N/A | #N/A | #N/A | #N/A | #N/A | #N/A | #N/A
TRUE | VIC | WMTS66C | West Melbourne (CitiPower) 66 kV | Citipower | Shoulder | Non-coincident | 2033 | POE90 | 55.3794 | NA | VIC West Melbourne (CitiPower) 66 kV |  |  | FALSE | #N/A | #N/A | #N/A | #N/A | #N/A | #N/A | #N/A | #N/A | #N/A | #N/A
TRUE | VIC | WMTS66C | West Melbourne (CitiPower) 66 kV | Citipower | Shoulder | Coincident_unreconciled | 2034 | POE50 | 70.1218 | NA | VIC West Melbourne (CitiPower) 66 kV |  |  | FALSE | #N/A | #N/A | #N/A | #N/A | #N/A | #N/A | #N/A | #N/A | #N/A | #N/A
TRUE | VIC | WMTS66C | West Melbourne (CitiPower) 66 kV | Citipower | Shoulder | Coincident_unreconciled | 2034 | POE90 | 68.1094 | NA | VIC West Melbourne (CitiPower) 66 kV |  |  | FALSE | #N/A | #N/A | #N/A | #N/A | #N/A | #N/A | #N/A | #N/A | #N/A | #N/A
TRUE | VIC | WMTS66C | West Melbourne (CitiPower) 66 kV | Citipower | Shoulder | Non-coincident | 2034 | POE50 | 57.0569 | NA | VIC West Melbourne (CitiPower) 66 kV |  |  | FALSE | #N/A | #N/A | #N/A | #N/A | #N/A | #N/A | #N/A | #N/A | #N/A | #N/A
TRUE | VIC | WMTS66C | West Melbourne (CitiPower) 66 kV | Citipower | Shoulder | Non-coincident | 2034 | POE90 | 55.9094 | NA | VIC West Melbourne (CitiPower) 66 kV |  |  | FALSE | #N/A | #N/A | #N/A | #N/A | #N/A | #N/A | #N/A | #N/A | #N/A | #N/A
TRUE | VIC | WMTS66C | West Melbourne (CitiPower) 66 kV | Citipower | Shoulder | Coincident_unreconciled | 2035 | POE50 | 71.1285 | NA | VIC West Melbourne (CitiPower) 66 kV |  |  | FALSE | #N/A | #N/A | #N/A | #N/A | #N/A | #N/A | #N/A | #N/A | #N/A | #N/A
TRUE | VIC | WMTS66C | West Melbourne (CitiPower) 66 kV | Citipower | Shoulder | Coincident_unreconciled | 2035 | POE90 | 69.0986 | NA | VIC West Melbourne (CitiPower) 66 kV |  |  | FALSE | #N/A | #N/A | #N/A | #N/A | #N/A | #N/A | #N/A | #N/A | #N/A | #N/A
TRUE | VIC | WMTS66C | West Melbourne (CitiPower) 66 kV | Citipower | Shoulder | Non-coincident | 2035 | POE50 | 57.5754 | NA | VIC West Melbourne (CitiPower) 66 kV |  |  | FALSE | #N/A | #N/A | #N/A | #N/A | #N/A | #N/A | #N/A | #N/A | #N/A | #N/A
TRUE | VIC | WMTS66C | West Melbourne (CitiPower) 66 kV | Citipower | Shoulder | Non-coincident | 2035 | POE90 | 56.4186 | NA | VIC West Melbourne (CitiPower) 66 kV |  |  | FALSE | #N/A | #N/A | #N/A | #N/A | #N/A | #N/A | #N/A | #N/A | #N/A | #N/A
TRUE | VIC | WMTS66C | West Melbourne (CitiPower) 66 kV | Citipower | Summer | Coincident | 2019 | ACTUAL_OPG | 62.6259 | 239.9882 | VIC West Melbourne (CitiPower) 66 kV |  |  | FALSE | #N/A | #N/A | #N/A | #N/A | #N/A | #N/A | #N/A | #N/A | #N/A | #N/A
TRUE | VIC | WMTS66C | West Melbourne (CitiPower) 66 kV | Citipower | Summer | Coincident | 2019 | ACTUAL_RAW | 62.6259 | 239.9882 | VIC West Melbourne (CitiPower) 66 kV |  |  | FALSE | #N/A | #N/A | #N/A | #N/A | #N/A | #N/A | #N/A | #N/A | #N/A | #N/A
TRUE | VIC | WMTS66C | West Melbourne (CitiPower) 66 kV | Citipower | Summer | Non-coincident | 2019 | ACTUAL_RAW | 62.6259 | 240.8508 | VIC West Melbourne (CitiPower) 66 kV |  |  | FALSE | #N/A | #N/A | #N/A | #N/A | #N/A | #N/A | #N/A | #N/A | #N/A | #N/A
TRUE | VIC | WMTS66C | West Melbourne (CitiPower) 66 kV | Citipower | Summer | Non-coincident | 2019 | ACTUAL_OPG | 62.6259 | 240.8508 | VIC West Melbourne (CitiPower) 66 kV |  |  | FALSE | #N/A | #N/A | #N/A | #N/A | #N/A | #N/A | #N/A | #N/A | #N/A | #N/A
TRUE | VIC | WMTS66C | West Melbourne (CitiPower) 66 kV | Citipower | Summer | Non-coincident | 2019 | ACTUAL_ADJUSTEDOPG | 62.6259 | 240.8508 | VIC West Melbourne (CitiPower) 66 kV |  |  | FALSE | #N/A | #N/A | #N/A | #N/A | #N/A | #N/A | #N/A | #N/A | #N/A | #N/A
TRUE | VIC | WMTS66C | West Melbourne (CitiPower) 66 kV | Citipower | Summer | Coincident | 2020 | ACTUAL_OPG | 81.8087 | 215.9072 | VIC West Melbourne (CitiPower) 66 kV |  |  | FALSE | #N/A | #N/A | #N/A | #N/A | #N/A | #N/A | #N/A | #N/A | #N/A | #N/A
TRUE | VIC | WMTS66C | West Melbourne (CitiPower) 66 kV | Citipower | Summer | Coincident | 2020 | ACTUAL_RAW | 81.8087 | 215.9072 | VIC West Melbourne (CitiPower) 66 kV |  |  | FALSE | #N/A | #N/A | #N/A | #N/A | #N/A | #N/A | #N/A | #N/A | #N/A | #N/A
TRUE | VIC | WMTS66C | West Melbourne (CitiPower) 66 kV | Citipower | Summer | Non-coincident | 2020 | ACTUAL_RAW | 60.5741 | 232.4145 | VIC West Melbourne (CitiPower) 66 kV |  |  | FALSE | #N/A | #N/A | #N/A | #N/A | #N/A | #N/A | #N/A | #N/A | #N/A | #N/A
TRUE | VIC | WMTS66C | West Melbourne (CitiPower) 66 kV | Citipower | Summer | Non-coincident | 2020 | ACTUAL_OPG | 60.5741 | 232.4145 | VIC West Melbourne (CitiPower) 66 kV |  |  | FALSE | #N/A | #N/A | #N/A | #N/A | #N/A | #N/A | #N/A | #N/A | #N/A | #N/A
TRUE | VIC | WMTS66C | West Melbourne (CitiPower) 66 kV | Citipower | Summer | Non-coincident | 2020 | ACTUAL_ADJUSTEDOPG | 60.5741 | 232.4145 | VIC West Melbourne (CitiPower) 66 kV |  |  | FALSE | #N/A | #N/A | #N/A | #N/A | #N/A | #N/A | #N/A | #N/A | #N/A | #N/A
TRUE | VIC | WMTS66C | West Melbourne (CitiPower) 66 kV | Citipower | Summer | Coincident | 2021 | ACTUAL_OPG | 66.5425 | 160.5909 | VIC West Melbourne (CitiPower) 66 kV |  |  | FALSE | #N/A | #N/A | #N/A | #N/A | #N/A | #N/A | #N/A | #N/A | #N/A | #N/A
TRUE | VIC | WMTS66C | West Melbourne (CitiPower) 66 kV | Citipower | Summer | Coincident | 2021 | ACTUAL_RAW | 66.5425 | 160.5909 | VIC West Melbourne (CitiPower) 66 kV |  |  | FALSE | #N/A | #N/A | #N/A | #N/A | #N/A | #N/A | #N/A | #N/A | #N/A | #N/A
TRUE | VIC | WMTS66C | West Melbourne (CitiPower) 66 kV | Citipower | Summer | Non-coincident | 2021 | ACTUAL_RAW | 57.9753 | 187.8115 | VIC West Melbourne (CitiPower) 66 kV |  |  | FALSE | #N/A | #N/A | #N/A | #N/A | #N/A | #N/A | #N/A | #N/A | #N/A | #N/A
TRUE | VIC | WMTS66C | West Melbourne (CitiPower) 66 kV | Citipower | Summer | Non-coincident | 2021 | ACTUAL_OPG | 57.9753 | 187.8115 | VIC West Melbourne (CitiPower) 66 kV |  |  | FALSE | #N/A | #N/A | #N/A | #N/A | #N/A | #N/A | #N/A | #N/A | #N/A | #N/A
TRUE | VIC | WMTS66C | West Melbourne (CitiPower) 66 kV | Citipower | Summer | Non-coincident | 2021 | ACTUAL_ADJUSTEDOPG | 57.9753 | 187.8115 | VIC West Melbourne (CitiPower) 66 kV |  |  | FALSE | #N/A | #N/A | #N/A | #N/A | #N/A | #N/A | #N/A | #N/A | #N/A | #N/A
TRUE | VIC | WMTS66C | West Melbourne (CitiPower) 66 kV | Citipower | Summer | Coincident | 2022 | ACTUAL_OPG | 69.9962 | 162.1063 | VIC West Melbourne (CitiPower) 66 kV |  |  | FALSE | #N/A | #N/A | #N/A | #N/A | #N/A | #N/A | #N/A | #N/A | #N/A | #N/A
TRUE | VIC | WMTS66C | West Melbourne (CitiPower) 66 kV | Citipower | Summer | Coincident | 2022 | ACTUAL_RAW | 69.9962 | 162.1063 | VIC West Melbourne (CitiPower) 66 kV |  |  | FALSE | #N/A | #N/A | #N/A | #N/A | #N/A | #N/A | #N/A | #N/A | #N/A | #N/A
TRUE | VIC | WMTS66C | West Melbourne (CitiPower) 66 kV | Citipower | Summer | Non-coincident | 2022 | ACTUAL_RAW | 59.7445 | 206.388 | VIC West Melbourne (CitiPower) 66 kV |  |  | FALSE | #N/A | #N/A | #N/A | #N/A | #N/A | #N/A | #N/A | #N/A | #N/A | #N/A
TRUE | VIC | WMTS66C | West Melbourne (CitiPower) 66 kV | Citipower | Summer | Non-coincident | 2022 | ACTUAL_OPG | 59.7445 | 206.388 | VIC West Melbourne (CitiPower) 66 kV |  |  | FALSE | #N/A | #N/A | #N/A | #N/A | #N/A | #N/A | #N/A | #N/A | #N/A | #N/A
TRUE | VIC | WMTS66C | West Melbourne (CitiPower) 66 kV | Citipower | Summer | Non-coincident | 2022 | ACTUAL_ADJUSTEDOPG | 59.7445 | 206.388 | VIC West Melbourne (CitiPower) 66 kV |  |  | FALSE | #N/A | #N/A | #N/A | #N/A | #N/A | #N/A | #N/A | #N/A | #N/A | #N/A
TRUE | VIC | WMTS66C | West Melbourne (CitiPower) 66 kV | Citipower | Summer | Coincident | 2023 | ACTUAL_OPG | 71.9408 | 164.8808 | VIC West Melbourne (CitiPower) 66 kV |  |  | FALSE | #N/A | #N/A | #N/A | #N/A | #N/A | #N/A | #N/A | #N/A | #N/A | #N/A
TRUE | VIC | WMTS66C | West Melbourne (CitiPower) 66 kV | Citipower | Summer | Coincident | 2023 | ACTUAL_RAW | 71.9408 | 164.8808 | VIC West Melbourne (CitiPower) 66 kV |  |  | FALSE | #N/A | #N/A | #N/A | #N/A | #N/A | #N/A | #N/A | #N/A | #N/A | #N/A
TRUE | VIC | WMTS66C | West Melbourne (CitiPower) 66 kV | Citipower | Summer | Non-coincident | 2023 | ACTUAL_RAW | 62.7607 | 213.3754 | VIC West Melbourne (CitiPower) 66 kV |  |  | FALSE | #N/A | #N/A | #N/A | #N/A | #N/A | #N/A | #N/A | #N/A | #N/A | #N/A
TRUE | VIC | WMTS66C | West Melbourne (CitiPower) 66 kV | Citipower | Summer | Non-coincident | 2023 | ACTUAL_OPG | 62.7607 | 213.3754 | VIC West Melbourne (CitiPower) 66 kV |  |  | FALSE | #N/A | #N/A | #N/A | #N/A | #N/A | #N/A | #N/A | #N/A | #N/A | #N/A
TRUE | VIC | WMTS66C | West Melbourne (CitiPower) 66 kV | Citipower | Summer | Non-coincident | 2023 | ACTUAL_ADJUSTEDOPG | 62.7607 | 213.3754 | VIC West Melbourne (CitiPower) 66 kV |  |  | FALSE | #N/A | #N/A | #N/A | #N/A | #N/A | #N/A | #N/A | #N/A | #N/A | #N/A
TRUE | VIC | WMTS66C | West Melbourne (CitiPower) 66 kV | Citipower | Summer | Coincident | 2024 | ACTUAL_OPG | 63.7244 | 221.6976 | VIC West Melbourne (CitiPower) 66 kV |  |  | FALSE | #N/A | #N/A | #N/A | #N/A | #N/A | #N/A | #N/A | #N/A | #N/A | #N/A
TRUE | VIC | WMTS66C | West Melbourne (CitiPower) 66 kV | Citipower | Summer | Coincident | 2024 | ACTUAL_RAW | 63.7244 | 221.6976 | VIC West Melbourne (CitiPower) 66 kV |  |  | FALSE | #N/A | #N/A | #N/A | #N/A | #N/A | #N/A | #N/A | #N/A | #N/A | #N/A
TRUE | VIC | WMTS66C | West Melbourne (CitiPower) 66 kV | Citipower | Summer | Non-coincident | 2024 | ACTUAL_RAW | 62.9672 | 222.4337 | VIC West Melbourne (CitiPower) 66 kV |  |  | FALSE | #N/A | #N/A | #N/A | #N/A | #N/A | #N/A | #N/A | #N/A | #N/A | #N/A
TRUE | VIC | WMTS66C | West Melbourne (CitiPower) 66 kV | Citipower | Summer | Non-coincident | 2024 | ACTUAL_OPG | 62.9672 | 222.4337 | VIC West Melbourne (CitiPower) 66 kV |  |  | FALSE | #N/A | #N/A | #N/A | #N/A | #N/A | #N/A | #N/A | #N/A | #N/A | #N/A
TRUE | VIC | WMTS66C | West Melbourne (CitiPower) 66 kV | Citipower | Summer | Non-coincident | 2024 | ACTUAL_ADJUSTEDOPG | 62.9672 | 222.4337 | VIC West Melbourne (CitiPower) 66 kV |  |  | FALSE | #N/A | #N/A | #N/A | #N/A | #N/A | #N/A | #N/A | #N/A | #N/A | #N/A
TRUE | VIC | WMTS66C | West Melbourne (CitiPower) 66 kV | Citipower | Summer | Coincident | 2025 | ACTUAL_OPG | 83.279 | 177.0303 | VIC West Melbourne (CitiPower) 66 kV |  |  | FALSE | #N/A | #N/A | #N/A | #N/A | #N/A | #N/A | #N/A | #N/A | #N/A | #N/A
TRUE | VIC | WMTS66C | West Melbourne (CitiPower) 66 kV | Citipower | Summer | Coincident | 2025 | ACTUAL_RAW | 83.279 | 177.0303 | VIC West Melbourne (CitiPower) 66 kV |  |  | FALSE | #N/A | #N/A | #N/A | #N/A | #N/A | #N/A | #N/A | #N/A | #N/A | #N/A
TRUE | VIC | WMTS66C | West Melbourne (CitiPower) 66 kV | Citipower | Summer | Non-coincident | 2025 | ACTUAL_RAW | 61.4881 | 204.9268 | VIC West Melbourne (CitiPower) 66 kV |  |  | FALSE | #N/A | #N/A | #N/A | #N/A | #N/A | #N/A | #N/A | #N/A | #N/A | #N/A
TRUE | VIC | WMTS66C | West Melbourne (CitiPower) 66 kV | Citipower | Summer | Non-coincident | 2025 | ACTUAL_OPG | 61.4881 | 204.9268 | VIC West Melbourne (CitiPower) 66 kV |  |  | FALSE | #N/A | #N/A | #N/A | #N/A | #N/A | #N/A | #N/A | #N/A | #N/A | #N/A
TRUE | VIC | WMTS66C | West Melbourne (CitiPower) 66 kV | Citipower | Summer | Non-coincident | 2025 | ACTUAL_ADJUSTEDOPG | 61.4881 | 204.9268 | VIC West Melbourne (CitiPower) 66 kV |  |  | FALSE | #N/A | #N/A | #N/A | #N/A | #N/A | #N/A | #N/A | #N/A | #N/A | #N/A
TRUE | VIC | WMTS66C | West Melbourne (CitiPower) 66 kV | Citipower | Summer | Non-coincident | 2025 | BASEYEARPOE90 | 57.4928 | NA | VIC West Melbourne (CitiPower) 66 kV |  |  | FALSE | #N/A | #N/A | #N/A | #N/A | #N/A | #N/A | #N/A | #N/A | #N/A | #N/A
TRUE | VIC | WMTS66C | West Melbourne (CitiPower) 66 kV | Citipower | Summer | Non-coincident | 2025 | BASEYEARPOE50 | 59.0471 | 228.6378 | VIC West Melbourne (CitiPower) 66 kV |  |  | FALSE | #N/A | #N/A | #N/A | #N/A | #N/A | #N/A | #N/A | #N/A | #N/A | #N/A
TRUE | VIC | WMTS66C | West Melbourne (CitiPower) 66 kV | Citipower | Summer | Coincident_unreconciled | 2026 | POE50 | 65.5733 | NA | VIC West Melbourne (CitiPower) 66 kV |  |  | FALSE | #N/A | #N/A | #N/A | #N/A | #N/A | #N/A | #N/A | #N/A | #N/A | #N/A
TRUE | VIC | WMTS66C | West Melbourne (CitiPower) 66 kV | Citipower | Summer | Coincident_unreconciled | 2026 | POE90 | 63.8509 | NA | VIC West Melbourne (CitiPower) 66 kV |  |  | FALSE | #N/A | #N/A | #N/A | #N/A | #N/A | #N/A | #N/A | #N/A | #N/A | #N/A
TRUE | VIC | WMTS66C | West Melbourne (CitiPower) 66 kV | Citipower | Summer | Non-coincident | 2026 | POE50 | 59.8572 | 239.7457 | VIC West Melbourne (CitiPower) 66 kV |  |  | FALSE | #N/A | #N/A | #N/A | #N/A | #N/A | #N/A | #N/A | #N/A | #N/A | #N/A
TRUE | VIC | WMTS66C | West Melbourne (CitiPower) 66 kV | Citipower | Summer | Non-coincident | 2026 | POE90 | 58.2416 | NA | VIC West Melbourne (CitiPower) 66 kV |  |  | FALSE | #N/A | #N/A | #N/A | #N/A | #N/A | #N/A | #N/A | #N/A | #N/A | #N/A
TRUE | VIC | WMTS66C | West Melbourne (CitiPower) 66 kV | Citipower | Summer | Coincident_unreconciled | 2027 | POE50 | 66.2218 | NA | VIC West Melbourne (CitiPower) 66 kV |  |  | FALSE | #N/A | #N/A | #N/A | #N/A | #N/A | #N/A | #N/A | #N/A | #N/A | #N/A
TRUE | VIC | WMTS66C | West Melbourne (CitiPower) 66 kV | Citipower | Summer | Coincident_unreconciled | 2027 | POE90 | 64.4806 | NA | VIC West Melbourne (CitiPower) 66 kV |  |  | FALSE | #N/A | #N/A | #N/A | #N/A | #N/A | #N/A | #N/A | #N/A | #N/A | #N/A
TRUE | VIC | WMTS66C | West Melbourne (CitiPower) 66 kV | Citipower | Summer | Non-coincident | 2027 | POE50 | 60.511 | 251.0723 | VIC West Melbourne (CitiPower) 66 kV |  |  | FALSE | #N/A | #N/A | #N/A | #N/A | #N/A | #N/A | #N/A | #N/A | #N/A | #N/A
TRUE | VIC | WMTS66C | West Melbourne (CitiPower) 66 kV | Citipower | Summer | Non-coincident | 2027 | POE90 | 58.9102 | NA | VIC West Melbourne (CitiPower) 66 kV |  |  | FALSE | #N/A | #N/A | #N/A | #N/A | #N/A | #N/A | #N/A | #N/A | #N/A | #N/A
TRUE | VIC | WMTS66C | West Melbourne (CitiPower) 66 kV | Citipower | Summer | Coincident_unreconciled | 2028 | POE50 | 66.8765 | NA | VIC West Melbourne (CitiPower) 66 kV |  |  | FALSE | #N/A | #N/A | #N/A | #N/A | #N/A | #N/A | #N/A | #N/A | #N/A | #N/A
TRUE | VIC | WMTS66C | West Melbourne (CitiPower) 66 kV | Citipower | Summer | Coincident_unreconciled | 2028 | POE90 | 65.1201 | NA | VIC West Melbourne (CitiPower) 66 kV |  |  | FALSE | #N/A | #N/A | #N/A | #N/A | #N/A | #N/A | #N/A | #N/A | #N/A | #N/A
TRUE | VIC | WMTS66C | West Melbourne (CitiPower) 66 kV | Citipower | Summer | Non-coincident | 2028 | POE50 | 60.964 | 253.1226 | VIC West Melbourne (CitiPower) 66 kV |  |  | FALSE | #N/A | #N/A | #N/A | #N/A | #N/A | #N/A | #N/A | #N/A | #N/A | #N/A
TRUE | VIC | WMTS66C | West Melbourne (CitiPower) 66 kV | Citipower | Summer | Non-coincident | 2028 | POE90 | 59.5284 | NA | VIC West Melbourne (CitiPower) 66 kV |  |  | FALSE | #N/A | #N/A | #N/A | #N/A | #N/A | #N/A | #N/A | #N/A | #N/A | #N/A
TRUE | VIC | WMTS66C | West Melbourne (CitiPower) 66 kV | Citipower | Summer | Coincident_unreconciled | 2029 | POE50 | 67.5728 | NA | VIC West Melbourne (CitiPower) 66 kV |  |  | FALSE | #N/A | #N/A | #N/A | #N/A | #N/A | #N/A | #N/A | #N/A | #N/A | #N/A
TRUE | VIC | WMTS66C | West Melbourne (CitiPower) 66 kV | Citipower | Summer | Coincident_unreconciled | 2029 | POE90 | 65.8012 | NA | VIC West Melbourne (CitiPower) 66 kV |  |  | FALSE | #N/A | #N/A | #N/A | #N/A | #N/A | #N/A | #N/A | #N/A | #N/A | #N/A
TRUE | VIC | WMTS66C | West Melbourne (CitiPower) 66 kV | Citipower | Summer | Non-coincident | 2029 | POE50 | 61.4632 | 255.204 | VIC West Melbourne (CitiPower) 66 kV |  |  | FALSE | #N/A | #N/A | #N/A | #N/A | #N/A | #N/A | #N/A | #N/A | #N/A | #N/A
TRUE | VIC | WMTS66C | West Melbourne (CitiPower) 66 kV | Citipower | Summer | Non-coincident | 2029 | POE90 | 60.1814 | NA | VIC West Melbourne (CitiPower) 66 kV |  |  | FALSE | #N/A | #N/A | #N/A | #N/A | #N/A | #N/A | #N/A | #N/A | #N/A | #N/A
TRUE | VIC | WMTS66C | West Melbourne (CitiPower) 66 kV | Citipower | Summer | Coincident_unreconciled | 2030 | POE50 | 68.3503 | NA | VIC West Melbourne (CitiPower) 66 kV |  |  | FALSE | #N/A | #N/A | #N/A | #N/A | #N/A | #N/A | #N/A | #N/A | #N/A | #N/A
TRUE | VIC | WMTS66C | West Melbourne (CitiPower) 66 kV | Citipower | Summer | Coincident_unreconciled | 2030 | POE90 | 66.5634 | NA | VIC West Melbourne (CitiPower) 66 kV |  |  | FALSE | #N/A | #N/A | #N/A | #N/A | #N/A | #N/A | #N/A | #N/A | #N/A | #N/A
TRUE | VIC | WMTS66C | West Melbourne (CitiPower) 66 kV | Citipower | Summer | Non-coincident | 2030 | POE50 | 61.9992 | 257.3547 | VIC West Melbourne (CitiPower) 66 kV |  |  | FALSE | #N/A | #N/A | #N/A | #N/A | #N/A | #N/A | #N/A | #N/A | #N/A | #N/A
TRUE | VIC | WMTS66C | West Melbourne (CitiPower) 66 kV | Citipower | Summer | Non-coincident | 2030 | POE90 | 60.8943 | NA | VIC West Melbourne (CitiPower) 66 kV |  |  | FALSE | #N/A | #N/A | #N/A | #N/A | #N/A | #N/A | #N/A | #N/A | #N/A | #N/A
TRUE | VIC | WMTS66C | West Melbourne (CitiPower) 66 kV | Citipower | Summer | Coincident_unreconciled | 2031 | POE50 | 69.1372 | NA | VIC West Melbourne (CitiPower) 66 kV |  |  | FALSE | #N/A | #N/A | #N/A | #N/A | #N/A | #N/A | #N/A | #N/A | #N/A | #N/A
TRUE | VIC | WMTS66C | West Melbourne (CitiPower) 66 kV | Citipower | Summer | Coincident_unreconciled | 2031 | POE90 | 67.3351 | NA | VIC West Melbourne (CitiPower) 66 kV |  |  | FALSE | #N/A | #N/A | #N/A | #N/A | #N/A | #N/A | #N/A | #N/A | #N/A | #N/A
TRUE | VIC | WMTS66C | West Melbourne (CitiPower) 66 kV | Citipower | Summer | Non-coincident | 2031 | POE50 | 62.5202 | 259.5345 | VIC West Melbourne (CitiPower) 66 kV |  |  | FALSE | #N/A | #N/A | #N/A | #N/A | #N/A | #N/A | #N/A | #N/A | #N/A | #N/A
TRUE | VIC | WMTS66C | West Melbourne (CitiPower) 66 kV | Citipower | Summer | Non-coincident | 2031 | POE90 | 61.6221 | NA | VIC West Melbourne (CitiPower) 66 kV |  |  | FALSE | #N/A | #N/A | #N/A | #N/A | #N/A | #N/A | #N/A | #N/A | #N/A | #N/A
TRUE | VIC | WMTS66C | West Melbourne (CitiPower) 66 kV | Citipower | Summer | Coincident_unreconciled | 2032 | POE50 | 69.9805 | NA | VIC West Melbourne (CitiPower) 66 kV |  |  | FALSE | #N/A | #N/A | #N/A | #N/A | #N/A | #N/A | #N/A | #N/A | #N/A | #N/A
TRUE | VIC | WMTS66C | West Melbourne (CitiPower) 66 kV | Citipower | Summer | Coincident_unreconciled | 2032 | POE90 | 68.1627 | NA | VIC West Melbourne (CitiPower) 66 kV |  |  | FALSE | #N/A | #N/A | #N/A | #N/A | #N/A | #N/A | #N/A | #N/A | #N/A | #N/A
TRUE | VIC | WMTS66C | West Melbourne (CitiPower) 66 kV | Citipower | Summer | Non-coincident | 2032 | POE50 | 63.0847 | 261.8325 | VIC West Melbourne (CitiPower) 66 kV |  |  | FALSE | #N/A | #N/A | #N/A | #N/A | #N/A | #N/A | #N/A | #N/A | #N/A | #N/A
TRUE | VIC | WMTS66C | West Melbourne (CitiPower) 66 kV | Citipower | Summer | Non-coincident | 2032 | POE90 | 62.1788 | NA | VIC West Melbourne (CitiPower) 66 kV |  |  | FALSE | #N/A | #N/A | #N/A | #N/A | #N/A | #N/A | #N/A | #N/A | #N/A | #N/A
TRUE | VIC | WMTS66C | West Melbourne (CitiPower) 66 kV | Citipower | Summer | Coincident_unreconciled | 2033 | POE50 | 70.88 | NA | VIC West Melbourne (CitiPower) 66 kV |  |  | FALSE | #N/A | #N/A | #N/A | #N/A | #N/A | #N/A | #N/A | #N/A | #N/A | #N/A
TRUE | VIC | WMTS66C | West Melbourne (CitiPower) 66 kV | Citipower | Summer | Coincident_unreconciled | 2033 | POE90 | 69.0461 | NA | VIC West Melbourne (CitiPower) 66 kV |  |  | FALSE | #N/A | #N/A | #N/A | #N/A | #N/A | #N/A | #N/A | #N/A | #N/A | #N/A
TRUE | VIC | WMTS66C | West Melbourne (CitiPower) 66 kV | Citipower | Summer | Non-coincident | 2033 | POE50 | 63.6604 | 264.2322 | VIC West Melbourne (CitiPower) 66 kV |  |  | FALSE | #N/A | #N/A | #N/A | #N/A | #N/A | #N/A | #N/A | #N/A | #N/A | #N/A
TRUE | VIC | WMTS66C | West Melbourne (CitiPower) 66 kV | Citipower | Summer | Non-coincident | 2033 | POE90 | 62.7464 | NA | VIC West Melbourne (CitiPower) 66 kV |  |  | FALSE | #N/A | #N/A | #N/A | #N/A | #N/A | #N/A | #N/A | #N/A | #N/A | #N/A
TRUE | VIC | WMTS66C | West Melbourne (CitiPower) 66 kV | Citipower | Summer | Coincident_unreconciled | 2034 | POE50 | 71.7523 | NA | VIC West Melbourne (CitiPower) 66 kV |  |  | FALSE | #N/A | #N/A | #N/A | #N/A | #N/A | #N/A | #N/A | #N/A | #N/A | #N/A
TRUE | VIC | WMTS66C | West Melbourne (CitiPower) 66 kV | Citipower | Summer | Coincident_unreconciled | 2034 | POE90 | 69.9022 | NA | VIC West Melbourne (CitiPower) 66 kV |  |  | FALSE | #N/A | #N/A | #N/A | #N/A | #N/A | #N/A | #N/A | #N/A | #N/A | #N/A
TRUE | VIC | WMTS66C | West Melbourne (CitiPower) 66 kV | Citipower | Summer | Non-coincident | 2034 | POE50 | 64.2187 | 266.6191 | VIC West Melbourne (CitiPower) 66 kV |  |  | FALSE | #N/A | #N/A | #N/A | #N/A | #N/A | #N/A | #N/A | #N/A | #N/A | #N/A
TRUE | VIC | WMTS66C | West Melbourne (CitiPower) 66 kV | Citipower | Summer | Non-coincident | 2034 | POE90 | 63.2966 | NA | VIC West Melbourne (CitiPower) 66 kV |  |  | FALSE | #N/A | #N/A | #N/A | #N/A | #N/A | #N/A | #N/A | #N/A | #N/A | #N/A
TRUE | VIC | WMTS66C | West Melbourne (CitiPower) 66 kV | Citipower | Summer | Coincident_unreconciled | 2035 | POE50 | 72.5866 | NA | VIC West Melbourne (CitiPower) 66 kV |  |  | FALSE | #N/A | #N/A | #N/A | #N/A | #N/A | #N/A | #N/A | #N/A | #N/A | #N/A
TRUE | VIC | WMTS66C | West Melbourne (CitiPower) 66 kV | Citipower | Summer | Coincident_unreconciled | 2035 | POE90 | 70.7204 | NA | VIC West Melbourne (CitiPower) 66 kV |  |  | FALSE | #N/A | #N/A | #N/A | #N/A | #N/A | #N/A | #N/A | #N/A | #N/A | #N/A
TRUE | VIC | WMTS66C | West Melbourne (CitiPower) 66 kV | Citipower | Summer | Non-coincident | 2035 | POE50 | 64.7549 | 268.9841 | VIC West Melbourne (CitiPower) 66 kV |  |  | FALSE | #N/A | #N/A | #N/A | #N/A | #N/A | #N/A | #N/A | #N/A | #N/A | #N/A
TRUE | VIC | WMTS66C | West Melbourne (CitiPower) 66 kV | Citipower | Summer | Non-coincident | 2035 | POE90 | 63.8248 | NA | VIC West Melbourne (CitiPower) 66 kV |  |  | FALSE | #N/A | #N/A | #N/A | #N/A | #N/A | #N/A | #N/A | #N/A | #N/A | #N/A
TRUE | VIC | WMTS66C | West Melbourne (CitiPower) 66 kV | Citipower | Summer | Non-coincident | 2025 | BASEYEARPOE10 | NA | 252.4762 | VIC West Melbourne (CitiPower) 66 kV |  |  | FALSE | #N/A | #N/A | #N/A | #N/A | #N/A | #N/A | #N/A | #N/A | #N/A | #N/A
TRUE | VIC | WMTS66C | West Melbourne (CitiPower) 66 kV | Citipower | Summer | Coincident | 2026 | POE10 | NA | 184.9958 | VIC West Melbourne (CitiPower) 66 kV |  |  | FALSE | #N/A | #N/A | #N/A | #N/A | #N/A | #N/A | #N/A | #N/A | #N/A | #N/A
TRUE | VIC | WMTS66C | West Melbourne (CitiPower) 66 kV | Citipower | Summer | Coincident | 2026 | POE50 | NA | 178.7214 | VIC West Melbourne (CitiPower) 66 kV |  |  | FALSE | #N/A | #N/A | #N/A | #N/A | #N/A | #N/A | #N/A | #N/A | #N/A | #N/A
TRUE | VIC | WMTS66C | West Melbourne (CitiPower) 66 kV | Citipower | Summer | Non-coincident | 2026 | POE10 | NA | 264.281 | VIC West Melbourne (CitiPower) 66 kV |  |  | FALSE | #N/A | #N/A | #N/A | #N/A | #N/A | #N/A | #N/A | #N/A | #N/A | #N/A
TRUE | VIC | WMTS66C | West Melbourne (CitiPower) 66 kV | Citipower | Summer | Coincident | 2027 | POE10 | NA | 189.0085 | VIC West Melbourne (CitiPower) 66 kV |  |  | FALSE | #N/A | #N/A | #N/A | #N/A | #N/A | #N/A | #N/A | #N/A | #N/A | #N/A
TRUE | VIC | WMTS66C | West Melbourne (CitiPower) 66 kV | Citipower | Summer | Coincident | 2027 | POE50 | NA | 181.8072 | VIC West Melbourne (CitiPower) 66 kV |  |  | FALSE | #N/A | #N/A | #N/A | #N/A | #N/A | #N/A | #N/A | #N/A | #N/A | #N/A
TRUE | VIC | WMTS66C | West Melbourne (CitiPower) 66 kV | Citipower | Summer | Non-coincident | 2027 | POE10 | NA | 275.8754 | VIC West Melbourne (CitiPower) 66 kV |  |  | FALSE | #N/A | #N/A | #N/A | #N/A | #N/A | #N/A | #N/A | #N/A | #N/A | #N/A
TRUE | VIC | WMTS66C | West Melbourne (CitiPower) 66 kV | Citipower | Summer | Coincident | 2028 | POE10 | NA | 185.9964 | VIC West Melbourne (CitiPower) 66 kV |  |  | FALSE | #N/A | #N/A | #N/A | #N/A | #N/A | #N/A | #N/A | #N/A | #N/A | #N/A
TRUE | VIC | WMTS66C | West Melbourne (CitiPower) 66 kV | Citipower | Summer | Coincident | 2028 | POE50 | NA | 177.5667 | VIC West Melbourne (CitiPower) 66 kV |  |  | FALSE | #N/A | #N/A | #N/A | #N/A | #N/A | #N/A | #N/A | #N/A | #N/A | #N/A
TRUE | VIC | WMTS66C | West Melbourne (CitiPower) 66 kV | Citipower | Summer | Non-coincident | 2028 | POE10 | NA | 278.1426 | VIC West Melbourne (CitiPower) 66 kV |  |  | FALSE | #N/A | #N/A | #N/A | #N/A | #N/A | #N/A | #N/A | #N/A | #N/A | #N/A
TRUE | VIC | WMTS66C | West Melbourne (CitiPower) 66 kV | Citipower | Summer | Coincident | 2029 | POE10 | NA | 184.1976 | VIC West Melbourne (CitiPower) 66 kV |  |  | FALSE | #N/A | #N/A | #N/A | #N/A | #N/A | #N/A | #N/A | #N/A | #N/A | #N/A
TRUE | VIC | WMTS66C | West Melbourne (CitiPower) 66 kV | Citipower | Summer | Coincident | 2029 | POE50 | NA | 175.956 | VIC West Melbourne (CitiPower) 66 kV |  |  | FALSE | #N/A | #N/A | #N/A | #N/A | #N/A | #N/A | #N/A | #N/A | #N/A | #N/A
TRUE | VIC | WMTS66C | West Melbourne (CitiPower) 66 kV | Citipower | Summer | Non-coincident | 2029 | POE10 | NA | 280.4407 | VIC West Melbourne (CitiPower) 66 kV |  |  | FALSE | #N/A | #N/A | #N/A | #N/A | #N/A | #N/A | #N/A | #N/A | #N/A | #N/A
TRUE | VIC | WMTS66C | West Melbourne (CitiPower) 66 kV | Citipower | Summer | Coincident | 2030 | POE10 | NA | 183.0256 | VIC West Melbourne (CitiPower) 66 kV |  |  | FALSE | #N/A | #N/A | #N/A | #N/A | #N/A | #N/A | #N/A | #N/A | #N/A | #N/A
TRUE | VIC | WMTS66C | West Melbourne (CitiPower) 66 kV | Citipower | Summer | Coincident | 2030 | POE50 | NA | 174.2909 | VIC West Melbourne (CitiPower) 66 kV |  |  | FALSE | #N/A | #N/A | #N/A | #N/A | #N/A | #N/A | #N/A | #N/A | #N/A | #N/A
TRUE | VIC | WMTS66C | West Melbourne (CitiPower) 66 kV | Citipower | Summer | Non-coincident | 2030 | POE10 | NA | 282.8082 | VIC West Melbourne (CitiPower) 66 kV |  |  | FALSE | #N/A | #N/A | #N/A | #N/A | #N/A | #N/A | #N/A | #N/A | #N/A | #N/A
TRUE | VIC | WMTS66C | West Melbourne (CitiPower) 66 kV | Citipower | Summer | Coincident | 2031 | POE10 | NA | 179.8962 | VIC West Melbourne (CitiPower) 66 kV |  |  | FALSE | #N/A | #N/A | #N/A | #N/A | #N/A | #N/A | #N/A | #N/A | #N/A | #N/A
TRUE | VIC | WMTS66C | West Melbourne (CitiPower) 66 kV | Citipower | Summer | Coincident | 2031 | POE50 | NA | 172.1404 | VIC West Melbourne (CitiPower) 66 kV |  |  | FALSE | #N/A | #N/A | #N/A | #N/A | #N/A | #N/A | #N/A | #N/A | #N/A | #N/A
TRUE | VIC | WMTS66C | West Melbourne (CitiPower) 66 kV | Citipower | Summer | Non-coincident | 2031 | POE10 | NA | 285.2049 | VIC West Melbourne (CitiPower) 66 kV |  |  | FALSE | #N/A | #N/A | #N/A | #N/A | #N/A | #N/A | #N/A | #N/A | #N/A | #N/A
TRUE | VIC | WMTS66C | West Melbourne (CitiPower) 66 kV | Citipower | Summer | Coincident | 2032 | POE10 | NA | 176.0632 | VIC West Melbourne (CitiPower) 66 kV |  |  | FALSE | #N/A | #N/A | #N/A | #N/A | #N/A | #N/A | #N/A | #N/A | #N/A | #N/A
TRUE | VIC | WMTS66C | West Melbourne (CitiPower) 66 kV | Citipower | Summer | Coincident | 2032 | POE50 | NA | 168.1308 | VIC West Melbourne (CitiPower) 66 kV |  |  | FALSE | #N/A | #N/A | #N/A | #N/A | #N/A | #N/A | #N/A | #N/A | #N/A | #N/A
TRUE | VIC | WMTS66C | West Melbourne (CitiPower) 66 kV | Citipower | Summer | Non-coincident | 2032 | POE10 | NA | 287.7272 | VIC West Melbourne (CitiPower) 66 kV |  |  | FALSE | #N/A | #N/A | #N/A | #N/A | #N/A | #N/A | #N/A | #N/A | #N/A | #N/A
TRUE | VIC | WMTS66C | West Melbourne (CitiPower) 66 kV | Citipower | Summer | Coincident | 2033 | POE10 | NA | 173.4995 | VIC West Melbourne (CitiPower) 66 kV |  |  | FALSE | #N/A | #N/A | #N/A | #N/A | #N/A | #N/A | #N/A | #N/A | #N/A | #N/A
TRUE | VIC | WMTS66C | West Melbourne (CitiPower) 66 kV | Citipower | Summer | Coincident | 2033 | POE50 | NA | 164.1346 | VIC West Melbourne (CitiPower) 66 kV |  |  | FALSE | #N/A | #N/A | #N/A | #N/A | #N/A | #N/A | #N/A | #N/A | #N/A | #N/A
TRUE | VIC | WMTS66C | West Melbourne (CitiPower) 66 kV | Citipower | Summer | Non-coincident | 2033 | POE10 | NA | 290.3567 | VIC West Melbourne (CitiPower) 66 kV |  |  | FALSE | #N/A | #N/A | #N/A | #N/A | #N/A | #N/A | #N/A | #N/A | #N/A | #N/A
TRUE | VIC | WMTS66C | West Melbourne (CitiPower) 66 kV | Citipower | Summer | Coincident | 2034 | POE10 | NA | 173.2388 | VIC West Melbourne (CitiPower) 66 kV |  |  | FALSE | #N/A | #N/A | #N/A | #N/A | #N/A | #N/A | #N/A | #N/A | #N/A | #N/A
TRUE | VIC | WMTS66C | West Melbourne (CitiPower) 66 kV | Citipower | Summer | Coincident | 2034 | POE50 | NA | 164.0498 | VIC West Melbourne (CitiPower) 66 kV |  |  | FALSE | #N/A | #N/A | #N/A | #N/A | #N/A | #N/A | #N/A | #N/A | #N/A | #N/A
TRUE | VIC | WMTS66C | West Melbourne (CitiPower) 66 kV | Citipower | Summer | Non-coincident | 2034 | POE10 | NA | 292.9732 | VIC West Melbourne (CitiPower) 66 kV |  |  | FALSE | #N/A | #N/A | #N/A | #N/A | #N/A | #N/A | #N/A | #N/A | #N/A | #N/A
TRUE | VIC | WMTS66C | West Melbourne (CitiPower) 66 kV | Citipower | Summer | Coincident | 2035 | POE10 | NA | 173.6973 | VIC West Melbourne (CitiPower) 66 kV |  |  | FALSE | #N/A | #N/A | #N/A | #N/A | #N/A | #N/A | #N/A | #N/A | #N/A | #N/A
TRUE | VIC | WMTS66C | West Melbourne (CitiPower) 66 kV | Citipower | Summer | Coincident | 2035 | POE50 | NA | 164.5011 | VIC West Melbourne (CitiPower) 66 kV |  |  | FALSE | #N/A | #N/A | #N/A | #N/A | #N/A | #N/A | #N/A | #N/A | #N/A | #N/A
TRUE | VIC | WMTS66C | West Melbourne (CitiPower) 66 kV | Citipower | Summer | Non-coincident | 2035 | POE10 | NA | 295.5679 | VIC West Melbourne (CitiPower) 66 kV |  |  | FALSE | #N/A | #N/A | #N/A | #N/A | #N/A | #N/A | #N/A | #N/A | #N/A | #N/A
TRUE | VIC | WMTS66C | West Melbourne (CitiPower) 66 kV | Citipower | Winter | Coincident | 2018 | ACTUAL_OPG | NA | 155.8629 | VIC West Melbourne (CitiPower) 66 kV |  |  | FALSE | #N/A | #N/A | #N/A | #N/A | #N/A | #N/A | #N/A | #N/A | #N/A | #N/A
TRUE | VIC | WMTS66C | West Melbourne (CitiPower) 66 kV | Citipower | Winter | Coincident | 2018 | ACTUAL_RAW | NA | 155.8629 | VIC West Melbourne (CitiPower) 66 kV |  |  | FALSE | #N/A | #N/A | #N/A | #N/A | #N/A | #N/A | #N/A | #N/A | #N/A | #N/A
TRUE | VIC | WMTS66C | West Melbourne (CitiPower) 66 kV | Citipower | Winter | Non-coincident | 2018 | ACTUAL_RAW | NA | 163.2151 | VIC West Melbourne (CitiPower) 66 kV |  |  | FALSE | #N/A | #N/A | #N/A | #N/A | #N/A | #N/A | #N/A | #N/A | #N/A | #N/A
TRUE | VIC | WMTS66C | West Melbourne (CitiPower) 66 kV | Citipower | Winter | Non-coincident | 2018 | ACTUAL_OPG | NA | 163.2151 | VIC West Melbourne (CitiPower) 66 kV |  |  | FALSE | #N/A | #N/A | #N/A | #N/A | #N/A | #N/A | #N/A | #N/A | #N/A | #N/A
TRUE | VIC | WMTS66C | West Melbourne (CitiPower) 66 kV | Citipower | Winter | Non-coincident | 2018 | ACTUAL_ADJUSTEDOPG | NA | 163.2151 | VIC West Melbourne (CitiPower) 66 kV |  |  | FALSE | #N/A | #N/A | #N/A | #N/A | #N/A | #N/A | #N/A | #N/A | #N/A | #N/A
TRUE | VIC | WMTS66C | West Melbourne (CitiPower) 66 kV | Citipower | Winter | Coincident | 2019 | ACTUAL_OPG | NA | 142.0543 | VIC West Melbourne (CitiPower) 66 kV |  |  | FALSE | #N/A | #N/A | #N/A | #N/A | #N/A | #N/A | #N/A | #N/A | #N/A | #N/A
TRUE | VIC | WMTS66C | West Melbourne (CitiPower) 66 kV | Citipower | Winter | Coincident | 2019 | ACTUAL_RAW | NA | 142.0543 | VIC West Melbourne (CitiPower) 66 kV |  |  | FALSE | #N/A | #N/A | #N/A | #N/A | #N/A | #N/A | #N/A | #N/A | #N/A | #N/A
TRUE | VIC | WMTS66C | West Melbourne (CitiPower) 66 kV | Citipower | Winter | Non-coincident | 2019 | ACTUAL_RAW | NA | 164.0621 | VIC West Melbourne (CitiPower) 66 kV |  |  | FALSE | #N/A | #N/A | #N/A | #N/A | #N/A | #N/A | #N/A | #N/A | #N/A | #N/A
TRUE | VIC | WMTS66C | West Melbourne (CitiPower) 66 kV | Citipower | Winter | Non-coincident | 2019 | ACTUAL_OPG | NA | 164.0621 | VIC West Melbourne (CitiPower) 66 kV |  |  | FALSE | #N/A | #N/A | #N/A | #N/A | #N/A | #N/A | #N/A | #N/A | #N/A | #N/A
TRUE | VIC | WMTS66C | West Melbourne (CitiPower) 66 kV | Citipower | Winter | Non-coincident | 2019 | ACTUAL_ADJUSTEDOPG | NA | 164.0621 | VIC West Melbourne (CitiPower) 66 kV |  |  | FALSE | #N/A | #N/A | #N/A | #N/A | #N/A | #N/A | #N/A | #N/A | #N/A | #N/A
TRUE | VIC | WMTS66C | West Melbourne (CitiPower) 66 kV | Citipower | Winter | Coincident | 2020 | ACTUAL_OPG | NA | 124.1997 | VIC West Melbourne (CitiPower) 66 kV |  |  | FALSE | #N/A | #N/A | #N/A | #N/A | #N/A | #N/A | #N/A | #N/A | #N/A | #N/A
TRUE | VIC | WMTS66C | West Melbourne (CitiPower) 66 kV | Citipower | Winter | Coincident | 2020 | ACTUAL_RAW | NA | 124.1997 | VIC West Melbourne (CitiPower) 66 kV |  |  | FALSE | #N/A | #N/A | #N/A | #N/A | #N/A | #N/A | #N/A | #N/A | #N/A | #N/A
TRUE | VIC | WMTS66C | West Melbourne (CitiPower) 66 kV | Citipower | Winter | Non-coincident | 2020 | ACTUAL_RAW | NA | 143.5567 | VIC West Melbourne (CitiPower) 66 kV |  |  | FALSE | #N/A | #N/A | #N/A | #N/A | #N/A | #N/A | #N/A | #N/A | #N/A | #N/A
TRUE | VIC | WMTS66C | West Melbourne (CitiPower) 66 kV | Citipower | Winter | Non-coincident | 2020 | ACTUAL_OPG | NA | 143.5567 | VIC West Melbourne (CitiPower) 66 kV |  |  | FALSE | #N/A | #N/A | #N/A | #N/A | #N/A | #N/A | #N/A | #N/A | #N/A | #N/A
TRUE | VIC | WMTS66C | West Melbourne (CitiPower) 66 kV | Citipower | Winter | Non-coincident | 2020 | ACTUAL_ADJUSTEDOPG | NA | 143.5567 | VIC West Melbourne (CitiPower) 66 kV |  |  | FALSE | #N/A | #N/A | #N/A | #N/A | #N/A | #N/A | #N/A | #N/A | #N/A | #N/A
TRUE | VIC | WMTS66C | West Melbourne (CitiPower) 66 kV | Citipower | Winter | Coincident | 2021 | ACTUAL_OPG | NA | 138.1875 | VIC West Melbourne (CitiPower) 66 kV |  |  | FALSE | #N/A | #N/A | #N/A | #N/A | #N/A | #N/A | #N/A | #N/A | #N/A | #N/A
TRUE | VIC | WMTS66C | West Melbourne (CitiPower) 66 kV | Citipower | Winter | Coincident | 2021 | ACTUAL_RAW | NA | 138.1875 | VIC West Melbourne (CitiPower) 66 kV |  |  | FALSE | #N/A | #N/A | #N/A | #N/A | #N/A | #N/A | #N/A | #N/A | #N/A | #N/A
TRUE | VIC | WMTS66C | West Melbourne (CitiPower) 66 kV | Citipower | Winter | Non-coincident | 2021 | ACTUAL_RAW | NA | 150.6471 | VIC West Melbourne (CitiPower) 66 kV |  |  | FALSE | #N/A | #N/A | #N/A | #N/A | #N/A | #N/A | #N/A | #N/A | #N/A | #N/A
TRUE | VIC | WMTS66C | West Melbourne (CitiPower) 66 kV | Citipower | Winter | Non-coincident | 2021 | ACTUAL_OPG | NA | 150.6471 | VIC West Melbourne (CitiPower) 66 kV |  |  | FALSE | #N/A | #N/A | #N/A | #N/A | #N/A | #N/A | #N/A | #N/A | #N/A | #N/A
TRUE | VIC | WMTS66C | West Melbourne (CitiPower) 66 kV | Citipower | Winter | Non-coincident | 2021 | ACTUAL_ADJUSTEDOPG | NA | 150.6471 | VIC West Melbourne (CitiPower) 66 kV |  |  | FALSE | #N/A | #N/A | #N/A | #N/A | #N/A | #N/A | #N/A | #N/A | #N/A | #N/A
TRUE | VIC | WMTS66C | West Melbourne (CitiPower) 66 kV | Citipower | Winter | Coincident | 2022 | ACTUAL_OPG | NA | 145.8801 | VIC West Melbourne (CitiPower) 66 kV |  |  | FALSE | #N/A | #N/A | #N/A | #N/A | #N/A | #N/A | #N/A | #N/A | #N/A | #N/A
TRUE | VIC | WMTS66C | West Melbourne (CitiPower) 66 kV | Citipower | Winter | Coincident | 2022 | ACTUAL_RAW | NA | 145.8801 | VIC West Melbourne (CitiPower) 66 kV |  |  | FALSE | #N/A | #N/A | #N/A | #N/A | #N/A | #N/A | #N/A | #N/A | #N/A | #N/A
TRUE | VIC | WMTS66C | West Melbourne (CitiPower) 66 kV | Citipower | Winter | Non-coincident | 2022 | ACTUAL_RAW | NA | 176.1414 | VIC West Melbourne (CitiPower) 66 kV |  |  | FALSE | #N/A | #N/A | #N/A | #N/A | #N/A | #N/A | #N/A | #N/A | #N/A | #N/A
TRUE | VIC | WMTS66C | West Melbourne (CitiPower) 66 kV | Citipower | Winter | Non-coincident | 2022 | ACTUAL_OPG | NA | 176.1414 | VIC West Melbourne (CitiPower) 66 kV |  |  | FALSE | #N/A | #N/A | #N/A | #N/A | #N/A | #N/A | #N/A | #N/A | #N/A | #N/A
TRUE | VIC | WMTS66C | West Melbourne (CitiPower) 66 kV | Citipower | Winter | Non-coincident | 2022 | ACTUAL_ADJUSTEDOPG | NA | 176.1414 | VIC West Melbourne (CitiPower) 66 kV |  |  | FALSE | #N/A | #N/A | #N/A | #N/A | #N/A | #N/A | #N/A | #N/A | #N/A | #N/A
TRUE | VIC | WMTS66C | West Melbourne (CitiPower) 66 kV | Citipower | Winter | Coincident | 2023 | ACTUAL_OPG | NA | 153.2176 | VIC West Melbourne (CitiPower) 66 kV |  |  | FALSE | #N/A | #N/A | #N/A | #N/A | #N/A | #N/A | #N/A | #N/A | #N/A | #N/A
TRUE | VIC | WMTS66C | West Melbourne (CitiPower) 66 kV | Citipower | Winter | Coincident | 2023 | ACTUAL_RAW | NA | 153.2176 | VIC West Melbourne (CitiPower) 66 kV |  |  | FALSE | #N/A | #N/A | #N/A | #N/A | #N/A | #N/A | #N/A | #N/A | #N/A | #N/A
TRUE | VIC | WMTS66C | West Melbourne (CitiPower) 66 kV | Citipower | Winter | Non-coincident | 2023 | ACTUAL_RAW | NA | 159.0245 | VIC West Melbourne (CitiPower) 66 kV |  |  | FALSE | #N/A | #N/A | #N/A | #N/A | #N/A | #N/A | #N/A | #N/A | #N/A | #N/A
TRUE | VIC | WMTS66C | West Melbourne (CitiPower) 66 kV | Citipower | Winter | Non-coincident | 2023 | ACTUAL_OPG | NA | 159.0245 | VIC West Melbourne (CitiPower) 66 kV |  |  | FALSE | #N/A | #N/A | #N/A | #N/A | #N/A | #N/A | #N/A | #N/A | #N/A | #N/A
TRUE | VIC | WMTS66C | West Melbourne (CitiPower) 66 kV | Citipower | Winter | Non-coincident | 2023 | ACTUAL_ADJUSTEDOPG | NA | 159.0245 | VIC West Melbourne (CitiPower) 66 kV |  |  | FALSE | #N/A | #N/A | #N/A | #N/A | #N/A | #N/A | #N/A | #N/A | #N/A | #N/A
TRUE | VIC | WMTS66C | West Melbourne (CitiPower) 66 kV | Citipower | Winter | Coincident | 2024 | ACTUAL_OPG | NA | 105.9814 | VIC West Melbourne (CitiPower) 66 kV |  |  | FALSE | #N/A | #N/A | #N/A | #N/A | #N/A | #N/A | #N/A | #N/A | #N/A | #N/A
TRUE | VIC | WMTS66C | West Melbourne (CitiPower) 66 kV | Citipower | Winter | Coincident | 2024 | ACTUAL_RAW | NA | 105.9814 | VIC West Melbourne (CitiPower) 66 kV |  |  | FALSE | #N/A | #N/A | #N/A | #N/A | #N/A | #N/A | #N/A | #N/A | #N/A | #N/A
TRUE | VIC | WMTS66C | West Melbourne (CitiPower) 66 kV | Citipower | Winter | Non-coincident | 2024 | ACTUAL_RAW | NA | 143.3299 | VIC West Melbourne (CitiPower) 66 kV |  |  | FALSE | #N/A | #N/A | #N/A | #N/A | #N/A | #N/A | #N/A | #N/A | #N/A | #N/A
TRUE | VIC | WMTS66C | West Melbourne (CitiPower) 66 kV | Citipower | Winter | Non-coincident | 2024 | ACTUAL_OPG | NA | 143.3299 | VIC West Melbourne (CitiPower) 66 kV |  |  | FALSE | #N/A | #N/A | #N/A | #N/A | #N/A | #N/A | #N/A | #N/A | #N/A | #N/A
TRUE | VIC | WMTS66C | West Melbourne (CitiPower) 66 kV | Citipower | Winter | Non-coincident | 2024 | ACTUAL_ADJUSTEDOPG | NA | 143.3299 | VIC West Melbourne (CitiPower) 66 kV |  |  | FALSE | #N/A | #N/A | #N/A | #N/A | #N/A | #N/A | #N/A | #N/A | #N/A | #N/A
TRUE | VIC | WMTS66C | West Melbourne (CitiPower) 66 kV | Citipower | Winter | Coincident | 2025 | POE10 | NA | 152.2342 | VIC West Melbourne (CitiPower) 66 kV |  |  | FALSE | #N/A | #N/A | #N/A | #N/A | #N/A | #N/A | #N/A | #N/A | #N/A | #N/A
TRUE | VIC | WMTS66C | West Melbourne (CitiPower) 66 kV | Citipower | Winter | Coincident | 2025 | POE50 | NA | 151.2969 | VIC West Melbourne (CitiPower) 66 kV |  |  | FALSE | #N/A | #N/A | #N/A | #N/A | #N/A | #N/A | #N/A | #N/A | #N/A | #N/A
TRUE | VIC | WMTS66C | West Melbourne (CitiPower) 66 kV | Citipower | Winter | Non-coincident | 2025 | ACTUAL_RAW | NA | 138.1383 | VIC West Melbourne (CitiPower) 66 kV |  |  | FALSE | #N/A | #N/A | #N/A | #N/A | #N/A | #N/A | #N/A | #N/A | #N/A | #N/A
TRUE | VIC | WMTS66C | West Melbourne (CitiPower) 66 kV | Citipower | Winter | Non-coincident | 2025 | ACTUAL_ADJUSTEDOPG | NA | 138.1383 | VIC West Melbourne (CitiPower) 66 kV |  |  | FALSE | #N/A | #N/A | #N/A | #N/A | #N/A | #N/A | #N/A | #N/A | #N/A | #N/A
TRUE | VIC | WMTS66C | West Melbourne (CitiPower) 66 kV | Citipower | Winter | Non-coincident | 2025 | BASEYEARPOE50 | NA | 167.4182 | VIC West Melbourne (CitiPower) 66 kV |  |  | FALSE | #N/A | #N/A | #N/A | #N/A | #N/A | #N/A | #N/A | #N/A | #N/A | #N/A
TRUE | VIC | WMTS66C | West Melbourne (CitiPower) 66 kV | Citipower | Winter | Non-coincident | 2025 | BASEYEARPOE10 | NA | 177.618 | VIC West Melbourne (CitiPower) 66 kV |  |  | FALSE | #N/A | #N/A | #N/A | #N/A | #N/A | #N/A | #N/A | #N/A | #N/A | #N/A
TRUE | VIC | WMTS66C | West Melbourne (CitiPower) 66 kV | Citipower | Winter | Non-coincident | 2025 | POE10 | NA | 187.8786 | VIC West Melbourne (CitiPower) 66 kV |  |  | FALSE | #N/A | #N/A | #N/A | #N/A | #N/A | #N/A | #N/A | #N/A | #N/A | #N/A
TRUE | VIC | WMTS66C | West Melbourne (CitiPower) 66 kV | Citipower | Winter | Non-coincident | 2025 | POE50 | NA | 177.214 | VIC West Melbourne (CitiPower) 66 kV |  |  | FALSE | #N/A | #N/A | #N/A | #N/A | #N/A | #N/A | #N/A | #N/A | #N/A | #N/A
TRUE | VIC | WMTS66C | West Melbourne (CitiPower) 66 kV | Citipower | Winter | Coincident | 2026 | POE10 | NA | 152.9336 | VIC West Melbourne (CitiPower) 66 kV |  |  | FALSE | #N/A | #N/A | #N/A | #N/A | #N/A | #N/A | #N/A | #N/A | #N/A | #N/A
TRUE | VIC | WMTS66C | West Melbourne (CitiPower) 66 kV | Citipower | Winter | Coincident | 2026 | POE50 | NA | 151.7706 | VIC West Melbourne (CitiPower) 66 kV |  |  | FALSE | #N/A | #N/A | #N/A | #N/A | #N/A | #N/A | #N/A | #N/A | #N/A | #N/A
TRUE | VIC | WMTS66C | West Melbourne (CitiPower) 66 kV | Citipower | Winter | Non-coincident | 2026 | POE10 | NA | 195.6522 | VIC West Melbourne (CitiPower) 66 kV |  |  | FALSE | #N/A | #N/A | #N/A | #N/A | #N/A | #N/A | #N/A | #N/A | #N/A | #N/A
TRUE | VIC | WMTS66C | West Melbourne (CitiPower) 66 kV | Citipower | Winter | Non-coincident | 2026 | POE50 | NA | 184.8428 | VIC West Melbourne (CitiPower) 66 kV |  |  | FALSE | #N/A | #N/A | #N/A | #N/A | #N/A | #N/A | #N/A | #N/A | #N/A | #N/A
TRUE | VIC | WMTS66C | West Melbourne (CitiPower) 66 kV | Citipower | Winter | Coincident | 2027 | POE10 | NA | 152.1712 | VIC West Melbourne (CitiPower) 66 kV |  |  | FALSE | #N/A | #N/A | #N/A | #N/A | #N/A | #N/A | #N/A | #N/A | #N/A | #N/A
TRUE | VIC | WMTS66C | West Melbourne (CitiPower) 66 kV | Citipower | Winter | Coincident | 2027 | POE50 | NA | 150.6782 | VIC West Melbourne (CitiPower) 66 kV |  |  | FALSE | #N/A | #N/A | #N/A | #N/A | #N/A | #N/A | #N/A | #N/A | #N/A | #N/A
TRUE | VIC | WMTS66C | West Melbourne (CitiPower) 66 kV | Citipower | Winter | Non-coincident | 2027 | POE10 | NA | 201.8852 | VIC West Melbourne (CitiPower) 66 kV |  |  | FALSE | #N/A | #N/A | #N/A | #N/A | #N/A | #N/A | #N/A | #N/A | #N/A | #N/A
TRUE | VIC | WMTS66C | West Melbourne (CitiPower) 66 kV | Citipower | Winter | Non-coincident | 2027 | POE50 | NA | 190.9805 | VIC West Melbourne (CitiPower) 66 kV |  |  | FALSE | #N/A | #N/A | #N/A | #N/A | #N/A | #N/A | #N/A | #N/A | #N/A | #N/A
TRUE | VIC | WMTS66C | West Melbourne (CitiPower) 66 kV | Citipower | Winter | Coincident | 2028 | POE10 | NA | 150.5424 | VIC West Melbourne (CitiPower) 66 kV |  |  | FALSE | #N/A | #N/A | #N/A | #N/A | #N/A | #N/A | #N/A | #N/A | #N/A | #N/A
TRUE | VIC | WMTS66C | West Melbourne (CitiPower) 66 kV | Citipower | Winter | Coincident | 2028 | POE50 | NA | 149.1835 | VIC West Melbourne (CitiPower) 66 kV |  |  | FALSE | #N/A | #N/A | #N/A | #N/A | #N/A | #N/A | #N/A | #N/A | #N/A | #N/A
TRUE | VIC | WMTS66C | West Melbourne (CitiPower) 66 kV | Citipower | Winter | Non-coincident | 2028 | POE10 | NA | 203.7883 | VIC West Melbourne (CitiPower) 66 kV |  |  | FALSE | #N/A | #N/A | #N/A | #N/A | #N/A | #N/A | #N/A | #N/A | #N/A | #N/A
TRUE | VIC | WMTS66C | West Melbourne (CitiPower) 66 kV | Citipower | Winter | Non-coincident | 2028 | POE50 | NA | 192.7882 | VIC West Melbourne (CitiPower) 66 kV |  |  | FALSE | #N/A | #N/A | #N/A | #N/A | #N/A | #N/A | #N/A | #N/A | #N/A | #N/A
TRUE | VIC | WMTS66C | West Melbourne (CitiPower) 66 kV | Citipower | Winter | Coincident | 2029 | POE10 | NA | 150.0218 | VIC West Melbourne (CitiPower) 66 kV |  |  | FALSE | #N/A | #N/A | #N/A | #N/A | #N/A | #N/A | #N/A | #N/A | #N/A | #N/A
TRUE | VIC | WMTS66C | West Melbourne (CitiPower) 66 kV | Citipower | Winter | Coincident | 2029 | POE50 | NA | 148.719 | VIC West Melbourne (CitiPower) 66 kV |  |  | FALSE | #N/A | #N/A | #N/A | #N/A | #N/A | #N/A | #N/A | #N/A | #N/A | #N/A
TRUE | VIC | WMTS66C | West Melbourne (CitiPower) 66 kV | Citipower | Winter | Non-coincident | 2029 | POE10 | NA | 205.7037 | VIC West Melbourne (CitiPower) 66 kV |  |  | FALSE | #N/A | #N/A | #N/A | #N/A | #N/A | #N/A | #N/A | #N/A | #N/A | #N/A
TRUE | VIC | WMTS66C | West Melbourne (CitiPower) 66 kV | Citipower | Winter | Non-coincident | 2029 | POE50 | NA | 194.6083 | VIC West Melbourne (CitiPower) 66 kV |  |  | FALSE | #N/A | #N/A | #N/A | #N/A | #N/A | #N/A | #N/A | #N/A | #N/A | #N/A
TRUE | VIC | WMTS66C | West Melbourne (CitiPower) 66 kV | Citipower | Winter | Coincident | 2030 | POE10 | NA | 149.2638 | VIC West Melbourne (CitiPower) 66 kV |  |  | FALSE | #N/A | #N/A | #N/A | #N/A | #N/A | #N/A | #N/A | #N/A | #N/A | #N/A
TRUE | VIC | WMTS66C | West Melbourne (CitiPower) 66 kV | Citipower | Winter | Coincident | 2030 | POE50 | NA | 147.9356 | VIC West Melbourne (CitiPower) 66 kV |  |  | FALSE | #N/A | #N/A | #N/A | #N/A | #N/A | #N/A | #N/A | #N/A | #N/A | #N/A
TRUE | VIC | WMTS66C | West Melbourne (CitiPower) 66 kV | Citipower | Winter | Non-coincident | 2030 | POE10 | NA | 207.7143 | VIC West Melbourne (CitiPower) 66 kV |  |  | FALSE | #N/A | #N/A | #N/A | #N/A | #N/A | #N/A | #N/A | #N/A | #N/A | #N/A
TRUE | VIC | WMTS66C | West Melbourne (CitiPower) 66 kV | Citipower | Winter | Non-coincident | 2030 | POE50 | NA | 196.5236 | VIC West Melbourne (CitiPower) 66 kV |  |  | FALSE | #N/A | #N/A | #N/A | #N/A | #N/A | #N/A | #N/A | #N/A | #N/A | #N/A
TRUE | VIC | WMTS66C | West Melbourne (CitiPower) 66 kV | Citipower | Winter | Coincident | 2031 | POE10 | NA | 148.7428 | VIC West Melbourne (CitiPower) 66 kV |  |  | FALSE | #N/A | #N/A | #N/A | #N/A | #N/A | #N/A | #N/A | #N/A | #N/A | #N/A
TRUE | VIC | WMTS66C | West Melbourne (CitiPower) 66 kV | Citipower | Winter | Coincident | 2031 | POE50 | NA | 147.425 | VIC West Melbourne (CitiPower) 66 kV |  |  | FALSE | #N/A | #N/A | #N/A | #N/A | #N/A | #N/A | #N/A | #N/A | #N/A | #N/A
TRUE | VIC | WMTS66C | West Melbourne (CitiPower) 66 kV | Citipower | Winter | Non-coincident | 2031 | POE10 | NA | 209.7389 | VIC West Melbourne (CitiPower) 66 kV |  |  | FALSE | #N/A | #N/A | #N/A | #N/A | #N/A | #N/A | #N/A | #N/A | #N/A | #N/A
TRUE | VIC | WMTS66C | West Melbourne (CitiPower) 66 kV | Citipower | Winter | Non-coincident | 2031 | POE50 | NA | 198.4523 | VIC West Melbourne (CitiPower) 66 kV |  |  | FALSE | #N/A | #N/A | #N/A | #N/A | #N/A | #N/A | #N/A | #N/A | #N/A | #N/A
TRUE | VIC | WMTS66C | West Melbourne (CitiPower) 66 kV | Citipower | Winter | Coincident | 2032 | POE10 | NA | 147.0464 | VIC West Melbourne (CitiPower) 66 kV |  |  | FALSE | #N/A | #N/A | #N/A | #N/A | #N/A | #N/A | #N/A | #N/A | #N/A | #N/A
TRUE | VIC | WMTS66C | West Melbourne (CitiPower) 66 kV | Citipower | Winter | Coincident | 2032 | POE50 | NA | 145.4683 | VIC West Melbourne (CitiPower) 66 kV |  |  | FALSE | #N/A | #N/A | #N/A | #N/A | #N/A | #N/A | #N/A | #N/A | #N/A | #N/A
TRUE | VIC | WMTS66C | West Melbourne (CitiPower) 66 kV | Citipower | Winter | Non-coincident | 2032 | POE10 | NA | 211.8599 | VIC West Melbourne (CitiPower) 66 kV |  |  | FALSE | #N/A | #N/A | #N/A | #N/A | #N/A | #N/A | #N/A | #N/A | #N/A | #N/A
TRUE | VIC | WMTS66C | West Melbourne (CitiPower) 66 kV | Citipower | Winter | Non-coincident | 2032 | POE50 | NA | 200.4722 | VIC West Melbourne (CitiPower) 66 kV |  |  | FALSE | #N/A | #N/A | #N/A | #N/A | #N/A | #N/A | #N/A | #N/A | #N/A | #N/A
TRUE | VIC | WMTS66C | West Melbourne (CitiPower) 66 kV | Citipower | Winter | Coincident | 2033 | POE10 | NA | 144.7002 | VIC West Melbourne (CitiPower) 66 kV |  |  | FALSE | #N/A | #N/A | #N/A | #N/A | #N/A | #N/A | #N/A | #N/A | #N/A | #N/A
TRUE | VIC | WMTS66C | West Melbourne (CitiPower) 66 kV | Citipower | Winter | Coincident | 2033 | POE50 | NA | 143.1643 | VIC West Melbourne (CitiPower) 66 kV |  |  | FALSE | #N/A | #N/A | #N/A | #N/A | #N/A | #N/A | #N/A | #N/A | #N/A | #N/A
TRUE | VIC | WMTS66C | West Melbourne (CitiPower) 66 kV | Citipower | Winter | Non-coincident | 2033 | POE10 | NA | 213.9698 | VIC West Melbourne (CitiPower) 66 kV |  |  | FALSE | #N/A | #N/A | #N/A | #N/A | #N/A | #N/A | #N/A | #N/A | #N/A | #N/A
TRUE | VIC | WMTS66C | West Melbourne (CitiPower) 66 kV | Citipower | Winter | Non-coincident | 2033 | POE50 | NA | 202.4811 | VIC West Melbourne (CitiPower) 66 kV |  |  | FALSE | #N/A | #N/A | #N/A | #N/A | #N/A | #N/A | #N/A | #N/A | #N/A | #N/A
TRUE | VIC | WMTS66C | West Melbourne (CitiPower) 66 kV | Citipower | Winter | Coincident | 2034 | POE10 | NA | 144.9269 | VIC West Melbourne (CitiPower) 66 kV |  |  | FALSE | #N/A | #N/A | #N/A | #N/A | #N/A | #N/A | #N/A | #N/A | #N/A | #N/A
TRUE | VIC | WMTS66C | West Melbourne (CitiPower) 66 kV | Citipower | Winter | Coincident | 2034 | POE50 | NA | 143.4663 | VIC West Melbourne (CitiPower) 66 kV |  |  | FALSE | #N/A | #N/A | #N/A | #N/A | #N/A | #N/A | #N/A | #N/A | #N/A | #N/A
TRUE | VIC | WMTS66C | West Melbourne (CitiPower) 66 kV | Citipower | Winter | Non-coincident | 2034 | POE10 | NA | 216.063 | VIC West Melbourne (CitiPower) 66 kV |  |  | FALSE | #N/A | #N/A | #N/A | #N/A | #N/A | #N/A | #N/A | #N/A | #N/A | #N/A
TRUE | VIC | WMTS66C | West Melbourne (CitiPower) 66 kV | Citipower | Winter | Non-coincident | 2034 | POE50 | NA | 204.4733 | VIC West Melbourne (CitiPower) 66 kV |  |  | FALSE | #N/A | #N/A | #N/A | #N/A | #N/A | #N/A | #N/A | #N/A | #N/A | #N/A
TRUE | VIC | WMTS66J | West Melbourne (Jemena) 66 kV | Jemena | Shoulder | Coincident | 2019 | ACTUAL_OPG | 18.0314 | NA | VIC West Melbourne (Jemena) 66 kV |  |  | FALSE | #N/A | #N/A | #N/A | #N/A | #N/A | #N/A | #N/A | #N/A | #N/A | #N/A
TRUE | VIC | WMTS66J | West Melbourne (Jemena) 66 kV | Jemena | Shoulder | Coincident | 2019 | ACTUAL_RAW | 18.0314 | NA | VIC West Melbourne (Jemena) 66 kV |  |  | FALSE | #N/A | #N/A | #N/A | #N/A | #N/A | #N/A | #N/A | #N/A | #N/A | #N/A
TRUE | VIC | WMTS66J | West Melbourne (Jemena) 66 kV | Jemena | Shoulder | Non-coincident | 2019 | ACTUAL_RAW | 16.4753 | NA | VIC West Melbourne (Jemena) 66 kV |  |  | FALSE | #N/A | #N/A | #N/A | #N/A | #N/A | #N/A | #N/A | #N/A | #N/A | #N/A
TRUE | VIC | WMTS66J | West Melbourne (Jemena) 66 kV | Jemena | Shoulder | Non-coincident | 2019 | ACTUAL_OPG | 16.4753 | NA | VIC West Melbourne (Jemena) 66 kV |  |  | FALSE | #N/A | #N/A | #N/A | #N/A | #N/A | #N/A | #N/A | #N/A | #N/A | #N/A
TRUE | VIC | WMTS66J | West Melbourne (Jemena) 66 kV | Jemena | Shoulder | Non-coincident | 2019 | ACTUAL_ADJUSTEDOPG | 16.4753 | NA | VIC West Melbourne (Jemena) 66 kV |  |  | FALSE | #N/A | #N/A | #N/A | #N/A | #N/A | #N/A | #N/A | #N/A | #N/A | #N/A
TRUE | VIC | WMTS66J | West Melbourne (Jemena) 66 kV | Jemena | Shoulder | Coincident | 2020 | ACTUAL_OPG | 23.3399 | NA | VIC West Melbourne (Jemena) 66 kV |  |  | FALSE | #N/A | #N/A | #N/A | #N/A | #N/A | #N/A | #N/A | #N/A | #N/A | #N/A
TRUE | VIC | WMTS66J | West Melbourne (Jemena) 66 kV | Jemena | Shoulder | Coincident | 2020 | ACTUAL_RAW | 23.3399 | NA | VIC West Melbourne (Jemena) 66 kV |  |  | FALSE | #N/A | #N/A | #N/A | #N/A | #N/A | #N/A | #N/A | #N/A | #N/A | #N/A
TRUE | VIC | WMTS66J | West Melbourne (Jemena) 66 kV | Jemena | Shoulder | Non-coincident | 2020 | ACTUAL_RAW | 17.7841 | NA | VIC West Melbourne (Jemena) 66 kV |  |  | FALSE | #N/A | #N/A | #N/A | #N/A | #N/A | #N/A | #N/A | #N/A | #N/A | #N/A
TRUE | VIC | WMTS66J | West Melbourne (Jemena) 66 kV | Jemena | Shoulder | Non-coincident | 2020 | ACTUAL_OPG | 17.7841 | NA | VIC West Melbourne (Jemena) 66 kV |  |  | FALSE | #N/A | #N/A | #N/A | #N/A | #N/A | #N/A | #N/A | #N/A | #N/A | #N/A
TRUE | VIC | WMTS66J | West Melbourne (Jemena) 66 kV | Jemena | Shoulder | Non-coincident | 2020 | ACTUAL_ADJUSTEDOPG | 17.7841 | NA | VIC West Melbourne (Jemena) 66 kV |  |  | FALSE | #N/A | #N/A | #N/A | #N/A | #N/A | #N/A | #N/A | #N/A | #N/A | #N/A
TRUE | VIC | WMTS66J | West Melbourne (Jemena) 66 kV | Jemena | Shoulder | Coincident | 2021 | ACTUAL_OPG | 20.5435 | NA | VIC West Melbourne (Jemena) 66 kV |  |  | FALSE | #N/A | #N/A | #N/A | #N/A | #N/A | #N/A | #N/A | #N/A | #N/A | #N/A
TRUE | VIC | WMTS66J | West Melbourne (Jemena) 66 kV | Jemena | Shoulder | Coincident | 2021 | ACTUAL_RAW | 20.5435 | NA | VIC West Melbourne (Jemena) 66 kV |  |  | FALSE | #N/A | #N/A | #N/A | #N/A | #N/A | #N/A | #N/A | #N/A | #N/A | #N/A
TRUE | VIC | WMTS66J | West Melbourne (Jemena) 66 kV | Jemena | Shoulder | Non-coincident | 2021 | ACTUAL_RAW | 14.773 | NA | VIC West Melbourne (Jemena) 66 kV |  |  | FALSE | #N/A | #N/A | #N/A | #N/A | #N/A | #N/A | #N/A | #N/A | #N/A | #N/A
TRUE | VIC | WMTS66J | West Melbourne (Jemena) 66 kV | Jemena | Shoulder | Non-coincident | 2021 | ACTUAL_OPG | 14.773 | NA | VIC West Melbourne (Jemena) 66 kV |  |  | FALSE | #N/A | #N/A | #N/A | #N/A | #N/A | #N/A | #N/A | #N/A | #N/A | #N/A
TRUE | VIC | WMTS66J | West Melbourne (Jemena) 66 kV | Jemena | Shoulder | Non-coincident | 2021 | ACTUAL_ADJUSTEDOPG | 14.773 | NA | VIC West Melbourne (Jemena) 66 kV |  |  | FALSE | #N/A | #N/A | #N/A | #N/A | #N/A | #N/A | #N/A | #N/A | #N/A | #N/A
TRUE | VIC | WMTS66J | West Melbourne (Jemena) 66 kV | Jemena | Shoulder | Coincident | 2022 | ACTUAL_OPG | 16.4333 | NA | VIC West Melbourne (Jemena) 66 kV |  |  | FALSE | #N/A | #N/A | #N/A | #N/A | #N/A | #N/A | #N/A | #N/A | #N/A | #N/A
TRUE | VIC | WMTS66J | West Melbourne (Jemena) 66 kV | Jemena | Shoulder | Coincident | 2022 | ACTUAL_RAW | 16.4333 | NA | VIC West Melbourne (Jemena) 66 kV |  |  | FALSE | #N/A | #N/A | #N/A | #N/A | #N/A | #N/A | #N/A | #N/A | #N/A | #N/A
TRUE | VIC | WMTS66J | West Melbourne (Jemena) 66 kV | Jemena | Shoulder | Non-coincident | 2022 | ACTUAL_RAW | 13.452 | NA | VIC West Melbourne (Jemena) 66 kV |  |  | FALSE | #N/A | #N/A | #N/A | #N/A | #N/A | #N/A | #N/A | #N/A | #N/A | #N/A
TRUE | VIC | WMTS66J | West Melbourne (Jemena) 66 kV | Jemena | Shoulder | Non-coincident | 2022 | ACTUAL_OPG | 13.452 | NA | VIC West Melbourne (Jemena) 66 kV |  |  | FALSE | #N/A | #N/A | #N/A | #N/A | #N/A | #N/A | #N/A | #N/A | #N/A | #N/A
TRUE | VIC | WMTS66J | West Melbourne (Jemena) 66 kV | Jemena | Shoulder | Non-coincident | 2022 | ACTUAL_ADJUSTEDOPG | 13.452 | NA | VIC West Melbourne (Jemena) 66 kV |  |  | FALSE | #N/A | #N/A | #N/A | #N/A | #N/A | #N/A | #N/A | #N/A | #N/A | #N/A
TRUE | VIC | WMTS66J | West Melbourne (Jemena) 66 kV | Jemena | Shoulder | Coincident | 2023 | ACTUAL_OPG | 25.8524 | NA | VIC West Melbourne (Jemena) 66 kV |  |  | FALSE | #N/A | #N/A | #N/A | #N/A | #N/A | #N/A | #N/A | #N/A | #N/A | #N/A
TRUE | VIC | WMTS66J | West Melbourne (Jemena) 66 kV | Jemena | Shoulder | Coincident | 2023 | ACTUAL_RAW | 25.8524 | NA | VIC West Melbourne (Jemena) 66 kV |  |  | FALSE | #N/A | #N/A | #N/A | #N/A | #N/A | #N/A | #N/A | #N/A | #N/A | #N/A
TRUE | VIC | WMTS66J | West Melbourne (Jemena) 66 kV | Jemena | Shoulder | Non-coincident | 2023 | ACTUAL_RAW | 21.4463 | NA | VIC West Melbourne (Jemena) 66 kV |  |  | FALSE | #N/A | #N/A | #N/A | #N/A | #N/A | #N/A | #N/A | #N/A | #N/A | #N/A
TRUE | VIC | WMTS66J | West Melbourne (Jemena) 66 kV | Jemena | Shoulder | Non-coincident | 2023 | ACTUAL_OPG | 21.4463 | NA | VIC West Melbourne (Jemena) 66 kV |  |  | FALSE | #N/A | #N/A | #N/A | #N/A | #N/A | #N/A | #N/A | #N/A | #N/A | #N/A
TRUE | VIC | WMTS66J | West Melbourne (Jemena) 66 kV | Jemena | Shoulder | Non-coincident | 2023 | ACTUAL_ADJUSTEDOPG | 21.4463 | NA | VIC West Melbourne (Jemena) 66 kV |  |  | FALSE | #N/A | #N/A | #N/A | #N/A | #N/A | #N/A | #N/A | #N/A | #N/A | #N/A
TRUE | VIC | WMTS66J | West Melbourne (Jemena) 66 kV | Jemena | Shoulder | Coincident | 2024 | ACTUAL_OPG | 24.3936 | NA | VIC West Melbourne (Jemena) 66 kV |  |  | FALSE | #N/A | #N/A | #N/A | #N/A | #N/A | #N/A | #N/A | #N/A | #N/A | #N/A
TRUE | VIC | WMTS66J | West Melbourne (Jemena) 66 kV | Jemena | Shoulder | Coincident | 2024 | ACTUAL_RAW | 24.3936 | NA | VIC West Melbourne (Jemena) 66 kV |  |  | FALSE | #N/A | #N/A | #N/A | #N/A | #N/A | #N/A | #N/A | #N/A | #N/A | #N/A
TRUE | VIC | WMTS66J | West Melbourne (Jemena) 66 kV | Jemena | Shoulder | Non-coincident | 2024 | ACTUAL_RAW | 23.3272 | NA | VIC West Melbourne (Jemena) 66 kV |  |  | FALSE | #N/A | #N/A | #N/A | #N/A | #N/A | #N/A | #N/A | #N/A | #N/A | #N/A
TRUE | VIC | WMTS66J | West Melbourne (Jemena) 66 kV | Jemena | Shoulder | Non-coincident | 2024 | ACTUAL_OPG | 23.3272 | NA | VIC West Melbourne (Jemena) 66 kV |  |  | FALSE | #N/A | #N/A | #N/A | #N/A | #N/A | #N/A | #N/A | #N/A | #N/A | #N/A
TRUE | VIC | WMTS66J | West Melbourne (Jemena) 66 kV | Jemena | Shoulder | Non-coincident | 2024 | ACTUAL_ADJUSTEDOPG | 23.3272 | NA | VIC West Melbourne (Jemena) 66 kV |  |  | FALSE | #N/A | #N/A | #N/A | #N/A | #N/A | #N/A | #N/A | #N/A | #N/A | #N/A
TRUE | VIC | WMTS66J | West Melbourne (Jemena) 66 kV | Jemena | Shoulder | Coincident | 2025 | ACTUAL_OPG | 27.4829 | NA | VIC West Melbourne (Jemena) 66 kV |  |  | FALSE | #N/A | #N/A | #N/A | #N/A | #N/A | #N/A | #N/A | #N/A | #N/A | #N/A
TRUE | VIC | WMTS66J | West Melbourne (Jemena) 66 kV | Jemena | Shoulder | Coincident | 2025 | ACTUAL_RAW | 27.4829 | NA | VIC West Melbourne (Jemena) 66 kV |  |  | FALSE | #N/A | #N/A | #N/A | #N/A | #N/A | #N/A | #N/A | #N/A | #N/A | #N/A
TRUE | VIC | WMTS66J | West Melbourne (Jemena) 66 kV | Jemena | Shoulder | Non-coincident | 2025 | ACTUAL_RAW | 24.7361 | NA | VIC West Melbourne (Jemena) 66 kV |  |  | FALSE | #N/A | #N/A | #N/A | #N/A | #N/A | #N/A | #N/A | #N/A | #N/A | #N/A
TRUE | VIC | WMTS66J | West Melbourne (Jemena) 66 kV | Jemena | Shoulder | Non-coincident | 2025 | ACTUAL_OPG | 24.7361 | NA | VIC West Melbourne (Jemena) 66 kV |  |  | FALSE | #N/A | #N/A | #N/A | #N/A | #N/A | #N/A | #N/A | #N/A | #N/A | #N/A
TRUE | VIC | WMTS66J | West Melbourne (Jemena) 66 kV | Jemena | Shoulder | Non-coincident | 2025 | ACTUAL_ADJUSTEDOPG | 24.7361 | NA | VIC West Melbourne (Jemena) 66 kV |  |  | FALSE | #N/A | #N/A | #N/A | #N/A | #N/A | #N/A | #N/A | #N/A | #N/A | #N/A
TRUE | VIC | WMTS66J | West Melbourne (Jemena) 66 kV | Jemena | Shoulder | Non-coincident | 2025 | BASEYEARPOE90 | 9.1108 | NA | VIC West Melbourne (Jemena) 66 kV |  |  | FALSE | #N/A | #N/A | #N/A | #N/A | #N/A | #N/A | #N/A | #N/A | #N/A | #N/A
TRUE | VIC | WMTS66J | West Melbourne (Jemena) 66 kV | Jemena | Shoulder | Non-coincident | 2025 | BASEYEARPOE50 | 10.4068 | NA | VIC West Melbourne (Jemena) 66 kV |  |  | FALSE | #N/A | #N/A | #N/A | #N/A | #N/A | #N/A | #N/A | #N/A | #N/A | #N/A
TRUE | VIC | WMTS66J | West Melbourne (Jemena) 66 kV | Jemena | Shoulder | Coincident_unreconciled | 2026 | POE50 | 8.7671 | NA | VIC West Melbourne (Jemena) 66 kV |  |  | FALSE | #N/A | #N/A | #N/A | #N/A | #N/A | #N/A | #N/A | #N/A | #N/A | #N/A
TRUE | VIC | WMTS66J | West Melbourne (Jemena) 66 kV | Jemena | Shoulder | Coincident_unreconciled | 2026 | POE90 | 7.7594 | NA | VIC West Melbourne (Jemena) 66 kV |  |  | FALSE | #N/A | #N/A | #N/A | #N/A | #N/A | #N/A | #N/A | #N/A | #N/A | #N/A
TRUE | VIC | WMTS66J | West Melbourne (Jemena) 66 kV | Jemena | Shoulder | Non-coincident | 2026 | POE50 | 8.2187 | NA | VIC West Melbourne (Jemena) 66 kV |  |  | FALSE | #N/A | #N/A | #N/A | #N/A | #N/A | #N/A | #N/A | #N/A | #N/A | #N/A
TRUE | VIC | WMTS66J | West Melbourne (Jemena) 66 kV | Jemena | Shoulder | Non-coincident | 2026 | POE90 | 6.6549 | NA | VIC West Melbourne (Jemena) 66 kV |  |  | FALSE | #N/A | #N/A | #N/A | #N/A | #N/A | #N/A | #N/A | #N/A | #N/A | #N/A
TRUE | VIC | WMTS66J | West Melbourne (Jemena) 66 kV | Jemena | Shoulder | Coincident_unreconciled | 2027 | POE50 | 4.5018 | NA | VIC West Melbourne (Jemena) 66 kV |  |  | FALSE | #N/A | #N/A | #N/A | #N/A | #N/A | #N/A | #N/A | #N/A | #N/A | #N/A
TRUE | VIC | WMTS66J | West Melbourne (Jemena) 66 kV | Jemena | Shoulder | Coincident_unreconciled | 2027 | POE90 | 3.487 | NA | VIC West Melbourne (Jemena) 66 kV |  |  | FALSE | #N/A | #N/A | #N/A | #N/A | #N/A | #N/A | #N/A | #N/A | #N/A | #N/A
TRUE | VIC | WMTS66J | West Melbourne (Jemena) 66 kV | Jemena | Shoulder | Non-coincident | 2027 | POE50 | 4.2613 | NA | VIC West Melbourne (Jemena) 66 kV |  |  | FALSE | #N/A | #N/A | #N/A | #N/A | #N/A | #N/A | #N/A | #N/A | #N/A | #N/A
TRUE | VIC | WMTS66J | West Melbourne (Jemena) 66 kV | Jemena | Shoulder | Non-coincident | 2027 | POE90 | 3.3008 | NA | VIC West Melbourne (Jemena) 66 kV |  |  | FALSE | #N/A | #N/A | #N/A | #N/A | #N/A | #N/A | #N/A | #N/A | #N/A | #N/A
TRUE | VIC | WMTS66J | West Melbourne (Jemena) 66 kV | Jemena | Shoulder | Coincident_unreconciled | 2028 | POE50 | 0.4428 | NA | VIC West Melbourne (Jemena) 66 kV |  |  | FALSE | #N/A | #N/A | #N/A | #N/A | #N/A | #N/A | #N/A | #N/A | #N/A | #N/A
TRUE | VIC | WMTS66J | West Melbourne (Jemena) 66 kV | Jemena | Shoulder | Coincident_unreconciled | 2028 | POE90 | -0.51668 | NA | VIC West Melbourne (Jemena) 66 kV |  |  | FALSE | #N/A | #N/A | #N/A | #N/A | #N/A | #N/A | #N/A | #N/A | #N/A | #N/A
TRUE | VIC | WMTS66J | West Melbourne (Jemena) 66 kV | Jemena | Shoulder | Non-coincident | 2028 | POE50 | 0.41915 | NA | VIC West Melbourne (Jemena) 66 kV |  |  | FALSE | #N/A | #N/A | #N/A | #N/A | #N/A | #N/A | #N/A | #N/A | #N/A | #N/A
TRUE | VIC | WMTS66J | West Melbourne (Jemena) 66 kV | Jemena | Shoulder | Non-coincident | 2028 | POE90 | -0.54758 | NA | VIC West Melbourne (Jemena) 66 kV |  |  | FALSE | #N/A | #N/A | #N/A | #N/A | #N/A | #N/A | #N/A | #N/A | #N/A | #N/A
TRUE | VIC | WMTS66J | West Melbourne (Jemena) 66 kV | Jemena | Shoulder | Coincident_unreconciled | 2029 | POE50 | -2.9738 | NA | VIC West Melbourne (Jemena) 66 kV |  |  | FALSE | #N/A | #N/A | #N/A | #N/A | #N/A | #N/A | #N/A | #N/A | #N/A | #N/A
TRUE | VIC | WMTS66J | West Melbourne (Jemena) 66 kV | Jemena | Shoulder | Coincident_unreconciled | 2029 | POE90 | -3.8918 | NA | VIC West Melbourne (Jemena) 66 kV |  |  | FALSE | #N/A | #N/A | #N/A | #N/A | #N/A | #N/A | #N/A | #N/A | #N/A | #N/A
TRUE | VIC | WMTS66J | West Melbourne (Jemena) 66 kV | Jemena | Shoulder | Non-coincident | 2029 | POE50 | -3.1516 | NA | VIC West Melbourne (Jemena) 66 kV |  |  | FALSE | #N/A | #N/A | #N/A | #N/A | #N/A | #N/A | #N/A | #N/A | #N/A | #N/A
TRUE | VIC | WMTS66J | West Melbourne (Jemena) 66 kV | Jemena | Shoulder | Non-coincident | 2029 | POE90 | -4.1245 | NA | VIC West Melbourne (Jemena) 66 kV |  |  | FALSE | #N/A | #N/A | #N/A | #N/A | #N/A | #N/A | #N/A | #N/A | #N/A | #N/A
TRUE | VIC | WMTS66J | West Melbourne (Jemena) 66 kV | Jemena | Shoulder | Coincident_unreconciled | 2030 | POE50 | -6.1797 | NA | VIC West Melbourne (Jemena) 66 kV |  |  | FALSE | #N/A | #N/A | #N/A | #N/A | #N/A | #N/A | #N/A | #N/A | #N/A | #N/A
TRUE | VIC | WMTS66J | West Melbourne (Jemena) 66 kV | Jemena | Shoulder | Coincident_unreconciled | 2030 | POE90 | -7.1036 | NA | VIC West Melbourne (Jemena) 66 kV |  |  | FALSE | #N/A | #N/A | #N/A | #N/A | #N/A | #N/A | #N/A | #N/A | #N/A | #N/A
TRUE | VIC | WMTS66J | West Melbourne (Jemena) 66 kV | Jemena | Shoulder | Non-coincident | 2030 | POE50 | -6.5493 | NA | VIC West Melbourne (Jemena) 66 kV |  |  | FALSE | #N/A | #N/A | #N/A | #N/A | #N/A | #N/A | #N/A | #N/A | #N/A | #N/A
TRUE | VIC | WMTS66J | West Melbourne (Jemena) 66 kV | Jemena | Shoulder | Non-coincident | 2030 | POE90 | -7.5284 | NA | VIC West Melbourne (Jemena) 66 kV |  |  | FALSE | #N/A | #N/A | #N/A | #N/A | #N/A | #N/A | #N/A | #N/A | #N/A | #N/A
TRUE | VIC | WMTS66J | West Melbourne (Jemena) 66 kV | Jemena | Shoulder | Coincident_unreconciled | 2031 | POE50 | -9.3208 | NA | VIC West Melbourne (Jemena) 66 kV |  |  | FALSE | #N/A | #N/A | #N/A | #N/A | #N/A | #N/A | #N/A | #N/A | #N/A | #N/A
TRUE | VIC | WMTS66J | West Melbourne (Jemena) 66 kV | Jemena | Shoulder | Coincident_unreconciled | 2031 | POE90 | -10.2505 | NA | VIC West Melbourne (Jemena) 66 kV |  |  | FALSE | #N/A | #N/A | #N/A | #N/A | #N/A | #N/A | #N/A | #N/A | #N/A | #N/A
TRUE | VIC | WMTS66J | West Melbourne (Jemena) 66 kV | Jemena | Shoulder | Non-coincident | 2031 | POE50 | -9.8782 | NA | VIC West Melbourne (Jemena) 66 kV |  |  | FALSE | #N/A | #N/A | #N/A | #N/A | #N/A | #N/A | #N/A | #N/A | #N/A | #N/A
TRUE | VIC | WMTS66J | West Melbourne (Jemena) 66 kV | Jemena | Shoulder | Non-coincident | 2031 | POE90 | -10.8635 | NA | VIC West Melbourne (Jemena) 66 kV |  |  | FALSE | #N/A | #N/A | #N/A | #N/A | #N/A | #N/A | #N/A | #N/A | #N/A | #N/A
TRUE | VIC | WMTS66J | West Melbourne (Jemena) 66 kV | Jemena | Shoulder | Coincident_unreconciled | 2032 | POE50 | -11.9237 | NA | VIC West Melbourne (Jemena) 66 kV |  |  | FALSE | #N/A | #N/A | #N/A | #N/A | #N/A | #N/A | #N/A | #N/A | #N/A | #N/A
TRUE | VIC | WMTS66J | West Melbourne (Jemena) 66 kV | Jemena | Shoulder | Coincident_unreconciled | 2032 | POE90 | -12.8593 | NA | VIC West Melbourne (Jemena) 66 kV |  |  | FALSE | #N/A | #N/A | #N/A | #N/A | #N/A | #N/A | #N/A | #N/A | #N/A | #N/A
TRUE | VIC | WMTS66J | West Melbourne (Jemena) 66 kV | Jemena | Shoulder | Non-coincident | 2032 | POE50 | -12.6367 | NA | VIC West Melbourne (Jemena) 66 kV |  |  | FALSE | #N/A | #N/A | #N/A | #N/A | #N/A | #N/A | #N/A | #N/A | #N/A | #N/A
TRUE | VIC | WMTS66J | West Melbourne (Jemena) 66 kV | Jemena | Shoulder | Non-coincident | 2032 | POE90 | -13.6283 | NA | VIC West Melbourne (Jemena) 66 kV |  |  | FALSE | #N/A | #N/A | #N/A | #N/A | #N/A | #N/A | #N/A | #N/A | #N/A | #N/A
TRUE | VIC | WMTS66J | West Melbourne (Jemena) 66 kV | Jemena | Shoulder | Coincident_unreconciled | 2033 | POE50 | -14.0741 | NA | VIC West Melbourne (Jemena) 66 kV |  |  | FALSE | #N/A | #N/A | #N/A | #N/A | #N/A | #N/A | #N/A | #N/A | #N/A | #N/A
TRUE | VIC | WMTS66J | West Melbourne (Jemena) 66 kV | Jemena | Shoulder | Coincident_unreconciled | 2033 | POE90 | -15.0157 | NA | VIC West Melbourne (Jemena) 66 kV |  |  | FALSE | #N/A | #N/A | #N/A | #N/A | #N/A | #N/A | #N/A | #N/A | #N/A | #N/A
TRUE | VIC | WMTS66J | West Melbourne (Jemena) 66 kV | Jemena | Shoulder | Non-coincident | 2033 | POE50 | -14.9157 | NA | VIC West Melbourne (Jemena) 66 kV |  |  | FALSE | #N/A | #N/A | #N/A | #N/A | #N/A | #N/A | #N/A | #N/A | #N/A | #N/A
TRUE | VIC | WMTS66J | West Melbourne (Jemena) 66 kV | Jemena | Shoulder | Non-coincident | 2033 | POE90 | -15.9137 | NA | VIC West Melbourne (Jemena) 66 kV |  |  | FALSE | #N/A | #N/A | #N/A | #N/A | #N/A | #N/A | #N/A | #N/A | #N/A | #N/A
TRUE | VIC | WMTS66J | West Melbourne (Jemena) 66 kV | Jemena | Shoulder | Coincident_unreconciled | 2034 | POE50 | -16.118 | NA | VIC West Melbourne (Jemena) 66 kV |  |  | FALSE | #N/A | #N/A | #N/A | #N/A | #N/A | #N/A | #N/A | #N/A | #N/A | #N/A
TRUE | VIC | WMTS66J | West Melbourne (Jemena) 66 kV | Jemena | Shoulder | Coincident_unreconciled | 2034 | POE90 | -17.0656 | NA | VIC West Melbourne (Jemena) 66 kV |  |  | FALSE | #N/A | #N/A | #N/A | #N/A | #N/A | #N/A | #N/A | #N/A | #N/A | #N/A
TRUE | VIC | WMTS66J | West Melbourne (Jemena) 66 kV | Jemena | Shoulder | Non-coincident | 2034 | POE50 | -17.0818 | NA | VIC West Melbourne (Jemena) 66 kV |  |  | FALSE | #N/A | #N/A | #N/A | #N/A | #N/A | #N/A | #N/A | #N/A | #N/A | #N/A
TRUE | VIC | WMTS66J | West Melbourne (Jemena) 66 kV | Jemena | Shoulder | Non-coincident | 2034 | POE90 | -18.0861 | NA | VIC West Melbourne (Jemena) 66 kV |  |  | FALSE | #N/A | #N/A | #N/A | #N/A | #N/A | #N/A | #N/A | #N/A | #N/A | #N/A
TRUE | VIC | WMTS66J | West Melbourne (Jemena) 66 kV | Jemena | Shoulder | Coincident_unreconciled | 2035 | POE50 | -18.249 | NA | VIC West Melbourne (Jemena) 66 kV |  |  | FALSE | #N/A | #N/A | #N/A | #N/A | #N/A | #N/A | #N/A | #N/A | #N/A | #N/A
TRUE | VIC | WMTS66J | West Melbourne (Jemena) 66 kV | Jemena | Shoulder | Coincident_unreconciled | 2035 | POE90 | -19.2026 | NA | VIC West Melbourne (Jemena) 66 kV |  |  | FALSE | #N/A | #N/A | #N/A | #N/A | #N/A | #N/A | #N/A | #N/A | #N/A | #N/A
TRUE | VIC | WMTS66J | West Melbourne (Jemena) 66 kV | Jemena | Shoulder | Non-coincident | 2035 | POE50 | -19.3403 | NA | VIC West Melbourne (Jemena) 66 kV |  |  | FALSE | #N/A | #N/A | #N/A | #N/A | #N/A | #N/A | #N/A | #N/A | #N/A | #N/A
TRUE | VIC | WMTS66J | West Melbourne (Jemena) 66 kV | Jemena | Shoulder | Non-coincident | 2035 | POE90 | -20.351 | NA | VIC West Melbourne (Jemena) 66 kV |  |  | FALSE | #N/A | #N/A | #N/A | #N/A | #N/A | #N/A | #N/A | #N/A | #N/A | #N/A
TRUE | VIC | WMTS66J | West Melbourne (Jemena) 66 kV | Jemena | Summer | Coincident | 2019 | ACTUAL_OPG | 18.0081 | 59.6384 | VIC West Melbourne (Jemena) 66 kV |  |  | FALSE | #N/A | #N/A | #N/A | #N/A | #N/A | #N/A | #N/A | #N/A | #N/A | #N/A
TRUE | VIC | WMTS66J | West Melbourne (Jemena) 66 kV | Jemena | Summer | Coincident | 2019 | ACTUAL_RAW | 18.0081 | 59.6384 | VIC West Melbourne (Jemena) 66 kV |  |  | FALSE | #N/A | #N/A | #N/A | #N/A | #N/A | #N/A | #N/A | #N/A | #N/A | #N/A
TRUE | VIC | WMTS66J | West Melbourne (Jemena) 66 kV | Jemena | Summer | Non-coincident | 2019 | ACTUAL_RAW | 16.0575 | 63.8008 | VIC West Melbourne (Jemena) 66 kV |  |  | FALSE | #N/A | #N/A | #N/A | #N/A | #N/A | #N/A | #N/A | #N/A | #N/A | #N/A
TRUE | VIC | WMTS66J | West Melbourne (Jemena) 66 kV | Jemena | Summer | Non-coincident | 2019 | ACTUAL_OPG | 16.0575 | 63.8008 | VIC West Melbourne (Jemena) 66 kV |  |  | FALSE | #N/A | #N/A | #N/A | #N/A | #N/A | #N/A | #N/A | #N/A | #N/A | #N/A
TRUE | VIC | WMTS66J | West Melbourne (Jemena) 66 kV | Jemena | Summer | Non-coincident | 2019 | ACTUAL_ADJUSTEDOPG | 16.0575 | 63.8008 | VIC West Melbourne (Jemena) 66 kV |  |  | FALSE | #N/A | #N/A | #N/A | #N/A | #N/A | #N/A | #N/A | #N/A | #N/A | #N/A
TRUE | VIC | WMTS66J | West Melbourne (Jemena) 66 kV | Jemena | Summer | Coincident | 2020 | ACTUAL_OPG | 20.5718 | 61.963 | VIC West Melbourne (Jemena) 66 kV |  |  | FALSE | #N/A | #N/A | #N/A | #N/A | #N/A | #N/A | #N/A | #N/A | #N/A | #N/A
TRUE | VIC | WMTS66J | West Melbourne (Jemena) 66 kV | Jemena | Summer | Coincident | 2020 | ACTUAL_RAW | 20.5718 | 61.963 | VIC West Melbourne (Jemena) 66 kV |  |  | FALSE | #N/A | #N/A | #N/A | #N/A | #N/A | #N/A | #N/A | #N/A | #N/A | #N/A
TRUE | VIC | WMTS66J | West Melbourne (Jemena) 66 kV | Jemena | Summer | Non-coincident | 2020 | ACTUAL_RAW | 15.2893 | 61.963 | VIC West Melbourne (Jemena) 66 kV |  |  | FALSE | #N/A | #N/A | #N/A | #N/A | #N/A | #N/A | #N/A | #N/A | #N/A | #N/A
TRUE | VIC | WMTS66J | West Melbourne (Jemena) 66 kV | Jemena | Summer | Non-coincident | 2020 | ACTUAL_OPG | 15.2893 | 61.963 | VIC West Melbourne (Jemena) 66 kV |  |  | FALSE | #N/A | #N/A | #N/A | #N/A | #N/A | #N/A | #N/A | #N/A | #N/A | #N/A
TRUE | VIC | WMTS66J | West Melbourne (Jemena) 66 kV | Jemena | Summer | Non-coincident | 2020 | ACTUAL_ADJUSTEDOPG | 15.2893 | 61.963 | VIC West Melbourne (Jemena) 66 kV |  |  | FALSE | #N/A | #N/A | #N/A | #N/A | #N/A | #N/A | #N/A | #N/A | #N/A | #N/A
TRUE | VIC | WMTS66J | West Melbourne (Jemena) 66 kV | Jemena | Summer | Coincident | 2021 | ACTUAL_OPG | 15.535 | 49.6784 | VIC West Melbourne (Jemena) 66 kV |  |  | FALSE | #N/A | #N/A | #N/A | #N/A | #N/A | #N/A | #N/A | #N/A | #N/A | #N/A
TRUE | VIC | WMTS66J | West Melbourne (Jemena) 66 kV | Jemena | Summer | Coincident | 2021 | ACTUAL_RAW | 15.535 | 49.6784 | VIC West Melbourne (Jemena) 66 kV |  |  | FALSE | #N/A | #N/A | #N/A | #N/A | #N/A | #N/A | #N/A | #N/A | #N/A | #N/A
TRUE | VIC | WMTS66J | West Melbourne (Jemena) 66 kV | Jemena | Summer | Non-coincident | 2021 | ACTUAL_RAW | 15.3892 | 55.1255 | VIC West Melbourne (Jemena) 66 kV |  |  | FALSE | #N/A | #N/A | #N/A | #N/A | #N/A | #N/A | #N/A | #N/A | #N/A | #N/A
TRUE | VIC | WMTS66J | West Melbourne (Jemena) 66 kV | Jemena | Summer | Non-coincident | 2021 | ACTUAL_OPG | 15.3892 | 55.1255 | VIC West Melbourne (Jemena) 66 kV |  |  | FALSE | #N/A | #N/A | #N/A | #N/A | #N/A | #N/A | #N/A | #N/A | #N/A | #N/A
TRUE | VIC | WMTS66J | West Melbourne (Jemena) 66 kV | Jemena | Summer | Non-coincident | 2021 | ACTUAL_ADJUSTEDOPG | 15.3892 | 55.1255 | VIC West Melbourne (Jemena) 66 kV |  |  | FALSE | #N/A | #N/A | #N/A | #N/A | #N/A | #N/A | #N/A | #N/A | #N/A | #N/A
TRUE | VIC | WMTS66J | West Melbourne (Jemena) 66 kV | Jemena | Summer | Coincident | 2022 | ACTUAL_OPG | 14.7085 | 50.467 | VIC West Melbourne (Jemena) 66 kV |  |  | FALSE | #N/A | #N/A | #N/A | #N/A | #N/A | #N/A | #N/A | #N/A | #N/A | #N/A
TRUE | VIC | WMTS66J | West Melbourne (Jemena) 66 kV | Jemena | Summer | Coincident | 2022 | ACTUAL_RAW | 14.7085 | 50.467 | VIC West Melbourne (Jemena) 66 kV |  |  | FALSE | #N/A | #N/A | #N/A | #N/A | #N/A | #N/A | #N/A | #N/A | #N/A | #N/A
TRUE | VIC | WMTS66J | West Melbourne (Jemena) 66 kV | Jemena | Summer | Non-coincident | 2022 | ACTUAL_RAW | 13.3842 | 51.0293 | VIC West Melbourne (Jemena) 66 kV |  |  | FALSE | #N/A | #N/A | #N/A | #N/A | #N/A | #N/A | #N/A | #N/A | #N/A | #N/A
TRUE | VIC | WMTS66J | West Melbourne (Jemena) 66 kV | Jemena | Summer | Non-coincident | 2022 | ACTUAL_OPG | 13.3842 | 51.0293 | VIC West Melbourne (Jemena) 66 kV |  |  | FALSE | #N/A | #N/A | #N/A | #N/A | #N/A | #N/A | #N/A | #N/A | #N/A | #N/A
TRUE | VIC | WMTS66J | West Melbourne (Jemena) 66 kV | Jemena | Summer | Non-coincident | 2022 | ACTUAL_ADJUSTEDOPG | 13.3842 | 51.0293 | VIC West Melbourne (Jemena) 66 kV |  |  | FALSE | #N/A | #N/A | #N/A | #N/A | #N/A | #N/A | #N/A | #N/A | #N/A | #N/A
TRUE | VIC | WMTS66J | West Melbourne (Jemena) 66 kV | Jemena | Summer | Coincident | 2023 | ACTUAL_OPG | 22.7383 | 70.1573 | VIC West Melbourne (Jemena) 66 kV |  |  | FALSE | #N/A | #N/A | #N/A | #N/A | #N/A | #N/A | #N/A | #N/A | #N/A | #N/A
TRUE | VIC | WMTS66J | West Melbourne (Jemena) 66 kV | Jemena | Summer | Coincident | 2023 | ACTUAL_RAW | 22.7383 | 70.1573 | VIC West Melbourne (Jemena) 66 kV |  |  | FALSE | #N/A | #N/A | #N/A | #N/A | #N/A | #N/A | #N/A | #N/A | #N/A | #N/A
TRUE | VIC | WMTS66J | West Melbourne (Jemena) 66 kV | Jemena | Summer | Non-coincident | 2023 | ACTUAL_RAW | 20.1581 | 75.7244 | VIC West Melbourne (Jemena) 66 kV |  |  | FALSE | #N/A | #N/A | #N/A | #N/A | #N/A | #N/A | #N/A | #N/A | #N/A | #N/A
TRUE | VIC | WMTS66J | West Melbourne (Jemena) 66 kV | Jemena | Summer | Non-coincident | 2023 | ACTUAL_OPG | 20.1581 | 75.7244 | VIC West Melbourne (Jemena) 66 kV |  |  | FALSE | #N/A | #N/A | #N/A | #N/A | #N/A | #N/A | #N/A | #N/A | #N/A | #N/A
TRUE | VIC | WMTS66J | West Melbourne (Jemena) 66 kV | Jemena | Summer | Non-coincident | 2023 | ACTUAL_ADJUSTEDOPG | 20.1581 | 57.2635 | VIC West Melbourne (Jemena) 66 kV |  |  | FALSE | #N/A | #N/A | #N/A | #N/A | #N/A | #N/A | #N/A | #N/A | #N/A | #N/A
TRUE | VIC | WMTS66J | West Melbourne (Jemena) 66 kV | Jemena | Summer | Coincident | 2024 | ACTUAL_OPG | 21.284 | 80.7943 | VIC West Melbourne (Jemena) 66 kV |  |  | FALSE | #N/A | #N/A | #N/A | #N/A | #N/A | #N/A | #N/A | #N/A | #N/A | #N/A
TRUE | VIC | WMTS66J | West Melbourne (Jemena) 66 kV | Jemena | Summer | Coincident | 2024 | ACTUAL_RAW | 21.284 | 80.7943 | VIC West Melbourne (Jemena) 66 kV |  |  | FALSE | #N/A | #N/A | #N/A | #N/A | #N/A | #N/A | #N/A | #N/A | #N/A | #N/A
TRUE | VIC | WMTS66J | West Melbourne (Jemena) 66 kV | Jemena | Summer | Non-coincident | 2024 | ACTUAL_RAW | 21.2449 | 80.8325 | VIC West Melbourne (Jemena) 66 kV |  |  | FALSE | #N/A | #N/A | #N/A | #N/A | #N/A | #N/A | #N/A | #N/A | #N/A | #N/A
TRUE | VIC | WMTS66J | West Melbourne (Jemena) 66 kV | Jemena | Summer | Non-coincident | 2024 | ACTUAL_OPG | 21.2449 | 80.8325 | VIC West Melbourne (Jemena) 66 kV |  |  | FALSE | #N/A | #N/A | #N/A | #N/A | #N/A | #N/A | #N/A | #N/A | #N/A | #N/A
TRUE | VIC | WMTS66J | West Melbourne (Jemena) 66 kV | Jemena | Summer | Non-coincident | 2024 | ACTUAL_ADJUSTEDOPG | 21.2449 | 80.8325 | VIC West Melbourne (Jemena) 66 kV |  |  | FALSE | #N/A | #N/A | #N/A | #N/A | #N/A | #N/A | #N/A | #N/A | #N/A | #N/A
TRUE | VIC | WMTS66J | West Melbourne (Jemena) 66 kV | Jemena | Summer | Coincident | 2025 | ACTUAL_OPG | 23.3152 | 85.5825 | VIC West Melbourne (Jemena) 66 kV |  |  | FALSE | #N/A | #N/A | #N/A | #N/A | #N/A | #N/A | #N/A | #N/A | #N/A | #N/A
TRUE | VIC | WMTS66J | West Melbourne (Jemena) 66 kV | Jemena | Summer | Coincident | 2025 | ACTUAL_RAW | 23.3152 | 85.5825 | VIC West Melbourne (Jemena) 66 kV |  |  | FALSE | #N/A | #N/A | #N/A | #N/A | #N/A | #N/A | #N/A | #N/A | #N/A | #N/A
TRUE | VIC | WMTS66J | West Melbourne (Jemena) 66 kV | Jemena | Summer | Non-coincident | 2025 | ACTUAL_RAW | 23.3152 | 85.5825 | VIC West Melbourne (Jemena) 66 kV |  |  | FALSE | #N/A | #N/A | #N/A | #N/A | #N/A | #N/A | #N/A | #N/A | #N/A | #N/A
TRUE | VIC | WMTS66J | West Melbourne (Jemena) 66 kV | Jemena | Summer | Non-coincident | 2025 | ACTUAL_OPG | 23.3152 | 85.5825 | VIC West Melbourne (Jemena) 66 kV |  |  | FALSE | #N/A | #N/A | #N/A | #N/A | #N/A | #N/A | #N/A | #N/A | #N/A | #N/A
TRUE | VIC | WMTS66J | West Melbourne (Jemena) 66 kV | Jemena | Summer | Non-coincident | 2025 | ACTUAL_ADJUSTEDOPG | 23.3152 | 85.5825 | VIC West Melbourne (Jemena) 66 kV |  |  | FALSE | #N/A | #N/A | #N/A | #N/A | #N/A | #N/A | #N/A | #N/A | #N/A | #N/A
TRUE | VIC | WMTS66J | West Melbourne (Jemena) 66 kV | Jemena | Summer | Non-coincident | 2025 | BASEYEARPOE90 | 9.2163 | NA | VIC West Melbourne (Jemena) 66 kV |  |  | FALSE | #N/A | #N/A | #N/A | #N/A | #N/A | #N/A | #N/A | #N/A | #N/A | #N/A
TRUE | VIC | WMTS66J | West Melbourne (Jemena) 66 kV | Jemena | Summer | Non-coincident | 2025 | BASEYEARPOE50 | 10.3752 | 72.6153 | VIC West Melbourne (Jemena) 66 kV |  |  | FALSE | #N/A | #N/A | #N/A | #N/A | #N/A | #N/A | #N/A | #N/A | #N/A | #N/A
TRUE | VIC | WMTS66J | West Melbourne (Jemena) 66 kV | Jemena | Summer | Coincident_unreconciled | 2026 | POE50 | 7.9304 | NA | VIC West Melbourne (Jemena) 66 kV |  |  | FALSE | #N/A | #N/A | #N/A | #N/A | #N/A | #N/A | #N/A | #N/A | #N/A | #N/A
TRUE | VIC | WMTS66J | West Melbourne (Jemena) 66 kV | Jemena | Summer | Coincident_unreconciled | 2026 | POE90 | 7.0914 | NA | VIC West Melbourne (Jemena) 66 kV |  |  | FALSE | #N/A | #N/A | #N/A | #N/A | #N/A | #N/A | #N/A | #N/A | #N/A | #N/A
TRUE | VIC | WMTS66J | West Melbourne (Jemena) 66 kV | Jemena | Summer | Non-coincident | 2026 | POE50 | 7.9231 | 73.7214 | VIC West Melbourne (Jemena) 66 kV |  |  | FALSE | #N/A | #N/A | #N/A | #N/A | #N/A | #N/A | #N/A | #N/A | #N/A | #N/A
TRUE | VIC | WMTS66J | West Melbourne (Jemena) 66 kV | Jemena | Summer | Non-coincident | 2026 | POE90 | 6.7794 | NA | VIC West Melbourne (Jemena) 66 kV |  |  | FALSE | #N/A | #N/A | #N/A | #N/A | #N/A | #N/A | #N/A | #N/A | #N/A | #N/A
TRUE | VIC | WMTS66J | West Melbourne (Jemena) 66 kV | Jemena | Summer | Coincident_unreconciled | 2027 | POE50 | 3.7131 | NA | VIC West Melbourne (Jemena) 66 kV |  |  | FALSE | #N/A | #N/A | #N/A | #N/A | #N/A | #N/A | #N/A | #N/A | #N/A | #N/A
TRUE | VIC | WMTS66J | West Melbourne (Jemena) 66 kV | Jemena | Summer | Coincident_unreconciled | 2027 | POE90 | 2.8678 | NA | VIC West Melbourne (Jemena) 66 kV |  |  | FALSE | #N/A | #N/A | #N/A | #N/A | #N/A | #N/A | #N/A | #N/A | #N/A | #N/A
TRUE | VIC | WMTS66J | West Melbourne (Jemena) 66 kV | Jemena | Summer | Non-coincident | 2027 | POE50 | 3.7097 | 143.3322 | VIC West Melbourne (Jemena) 66 kV |  |  | FALSE | #N/A | #N/A | #N/A | #N/A | #N/A | #N/A | #N/A | #N/A | #N/A | #N/A
TRUE | VIC | WMTS66J | West Melbourne (Jemena) 66 kV | Jemena | Summer | Non-coincident | 2027 | POE90 | 2.8652 | NA | VIC West Melbourne (Jemena) 66 kV |  |  | FALSE | #N/A | #N/A | #N/A | #N/A | #N/A | #N/A | #N/A | #N/A | #N/A | #N/A
TRUE | VIC | WMTS66J | West Melbourne (Jemena) 66 kV | Jemena | Summer | Coincident_unreconciled | 2028 | POE50 | -0.28149 | NA | VIC West Melbourne (Jemena) 66 kV |  |  | FALSE | #N/A | #N/A | #N/A | #N/A | #N/A | #N/A | #N/A | #N/A | #N/A | #N/A
TRUE | VIC | WMTS66J | West Melbourne (Jemena) 66 kV | Jemena | Summer | Coincident_unreconciled | 2028 | POE90 | -1.1311 | NA | VIC West Melbourne (Jemena) 66 kV |  |  | FALSE | #N/A | #N/A | #N/A | #N/A | #N/A | #N/A | #N/A | #N/A | #N/A | #N/A
TRUE | VIC | WMTS66J | West Melbourne (Jemena) 66 kV | Jemena | Summer | Non-coincident | 2028 | POE50 | -0.28175 | 145.0471 | VIC West Melbourne (Jemena) 66 kV |  |  | FALSE | #N/A | #N/A | #N/A | #N/A | #N/A | #N/A | #N/A | #N/A | #N/A | #N/A
TRUE | VIC | WMTS66J | West Melbourne (Jemena) 66 kV | Jemena | Summer | Non-coincident | 2028 | POE90 | -1.1321 | NA | VIC West Melbourne (Jemena) 66 kV |  |  | FALSE | #N/A | #N/A | #N/A | #N/A | #N/A | #N/A | #N/A | #N/A | #N/A | #N/A
TRUE | VIC | WMTS66J | West Melbourne (Jemena) 66 kV | Jemena | Summer | Coincident_unreconciled | 2029 | POE50 | -3.9734 | NA | VIC West Melbourne (Jemena) 66 kV |  |  | FALSE | #N/A | #N/A | #N/A | #N/A | #N/A | #N/A | #N/A | #N/A | #N/A | #N/A
TRUE | VIC | WMTS66J | West Melbourne (Jemena) 66 kV | Jemena | Summer | Coincident_unreconciled | 2029 | POE90 | -4.8288 | NA | VIC West Melbourne (Jemena) 66 kV |  |  | FALSE | #N/A | #N/A | #N/A | #N/A | #N/A | #N/A | #N/A | #N/A | #N/A | #N/A
TRUE | VIC | WMTS66J | West Melbourne (Jemena) 66 kV | Jemena | Summer | Non-coincident | 2029 | POE50 | -3.9771 | 147.5984 | VIC West Melbourne (Jemena) 66 kV |  |  | FALSE | #N/A | #N/A | #N/A | #N/A | #N/A | #N/A | #N/A | #N/A | #N/A | #N/A
TRUE | VIC | WMTS66J | West Melbourne (Jemena) 66 kV | Jemena | Summer | Non-coincident | 2029 | POE90 | -4.8332 | NA | VIC West Melbourne (Jemena) 66 kV |  |  | FALSE | #N/A | #N/A | #N/A | #N/A | #N/A | #N/A | #N/A | #N/A | #N/A | #N/A
TRUE | VIC | WMTS66J | West Melbourne (Jemena) 66 kV | Jemena | Summer | Coincident_unreconciled | 2030 | POE50 | -7.4906 | NA | VIC West Melbourne (Jemena) 66 kV |  |  | FALSE | #N/A | #N/A | #N/A | #N/A | #N/A | #N/A | #N/A | #N/A | #N/A | #N/A
TRUE | VIC | WMTS66J | West Melbourne (Jemena) 66 kV | Jemena | Summer | Coincident_unreconciled | 2030 | POE90 | -8.3517 | NA | VIC West Melbourne (Jemena) 66 kV |  |  | FALSE | #N/A | #N/A | #N/A | #N/A | #N/A | #N/A | #N/A | #N/A | #N/A | #N/A
TRUE | VIC | WMTS66J | West Melbourne (Jemena) 66 kV | Jemena | Summer | Non-coincident | 2030 | POE50 | -7.4975 | 150.8015 | VIC West Melbourne (Jemena) 66 kV |  |  | FALSE | #N/A | #N/A | #N/A | #N/A | #N/A | #N/A | #N/A | #N/A | #N/A | #N/A
TRUE | VIC | WMTS66J | West Melbourne (Jemena) 66 kV | Jemena | Summer | Non-coincident | 2030 | POE90 | -8.3594 | NA | VIC West Melbourne (Jemena) 66 kV |  |  | FALSE | #N/A | #N/A | #N/A | #N/A | #N/A | #N/A | #N/A | #N/A | #N/A | #N/A
TRUE | VIC | WMTS66J | West Melbourne (Jemena) 66 kV | Jemena | Summer | Coincident_unreconciled | 2031 | POE50 | -10.9451 | NA | VIC West Melbourne (Jemena) 66 kV |  |  | FALSE | #N/A | #N/A | #N/A | #N/A | #N/A | #N/A | #N/A | #N/A | #N/A | #N/A
TRUE | VIC | WMTS66J | West Melbourne (Jemena) 66 kV | Jemena | Summer | Coincident_unreconciled | 2031 | POE90 | -11.812 | NA | VIC West Melbourne (Jemena) 66 kV |  |  | FALSE | #N/A | #N/A | #N/A | #N/A | #N/A | #N/A | #N/A | #N/A | #N/A | #N/A
TRUE | VIC | WMTS66J | West Melbourne (Jemena) 66 kV | Jemena | Summer | Non-coincident | 2031 | POE50 | -10.9551 | 154.5175 | VIC West Melbourne (Jemena) 66 kV |  |  | FALSE | #N/A | #N/A | #N/A | #N/A | #N/A | #N/A | #N/A | #N/A | #N/A | #N/A
TRUE | VIC | WMTS66J | West Melbourne (Jemena) 66 kV | Jemena | Summer | Non-coincident | 2031 | POE90 | -11.8229 | NA | VIC West Melbourne (Jemena) 66 kV |  |  | FALSE | #N/A | #N/A | #N/A | #N/A | #N/A | #N/A | #N/A | #N/A | #N/A | #N/A
TRUE | VIC | WMTS66J | West Melbourne (Jemena) 66 kV | Jemena | Summer | Coincident_unreconciled | 2032 | POE50 | -13.7778 | NA | VIC West Melbourne (Jemena) 66 kV |  |  | FALSE | #N/A | #N/A | #N/A | #N/A | #N/A | #N/A | #N/A | #N/A | #N/A | #N/A
TRUE | VIC | WMTS66J | West Melbourne (Jemena) 66 kV | Jemena | Summer | Coincident_unreconciled | 2032 | POE90 | -14.6507 | NA | VIC West Melbourne (Jemena) 66 kV |  |  | FALSE | #N/A | #N/A | #N/A | #N/A | #N/A | #N/A | #N/A | #N/A | #N/A | #N/A
TRUE | VIC | WMTS66J | West Melbourne (Jemena) 66 kV | Jemena | Summer | Non-coincident | 2032 | POE50 | -13.7905 | 164.9487 | VIC West Melbourne (Jemena) 66 kV |  |  | FALSE | #N/A | #N/A | #N/A | #N/A | #N/A | #N/A | #N/A | #N/A | #N/A | #N/A
TRUE | VIC | WMTS66J | West Melbourne (Jemena) 66 kV | Jemena | Summer | Non-coincident | 2032 | POE90 | -14.6642 | NA | VIC West Melbourne (Jemena) 66 kV |  |  | FALSE | #N/A | #N/A | #N/A | #N/A | #N/A | #N/A | #N/A | #N/A | #N/A | #N/A
TRUE | VIC | WMTS66J | West Melbourne (Jemena) 66 kV | Jemena | Summer | Coincident_unreconciled | 2033 | POE50 | -16.1092 | NA | VIC West Melbourne (Jemena) 66 kV |  |  | FALSE | #N/A | #N/A | #N/A | #N/A | #N/A | #N/A | #N/A | #N/A | #N/A | #N/A
TRUE | VIC | WMTS66J | West Melbourne (Jemena) 66 kV | Jemena | Summer | Coincident_unreconciled | 2033 | POE90 | -16.9882 | NA | VIC West Melbourne (Jemena) 66 kV |  |  | FALSE | #N/A | #N/A | #N/A | #N/A | #N/A | #N/A | #N/A | #N/A | #N/A | #N/A
TRUE | VIC | WMTS66J | West Melbourne (Jemena) 66 kV | Jemena | Summer | Non-coincident | 2033 | POE50 | -16.1241 | 171.9339 | VIC West Melbourne (Jemena) 66 kV |  |  | FALSE | #N/A | #N/A | #N/A | #N/A | #N/A | #N/A | #N/A | #N/A | #N/A | #N/A
TRUE | VIC | WMTS66J | West Melbourne (Jemena) 66 kV | Jemena | Summer | Non-coincident | 2033 | POE90 | -17.0038 | NA | VIC West Melbourne (Jemena) 66 kV |  |  | FALSE | #N/A | #N/A | #N/A | #N/A | #N/A | #N/A | #N/A | #N/A | #N/A | #N/A
TRUE | VIC | WMTS66J | West Melbourne (Jemena) 66 kV | Jemena | Summer | Coincident_unreconciled | 2034 | POE50 | -18.3302 | NA | VIC West Melbourne (Jemena) 66 kV |  |  | FALSE | #N/A | #N/A | #N/A | #N/A | #N/A | #N/A | #N/A | #N/A | #N/A | #N/A
TRUE | VIC | WMTS66J | West Melbourne (Jemena) 66 kV | Jemena | Summer | Coincident_unreconciled | 2034 | POE90 | -19.2151 | NA | VIC West Melbourne (Jemena) 66 kV |  |  | FALSE | #N/A | #N/A | #N/A | #N/A | #N/A | #N/A | #N/A | #N/A | #N/A | #N/A
TRUE | VIC | WMTS66J | West Melbourne (Jemena) 66 kV | Jemena | Summer | Non-coincident | 2034 | POE50 | -18.3471 | 172.5046 | VIC West Melbourne (Jemena) 66 kV |  |  | FALSE | #N/A | #N/A | #N/A | #N/A | #N/A | #N/A | #N/A | #N/A | #N/A | #N/A
TRUE | VIC | WMTS66J | West Melbourne (Jemena) 66 kV | Jemena | Summer | Non-coincident | 2034 | POE90 | -19.2328 | NA | VIC West Melbourne (Jemena) 66 kV |  |  | FALSE | #N/A | #N/A | #N/A | #N/A | #N/A | #N/A | #N/A | #N/A | #N/A | #N/A
TRUE | VIC | WMTS66J | West Melbourne (Jemena) 66 kV | Jemena | Summer | Coincident_unreconciled | 2035 | POE50 | -20.6518 | NA | VIC West Melbourne (Jemena) 66 kV |  |  | FALSE | #N/A | #N/A | #N/A | #N/A | #N/A | #N/A | #N/A | #N/A | #N/A | #N/A
TRUE | VIC | WMTS66J | West Melbourne (Jemena) 66 kV | Jemena | Summer | Coincident_unreconciled | 2035 | POE90 | -21.5427 | NA | VIC West Melbourne (Jemena) 66 kV |  |  | FALSE | #N/A | #N/A | #N/A | #N/A | #N/A | #N/A | #N/A | #N/A | #N/A | #N/A
TRUE | VIC | WMTS66J | West Melbourne (Jemena) 66 kV | Jemena | Summer | Non-coincident | 2035 | POE50 | -20.6708 | 173.0668 | VIC West Melbourne (Jemena) 66 kV |  |  | FALSE | #N/A | #N/A | #N/A | #N/A | #N/A | #N/A | #N/A | #N/A | #N/A | #N/A
TRUE | VIC | WMTS66J | West Melbourne (Jemena) 66 kV | Jemena | Summer | Non-coincident | 2035 | POE90 | -21.5625 | NA | VIC West Melbourne (Jemena) 66 kV |  |  | FALSE | #N/A | #N/A | #N/A | #N/A | #N/A | #N/A | #N/A | #N/A | #N/A | #N/A
TRUE | VIC | WMTS66J | West Melbourne (Jemena) 66 kV | Jemena | Summer | Non-coincident | 2025 | BASEYEARPOE10 | NA | 82.3117 | VIC West Melbourne (Jemena) 66 kV |  |  | FALSE | #N/A | #N/A | #N/A | #N/A | #N/A | #N/A | #N/A | #N/A | #N/A | #N/A
TRUE | VIC | WMTS66J | West Melbourne (Jemena) 66 kV | Jemena | Summer | Coincident | 2026 | POE10 | NA | 75.9529 | VIC West Melbourne (Jemena) 66 kV |  |  | FALSE | #N/A | #N/A | #N/A | #N/A | #N/A | #N/A | #N/A | #N/A | #N/A | #N/A
TRUE | VIC | WMTS66J | West Melbourne (Jemena) 66 kV | Jemena | Summer | Coincident | 2026 | POE50 | NA | 69.7916 | VIC West Melbourne (Jemena) 66 kV |  |  | FALSE | #N/A | #N/A | #N/A | #N/A | #N/A | #N/A | #N/A | #N/A | #N/A | #N/A
TRUE | VIC | WMTS66J | West Melbourne (Jemena) 66 kV | Jemena | Summer | Non-coincident | 2026 | POE10 | NA | 82.6971 | VIC West Melbourne (Jemena) 66 kV |  |  | FALSE | #N/A | #N/A | #N/A | #N/A | #N/A | #N/A | #N/A | #N/A | #N/A | #N/A
TRUE | VIC | WMTS66J | West Melbourne (Jemena) 66 kV | Jemena | Summer | Coincident | 2027 | POE10 | NA | 136.264 | VIC West Melbourne (Jemena) 66 kV |  |  | FALSE | #N/A | #N/A | #N/A | #N/A | #N/A | #N/A | #N/A | #N/A | #N/A | #N/A
TRUE | VIC | WMTS66J | West Melbourne (Jemena) 66 kV | Jemena | Summer | Coincident | 2027 | POE50 | NA | 131.2248 | VIC West Melbourne (Jemena) 66 kV |  |  | FALSE | #N/A | #N/A | #N/A | #N/A | #N/A | #N/A | #N/A | #N/A | #N/A | #N/A
TRUE | VIC | WMTS66J | West Melbourne (Jemena) 66 kV | Jemena | Summer | Non-coincident | 2027 | POE10 | NA | 152.3759 | VIC West Melbourne (Jemena) 66 kV |  |  | FALSE | #N/A | #N/A | #N/A | #N/A | #N/A | #N/A | #N/A | #N/A | #N/A | #N/A
TRUE | VIC | WMTS66J | West Melbourne (Jemena) 66 kV | Jemena | Summer | Coincident | 2028 | POE10 | NA | 134.5449 | VIC West Melbourne (Jemena) 66 kV |  |  | FALSE | #N/A | #N/A | #N/A | #N/A | #N/A | #N/A | #N/A | #N/A | #N/A | #N/A
TRUE | VIC | WMTS66J | West Melbourne (Jemena) 66 kV | Jemena | Summer | Coincident | 2028 | POE50 | NA | 128.6382 | VIC West Melbourne (Jemena) 66 kV |  |  | FALSE | #N/A | #N/A | #N/A | #N/A | #N/A | #N/A | #N/A | #N/A | #N/A | #N/A
TRUE | VIC | WMTS66J | West Melbourne (Jemena) 66 kV | Jemena | Summer | Non-coincident | 2028 | POE10 | NA | 154.1538 | VIC West Melbourne (Jemena) 66 kV |  |  | FALSE | #N/A | #N/A | #N/A | #N/A | #N/A | #N/A | #N/A | #N/A | #N/A | #N/A
TRUE | VIC | WMTS66J | West Melbourne (Jemena) 66 kV | Jemena | Summer | Coincident | 2029 | POE10 | NA | 134.3853 | VIC West Melbourne (Jemena) 66 kV |  |  | FALSE | #N/A | #N/A | #N/A | #N/A | #N/A | #N/A | #N/A | #N/A | #N/A | #N/A
TRUE | VIC | WMTS66J | West Melbourne (Jemena) 66 kV | Jemena | Summer | Coincident | 2029 | POE50 | NA | 128.646 | VIC West Melbourne (Jemena) 66 kV |  |  | FALSE | #N/A | #N/A | #N/A | #N/A | #N/A | #N/A | #N/A | #N/A | #N/A | #N/A
TRUE | VIC | WMTS66J | West Melbourne (Jemena) 66 kV | Jemena | Summer | Non-coincident | 2029 | POE10 | NA | 156.7681 | VIC West Melbourne (Jemena) 66 kV |  |  | FALSE | #N/A | #N/A | #N/A | #N/A | #N/A | #N/A | #N/A | #N/A | #N/A | #N/A
TRUE | VIC | WMTS66J | West Melbourne (Jemena) 66 kV | Jemena | Summer | Coincident | 2030 | POE10 | NA | 135.1674 | VIC West Melbourne (Jemena) 66 kV |  |  | FALSE | #N/A | #N/A | #N/A | #N/A | #N/A | #N/A | #N/A | #N/A | #N/A | #N/A
TRUE | VIC | WMTS66J | West Melbourne (Jemena) 66 kV | Jemena | Summer | Coincident | 2030 | POE50 | NA | 129.1015 | VIC West Melbourne (Jemena) 66 kV |  |  | FALSE | #N/A | #N/A | #N/A | #N/A | #N/A | #N/A | #N/A | #N/A | #N/A | #N/A
TRUE | VIC | WMTS66J | West Melbourne (Jemena) 66 kV | Jemena | Summer | Non-coincident | 2030 | POE10 | NA | 160.0342 | VIC West Melbourne (Jemena) 66 kV |  |  | FALSE | #N/A | #N/A | #N/A | #N/A | #N/A | #N/A | #N/A | #N/A | #N/A | #N/A
TRUE | VIC | WMTS66J | West Melbourne (Jemena) 66 kV | Jemena | Summer | Coincident | 2031 | POE10 | NA | 134.8494 | VIC West Melbourne (Jemena) 66 kV |  |  | FALSE | #N/A | #N/A | #N/A | #N/A | #N/A | #N/A | #N/A | #N/A | #N/A | #N/A
TRUE | VIC | WMTS66J | West Melbourne (Jemena) 66 kV | Jemena | Summer | Coincident | 2031 | POE50 | NA | 129.5518 | VIC West Melbourne (Jemena) 66 kV |  |  | FALSE | #N/A | #N/A | #N/A | #N/A | #N/A | #N/A | #N/A | #N/A | #N/A | #N/A
TRUE | VIC | WMTS66J | West Melbourne (Jemena) 66 kV | Jemena | Summer | Non-coincident | 2031 | POE10 | NA | 163.8132 | VIC West Melbourne (Jemena) 66 kV |  |  | FALSE | #N/A | #N/A | #N/A | #N/A | #N/A | #N/A | #N/A | #N/A | #N/A | #N/A
TRUE | VIC | WMTS66J | West Melbourne (Jemena) 66 kV | Jemena | Summer | Coincident | 2032 | POE10 | NA | 139.2033 | VIC West Melbourne (Jemena) 66 kV |  |  | FALSE | #N/A | #N/A | #N/A | #N/A | #N/A | #N/A | #N/A | #N/A | #N/A | #N/A
TRUE | VIC | WMTS66J | West Melbourne (Jemena) 66 kV | Jemena | Summer | Coincident | 2032 | POE50 | NA | 133.8939 | VIC West Melbourne (Jemena) 66 kV |  |  | FALSE | #N/A | #N/A | #N/A | #N/A | #N/A | #N/A | #N/A | #N/A | #N/A | #N/A
TRUE | VIC | WMTS66J | West Melbourne (Jemena) 66 kV | Jemena | Summer | Non-coincident | 2032 | POE10 | NA | 174.3086 | VIC West Melbourne (Jemena) 66 kV |  |  | FALSE | #N/A | #N/A | #N/A | #N/A | #N/A | #N/A | #N/A | #N/A | #N/A | #N/A
TRUE | VIC | WMTS66J | West Melbourne (Jemena) 66 kV | Jemena | Summer | Coincident | 2033 | POE10 | NA | 141.4415 | VIC West Melbourne (Jemena) 66 kV |  |  | FALSE | #N/A | #N/A | #N/A | #N/A | #N/A | #N/A | #N/A | #N/A | #N/A | #N/A
TRUE | VIC | WMTS66J | West Melbourne (Jemena) 66 kV | Jemena | Summer | Coincident | 2033 | POE50 | NA | 135.0201 | VIC West Melbourne (Jemena) 66 kV |  |  | FALSE | #N/A | #N/A | #N/A | #N/A | #N/A | #N/A | #N/A | #N/A | #N/A | #N/A
TRUE | VIC | WMTS66J | West Melbourne (Jemena) 66 kV | Jemena | Summer | Non-coincident | 2033 | POE10 | NA | 181.3587 | VIC West Melbourne (Jemena) 66 kV |  |  | FALSE | #N/A | #N/A | #N/A | #N/A | #N/A | #N/A | #N/A | #N/A | #N/A | #N/A
TRUE | VIC | WMTS66J | West Melbourne (Jemena) 66 kV | Jemena | Summer | Coincident | 2034 | POE10 | NA | 140.464 | VIC West Melbourne (Jemena) 66 kV |  |  | FALSE | #N/A | #N/A | #N/A | #N/A | #N/A | #N/A | #N/A | #N/A | #N/A | #N/A
TRUE | VIC | WMTS66J | West Melbourne (Jemena) 66 kV | Jemena | Summer | Coincident | 2034 | POE50 | NA | 134.193 | VIC West Melbourne (Jemena) 66 kV |  |  | FALSE | #N/A | #N/A | #N/A | #N/A | #N/A | #N/A | #N/A | #N/A | #N/A | #N/A
TRUE | VIC | WMTS66J | West Melbourne (Jemena) 66 kV | Jemena | Summer | Non-coincident | 2034 | POE10 | NA | 181.9945 | VIC West Melbourne (Jemena) 66 kV |  |  | FALSE | #N/A | #N/A | #N/A | #N/A | #N/A | #N/A | #N/A | #N/A | #N/A | #N/A
TRUE | VIC | WMTS66J | West Melbourne (Jemena) 66 kV | Jemena | Summer | Coincident | 2035 | POE10 | NA | 140.0807 | VIC West Melbourne (Jemena) 66 kV |  |  | FALSE | #N/A | #N/A | #N/A | #N/A | #N/A | #N/A | #N/A | #N/A | #N/A | #N/A
TRUE | VIC | WMTS66J | West Melbourne (Jemena) 66 kV | Jemena | Summer | Coincident | 2035 | POE50 | NA | 133.8145 | VIC West Melbourne (Jemena) 66 kV |  |  | FALSE | #N/A | #N/A | #N/A | #N/A | #N/A | #N/A | #N/A | #N/A | #N/A | #N/A
TRUE | VIC | WMTS66J | West Melbourne (Jemena) 66 kV | Jemena | Summer | Non-coincident | 2035 | POE10 | NA | 182.6216 | VIC West Melbourne (Jemena) 66 kV |  |  | FALSE | #N/A | #N/A | #N/A | #N/A | #N/A | #N/A | #N/A | #N/A | #N/A | #N/A
TRUE | VIC | WMTS66J | West Melbourne (Jemena) 66 kV | Jemena | Winter | Coincident | 2018 | ACTUAL_OPG | NA | 51.6687 | VIC West Melbourne (Jemena) 66 kV |  |  | FALSE | #N/A | #N/A | #N/A | #N/A | #N/A | #N/A | #N/A | #N/A | #N/A | #N/A
TRUE | VIC | WMTS66J | West Melbourne (Jemena) 66 kV | Jemena | Winter | Coincident | 2018 | ACTUAL_RAW | NA | 51.6687 | VIC West Melbourne (Jemena) 66 kV |  |  | FALSE | #N/A | #N/A | #N/A | #N/A | #N/A | #N/A | #N/A | #N/A | #N/A | #N/A
TRUE | VIC | WMTS66J | West Melbourne (Jemena) 66 kV | Jemena | Winter | Non-coincident | 2018 | ACTUAL_RAW | NA | 55.8685 | VIC West Melbourne (Jemena) 66 kV |  |  | FALSE | #N/A | #N/A | #N/A | #N/A | #N/A | #N/A | #N/A | #N/A | #N/A | #N/A
TRUE | VIC | WMTS66J | West Melbourne (Jemena) 66 kV | Jemena | Winter | Non-coincident | 2018 | ACTUAL_OPG | NA | 55.8685 | VIC West Melbourne (Jemena) 66 kV |  |  | FALSE | #N/A | #N/A | #N/A | #N/A | #N/A | #N/A | #N/A | #N/A | #N/A | #N/A
TRUE | VIC | WMTS66J | West Melbourne (Jemena) 66 kV | Jemena | Winter | Non-coincident | 2018 | ACTUAL_ADJUSTEDOPG | NA | 55.8685 | VIC West Melbourne (Jemena) 66 kV |  |  | FALSE | #N/A | #N/A | #N/A | #N/A | #N/A | #N/A | #N/A | #N/A | #N/A | #N/A
TRUE | VIC | WMTS66J | West Melbourne (Jemena) 66 kV | Jemena | Winter | Coincident | 2019 | ACTUAL_OPG | NA | 51.7244 | VIC West Melbourne (Jemena) 66 kV |  |  | FALSE | #N/A | #N/A | #N/A | #N/A | #N/A | #N/A | #N/A | #N/A | #N/A | #N/A
TRUE | VIC | WMTS66J | West Melbourne (Jemena) 66 kV | Jemena | Winter | Coincident | 2019 | ACTUAL_RAW | NA | 51.7244 | VIC West Melbourne (Jemena) 66 kV |  |  | FALSE | #N/A | #N/A | #N/A | #N/A | #N/A | #N/A | #N/A | #N/A | #N/A | #N/A
TRUE | VIC | WMTS66J | West Melbourne (Jemena) 66 kV | Jemena | Winter | Non-coincident | 2019 | ACTUAL_RAW | NA | 55.2159 | VIC West Melbourne (Jemena) 66 kV |  |  | FALSE | #N/A | #N/A | #N/A | #N/A | #N/A | #N/A | #N/A | #N/A | #N/A | #N/A
TRUE | VIC | WMTS66J | West Melbourne (Jemena) 66 kV | Jemena | Winter | Non-coincident | 2019 | ACTUAL_OPG | NA | 55.2159 | VIC West Melbourne (Jemena) 66 kV |  |  | FALSE | #N/A | #N/A | #N/A | #N/A | #N/A | #N/A | #N/A | #N/A | #N/A | #N/A
TRUE | VIC | WMTS66J | West Melbourne (Jemena) 66 kV | Jemena | Winter | Non-coincident | 2019 | ACTUAL_ADJUSTEDOPG | NA | 55.2159 | VIC West Melbourne (Jemena) 66 kV |  |  | FALSE | #N/A | #N/A | #N/A | #N/A | #N/A | #N/A | #N/A | #N/A | #N/A | #N/A
TRUE | VIC | WMTS66J | West Melbourne (Jemena) 66 kV | Jemena | Winter | Coincident | 2020 | ACTUAL_OPG | NA | 55.5892 | VIC West Melbourne (Jemena) 66 kV |  |  | FALSE | #N/A | #N/A | #N/A | #N/A | #N/A | #N/A | #N/A | #N/A | #N/A | #N/A
TRUE | VIC | WMTS66J | West Melbourne (Jemena) 66 kV | Jemena | Winter | Coincident | 2020 | ACTUAL_RAW | NA | 55.5892 | VIC West Melbourne (Jemena) 66 kV |  |  | FALSE | #N/A | #N/A | #N/A | #N/A | #N/A | #N/A | #N/A | #N/A | #N/A | #N/A
TRUE | VIC | WMTS66J | West Melbourne (Jemena) 66 kV | Jemena | Winter | Non-coincident | 2020 | ACTUAL_RAW | NA | 56.2818 | VIC West Melbourne (Jemena) 66 kV |  |  | FALSE | #N/A | #N/A | #N/A | #N/A | #N/A | #N/A | #N/A | #N/A | #N/A | #N/A
TRUE | VIC | WMTS66J | West Melbourne (Jemena) 66 kV | Jemena | Winter | Non-coincident | 2020 | ACTUAL_OPG | NA | 56.2818 | VIC West Melbourne (Jemena) 66 kV |  |  | FALSE | #N/A | #N/A | #N/A | #N/A | #N/A | #N/A | #N/A | #N/A | #N/A | #N/A
TRUE | VIC | WMTS66J | West Melbourne (Jemena) 66 kV | Jemena | Winter | Non-coincident | 2020 | ACTUAL_ADJUSTEDOPG | NA | 56.2818 | VIC West Melbourne (Jemena) 66 kV |  |  | FALSE | #N/A | #N/A | #N/A | #N/A | #N/A | #N/A | #N/A | #N/A | #N/A | #N/A
TRUE | VIC | WMTS66J | West Melbourne (Jemena) 66 kV | Jemena | Winter | Coincident | 2021 | ACTUAL_OPG | NA | 44.2163 | VIC West Melbourne (Jemena) 66 kV |  |  | FALSE | #N/A | #N/A | #N/A | #N/A | #N/A | #N/A | #N/A | #N/A | #N/A | #N/A
TRUE | VIC | WMTS66J | West Melbourne (Jemena) 66 kV | Jemena | Winter | Coincident | 2021 | ACTUAL_RAW | NA | 44.2163 | VIC West Melbourne (Jemena) 66 kV |  |  | FALSE | #N/A | #N/A | #N/A | #N/A | #N/A | #N/A | #N/A | #N/A | #N/A | #N/A
TRUE | VIC | WMTS66J | West Melbourne (Jemena) 66 kV | Jemena | Winter | Non-coincident | 2021 | ACTUAL_RAW | NA | 44.3489 | VIC West Melbourne (Jemena) 66 kV |  |  | FALSE | #N/A | #N/A | #N/A | #N/A | #N/A | #N/A | #N/A | #N/A | #N/A | #N/A
TRUE | VIC | WMTS66J | West Melbourne (Jemena) 66 kV | Jemena | Winter | Non-coincident | 2021 | ACTUAL_OPG | NA | 44.3489 | VIC West Melbourne (Jemena) 66 kV |  |  | FALSE | #N/A | #N/A | #N/A | #N/A | #N/A | #N/A | #N/A | #N/A | #N/A | #N/A
TRUE | VIC | WMTS66J | West Melbourne (Jemena) 66 kV | Jemena | Winter | Non-coincident | 2021 | ACTUAL_ADJUSTEDOPG | NA | 44.3489 | VIC West Melbourne (Jemena) 66 kV |  |  | FALSE | #N/A | #N/A | #N/A | #N/A | #N/A | #N/A | #N/A | #N/A | #N/A | #N/A
TRUE | VIC | WMTS66J | West Melbourne (Jemena) 66 kV | Jemena | Winter | Coincident | 2022 | ACTUAL_OPG | NA | 60.9466 | VIC West Melbourne (Jemena) 66 kV |  |  | FALSE | #N/A | #N/A | #N/A | #N/A | #N/A | #N/A | #N/A | #N/A | #N/A | #N/A
TRUE | VIC | WMTS66J | West Melbourne (Jemena) 66 kV | Jemena | Winter | Coincident | 2022 | ACTUAL_RAW | NA | 60.9466 | VIC West Melbourne (Jemena) 66 kV |  |  | FALSE | #N/A | #N/A | #N/A | #N/A | #N/A | #N/A | #N/A | #N/A | #N/A | #N/A
TRUE | VIC | WMTS66J | West Melbourne (Jemena) 66 kV | Jemena | Winter | Non-coincident | 2022 | ACTUAL_RAW | NA | 62.9324 | VIC West Melbourne (Jemena) 66 kV |  |  | FALSE | #N/A | #N/A | #N/A | #N/A | #N/A | #N/A | #N/A | #N/A | #N/A | #N/A
TRUE | VIC | WMTS66J | West Melbourne (Jemena) 66 kV | Jemena | Winter | Non-coincident | 2022 | ACTUAL_OPG | NA | 62.9324 | VIC West Melbourne (Jemena) 66 kV |  |  | FALSE | #N/A | #N/A | #N/A | #N/A | #N/A | #N/A | #N/A | #N/A | #N/A | #N/A
TRUE | VIC | WMTS66J | West Melbourne (Jemena) 66 kV | Jemena | Winter | Non-coincident | 2022 | ACTUAL_ADJUSTEDOPG | NA | 62.9324 | VIC West Melbourne (Jemena) 66 kV |  |  | FALSE | #N/A | #N/A | #N/A | #N/A | #N/A | #N/A | #N/A | #N/A | #N/A | #N/A
TRUE | VIC | WMTS66J | West Melbourne (Jemena) 66 kV | Jemena | Winter | Coincident | 2023 | ACTUAL_OPG | NA | 61.8011 | VIC West Melbourne (Jemena) 66 kV |  |  | FALSE | #N/A | #N/A | #N/A | #N/A | #N/A | #N/A | #N/A | #N/A | #N/A | #N/A
TRUE | VIC | WMTS66J | West Melbourne (Jemena) 66 kV | Jemena | Winter | Coincident | 2023 | ACTUAL_RAW | NA | 61.8011 | VIC West Melbourne (Jemena) 66 kV |  |  | FALSE | #N/A | #N/A | #N/A | #N/A | #N/A | #N/A | #N/A | #N/A | #N/A | #N/A
TRUE | VIC | WMTS66J | West Melbourne (Jemena) 66 kV | Jemena | Winter | Non-coincident | 2023 | ACTUAL_RAW | NA | 65.0878 | VIC West Melbourne (Jemena) 66 kV |  |  | FALSE | #N/A | #N/A | #N/A | #N/A | #N/A | #N/A | #N/A | #N/A | #N/A | #N/A
TRUE | VIC | WMTS66J | West Melbourne (Jemena) 66 kV | Jemena | Winter | Non-coincident | 2023 | ACTUAL_OPG | NA | 65.0878 | VIC West Melbourne (Jemena) 66 kV |  |  | FALSE | #N/A | #N/A | #N/A | #N/A | #N/A | #N/A | #N/A | #N/A | #N/A | #N/A
TRUE | VIC | WMTS66J | West Melbourne (Jemena) 66 kV | Jemena | Winter | Non-coincident | 2023 | ACTUAL_ADJUSTEDOPG | NA | 65.0878 | VIC West Melbourne (Jemena) 66 kV |  |  | FALSE | #N/A | #N/A | #N/A | #N/A | #N/A | #N/A | #N/A | #N/A | #N/A | #N/A
TRUE | VIC | WMTS66J | West Melbourne (Jemena) 66 kV | Jemena | Winter | Coincident | 2024 | ACTUAL_OPG | NA | 67.9721 | VIC West Melbourne (Jemena) 66 kV |  |  | FALSE | #N/A | #N/A | #N/A | #N/A | #N/A | #N/A | #N/A | #N/A | #N/A | #N/A
TRUE | VIC | WMTS66J | West Melbourne (Jemena) 66 kV | Jemena | Winter | Coincident | 2024 | ACTUAL_RAW | NA | 67.9721 | VIC West Melbourne (Jemena) 66 kV |  |  | FALSE | #N/A | #N/A | #N/A | #N/A | #N/A | #N/A | #N/A | #N/A | #N/A | #N/A
TRUE | VIC | WMTS66J | West Melbourne (Jemena) 66 kV | Jemena | Winter | Non-coincident | 2024 | ACTUAL_RAW | NA | 71.4181 | VIC West Melbourne (Jemena) 66 kV |  |  | FALSE | #N/A | #N/A | #N/A | #N/A | #N/A | #N/A | #N/A | #N/A | #N/A | #N/A
TRUE | VIC | WMTS66J | West Melbourne (Jemena) 66 kV | Jemena | Winter | Non-coincident | 2024 | ACTUAL_OPG | NA | 71.4181 | VIC West Melbourne (Jemena) 66 kV |  |  | FALSE | #N/A | #N/A | #N/A | #N/A | #N/A | #N/A | #N/A | #N/A | #N/A | #N/A
TRUE | VIC | WMTS66J | West Melbourne (Jemena) 66 kV | Jemena | Winter | Non-coincident | 2024 | ACTUAL_ADJUSTEDOPG | NA | 71.4181 | VIC West Melbourne (Jemena) 66 kV |  |  | FALSE | #N/A | #N/A | #N/A | #N/A | #N/A | #N/A | #N/A | #N/A | #N/A | #N/A
TRUE | VIC | WMTS66J | West Melbourne (Jemena) 66 kV | Jemena | Winter | Coincident | 2025 | POE10 | NA | 56.7327 | VIC West Melbourne (Jemena) 66 kV |  |  | FALSE | #N/A | #N/A | #N/A | #N/A | #N/A | #N/A | #N/A | #N/A | #N/A | #N/A
TRUE | VIC | WMTS66J | West Melbourne (Jemena) 66 kV | Jemena | Winter | Coincident | 2025 | POE50 | NA | 55.7131 | VIC West Melbourne (Jemena) 66 kV |  |  | FALSE | #N/A | #N/A | #N/A | #N/A | #N/A | #N/A | #N/A | #N/A | #N/A | #N/A
TRUE | VIC | WMTS66J | West Melbourne (Jemena) 66 kV | Jemena | Winter | Non-coincident | 2025 | ACTUAL_RAW | NA | 77.3663 | VIC West Melbourne (Jemena) 66 kV |  |  | FALSE | #N/A | #N/A | #N/A | #N/A | #N/A | #N/A | #N/A | #N/A | #N/A | #N/A
TRUE | VIC | WMTS66J | West Melbourne (Jemena) 66 kV | Jemena | Winter | Non-coincident | 2025 | ACTUAL_ADJUSTEDOPG | NA | 77.3663 | VIC West Melbourne (Jemena) 66 kV |  |  | FALSE | #N/A | #N/A | #N/A | #N/A | #N/A | #N/A | #N/A | #N/A | #N/A | #N/A
TRUE | VIC | WMTS66J | West Melbourne (Jemena) 66 kV | Jemena | Winter | Non-coincident | 2025 | BASEYEARPOE50 | NA | 59.6315 | VIC West Melbourne (Jemena) 66 kV |  |  | FALSE | #N/A | #N/A | #N/A | #N/A | #N/A | #N/A | #N/A | #N/A | #N/A | #N/A
TRUE | VIC | WMTS66J | West Melbourne (Jemena) 66 kV | Jemena | Winter | Non-coincident | 2025 | BASEYEARPOE10 | NA | 61.3015 | VIC West Melbourne (Jemena) 66 kV |  |  | FALSE | #N/A | #N/A | #N/A | #N/A | #N/A | #N/A | #N/A | #N/A | #N/A | #N/A
TRUE | VIC | WMTS66J | West Melbourne (Jemena) 66 kV | Jemena | Winter | Non-coincident | 2025 | POE10 | NA | 61.5189 | VIC West Melbourne (Jemena) 66 kV |  |  | FALSE | #N/A | #N/A | #N/A | #N/A | #N/A | #N/A | #N/A | #N/A | #N/A | #N/A
TRUE | VIC | WMTS66J | West Melbourne (Jemena) 66 kV | Jemena | Winter | Non-coincident | 2025 | POE50 | NA | 59.8989 | VIC West Melbourne (Jemena) 66 kV |  |  | FALSE | #N/A | #N/A | #N/A | #N/A | #N/A | #N/A | #N/A | #N/A | #N/A | #N/A
TRUE | VIC | WMTS66J | West Melbourne (Jemena) 66 kV | Jemena | Winter | Coincident | 2026 | POE10 | NA | 54.7857 | VIC West Melbourne (Jemena) 66 kV |  |  | FALSE | #N/A | #N/A | #N/A | #N/A | #N/A | #N/A | #N/A | #N/A | #N/A | #N/A
TRUE | VIC | WMTS66J | West Melbourne (Jemena) 66 kV | Jemena | Winter | Coincident | 2026 | POE50 | NA | 53.692 | VIC West Melbourne (Jemena) 66 kV |  |  | FALSE | #N/A | #N/A | #N/A | #N/A | #N/A | #N/A | #N/A | #N/A | #N/A | #N/A
TRUE | VIC | WMTS66J | West Melbourne (Jemena) 66 kV | Jemena | Winter | Non-coincident | 2026 | POE10 | NA | 61.6607 | VIC West Melbourne (Jemena) 66 kV |  |  | FALSE | #N/A | #N/A | #N/A | #N/A | #N/A | #N/A | #N/A | #N/A | #N/A | #N/A
TRUE | VIC | WMTS66J | West Melbourne (Jemena) 66 kV | Jemena | Winter | Non-coincident | 2026 | POE50 | NA | 60.0275 | VIC West Melbourne (Jemena) 66 kV |  |  | FALSE | #N/A | #N/A | #N/A | #N/A | #N/A | #N/A | #N/A | #N/A | #N/A | #N/A
TRUE | VIC | WMTS66J | West Melbourne (Jemena) 66 kV | Jemena | Winter | Coincident | 2027 | POE10 | NA | 112.6942 | VIC West Melbourne (Jemena) 66 kV |  |  | FALSE | #N/A | #N/A | #N/A | #N/A | #N/A | #N/A | #N/A | #N/A | #N/A | #N/A
TRUE | VIC | WMTS66J | West Melbourne (Jemena) 66 kV | Jemena | Winter | Coincident | 2027 | POE50 | NA | 111.7458 | VIC West Melbourne (Jemena) 66 kV |  |  | FALSE | #N/A | #N/A | #N/A | #N/A | #N/A | #N/A | #N/A | #N/A | #N/A | #N/A
TRUE | VIC | WMTS66J | West Melbourne (Jemena) 66 kV | Jemena | Winter | Non-coincident | 2027 | POE10 | NA | 131.6405 | VIC West Melbourne (Jemena) 66 kV |  |  | FALSE | #N/A | #N/A | #N/A | #N/A | #N/A | #N/A | #N/A | #N/A | #N/A | #N/A
TRUE | VIC | WMTS66J | West Melbourne (Jemena) 66 kV | Jemena | Winter | Non-coincident | 2027 | POE50 | NA | 129.9959 | VIC West Melbourne (Jemena) 66 kV |  |  | FALSE | #N/A | #N/A | #N/A | #N/A | #N/A | #N/A | #N/A | #N/A | #N/A | #N/A
TRUE | VIC | WMTS66J | West Melbourne (Jemena) 66 kV | Jemena | Winter | Coincident | 2028 | POE10 | NA | 112.2885 | VIC West Melbourne (Jemena) 66 kV |  |  | FALSE | #N/A | #N/A | #N/A | #N/A | #N/A | #N/A | #N/A | #N/A | #N/A | #N/A
TRUE | VIC | WMTS66J | West Melbourne (Jemena) 66 kV | Jemena | Winter | Coincident | 2028 | POE50 | NA | 111.4443 | VIC West Melbourne (Jemena) 66 kV |  |  | FALSE | #N/A | #N/A | #N/A | #N/A | #N/A | #N/A | #N/A | #N/A | #N/A | #N/A
TRUE | VIC | WMTS66J | West Melbourne (Jemena) 66 kV | Jemena | Winter | Non-coincident | 2028 | POE10 | NA | 133.7422 | VIC West Melbourne (Jemena) 66 kV |  |  | FALSE | #N/A | #N/A | #N/A | #N/A | #N/A | #N/A | #N/A | #N/A | #N/A | #N/A
TRUE | VIC | WMTS66J | West Melbourne (Jemena) 66 kV | Jemena | Winter | Non-coincident | 2028 | POE50 | NA | 132.0863 | VIC West Melbourne (Jemena) 66 kV |  |  | FALSE | #N/A | #N/A | #N/A | #N/A | #N/A | #N/A | #N/A | #N/A | #N/A | #N/A
TRUE | VIC | WMTS66J | West Melbourne (Jemena) 66 kV | Jemena | Winter | Coincident | 2029 | POE10 | NA | 113.3449 | VIC West Melbourne (Jemena) 66 kV |  |  | FALSE | #N/A | #N/A | #N/A | #N/A | #N/A | #N/A | #N/A | #N/A | #N/A | #N/A
TRUE | VIC | WMTS66J | West Melbourne (Jemena) 66 kV | Jemena | Winter | Coincident | 2029 | POE50 | NA | 112.5521 | VIC West Melbourne (Jemena) 66 kV |  |  | FALSE | #N/A | #N/A | #N/A | #N/A | #N/A | #N/A | #N/A | #N/A | #N/A | #N/A
TRUE | VIC | WMTS66J | West Melbourne (Jemena) 66 kV | Jemena | Winter | Non-coincident | 2029 | POE10 | NA | 136.6682 | VIC West Melbourne (Jemena) 66 kV |  |  | FALSE | #N/A | #N/A | #N/A | #N/A | #N/A | #N/A | #N/A | #N/A | #N/A | #N/A
TRUE | VIC | WMTS66J | West Melbourne (Jemena) 66 kV | Jemena | Winter | Non-coincident | 2029 | POE50 | NA | 135.0009 | VIC West Melbourne (Jemena) 66 kV |  |  | FALSE | #N/A | #N/A | #N/A | #N/A | #N/A | #N/A | #N/A | #N/A | #N/A | #N/A
TRUE | VIC | WMTS66J | West Melbourne (Jemena) 66 kV | Jemena | Winter | Coincident | 2030 | POE10 | NA | 114.6469 | VIC West Melbourne (Jemena) 66 kV |  |  | FALSE | #N/A | #N/A | #N/A | #N/A | #N/A | #N/A | #N/A | #N/A | #N/A | #N/A
TRUE | VIC | WMTS66J | West Melbourne (Jemena) 66 kV | Jemena | Winter | Coincident | 2030 | POE50 | NA | 113.8457 | VIC West Melbourne (Jemena) 66 kV |  |  | FALSE | #N/A | #N/A | #N/A | #N/A | #N/A | #N/A | #N/A | #N/A | #N/A | #N/A
TRUE | VIC | WMTS66J | West Melbourne (Jemena) 66 kV | Jemena | Winter | Non-coincident | 2030 | POE10 | NA | 140.1772 | VIC West Melbourne (Jemena) 66 kV |  |  | FALSE | #N/A | #N/A | #N/A | #N/A | #N/A | #N/A | #N/A | #N/A | #N/A | #N/A
TRUE | VIC | WMTS66J | West Melbourne (Jemena) 66 kV | Jemena | Winter | Non-coincident | 2030 | POE50 | NA | 138.4986 | VIC West Melbourne (Jemena) 66 kV |  |  | FALSE | #N/A | #N/A | #N/A | #N/A | #N/A | #N/A | #N/A | #N/A | #N/A | #N/A
TRUE | VIC | WMTS66J | West Melbourne (Jemena) 66 kV | Jemena | Winter | Coincident | 2031 | POE10 | NA | 116.4766 | VIC West Melbourne (Jemena) 66 kV |  |  | FALSE | #N/A | #N/A | #N/A | #N/A | #N/A | #N/A | #N/A | #N/A | #N/A | #N/A
TRUE | VIC | WMTS66J | West Melbourne (Jemena) 66 kV | Jemena | Winter | Coincident | 2031 | POE50 | NA | 115.6964 | VIC West Melbourne (Jemena) 66 kV |  |  | FALSE | #N/A | #N/A | #N/A | #N/A | #N/A | #N/A | #N/A | #N/A | #N/A | #N/A
TRUE | VIC | WMTS66J | West Melbourne (Jemena) 66 kV | Jemena | Winter | Non-coincident | 2031 | POE10 | NA | 144.1861 | VIC West Melbourne (Jemena) 66 kV |  |  | FALSE | #N/A | #N/A | #N/A | #N/A | #N/A | #N/A | #N/A | #N/A | #N/A | #N/A
TRUE | VIC | WMTS66J | West Melbourne (Jemena) 66 kV | Jemena | Winter | Non-coincident | 2031 | POE50 | NA | 142.4961 | VIC West Melbourne (Jemena) 66 kV |  |  | FALSE | #N/A | #N/A | #N/A | #N/A | #N/A | #N/A | #N/A | #N/A | #N/A | #N/A
TRUE | VIC | WMTS66J | West Melbourne (Jemena) 66 kV | Jemena | Winter | Coincident | 2032 | POE10 | NA | 122.5246 | VIC West Melbourne (Jemena) 66 kV |  |  | FALSE | #N/A | #N/A | #N/A | #N/A | #N/A | #N/A | #N/A | #N/A | #N/A | #N/A
TRUE | VIC | WMTS66J | West Melbourne (Jemena) 66 kV | Jemena | Winter | Coincident | 2032 | POE50 | NA | 121.5633 | VIC West Melbourne (Jemena) 66 kV |  |  | FALSE | #N/A | #N/A | #N/A | #N/A | #N/A | #N/A | #N/A | #N/A | #N/A | #N/A
TRUE | VIC | WMTS66J | West Melbourne (Jemena) 66 kV | Jemena | Winter | Non-coincident | 2032 | POE10 | NA | 154.8469 | VIC West Melbourne (Jemena) 66 kV |  |  | FALSE | #N/A | #N/A | #N/A | #N/A | #N/A | #N/A | #N/A | #N/A | #N/A | #N/A
TRUE | VIC | WMTS66J | West Melbourne (Jemena) 66 kV | Jemena | Winter | Non-coincident | 2032 | POE50 | NA | 153.1452 | VIC West Melbourne (Jemena) 66 kV |  |  | FALSE | #N/A | #N/A | #N/A | #N/A | #N/A | #N/A | #N/A | #N/A | #N/A | #N/A
TRUE | VIC | WMTS66J | West Melbourne (Jemena) 66 kV | Jemena | Winter | Coincident | 2033 | POE10 | NA | 124.985 | VIC West Melbourne (Jemena) 66 kV |  |  | FALSE | #N/A | #N/A | #N/A | #N/A | #N/A | #N/A | #N/A | #N/A | #N/A | #N/A
TRUE | VIC | WMTS66J | West Melbourne (Jemena) 66 kV | Jemena | Winter | Coincident | 2033 | POE50 | NA | 124.0704 | VIC West Melbourne (Jemena) 66 kV |  |  | FALSE | #N/A | #N/A | #N/A | #N/A | #N/A | #N/A | #N/A | #N/A | #N/A | #N/A
TRUE | VIC | WMTS66J | West Melbourne (Jemena) 66 kV | Jemena | Winter | Non-coincident | 2033 | POE10 | NA | 161.9904 | VIC West Melbourne (Jemena) 66 kV |  |  | FALSE | #N/A | #N/A | #N/A | #N/A | #N/A | #N/A | #N/A | #N/A | #N/A | #N/A
TRUE | VIC | WMTS66J | West Melbourne (Jemena) 66 kV | Jemena | Winter | Non-coincident | 2033 | POE50 | NA | 160.277 | VIC West Melbourne (Jemena) 66 kV |  |  | FALSE | #N/A | #N/A | #N/A | #N/A | #N/A | #N/A | #N/A | #N/A | #N/A | #N/A
TRUE | VIC | WMTS66J | West Melbourne (Jemena) 66 kV | Jemena | Winter | Coincident | 2034 | POE10 | NA | 124.6009 | VIC West Melbourne (Jemena) 66 kV |  |  | FALSE | #N/A | #N/A | #N/A | #N/A | #N/A | #N/A | #N/A | #N/A | #N/A | #N/A
TRUE | VIC | WMTS66J | West Melbourne (Jemena) 66 kV | Jemena | Winter | Coincident | 2034 | POE50 | NA | 123.7524 | VIC West Melbourne (Jemena) 66 kV |  |  | FALSE | #N/A | #N/A | #N/A | #N/A | #N/A | #N/A | #N/A | #N/A | #N/A | #N/A
TRUE | VIC | WMTS66J | West Melbourne (Jemena) 66 kV | Jemena | Winter | Non-coincident | 2034 | POE10 | NA | 162.6995 | VIC West Melbourne (Jemena) 66 kV |  |  | FALSE | #N/A | #N/A | #N/A | #N/A | #N/A | #N/A | #N/A | #N/A | #N/A | #N/A
TRUE | VIC | WMTS66J | West Melbourne (Jemena) 66 kV | Jemena | Winter | Non-coincident | 2034 | POE50 | NA | 160.9743 | VIC West Melbourne (Jemena) 66 kV |  |  | FALSE | #N/A | #N/A | #N/A | #N/A | #N/A | #N/A | #N/A | #N/A | #N/A | #N/A
TRUE | VIC | WOTS22 | Wodonga (AusNet) 22 kV | AusNet | Shoulder | Coincident | 2019 | ACTUAL_OPG | 11.3439 | NA | VIC Wodonga (AusNet) 22 kV |  |  | FALSE | #N/A | #N/A | #N/A | #N/A | #N/A | #N/A | #N/A | #N/A | #N/A | #N/A
TRUE | VIC | WOTS22 | Wodonga (AusNet) 22 kV | AusNet | Shoulder | Coincident | 2019 | ACTUAL_RAW | 11.3439 | NA | VIC Wodonga (AusNet) 22 kV |  |  | FALSE | #N/A | #N/A | #N/A | #N/A | #N/A | #N/A | #N/A | #N/A | #N/A | #N/A
TRUE | VIC | WOTS22 | Wodonga (AusNet) 22 kV | AusNet | Shoulder | Non-coincident | 2019 | ACTUAL_RAW | 3.8236 | NA | VIC Wodonga (AusNet) 22 kV |  |  | FALSE | #N/A | #N/A | #N/A | #N/A | #N/A | #N/A | #N/A | #N/A | #N/A | #N/A
TRUE | VIC | WOTS22 | Wodonga (AusNet) 22 kV | AusNet | Shoulder | Non-coincident | 2019 | ACTUAL_OPG | 3.8236 | NA | VIC Wodonga (AusNet) 22 kV |  |  | FALSE | #N/A | #N/A | #N/A | #N/A | #N/A | #N/A | #N/A | #N/A | #N/A | #N/A
TRUE | VIC | WOTS22 | Wodonga (AusNet) 22 kV | AusNet | Shoulder | Non-coincident | 2019 | ACTUAL_ADJUSTEDOPG | 3.8236 | NA | VIC Wodonga (AusNet) 22 kV |  |  | FALSE | #N/A | #N/A | #N/A | #N/A | #N/A | #N/A | #N/A | #N/A | #N/A | #N/A
TRUE | VIC | WOTS22 | Wodonga (AusNet) 22 kV | AusNet | Shoulder | Coincident | 2020 | ACTUAL_OPG | 3.6846 | NA | VIC Wodonga (AusNet) 22 kV |  |  | FALSE | #N/A | #N/A | #N/A | #N/A | #N/A | #N/A | #N/A | #N/A | #N/A | #N/A
TRUE | VIC | WOTS22 | Wodonga (AusNet) 22 kV | AusNet | Shoulder | Coincident | 2020 | ACTUAL_RAW | 3.6846 | NA | VIC Wodonga (AusNet) 22 kV |  |  | FALSE | #N/A | #N/A | #N/A | #N/A | #N/A | #N/A | #N/A | #N/A | #N/A | #N/A
TRUE | VIC | WOTS22 | Wodonga (AusNet) 22 kV | AusNet | Shoulder | Non-coincident | 2020 | ACTUAL_RAW | 1.8681 | NA | VIC Wodonga (AusNet) 22 kV |  |  | FALSE | #N/A | #N/A | #N/A | #N/A | #N/A | #N/A | #N/A | #N/A | #N/A | #N/A
TRUE | VIC | WOTS22 | Wodonga (AusNet) 22 kV | AusNet | Shoulder | Non-coincident | 2020 | ACTUAL_OPG | 1.8681 | NA | VIC Wodonga (AusNet) 22 kV |  |  | FALSE | #N/A | #N/A | #N/A | #N/A | #N/A | #N/A | #N/A | #N/A | #N/A | #N/A
TRUE | VIC | WOTS22 | Wodonga (AusNet) 22 kV | AusNet | Shoulder | Non-coincident | 2020 | ACTUAL_ADJUSTEDOPG | 1.8681 | NA | VIC Wodonga (AusNet) 22 kV |  |  | FALSE | #N/A | #N/A | #N/A | #N/A | #N/A | #N/A | #N/A | #N/A | #N/A | #N/A
TRUE | VIC | WOTS22 | Wodonga (AusNet) 22 kV | AusNet | Shoulder | Coincident | 2021 | ACTUAL_OPG | 2.9671 | NA | VIC Wodonga (AusNet) 22 kV |  |  | FALSE | #N/A | #N/A | #N/A | #N/A | #N/A | #N/A | #N/A | #N/A | #N/A | #N/A
TRUE | VIC | WOTS22 | Wodonga (AusNet) 22 kV | AusNet | Shoulder | Coincident | 2021 | ACTUAL_RAW | 2.9671 | NA | VIC Wodonga (AusNet) 22 kV |  |  | FALSE | #N/A | #N/A | #N/A | #N/A | #N/A | #N/A | #N/A | #N/A | #N/A | #N/A
TRUE | VIC | WOTS22 | Wodonga (AusNet) 22 kV | AusNet | Shoulder | Non-coincident | 2021 | ACTUAL_RAW | 0 | NA | VIC Wodonga (AusNet) 22 kV |  |  | FALSE | #N/A | #N/A | #N/A | #N/A | #N/A | #N/A | #N/A | #N/A | #N/A | #N/A
TRUE | VIC | WOTS22 | Wodonga (AusNet) 22 kV | AusNet | Shoulder | Non-coincident | 2021 | ACTUAL_OPG | 0 | NA | VIC Wodonga (AusNet) 22 kV |  |  | FALSE | #N/A | #N/A | #N/A | #N/A | #N/A | #N/A | #N/A | #N/A | #N/A | #N/A
TRUE | VIC | WOTS22 | Wodonga (AusNet) 22 kV | AusNet | Shoulder | Non-coincident | 2021 | ACTUAL_ADJUSTEDOPG | 0.00573 | NA | VIC Wodonga (AusNet) 22 kV |  |  | FALSE | #N/A | #N/A | #N/A | #N/A | #N/A | #N/A | #N/A | #N/A | #N/A | #N/A
TRUE | VIC | WOTS22 | Wodonga (AusNet) 22 kV | AusNet | Shoulder | Coincident | 2022 | ACTUAL_OPG | -4.1159 | NA | VIC Wodonga (AusNet) 22 kV |  |  | FALSE | #N/A | #N/A | #N/A | #N/A | #N/A | #N/A | #N/A | #N/A | #N/A | #N/A
TRUE | VIC | WOTS22 | Wodonga (AusNet) 22 kV | AusNet | Shoulder | Coincident | 2022 | ACTUAL_RAW | -4.1159 | NA | VIC Wodonga (AusNet) 22 kV |  |  | FALSE | #N/A | #N/A | #N/A | #N/A | #N/A | #N/A | #N/A | #N/A | #N/A | #N/A
TRUE | VIC | WOTS22 | Wodonga (AusNet) 22 kV | AusNet | Shoulder | Non-coincident | 2022 | ACTUAL_RAW | -4.4783 | NA | VIC Wodonga (AusNet) 22 kV |  |  | FALSE | #N/A | #N/A | #N/A | #N/A | #N/A | #N/A | #N/A | #N/A | #N/A | #N/A
TRUE | VIC | WOTS22 | Wodonga (AusNet) 22 kV | AusNet | Shoulder | Non-coincident | 2022 | ACTUAL_OPG | -4.4783 | NA | VIC Wodonga (AusNet) 22 kV |  |  | FALSE | #N/A | #N/A | #N/A | #N/A | #N/A | #N/A | #N/A | #N/A | #N/A | #N/A
TRUE | VIC | WOTS22 | Wodonga (AusNet) 22 kV | AusNet | Shoulder | Non-coincident | 2022 | ACTUAL_ADJUSTEDOPG | -4.4783 | NA | VIC Wodonga (AusNet) 22 kV |  |  | FALSE | #N/A | #N/A | #N/A | #N/A | #N/A | #N/A | #N/A | #N/A | #N/A | #N/A
TRUE | VIC | WOTS22 | Wodonga (AusNet) 22 kV | AusNet | Shoulder | Coincident | 2023 | ACTUAL_OPG | -0.76547 | NA | VIC Wodonga (AusNet) 22 kV |  |  | FALSE | #N/A | #N/A | #N/A | #N/A | #N/A | #N/A | #N/A | #N/A | #N/A | #N/A
TRUE | VIC | WOTS22 | Wodonga (AusNet) 22 kV | AusNet | Shoulder | Coincident | 2023 | ACTUAL_RAW | -0.76547 | NA | VIC Wodonga (AusNet) 22 kV |  |  | FALSE | #N/A | #N/A | #N/A | #N/A | #N/A | #N/A | #N/A | #N/A | #N/A | #N/A
TRUE | VIC | WOTS22 | Wodonga (AusNet) 22 kV | AusNet | Shoulder | Non-coincident | 2023 | ACTUAL_RAW | -5.7544 | NA | VIC Wodonga (AusNet) 22 kV |  |  | FALSE | #N/A | #N/A | #N/A | #N/A | #N/A | #N/A | #N/A | #N/A | #N/A | #N/A
TRUE | VIC | WOTS22 | Wodonga (AusNet) 22 kV | AusNet | Shoulder | Non-coincident | 2023 | ACTUAL_OPG | -5.7544 | NA | VIC Wodonga (AusNet) 22 kV |  |  | FALSE | #N/A | #N/A | #N/A | #N/A | #N/A | #N/A | #N/A | #N/A | #N/A | #N/A
TRUE | VIC | WOTS22 | Wodonga (AusNet) 22 kV | AusNet | Shoulder | Non-coincident | 2023 | ACTUAL_ADJUSTEDOPG | -5.7544 | NA | VIC Wodonga (AusNet) 22 kV |  |  | FALSE | #N/A | #N/A | #N/A | #N/A | #N/A | #N/A | #N/A | #N/A | #N/A | #N/A
TRUE | VIC | WOTS22 | Wodonga (AusNet) 22 kV | AusNet | Shoulder | Coincident | 2024 | ACTUAL_OPG | -5.9626 | NA | VIC Wodonga (AusNet) 22 kV |  |  | FALSE | #N/A | #N/A | #N/A | #N/A | #N/A | #N/A | #N/A | #N/A | #N/A | #N/A
TRUE | VIC | WOTS22 | Wodonga (AusNet) 22 kV | AusNet | Shoulder | Coincident | 2024 | ACTUAL_RAW | -5.9626 | NA | VIC Wodonga (AusNet) 22 kV |  |  | FALSE | #N/A | #N/A | #N/A | #N/A | #N/A | #N/A | #N/A | #N/A | #N/A | #N/A
TRUE | VIC | WOTS22 | Wodonga (AusNet) 22 kV | AusNet | Shoulder | Non-coincident | 2024 | ACTUAL_RAW | -10.0755 | NA | VIC Wodonga (AusNet) 22 kV |  |  | FALSE | #N/A | #N/A | #N/A | #N/A | #N/A | #N/A | #N/A | #N/A | #N/A | #N/A
TRUE | VIC | WOTS22 | Wodonga (AusNet) 22 kV | AusNet | Shoulder | Non-coincident | 2024 | ACTUAL_OPG | -10.0755 | NA | VIC Wodonga (AusNet) 22 kV |  |  | FALSE | #N/A | #N/A | #N/A | #N/A | #N/A | #N/A | #N/A | #N/A | #N/A | #N/A
TRUE | VIC | WOTS22 | Wodonga (AusNet) 22 kV | AusNet | Shoulder | Non-coincident | 2024 | ACTUAL_ADJUSTEDOPG | -10.0755 | NA | VIC Wodonga (AusNet) 22 kV |  |  | FALSE | #N/A | #N/A | #N/A | #N/A | #N/A | #N/A | #N/A | #N/A | #N/A | #N/A
TRUE | VIC | WOTS22 | Wodonga (AusNet) 22 kV | AusNet | Shoulder | Coincident | 2025 | ACTUAL_OPG | -11.3321 | NA | VIC Wodonga (AusNet) 22 kV |  |  | FALSE | #N/A | #N/A | #N/A | #N/A | #N/A | #N/A | #N/A | #N/A | #N/A | #N/A
TRUE | VIC | WOTS22 | Wodonga (AusNet) 22 kV | AusNet | Shoulder | Coincident | 2025 | ACTUAL_RAW | -11.3321 | NA | VIC Wodonga (AusNet) 22 kV |  |  | FALSE | #N/A | #N/A | #N/A | #N/A | #N/A | #N/A | #N/A | #N/A | #N/A | #N/A
TRUE | VIC | WOTS22 | Wodonga (AusNet) 22 kV | AusNet | Shoulder | Non-coincident | 2025 | ACTUAL_RAW | -11.3934 | NA | VIC Wodonga (AusNet) 22 kV |  |  | FALSE | #N/A | #N/A | #N/A | #N/A | #N/A | #N/A | #N/A | #N/A | #N/A | #N/A
TRUE | VIC | WOTS22 | Wodonga (AusNet) 22 kV | AusNet | Shoulder | Non-coincident | 2025 | ACTUAL_OPG | -11.3934 | NA | VIC Wodonga (AusNet) 22 kV |  |  | FALSE | #N/A | #N/A | #N/A | #N/A | #N/A | #N/A | #N/A | #N/A | #N/A | #N/A
TRUE | VIC | WOTS22 | Wodonga (AusNet) 22 kV | AusNet | Shoulder | Non-coincident | 2025 | ACTUAL_ADJUSTEDOPG | -11.3934 | NA | VIC Wodonga (AusNet) 22 kV |  |  | FALSE | #N/A | #N/A | #N/A | #N/A | #N/A | #N/A | #N/A | #N/A | #N/A | #N/A
TRUE | VIC | WOTS22 | Wodonga (AusNet) 22 kV | AusNet | Shoulder | Non-coincident | 2025 | BASEYEARPOE90 | -18.0243 | NA | VIC Wodonga (AusNet) 22 kV |  |  | FALSE | #N/A | #N/A | #N/A | #N/A | #N/A | #N/A | #N/A | #N/A | #N/A | #N/A
TRUE | VIC | WOTS22 | Wodonga (AusNet) 22 kV | AusNet | Shoulder | Non-coincident | 2025 | BASEYEARPOE50 | -17.0269 | NA | VIC Wodonga (AusNet) 22 kV |  |  | FALSE | #N/A | #N/A | #N/A | #N/A | #N/A | #N/A | #N/A | #N/A | #N/A | #N/A
TRUE | VIC | WOTS22 | Wodonga (AusNet) 22 kV | AusNet | Shoulder | Coincident_unreconciled | 2026 | POE50 | -14.9615 | NA | VIC Wodonga (AusNet) 22 kV |  |  | FALSE | #N/A | #N/A | #N/A | #N/A | #N/A | #N/A | #N/A | #N/A | #N/A | #N/A
TRUE | VIC | WOTS22 | Wodonga (AusNet) 22 kV | AusNet | Shoulder | Coincident_unreconciled | 2026 | POE90 | -15.5275 | NA | VIC Wodonga (AusNet) 22 kV |  |  | FALSE | #N/A | #N/A | #N/A | #N/A | #N/A | #N/A | #N/A | #N/A | #N/A | #N/A
TRUE | VIC | WOTS22 | Wodonga (AusNet) 22 kV | AusNet | Shoulder | Non-coincident | 2026 | POE50 | -18.862 | NA | VIC Wodonga (AusNet) 22 kV |  |  | FALSE | #N/A | #N/A | #N/A | #N/A | #N/A | #N/A | #N/A | #N/A | #N/A | #N/A
TRUE | VIC | WOTS22 | Wodonga (AusNet) 22 kV | AusNet | Shoulder | Non-coincident | 2026 | POE90 | -19.5757 | NA | VIC Wodonga (AusNet) 22 kV |  |  | FALSE | #N/A | #N/A | #N/A | #N/A | #N/A | #N/A | #N/A | #N/A | #N/A | #N/A
TRUE | VIC | WOTS22 | Wodonga (AusNet) 22 kV | AusNet | Shoulder | Coincident_unreconciled | 2027 | POE50 | -16.3095 | NA | VIC Wodonga (AusNet) 22 kV |  |  | FALSE | #N/A | #N/A | #N/A | #N/A | #N/A | #N/A | #N/A | #N/A | #N/A | #N/A
TRUE | VIC | WOTS22 | Wodonga (AusNet) 22 kV | AusNet | Shoulder | Coincident_unreconciled | 2027 | POE90 | -16.8777 | NA | VIC Wodonga (AusNet) 22 kV |  |  | FALSE | #N/A | #N/A | #N/A | #N/A | #N/A | #N/A | #N/A | #N/A | #N/A | #N/A
TRUE | VIC | WOTS22 | Wodonga (AusNet) 22 kV | AusNet | Shoulder | Non-coincident | 2027 | POE50 | -20.5615 | NA | VIC Wodonga (AusNet) 22 kV |  |  | FALSE | #N/A | #N/A | #N/A | #N/A | #N/A | #N/A | #N/A | #N/A | #N/A | #N/A
TRUE | VIC | WOTS22 | Wodonga (AusNet) 22 kV | AusNet | Shoulder | Non-coincident | 2027 | POE90 | -21.2778 | NA | VIC Wodonga (AusNet) 22 kV |  |  | FALSE | #N/A | #N/A | #N/A | #N/A | #N/A | #N/A | #N/A | #N/A | #N/A | #N/A
TRUE | VIC | WOTS22 | Wodonga (AusNet) 22 kV | AusNet | Shoulder | Coincident_unreconciled | 2028 | POE50 | -18.0191 | NA | VIC Wodonga (AusNet) 22 kV |  |  | FALSE | #N/A | #N/A | #N/A | #N/A | #N/A | #N/A | #N/A | #N/A | #N/A | #N/A
TRUE | VIC | WOTS22 | Wodonga (AusNet) 22 kV | AusNet | Shoulder | Coincident_unreconciled | 2028 | POE90 | -18.5895 | NA | VIC Wodonga (AusNet) 22 kV |  |  | FALSE | #N/A | #N/A | #N/A | #N/A | #N/A | #N/A | #N/A | #N/A | #N/A | #N/A
TRUE | VIC | WOTS22 | Wodonga (AusNet) 22 kV | AusNet | Shoulder | Non-coincident | 2028 | POE50 | -22.7168 | NA | VIC Wodonga (AusNet) 22 kV |  |  | FALSE | #N/A | #N/A | #N/A | #N/A | #N/A | #N/A | #N/A | #N/A | #N/A | #N/A
TRUE | VIC | WOTS22 | Wodonga (AusNet) 22 kV | AusNet | Shoulder | Non-coincident | 2028 | POE90 | -23.4359 | NA | VIC Wodonga (AusNet) 22 kV |  |  | FALSE | #N/A | #N/A | #N/A | #N/A | #N/A | #N/A | #N/A | #N/A | #N/A | #N/A
TRUE | VIC | WOTS22 | Wodonga (AusNet) 22 kV | AusNet | Shoulder | Coincident_unreconciled | 2029 | POE50 | -19.623 | NA | VIC Wodonga (AusNet) 22 kV |  |  | FALSE | #N/A | #N/A | #N/A | #N/A | #N/A | #N/A | #N/A | #N/A | #N/A | #N/A
TRUE | VIC | WOTS22 | Wodonga (AusNet) 22 kV | AusNet | Shoulder | Coincident_unreconciled | 2029 | POE90 | -20.1957 | NA | VIC Wodonga (AusNet) 22 kV |  |  | FALSE | #N/A | #N/A | #N/A | #N/A | #N/A | #N/A | #N/A | #N/A | #N/A | #N/A
TRUE | VIC | WOTS22 | Wodonga (AusNet) 22 kV | AusNet | Shoulder | Non-coincident | 2029 | POE50 | -24.7388 | NA | VIC Wodonga (AusNet) 22 kV |  |  | FALSE | #N/A | #N/A | #N/A | #N/A | #N/A | #N/A | #N/A | #N/A | #N/A | #N/A
TRUE | VIC | WOTS22 | Wodonga (AusNet) 22 kV | AusNet | Shoulder | Non-coincident | 2029 | POE90 | -25.4608 | NA | VIC Wodonga (AusNet) 22 kV |  |  | FALSE | #N/A | #N/A | #N/A | #N/A | #N/A | #N/A | #N/A | #N/A | #N/A | #N/A
TRUE | VIC | WOTS22 | Wodonga (AusNet) 22 kV | AusNet | Shoulder | Coincident_unreconciled | 2030 | POE50 | -21.3621 | NA | VIC Wodonga (AusNet) 22 kV |  |  | FALSE | #N/A | #N/A | #N/A | #N/A | #N/A | #N/A | #N/A | #N/A | #N/A | #N/A
TRUE | VIC | WOTS22 | Wodonga (AusNet) 22 kV | AusNet | Shoulder | Coincident_unreconciled | 2030 | POE90 | -21.937 | NA | VIC Wodonga (AusNet) 22 kV |  |  | FALSE | #N/A | #N/A | #N/A | #N/A | #N/A | #N/A | #N/A | #N/A | #N/A | #N/A
TRUE | VIC | WOTS22 | Wodonga (AusNet) 22 kV | AusNet | Shoulder | Non-coincident | 2030 | POE50 | -26.9313 | NA | VIC Wodonga (AusNet) 22 kV |  |  | FALSE | #N/A | #N/A | #N/A | #N/A | #N/A | #N/A | #N/A | #N/A | #N/A | #N/A
TRUE | VIC | WOTS22 | Wodonga (AusNet) 22 kV | AusNet | Shoulder | Non-coincident | 2030 | POE90 | -27.6561 | NA | VIC Wodonga (AusNet) 22 kV |  |  | FALSE | #N/A | #N/A | #N/A | #N/A | #N/A | #N/A | #N/A | #N/A | #N/A | #N/A
TRUE | VIC | WOTS22 | Wodonga (AusNet) 22 kV | AusNet | Shoulder | Coincident_unreconciled | 2031 | POE50 | -23.4029 | NA | VIC Wodonga (AusNet) 22 kV |  |  | FALSE | #N/A | #N/A | #N/A | #N/A | #N/A | #N/A | #N/A | #N/A | #N/A | #N/A
TRUE | VIC | WOTS22 | Wodonga (AusNet) 22 kV | AusNet | Shoulder | Coincident_unreconciled | 2031 | POE90 | -23.9801 | NA | VIC Wodonga (AusNet) 22 kV |  |  | FALSE | #N/A | #N/A | #N/A | #N/A | #N/A | #N/A | #N/A | #N/A | #N/A | #N/A
TRUE | VIC | WOTS22 | Wodonga (AusNet) 22 kV | AusNet | Shoulder | Non-coincident | 2031 | POE50 | -29.5041 | NA | VIC Wodonga (AusNet) 22 kV |  |  | FALSE | #N/A | #N/A | #N/A | #N/A | #N/A | #N/A | #N/A | #N/A | #N/A | #N/A
TRUE | VIC | WOTS22 | Wodonga (AusNet) 22 kV | AusNet | Shoulder | Non-coincident | 2031 | POE90 | -30.2319 | NA | VIC Wodonga (AusNet) 22 kV |  |  | FALSE | #N/A | #N/A | #N/A | #N/A | #N/A | #N/A | #N/A | #N/A | #N/A | #N/A
TRUE | VIC | WOTS22 | Wodonga (AusNet) 22 kV | AusNet | Shoulder | Coincident_unreconciled | 2032 | POE50 | -24.8843 | NA | VIC Wodonga (AusNet) 22 kV |  |  | FALSE | #N/A | #N/A | #N/A | #N/A | #N/A | #N/A | #N/A | #N/A | #N/A | #N/A
TRUE | VIC | WOTS22 | Wodonga (AusNet) 22 kV | AusNet | Shoulder | Coincident_unreconciled | 2032 | POE90 | -25.4637 | NA | VIC Wodonga (AusNet) 22 kV |  |  | FALSE | #N/A | #N/A | #N/A | #N/A | #N/A | #N/A | #N/A | #N/A | #N/A | #N/A
TRUE | VIC | WOTS22 | Wodonga (AusNet) 22 kV | AusNet | Shoulder | Non-coincident | 2032 | POE50 | -31.3717 | NA | VIC Wodonga (AusNet) 22 kV |  |  | FALSE | #N/A | #N/A | #N/A | #N/A | #N/A | #N/A | #N/A | #N/A | #N/A | #N/A
TRUE | VIC | WOTS22 | Wodonga (AusNet) 22 kV | AusNet | Shoulder | Non-coincident | 2032 | POE90 | -32.1022 | NA | VIC Wodonga (AusNet) 22 kV |  |  | FALSE | #N/A | #N/A | #N/A | #N/A | #N/A | #N/A | #N/A | #N/A | #N/A | #N/A
TRUE | VIC | WOTS22 | Wodonga (AusNet) 22 kV | AusNet | Shoulder | Coincident_unreconciled | 2033 | POE50 | -25.8886 | NA | VIC Wodonga (AusNet) 22 kV |  |  | FALSE | #N/A | #N/A | #N/A | #N/A | #N/A | #N/A | #N/A | #N/A | #N/A | #N/A
TRUE | VIC | WOTS22 | Wodonga (AusNet) 22 kV | AusNet | Shoulder | Coincident_unreconciled | 2033 | POE90 | -26.47 | NA | VIC Wodonga (AusNet) 22 kV |  |  | FALSE | #N/A | #N/A | #N/A | #N/A | #N/A | #N/A | #N/A | #N/A | #N/A | #N/A
TRUE | VIC | WOTS22 | Wodonga (AusNet) 22 kV | AusNet | Shoulder | Non-coincident | 2033 | POE50 | -32.6379 | NA | VIC Wodonga (AusNet) 22 kV |  |  | FALSE | #N/A | #N/A | #N/A | #N/A | #N/A | #N/A | #N/A | #N/A | #N/A | #N/A
TRUE | VIC | WOTS22 | Wodonga (AusNet) 22 kV | AusNet | Shoulder | Non-coincident | 2033 | POE90 | -33.3709 | NA | VIC Wodonga (AusNet) 22 kV |  |  | FALSE | #N/A | #N/A | #N/A | #N/A | #N/A | #N/A | #N/A | #N/A | #N/A | #N/A
TRUE | VIC | WOTS22 | Wodonga (AusNet) 22 kV | AusNet | Shoulder | Coincident_unreconciled | 2034 | POE50 | -26.9843 | NA | VIC Wodonga (AusNet) 22 kV |  |  | FALSE | #N/A | #N/A | #N/A | #N/A | #N/A | #N/A | #N/A | #N/A | #N/A | #N/A
TRUE | VIC | WOTS22 | Wodonga (AusNet) 22 kV | AusNet | Shoulder | Coincident_unreconciled | 2034 | POE90 | -27.5678 | NA | VIC Wodonga (AusNet) 22 kV |  |  | FALSE | #N/A | #N/A | #N/A | #N/A | #N/A | #N/A | #N/A | #N/A | #N/A | #N/A
TRUE | VIC | WOTS22 | Wodonga (AusNet) 22 kV | AusNet | Shoulder | Non-coincident | 2034 | POE50 | -34.0193 | NA | VIC Wodonga (AusNet) 22 kV |  |  | FALSE | #N/A | #N/A | #N/A | #N/A | #N/A | #N/A | #N/A | #N/A | #N/A | #N/A
TRUE | VIC | WOTS22 | Wodonga (AusNet) 22 kV | AusNet | Shoulder | Non-coincident | 2034 | POE90 | -34.7549 | NA | VIC Wodonga (AusNet) 22 kV |  |  | FALSE | #N/A | #N/A | #N/A | #N/A | #N/A | #N/A | #N/A | #N/A | #N/A | #N/A
TRUE | VIC | WOTS22 | Wodonga (AusNet) 22 kV | AusNet | Shoulder | Coincident_unreconciled | 2035 | POE50 | -28.2957 | NA | VIC Wodonga (AusNet) 22 kV |  |  | FALSE | #N/A | #N/A | #N/A | #N/A | #N/A | #N/A | #N/A | #N/A | #N/A | #N/A
TRUE | VIC | WOTS22 | Wodonga (AusNet) 22 kV | AusNet | Shoulder | Coincident_unreconciled | 2035 | POE90 | -28.8812 | NA | VIC Wodonga (AusNet) 22 kV |  |  | FALSE | #N/A | #N/A | #N/A | #N/A | #N/A | #N/A | #N/A | #N/A | #N/A | #N/A
TRUE | VIC | WOTS22 | Wodonga (AusNet) 22 kV | AusNet | Shoulder | Non-coincident | 2035 | POE50 | -35.6725 | NA | VIC Wodonga (AusNet) 22 kV |  |  | FALSE | #N/A | #N/A | #N/A | #N/A | #N/A | #N/A | #N/A | #N/A | #N/A | #N/A
TRUE | VIC | WOTS22 | Wodonga (AusNet) 22 kV | AusNet | Shoulder | Non-coincident | 2035 | POE90 | -36.4107 | NA | VIC Wodonga (AusNet) 22 kV |  |  | FALSE | #N/A | #N/A | #N/A | #N/A | #N/A | #N/A | #N/A | #N/A | #N/A | #N/A
TRUE | VIC | WOTS22 | Wodonga (AusNet) 22 kV | AusNet | Summer | Coincident | 2019 | ACTUAL_OPG | 11.161 | 26.2091 | VIC Wodonga (AusNet) 22 kV |  |  | FALSE | #N/A | #N/A | #N/A | #N/A | #N/A | #N/A | #N/A | #N/A | #N/A | #N/A
TRUE | VIC | WOTS22 | Wodonga (AusNet) 22 kV | AusNet | Summer | Coincident | 2019 | ACTUAL_RAW | 11.161 | 26.2091 | VIC Wodonga (AusNet) 22 kV |  |  | FALSE | #N/A | #N/A | #N/A | #N/A | #N/A | #N/A | #N/A | #N/A | #N/A | #N/A
TRUE | VIC | WOTS22 | Wodonga (AusNet) 22 kV | AusNet | Summer | Non-coincident | 2019 | ACTUAL_RAW | 3.3794 | 37.0344 | VIC Wodonga (AusNet) 22 kV |  |  | FALSE | #N/A | #N/A | #N/A | #N/A | #N/A | #N/A | #N/A | #N/A | #N/A | #N/A
TRUE | VIC | WOTS22 | Wodonga (AusNet) 22 kV | AusNet | Summer | Non-coincident | 2019 | ACTUAL_OPG | 3.3794 | 37.0344 | VIC Wodonga (AusNet) 22 kV |  |  | FALSE | #N/A | #N/A | #N/A | #N/A | #N/A | #N/A | #N/A | #N/A | #N/A | #N/A
TRUE | VIC | WOTS22 | Wodonga (AusNet) 22 kV | AusNet | Summer | Non-coincident | 2019 | ACTUAL_ADJUSTEDOPG | 3.3794 | 37.0344 | VIC Wodonga (AusNet) 22 kV |  |  | FALSE | #N/A | #N/A | #N/A | #N/A | #N/A | #N/A | #N/A | #N/A | #N/A | #N/A
TRUE | VIC | WOTS22 | Wodonga (AusNet) 22 kV | AusNet | Summer | Coincident | 2020 | ACTUAL_OPG | 5.8985 | 31.9753 | VIC Wodonga (AusNet) 22 kV |  |  | FALSE | #N/A | #N/A | #N/A | #N/A | #N/A | #N/A | #N/A | #N/A | #N/A | #N/A
TRUE | VIC | WOTS22 | Wodonga (AusNet) 22 kV | AusNet | Summer | Coincident | 2020 | ACTUAL_RAW | 5.8985 | 31.9753 | VIC Wodonga (AusNet) 22 kV |  |  | FALSE | #N/A | #N/A | #N/A | #N/A | #N/A | #N/A | #N/A | #N/A | #N/A | #N/A
TRUE | VIC | WOTS22 | Wodonga (AusNet) 22 kV | AusNet | Summer | Non-coincident | 2020 | ACTUAL_RAW | 1.0154 | 35.8698 | VIC Wodonga (AusNet) 22 kV |  |  | FALSE | #N/A | #N/A | #N/A | #N/A | #N/A | #N/A | #N/A | #N/A | #N/A | #N/A
TRUE | VIC | WOTS22 | Wodonga (AusNet) 22 kV | AusNet | Summer | Non-coincident | 2020 | ACTUAL_OPG | 1.0154 | 35.8698 | VIC Wodonga (AusNet) 22 kV |  |  | FALSE | #N/A | #N/A | #N/A | #N/A | #N/A | #N/A | #N/A | #N/A | #N/A | #N/A
TRUE | VIC | WOTS22 | Wodonga (AusNet) 22 kV | AusNet | Summer | Non-coincident | 2020 | ACTUAL_ADJUSTEDOPG | 1.0154 | 35.8698 | VIC Wodonga (AusNet) 22 kV |  |  | FALSE | #N/A | #N/A | #N/A | #N/A | #N/A | #N/A | #N/A | #N/A | #N/A | #N/A
TRUE | VIC | WOTS22 | Wodonga (AusNet) 22 kV | AusNet | Summer | Coincident | 2021 | ACTUAL_OPG | -0.70107 | 28.2647 | VIC Wodonga (AusNet) 22 kV |  |  | FALSE | #N/A | #N/A | #N/A | #N/A | #N/A | #N/A | #N/A | #N/A | #N/A | #N/A
TRUE | VIC | WOTS22 | Wodonga (AusNet) 22 kV | AusNet | Summer | Coincident | 2021 | ACTUAL_RAW | -0.70107 | 28.2647 | VIC Wodonga (AusNet) 22 kV |  |  | FALSE | #N/A | #N/A | #N/A | #N/A | #N/A | #N/A | #N/A | #N/A | #N/A | #N/A
TRUE | VIC | WOTS22 | Wodonga (AusNet) 22 kV | AusNet | Summer | Non-coincident | 2021 | ACTUAL_RAW | -1.5905 | 31.6975 | VIC Wodonga (AusNet) 22 kV |  |  | FALSE | #N/A | #N/A | #N/A | #N/A | #N/A | #N/A | #N/A | #N/A | #N/A | #N/A
TRUE | VIC | WOTS22 | Wodonga (AusNet) 22 kV | AusNet | Summer | Non-coincident | 2021 | ACTUAL_OPG | -1.5905 | 31.6975 | VIC Wodonga (AusNet) 22 kV |  |  | FALSE | #N/A | #N/A | #N/A | #N/A | #N/A | #N/A | #N/A | #N/A | #N/A | #N/A
TRUE | VIC | WOTS22 | Wodonga (AusNet) 22 kV | AusNet | Summer | Non-coincident | 2021 | ACTUAL_ADJUSTEDOPG | -1.5905 | 31.6975 | VIC Wodonga (AusNet) 22 kV |  |  | FALSE | #N/A | #N/A | #N/A | #N/A | #N/A | #N/A | #N/A | #N/A | #N/A | #N/A
TRUE | VIC | WOTS22 | Wodonga (AusNet) 22 kV | AusNet | Summer | Coincident | 2022 | ACTUAL_OPG | -4.3773 | 25.495 | VIC Wodonga (AusNet) 22 kV |  |  | FALSE | #N/A | #N/A | #N/A | #N/A | #N/A | #N/A | #N/A | #N/A | #N/A | #N/A
TRUE | VIC | WOTS22 | Wodonga (AusNet) 22 kV | AusNet | Summer | Coincident | 2022 | ACTUAL_RAW | -4.3773 | 25.495 | VIC Wodonga (AusNet) 22 kV |  |  | FALSE | #N/A | #N/A | #N/A | #N/A | #N/A | #N/A | #N/A | #N/A | #N/A | #N/A
TRUE | VIC | WOTS22 | Wodonga (AusNet) 22 kV | AusNet | Summer | Non-coincident | 2022 | ACTUAL_RAW | -4.6669 | 29.659 | VIC Wodonga (AusNet) 22 kV |  |  | FALSE | #N/A | #N/A | #N/A | #N/A | #N/A | #N/A | #N/A | #N/A | #N/A | #N/A
TRUE | VIC | WOTS22 | Wodonga (AusNet) 22 kV | AusNet | Summer | Non-coincident | 2022 | ACTUAL_OPG | -4.6669 | 29.659 | VIC Wodonga (AusNet) 22 kV |  |  | FALSE | #N/A | #N/A | #N/A | #N/A | #N/A | #N/A | #N/A | #N/A | #N/A | #N/A
TRUE | VIC | WOTS22 | Wodonga (AusNet) 22 kV | AusNet | Summer | Non-coincident | 2022 | ACTUAL_ADJUSTEDOPG | -4.6669 | 29.659 | VIC Wodonga (AusNet) 22 kV |  |  | FALSE | #N/A | #N/A | #N/A | #N/A | #N/A | #N/A | #N/A | #N/A | #N/A | #N/A
TRUE | VIC | WOTS22 | Wodonga (AusNet) 22 kV | AusNet | Summer | Coincident | 2023 | ACTUAL_OPG | -6.6507 | 28.1921 | VIC Wodonga (AusNet) 22 kV |  |  | FALSE | #N/A | #N/A | #N/A | #N/A | #N/A | #N/A | #N/A | #N/A | #N/A | #N/A
TRUE | VIC | WOTS22 | Wodonga (AusNet) 22 kV | AusNet | Summer | Coincident | 2023 | ACTUAL_RAW | -6.6507 | 28.1921 | VIC Wodonga (AusNet) 22 kV |  |  | FALSE | #N/A | #N/A | #N/A | #N/A | #N/A | #N/A | #N/A | #N/A | #N/A | #N/A
TRUE | VIC | WOTS22 | Wodonga (AusNet) 22 kV | AusNet | Summer | Non-coincident | 2023 | ACTUAL_RAW | -14.693 | 31.1141 | VIC Wodonga (AusNet) 22 kV |  |  | FALSE | #N/A | #N/A | #N/A | #N/A | #N/A | #N/A | #N/A | #N/A | #N/A | #N/A
TRUE | VIC | WOTS22 | Wodonga (AusNet) 22 kV | AusNet | Summer | Non-coincident | 2023 | ACTUAL_OPG | -14.693 | 31.1141 | VIC Wodonga (AusNet) 22 kV |  |  | FALSE | #N/A | #N/A | #N/A | #N/A | #N/A | #N/A | #N/A | #N/A | #N/A | #N/A
TRUE | VIC | WOTS22 | Wodonga (AusNet) 22 kV | AusNet | Summer | Non-coincident | 2023 | ACTUAL_ADJUSTEDOPG | -8.5853 | 31.1141 | VIC Wodonga (AusNet) 22 kV |  |  | FALSE | #N/A | #N/A | #N/A | #N/A | #N/A | #N/A | #N/A | #N/A | #N/A | #N/A
TRUE | VIC | WOTS22 | Wodonga (AusNet) 22 kV | AusNet | Summer | Coincident | 2024 | ACTUAL_OPG | -6.6156 | 18.6388 | VIC Wodonga (AusNet) 22 kV |  |  | FALSE | #N/A | #N/A | #N/A | #N/A | #N/A | #N/A | #N/A | #N/A | #N/A | #N/A
TRUE | VIC | WOTS22 | Wodonga (AusNet) 22 kV | AusNet | Summer | Coincident | 2024 | ACTUAL_RAW | -6.6156 | 18.6388 | VIC Wodonga (AusNet) 22 kV |  |  | FALSE | #N/A | #N/A | #N/A | #N/A | #N/A | #N/A | #N/A | #N/A | #N/A | #N/A
TRUE | VIC | WOTS22 | Wodonga (AusNet) 22 kV | AusNet | Summer | Non-coincident | 2024 | ACTUAL_RAW | -8.1672 | 32.83 | VIC Wodonga (AusNet) 22 kV |  |  | FALSE | #N/A | #N/A | #N/A | #N/A | #N/A | #N/A | #N/A | #N/A | #N/A | #N/A
TRUE | VIC | WOTS22 | Wodonga (AusNet) 22 kV | AusNet | Summer | Non-coincident | 2024 | ACTUAL_OPG | -8.1672 | 32.83 | VIC Wodonga (AusNet) 22 kV |  |  | FALSE | #N/A | #N/A | #N/A | #N/A | #N/A | #N/A | #N/A | #N/A | #N/A | #N/A
TRUE | VIC | WOTS22 | Wodonga (AusNet) 22 kV | AusNet | Summer | Non-coincident | 2024 | ACTUAL_ADJUSTEDOPG | -8.1672 | 32.83 | VIC Wodonga (AusNet) 22 kV |  |  | FALSE | #N/A | #N/A | #N/A | #N/A | #N/A | #N/A | #N/A | #N/A | #N/A | #N/A
TRUE | VIC | WOTS22 | Wodonga (AusNet) 22 kV | AusNet | Summer | Coincident | 2025 | ACTUAL_OPG | -3.0149 | 28.1453 | VIC Wodonga (AusNet) 22 kV |  |  | FALSE | #N/A | #N/A | #N/A | #N/A | #N/A | #N/A | #N/A | #N/A | #N/A | #N/A
TRUE | VIC | WOTS22 | Wodonga (AusNet) 22 kV | AusNet | Summer | Coincident | 2025 | ACTUAL_RAW | -3.0149 | 28.1453 | VIC Wodonga (AusNet) 22 kV |  |  | FALSE | #N/A | #N/A | #N/A | #N/A | #N/A | #N/A | #N/A | #N/A | #N/A | #N/A
TRUE | VIC | WOTS22 | Wodonga (AusNet) 22 kV | AusNet | Summer | Non-coincident | 2025 | ACTUAL_RAW | -9.7509 | 35.0647 | VIC Wodonga (AusNet) 22 kV |  |  | FALSE | #N/A | #N/A | #N/A | #N/A | #N/A | #N/A | #N/A | #N/A | #N/A | #N/A
TRUE | VIC | WOTS22 | Wodonga (AusNet) 22 kV | AusNet | Summer | Non-coincident | 2025 | ACTUAL_OPG | -9.7509 | 35.0647 | VIC Wodonga (AusNet) 22 kV |  |  | FALSE | #N/A | #N/A | #N/A | #N/A | #N/A | #N/A | #N/A | #N/A | #N/A | #N/A
TRUE | VIC | WOTS22 | Wodonga (AusNet) 22 kV | AusNet | Summer | Non-coincident | 2025 | ACTUAL_ADJUSTEDOPG | -9.7509 | 35.0647 | VIC Wodonga (AusNet) 22 kV |  |  | FALSE | #N/A | #N/A | #N/A | #N/A | #N/A | #N/A | #N/A | #N/A | #N/A | #N/A
TRUE | VIC | WOTS22 | Wodonga (AusNet) 22 kV | AusNet | Summer | Non-coincident | 2025 | BASEYEARPOE90 | -19.3667 | NA | VIC Wodonga (AusNet) 22 kV |  |  | FALSE | #N/A | #N/A | #N/A | #N/A | #N/A | #N/A | #N/A | #N/A | #N/A | #N/A
TRUE | VIC | WOTS22 | Wodonga (AusNet) 22 kV | AusNet | Summer | Non-coincident | 2025 | BASEYEARPOE50 | -17.9513 | 36.1294 | VIC Wodonga (AusNet) 22 kV |  |  | FALSE | #N/A | #N/A | #N/A | #N/A | #N/A | #N/A | #N/A | #N/A | #N/A | #N/A
TRUE | VIC | WOTS22 | Wodonga (AusNet) 22 kV | AusNet | Summer | Coincident_unreconciled | 2026 | POE50 | -10.8477 | NA | VIC Wodonga (AusNet) 22 kV |  |  | FALSE | #N/A | #N/A | #N/A | #N/A | #N/A | #N/A | #N/A | #N/A | #N/A | #N/A
TRUE | VIC | WOTS22 | Wodonga (AusNet) 22 kV | AusNet | Summer | Coincident_unreconciled | 2026 | POE90 | -11.3977 | NA | VIC Wodonga (AusNet) 22 kV |  |  | FALSE | #N/A | #N/A | #N/A | #N/A | #N/A | #N/A | #N/A | #N/A | #N/A | #N/A
TRUE | VIC | WOTS22 | Wodonga (AusNet) 22 kV | AusNet | Summer | Non-coincident | 2026 | POE50 | -19.3847 | 36.7823 | VIC Wodonga (AusNet) 22 kV |  |  | FALSE | #N/A | #N/A | #N/A | #N/A | #N/A | #N/A | #N/A | #N/A | #N/A | #N/A
TRUE | VIC | WOTS22 | Wodonga (AusNet) 22 kV | AusNet | Summer | Non-coincident | 2026 | POE90 | -20.3675 | NA | VIC Wodonga (AusNet) 22 kV |  |  | FALSE | #N/A | #N/A | #N/A | #N/A | #N/A | #N/A | #N/A | #N/A | #N/A | #N/A
TRUE | VIC | WOTS22 | Wodonga (AusNet) 22 kV | AusNet | Summer | Coincident_unreconciled | 2027 | POE50 | -11.847 | NA | VIC Wodonga (AusNet) 22 kV |  |  | FALSE | #N/A | #N/A | #N/A | #N/A | #N/A | #N/A | #N/A | #N/A | #N/A | #N/A
TRUE | VIC | WOTS22 | Wodonga (AusNet) 22 kV | AusNet | Summer | Coincident_unreconciled | 2027 | POE90 | -12.399 | NA | VIC Wodonga (AusNet) 22 kV |  |  | FALSE | #N/A | #N/A | #N/A | #N/A | #N/A | #N/A | #N/A | #N/A | #N/A | #N/A
TRUE | VIC | WOTS22 | Wodonga (AusNet) 22 kV | AusNet | Summer | Non-coincident | 2027 | POE50 | -21.1704 | 36.9053 | VIC Wodonga (AusNet) 22 kV |  |  | FALSE | #N/A | #N/A | #N/A | #N/A | #N/A | #N/A | #N/A | #N/A | #N/A | #N/A
TRUE | VIC | WOTS22 | Wodonga (AusNet) 22 kV | AusNet | Summer | Non-coincident | 2027 | POE90 | -22.1568 | NA | VIC Wodonga (AusNet) 22 kV |  |  | FALSE | #N/A | #N/A | #N/A | #N/A | #N/A | #N/A | #N/A | #N/A | #N/A | #N/A
TRUE | VIC | WOTS22 | Wodonga (AusNet) 22 kV | AusNet | Summer | Coincident_unreconciled | 2028 | POE50 | -13.0957 | NA | VIC Wodonga (AusNet) 22 kV |  |  | FALSE | #N/A | #N/A | #N/A | #N/A | #N/A | #N/A | #N/A | #N/A | #N/A | #N/A
TRUE | VIC | WOTS22 | Wodonga (AusNet) 22 kV | AusNet | Summer | Coincident_unreconciled | 2028 | POE90 | -13.6499 | NA | VIC Wodonga (AusNet) 22 kV |  |  | FALSE | #N/A | #N/A | #N/A | #N/A | #N/A | #N/A | #N/A | #N/A | #N/A | #N/A
TRUE | VIC | WOTS22 | Wodonga (AusNet) 22 kV | AusNet | Summer | Non-coincident | 2028 | POE50 | -23.4017 | 37.0632 | VIC Wodonga (AusNet) 22 kV |  |  | FALSE | #N/A | #N/A | #N/A | #N/A | #N/A | #N/A | #N/A | #N/A | #N/A | #N/A
TRUE | VIC | WOTS22 | Wodonga (AusNet) 22 kV | AusNet | Summer | Non-coincident | 2028 | POE90 | -24.3921 | NA | VIC Wodonga (AusNet) 22 kV |  |  | FALSE | #N/A | #N/A | #N/A | #N/A | #N/A | #N/A | #N/A | #N/A | #N/A | #N/A
TRUE | VIC | WOTS22 | Wodonga (AusNet) 22 kV | AusNet | Summer | Coincident_unreconciled | 2029 | POE50 | -14.2576 | NA | VIC Wodonga (AusNet) 22 kV |  |  | FALSE | #N/A | #N/A | #N/A | #N/A | #N/A | #N/A | #N/A | #N/A | #N/A | #N/A
TRUE | VIC | WOTS22 | Wodonga (AusNet) 22 kV | AusNet | Summer | Coincident_unreconciled | 2029 | POE90 | -14.814 | NA | VIC Wodonga (AusNet) 22 kV |  |  | FALSE | #N/A | #N/A | #N/A | #N/A | #N/A | #N/A | #N/A | #N/A | #N/A | #N/A
TRUE | VIC | WOTS22 | Wodonga (AusNet) 22 kV | AusNet | Summer | Non-coincident | 2029 | POE50 | -25.4782 | 37.2523 | VIC Wodonga (AusNet) 22 kV |  |  | FALSE | #N/A | #N/A | #N/A | #N/A | #N/A | #N/A | #N/A | #N/A | #N/A | #N/A
TRUE | VIC | WOTS22 | Wodonga (AusNet) 22 kV | AusNet | Summer | Non-coincident | 2029 | POE90 | -26.4725 | NA | VIC Wodonga (AusNet) 22 kV |  |  | FALSE | #N/A | #N/A | #N/A | #N/A | #N/A | #N/A | #N/A | #N/A | #N/A | #N/A
TRUE | VIC | WOTS22 | Wodonga (AusNet) 22 kV | AusNet | Summer | Coincident_unreconciled | 2030 | POE50 | -15.5277 | NA | VIC Wodonga (AusNet) 22 kV |  |  | FALSE | #N/A | #N/A | #N/A | #N/A | #N/A | #N/A | #N/A | #N/A | #N/A | #N/A
TRUE | VIC | WOTS22 | Wodonga (AusNet) 22 kV | AusNet | Summer | Coincident_unreconciled | 2030 | POE90 | -16.0863 | NA | VIC Wodonga (AusNet) 22 kV |  |  | FALSE | #N/A | #N/A | #N/A | #N/A | #N/A | #N/A | #N/A | #N/A | #N/A | #N/A
TRUE | VIC | WOTS22 | Wodonga (AusNet) 22 kV | AusNet | Summer | Non-coincident | 2030 | POE50 | -27.7477 | 37.4609 | VIC Wodonga (AusNet) 22 kV |  |  | FALSE | #N/A | #N/A | #N/A | #N/A | #N/A | #N/A | #N/A | #N/A | #N/A | #N/A
TRUE | VIC | WOTS22 | Wodonga (AusNet) 22 kV | AusNet | Summer | Non-coincident | 2030 | POE90 | -28.7459 | NA | VIC Wodonga (AusNet) 22 kV |  |  | FALSE | #N/A | #N/A | #N/A | #N/A | #N/A | #N/A | #N/A | #N/A | #N/A | #N/A
TRUE | VIC | WOTS22 | Wodonga (AusNet) 22 kV | AusNet | Summer | Coincident_unreconciled | 2031 | POE50 | -17.0225 | NA | VIC Wodonga (AusNet) 22 kV |  |  | FALSE | #N/A | #N/A | #N/A | #N/A | #N/A | #N/A | #N/A | #N/A | #N/A | #N/A
TRUE | VIC | WOTS22 | Wodonga (AusNet) 22 kV | AusNet | Summer | Coincident_unreconciled | 2031 | POE90 | -17.5833 | NA | VIC Wodonga (AusNet) 22 kV |  |  | FALSE | #N/A | #N/A | #N/A | #N/A | #N/A | #N/A | #N/A | #N/A | #N/A | #N/A
TRUE | VIC | WOTS22 | Wodonga (AusNet) 22 kV | AusNet | Summer | Non-coincident | 2031 | POE50 | -30.4189 | 37.6554 | VIC Wodonga (AusNet) 22 kV |  |  | FALSE | #N/A | #N/A | #N/A | #N/A | #N/A | #N/A | #N/A | #N/A | #N/A | #N/A
TRUE | VIC | WOTS22 | Wodonga (AusNet) 22 kV | AusNet | Summer | Non-coincident | 2031 | POE90 | -31.4211 | NA | VIC Wodonga (AusNet) 22 kV |  |  | FALSE | #N/A | #N/A | #N/A | #N/A | #N/A | #N/A | #N/A | #N/A | #N/A | #N/A
TRUE | VIC | WOTS22 | Wodonga (AusNet) 22 kV | AusNet | Summer | Coincident_unreconciled | 2032 | POE50 | -18.0921 | NA | VIC Wodonga (AusNet) 22 kV |  |  | FALSE | #N/A | #N/A | #N/A | #N/A | #N/A | #N/A | #N/A | #N/A | #N/A | #N/A
TRUE | VIC | WOTS22 | Wodonga (AusNet) 22 kV | AusNet | Summer | Coincident_unreconciled | 2032 | POE90 | -18.655 | NA | VIC Wodonga (AusNet) 22 kV |  |  | FALSE | #N/A | #N/A | #N/A | #N/A | #N/A | #N/A | #N/A | #N/A | #N/A | #N/A
TRUE | VIC | WOTS22 | Wodonga (AusNet) 22 kV | AusNet | Summer | Non-coincident | 2032 | POE50 | -32.3303 | 37.8813 | VIC Wodonga (AusNet) 22 kV |  |  | FALSE | #N/A | #N/A | #N/A | #N/A | #N/A | #N/A | #N/A | #N/A | #N/A | #N/A
TRUE | VIC | WOTS22 | Wodonga (AusNet) 22 kV | AusNet | Summer | Non-coincident | 2032 | POE90 | -33.3362 | NA | VIC Wodonga (AusNet) 22 kV |  |  | FALSE | #N/A | #N/A | #N/A | #N/A | #N/A | #N/A | #N/A | #N/A | #N/A | #N/A
TRUE | VIC | WOTS22 | Wodonga (AusNet) 22 kV | AusNet | Summer | Coincident_unreconciled | 2033 | POE50 | -18.8099 | NA | VIC Wodonga (AusNet) 22 kV |  |  | FALSE | #N/A | #N/A | #N/A | #N/A | #N/A | #N/A | #N/A | #N/A | #N/A | #N/A
TRUE | VIC | WOTS22 | Wodonga (AusNet) 22 kV | AusNet | Summer | Coincident_unreconciled | 2033 | POE90 | -19.3748 | NA | VIC Wodonga (AusNet) 22 kV |  |  | FALSE | #N/A | #N/A | #N/A | #N/A | #N/A | #N/A | #N/A | #N/A | #N/A | #N/A
TRUE | VIC | WOTS22 | Wodonga (AusNet) 22 kV | AusNet | Summer | Non-coincident | 2033 | POE50 | -33.613 | 38.125 | VIC Wodonga (AusNet) 22 kV |  |  | FALSE | #N/A | #N/A | #N/A | #N/A | #N/A | #N/A | #N/A | #N/A | #N/A | #N/A
TRUE | VIC | WOTS22 | Wodonga (AusNet) 22 kV | AusNet | Summer | Non-coincident | 2033 | POE90 | -34.6225 | NA | VIC Wodonga (AusNet) 22 kV |  |  | FALSE | #N/A | #N/A | #N/A | #N/A | #N/A | #N/A | #N/A | #N/A | #N/A | #N/A
TRUE | VIC | WOTS22 | Wodonga (AusNet) 22 kV | AusNet | Summer | Coincident_unreconciled | 2034 | POE50 | -19.605 | NA | VIC Wodonga (AusNet) 22 kV |  |  | FALSE | #N/A | #N/A | #N/A | #N/A | #N/A | #N/A | #N/A | #N/A | #N/A | #N/A
TRUE | VIC | WOTS22 | Wodonga (AusNet) 22 kV | AusNet | Summer | Coincident_unreconciled | 2034 | POE90 | -20.1719 | NA | VIC Wodonga (AusNet) 22 kV |  |  | FALSE | #N/A | #N/A | #N/A | #N/A | #N/A | #N/A | #N/A | #N/A | #N/A | #N/A
TRUE | VIC | WOTS22 | Wodonga (AusNet) 22 kV | AusNet | Summer | Non-coincident | 2034 | POE50 | -35.0338 | 38.3636 | VIC Wodonga (AusNet) 22 kV |  |  | FALSE | #N/A | #N/A | #N/A | #N/A | #N/A | #N/A | #N/A | #N/A | #N/A | #N/A
TRUE | VIC | WOTS22 | Wodonga (AusNet) 22 kV | AusNet | Summer | Non-coincident | 2034 | POE90 | -36.0468 | NA | VIC Wodonga (AusNet) 22 kV |  |  | FALSE | #N/A | #N/A | #N/A | #N/A | #N/A | #N/A | #N/A | #N/A | #N/A | #N/A
TRUE | VIC | WOTS22 | Wodonga (AusNet) 22 kV | AusNet | Summer | Coincident_unreconciled | 2035 | POE50 | -20.5589 | NA | VIC Wodonga (AusNet) 22 kV |  |  | FALSE | #N/A | #N/A | #N/A | #N/A | #N/A | #N/A | #N/A | #N/A | #N/A | #N/A
TRUE | VIC | WOTS22 | Wodonga (AusNet) 22 kV | AusNet | Summer | Coincident_unreconciled | 2035 | POE90 | -21.1278 | NA | VIC Wodonga (AusNet) 22 kV |  |  | FALSE | #N/A | #N/A | #N/A | #N/A | #N/A | #N/A | #N/A | #N/A | #N/A | #N/A
TRUE | VIC | WOTS22 | Wodonga (AusNet) 22 kV | AusNet | Summer | Non-coincident | 2035 | POE50 | -36.7385 | 38.5913 | VIC Wodonga (AusNet) 22 kV |  |  | FALSE | #N/A | #N/A | #N/A | #N/A | #N/A | #N/A | #N/A | #N/A | #N/A | #N/A
TRUE | VIC | WOTS22 | Wodonga (AusNet) 22 kV | AusNet | Summer | Non-coincident | 2035 | POE90 | -37.755 | NA | VIC Wodonga (AusNet) 22 kV |  |  | FALSE | #N/A | #N/A | #N/A | #N/A | #N/A | #N/A | #N/A | #N/A | #N/A | #N/A
TRUE | VIC | WOTS22 | Wodonga (AusNet) 22 kV | AusNet | Summer | Non-coincident | 2025 | BASEYEARPOE10 | NA | 40.3986 | VIC Wodonga (AusNet) 22 kV |  |  | FALSE | #N/A | #N/A | #N/A | #N/A | #N/A | #N/A | #N/A | #N/A | #N/A | #N/A
TRUE | VIC | WOTS22 | Wodonga (AusNet) 22 kV | AusNet | Summer | Coincident | 2026 | POE10 | NA | 32.2585 | VIC Wodonga (AusNet) 22 kV |  |  | FALSE | #N/A | #N/A | #N/A | #N/A | #N/A | #N/A | #N/A | #N/A | #N/A | #N/A
TRUE | VIC | WOTS22 | Wodonga (AusNet) 22 kV | AusNet | Summer | Coincident | 2026 | POE50 | NA | 29.8065 | VIC Wodonga (AusNet) 22 kV |  |  | FALSE | #N/A | #N/A | #N/A | #N/A | #N/A | #N/A | #N/A | #N/A | #N/A | #N/A
TRUE | VIC | WOTS22 | Wodonga (AusNet) 22 kV | AusNet | Summer | Non-coincident | 2026 | POE10 | NA | 41.0324 | VIC Wodonga (AusNet) 22 kV |  |  | FALSE | #N/A | #N/A | #N/A | #N/A | #N/A | #N/A | #N/A | #N/A | #N/A | #N/A
TRUE | VIC | WOTS22 | Wodonga (AusNet) 22 kV | AusNet | Summer | Coincident | 2027 | POE10 | NA | 31.5152 | VIC Wodonga (AusNet) 22 kV |  |  | FALSE | #N/A | #N/A | #N/A | #N/A | #N/A | #N/A | #N/A | #N/A | #N/A | #N/A
TRUE | VIC | WOTS22 | Wodonga (AusNet) 22 kV | AusNet | Summer | Coincident | 2027 | POE50 | NA | 28.9217 | VIC Wodonga (AusNet) 22 kV |  |  | FALSE | #N/A | #N/A | #N/A | #N/A | #N/A | #N/A | #N/A | #N/A | #N/A | #N/A
TRUE | VIC | WOTS22 | Wodonga (AusNet) 22 kV | AusNet | Summer | Non-coincident | 2027 | POE10 | NA | 41.1711 | VIC Wodonga (AusNet) 22 kV |  |  | FALSE | #N/A | #N/A | #N/A | #N/A | #N/A | #N/A | #N/A | #N/A | #N/A | #N/A
TRUE | VIC | WOTS22 | Wodonga (AusNet) 22 kV | AusNet | Summer | Coincident | 2028 | POE10 | NA | 30.8894 | VIC Wodonga (AusNet) 22 kV |  |  | FALSE | #N/A | #N/A | #N/A | #N/A | #N/A | #N/A | #N/A | #N/A | #N/A | #N/A
TRUE | VIC | WOTS22 | Wodonga (AusNet) 22 kV | AusNet | Summer | Coincident | 2028 | POE50 | NA | 28.1363 | VIC Wodonga (AusNet) 22 kV |  |  | FALSE | #N/A | #N/A | #N/A | #N/A | #N/A | #N/A | #N/A | #N/A | #N/A | #N/A
TRUE | VIC | WOTS22 | Wodonga (AusNet) 22 kV | AusNet | Summer | Non-coincident | 2028 | POE10 | NA | 41.346 | VIC Wodonga (AusNet) 22 kV |  |  | FALSE | #N/A | #N/A | #N/A | #N/A | #N/A | #N/A | #N/A | #N/A | #N/A | #N/A
TRUE | VIC | WOTS22 | Wodonga (AusNet) 22 kV | AusNet | Summer | Coincident | 2029 | POE10 | NA | 30.4895 | VIC Wodonga (AusNet) 22 kV |  |  | FALSE | #N/A | #N/A | #N/A | #N/A | #N/A | #N/A | #N/A | #N/A | #N/A | #N/A
TRUE | VIC | WOTS22 | Wodonga (AusNet) 22 kV | AusNet | Summer | Coincident | 2029 | POE50 | NA | 27.7927 | VIC Wodonga (AusNet) 22 kV |  |  | FALSE | #N/A | #N/A | #N/A | #N/A | #N/A | #N/A | #N/A | #N/A | #N/A | #N/A
TRUE | VIC | WOTS22 | Wodonga (AusNet) 22 kV | AusNet | Summer | Non-coincident | 2029 | POE10 | NA | 41.5521 | VIC Wodonga (AusNet) 22 kV |  |  | FALSE | #N/A | #N/A | #N/A | #N/A | #N/A | #N/A | #N/A | #N/A | #N/A | #N/A
TRUE | VIC | WOTS22 | Wodonga (AusNet) 22 kV | AusNet | Summer | Coincident | 2030 | POE10 | NA | 30.2042 | VIC Wodonga (AusNet) 22 kV |  |  | FALSE | #N/A | #N/A | #N/A | #N/A | #N/A | #N/A | #N/A | #N/A | #N/A | #N/A
TRUE | VIC | WOTS22 | Wodonga (AusNet) 22 kV | AusNet | Summer | Coincident | 2030 | POE50 | NA | 27.4516 | VIC Wodonga (AusNet) 22 kV |  |  | FALSE | #N/A | #N/A | #N/A | #N/A | #N/A | #N/A | #N/A | #N/A | #N/A | #N/A
TRUE | VIC | WOTS22 | Wodonga (AusNet) 22 kV | AusNet | Summer | Non-coincident | 2030 | POE10 | NA | 41.7778 | VIC Wodonga (AusNet) 22 kV |  |  | FALSE | #N/A | #N/A | #N/A | #N/A | #N/A | #N/A | #N/A | #N/A | #N/A | #N/A
TRUE | VIC | WOTS22 | Wodonga (AusNet) 22 kV | AusNet | Summer | Coincident | 2031 | POE10 | NA | 29.5871 | VIC Wodonga (AusNet) 22 kV |  |  | FALSE | #N/A | #N/A | #N/A | #N/A | #N/A | #N/A | #N/A | #N/A | #N/A | #N/A
TRUE | VIC | WOTS22 | Wodonga (AusNet) 22 kV | AusNet | Summer | Coincident | 2031 | POE50 | NA | 27.0244 | VIC Wodonga (AusNet) 22 kV |  |  | FALSE | #N/A | #N/A | #N/A | #N/A | #N/A | #N/A | #N/A | #N/A | #N/A | #N/A
TRUE | VIC | WOTS22 | Wodonga (AusNet) 22 kV | AusNet | Summer | Non-coincident | 2031 | POE10 | NA | 41.9894 | VIC Wodonga (AusNet) 22 kV |  |  | FALSE | #N/A | #N/A | #N/A | #N/A | #N/A | #N/A | #N/A | #N/A | #N/A | #N/A
TRUE | VIC | WOTS22 | Wodonga (AusNet) 22 kV | AusNet | Summer | Coincident | 2032 | POE10 | NA | 28.8688 | VIC Wodonga (AusNet) 22 kV |  |  | FALSE | #N/A | #N/A | #N/A | #N/A | #N/A | #N/A | #N/A | #N/A | #N/A | #N/A
TRUE | VIC | WOTS22 | Wodonga (AusNet) 22 kV | AusNet | Summer | Coincident | 2032 | POE50 | NA | 26.3208 | VIC Wodonga (AusNet) 22 kV |  |  | FALSE | #N/A | #N/A | #N/A | #N/A | #N/A | #N/A | #N/A | #N/A | #N/A | #N/A
TRUE | VIC | WOTS22 | Wodonga (AusNet) 22 kV | AusNet | Summer | Non-coincident | 2032 | POE10 | NA | 42.2313 | VIC Wodonga (AusNet) 22 kV |  |  | FALSE | #N/A | #N/A | #N/A | #N/A | #N/A | #N/A | #N/A | #N/A | #N/A | #N/A
TRUE | VIC | WOTS22 | Wodonga (AusNet) 22 kV | AusNet | Summer | Coincident | 2033 | POE10 | NA | 28.3657 | VIC Wodonga (AusNet) 22 kV |  |  | FALSE | #N/A | #N/A | #N/A | #N/A | #N/A | #N/A | #N/A | #N/A | #N/A | #N/A
TRUE | VIC | WOTS22 | Wodonga (AusNet) 22 kV | AusNet | Summer | Coincident | 2033 | POE50 | NA | 25.6277 | VIC Wodonga (AusNet) 22 kV |  |  | FALSE | #N/A | #N/A | #N/A | #N/A | #N/A | #N/A | #N/A | #N/A | #N/A | #N/A
TRUE | VIC | WOTS22 | Wodonga (AusNet) 22 kV | AusNet | Summer | Non-coincident | 2033 | POE10 | NA | 42.4904 | VIC Wodonga (AusNet) 22 kV |  |  | FALSE | #N/A | #N/A | #N/A | #N/A | #N/A | #N/A | #N/A | #N/A | #N/A | #N/A
TRUE | VIC | WOTS22 | Wodonga (AusNet) 22 kV | AusNet | Summer | Coincident | 2034 | POE10 | NA | 28.2389 | VIC Wodonga (AusNet) 22 kV |  |  | FALSE | #N/A | #N/A | #N/A | #N/A | #N/A | #N/A | #N/A | #N/A | #N/A | #N/A
TRUE | VIC | WOTS22 | Wodonga (AusNet) 22 kV | AusNet | Summer | Coincident | 2034 | POE50 | NA | 25.5453 | VIC Wodonga (AusNet) 22 kV |  |  | FALSE | #N/A | #N/A | #N/A | #N/A | #N/A | #N/A | #N/A | #N/A | #N/A | #N/A
TRUE | VIC | WOTS22 | Wodonga (AusNet) 22 kV | AusNet | Summer | Non-coincident | 2034 | POE10 | NA | 42.7443 | VIC Wodonga (AusNet) 22 kV |  |  | FALSE | #N/A | #N/A | #N/A | #N/A | #N/A | #N/A | #N/A | #N/A | #N/A | #N/A
TRUE | VIC | WOTS22 | Wodonga (AusNet) 22 kV | AusNet | Summer | Coincident | 2035 | POE10 | NA | 28.2248 | VIC Wodonga (AusNet) 22 kV |  |  | FALSE | #N/A | #N/A | #N/A | #N/A | #N/A | #N/A | #N/A | #N/A | #N/A | #N/A
TRUE | VIC | WOTS22 | Wodonga (AusNet) 22 kV | AusNet | Summer | Coincident | 2035 | POE50 | NA | 25.5412 | VIC Wodonga (AusNet) 22 kV |  |  | FALSE | #N/A | #N/A | #N/A | #N/A | #N/A | #N/A | #N/A | #N/A | #N/A | #N/A
TRUE | VIC | WOTS22 | Wodonga (AusNet) 22 kV | AusNet | Summer | Non-coincident | 2035 | POE10 | NA | 42.9874 | VIC Wodonga (AusNet) 22 kV |  |  | FALSE | #N/A | #N/A | #N/A | #N/A | #N/A | #N/A | #N/A | #N/A | #N/A | #N/A
TRUE | VIC | WOTS22 | Wodonga (AusNet) 22 kV | AusNet | Winter | Coincident | 2018 | ACTUAL_OPG | NA | 24.8691 | VIC Wodonga (AusNet) 22 kV |  |  | FALSE | #N/A | #N/A | #N/A | #N/A | #N/A | #N/A | #N/A | #N/A | #N/A | #N/A
TRUE | VIC | WOTS22 | Wodonga (AusNet) 22 kV | AusNet | Winter | Coincident | 2018 | ACTUAL_RAW | NA | 24.8691 | VIC Wodonga (AusNet) 22 kV |  |  | FALSE | #N/A | #N/A | #N/A | #N/A | #N/A | #N/A | #N/A | #N/A | #N/A | #N/A
TRUE | VIC | WOTS22 | Wodonga (AusNet) 22 kV | AusNet | Winter | Non-coincident | 2018 | ACTUAL_RAW | NA | 28.6087 | VIC Wodonga (AusNet) 22 kV |  |  | FALSE | #N/A | #N/A | #N/A | #N/A | #N/A | #N/A | #N/A | #N/A | #N/A | #N/A
TRUE | VIC | WOTS22 | Wodonga (AusNet) 22 kV | AusNet | Winter | Non-coincident | 2018 | ACTUAL_OPG | NA | 28.6087 | VIC Wodonga (AusNet) 22 kV |  |  | FALSE | #N/A | #N/A | #N/A | #N/A | #N/A | #N/A | #N/A | #N/A | #N/A | #N/A
TRUE | VIC | WOTS22 | Wodonga (AusNet) 22 kV | AusNet | Winter | Non-coincident | 2018 | ACTUAL_ADJUSTEDOPG | NA | 28.6087 | VIC Wodonga (AusNet) 22 kV |  |  | FALSE | #N/A | #N/A | #N/A | #N/A | #N/A | #N/A | #N/A | #N/A | #N/A | #N/A
TRUE | VIC | WOTS22 | Wodonga (AusNet) 22 kV | AusNet | Winter | Coincident | 2019 | ACTUAL_OPG | NA | 26.1833 | VIC Wodonga (AusNet) 22 kV |  |  | FALSE | #N/A | #N/A | #N/A | #N/A | #N/A | #N/A | #N/A | #N/A | #N/A | #N/A
TRUE | VIC | WOTS22 | Wodonga (AusNet) 22 kV | AusNet | Winter | Coincident | 2019 | ACTUAL_RAW | NA | 26.1833 | VIC Wodonga (AusNet) 22 kV |  |  | FALSE | #N/A | #N/A | #N/A | #N/A | #N/A | #N/A | #N/A | #N/A | #N/A | #N/A
TRUE | VIC | WOTS22 | Wodonga (AusNet) 22 kV | AusNet | Winter | Non-coincident | 2019 | ACTUAL_RAW | NA | 29.3592 | VIC Wodonga (AusNet) 22 kV |  |  | FALSE | #N/A | #N/A | #N/A | #N/A | #N/A | #N/A | #N/A | #N/A | #N/A | #N/A
TRUE | VIC | WOTS22 | Wodonga (AusNet) 22 kV | AusNet | Winter | Non-coincident | 2019 | ACTUAL_OPG | NA | 29.3592 | VIC Wodonga (AusNet) 22 kV |  |  | FALSE | #N/A | #N/A | #N/A | #N/A | #N/A | #N/A | #N/A | #N/A | #N/A | #N/A
TRUE | VIC | WOTS22 | Wodonga (AusNet) 22 kV | AusNet | Winter | Non-coincident | 2019 | ACTUAL_ADJUSTEDOPG | NA | 29.3592 | VIC Wodonga (AusNet) 22 kV |  |  | FALSE | #N/A | #N/A | #N/A | #N/A | #N/A | #N/A | #N/A | #N/A | #N/A | #N/A
TRUE | VIC | WOTS22 | Wodonga (AusNet) 22 kV | AusNet | Winter | Coincident | 2020 | ACTUAL_OPG | NA | 27.523 | VIC Wodonga (AusNet) 22 kV |  |  | FALSE | #N/A | #N/A | #N/A | #N/A | #N/A | #N/A | #N/A | #N/A | #N/A | #N/A
TRUE | VIC | WOTS22 | Wodonga (AusNet) 22 kV | AusNet | Winter | Coincident | 2020 | ACTUAL_RAW | NA | 27.523 | VIC Wodonga (AusNet) 22 kV |  |  | FALSE | #N/A | #N/A | #N/A | #N/A | #N/A | #N/A | #N/A | #N/A | #N/A | #N/A
TRUE | VIC | WOTS22 | Wodonga (AusNet) 22 kV | AusNet | Winter | Non-coincident | 2020 | ACTUAL_RAW | NA | 28.5363 | VIC Wodonga (AusNet) 22 kV |  |  | FALSE | #N/A | #N/A | #N/A | #N/A | #N/A | #N/A | #N/A | #N/A | #N/A | #N/A
TRUE | VIC | WOTS22 | Wodonga (AusNet) 22 kV | AusNet | Winter | Non-coincident | 2020 | ACTUAL_OPG | NA | 28.5363 | VIC Wodonga (AusNet) 22 kV |  |  | FALSE | #N/A | #N/A | #N/A | #N/A | #N/A | #N/A | #N/A | #N/A | #N/A | #N/A
TRUE | VIC | WOTS22 | Wodonga (AusNet) 22 kV | AusNet | Winter | Non-coincident | 2020 | ACTUAL_ADJUSTEDOPG | NA | 28.5363 | VIC Wodonga (AusNet) 22 kV |  |  | FALSE | #N/A | #N/A | #N/A | #N/A | #N/A | #N/A | #N/A | #N/A | #N/A | #N/A
TRUE | VIC | WOTS22 | Wodonga (AusNet) 22 kV | AusNet | Winter | Coincident | 2021 | ACTUAL_OPG | NA | 28.2103 | VIC Wodonga (AusNet) 22 kV |  |  | FALSE | #N/A | #N/A | #N/A | #N/A | #N/A | #N/A | #N/A | #N/A | #N/A | #N/A
TRUE | VIC | WOTS22 | Wodonga (AusNet) 22 kV | AusNet | Winter | Coincident | 2021 | ACTUAL_RAW | NA | 28.2103 | VIC Wodonga (AusNet) 22 kV |  |  | FALSE | #N/A | #N/A | #N/A | #N/A | #N/A | #N/A | #N/A | #N/A | #N/A | #N/A
TRUE | VIC | WOTS22 | Wodonga (AusNet) 22 kV | AusNet | Winter | Non-coincident | 2021 | ACTUAL_RAW | NA | 29.1631 | VIC Wodonga (AusNet) 22 kV |  |  | FALSE | #N/A | #N/A | #N/A | #N/A | #N/A | #N/A | #N/A | #N/A | #N/A | #N/A
TRUE | VIC | WOTS22 | Wodonga (AusNet) 22 kV | AusNet | Winter | Non-coincident | 2021 | ACTUAL_OPG | NA | 29.1631 | VIC Wodonga (AusNet) 22 kV |  |  | FALSE | #N/A | #N/A | #N/A | #N/A | #N/A | #N/A | #N/A | #N/A | #N/A | #N/A
TRUE | VIC | WOTS22 | Wodonga (AusNet) 22 kV | AusNet | Winter | Non-coincident | 2021 | ACTUAL_ADJUSTEDOPG | NA | 29.1631 | VIC Wodonga (AusNet) 22 kV |  |  | FALSE | #N/A | #N/A | #N/A | #N/A | #N/A | #N/A | #N/A | #N/A | #N/A | #N/A
TRUE | VIC | WOTS22 | Wodonga (AusNet) 22 kV | AusNet | Winter | Coincident | 2022 | ACTUAL_OPG | NA | 27.9336 | VIC Wodonga (AusNet) 22 kV |  |  | FALSE | #N/A | #N/A | #N/A | #N/A | #N/A | #N/A | #N/A | #N/A | #N/A | #N/A
TRUE | VIC | WOTS22 | Wodonga (AusNet) 22 kV | AusNet | Winter | Coincident | 2022 | ACTUAL_RAW | NA | 27.9336 | VIC Wodonga (AusNet) 22 kV |  |  | FALSE | #N/A | #N/A | #N/A | #N/A | #N/A | #N/A | #N/A | #N/A | #N/A | #N/A
TRUE | VIC | WOTS22 | Wodonga (AusNet) 22 kV | AusNet | Winter | Non-coincident | 2022 | ACTUAL_RAW | NA | 28.7733 | VIC Wodonga (AusNet) 22 kV |  |  | FALSE | #N/A | #N/A | #N/A | #N/A | #N/A | #N/A | #N/A | #N/A | #N/A | #N/A
TRUE | VIC | WOTS22 | Wodonga (AusNet) 22 kV | AusNet | Winter | Non-coincident | 2022 | ACTUAL_OPG | NA | 28.7733 | VIC Wodonga (AusNet) 22 kV |  |  | FALSE | #N/A | #N/A | #N/A | #N/A | #N/A | #N/A | #N/A | #N/A | #N/A | #N/A
TRUE | VIC | WOTS22 | Wodonga (AusNet) 22 kV | AusNet | Winter | Non-coincident | 2022 | ACTUAL_ADJUSTEDOPG | NA | 28.7733 | VIC Wodonga (AusNet) 22 kV |  |  | FALSE | #N/A | #N/A | #N/A | #N/A | #N/A | #N/A | #N/A | #N/A | #N/A | #N/A
TRUE | VIC | WOTS22 | Wodonga (AusNet) 22 kV | AusNet | Winter | Coincident | 2023 | ACTUAL_OPG | NA | 29.031 | VIC Wodonga (AusNet) 22 kV |  |  | FALSE | #N/A | #N/A | #N/A | #N/A | #N/A | #N/A | #N/A | #N/A | #N/A | #N/A
TRUE | VIC | WOTS22 | Wodonga (AusNet) 22 kV | AusNet | Winter | Coincident | 2023 | ACTUAL_RAW | NA | 29.031 | VIC Wodonga (AusNet) 22 kV |  |  | FALSE | #N/A | #N/A | #N/A | #N/A | #N/A | #N/A | #N/A | #N/A | #N/A | #N/A
TRUE | VIC | WOTS22 | Wodonga (AusNet) 22 kV | AusNet | Winter | Non-coincident | 2023 | ACTUAL_RAW | NA | 30.0836 | VIC Wodonga (AusNet) 22 kV |  |  | FALSE | #N/A | #N/A | #N/A | #N/A | #N/A | #N/A | #N/A | #N/A | #N/A | #N/A
TRUE | VIC | WOTS22 | Wodonga (AusNet) 22 kV | AusNet | Winter | Non-coincident | 2023 | ACTUAL_OPG | NA | 30.0836 | VIC Wodonga (AusNet) 22 kV |  |  | FALSE | #N/A | #N/A | #N/A | #N/A | #N/A | #N/A | #N/A | #N/A | #N/A | #N/A
TRUE | VIC | WOTS22 | Wodonga (AusNet) 22 kV | AusNet | Winter | Non-coincident | 2023 | ACTUAL_ADJUSTEDOPG | NA | 30.0836 | VIC Wodonga (AusNet) 22 kV |  |  | FALSE | #N/A | #N/A | #N/A | #N/A | #N/A | #N/A | #N/A | #N/A | #N/A | #N/A
TRUE | VIC | WOTS22 | Wodonga (AusNet) 22 kV | AusNet | Winter | Coincident | 2024 | ACTUAL_OPG | NA | 29.7591 | VIC Wodonga (AusNet) 22 kV |  |  | FALSE | #N/A | #N/A | #N/A | #N/A | #N/A | #N/A | #N/A | #N/A | #N/A | #N/A
TRUE | VIC | WOTS22 | Wodonga (AusNet) 22 kV | AusNet | Winter | Coincident | 2024 | ACTUAL_RAW | NA | 29.7591 | VIC Wodonga (AusNet) 22 kV |  |  | FALSE | #N/A | #N/A | #N/A | #N/A | #N/A | #N/A | #N/A | #N/A | #N/A | #N/A
TRUE | VIC | WOTS22 | Wodonga (AusNet) 22 kV | AusNet | Winter | Non-coincident | 2024 | ACTUAL_RAW | NA | 34.9146 | VIC Wodonga (AusNet) 22 kV |  |  | FALSE | #N/A | #N/A | #N/A | #N/A | #N/A | #N/A | #N/A | #N/A | #N/A | #N/A
TRUE | VIC | WOTS22 | Wodonga (AusNet) 22 kV | AusNet | Winter | Non-coincident | 2024 | ACTUAL_OPG | NA | 34.9146 | VIC Wodonga (AusNet) 22 kV |  |  | FALSE | #N/A | #N/A | #N/A | #N/A | #N/A | #N/A | #N/A | #N/A | #N/A | #N/A
TRUE | VIC | WOTS22 | Wodonga (AusNet) 22 kV | AusNet | Winter | Non-coincident | 2024 | ACTUAL_ADJUSTEDOPG | NA | 34.9146 | VIC Wodonga (AusNet) 22 kV |  |  | FALSE | #N/A | #N/A | #N/A | #N/A | #N/A | #N/A | #N/A | #N/A | #N/A | #N/A
TRUE | VIC | WOTS22 | Wodonga (AusNet) 22 kV | AusNet | Winter | Coincident | 2025 | POE10 | NA | 27.8318 | VIC Wodonga (AusNet) 22 kV |  |  | FALSE | #N/A | #N/A | #N/A | #N/A | #N/A | #N/A | #N/A | #N/A | #N/A | #N/A
TRUE | VIC | WOTS22 | Wodonga (AusNet) 22 kV | AusNet | Winter | Coincident | 2025 | POE50 | NA | 27.3246 | VIC Wodonga (AusNet) 22 kV |  |  | FALSE | #N/A | #N/A | #N/A | #N/A | #N/A | #N/A | #N/A | #N/A | #N/A | #N/A
TRUE | VIC | WOTS22 | Wodonga (AusNet) 22 kV | AusNet | Winter | Non-coincident | 2025 | ACTUAL_RAW | NA | 33.1543 | VIC Wodonga (AusNet) 22 kV |  |  | FALSE | #N/A | #N/A | #N/A | #N/A | #N/A | #N/A | #N/A | #N/A | #N/A | #N/A
TRUE | VIC | WOTS22 | Wodonga (AusNet) 22 kV | AusNet | Winter | Non-coincident | 2025 | ACTUAL_ADJUSTEDOPG | NA | 33.1543 | VIC Wodonga (AusNet) 22 kV |  |  | FALSE | #N/A | #N/A | #N/A | #N/A | #N/A | #N/A | #N/A | #N/A | #N/A | #N/A
TRUE | VIC | WOTS22 | Wodonga (AusNet) 22 kV | AusNet | Winter | Non-coincident | 2025 | BASEYEARPOE50 | NA | 30.9225 | VIC Wodonga (AusNet) 22 kV |  |  | FALSE | #N/A | #N/A | #N/A | #N/A | #N/A | #N/A | #N/A | #N/A | #N/A | #N/A
TRUE | VIC | WOTS22 | Wodonga (AusNet) 22 kV | AusNet | Winter | Non-coincident | 2025 | BASEYEARPOE10 | NA | 35.747 | VIC Wodonga (AusNet) 22 kV |  |  | FALSE | #N/A | #N/A | #N/A | #N/A | #N/A | #N/A | #N/A | #N/A | #N/A | #N/A
TRUE | VIC | WOTS22 | Wodonga (AusNet) 22 kV | AusNet | Winter | Non-coincident | 2025 | POE10 | NA | 35.8076 | VIC Wodonga (AusNet) 22 kV |  |  | FALSE | #N/A | #N/A | #N/A | #N/A | #N/A | #N/A | #N/A | #N/A | #N/A | #N/A
TRUE | VIC | WOTS22 | Wodonga (AusNet) 22 kV | AusNet | Winter | Non-coincident | 2025 | POE50 | NA | 31.3749 | VIC Wodonga (AusNet) 22 kV |  |  | FALSE | #N/A | #N/A | #N/A | #N/A | #N/A | #N/A | #N/A | #N/A | #N/A | #N/A
TRUE | VIC | WOTS22 | Wodonga (AusNet) 22 kV | AusNet | Winter | Coincident | 2026 | POE10 | NA | 26.9039 | VIC Wodonga (AusNet) 22 kV |  |  | FALSE | #N/A | #N/A | #N/A | #N/A | #N/A | #N/A | #N/A | #N/A | #N/A | #N/A
TRUE | VIC | WOTS22 | Wodonga (AusNet) 22 kV | AusNet | Winter | Coincident | 2026 | POE50 | NA | 26.3643 | VIC Wodonga (AusNet) 22 kV |  |  | FALSE | #N/A | #N/A | #N/A | #N/A | #N/A | #N/A | #N/A | #N/A | #N/A | #N/A
TRUE | VIC | WOTS22 | Wodonga (AusNet) 22 kV | AusNet | Winter | Non-coincident | 2026 | POE10 | NA | 35.9616 | VIC Wodonga (AusNet) 22 kV |  |  | FALSE | #N/A | #N/A | #N/A | #N/A | #N/A | #N/A | #N/A | #N/A | #N/A | #N/A
TRUE | VIC | WOTS22 | Wodonga (AusNet) 22 kV | AusNet | Winter | Non-coincident | 2026 | POE50 | NA | 31.4663 | VIC Wodonga (AusNet) 22 kV |  |  | FALSE | #N/A | #N/A | #N/A | #N/A | #N/A | #N/A | #N/A | #N/A | #N/A | #N/A
TRUE | VIC | WOTS22 | Wodonga (AusNet) 22 kV | AusNet | Winter | Coincident | 2027 | POE10 | NA | 26.0601 | VIC Wodonga (AusNet) 22 kV |  |  | FALSE | #N/A | #N/A | #N/A | #N/A | #N/A | #N/A | #N/A | #N/A | #N/A | #N/A
TRUE | VIC | WOTS22 | Wodonga (AusNet) 22 kV | AusNet | Winter | Coincident | 2027 | POE50 | NA | 25.4731 | VIC Wodonga (AusNet) 22 kV |  |  | FALSE | #N/A | #N/A | #N/A | #N/A | #N/A | #N/A | #N/A | #N/A | #N/A | #N/A
TRUE | VIC | WOTS22 | Wodonga (AusNet) 22 kV | AusNet | Winter | Non-coincident | 2027 | POE10 | NA | 36.1864 | VIC Wodonga (AusNet) 22 kV |  |  | FALSE | #N/A | #N/A | #N/A | #N/A | #N/A | #N/A | #N/A | #N/A | #N/A | #N/A
TRUE | VIC | WOTS22 | Wodonga (AusNet) 22 kV | AusNet | Winter | Non-coincident | 2027 | POE50 | NA | 31.5993 | VIC Wodonga (AusNet) 22 kV |  |  | FALSE | #N/A | #N/A | #N/A | #N/A | #N/A | #N/A | #N/A | #N/A | #N/A | #N/A
TRUE | VIC | WOTS22 | Wodonga (AusNet) 22 kV | AusNet | Winter | Coincident | 2028 | POE10 | NA | 25.7185 | VIC Wodonga (AusNet) 22 kV |  |  | FALSE | #N/A | #N/A | #N/A | #N/A | #N/A | #N/A | #N/A | #N/A | #N/A | #N/A
TRUE | VIC | WOTS22 | Wodonga (AusNet) 22 kV | AusNet | Winter | Coincident | 2028 | POE50 | NA | 25.1606 | VIC Wodonga (AusNet) 22 kV |  |  | FALSE | #N/A | #N/A | #N/A | #N/A | #N/A | #N/A | #N/A | #N/A | #N/A | #N/A
TRUE | VIC | WOTS22 | Wodonga (AusNet) 22 kV | AusNet | Winter | Non-coincident | 2028 | POE10 | NA | 36.4495 | VIC Wodonga (AusNet) 22 kV |  |  | FALSE | #N/A | #N/A | #N/A | #N/A | #N/A | #N/A | #N/A | #N/A | #N/A | #N/A
TRUE | VIC | WOTS22 | Wodonga (AusNet) 22 kV | AusNet | Winter | Non-coincident | 2028 | POE50 | NA | 31.7519 | VIC Wodonga (AusNet) 22 kV |  |  | FALSE | #N/A | #N/A | #N/A | #N/A | #N/A | #N/A | #N/A | #N/A | #N/A | #N/A
TRUE | VIC | WOTS22 | Wodonga (AusNet) 22 kV | AusNet | Winter | Coincident | 2029 | POE10 | NA | 25.5857 | VIC Wodonga (AusNet) 22 kV |  |  | FALSE | #N/A | #N/A | #N/A | #N/A | #N/A | #N/A | #N/A | #N/A | #N/A | #N/A
TRUE | VIC | WOTS22 | Wodonga (AusNet) 22 kV | AusNet | Winter | Coincident | 2029 | POE50 | NA | 25.0415 | VIC Wodonga (AusNet) 22 kV |  |  | FALSE | #N/A | #N/A | #N/A | #N/A | #N/A | #N/A | #N/A | #N/A | #N/A | #N/A
TRUE | VIC | WOTS22 | Wodonga (AusNet) 22 kV | AusNet | Winter | Non-coincident | 2029 | POE10 | NA | 36.7554 | VIC Wodonga (AusNet) 22 kV |  |  | FALSE | #N/A | #N/A | #N/A | #N/A | #N/A | #N/A | #N/A | #N/A | #N/A | #N/A
TRUE | VIC | WOTS22 | Wodonga (AusNet) 22 kV | AusNet | Winter | Non-coincident | 2029 | POE50 | NA | 31.9355 | VIC Wodonga (AusNet) 22 kV |  |  | FALSE | #N/A | #N/A | #N/A | #N/A | #N/A | #N/A | #N/A | #N/A | #N/A | #N/A
TRUE | VIC | WOTS22 | Wodonga (AusNet) 22 kV | AusNet | Winter | Coincident | 2030 | POE10 | NA | 25.4111 | VIC Wodonga (AusNet) 22 kV |  |  | FALSE | #N/A | #N/A | #N/A | #N/A | #N/A | #N/A | #N/A | #N/A | #N/A | #N/A
TRUE | VIC | WOTS22 | Wodonga (AusNet) 22 kV | AusNet | Winter | Coincident | 2030 | POE50 | NA | 24.8672 | VIC Wodonga (AusNet) 22 kV |  |  | FALSE | #N/A | #N/A | #N/A | #N/A | #N/A | #N/A | #N/A | #N/A | #N/A | #N/A
TRUE | VIC | WOTS22 | Wodonga (AusNet) 22 kV | AusNet | Winter | Non-coincident | 2030 | POE10 | NA | 37.1017 | VIC Wodonga (AusNet) 22 kV |  |  | FALSE | #N/A | #N/A | #N/A | #N/A | #N/A | #N/A | #N/A | #N/A | #N/A | #N/A
TRUE | VIC | WOTS22 | Wodonga (AusNet) 22 kV | AusNet | Winter | Non-coincident | 2030 | POE50 | NA | 32.1477 | VIC Wodonga (AusNet) 22 kV |  |  | FALSE | #N/A | #N/A | #N/A | #N/A | #N/A | #N/A | #N/A | #N/A | #N/A | #N/A
TRUE | VIC | WOTS22 | Wodonga (AusNet) 22 kV | AusNet | Winter | Coincident | 2031 | POE10 | NA | 25.2786 | VIC Wodonga (AusNet) 22 kV |  |  | FALSE | #N/A | #N/A | #N/A | #N/A | #N/A | #N/A | #N/A | #N/A | #N/A | #N/A
TRUE | VIC | WOTS22 | Wodonga (AusNet) 22 kV | AusNet | Winter | Coincident | 2031 | POE50 | NA | 24.7405 | VIC Wodonga (AusNet) 22 kV |  |  | FALSE | #N/A | #N/A | #N/A | #N/A | #N/A | #N/A | #N/A | #N/A | #N/A | #N/A
TRUE | VIC | WOTS22 | Wodonga (AusNet) 22 kV | AusNet | Winter | Non-coincident | 2031 | POE10 | NA | 37.4457 | VIC Wodonga (AusNet) 22 kV |  |  | FALSE | #N/A | #N/A | #N/A | #N/A | #N/A | #N/A | #N/A | #N/A | #N/A | #N/A
TRUE | VIC | WOTS22 | Wodonga (AusNet) 22 kV | AusNet | Winter | Non-coincident | 2031 | POE50 | NA | 32.362 | VIC Wodonga (AusNet) 22 kV |  |  | FALSE | #N/A | #N/A | #N/A | #N/A | #N/A | #N/A | #N/A | #N/A | #N/A | #N/A
TRUE | VIC | WOTS22 | Wodonga (AusNet) 22 kV | AusNet | Winter | Coincident | 2032 | POE10 | NA | 24.9342 | VIC Wodonga (AusNet) 22 kV |  |  | FALSE | #N/A | #N/A | #N/A | #N/A | #N/A | #N/A | #N/A | #N/A | #N/A | #N/A
TRUE | VIC | WOTS22 | Wodonga (AusNet) 22 kV | AusNet | Winter | Coincident | 2032 | POE50 | NA | 24.3595 | VIC Wodonga (AusNet) 22 kV |  |  | FALSE | #N/A | #N/A | #N/A | #N/A | #N/A | #N/A | #N/A | #N/A | #N/A | #N/A
TRUE | VIC | WOTS22 | Wodonga (AusNet) 22 kV | AusNet | Winter | Non-coincident | 2032 | POE10 | NA | 37.7811 | VIC Wodonga (AusNet) 22 kV |  |  | FALSE | #N/A | #N/A | #N/A | #N/A | #N/A | #N/A | #N/A | #N/A | #N/A | #N/A
TRUE | VIC | WOTS22 | Wodonga (AusNet) 22 kV | AusNet | Winter | Non-coincident | 2032 | POE50 | NA | 32.5722 | VIC Wodonga (AusNet) 22 kV |  |  | FALSE | #N/A | #N/A | #N/A | #N/A | #N/A | #N/A | #N/A | #N/A | #N/A | #N/A
TRUE | VIC | WOTS22 | Wodonga (AusNet) 22 kV | AusNet | Winter | Coincident | 2033 | POE10 | NA | 24.4811 | VIC Wodonga (AusNet) 22 kV |  |  | FALSE | #N/A | #N/A | #N/A | #N/A | #N/A | #N/A | #N/A | #N/A | #N/A | #N/A
TRUE | VIC | WOTS22 | Wodonga (AusNet) 22 kV | AusNet | Winter | Coincident | 2033 | POE50 | NA | 23.9218 | VIC Wodonga (AusNet) 22 kV |  |  | FALSE | #N/A | #N/A | #N/A | #N/A | #N/A | #N/A | #N/A | #N/A | #N/A | #N/A
TRUE | VIC | WOTS22 | Wodonga (AusNet) 22 kV | AusNet | Winter | Non-coincident | 2033 | POE10 | NA | 38.1089 | VIC Wodonga (AusNet) 22 kV |  |  | FALSE | #N/A | #N/A | #N/A | #N/A | #N/A | #N/A | #N/A | #N/A | #N/A | #N/A
TRUE | VIC | WOTS22 | Wodonga (AusNet) 22 kV | AusNet | Winter | Non-coincident | 2033 | POE50 | NA | 32.7749 | VIC Wodonga (AusNet) 22 kV |  |  | FALSE | #N/A | #N/A | #N/A | #N/A | #N/A | #N/A | #N/A | #N/A | #N/A | #N/A
TRUE | VIC | WOTS22 | Wodonga (AusNet) 22 kV | AusNet | Winter | Coincident | 2034 | POE10 | NA | 24.4619 | VIC Wodonga (AusNet) 22 kV |  |  | FALSE | #N/A | #N/A | #N/A | #N/A | #N/A | #N/A | #N/A | #N/A | #N/A | #N/A
TRUE | VIC | WOTS22 | Wodonga (AusNet) 22 kV | AusNet | Winter | Coincident | 2034 | POE50 | NA | 23.9178 | VIC Wodonga (AusNet) 22 kV |  |  | FALSE | #N/A | #N/A | #N/A | #N/A | #N/A | #N/A | #N/A | #N/A | #N/A | #N/A
TRUE | VIC | WOTS22 | Wodonga (AusNet) 22 kV | AusNet | Winter | Non-coincident | 2034 | POE10 | NA | 38.4232 | VIC Wodonga (AusNet) 22 kV |  |  | FALSE | #N/A | #N/A | #N/A | #N/A | #N/A | #N/A | #N/A | #N/A | #N/A | #N/A
TRUE | VIC | WOTS22 | Wodonga (AusNet) 22 kV | AusNet | Winter | Non-coincident | 2034 | POE50 | NA | 33.0518 | VIC Wodonga (AusNet) 22 kV |  |  | FALSE | #N/A | #N/A | #N/A | #N/A | #N/A | #N/A | #N/A | #N/A | #N/A | #N/A
TRUE | VIC | WOTS66 | Wodonga (AusNet) 66 kV | AusNet | Shoulder | Coincident | 2019 | ACTUAL_OPG | 15.6353 | NA | VIC Wodonga (AusNet) 66 kV |  |  | FALSE | #N/A | #N/A | #N/A | #N/A | #N/A | #N/A | #N/A | #N/A | #N/A | #N/A
TRUE | VIC | WOTS66 | Wodonga (AusNet) 66 kV | AusNet | Shoulder | Coincident | 2019 | ACTUAL_RAW | 1.7396 | NA | VIC Wodonga (AusNet) 66 kV |  |  | FALSE | #N/A | #N/A | #N/A | #N/A | #N/A | #N/A | #N/A | #N/A | #N/A | #N/A
TRUE | VIC | WOTS66 | Wodonga (AusNet) 66 kV | AusNet | Shoulder | Non-coincident | 2019 | ACTUAL_RAW | -23.4475 | NA | VIC Wodonga (AusNet) 66 kV |  |  | FALSE | #N/A | #N/A | #N/A | #N/A | #N/A | #N/A | #N/A | #N/A | #N/A | #N/A
TRUE | VIC | WOTS66 | Wodonga (AusNet) 66 kV | AusNet | Shoulder | Non-coincident | 2019 | ACTUAL_OPG | 11.6979 | NA | VIC Wodonga (AusNet) 66 kV |  |  | FALSE | #N/A | #N/A | #N/A | #N/A | #N/A | #N/A | #N/A | #N/A | #N/A | #N/A
TRUE | VIC | WOTS66 | Wodonga (AusNet) 66 kV | AusNet | Shoulder | Non-coincident | 2019 | ACTUAL_ADJUSTEDOPG | 11.6979 | NA | VIC Wodonga (AusNet) 66 kV |  |  | FALSE | #N/A | #N/A | #N/A | #N/A | #N/A | #N/A | #N/A | #N/A | #N/A | #N/A
TRUE | VIC | WOTS66 | Wodonga (AusNet) 66 kV | AusNet | Shoulder | Coincident | 2020 | ACTUAL_OPG | 11.2403 | NA | VIC Wodonga (AusNet) 66 kV |  |  | FALSE | #N/A | #N/A | #N/A | #N/A | #N/A | #N/A | #N/A | #N/A | #N/A | #N/A
TRUE | VIC | WOTS66 | Wodonga (AusNet) 66 kV | AusNet | Shoulder | Coincident | 2020 | ACTUAL_RAW | 11.2403 | NA | VIC Wodonga (AusNet) 66 kV |  |  | FALSE | #N/A | #N/A | #N/A | #N/A | #N/A | #N/A | #N/A | #N/A | #N/A | #N/A
TRUE | VIC | WOTS66 | Wodonga (AusNet) 66 kV | AusNet | Shoulder | Non-coincident | 2020 | ACTUAL_RAW | -23.7604 | NA | VIC Wodonga (AusNet) 66 kV |  |  | FALSE | #N/A | #N/A | #N/A | #N/A | #N/A | #N/A | #N/A | #N/A | #N/A | #N/A
TRUE | VIC | WOTS66 | Wodonga (AusNet) 66 kV | AusNet | Shoulder | Non-coincident | 2020 | ACTUAL_OPG | 9.8311 | NA | VIC Wodonga (AusNet) 66 kV |  |  | FALSE | #N/A | #N/A | #N/A | #N/A | #N/A | #N/A | #N/A | #N/A | #N/A | #N/A
TRUE | VIC | WOTS66 | Wodonga (AusNet) 66 kV | AusNet | Shoulder | Non-coincident | 2020 | ACTUAL_ADJUSTEDOPG | 9.8311 | NA | VIC Wodonga (AusNet) 66 kV |  |  | FALSE | #N/A | #N/A | #N/A | #N/A | #N/A | #N/A | #N/A | #N/A | #N/A | #N/A
TRUE | VIC | WOTS66 | Wodonga (AusNet) 66 kV | AusNet | Shoulder | Coincident | 2021 | ACTUAL_OPG | 9.8502 | NA | VIC Wodonga (AusNet) 66 kV |  |  | FALSE | #N/A | #N/A | #N/A | #N/A | #N/A | #N/A | #N/A | #N/A | #N/A | #N/A
TRUE | VIC | WOTS66 | Wodonga (AusNet) 66 kV | AusNet | Shoulder | Coincident | 2021 | ACTUAL_RAW | 9.8748 | NA | VIC Wodonga (AusNet) 66 kV |  |  | FALSE | #N/A | #N/A | #N/A | #N/A | #N/A | #N/A | #N/A | #N/A | #N/A | #N/A
TRUE | VIC | WOTS66 | Wodonga (AusNet) 66 kV | AusNet | Shoulder | Non-coincident | 2021 | ACTUAL_RAW | -16.9654 | NA | VIC Wodonga (AusNet) 66 kV |  |  | FALSE | #N/A | #N/A | #N/A | #N/A | #N/A | #N/A | #N/A | #N/A | #N/A | #N/A
TRUE | VIC | WOTS66 | Wodonga (AusNet) 66 kV | AusNet | Shoulder | Non-coincident | 2021 | ACTUAL_OPG | 0 | NA | VIC Wodonga (AusNet) 66 kV |  |  | FALSE | #N/A | #N/A | #N/A | #N/A | #N/A | #N/A | #N/A | #N/A | #N/A | #N/A
TRUE | VIC | WOTS66 | Wodonga (AusNet) 66 kV | AusNet | Shoulder | Non-coincident | 2021 | ACTUAL_ADJUSTEDOPG | 6.4331 | NA | VIC Wodonga (AusNet) 66 kV |  |  | FALSE | #N/A | #N/A | #N/A | #N/A | #N/A | #N/A | #N/A | #N/A | #N/A | #N/A
TRUE | VIC | WOTS66 | Wodonga (AusNet) 66 kV | AusNet | Shoulder | Coincident | 2022 | ACTUAL_OPG | 5.6882 | NA | VIC Wodonga (AusNet) 66 kV |  |  | FALSE | #N/A | #N/A | #N/A | #N/A | #N/A | #N/A | #N/A | #N/A | #N/A | #N/A
TRUE | VIC | WOTS66 | Wodonga (AusNet) 66 kV | AusNet | Shoulder | Coincident | 2022 | ACTUAL_RAW | 5.6882 | NA | VIC Wodonga (AusNet) 66 kV |  |  | FALSE | #N/A | #N/A | #N/A | #N/A | #N/A | #N/A | #N/A | #N/A | #N/A | #N/A
TRUE | VIC | WOTS66 | Wodonga (AusNet) 66 kV | AusNet | Shoulder | Non-coincident | 2022 | ACTUAL_RAW | 3.928 | NA | VIC Wodonga (AusNet) 66 kV |  |  | FALSE | #N/A | #N/A | #N/A | #N/A | #N/A | #N/A | #N/A | #N/A | #N/A | #N/A
TRUE | VIC | WOTS66 | Wodonga (AusNet) 66 kV | AusNet | Shoulder | Non-coincident | 2022 | ACTUAL_OPG | 3.928 | NA | VIC Wodonga (AusNet) 66 kV |  |  | FALSE | #N/A | #N/A | #N/A | #N/A | #N/A | #N/A | #N/A | #N/A | #N/A | #N/A
TRUE | VIC | WOTS66 | Wodonga (AusNet) 66 kV | AusNet | Shoulder | Non-coincident | 2022 | ACTUAL_ADJUSTEDOPG | 3.928 | NA | VIC Wodonga (AusNet) 66 kV |  |  | FALSE | #N/A | #N/A | #N/A | #N/A | #N/A | #N/A | #N/A | #N/A | #N/A | #N/A
TRUE | VIC | WOTS66 | Wodonga (AusNet) 66 kV | AusNet | Shoulder | Coincident | 2023 | ACTUAL_OPG | 8.2334 | NA | VIC Wodonga (AusNet) 66 kV |  |  | FALSE | #N/A | #N/A | #N/A | #N/A | #N/A | #N/A | #N/A | #N/A | #N/A | #N/A
TRUE | VIC | WOTS66 | Wodonga (AusNet) 66 kV | AusNet | Shoulder | Coincident | 2023 | ACTUAL_RAW | 8.2334 | NA | VIC Wodonga (AusNet) 66 kV |  |  | FALSE | #N/A | #N/A | #N/A | #N/A | #N/A | #N/A | #N/A | #N/A | #N/A | #N/A
TRUE | VIC | WOTS66 | Wodonga (AusNet) 66 kV | AusNet | Shoulder | Non-coincident | 2023 | ACTUAL_RAW | -40.3102 | NA | VIC Wodonga (AusNet) 66 kV |  |  | FALSE | #N/A | #N/A | #N/A | #N/A | #N/A | #N/A | #N/A | #N/A | #N/A | #N/A
TRUE | VIC | WOTS66 | Wodonga (AusNet) 66 kV | AusNet | Shoulder | Non-coincident | 2023 | ACTUAL_OPG | 3.7922 | NA | VIC Wodonga (AusNet) 66 kV |  |  | FALSE | #N/A | #N/A | #N/A | #N/A | #N/A | #N/A | #N/A | #N/A | #N/A | #N/A
TRUE | VIC | WOTS66 | Wodonga (AusNet) 66 kV | AusNet | Shoulder | Non-coincident | 2023 | ACTUAL_ADJUSTEDOPG | 3.7922 | NA | VIC Wodonga (AusNet) 66 kV |  |  | FALSE | #N/A | #N/A | #N/A | #N/A | #N/A | #N/A | #N/A | #N/A | #N/A | #N/A
TRUE | VIC | WOTS66 | Wodonga (AusNet) 66 kV | AusNet | Shoulder | Coincident | 2024 | ACTUAL_OPG | 0.69149 | NA | VIC Wodonga (AusNet) 66 kV |  |  | FALSE | #N/A | #N/A | #N/A | #N/A | #N/A | #N/A | #N/A | #N/A | #N/A | #N/A
TRUE | VIC | WOTS66 | Wodonga (AusNet) 66 kV | AusNet | Shoulder | Coincident | 2024 | ACTUAL_RAW | 0.69149 | NA | VIC Wodonga (AusNet) 66 kV |  |  | FALSE | #N/A | #N/A | #N/A | #N/A | #N/A | #N/A | #N/A | #N/A | #N/A | #N/A
TRUE | VIC | WOTS66 | Wodonga (AusNet) 66 kV | AusNet | Shoulder | Non-coincident | 2024 | ACTUAL_RAW | -25.9276 | NA | VIC Wodonga (AusNet) 66 kV |  |  | FALSE | #N/A | #N/A | #N/A | #N/A | #N/A | #N/A | #N/A | #N/A | #N/A | #N/A
TRUE | VIC | WOTS66 | Wodonga (AusNet) 66 kV | AusNet | Shoulder | Non-coincident | 2024 | ACTUAL_OPG | -2.3447 | NA | VIC Wodonga (AusNet) 66 kV |  |  | FALSE | #N/A | #N/A | #N/A | #N/A | #N/A | #N/A | #N/A | #N/A | #N/A | #N/A
TRUE | VIC | WOTS66 | Wodonga (AusNet) 66 kV | AusNet | Shoulder | Non-coincident | 2024 | ACTUAL_ADJUSTEDOPG | -2.3447 | NA | VIC Wodonga (AusNet) 66 kV |  |  | FALSE | #N/A | #N/A | #N/A | #N/A | #N/A | #N/A | #N/A | #N/A | #N/A | #N/A
TRUE | VIC | WOTS66 | Wodonga (AusNet) 66 kV | AusNet | Shoulder | Coincident | 2025 | ACTUAL_OPG | -2.7613 | NA | VIC Wodonga (AusNet) 66 kV |  |  | FALSE | #N/A | #N/A | #N/A | #N/A | #N/A | #N/A | #N/A | #N/A | #N/A | #N/A
TRUE | VIC | WOTS66 | Wodonga (AusNet) 66 kV | AusNet | Shoulder | Coincident | 2025 | ACTUAL_RAW | -2.7613 | NA | VIC Wodonga (AusNet) 66 kV |  |  | FALSE | #N/A | #N/A | #N/A | #N/A | #N/A | #N/A | #N/A | #N/A | #N/A | #N/A
TRUE | VIC | WOTS66 | Wodonga (AusNet) 66 kV | AusNet | Shoulder | Non-coincident | 2025 | ACTUAL_RAW | -21.8704 | NA | VIC Wodonga (AusNet) 66 kV |  |  | FALSE | #N/A | #N/A | #N/A | #N/A | #N/A | #N/A | #N/A | #N/A | #N/A | #N/A
TRUE | VIC | WOTS66 | Wodonga (AusNet) 66 kV | AusNet | Shoulder | Non-coincident | 2025 | ACTUAL_OPG | -3.8435 | NA | VIC Wodonga (AusNet) 66 kV |  |  | FALSE | #N/A | #N/A | #N/A | #N/A | #N/A | #N/A | #N/A | #N/A | #N/A | #N/A
TRUE | VIC | WOTS66 | Wodonga (AusNet) 66 kV | AusNet | Shoulder | Non-coincident | 2025 | ACTUAL_ADJUSTEDOPG | -3.8435 | NA | VIC Wodonga (AusNet) 66 kV |  |  | FALSE | #N/A | #N/A | #N/A | #N/A | #N/A | #N/A | #N/A | #N/A | #N/A | #N/A
TRUE | VIC | WOTS66 | Wodonga (AusNet) 66 kV | AusNet | Shoulder | Non-coincident | 2025 | BASEYEARPOE90 | -8.1039 | NA | VIC Wodonga (AusNet) 66 kV |  |  | FALSE | #N/A | #N/A | #N/A | #N/A | #N/A | #N/A | #N/A | #N/A | #N/A | #N/A
TRUE | VIC | WOTS66 | Wodonga (AusNet) 66 kV | AusNet | Shoulder | Non-coincident | 2025 | BASEYEARPOE50 | -6.5125 | NA | VIC Wodonga (AusNet) 66 kV |  |  | FALSE | #N/A | #N/A | #N/A | #N/A | #N/A | #N/A | #N/A | #N/A | #N/A | #N/A
TRUE | VIC | WOTS66 | Wodonga (AusNet) 66 kV | AusNet | Shoulder | Coincident_unreconciled | 2026 | POE50 | -2.5579 | NA | VIC Wodonga (AusNet) 66 kV |  |  | FALSE | #N/A | #N/A | #N/A | #N/A | #N/A | #N/A | #N/A | #N/A | #N/A | #N/A
TRUE | VIC | WOTS66 | Wodonga (AusNet) 66 kV | AusNet | Shoulder | Coincident_unreconciled | 2026 | POE90 | -2.9151 | NA | VIC Wodonga (AusNet) 66 kV |  |  | FALSE | #N/A | #N/A | #N/A | #N/A | #N/A | #N/A | #N/A | #N/A | #N/A | #N/A
TRUE | VIC | WOTS66 | Wodonga (AusNet) 66 kV | AusNet | Shoulder | Non-coincident | 2026 | POE50 | -12.079 | NA | VIC Wodonga (AusNet) 66 kV |  |  | FALSE | #N/A | #N/A | #N/A | #N/A | #N/A | #N/A | #N/A | #N/A | #N/A | #N/A
TRUE | VIC | WOTS66 | Wodonga (AusNet) 66 kV | AusNet | Shoulder | Non-coincident | 2026 | POE90 | -13.7655 | NA | VIC Wodonga (AusNet) 66 kV |  |  | FALSE | #N/A | #N/A | #N/A | #N/A | #N/A | #N/A | #N/A | #N/A | #N/A | #N/A
TRUE | VIC | WOTS66 | Wodonga (AusNet) 66 kV | AusNet | Shoulder | Coincident_unreconciled | 2027 | POE50 | -3.2646 | NA | VIC Wodonga (AusNet) 66 kV |  |  | FALSE | #N/A | #N/A | #N/A | #N/A | #N/A | #N/A | #N/A | #N/A | #N/A | #N/A
TRUE | VIC | WOTS66 | Wodonga (AusNet) 66 kV | AusNet | Shoulder | Coincident_unreconciled | 2027 | POE90 | -3.6235 | NA | VIC Wodonga (AusNet) 66 kV |  |  | FALSE | #N/A | #N/A | #N/A | #N/A | #N/A | #N/A | #N/A | #N/A | #N/A | #N/A
TRUE | VIC | WOTS66 | Wodonga (AusNet) 66 kV | AusNet | Shoulder | Non-coincident | 2027 | POE50 | -15.4162 | NA | VIC Wodonga (AusNet) 66 kV |  |  | FALSE | #N/A | #N/A | #N/A | #N/A | #N/A | #N/A | #N/A | #N/A | #N/A | #N/A
TRUE | VIC | WOTS66 | Wodonga (AusNet) 66 kV | AusNet | Shoulder | Non-coincident | 2027 | POE90 | -17.111 | NA | VIC Wodonga (AusNet) 66 kV |  |  | FALSE | #N/A | #N/A | #N/A | #N/A | #N/A | #N/A | #N/A | #N/A | #N/A | #N/A
TRUE | VIC | WOTS66 | Wodonga (AusNet) 66 kV | AusNet | Shoulder | Coincident_unreconciled | 2028 | POE50 | -3.5847 | NA | VIC Wodonga (AusNet) 66 kV |  |  | FALSE | #N/A | #N/A | #N/A | #N/A | #N/A | #N/A | #N/A | #N/A | #N/A | #N/A
TRUE | VIC | WOTS66 | Wodonga (AusNet) 66 kV | AusNet | Shoulder | Coincident_unreconciled | 2028 | POE90 | -3.9455 | NA | VIC Wodonga (AusNet) 66 kV |  |  | FALSE | #N/A | #N/A | #N/A | #N/A | #N/A | #N/A | #N/A | #N/A | #N/A | #N/A
TRUE | VIC | WOTS66 | Wodonga (AusNet) 66 kV | AusNet | Shoulder | Non-coincident | 2028 | POE50 | -16.9276 | NA | VIC Wodonga (AusNet) 66 kV |  |  | FALSE | #N/A | #N/A | #N/A | #N/A | #N/A | #N/A | #N/A | #N/A | #N/A | #N/A
TRUE | VIC | WOTS66 | Wodonga (AusNet) 66 kV | AusNet | Shoulder | Non-coincident | 2028 | POE90 | -18.6315 | NA | VIC Wodonga (AusNet) 66 kV |  |  | FALSE | #N/A | #N/A | #N/A | #N/A | #N/A | #N/A | #N/A | #N/A | #N/A | #N/A
TRUE | VIC | WOTS66 | Wodonga (AusNet) 66 kV | AusNet | Shoulder | Coincident_unreconciled | 2029 | POE50 | -3.9512 | NA | VIC Wodonga (AusNet) 66 kV |  |  | FALSE | #N/A | #N/A | #N/A | #N/A | #N/A | #N/A | #N/A | #N/A | #N/A | #N/A
TRUE | VIC | WOTS66 | Wodonga (AusNet) 66 kV | AusNet | Shoulder | Coincident_unreconciled | 2029 | POE90 | -4.314 | NA | VIC Wodonga (AusNet) 66 kV |  |  | FALSE | #N/A | #N/A | #N/A | #N/A | #N/A | #N/A | #N/A | #N/A | #N/A | #N/A
TRUE | VIC | WOTS66 | Wodonga (AusNet) 66 kV | AusNet | Shoulder | Non-coincident | 2029 | POE50 | -18.6584 | NA | VIC Wodonga (AusNet) 66 kV |  |  | FALSE | #N/A | #N/A | #N/A | #N/A | #N/A | #N/A | #N/A | #N/A | #N/A | #N/A
TRUE | VIC | WOTS66 | Wodonga (AusNet) 66 kV | AusNet | Shoulder | Non-coincident | 2029 | POE90 | -20.3714 | NA | VIC Wodonga (AusNet) 66 kV |  |  | FALSE | #N/A | #N/A | #N/A | #N/A | #N/A | #N/A | #N/A | #N/A | #N/A | #N/A
TRUE | VIC | WOTS66 | Wodonga (AusNet) 66 kV | AusNet | Shoulder | Coincident_unreconciled | 2030 | POE50 | -4.3052 | NA | VIC Wodonga (AusNet) 66 kV |  |  | FALSE | #N/A | #N/A | #N/A | #N/A | #N/A | #N/A | #N/A | #N/A | #N/A | #N/A
TRUE | VIC | WOTS66 | Wodonga (AusNet) 66 kV | AusNet | Shoulder | Coincident_unreconciled | 2030 | POE90 | -4.6699 | NA | VIC Wodonga (AusNet) 66 kV |  |  | FALSE | #N/A | #N/A | #N/A | #N/A | #N/A | #N/A | #N/A | #N/A | #N/A | #N/A
TRUE | VIC | WOTS66 | Wodonga (AusNet) 66 kV | AusNet | Shoulder | Non-coincident | 2030 | POE50 | -20.3302 | NA | VIC Wodonga (AusNet) 66 kV |  |  | FALSE | #N/A | #N/A | #N/A | #N/A | #N/A | #N/A | #N/A | #N/A | #N/A | #N/A
TRUE | VIC | WOTS66 | Wodonga (AusNet) 66 kV | AusNet | Shoulder | Non-coincident | 2030 | POE90 | -22.0523 | NA | VIC Wodonga (AusNet) 66 kV |  |  | FALSE | #N/A | #N/A | #N/A | #N/A | #N/A | #N/A | #N/A | #N/A | #N/A | #N/A
TRUE | VIC | WOTS66 | Wodonga (AusNet) 66 kV | AusNet | Shoulder | Coincident_unreconciled | 2031 | POE50 | -4.6686 | NA | VIC Wodonga (AusNet) 66 kV |  |  | FALSE | #N/A | #N/A | #N/A | #N/A | #N/A | #N/A | #N/A | #N/A | #N/A | #N/A
TRUE | VIC | WOTS66 | Wodonga (AusNet) 66 kV | AusNet | Shoulder | Coincident_unreconciled | 2031 | POE90 | -5.0352 | NA | VIC Wodonga (AusNet) 66 kV |  |  | FALSE | #N/A | #N/A | #N/A | #N/A | #N/A | #N/A | #N/A | #N/A | #N/A | #N/A
TRUE | VIC | WOTS66 | Wodonga (AusNet) 66 kV | AusNet | Shoulder | Non-coincident | 2031 | POE50 | -22.046 | NA | VIC Wodonga (AusNet) 66 kV |  |  | FALSE | #N/A | #N/A | #N/A | #N/A | #N/A | #N/A | #N/A | #N/A | #N/A | #N/A
TRUE | VIC | WOTS66 | Wodonga (AusNet) 66 kV | AusNet | Shoulder | Non-coincident | 2031 | POE90 | -23.7772 | NA | VIC Wodonga (AusNet) 66 kV |  |  | FALSE | #N/A | #N/A | #N/A | #N/A | #N/A | #N/A | #N/A | #N/A | #N/A | #N/A
TRUE | VIC | WOTS66 | Wodonga (AusNet) 66 kV | AusNet | Shoulder | Coincident_unreconciled | 2032 | POE50 | -4.9317 | NA | VIC Wodonga (AusNet) 66 kV |  |  | FALSE | #N/A | #N/A | #N/A | #N/A | #N/A | #N/A | #N/A | #N/A | #N/A | #N/A
TRUE | VIC | WOTS66 | Wodonga (AusNet) 66 kV | AusNet | Shoulder | Coincident_unreconciled | 2032 | POE90 | -5.3001 | NA | VIC Wodonga (AusNet) 66 kV |  |  | FALSE | #N/A | #N/A | #N/A | #N/A | #N/A | #N/A | #N/A | #N/A | #N/A | #N/A
TRUE | VIC | WOTS66 | Wodonga (AusNet) 66 kV | AusNet | Shoulder | Non-coincident | 2032 | POE50 | -23.2886 | NA | VIC Wodonga (AusNet) 66 kV |  |  | FALSE | #N/A | #N/A | #N/A | #N/A | #N/A | #N/A | #N/A | #N/A | #N/A | #N/A
TRUE | VIC | WOTS66 | Wodonga (AusNet) 66 kV | AusNet | Shoulder | Non-coincident | 2032 | POE90 | -25.0283 | NA | VIC Wodonga (AusNet) 66 kV |  |  | FALSE | #N/A | #N/A | #N/A | #N/A | #N/A | #N/A | #N/A | #N/A | #N/A | #N/A
TRUE | VIC | WOTS66 | Wodonga (AusNet) 66 kV | AusNet | Shoulder | Coincident_unreconciled | 2033 | POE50 | -5.1283 | NA | VIC Wodonga (AusNet) 66 kV |  |  | FALSE | #N/A | #N/A | #N/A | #N/A | #N/A | #N/A | #N/A | #N/A | #N/A | #N/A
TRUE | VIC | WOTS66 | Wodonga (AusNet) 66 kV | AusNet | Shoulder | Coincident_unreconciled | 2033 | POE90 | -5.4984 | NA | VIC Wodonga (AusNet) 66 kV |  |  | FALSE | #N/A | #N/A | #N/A | #N/A | #N/A | #N/A | #N/A | #N/A | #N/A | #N/A
TRUE | VIC | WOTS66 | Wodonga (AusNet) 66 kV | AusNet | Shoulder | Non-coincident | 2033 | POE50 | -24.2168 | NA | VIC Wodonga (AusNet) 66 kV |  |  | FALSE | #N/A | #N/A | #N/A | #N/A | #N/A | #N/A | #N/A | #N/A | #N/A | #N/A
TRUE | VIC | WOTS66 | Wodonga (AusNet) 66 kV | AusNet | Shoulder | Non-coincident | 2033 | POE90 | -25.9645 | NA | VIC Wodonga (AusNet) 66 kV |  |  | FALSE | #N/A | #N/A | #N/A | #N/A | #N/A | #N/A | #N/A | #N/A | #N/A | #N/A
TRUE | VIC | WOTS66 | Wodonga (AusNet) 66 kV | AusNet | Shoulder | Coincident_unreconciled | 2034 | POE50 | -5.3108 | NA | VIC Wodonga (AusNet) 66 kV |  |  | FALSE | #N/A | #N/A | #N/A | #N/A | #N/A | #N/A | #N/A | #N/A | #N/A | #N/A
TRUE | VIC | WOTS66 | Wodonga (AusNet) 66 kV | AusNet | Shoulder | Coincident_unreconciled | 2034 | POE90 | -5.6826 | NA | VIC Wodonga (AusNet) 66 kV |  |  | FALSE | #N/A | #N/A | #N/A | #N/A | #N/A | #N/A | #N/A | #N/A | #N/A | #N/A
TRUE | VIC | WOTS66 | Wodonga (AusNet) 66 kV | AusNet | Shoulder | Non-coincident | 2034 | POE50 | -25.0788 | NA | VIC Wodonga (AusNet) 66 kV |  |  | FALSE | #N/A | #N/A | #N/A | #N/A | #N/A | #N/A | #N/A | #N/A | #N/A | #N/A
TRUE | VIC | WOTS66 | Wodonga (AusNet) 66 kV | AusNet | Shoulder | Non-coincident | 2034 | POE90 | -26.8346 | NA | VIC Wodonga (AusNet) 66 kV |  |  | FALSE | #N/A | #N/A | #N/A | #N/A | #N/A | #N/A | #N/A | #N/A | #N/A | #N/A
TRUE | VIC | WOTS66 | Wodonga (AusNet) 66 kV | AusNet | Shoulder | Coincident_unreconciled | 2035 | POE50 | -5.5202 | NA | VIC Wodonga (AusNet) 66 kV |  |  | FALSE | #N/A | #N/A | #N/A | #N/A | #N/A | #N/A | #N/A | #N/A | #N/A | #N/A
TRUE | VIC | WOTS66 | Wodonga (AusNet) 66 kV | AusNet | Shoulder | Coincident_unreconciled | 2035 | POE90 | -5.8938 | NA | VIC Wodonga (AusNet) 66 kV |  |  | FALSE | #N/A | #N/A | #N/A | #N/A | #N/A | #N/A | #N/A | #N/A | #N/A | #N/A
TRUE | VIC | WOTS66 | Wodonga (AusNet) 66 kV | AusNet | Shoulder | Non-coincident | 2035 | POE50 | -26.0676 | NA | VIC Wodonga (AusNet) 66 kV |  |  | FALSE | #N/A | #N/A | #N/A | #N/A | #N/A | #N/A | #N/A | #N/A | #N/A | #N/A
TRUE | VIC | WOTS66 | Wodonga (AusNet) 66 kV | AusNet | Shoulder | Non-coincident | 2035 | POE90 | -27.8315 | NA | VIC Wodonga (AusNet) 66 kV |  |  | FALSE | #N/A | #N/A | #N/A | #N/A | #N/A | #N/A | #N/A | #N/A | #N/A | #N/A
TRUE | VIC | WOTS66 | Wodonga (AusNet) 66 kV | AusNet | Summer | Coincident | 2019 | ACTUAL_OPG | 16.5826 | 48.0881 | VIC Wodonga (AusNet) 66 kV |  |  | FALSE | #N/A | #N/A | #N/A | #N/A | #N/A | #N/A | #N/A | #N/A | #N/A | #N/A
TRUE | VIC | WOTS66 | Wodonga (AusNet) 66 kV | AusNet | Summer | Coincident | 2019 | ACTUAL_RAW | 16.5826 | 17.123 | VIC Wodonga (AusNet) 66 kV |  |  | FALSE | #N/A | #N/A | #N/A | #N/A | #N/A | #N/A | #N/A | #N/A | #N/A | #N/A
TRUE | VIC | WOTS66 | Wodonga (AusNet) 66 kV | AusNet | Summer | Non-coincident | 2019 | ACTUAL_RAW | -23.6762 | 54.2983 | VIC Wodonga (AusNet) 66 kV |  |  | FALSE | #N/A | #N/A | #N/A | #N/A | #N/A | #N/A | #N/A | #N/A | #N/A | #N/A
TRUE | VIC | WOTS66 | Wodonga (AusNet) 66 kV | AusNet | Summer | Non-coincident | 2019 | ACTUAL_OPG | 13.4713 | 56.1337 | VIC Wodonga (AusNet) 66 kV |  |  | FALSE | #N/A | #N/A | #N/A | #N/A | #N/A | #N/A | #N/A | #N/A | #N/A | #N/A
TRUE | VIC | WOTS66 | Wodonga (AusNet) 66 kV | AusNet | Summer | Non-coincident | 2019 | ACTUAL_ADJUSTEDOPG | 13.4713 | 56.1337 | VIC Wodonga (AusNet) 66 kV |  |  | FALSE | #N/A | #N/A | #N/A | #N/A | #N/A | #N/A | #N/A | #N/A | #N/A | #N/A
TRUE | VIC | WOTS66 | Wodonga (AusNet) 66 kV | AusNet | Summer | Coincident | 2020 | ACTUAL_OPG | 17.2523 | 49.5929 | VIC Wodonga (AusNet) 66 kV |  |  | FALSE | #N/A | #N/A | #N/A | #N/A | #N/A | #N/A | #N/A | #N/A | #N/A | #N/A
TRUE | VIC | WOTS66 | Wodonga (AusNet) 66 kV | AusNet | Summer | Coincident | 2020 | ACTUAL_RAW | -5.3406 | 28.3826 | VIC Wodonga (AusNet) 66 kV |  |  | FALSE | #N/A | #N/A | #N/A | #N/A | #N/A | #N/A | #N/A | #N/A | #N/A | #N/A
TRUE | VIC | WOTS66 | Wodonga (AusNet) 66 kV | AusNet | Summer | Non-coincident | 2020 | ACTUAL_RAW | -9.2755 | 51.7462 | VIC Wodonga (AusNet) 66 kV |  |  | FALSE | #N/A | #N/A | #N/A | #N/A | #N/A | #N/A | #N/A | #N/A | #N/A | #N/A
TRUE | VIC | WOTS66 | Wodonga (AusNet) 66 kV | AusNet | Summer | Non-coincident | 2020 | ACTUAL_OPG | 10.5501 | 51.7462 | VIC Wodonga (AusNet) 66 kV |  |  | FALSE | #N/A | #N/A | #N/A | #N/A | #N/A | #N/A | #N/A | #N/A | #N/A | #N/A
TRUE | VIC | WOTS66 | Wodonga (AusNet) 66 kV | AusNet | Summer | Non-coincident | 2020 | ACTUAL_ADJUSTEDOPG | 10.5501 | 51.7462 | VIC Wodonga (AusNet) 66 kV |  |  | FALSE | #N/A | #N/A | #N/A | #N/A | #N/A | #N/A | #N/A | #N/A | #N/A | #N/A
TRUE | VIC | WOTS66 | Wodonga (AusNet) 66 kV | AusNet | Summer | Coincident | 2021 | ACTUAL_OPG | 5.3507 | 45.2757 | VIC Wodonga (AusNet) 66 kV |  |  | FALSE | #N/A | #N/A | #N/A | #N/A | #N/A | #N/A | #N/A | #N/A | #N/A | #N/A
TRUE | VIC | WOTS66 | Wodonga (AusNet) 66 kV | AusNet | Summer | Coincident | 2021 | ACTUAL_RAW | 5.3507 | 4.6831 | VIC Wodonga (AusNet) 66 kV |  |  | FALSE | #N/A | #N/A | #N/A | #N/A | #N/A | #N/A | #N/A | #N/A | #N/A | #N/A
TRUE | VIC | WOTS66 | Wodonga (AusNet) 66 kV | AusNet | Summer | Non-coincident | 2021 | ACTUAL_RAW | -24.6466 | 47.4695 | VIC Wodonga (AusNet) 66 kV |  |  | FALSE | #N/A | #N/A | #N/A | #N/A | #N/A | #N/A | #N/A | #N/A | #N/A | #N/A
TRUE | VIC | WOTS66 | Wodonga (AusNet) 66 kV | AusNet | Summer | Non-coincident | 2021 | ACTUAL_OPG | 0 | 47.4695 | VIC Wodonga (AusNet) 66 kV |  |  | FALSE | #N/A | #N/A | #N/A | #N/A | #N/A | #N/A | #N/A | #N/A | #N/A | #N/A
TRUE | VIC | WOTS66 | Wodonga (AusNet) 66 kV | AusNet | Summer | Non-coincident | 2021 | ACTUAL_ADJUSTEDOPG | 5.0898 | 47.4695 | VIC Wodonga (AusNet) 66 kV |  |  | FALSE | #N/A | #N/A | #N/A | #N/A | #N/A | #N/A | #N/A | #N/A | #N/A | #N/A
TRUE | VIC | WOTS66 | Wodonga (AusNet) 66 kV | AusNet | Summer | Coincident | 2022 | ACTUAL_OPG | 6.3831 | 41.311 | VIC Wodonga (AusNet) 66 kV |  |  | FALSE | #N/A | #N/A | #N/A | #N/A | #N/A | #N/A | #N/A | #N/A | #N/A | #N/A
TRUE | VIC | WOTS66 | Wodonga (AusNet) 66 kV | AusNet | Summer | Coincident | 2022 | ACTUAL_RAW | 6.3831 | 31.2736 | VIC Wodonga (AusNet) 66 kV |  |  | FALSE | #N/A | #N/A | #N/A | #N/A | #N/A | #N/A | #N/A | #N/A | #N/A | #N/A
TRUE | VIC | WOTS66 | Wodonga (AusNet) 66 kV | AusNet | Summer | Non-coincident | 2022 | ACTUAL_RAW | -36.9064 | 48.3868 | VIC Wodonga (AusNet) 66 kV |  |  | FALSE | #N/A | #N/A | #N/A | #N/A | #N/A | #N/A | #N/A | #N/A | #N/A | #N/A
TRUE | VIC | WOTS66 | Wodonga (AusNet) 66 kV | AusNet | Summer | Non-coincident | 2022 | ACTUAL_OPG | 0.005032 | 48.3868 | VIC Wodonga (AusNet) 66 kV |  |  | FALSE | #N/A | #N/A | #N/A | #N/A | #N/A | #N/A | #N/A | #N/A | #N/A | #N/A
TRUE | VIC | WOTS66 | Wodonga (AusNet) 66 kV | AusNet | Summer | Non-coincident | 2022 | ACTUAL_ADJUSTEDOPG | 4.4056 | 48.3868 | VIC Wodonga (AusNet) 66 kV |  |  | FALSE | #N/A | #N/A | #N/A | #N/A | #N/A | #N/A | #N/A | #N/A | #N/A | #N/A
TRUE | VIC | WOTS66 | Wodonga (AusNet) 66 kV | AusNet | Summer | Coincident | 2023 | ACTUAL_OPG | 5.7906 | 47.1367 | VIC Wodonga (AusNet) 66 kV |  |  | FALSE | #N/A | #N/A | #N/A | #N/A | #N/A | #N/A | #N/A | #N/A | #N/A | #N/A
TRUE | VIC | WOTS66 | Wodonga (AusNet) 66 kV | AusNet | Summer | Coincident | 2023 | ACTUAL_RAW | 5.7906 | 47.1367 | VIC Wodonga (AusNet) 66 kV |  |  | FALSE | #N/A | #N/A | #N/A | #N/A | #N/A | #N/A | #N/A | #N/A | #N/A | #N/A
TRUE | VIC | WOTS66 | Wodonga (AusNet) 66 kV | AusNet | Summer | Non-coincident | 2023 | ACTUAL_RAW | -37.6764 | 51.5705 | VIC Wodonga (AusNet) 66 kV |  |  | FALSE | #N/A | #N/A | #N/A | #N/A | #N/A | #N/A | #N/A | #N/A | #N/A | #N/A
TRUE | VIC | WOTS66 | Wodonga (AusNet) 66 kV | AusNet | Summer | Non-coincident | 2023 | ACTUAL_OPG | 3.3414 | 51.5705 | VIC Wodonga (AusNet) 66 kV |  |  | FALSE | #N/A | #N/A | #N/A | #N/A | #N/A | #N/A | #N/A | #N/A | #N/A | #N/A
TRUE | VIC | WOTS66 | Wodonga (AusNet) 66 kV | AusNet | Summer | Non-coincident | 2023 | ACTUAL_ADJUSTEDOPG | 3.3414 | 51.5705 | VIC Wodonga (AusNet) 66 kV |  |  | FALSE | #N/A | #N/A | #N/A | #N/A | #N/A | #N/A | #N/A | #N/A | #N/A | #N/A
TRUE | VIC | WOTS66 | Wodonga (AusNet) 66 kV | AusNet | Summer | Coincident | 2024 | ACTUAL_OPG | -1.0773 | 37.0409 | VIC Wodonga (AusNet) 66 kV |  |  | FALSE | #N/A | #N/A | #N/A | #N/A | #N/A | #N/A | #N/A | #N/A | #N/A | #N/A
TRUE | VIC | WOTS66 | Wodonga (AusNet) 66 kV | AusNet | Summer | Coincident | 2024 | ACTUAL_RAW | -1.0773 | 37.0409 | VIC Wodonga (AusNet) 66 kV |  |  | FALSE | #N/A | #N/A | #N/A | #N/A | #N/A | #N/A | #N/A | #N/A | #N/A | #N/A
TRUE | VIC | WOTS66 | Wodonga (AusNet) 66 kV | AusNet | Summer | Non-coincident | 2024 | ACTUAL_RAW | -22.2531 | 55.3457 | VIC Wodonga (AusNet) 66 kV |  |  | FALSE | #N/A | #N/A | #N/A | #N/A | #N/A | #N/A | #N/A | #N/A | #N/A | #N/A
TRUE | VIC | WOTS66 | Wodonga (AusNet) 66 kV | AusNet | Summer | Non-coincident | 2024 | ACTUAL_OPG | -22.2531 | 55.5931 | VIC Wodonga (AusNet) 66 kV |  |  | FALSE | #N/A | #N/A | #N/A | #N/A | #N/A | #N/A | #N/A | #N/A | #N/A | #N/A
TRUE | VIC | WOTS66 | Wodonga (AusNet) 66 kV | AusNet | Summer | Non-coincident | 2024 | ACTUAL_ADJUSTEDOPG | -22.2531 | 55.5931 | VIC Wodonga (AusNet) 66 kV |  |  | FALSE | #N/A | #N/A | #N/A | #N/A | #N/A | #N/A | #N/A | #N/A | #N/A | #N/A
TRUE | VIC | WOTS66 | Wodonga (AusNet) 66 kV | AusNet | Summer | Coincident | 2025 | ACTUAL_OPG | 2.1849 | 43.7535 | VIC Wodonga (AusNet) 66 kV |  |  | FALSE | #N/A | #N/A | #N/A | #N/A | #N/A | #N/A | #N/A | #N/A | #N/A | #N/A
TRUE | VIC | WOTS66 | Wodonga (AusNet) 66 kV | AusNet | Summer | Coincident | 2025 | ACTUAL_RAW | 2.1849 | 43.7535 | VIC Wodonga (AusNet) 66 kV |  |  | FALSE | #N/A | #N/A | #N/A | #N/A | #N/A | #N/A | #N/A | #N/A | #N/A | #N/A
TRUE | VIC | WOTS66 | Wodonga (AusNet) 66 kV | AusNet | Summer | Non-coincident | 2025 | ACTUAL_RAW | -27.8658 | 56.5023 | VIC Wodonga (AusNet) 66 kV |  |  | FALSE | #N/A | #N/A | #N/A | #N/A | #N/A | #N/A | #N/A | #N/A | #N/A | #N/A
TRUE | VIC | WOTS66 | Wodonga (AusNet) 66 kV | AusNet | Summer | Non-coincident | 2025 | ACTUAL_OPG | -6.4773 | 56.5023 | VIC Wodonga (AusNet) 66 kV |  |  | FALSE | #N/A | #N/A | #N/A | #N/A | #N/A | #N/A | #N/A | #N/A | #N/A | #N/A
TRUE | VIC | WOTS66 | Wodonga (AusNet) 66 kV | AusNet | Summer | Non-coincident | 2025 | ACTUAL_ADJUSTEDOPG | -6.4773 | 56.5023 | VIC Wodonga (AusNet) 66 kV |  |  | FALSE | #N/A | #N/A | #N/A | #N/A | #N/A | #N/A | #N/A | #N/A | #N/A | #N/A
TRUE | VIC | WOTS66 | Wodonga (AusNet) 66 kV | AusNet | Summer | Non-coincident | 2025 | BASEYEARPOE90 | -10.0369 | NA | VIC Wodonga (AusNet) 66 kV |  |  | FALSE | #N/A | #N/A | #N/A | #N/A | #N/A | #N/A | #N/A | #N/A | #N/A | #N/A
TRUE | VIC | WOTS66 | Wodonga (AusNet) 66 kV | AusNet | Summer | Non-coincident | 2025 | BASEYEARPOE50 | -7.6362 | 55.5909 | VIC Wodonga (AusNet) 66 kV |  |  | FALSE | #N/A | #N/A | #N/A | #N/A | #N/A | #N/A | #N/A | #N/A | #N/A | #N/A
TRUE | VIC | WOTS66 | Wodonga (AusNet) 66 kV | AusNet | Summer | Coincident_unreconciled | 2026 | POE50 | 1.8348 | NA | VIC Wodonga (AusNet) 66 kV |  |  | FALSE | #N/A | #N/A | #N/A | #N/A | #N/A | #N/A | #N/A | #N/A | #N/A | #N/A
TRUE | VIC | WOTS66 | Wodonga (AusNet) 66 kV | AusNet | Summer | Coincident_unreconciled | 2026 | POE90 | 2.1341 | NA | VIC Wodonga (AusNet) 66 kV |  |  | FALSE | #N/A | #N/A | #N/A | #N/A | #N/A | #N/A | #N/A | #N/A | #N/A | #N/A
TRUE | VIC | WOTS66 | Wodonga (AusNet) 66 kV | AusNet | Summer | Non-coincident | 2026 | POE50 | -12.7018 | 55.3234 | VIC Wodonga (AusNet) 66 kV |  |  | FALSE | #N/A | #N/A | #N/A | #N/A | #N/A | #N/A | #N/A | #N/A | #N/A | #N/A
TRUE | VIC | WOTS66 | Wodonga (AusNet) 66 kV | AusNet | Summer | Non-coincident | 2026 | POE90 | -14.7735 | NA | VIC Wodonga (AusNet) 66 kV |  |  | FALSE | #N/A | #N/A | #N/A | #N/A | #N/A | #N/A | #N/A | #N/A | #N/A | #N/A
TRUE | VIC | WOTS66 | Wodonga (AusNet) 66 kV | AusNet | Summer | Coincident_unreconciled | 2027 | POE50 | 2.2872 | NA | VIC Wodonga (AusNet) 66 kV |  |  | FALSE | #N/A | #N/A | #N/A | #N/A | #N/A | #N/A | #N/A | #N/A | #N/A | #N/A
TRUE | VIC | WOTS66 | Wodonga (AusNet) 66 kV | AusNet | Summer | Coincident_unreconciled | 2027 | POE90 | 2.5879 | NA | VIC Wodonga (AusNet) 66 kV |  |  | FALSE | #N/A | #N/A | #N/A | #N/A | #N/A | #N/A | #N/A | #N/A | #N/A | #N/A
TRUE | VIC | WOTS66 | Wodonga (AusNet) 66 kV | AusNet | Summer | Non-coincident | 2027 | POE50 | -15.8333 | 55.4058 | VIC Wodonga (AusNet) 66 kV |  |  | FALSE | #N/A | #N/A | #N/A | #N/A | #N/A | #N/A | #N/A | #N/A | #N/A | #N/A
TRUE | VIC | WOTS66 | Wodonga (AusNet) 66 kV | AusNet | Summer | Non-coincident | 2027 | POE90 | -17.9151 | NA | VIC Wodonga (AusNet) 66 kV |  |  | FALSE | #N/A | #N/A | #N/A | #N/A | #N/A | #N/A | #N/A | #N/A | #N/A | #N/A
TRUE | VIC | WOTS66 | Wodonga (AusNet) 66 kV | AusNet | Summer | Coincident_unreconciled | 2028 | POE50 | 2.4991 | NA | VIC Wodonga (AusNet) 66 kV |  |  | FALSE | #N/A | #N/A | #N/A | #N/A | #N/A | #N/A | #N/A | #N/A | #N/A | #N/A
TRUE | VIC | WOTS66 | Wodonga (AusNet) 66 kV | AusNet | Summer | Coincident_unreconciled | 2028 | POE90 | 2.8014 | NA | VIC Wodonga (AusNet) 66 kV |  |  | FALSE | #N/A | #N/A | #N/A | #N/A | #N/A | #N/A | #N/A | #N/A | #N/A | #N/A
TRUE | VIC | WOTS66 | Wodonga (AusNet) 66 kV | AusNet | Summer | Non-coincident | 2028 | POE50 | -17.3002 | 55.6703 | VIC Wodonga (AusNet) 66 kV |  |  | FALSE | #N/A | #N/A | #N/A | #N/A | #N/A | #N/A | #N/A | #N/A | #N/A | #N/A
TRUE | VIC | WOTS66 | Wodonga (AusNet) 66 kV | AusNet | Summer | Non-coincident | 2028 | POE90 | -19.3932 | NA | VIC Wodonga (AusNet) 66 kV |  |  | FALSE | #N/A | #N/A | #N/A | #N/A | #N/A | #N/A | #N/A | #N/A | #N/A | #N/A
TRUE | VIC | WOTS66 | Wodonga (AusNet) 66 kV | AusNet | Summer | Coincident_unreconciled | 2029 | POE50 | 2.7557 | NA | VIC Wodonga (AusNet) 66 kV |  |  | FALSE | #N/A | #N/A | #N/A | #N/A | #N/A | #N/A | #N/A | #N/A | #N/A | #N/A
TRUE | VIC | WOTS66 | Wodonga (AusNet) 66 kV | AusNet | Summer | Coincident_unreconciled | 2029 | POE90 | 3.0597 | NA | VIC Wodonga (AusNet) 66 kV |  |  | FALSE | #N/A | #N/A | #N/A | #N/A | #N/A | #N/A | #N/A | #N/A | #N/A | #N/A
TRUE | VIC | WOTS66 | Wodonga (AusNet) 66 kV | AusNet | Summer | Non-coincident | 2029 | POE50 | -19.0767 | 55.9406 | VIC Wodonga (AusNet) 66 kV |  |  | FALSE | #N/A | #N/A | #N/A | #N/A | #N/A | #N/A | #N/A | #N/A | #N/A | #N/A
TRUE | VIC | WOTS66 | Wodonga (AusNet) 66 kV | AusNet | Summer | Non-coincident | 2029 | POE90 | -21.1809 | NA | VIC Wodonga (AusNet) 66 kV |  |  | FALSE | #N/A | #N/A | #N/A | #N/A | #N/A | #N/A | #N/A | #N/A | #N/A | #N/A
TRUE | VIC | WOTS66 | Wodonga (AusNet) 66 kV | AusNet | Summer | Coincident_unreconciled | 2030 | POE50 | 3.0029 | NA | VIC Wodonga (AusNet) 66 kV |  |  | FALSE | #N/A | #N/A | #N/A | #N/A | #N/A | #N/A | #N/A | #N/A | #N/A | #N/A
TRUE | VIC | WOTS66 | Wodonga (AusNet) 66 kV | AusNet | Summer | Coincident_unreconciled | 2030 | POE90 | 3.3085 | NA | VIC Wodonga (AusNet) 66 kV |  |  | FALSE | #N/A | #N/A | #N/A | #N/A | #N/A | #N/A | #N/A | #N/A | #N/A | #N/A
TRUE | VIC | WOTS66 | Wodonga (AusNet) 66 kV | AusNet | Summer | Non-coincident | 2030 | POE50 | -20.7878 | 56.2402 | VIC Wodonga (AusNet) 66 kV |  |  | FALSE | #N/A | #N/A | #N/A | #N/A | #N/A | #N/A | #N/A | #N/A | #N/A | #N/A
TRUE | VIC | WOTS66 | Wodonga (AusNet) 66 kV | AusNet | Summer | Non-coincident | 2030 | POE90 | -22.9032 | NA | VIC Wodonga (AusNet) 66 kV |  |  | FALSE | #N/A | #N/A | #N/A | #N/A | #N/A | #N/A | #N/A | #N/A | #N/A | #N/A
TRUE | VIC | WOTS66 | Wodonga (AusNet) 66 kV | AusNet | Summer | Coincident_unreconciled | 2031 | POE50 | 3.2519 | NA | VIC Wodonga (AusNet) 66 kV |  |  | FALSE | #N/A | #N/A | #N/A | #N/A | #N/A | #N/A | #N/A | #N/A | #N/A | #N/A
TRUE | VIC | WOTS66 | Wodonga (AusNet) 66 kV | AusNet | Summer | Coincident_unreconciled | 2031 | POE90 | 3.5591 | NA | VIC Wodonga (AusNet) 66 kV |  |  | FALSE | #N/A | #N/A | #N/A | #N/A | #N/A | #N/A | #N/A | #N/A | #N/A | #N/A
TRUE | VIC | WOTS66 | Wodonga (AusNet) 66 kV | AusNet | Summer | Non-coincident | 2031 | POE50 | -22.5118 | 56.536 | VIC Wodonga (AusNet) 66 kV |  |  | FALSE | #N/A | #N/A | #N/A | #N/A | #N/A | #N/A | #N/A | #N/A | #N/A | #N/A
TRUE | VIC | WOTS66 | Wodonga (AusNet) 66 kV | AusNet | Summer | Non-coincident | 2031 | POE90 | -24.6383 | NA | VIC Wodonga (AusNet) 66 kV |  |  | FALSE | #N/A | #N/A | #N/A | #N/A | #N/A | #N/A | #N/A | #N/A | #N/A | #N/A
TRUE | VIC | WOTS66 | Wodonga (AusNet) 66 kV | AusNet | Summer | Coincident_unreconciled | 2032 | POE50 | 3.4322 | NA | VIC Wodonga (AusNet) 66 kV |  |  | FALSE | #N/A | #N/A | #N/A | #N/A | #N/A | #N/A | #N/A | #N/A | #N/A | #N/A
TRUE | VIC | WOTS66 | Wodonga (AusNet) 66 kV | AusNet | Summer | Coincident_unreconciled | 2032 | POE90 | 3.7409 | NA | VIC Wodonga (AusNet) 66 kV |  |  | FALSE | #N/A | #N/A | #N/A | #N/A | #N/A | #N/A | #N/A | #N/A | #N/A | #N/A
TRUE | VIC | WOTS66 | Wodonga (AusNet) 66 kV | AusNet | Summer | Non-coincident | 2032 | POE50 | -23.76 | 56.8654 | VIC Wodonga (AusNet) 66 kV |  |  | FALSE | #N/A | #N/A | #N/A | #N/A | #N/A | #N/A | #N/A | #N/A | #N/A | #N/A
TRUE | VIC | WOTS66 | Wodonga (AusNet) 66 kV | AusNet | Summer | Non-coincident | 2032 | POE90 | -25.897 | NA | VIC Wodonga (AusNet) 66 kV |  |  | FALSE | #N/A | #N/A | #N/A | #N/A | #N/A | #N/A | #N/A | #N/A | #N/A | #N/A
TRUE | VIC | WOTS66 | Wodonga (AusNet) 66 kV | AusNet | Summer | Coincident_unreconciled | 2033 | POE50 | 3.5669 | NA | VIC Wodonga (AusNet) 66 kV |  |  | FALSE | #N/A | #N/A | #N/A | #N/A | #N/A | #N/A | #N/A | #N/A | #N/A | #N/A
TRUE | VIC | WOTS66 | Wodonga (AusNet) 66 kV | AusNet | Summer | Coincident_unreconciled | 2033 | POE90 | 3.877 | NA | VIC Wodonga (AusNet) 66 kV |  |  | FALSE | #N/A | #N/A | #N/A | #N/A | #N/A | #N/A | #N/A | #N/A | #N/A | #N/A
TRUE | VIC | WOTS66 | Wodonga (AusNet) 66 kV | AusNet | Summer | Non-coincident | 2033 | POE50 | -24.6922 | 57.2097 | VIC Wodonga (AusNet) 66 kV |  |  | FALSE | #N/A | #N/A | #N/A | #N/A | #N/A | #N/A | #N/A | #N/A | #N/A | #N/A
TRUE | VIC | WOTS66 | Wodonga (AusNet) 66 kV | AusNet | Summer | Non-coincident | 2033 | POE90 | -26.839 | NA | VIC Wodonga (AusNet) 66 kV |  |  | FALSE | #N/A | #N/A | #N/A | #N/A | #N/A | #N/A | #N/A | #N/A | #N/A | #N/A
TRUE | VIC | WOTS66 | Wodonga (AusNet) 66 kV | AusNet | Summer | Coincident_unreconciled | 2034 | POE50 | 3.6919 | NA | VIC Wodonga (AusNet) 66 kV |  |  | FALSE | #N/A | #N/A | #N/A | #N/A | #N/A | #N/A | #N/A | #N/A | #N/A | #N/A
TRUE | VIC | WOTS66 | Wodonga (AusNet) 66 kV | AusNet | Summer | Coincident_unreconciled | 2034 | POE90 | 4.0034 | NA | VIC Wodonga (AusNet) 66 kV |  |  | FALSE | #N/A | #N/A | #N/A | #N/A | #N/A | #N/A | #N/A | #N/A | #N/A | #N/A
TRUE | VIC | WOTS66 | Wodonga (AusNet) 66 kV | AusNet | Summer | Non-coincident | 2034 | POE50 | -25.5573 | 57.5588 | VIC Wodonga (AusNet) 66 kV |  |  | FALSE | #N/A | #N/A | #N/A | #N/A | #N/A | #N/A | #N/A | #N/A | #N/A | #N/A
TRUE | VIC | WOTS66 | Wodonga (AusNet) 66 kV | AusNet | Summer | Non-coincident | 2034 | POE90 | -27.7141 | NA | VIC Wodonga (AusNet) 66 kV |  |  | FALSE | #N/A | #N/A | #N/A | #N/A | #N/A | #N/A | #N/A | #N/A | #N/A | #N/A
TRUE | VIC | WOTS66 | Wodonga (AusNet) 66 kV | AusNet | Summer | Coincident_unreconciled | 2035 | POE50 | 3.8359 | NA | VIC Wodonga (AusNet) 66 kV |  |  | FALSE | #N/A | #N/A | #N/A | #N/A | #N/A | #N/A | #N/A | #N/A | #N/A | #N/A
TRUE | VIC | WOTS66 | Wodonga (AusNet) 66 kV | AusNet | Summer | Coincident_unreconciled | 2035 | POE90 | 4.1488 | NA | VIC Wodonga (AusNet) 66 kV |  |  | FALSE | #N/A | #N/A | #N/A | #N/A | #N/A | #N/A | #N/A | #N/A | #N/A | #N/A
TRUE | VIC | WOTS66 | Wodonga (AusNet) 66 kV | AusNet | Summer | Non-coincident | 2035 | POE50 | -26.5541 | 57.8961 | VIC Wodonga (AusNet) 66 kV |  |  | FALSE | #N/A | #N/A | #N/A | #N/A | #N/A | #N/A | #N/A | #N/A | #N/A | #N/A
TRUE | VIC | WOTS66 | Wodonga (AusNet) 66 kV | AusNet | Summer | Non-coincident | 2035 | POE90 | -28.7207 | NA | VIC Wodonga (AusNet) 66 kV |  |  | FALSE | #N/A | #N/A | #N/A | #N/A | #N/A | #N/A | #N/A | #N/A | #N/A | #N/A
TRUE | VIC | WOTS66 | Wodonga (AusNet) 66 kV | AusNet | Summer | Non-coincident | 2025 | BASEYEARPOE10 | NA | 61.6844 | VIC Wodonga (AusNet) 66 kV |  |  | FALSE | #N/A | #N/A | #N/A | #N/A | #N/A | #N/A | #N/A | #N/A | #N/A | #N/A
TRUE | VIC | WOTS66 | Wodonga (AusNet) 66 kV | AusNet | Summer | Coincident | 2026 | POE10 | NA | 59.042 | VIC Wodonga (AusNet) 66 kV |  |  | FALSE | #N/A | #N/A | #N/A | #N/A | #N/A | #N/A | #N/A | #N/A | #N/A | #N/A
TRUE | VIC | WOTS66 | Wodonga (AusNet) 66 kV | AusNet | Summer | Coincident | 2026 | POE50 | NA | 55.3234 | VIC Wodonga (AusNet) 66 kV |  |  | FALSE | #N/A | #N/A | #N/A | #N/A | #N/A | #N/A | #N/A | #N/A | #N/A | #N/A
TRUE | VIC | WOTS66 | Wodonga (AusNet) 66 kV | AusNet | Summer | Non-coincident | 2026 | POE10 | NA | 64.8519 | VIC Wodonga (AusNet) 66 kV |  |  | FALSE | #N/A | #N/A | #N/A | #N/A | #N/A | #N/A | #N/A | #N/A | #N/A | #N/A
TRUE | VIC | WOTS66 | Wodonga (AusNet) 66 kV | AusNet | Summer | Coincident | 2027 | POE10 | NA | 57.5663 | VIC Wodonga (AusNet) 66 kV |  |  | FALSE | #N/A | #N/A | #N/A | #N/A | #N/A | #N/A | #N/A | #N/A | #N/A | #N/A
TRUE | VIC | WOTS66 | Wodonga (AusNet) 66 kV | AusNet | Summer | Coincident | 2027 | POE50 | NA | 55.1459 | VIC Wodonga (AusNet) 66 kV |  |  | FALSE | #N/A | #N/A | #N/A | #N/A | #N/A | #N/A | #N/A | #N/A | #N/A | #N/A
TRUE | VIC | WOTS66 | Wodonga (AusNet) 66 kV | AusNet | Summer | Non-coincident | 2027 | POE10 | NA | 65.0274 | VIC Wodonga (AusNet) 66 kV |  |  | FALSE | #N/A | #N/A | #N/A | #N/A | #N/A | #N/A | #N/A | #N/A | #N/A | #N/A
TRUE | VIC | WOTS66 | Wodonga (AusNet) 66 kV | AusNet | Summer | Coincident | 2028 | POE10 | NA | 56.3946 | VIC Wodonga (AusNet) 66 kV |  |  | FALSE | #N/A | #N/A | #N/A | #N/A | #N/A | #N/A | #N/A | #N/A | #N/A | #N/A
TRUE | VIC | WOTS66 | Wodonga (AusNet) 66 kV | AusNet | Summer | Coincident | 2028 | POE50 | NA | 53.6136 | VIC Wodonga (AusNet) 66 kV |  |  | FALSE | #N/A | #N/A | #N/A | #N/A | #N/A | #N/A | #N/A | #N/A | #N/A | #N/A
TRUE | VIC | WOTS66 | Wodonga (AusNet) 66 kV | AusNet | Summer | Non-coincident | 2028 | POE10 | NA | 65.4627 | VIC Wodonga (AusNet) 66 kV |  |  | FALSE | #N/A | #N/A | #N/A | #N/A | #N/A | #N/A | #N/A | #N/A | #N/A | #N/A
TRUE | VIC | WOTS66 | Wodonga (AusNet) 66 kV | AusNet | Summer | Coincident | 2029 | POE10 | NA | 55.5991 | VIC Wodonga (AusNet) 66 kV |  |  | FALSE | #N/A | #N/A | #N/A | #N/A | #N/A | #N/A | #N/A | #N/A | #N/A | #N/A
TRUE | VIC | WOTS66 | Wodonga (AusNet) 66 kV | AusNet | Summer | Coincident | 2029 | POE50 | NA | 52.8849 | VIC Wodonga (AusNet) 66 kV |  |  | FALSE | #N/A | #N/A | #N/A | #N/A | #N/A | #N/A | #N/A | #N/A | #N/A | #N/A
TRUE | VIC | WOTS66 | Wodonga (AusNet) 66 kV | AusNet | Summer | Non-coincident | 2029 | POE10 | NA | 65.8955 | VIC Wodonga (AusNet) 66 kV |  |  | FALSE | #N/A | #N/A | #N/A | #N/A | #N/A | #N/A | #N/A | #N/A | #N/A | #N/A
TRUE | VIC | WOTS66 | Wodonga (AusNet) 66 kV | AusNet | Summer | Coincident | 2030 | POE10 | NA | 55.0093 | VIC Wodonga (AusNet) 66 kV |  |  | FALSE | #N/A | #N/A | #N/A | #N/A | #N/A | #N/A | #N/A | #N/A | #N/A | #N/A
TRUE | VIC | WOTS66 | Wodonga (AusNet) 66 kV | AusNet | Summer | Coincident | 2030 | POE50 | NA | 52.157 | VIC Wodonga (AusNet) 66 kV |  |  | FALSE | #N/A | #N/A | #N/A | #N/A | #N/A | #N/A | #N/A | #N/A | #N/A | #N/A
TRUE | VIC | WOTS66 | Wodonga (AusNet) 66 kV | AusNet | Summer | Non-coincident | 2030 | POE10 | NA | 66.3897 | VIC Wodonga (AusNet) 66 kV |  |  | FALSE | #N/A | #N/A | #N/A | #N/A | #N/A | #N/A | #N/A | #N/A | #N/A | #N/A
TRUE | VIC | WOTS66 | Wodonga (AusNet) 66 kV | AusNet | Summer | Coincident | 2031 | POE10 | NA | 53.8335 | VIC Wodonga (AusNet) 66 kV |  |  | FALSE | #N/A | #N/A | #N/A | #N/A | #N/A | #N/A | #N/A | #N/A | #N/A | #N/A
TRUE | VIC | WOTS66 | Wodonga (AusNet) 66 kV | AusNet | Summer | Coincident | 2031 | POE50 | NA | 51.2852 | VIC Wodonga (AusNet) 66 kV |  |  | FALSE | #N/A | #N/A | #N/A | #N/A | #N/A | #N/A | #N/A | #N/A | #N/A | #N/A
TRUE | VIC | WOTS66 | Wodonga (AusNet) 66 kV | AusNet | Summer | Non-coincident | 2031 | POE10 | NA | 66.9066 | VIC Wodonga (AusNet) 66 kV |  |  | FALSE | #N/A | #N/A | #N/A | #N/A | #N/A | #N/A | #N/A | #N/A | #N/A | #N/A
TRUE | VIC | WOTS66 | Wodonga (AusNet) 66 kV | AusNet | Summer | Coincident | 2032 | POE10 | NA | 52.4596 | VIC Wodonga (AusNet) 66 kV |  |  | FALSE | #N/A | #N/A | #N/A | #N/A | #N/A | #N/A | #N/A | #N/A | #N/A | #N/A
TRUE | VIC | WOTS66 | Wodonga (AusNet) 66 kV | AusNet | Summer | Coincident | 2032 | POE50 | NA | 49.8733 | VIC Wodonga (AusNet) 66 kV |  |  | FALSE | #N/A | #N/A | #N/A | #N/A | #N/A | #N/A | #N/A | #N/A | #N/A | #N/A
TRUE | VIC | WOTS66 | Wodonga (AusNet) 66 kV | AusNet | Summer | Non-coincident | 2032 | POE10 | NA | 67.4351 | VIC Wodonga (AusNet) 66 kV |  |  | FALSE | #N/A | #N/A | #N/A | #N/A | #N/A | #N/A | #N/A | #N/A | #N/A | #N/A
TRUE | VIC | WOTS66 | Wodonga (AusNet) 66 kV | AusNet | Summer | Coincident | 2033 | POE10 | NA | 51.4684 | VIC Wodonga (AusNet) 66 kV |  |  | FALSE | #N/A | #N/A | #N/A | #N/A | #N/A | #N/A | #N/A | #N/A | #N/A | #N/A
TRUE | VIC | WOTS66 | Wodonga (AusNet) 66 kV | AusNet | Summer | Coincident | 2033 | POE50 | NA | 48.4731 | VIC Wodonga (AusNet) 66 kV |  |  | FALSE | #N/A | #N/A | #N/A | #N/A | #N/A | #N/A | #N/A | #N/A | #N/A | #N/A
TRUE | VIC | WOTS66 | Wodonga (AusNet) 66 kV | AusNet | Summer | Non-coincident | 2033 | POE10 | NA | 67.9702 | VIC Wodonga (AusNet) 66 kV |  |  | FALSE | #N/A | #N/A | #N/A | #N/A | #N/A | #N/A | #N/A | #N/A | #N/A | #N/A
TRUE | VIC | WOTS66 | Wodonga (AusNet) 66 kV | AusNet | Summer | Coincident | 2034 | POE10 | NA | 51.1721 | VIC Wodonga (AusNet) 66 kV |  |  | FALSE | #N/A | #N/A | #N/A | #N/A | #N/A | #N/A | #N/A | #N/A | #N/A | #N/A
TRUE | VIC | WOTS66 | Wodonga (AusNet) 66 kV | AusNet | Summer | Coincident | 2034 | POE50 | NA | 48.2413 | VIC Wodonga (AusNet) 66 kV |  |  | FALSE | #N/A | #N/A | #N/A | #N/A | #N/A | #N/A | #N/A | #N/A | #N/A | #N/A
TRUE | VIC | WOTS66 | Wodonga (AusNet) 66 kV | AusNet | Summer | Non-coincident | 2034 | POE10 | NA | 68.5068 | VIC Wodonga (AusNet) 66 kV |  |  | FALSE | #N/A | #N/A | #N/A | #N/A | #N/A | #N/A | #N/A | #N/A | #N/A | #N/A
TRUE | VIC | WOTS66 | Wodonga (AusNet) 66 kV | AusNet | Summer | Coincident | 2035 | POE10 | NA | 51.0862 | VIC Wodonga (AusNet) 66 kV |  |  | FALSE | #N/A | #N/A | #N/A | #N/A | #N/A | #N/A | #N/A | #N/A | #N/A | #N/A
TRUE | VIC | WOTS66 | Wodonga (AusNet) 66 kV | AusNet | Summer | Coincident | 2035 | POE50 | NA | 48.1646 | VIC Wodonga (AusNet) 66 kV |  |  | FALSE | #N/A | #N/A | #N/A | #N/A | #N/A | #N/A | #N/A | #N/A | #N/A | #N/A
TRUE | VIC | WOTS66 | Wodonga (AusNet) 66 kV | AusNet | Summer | Non-coincident | 2035 | POE10 | NA | 69.0268 | VIC Wodonga (AusNet) 66 kV |  |  | FALSE | #N/A | #N/A | #N/A | #N/A | #N/A | #N/A | #N/A | #N/A | #N/A | #N/A
TRUE | VIC | WOTS66 | Wodonga (AusNet) 66 kV | AusNet | Winter | Coincident | 2018 | ACTUAL_OPG | NA | 34.805 | VIC Wodonga (AusNet) 66 kV |  |  | FALSE | #N/A | #N/A | #N/A | #N/A | #N/A | #N/A | #N/A | #N/A | #N/A | #N/A
TRUE | VIC | WOTS66 | Wodonga (AusNet) 66 kV | AusNet | Winter | Coincident | 2018 | ACTUAL_RAW | NA | 34.805 | VIC Wodonga (AusNet) 66 kV |  |  | FALSE | #N/A | #N/A | #N/A | #N/A | #N/A | #N/A | #N/A | #N/A | #N/A | #N/A
TRUE | VIC | WOTS66 | Wodonga (AusNet) 66 kV | AusNet | Winter | Non-coincident | 2018 | ACTUAL_RAW | NA | 40.1957 | VIC Wodonga (AusNet) 66 kV |  |  | FALSE | #N/A | #N/A | #N/A | #N/A | #N/A | #N/A | #N/A | #N/A | #N/A | #N/A
TRUE | VIC | WOTS66 | Wodonga (AusNet) 66 kV | AusNet | Winter | Non-coincident | 2018 | ACTUAL_OPG | NA | 40.1957 | VIC Wodonga (AusNet) 66 kV |  |  | FALSE | #N/A | #N/A | #N/A | #N/A | #N/A | #N/A | #N/A | #N/A | #N/A | #N/A
TRUE | VIC | WOTS66 | Wodonga (AusNet) 66 kV | AusNet | Winter | Non-coincident | 2018 | ACTUAL_ADJUSTEDOPG | NA | 40.1957 | VIC Wodonga (AusNet) 66 kV |  |  | FALSE | #N/A | #N/A | #N/A | #N/A | #N/A | #N/A | #N/A | #N/A | #N/A | #N/A
TRUE | VIC | WOTS66 | Wodonga (AusNet) 66 kV | AusNet | Winter | Coincident | 2019 | ACTUAL_OPG | NA | 39.9748 | VIC Wodonga (AusNet) 66 kV |  |  | FALSE | #N/A | #N/A | #N/A | #N/A | #N/A | #N/A | #N/A | #N/A | #N/A | #N/A
TRUE | VIC | WOTS66 | Wodonga (AusNet) 66 kV | AusNet | Winter | Coincident | 2019 | ACTUAL_RAW | NA | 39.9748 | VIC Wodonga (AusNet) 66 kV |  |  | FALSE | #N/A | #N/A | #N/A | #N/A | #N/A | #N/A | #N/A | #N/A | #N/A | #N/A
TRUE | VIC | WOTS66 | Wodonga (AusNet) 66 kV | AusNet | Winter | Non-coincident | 2019 | ACTUAL_RAW | NA | 41.4771 | VIC Wodonga (AusNet) 66 kV |  |  | FALSE | #N/A | #N/A | #N/A | #N/A | #N/A | #N/A | #N/A | #N/A | #N/A | #N/A
TRUE | VIC | WOTS66 | Wodonga (AusNet) 66 kV | AusNet | Winter | Non-coincident | 2019 | ACTUAL_OPG | NA | 41.4771 | VIC Wodonga (AusNet) 66 kV |  |  | FALSE | #N/A | #N/A | #N/A | #N/A | #N/A | #N/A | #N/A | #N/A | #N/A | #N/A
TRUE | VIC | WOTS66 | Wodonga (AusNet) 66 kV | AusNet | Winter | Non-coincident | 2019 | ACTUAL_ADJUSTEDOPG | NA | 41.4771 | VIC Wodonga (AusNet) 66 kV |  |  | FALSE | #N/A | #N/A | #N/A | #N/A | #N/A | #N/A | #N/A | #N/A | #N/A | #N/A
TRUE | VIC | WOTS66 | Wodonga (AusNet) 66 kV | AusNet | Winter | Coincident | 2020 | ACTUAL_OPG | NA | 36.5694 | VIC Wodonga (AusNet) 66 kV |  |  | FALSE | #N/A | #N/A | #N/A | #N/A | #N/A | #N/A | #N/A | #N/A | #N/A | #N/A
TRUE | VIC | WOTS66 | Wodonga (AusNet) 66 kV | AusNet | Winter | Coincident | 2020 | ACTUAL_RAW | NA | 36.5694 | VIC Wodonga (AusNet) 66 kV |  |  | FALSE | #N/A | #N/A | #N/A | #N/A | #N/A | #N/A | #N/A | #N/A | #N/A | #N/A
TRUE | VIC | WOTS66 | Wodonga (AusNet) 66 kV | AusNet | Winter | Non-coincident | 2020 | ACTUAL_RAW | NA | 40.8679 | VIC Wodonga (AusNet) 66 kV |  |  | FALSE | #N/A | #N/A | #N/A | #N/A | #N/A | #N/A | #N/A | #N/A | #N/A | #N/A
TRUE | VIC | WOTS66 | Wodonga (AusNet) 66 kV | AusNet | Winter | Non-coincident | 2020 | ACTUAL_OPG | NA | 40.8679 | VIC Wodonga (AusNet) 66 kV |  |  | FALSE | #N/A | #N/A | #N/A | #N/A | #N/A | #N/A | #N/A | #N/A | #N/A | #N/A
TRUE | VIC | WOTS66 | Wodonga (AusNet) 66 kV | AusNet | Winter | Non-coincident | 2020 | ACTUAL_ADJUSTEDOPG | NA | 40.8679 | VIC Wodonga (AusNet) 66 kV |  |  | FALSE | #N/A | #N/A | #N/A | #N/A | #N/A | #N/A | #N/A | #N/A | #N/A | #N/A
TRUE | VIC | WOTS66 | Wodonga (AusNet) 66 kV | AusNet | Winter | Coincident | 2021 | ACTUAL_OPG | NA | 39.0564 | VIC Wodonga (AusNet) 66 kV |  |  | FALSE | #N/A | #N/A | #N/A | #N/A | #N/A | #N/A | #N/A | #N/A | #N/A | #N/A
TRUE | VIC | WOTS66 | Wodonga (AusNet) 66 kV | AusNet | Winter | Coincident | 2021 | ACTUAL_RAW | NA | 39.191 | VIC Wodonga (AusNet) 66 kV |  |  | FALSE | #N/A | #N/A | #N/A | #N/A | #N/A | #N/A | #N/A | #N/A | #N/A | #N/A
TRUE | VIC | WOTS66 | Wodonga (AusNet) 66 kV | AusNet | Winter | Non-coincident | 2021 | ACTUAL_RAW | NA | 41.0511 | VIC Wodonga (AusNet) 66 kV |  |  | FALSE | #N/A | #N/A | #N/A | #N/A | #N/A | #N/A | #N/A | #N/A | #N/A | #N/A
TRUE | VIC | WOTS66 | Wodonga (AusNet) 66 kV | AusNet | Winter | Non-coincident | 2021 | ACTUAL_OPG | NA | 41.0511 | VIC Wodonga (AusNet) 66 kV |  |  | FALSE | #N/A | #N/A | #N/A | #N/A | #N/A | #N/A | #N/A | #N/A | #N/A | #N/A
TRUE | VIC | WOTS66 | Wodonga (AusNet) 66 kV | AusNet | Winter | Non-coincident | 2021 | ACTUAL_ADJUSTEDOPG | NA | 41.0511 | VIC Wodonga (AusNet) 66 kV |  |  | FALSE | #N/A | #N/A | #N/A | #N/A | #N/A | #N/A | #N/A | #N/A | #N/A | #N/A
TRUE | VIC | WOTS66 | Wodonga (AusNet) 66 kV | AusNet | Winter | Coincident | 2022 | ACTUAL_OPG | NA | 42.6983 | VIC Wodonga (AusNet) 66 kV |  |  | FALSE | #N/A | #N/A | #N/A | #N/A | #N/A | #N/A | #N/A | #N/A | #N/A | #N/A
TRUE | VIC | WOTS66 | Wodonga (AusNet) 66 kV | AusNet | Winter | Coincident | 2022 | ACTUAL_RAW | NA | 42.6983 | VIC Wodonga (AusNet) 66 kV |  |  | FALSE | #N/A | #N/A | #N/A | #N/A | #N/A | #N/A | #N/A | #N/A | #N/A | #N/A
TRUE | VIC | WOTS66 | Wodonga (AusNet) 66 kV | AusNet | Winter | Non-coincident | 2022 | ACTUAL_RAW | NA | 45.2947 | VIC Wodonga (AusNet) 66 kV |  |  | FALSE | #N/A | #N/A | #N/A | #N/A | #N/A | #N/A | #N/A | #N/A | #N/A | #N/A
TRUE | VIC | WOTS66 | Wodonga (AusNet) 66 kV | AusNet | Winter | Non-coincident | 2022 | ACTUAL_OPG | NA | 45.2947 | VIC Wodonga (AusNet) 66 kV |  |  | FALSE | #N/A | #N/A | #N/A | #N/A | #N/A | #N/A | #N/A | #N/A | #N/A | #N/A
TRUE | VIC | WOTS66 | Wodonga (AusNet) 66 kV | AusNet | Winter | Non-coincident | 2022 | ACTUAL_ADJUSTEDOPG | NA | 45.2947 | VIC Wodonga (AusNet) 66 kV |  |  | FALSE | #N/A | #N/A | #N/A | #N/A | #N/A | #N/A | #N/A | #N/A | #N/A | #N/A
TRUE | VIC | WOTS66 | Wodonga (AusNet) 66 kV | AusNet | Winter | Coincident | 2023 | ACTUAL_OPG | NA | 45.4024 | VIC Wodonga (AusNet) 66 kV |  |  | FALSE | #N/A | #N/A | #N/A | #N/A | #N/A | #N/A | #N/A | #N/A | #N/A | #N/A
TRUE | VIC | WOTS66 | Wodonga (AusNet) 66 kV | AusNet | Winter | Coincident | 2023 | ACTUAL_RAW | NA | 45.4024 | VIC Wodonga (AusNet) 66 kV |  |  | FALSE | #N/A | #N/A | #N/A | #N/A | #N/A | #N/A | #N/A | #N/A | #N/A | #N/A
TRUE | VIC | WOTS66 | Wodonga (AusNet) 66 kV | AusNet | Winter | Non-coincident | 2023 | ACTUAL_RAW | NA | 48.0734 | VIC Wodonga (AusNet) 66 kV |  |  | FALSE | #N/A | #N/A | #N/A | #N/A | #N/A | #N/A | #N/A | #N/A | #N/A | #N/A
TRUE | VIC | WOTS66 | Wodonga (AusNet) 66 kV | AusNet | Winter | Non-coincident | 2023 | ACTUAL_OPG | NA | 48.0734 | VIC Wodonga (AusNet) 66 kV |  |  | FALSE | #N/A | #N/A | #N/A | #N/A | #N/A | #N/A | #N/A | #N/A | #N/A | #N/A
TRUE | VIC | WOTS66 | Wodonga (AusNet) 66 kV | AusNet | Winter | Non-coincident | 2023 | ACTUAL_ADJUSTEDOPG | NA | 48.0734 | VIC Wodonga (AusNet) 66 kV |  |  | FALSE | #N/A | #N/A | #N/A | #N/A | #N/A | #N/A | #N/A | #N/A | #N/A | #N/A
TRUE | VIC | WOTS66 | Wodonga (AusNet) 66 kV | AusNet | Winter | Coincident | 2024 | ACTUAL_OPG | NA | 44.4822 | VIC Wodonga (AusNet) 66 kV |  |  | FALSE | #N/A | #N/A | #N/A | #N/A | #N/A | #N/A | #N/A | #N/A | #N/A | #N/A
TRUE | VIC | WOTS66 | Wodonga (AusNet) 66 kV | AusNet | Winter | Coincident | 2024 | ACTUAL_RAW | NA | 44.4822 | VIC Wodonga (AusNet) 66 kV |  |  | FALSE | #N/A | #N/A | #N/A | #N/A | #N/A | #N/A | #N/A | #N/A | #N/A | #N/A
TRUE | VIC | WOTS66 | Wodonga (AusNet) 66 kV | AusNet | Winter | Non-coincident | 2024 | ACTUAL_RAW | NA | 49.5281 | VIC Wodonga (AusNet) 66 kV |  |  | FALSE | #N/A | #N/A | #N/A | #N/A | #N/A | #N/A | #N/A | #N/A | #N/A | #N/A
TRUE | VIC | WOTS66 | Wodonga (AusNet) 66 kV | AusNet | Winter | Non-coincident | 2024 | ACTUAL_OPG | NA | 49.5281 | VIC Wodonga (AusNet) 66 kV |  |  | FALSE | #N/A | #N/A | #N/A | #N/A | #N/A | #N/A | #N/A | #N/A | #N/A | #N/A
TRUE | VIC | WOTS66 | Wodonga (AusNet) 66 kV | AusNet | Winter | Non-coincident | 2024 | ACTUAL_ADJUSTEDOPG | NA | 49.5281 | VIC Wodonga (AusNet) 66 kV |  |  | FALSE | #N/A | #N/A | #N/A | #N/A | #N/A | #N/A | #N/A | #N/A | #N/A | #N/A
TRUE | VIC | WOTS66 | Wodonga (AusNet) 66 kV | AusNet | Winter | Coincident | 2025 | POE10 | NA | 43.3045 | VIC Wodonga (AusNet) 66 kV |  |  | FALSE | #N/A | #N/A | #N/A | #N/A | #N/A | #N/A | #N/A | #N/A | #N/A | #N/A
TRUE | VIC | WOTS66 | Wodonga (AusNet) 66 kV | AusNet | Winter | Coincident | 2025 | POE50 | NA | 41.0856 | VIC Wodonga (AusNet) 66 kV |  |  | FALSE | #N/A | #N/A | #N/A | #N/A | #N/A | #N/A | #N/A | #N/A | #N/A | #N/A
TRUE | VIC | WOTS66 | Wodonga (AusNet) 66 kV | AusNet | Winter | Non-coincident | 2025 | ACTUAL_RAW | NA | 49.8605 | VIC Wodonga (AusNet) 66 kV |  |  | FALSE | #N/A | #N/A | #N/A | #N/A | #N/A | #N/A | #N/A | #N/A | #N/A | #N/A
TRUE | VIC | WOTS66 | Wodonga (AusNet) 66 kV | AusNet | Winter | Non-coincident | 2025 | ACTUAL_ADJUSTEDOPG | NA | 49.8605 | VIC Wodonga (AusNet) 66 kV |  |  | FALSE | #N/A | #N/A | #N/A | #N/A | #N/A | #N/A | #N/A | #N/A | #N/A | #N/A
TRUE | VIC | WOTS66 | Wodonga (AusNet) 66 kV | AusNet | Winter | Non-coincident | 2025 | BASEYEARPOE50 | NA | 40.933 | VIC Wodonga (AusNet) 66 kV |  |  | FALSE | #N/A | #N/A | #N/A | #N/A | #N/A | #N/A | #N/A | #N/A | #N/A | #N/A
TRUE | VIC | WOTS66 | Wodonga (AusNet) 66 kV | AusNet | Winter | Non-coincident | 2025 | BASEYEARPOE10 | NA | 42.6718 | VIC Wodonga (AusNet) 66 kV |  |  | FALSE | #N/A | #N/A | #N/A | #N/A | #N/A | #N/A | #N/A | #N/A | #N/A | #N/A
TRUE | VIC | WOTS66 | Wodonga (AusNet) 66 kV | AusNet | Winter | Non-coincident | 2025 | POE10 | NA | 43.3045 | VIC Wodonga (AusNet) 66 kV |  |  | FALSE | #N/A | #N/A | #N/A | #N/A | #N/A | #N/A | #N/A | #N/A | #N/A | #N/A
TRUE | VIC | WOTS66 | Wodonga (AusNet) 66 kV | AusNet | Winter | Non-coincident | 2025 | POE50 | NA | 41.0856 | VIC Wodonga (AusNet) 66 kV |  |  | FALSE | #N/A | #N/A | #N/A | #N/A | #N/A | #N/A | #N/A | #N/A | #N/A | #N/A
TRUE | VIC | WOTS66 | Wodonga (AusNet) 66 kV | AusNet | Winter | Coincident | 2026 | POE10 | NA | 43.2001 | VIC Wodonga (AusNet) 66 kV |  |  | FALSE | #N/A | #N/A | #N/A | #N/A | #N/A | #N/A | #N/A | #N/A | #N/A | #N/A
TRUE | VIC | WOTS66 | Wodonga (AusNet) 66 kV | AusNet | Winter | Coincident | 2026 | POE50 | NA | 40.9716 | VIC Wodonga (AusNet) 66 kV |  |  | FALSE | #N/A | #N/A | #N/A | #N/A | #N/A | #N/A | #N/A | #N/A | #N/A | #N/A
TRUE | VIC | WOTS66 | Wodonga (AusNet) 66 kV | AusNet | Winter | Non-coincident | 2026 | POE10 | NA | 43.2001 | VIC Wodonga (AusNet) 66 kV |  |  | FALSE | #N/A | #N/A | #N/A | #N/A | #N/A | #N/A | #N/A | #N/A | #N/A | #N/A
TRUE | VIC | WOTS66 | Wodonga (AusNet) 66 kV | AusNet | Winter | Non-coincident | 2026 | POE50 | NA | 40.9716 | VIC Wodonga (AusNet) 66 kV |  |  | FALSE | #N/A | #N/A | #N/A | #N/A | #N/A | #N/A | #N/A | #N/A | #N/A | #N/A
TRUE | VIC | WOTS66 | Wodonga (AusNet) 66 kV | AusNet | Winter | Coincident | 2027 | POE10 | NA | 43.4647 | VIC Wodonga (AusNet) 66 kV |  |  | FALSE | #N/A | #N/A | #N/A | #N/A | #N/A | #N/A | #N/A | #N/A | #N/A | #N/A
TRUE | VIC | WOTS66 | Wodonga (AusNet) 66 kV | AusNet | Winter | Coincident | 2027 | POE50 | NA | 41.2242 | VIC Wodonga (AusNet) 66 kV |  |  | FALSE | #N/A | #N/A | #N/A | #N/A | #N/A | #N/A | #N/A | #N/A | #N/A | #N/A
TRUE | VIC | WOTS66 | Wodonga (AusNet) 66 kV | AusNet | Winter | Non-coincident | 2027 | POE10 | NA | 43.4647 | VIC Wodonga (AusNet) 66 kV |  |  | FALSE | #N/A | #N/A | #N/A | #N/A | #N/A | #N/A | #N/A | #N/A | #N/A | #N/A
TRUE | VIC | WOTS66 | Wodonga (AusNet) 66 kV | AusNet | Winter | Non-coincident | 2027 | POE50 | NA | 41.2242 | VIC Wodonga (AusNet) 66 kV |  |  | FALSE | #N/A | #N/A | #N/A | #N/A | #N/A | #N/A | #N/A | #N/A | #N/A | #N/A
TRUE | VIC | WOTS66 | Wodonga (AusNet) 66 kV | AusNet | Winter | Coincident | 2028 | POE10 | NA | 43.754 | VIC Wodonga (AusNet) 66 kV |  |  | FALSE | #N/A | #N/A | #N/A | #N/A | #N/A | #N/A | #N/A | #N/A | #N/A | #N/A
TRUE | VIC | WOTS66 | Wodonga (AusNet) 66 kV | AusNet | Winter | Coincident | 2028 | POE50 | NA | 41.5015 | VIC Wodonga (AusNet) 66 kV |  |  | FALSE | #N/A | #N/A | #N/A | #N/A | #N/A | #N/A | #N/A | #N/A | #N/A | #N/A
TRUE | VIC | WOTS66 | Wodonga (AusNet) 66 kV | AusNet | Winter | Non-coincident | 2028 | POE10 | NA | 43.754 | VIC Wodonga (AusNet) 66 kV |  |  | FALSE | #N/A | #N/A | #N/A | #N/A | #N/A | #N/A | #N/A | #N/A | #N/A | #N/A
TRUE | VIC | WOTS66 | Wodonga (AusNet) 66 kV | AusNet | Winter | Non-coincident | 2028 | POE50 | NA | 41.5015 | VIC Wodonga (AusNet) 66 kV |  |  | FALSE | #N/A | #N/A | #N/A | #N/A | #N/A | #N/A | #N/A | #N/A | #N/A | #N/A
TRUE | VIC | WOTS66 | Wodonga (AusNet) 66 kV | AusNet | Winter | Coincident | 2029 | POE10 | NA | 44.0745 | VIC Wodonga (AusNet) 66 kV |  |  | FALSE | #N/A | #N/A | #N/A | #N/A | #N/A | #N/A | #N/A | #N/A | #N/A | #N/A
TRUE | VIC | WOTS66 | Wodonga (AusNet) 66 kV | AusNet | Winter | Coincident | 2029 | POE50 | NA | 41.8099 | VIC Wodonga (AusNet) 66 kV |  |  | FALSE | #N/A | #N/A | #N/A | #N/A | #N/A | #N/A | #N/A | #N/A | #N/A | #N/A
TRUE | VIC | WOTS66 | Wodonga (AusNet) 66 kV | AusNet | Winter | Non-coincident | 2029 | POE10 | NA | 44.0745 | VIC Wodonga (AusNet) 66 kV |  |  | FALSE | #N/A | #N/A | #N/A | #N/A | #N/A | #N/A | #N/A | #N/A | #N/A | #N/A
TRUE | VIC | WOTS66 | Wodonga (AusNet) 66 kV | AusNet | Winter | Non-coincident | 2029 | POE50 | NA | 41.8099 | VIC Wodonga (AusNet) 66 kV |  |  | FALSE | #N/A | #N/A | #N/A | #N/A | #N/A | #N/A | #N/A | #N/A | #N/A | #N/A
TRUE | VIC | WOTS66 | Wodonga (AusNet) 66 kV | AusNet | Winter | Coincident | 2030 | POE10 | NA | 44.2229 | VIC Wodonga (AusNet) 66 kV |  |  | FALSE | #N/A | #N/A | #N/A | #N/A | #N/A | #N/A | #N/A | #N/A | #N/A | #N/A
TRUE | VIC | WOTS66 | Wodonga (AusNet) 66 kV | AusNet | Winter | Coincident | 2030 | POE50 | NA | 42.1563 | VIC Wodonga (AusNet) 66 kV |  |  | FALSE | #N/A | #N/A | #N/A | #N/A | #N/A | #N/A | #N/A | #N/A | #N/A | #N/A
TRUE | VIC | WOTS66 | Wodonga (AusNet) 66 kV | AusNet | Winter | Non-coincident | 2030 | POE10 | NA | 44.4328 | VIC Wodonga (AusNet) 66 kV |  |  | FALSE | #N/A | #N/A | #N/A | #N/A | #N/A | #N/A | #N/A | #N/A | #N/A | #N/A
TRUE | VIC | WOTS66 | Wodonga (AusNet) 66 kV | AusNet | Winter | Non-coincident | 2030 | POE50 | NA | 42.1563 | VIC Wodonga (AusNet) 66 kV |  |  | FALSE | #N/A | #N/A | #N/A | #N/A | #N/A | #N/A | #N/A | #N/A | #N/A | #N/A
TRUE | VIC | WOTS66 | Wodonga (AusNet) 66 kV | AusNet | Winter | Coincident | 2031 | POE10 | NA | 43.9442 | VIC Wodonga (AusNet) 66 kV |  |  | FALSE | #N/A | #N/A | #N/A | #N/A | #N/A | #N/A | #N/A | #N/A | #N/A | #N/A
TRUE | VIC | WOTS66 | Wodonga (AusNet) 66 kV | AusNet | Winter | Coincident | 2031 | POE50 | NA | 42.5146 | VIC Wodonga (AusNet) 66 kV |  |  | FALSE | #N/A | #N/A | #N/A | #N/A | #N/A | #N/A | #N/A | #N/A | #N/A | #N/A
TRUE | VIC | WOTS66 | Wodonga (AusNet) 66 kV | AusNet | Winter | Non-coincident | 2031 | POE10 | NA | 44.803 | VIC Wodonga (AusNet) 66 kV |  |  | FALSE | #N/A | #N/A | #N/A | #N/A | #N/A | #N/A | #N/A | #N/A | #N/A | #N/A
TRUE | VIC | WOTS66 | Wodonga (AusNet) 66 kV | AusNet | Winter | Non-coincident | 2031 | POE50 | NA | 42.5146 | VIC Wodonga (AusNet) 66 kV |  |  | FALSE | #N/A | #N/A | #N/A | #N/A | #N/A | #N/A | #N/A | #N/A | #N/A | #N/A
TRUE | VIC | WOTS66 | Wodonga (AusNet) 66 kV | AusNet | Winter | Coincident | 2032 | POE10 | NA | 43.2916 | VIC Wodonga (AusNet) 66 kV |  |  | FALSE | #N/A | #N/A | #N/A | #N/A | #N/A | #N/A | #N/A | #N/A | #N/A | #N/A
TRUE | VIC | WOTS66 | Wodonga (AusNet) 66 kV | AusNet | Winter | Coincident | 2032 | POE50 | NA | 42.6361 | VIC Wodonga (AusNet) 66 kV |  |  | FALSE | #N/A | #N/A | #N/A | #N/A | #N/A | #N/A | #N/A | #N/A | #N/A | #N/A
TRUE | VIC | WOTS66 | Wodonga (AusNet) 66 kV | AusNet | Winter | Non-coincident | 2032 | POE10 | NA | 45.1836 | VIC Wodonga (AusNet) 66 kV |  |  | FALSE | #N/A | #N/A | #N/A | #N/A | #N/A | #N/A | #N/A | #N/A | #N/A | #N/A
TRUE | VIC | WOTS66 | Wodonga (AusNet) 66 kV | AusNet | Winter | Non-coincident | 2032 | POE50 | NA | 42.8845 | VIC Wodonga (AusNet) 66 kV |  |  | FALSE | #N/A | #N/A | #N/A | #N/A | #N/A | #N/A | #N/A | #N/A | #N/A | #N/A
TRUE | VIC | WOTS66 | Wodonga (AusNet) 66 kV | AusNet | Winter | Coincident | 2033 | POE10 | NA | 42.4542 | VIC Wodonga (AusNet) 66 kV |  |  | FALSE | #N/A | #N/A | #N/A | #N/A | #N/A | #N/A | #N/A | #N/A | #N/A | #N/A
TRUE | VIC | WOTS66 | Wodonga (AusNet) 66 kV | AusNet | Winter | Coincident | 2033 | POE50 | NA | 41.817 | VIC Wodonga (AusNet) 66 kV |  |  | FALSE | #N/A | #N/A | #N/A | #N/A | #N/A | #N/A | #N/A | #N/A | #N/A | #N/A
TRUE | VIC | WOTS66 | Wodonga (AusNet) 66 kV | AusNet | Winter | Non-coincident | 2033 | POE10 | NA | 45.5656 | VIC Wodonga (AusNet) 66 kV |  |  | FALSE | #N/A | #N/A | #N/A | #N/A | #N/A | #N/A | #N/A | #N/A | #N/A | #N/A
TRUE | VIC | WOTS66 | Wodonga (AusNet) 66 kV | AusNet | Winter | Non-coincident | 2033 | POE50 | NA | 43.2559 | VIC Wodonga (AusNet) 66 kV |  |  | FALSE | #N/A | #N/A | #N/A | #N/A | #N/A | #N/A | #N/A | #N/A | #N/A | #N/A
TRUE | VIC | WOTS66 | Wodonga (AusNet) 66 kV | AusNet | Winter | Coincident | 2034 | POE10 | NA | 42.3746 | VIC Wodonga (AusNet) 66 kV |  |  | FALSE | #N/A | #N/A | #N/A | #N/A | #N/A | #N/A | #N/A | #N/A | #N/A | #N/A
TRUE | VIC | WOTS66 | Wodonga (AusNet) 66 kV | AusNet | Winter | Coincident | 2034 | POE50 | NA | 41.7618 | VIC Wodonga (AusNet) 66 kV |  |  | FALSE | #N/A | #N/A | #N/A | #N/A | #N/A | #N/A | #N/A | #N/A | #N/A | #N/A
TRUE | VIC | WOTS66 | Wodonga (AusNet) 66 kV | AusNet | Winter | Non-coincident | 2034 | POE10 | NA | 45.9379 | VIC Wodonga (AusNet) 66 kV |  |  | FALSE | #N/A | #N/A | #N/A | #N/A | #N/A | #N/A | #N/A | #N/A | #N/A | #N/A
TRUE | VIC | WOTS66 | Wodonga (AusNet) 66 kV | AusNet | Winter | Non-coincident | 2034 | POE50 | NA | 43.6176 | VIC Wodonga (AusNet) 66 kV |  |  | FALSE | #N/A | #N/A | #N/A | #N/A | #N/A | #N/A | #N/A | #N/A | #N/A | #N/A
FALSE | #N/A | #N/A | #N/A | #N/A | #N/A | #N/A | #N/A | #N/A | #N/A | #N/A |  |  |  | FALSE | #N/A | #N/A | #N/A | #N/A | #N/A | #N/A | #N/A | #N/A | #N/A | #N/A
FALSE | #N/A | #N/A | #N/A | #N/A | #N/A | #N/A | #N/A | #N/A | #N/A | #N/A |  |  |  | FALSE | #N/A | #N/A | #N/A | #N/A | #N/A | #N/A | #N/A | #N/A | #N/A | #N/A
FALSE | #N/A | #N/A | #N/A | #N/A | #N/A | #N/A | #N/A | #N/A | #N/A | #N/A |  |  |  | FALSE | #N/A | #N/A | #N/A | #N/A | #N/A | #N/A | #N/A | #N/A | #N/A | #N/A
FALSE | #N/A | #N/A | #N/A | #N/A | #N/A | #N/A | #N/A | #N/A | #N/A | #N/A |  |  |  | FALSE | #N/A | #N/A | #N/A | #N/A | #N/A | #N/A | #N/A | #N/A | #N/A | #N/A
FALSE | #N/A | #N/A | #N/A | #N/A | #N/A | #N/A | #N/A | #N/A | #N/A | #N/A |  |  |  | FALSE | #N/A | #N/A | #N/A | #N/A | #N/A | #N/A | #N/A | #N/A | #N/A | #N/A
FALSE | #N/A | #N/A | #N/A | #N/A | #N/A | #N/A | #N/A | #N/A | #N/A | #N/A |  |  |  | FALSE | #N/A | #N/A | #N/A | #N/A | #N/A | #N/A | #N/A | #N/A | #N/A | #N/A
FALSE | #N/A | #N/A | #N/A | #N/A | #N/A | #N/A | #N/A | #N/A | #N/A | #N/A |  |  |  | FALSE | #N/A | #N/A | #N/A | #N/A | #N/A | #N/A | #N/A | #N/A | #N/A | #N/A
FALSE | #N/A | #N/A | #N/A | #N/A | #N/A | #N/A | #N/A | #N/A | #N/A | #N/A |  |  |  | FALSE | #N/A | #N/A | #N/A | #N/A | #N/A | #N/A | #N/A | #N/A | #N/A | #N/A
FALSE | #N/A | #N/A | #N/A | #N/A | #N/A | #N/A | #N/A | #N/A | #N/A | #N/A |  |  |  | FALSE | #N/A | #N/A | #N/A | #N/A | #N/A | #N/A | #N/A | #N/A | #N/A | #N/A
FALSE | #N/A | #N/A | #N/A | #N/A | #N/A | #N/A | #N/A | #N/A | #N/A | #N/A |  |  |  | FALSE | #N/A | #N/A | #N/A | #N/A | #N/A | #N/A | #N/A | #N/A | #N/A | #N/A
FALSE | #N/A | #N/A | #N/A | #N/A | #N/A | #N/A | #N/A | #N/A | #N/A | #N/A |  |  |  | FALSE | #N/A | #N/A | #N/A | #N/A | #N/A | #N/A | #N/A | #N/A | #N/A | #N/A
FALSE | #N/A | #N/A | #N/A | #N/A | #N/A | #N/A | #N/A | #N/A | #N/A | #N/A |  |  |  | FALSE | #N/A | #N/A | #N/A | #N/A | #N/A | #N/A | #N/A | #N/A | #N/A | #N/A
FALSE | #N/A | #N/A | #N/A | #N/A | #N/A | #N/A | #N/A | #N/A | #N/A | #N/A |  |  |  | FALSE | #N/A | #N/A | #N/A | #N/A | #N/A | #N/A | #N/A | #N/A | #N/A | #N/A
FALSE | #N/A | #N/A | #N/A | #N/A | #N/A | #N/A | #N/A | #N/A | #N/A | #N/A |  |  |  | FALSE | #N/A | #N/A | #N/A | #N/A | #N/A | #N/A | #N/A | #N/A | #N/A | #N/A
FALSE | #N/A | #N/A | #N/A | #N/A | #N/A | #N/A | #N/A | #N/A | #N/A | #N/A |  |  |  | FALSE | #N/A | #N/A | #N/A | #N/A | #N/A | #N/A | #N/A | #N/A | #N/A | #N/A
FALSE | #N/A | #N/A | #N/A | #N/A | #N/A | #N/A | #N/A | #N/A | #N/A | #N/A |  |  |  | FALSE | #N/A | #N/A | #N/A | #N/A | #N/A | #N/A | #N/A | #N/A | #N/A | #N/A
FALSE | #N/A | #N/A | #N/A | #N/A | #N/A | #N/A | #N/A | #N/A | #N/A | #N/A |  |  |  | FALSE | #N/A | #N/A | #N/A | #N/A | #N/A | #N/A | #N/A | #N/A | #N/A | #N/A
FALSE | #N/A | #N/A | #N/A | #N/A | #N/A | #N/A | #N/A | #N/A | #N/A | #N/A |  |  |  | FALSE | #N/A | #N/A | #N/A | #N/A | #N/A | #N/A | #N/A | #N/A | #N/A | #N/A
FALSE | #N/A | #N/A | #N/A | #N/A | #N/A | #N/A | #N/A | #N/A | #N/A | #N/A |  |  |  | FALSE | #N/A | #N/A | #N/A | #N/A | #N/A | #N/A | #N/A | #N/A | #N/A | #N/A
FALSE | #N/A | #N/A | #N/A | #N/A | #N/A | #N/A | #N/A | #N/A | #N/A | #N/A |  |  |  | FALSE | #N/A | #N/A | #N/A | #N/A | #N/A | #N/A | #N/A | #N/A | #N/A | #N/A
FALSE | #N/A | #N/A | #N/A | #N/A | #N/A | #N/A | #N/A | #N/A | #N/A | #N/A |  |  |  | FALSE | #N/A | #N/A | #N/A | #N/A | #N/A | #N/A | #N/A | #N/A | #N/A | #N/A
FALSE | #N/A | #N/A | #N/A | #N/A | #N/A | #N/A | #N/A | #N/A | #N/A | #N/A |  |  |  | FALSE | #N/A | #N/A | #N/A | #N/A | #N/A | #N/A | #N/A | #N/A | #N/A | #N/A
FALSE | #N/A | #N/A | #N/A | #N/A | #N/A | #N/A | #N/A | #N/A | #N/A | #N/A |  |  |  | FALSE | #N/A | #N/A | #N/A | #N/A | #N/A | #N/A | #N/A | #N/A | #N/A | #N/A
FALSE | #N/A | #N/A | #N/A | #N/A | #N/A | #N/A | #N/A | #N/A | #N/A | #N/A |  |  |  | FALSE | #N/A | #N/A | #N/A | #N/A | #N/A | #N/A | #N/A | #N/A | #N/A | #N/A
FALSE | #N/A | #N/A | #N/A | #N/A | #N/A | #N/A | #N/A | #N/A | #N/A | #N/A |  |  |  | FALSE | #N/A | #N/A | #N/A | #N/A | #N/A | #N/A | #N/A | #N/A | #N/A | #N/A
FALSE | #N/A | #N/A | #N/A | #N/A | #N/A | #N/A | #N/A | #N/A | #N/A | #N/A |  |  |  | FALSE | #N/A | #N/A | #N/A | #N/A | #N/A | #N/A | #N/A | #N/A | #N/A | #N/A
FALSE | #N/A | #N/A | #N/A | #N/A | #N/A | #N/A | #N/A | #N/A | #N/A | #N/A |  |  |  | FALSE | #N/A | #N/A | #N/A | #N/A | #N/A | #N/A | #N/A | #N/A | #N/A | #N/A
FALSE | #N/A | #N/A | #N/A | #N/A | #N/A | #N/A | #N/A | #N/A | #N/A | #N/A |  |  |  | FALSE | #N/A | #N/A | #N/A | #N/A | #N/A | #N/A | #N/A | #N/A | #N/A | #N/A
FALSE | #N/A | #N/A | #N/A | #N/A | #N/A | #N/A | #N/A | #N/A | #N/A | #N/A |  |  |  | FALSE | #N/A | #N/A | #N/A | #N/A | #N/A | #N/A | #N/A | #N/A | #N/A | #N/A
FALSE | #N/A | #N/A | #N/A | #N/A | #N/A | #N/A | #N/A | #N/A | #N/A | #N/A |  |  |  | FALSE | #N/A | #N/A | #N/A | #N/A | #N/A | #N/A | #N/A | #N/A | #N/A | #N/A
FALSE | #N/A | #N/A | #N/A | #N/A | #N/A | #N/A | #N/A | #N/A | #N/A | #N/A |  |  |  | FALSE | #N/A | #N/A | #N/A | #N/A | #N/A | #N/A | #N/A | #N/A | #N/A | #N/A
FALSE | #N/A | #N/A | #N/A | #N/A | #N/A | #N/A | #N/A | #N/A | #N/A | #N/A |  |  |  | FALSE | #N/A | #N/A | #N/A | #N/A | #N/A | #N/A | #N/A | #N/A | #N/A | #N/A
FALSE | #N/A | #N/A | #N/A | #N/A | #N/A | #N/A | #N/A | #N/A | #N/A | #N/A |  |  |  | FALSE | #N/A | #N/A | #N/A | #N/A | #N/A | #N/A | #N/A | #N/A | #N/A | #N/A
FALSE | #N/A | #N/A | #N/A | #N/A | #N/A | #N/A | #N/A | #N/A | #N/A | #N/A |  |  |  | FALSE | #N/A | #N/A | #N/A | #N/A | #N/A | #N/A | #N/A | #N/A | #N/A | #N/A
FALSE | #N/A | #N/A | #N/A | #N/A | #N/A | #N/A | #N/A | #N/A | #N/A | #N/A |  |  |  | FALSE | #N/A | #N/A | #N/A | #N/A | #N/A | #N/A | #N/A | #N/A | #N/A | #N/A
FALSE | #N/A | #N/A | #N/A | #N/A | #N/A | #N/A | #N/A | #N/A | #N/A | #N/A |  |  |  | FALSE | #N/A | #N/A | #N/A | #N/A | #N/A | #N/A | #N/A | #N/A | #N/A | #N/A
FALSE | #N/A | #N/A | #N/A | #N/A | #N/A | #N/A | #N/A | #N/A | #N/A | #N/A |  |  |  | FALSE | #N/A | #N/A | #N/A | #N/A | #N/A | #N/A | #N/A | #N/A | #N/A | #N/A
FALSE | #N/A | #N/A | #N/A | #N/A | #N/A | #N/A | #N/A | #N/A | #N/A | #N/A |  |  |  | FALSE | #N/A | #N/A | #N/A | #N/A | #N/A | #N/A | #N/A | #N/A | #N/A | #N/A
FALSE | #N/A | #N/A | #N/A | #N/A | #N/A | #N/A | #N/A | #N/A | #N/A | #N/A |  |  |  | FALSE | #N/A | #N/A | #N/A | #N/A | #N/A | #N/A | #N/A | #N/A | #N/A | #N/A
FALSE | #N/A | #N/A | #N/A | #N/A | #N/A | #N/A | #N/A | #N/A | #N/A | #N/A |  |  |  | FALSE | #N/A | #N/A | #N/A | #N/A | #N/A | #N/A | #N/A | #N/A | #N/A | #N/A
FALSE | #N/A | #N/A | #N/A | #N/A | #N/A | #N/A | #N/A | #N/A | #N/A | #N/A |  |  |  | FALSE | #N/A | #N/A | #N/A | #N/A | #N/A | #N/A | #N/A | #N/A | #N/A | #N/A
FALSE | #N/A | #N/A | #N/A | #N/A | #N/A | #N/A | #N/A | #N/A | #N/A | #N/A |  |  |  | FALSE | #N/A | #N/A | #N/A | #N/A | #N/A | #N/A | #N/A | #N/A | #N/A | #N/A
FALSE | #N/A | #N/A | #N/A | #N/A | #N/A | #N/A | #N/A | #N/A | #N/A | #N/A |  |  |  | FALSE | #N/A | #N/A | #N/A | #N/A | #N/A | #N/A | #N/A | #N/A | #N/A | #N/A
FALSE | #N/A | #N/A | #N/A | #N/A | #N/A | #N/A | #N/A | #N/A | #N/A | #N/A |  |  |  | FALSE | #N/A | #N/A | #N/A | #N/A | #N/A | #N/A | #N/A | #N/A | #N/A | #N/A
FALSE | #N/A | #N/A | #N/A | #N/A | #N/A | #N/A | #N/A | #N/A | #N/A | #N/A |  |  |  | FALSE | #N/A | #N/A | #N/A | #N/A | #N/A | #N/A | #N/A | #N/A | #N/A | #N/A
FALSE | #N/A | #N/A | #N/A | #N/A | #N/A | #N/A | #N/A | #N/A | #N/A | #N/A |  |  |  | FALSE | #N/A | #N/A | #N/A | #N/A | #N/A | #N/A | #N/A | #N/A | #N/A | #N/A
FALSE | #N/A | #N/A | #N/A | #N/A | #N/A | #N/A | #N/A | #N/A | #N/A | #N/A |  |  |  | FALSE | #N/A | #N/A | #N/A | #N/A | #N/A | #N/A | #N/A | #N/A | #N/A | #N/A
FALSE | #N/A | #N/A | #N/A | #N/A | #N/A | #N/A | #N/A | #N/A | #N/A | #N/A |  |  |  | FALSE | #N/A | #N/A | #N/A | #N/A | #N/A | #N/A | #N/A | #N/A | #N/A | #N/A
FALSE | #N/A | #N/A | #N/A | #N/A | #N/A | #N/A | #N/A | #N/A | #N/A | #N/A |  |  |  | FALSE | #N/A | #N/A | #N/A | #N/A | #N/A | #N/A | #N/A | #N/A | #N/A | #N/A
FALSE | #N/A | #N/A | #N/A | #N/A | #N/A | #N/A | #N/A | #N/A | #N/A | #N/A |  |  |  | FALSE | #N/A | #N/A | #N/A | #N/A | #N/A | #N/A | #N/A | #N/A | #N/A | #N/A
FALSE | #N/A | #N/A | #N/A | #N/A | #N/A | #N/A | #N/A | #N/A | #N/A | #N/A |  |  |  | FALSE | #N/A | #N/A | #N/A | #N/A | #N/A | #N/A | #N/A | #N/A | #N/A | #N/A
FALSE | #N/A | #N/A | #N/A | #N/A | #N/A | #N/A | #N/A | #N/A | #N/A | #N/A |  |  |  | FALSE | #N/A | #N/A | #N/A | #N/A | #N/A | #N/A | #N/A | #N/A | #N/A | #N/A
FALSE | #N/A | #N/A | #N/A | #N/A | #N/A | #N/A | #N/A | #N/A | #N/A | #N/A |  |  |  | FALSE | #N/A | #N/A | #N/A | #N/A | #N/A | #N/A | #N/A | #N/A | #N/A | #N/A
FALSE | #N/A | #N/A | #N/A | #N/A | #N/A | #N/A | #N/A | #N/A | #N/A | #N/A |  |  |  | FALSE | #N/A | #N/A | #N/A | #N/A | #N/A | #N/A | #N/A | #N/A | #N/A | #N/A
FALSE | #N/A | #N/A | #N/A | #N/A | #N/A | #N/A | #N/A | #N/A | #N/A | #N/A |  |  |  | FALSE | #N/A | #N/A | #N/A | #N/A | #N/A | #N/A | #N/A | #N/A | #N/A | #N/A
FALSE | #N/A | #N/A | #N/A | #N/A | #N/A | #N/A | #N/A | #N/A | #N/A | #N/A |  |  |  | FALSE | #N/A | #N/A | #N/A | #N/A | #N/A | #N/A | #N/A | #N/A | #N/A | #N/A
FALSE | #N/A | #N/A | #N/A | #N/A | #N/A | #N/A | #N/A | #N/A | #N/A | #N/A |  |  |  | FALSE | #N/A | #N/A | #N/A | #N/A | #N/A | #N/A | #N/A | #N/A | #N/A | #N/A
FALSE | #N/A | #N/A | #N/A | #N/A | #N/A | #N/A | #N/A | #N/A | #N/A | #N/A |  |  |  | FALSE | #N/A | #N/A | #N/A | #N/A | #N/A | #N/A | #N/A | #N/A | #N/A | #N/A
FALSE | #N/A | #N/A | #N/A | #N/A | #N/A | #N/A | #N/A | #N/A | #N/A | #N/A |  |  |  | FALSE | #N/A | #N/A | #N/A | #N/A | #N/A | #N/A | #N/A | #N/A | #N/A | #N/A
FALSE | #N/A | #N/A | #N/A | #N/A | #N/A | #N/A | #N/A | #N/A | #N/A | #N/A |  |  |  | FALSE | #N/A | #N/A | #N/A | #N/A | #N/A | #N/A | #N/A | #N/A | #N/A | #N/A
FALSE | #N/A | #N/A | #N/A | #N/A | #N/A | #N/A | #N/A | #N/A | #N/A | #N/A |  |  |  | FALSE | #N/A | #N/A | #N/A | #N/A | #N/A | #N/A | #N/A | #N/A | #N/A | #N/A
FALSE | #N/A | #N/A | #N/A | #N/A | #N/A | #N/A | #N/A | #N/A | #N/A | #N/A |  |  |  | FALSE | #N/A | #N/A | #N/A | #N/A | #N/A | #N/A | #N/A | #N/A | #N/A | #N/A
FALSE | #N/A | #N/A | #N/A | #N/A | #N/A | #N/A | #N/A | #N/A | #N/A | #N/A |  |  |  | FALSE | #N/A | #N/A | #N/A | #N/A | #N/A | #N/A | #N/A | #N/A | #N/A | #N/A
FALSE | #N/A | #N/A | #N/A | #N/A | #N/A | #N/A | #N/A | #N/A | #N/A | #N/A |  |  |  | FALSE | #N/A | #N/A | #N/A | #N/A | #N/A | #N/A | #N/A | #N/A | #N/A | #N/A
FALSE | #N/A | #N/A | #N/A | #N/A | #N/A | #N/A | #N/A | #N/A | #N/A | #N/A |  |  |  | FALSE | #N/A | #N/A | #N/A | #N/A | #N/A | #N/A | #N/A | #N/A | #N/A | #N/A
FALSE | #N/A | #N/A | #N/A | #N/A | #N/A | #N/A | #N/A | #N/A | #N/A | #N/A |  |  |  | FALSE | #N/A | #N/A | #N/A | #N/A | #N/A | #N/A | #N/A | #N/A | #N/A | #N/A
FALSE | #N/A | #N/A | #N/A | #N/A | #N/A | #N/A | #N/A | #N/A | #N/A | #N/A |  |  |  | FALSE | #N/A | #N/A | #N/A | #N/A | #N/A | #N/A | #N/A | #N/A | #N/A | #N/A
FALSE | #N/A | #N/A | #N/A | #N/A | #N/A | #N/A | #N/A | #N/A | #N/A | #N/A |  |  |  | FALSE | #N/A | #N/A | #N/A | #N/A | #N/A | #N/A | #N/A | #N/A | #N/A | #N/A
FALSE | #N/A | #N/A | #N/A | #N/A | #N/A | #N/A | #N/A | #N/A | #N/A | #N/A |  |  |  | FALSE | #N/A | #N/A | #N/A | #N/A | #N/A | #N/A | #N/A | #N/A | #N/A | #N/A
FALSE | #N/A | #N/A | #N/A | #N/A | #N/A | #N/A | #N/A | #N/A | #N/A | #N/A |  |  |  | FALSE | #N/A | #N/A | #N/A | #N/A | #N/A | #N/A | #N/A | #N/A | #N/A | #N/A
FALSE | #N/A | #N/A | #N/A | #N/A | #N/A | #N/A | #N/A | #N/A | #N/A | #N/A |  |  |  | FALSE | #N/A | #N/A | #N/A | #N/A | #N/A | #N/A | #N/A | #N/A | #N/A | #N/A
FALSE | #N/A | #N/A | #N/A | #N/A | #N/A | #N/A | #N/A | #N/A | #N/A | #N/A |  |  |  | FALSE | #N/A | #N/A | #N/A | #N/A | #N/A | #N/A | #N/A | #N/A | #N/A | #N/A
FALSE | #N/A | #N/A | #N/A | #N/A | #N/A | #N/A | #N/A | #N/A | #N/A | #N/A |  |  |  | FALSE | #N/A | #N/A | #N/A | #N/A | #N/A | #N/A | #N/A | #N/A | #N/A | #N/A
FALSE | #N/A | #N/A | #N/A | #N/A | #N/A | #N/A | #N/A | #N/A | #N/A | #N/A |  |  |  | FALSE | #N/A | #N/A | #N/A | #N/A | #N/A | #N/A | #N/A | #N/A | #N/A | #N/A
FALSE | #N/A | #N/A | #N/A | #N/A | #N/A | #N/A | #N/A | #N/A | #N/A | #N/A |  |  |  | FALSE | #N/A | #N/A | #N/A | #N/A | #N/A | #N/A | #N/A | #N/A | #N/A | #N/A
FALSE | #N/A | #N/A | #N/A | #N/A | #N/A | #N/A | #N/A | #N/A | #N/A | #N/A |  |  |  | FALSE | #N/A | #N/A | #N/A | #N/A | #N/A | #N/A | #N/A | #N/A | #N/A | #N/A
FALSE | #N/A | #N/A | #N/A | #N/A | #N/A | #N/A | #N/A | #N/A | #N/A | #N/A |  |  |  | FALSE | #N/A | #N/A | #N/A | #N/A | #N/A | #N/A | #N/A | #N/A | #N/A | #N/A
FALSE | #N/A | #N/A | #N/A | #N/A | #N/A | #N/A | #N/A | #N/A | #N/A | #N/A |  |  |  | FALSE | #N/A | #N/A | #N/A | #N/A | #N/A | #N/A | #N/A | #N/A | #N/A | #N/A
FALSE | #N/A | #N/A | #N/A | #N/A | #N/A | #N/A | #N/A | #N/A | #N/A | #N/A |  |  |  | FALSE | #N/A | #N/A | #N/A | #N/A | #N/A | #N/A | #N/A | #N/A | #N/A | #N/A
FALSE | #N/A | #N/A | #N/A | #N/A | #N/A | #N/A | #N/A | #N/A | #N/A | #N/A |  |  |  | FALSE | #N/A | #N/A | #N/A | #N/A | #N/A | #N/A | #N/A | #N/A | #N/A | #N/A
FALSE | #N/A | #N/A | #N/A | #N/A | #N/A | #N/A | #N/A | #N/A | #N/A | #N/A |  |  |  | FALSE | #N/A | #N/A | #N/A | #N/A | #N/A | #N/A | #N/A | #N/A | #N/A | #N/A
FALSE | #N/A | #N/A | #N/A | #N/A | #N/A | #N/A | #N/A | #N/A | #N/A | #N/A |  |  |  | FALSE | #N/A | #N/A | #N/A | #N/A | #N/A | #N/A | #N/A | #N/A | #N/A | #N/A
FALSE | #N/A | #N/A | #N/A | #N/A | #N/A | #N/A | #N/A | #N/A | #N/A | #N/A |  |  |  | FALSE | #N/A | #N/A | #N/A | #N/A | #N/A | #N/A | #N/A | #N/A | #N/A | #N/A
FALSE | #N/A | #N/A | #N/A | #N/A | #N/A | #N/A | #N/A | #N/A | #N/A | #N/A |  |  |  | FALSE | #N/A | #N/A | #N/A | #N/A | #N/A | #N/A | #N/A | #N/A | #N/A | #N/A
FALSE | #N/A | #N/A | #N/A | #N/A | #N/A | #N/A | #N/A | #N/A | #N/A | #N/A |  |  |  | FALSE | #N/A | #N/A | #N/A | #N/A | #N/A | #N/A | #N/A | #N/A | #N/A | #N/A
FALSE | #N/A | #N/A | #N/A | #N/A | #N/A | #N/A | #N/A | #N/A | #N/A | #N/A |  |  |  | FALSE | #N/A | #N/A | #N/A | #N/A | #N/A | #N/A | #N/A | #N/A | #N/A | #N/A
FALSE | #N/A | #N/A | #N/A | #N/A | #N/A | #N/A | #N/A | #N/A | #N/A | #N/A |  |  |  | FALSE | #N/A | #N/A | #N/A | #N/A | #N/A | #N/A | #N/A | #N/A | #N/A | #N/A
FALSE | #N/A | #N/A | #N/A | #N/A | #N/A | #N/A | #N/A | #N/A | #N/A | #N/A |  |  |  | FALSE | #N/A | #N/A | #N/A | #N/A | #N/A | #N/A | #N/A | #N/A | #N/A | #N/A
FALSE | #N/A | #N/A | #N/A | #N/A | #N/A | #N/A | #N/A | #N/A | #N/A | #N/A |  |  |  | FALSE | #N/A | #N/A | #N/A | #N/A | #N/A | #N/A | #N/A | #N/A | #N/A | #N/A
FALSE | #N/A | #N/A | #N/A | #N/A | #N/A | #N/A | #N/A | #N/A | #N/A | #N/A |  |  |  | FALSE | #N/A | #N/A | #N/A | #N/A | #N/A | #N/A | #N/A | #N/A | #N/A | #N/A
FALSE | #N/A | #N/A | #N/A | #N/A | #N/A | #N/A | #N/A | #N/A | #N/A | #N/A |  |  |  | FALSE | #N/A | #N/A | #N/A | #N/A | #N/A | #N/A | #N/A | #N/A | #N/A | #N/A
FALSE | #N/A | #N/A | #N/A | #N/A | #N/A | #N/A | #N/A | #N/A | #N/A | #N/A |  |  |  | FALSE | #N/A | #N/A | #N/A | #N/A | #N/A | #N/A | #N/A | #N/A | #N/A | #N/A
FALSE | #N/A | #N/A | #N/A | #N/A | #N/A | #N/A | #N/A | #N/A | #N/A | #N/A |  |  |  | FALSE | #N/A | #N/A | #N/A | #N/A | #N/A | #N/A | #N/A | #N/A | #N/A | #N/A
FALSE | #N/A | #N/A | #N/A | #N/A | #N/A | #N/A | #N/A | #N/A | #N/A | #N/A |  |  |  | FALSE | #N/A | #N/A | #N/A | #N/A | #N/A | #N/A | #N/A | #N/A | #N/A | #N/A
FALSE | #N/A | #N/A | #N/A | #N/A | #N/A | #N/A | #N/A | #N/A | #N/A | #N/A |  |  |  | FALSE | #N/A | #N/A | #N/A | #N/A | #N/A | #N/A | #N/A | #N/A | #N/A | #N/A
FALSE | #N/A | #N/A | #N/A | #N/A | #N/A | #N/A | #N/A | #N/A | #N/A | #N/A |  |  |  | FALSE | #N/A | #N/A | #N/A | #N/A | #N/A | #N/A | #N/A | #N/A | #N/A | #N/A
FALSE | #N/A | #N/A | #N/A | #N/A | #N/A | #N/A | #N/A | #N/A | #N/A | #N/A |  |  |  | FALSE | #N/A | #N/A | #N/A | #N/A | #N/A | #N/A | #N/A | #N/A | #N/A | #N/A
FALSE | #N/A | #N/A | #N/A | #N/A | #N/A | #N/A | #N/A | #N/A | #N/A | #N/A |  |  |  | FALSE | #N/A | #N/A | #N/A | #N/A | #N/A | #N/A | #N/A | #N/A | #N/A | #N/A
FALSE | #N/A | #N/A | #N/A | #N/A | #N/A | #N/A | #N/A | #N/A | #N/A | #N/A |  |  |  | FALSE | #N/A | #N/A | #N/A | #N/A | #N/A | #N/A | #N/A | #N/A | #N/A | #N/A
FALSE | #N/A | #N/A | #N/A | #N/A | #N/A | #N/A | #N/A | #N/A | #N/A | #N/A |  |  |  | FALSE | #N/A | #N/A | #N/A | #N/A | #N/A | #N/A | #N/A | #N/A | #N/A | #N/A
FALSE | #N/A | #N/A | #N/A | #N/A | #N/A | #N/A | #N/A | #N/A | #N/A | #N/A |  |  |  | FALSE | #N/A | #N/A | #N/A | #N/A | #N/A | #N/A | #N/A | #N/A | #N/A | #N/A
FALSE | #N/A | #N/A | #N/A | #N/A | #N/A | #N/A | #N/A | #N/A | #N/A | #N/A |  |  |  | FALSE | #N/A | #N/A | #N/A | #N/A | #N/A | #N/A | #N/A | #N/A | #N/A | #N/A
FALSE | #N/A | #N/A | #N/A | #N/A | #N/A | #N/A | #N/A | #N/A | #N/A | #N/A |  |  |  | FALSE | #N/A | #N/A | #N/A | #N/A | #N/A | #N/A | #N/A | #N/A | #N/A | #N/A
FALSE | #N/A | #N/A | #N/A | #N/A | #N/A | #N/A | #N/A | #N/A | #N/A | #N/A |  |  |  | FALSE | #N/A | #N/A | #N/A | #N/A | #N/A | #N/A | #N/A | #N/A | #N/A | #N/A
FALSE | #N/A | #N/A | #N/A | #N/A | #N/A | #N/A | #N/A | #N/A | #N/A | #N/A |  |  |  | FALSE | #N/A | #N/A | #N/A | #N/A | #N/A | #N/A | #N/A | #N/A | #N/A | #N/A
FALSE | #N/A | #N/A | #N/A | #N/A | #N/A | #N/A | #N/A | #N/A | #N/A | #N/A |  |  |  | FALSE | #N/A | #N/A | #N/A | #N/A | #N/A | #N/A | #N/A | #N/A | #N/A | #N/A
FALSE | #N/A | #N/A | #N/A | #N/A | #N/A | #N/A | #N/A | #N/A | #N/A | #N/A |  |  |  | FALSE | #N/A | #N/A | #N/A | #N/A | #N/A | #N/A | #N/A | #N/A | #N/A | #N/A
FALSE | #N/A | #N/A | #N/A | #N/A | #N/A | #N/A | #N/A | #N/A | #N/A | #N/A |  |  |  | FALSE | #N/A | #N/A | #N/A | #N/A | #N/A | #N/A | #N/A | #N/A | #N/A | #N/A
FALSE | #N/A | #N/A | #N/A | #N/A | #N/A | #N/A | #N/A | #N/A | #N/A | #N/A |  |  |  | FALSE | #N/A | #N/A | #N/A | #N/A | #N/A | #N/A | #N/A | #N/A | #N/A | #N/A
FALSE | #N/A | #N/A | #N/A | #N/A | #N/A | #N/A | #N/A | #N/A | #N/A | #N/A |  |  |  | FALSE | #N/A | #N/A | #N/A | #N/A | #N/A | #N/A | #N/A | #N/A | #N/A | #N/A
FALSE | #N/A | #N/A | #N/A | #N/A | #N/A | #N/A | #N/A | #N/A | #N/A | #N/A |  |  |  | FALSE | #N/A | #N/A | #N/A | #N/A | #N/A | #N/A | #N/A | #N/A | #N/A | #N/A
FALSE | #N/A | #N/A | #N/A | #N/A | #N/A | #N/A | #N/A | #N/A | #N/A | #N/A |  |  |  | FALSE | #N/A | #N/A | #N/A | #N/A | #N/A | #N/A | #N/A | #N/A | #N/A | #N/A
FALSE | #N/A | #N/A | #N/A | #N/A | #N/A | #N/A | #N/A | #N/A | #N/A | #N/A |  |  |  | FALSE | #N/A | #N/A | #N/A | #N/A | #N/A | #N/A | #N/A | #N/A | #N/A | #N/A
FALSE | #N/A | #N/A | #N/A | #N/A | #N/A | #N/A | #N/A | #N/A | #N/A | #N/A |  |  |  | FALSE | #N/A | #N/A | #N/A | #N/A | #N/A | #N/A | #N/A | #N/A | #N/A | #N/A
FALSE | #N/A | #N/A | #N/A | #N/A | #N/A | #N/A | #N/A | #N/A | #N/A | #N/A |  |  |  | FALSE | #N/A | #N/A | #N/A | #N/A | #N/A | #N/A | #N/A | #N/A | #N/A | #N/A
FALSE | #N/A | #N/A | #N/A | #N/A | #N/A | #N/A | #N/A | #N/A | #N/A | #N/A |  |  |  | FALSE | #N/A | #N/A | #N/A | #N/A | #N/A | #N/A | #N/A | #N/A | #N/A | #N/A
FALSE | #N/A | #N/A | #N/A | #N/A | #N/A | #N/A | #N/A | #N/A | #N/A | #N/A |  |  |  | FALSE | #N/A | #N/A | #N/A | #N/A | #N/A | #N/A | #N/A | #N/A | #N/A | #N/A
FALSE | #N/A | #N/A | #N/A | #N/A | #N/A | #N/A | #N/A | #N/A | #N/A | #N/A |  |  |  | FALSE | #N/A | #N/A | #N/A | #N/A | #N/A | #N/A | #N/A | #N/A | #N/A | #N/A
FALSE | #N/A | #N/A | #N/A | #N/A | #N/A | #N/A | #N/A | #N/A | #N/A | #N/A |  |  |  | FALSE | #N/A | #N/A | #N/A | #N/A | #N/A | #N/A | #N/A | #N/A | #N/A | #N/A
FALSE | #N/A | #N/A | #N/A | #N/A | #N/A | #N/A | #N/A | #N/A | #N/A | #N/A |  |  |  | FALSE | #N/A | #N/A | #N/A | #N/A | #N/A | #N/A | #N/A | #N/A | #N/A | #N/A
FALSE | #N/A | #N/A | #N/A | #N/A | #N/A | #N/A | #N/A | #N/A | #N/A | #N/A |  |  |  | FALSE | #N/A | #N/A | #N/A | #N/A | #N/A | #N/A | #N/A | #N/A | #N/A | #N/A
FALSE | #N/A | #N/A | #N/A | #N/A | #N/A | #N/A | #N/A | #N/A | #N/A | #N/A |  |  |  | FALSE | #N/A | #N/A | #N/A | #N/A | #N/A | #N/A | #N/A | #N/A | #N/A | #N/A
FALSE | #N/A | #N/A | #N/A | #N/A | #N/A | #N/A | #N/A | #N/A | #N/A | #N/A |  |  |  | FALSE | #N/A | #N/A | #N/A | #N/A | #N/A | #N/A | #N/A | #N/A | #N/A | #N/A
FALSE | #N/A | #N/A | #N/A | #N/A | #N/A | #N/A | #N/A | #N/A | #N/A | #N/A |  |  |  | FALSE | #N/A | #N/A | #N/A | #N/A | #N/A | #N/A | #N/A | #N/A | #N/A | #N/A
FALSE | #N/A | #N/A | #N/A | #N/A | #N/A | #N/A | #N/A | #N/A | #N/A | #N/A |  |  |  | FALSE | #N/A | #N/A | #N/A | #N/A | #N/A | #N/A | #N/A | #N/A | #N/A | #N/A
FALSE | #N/A | #N/A | #N/A | #N/A | #N/A | #N/A | #N/A | #N/A | #N/A | #N/A |  |  |  | FALSE | #N/A | #N/A | #N/A | #N/A | #N/A | #N/A | #N/A | #N/A | #N/A | #N/A
FALSE | #N/A | #N/A | #N/A | #N/A | #N/A | #N/A | #N/A | #N/A | #N/A | #N/A |  |  |  | FALSE | #N/A | #N/A | #N/A | #N/A | #N/A | #N/A | #N/A | #N/A | #N/A | #N/A
FALSE | #N/A | #N/A | #N/A | #N/A | #N/A | #N/A | #N/A | #N/A | #N/A | #N/A |  |  |  | FALSE | #N/A | #N/A | #N/A | #N/A | #N/A | #N/A | #N/A | #N/A | #N/A | #N/A
FALSE | #N/A | #N/A | #N/A | #N/A | #N/A | #N/A | #N/A | #N/A | #N/A | #N/A |  |  |  | FALSE | #N/A | #N/A | #N/A | #N/A | #N/A | #N/A | #N/A | #N/A | #N/A | #N/A
FALSE | #N/A | #N/A | #N/A | #N/A | #N/A | #N/A | #N/A | #N/A | #N/A | #N/A |  |  |  | FALSE | #N/A | #N/A | #N/A | #N/A | #N/A | #N/A | #N/A | #N/A | #N/A | #N/A
FALSE | #N/A | #N/A | #N/A | #N/A | #N/A | #N/A | #N/A | #N/A | #N/A | #N/A |  |  |  | FALSE | #N/A | #N/A | #N/A | #N/A | #N/A | #N/A | #N/A | #N/A | #N/A | #N/A
FALSE | #N/A | #N/A | #N/A | #N/A | #N/A | #N/A | #N/A | #N/A | #N/A | #N/A |  |  |  | FALSE | #N/A | #N/A | #N/A | #N/A | #N/A | #N/A | #N/A | #N/A | #N/A | #N/A
FALSE | #N/A | #N/A | #N/A | #N/A | #N/A | #N/A | #N/A | #N/A | #N/A | #N/A |  |  |  | FALSE | #N/A | #N/A | #N/A | #N/A | #N/A | #N/A | #N/A | #N/A | #N/A | #N/A
FALSE | #N/A | #N/A | #N/A | #N/A | #N/A | #N/A | #N/A | #N/A | #N/A | #N/A |  |  |  | FALSE | #N/A | #N/A | #N/A | #N/A | #N/A | #N/A | #N/A | #N/A | #N/A | #N/A
FALSE | #N/A | #N/A | #N/A | #N/A | #N/A | #N/A | #N/A | #N/A | #N/A | #N/A |  |  |  | FALSE | #N/A | #N/A | #N/A | #N/A | #N/A | #N/A | #N/A | #N/A | #N/A | #N/A
FALSE | #N/A | #N/A | #N/A | #N/A | #N/A | #N/A | #N/A | #N/A | #N/A | #N/A |  |  |  | FALSE | #N/A | #N/A | #N/A | #N/A | #N/A | #N/A | #N/A | #N/A | #N/A | #N/A
FALSE | #N/A | #N/A | #N/A | #N/A | #N/A | #N/A | #N/A | #N/A | #N/A | #N/A |  |  |  | FALSE | #N/A | #N/A | #N/A | #N/A | #N/A | #N/A | #N/A | #N/A | #N/A | #N/A
FALSE | #N/A | #N/A | #N/A | #N/A | #N/A | #N/A | #N/A | #N/A | #N/A | #N/A |  |  |  | FALSE | #N/A | #N/A | #N/A | #N/A | #N/A | #N/A | #N/A | #N/A | #N/A | #N/A
FALSE | #N/A | #N/A | #N/A | #N/A | #N/A | #N/A | #N/A | #N/A | #N/A | #N/A |  |  |  | FALSE | #N/A | #N/A | #N/A | #N/A | #N/A | #N/A | #N/A | #N/A | #N/A | #N/A
FALSE | #N/A | #N/A | #N/A | #N/A | #N/A | #N/A | #N/A | #N/A | #N/A | #N/A |  |  |  | FALSE | #N/A | #N/A | #N/A | #N/A | #N/A | #N/A | #N/A | #N/A | #N/A | #N/A
FALSE | #N/A | #N/A | #N/A | #N/A | #N/A | #N/A | #N/A | #N/A | #N/A | #N/A |  |  |  | FALSE | #N/A | #N/A | #N/A | #N/A | #N/A | #N/A | #N/A | #N/A | #N/A | #N/A
FALSE | #N/A | #N/A | #N/A | #N/A | #N/A | #N/A | #N/A | #N/A | #N/A | #N/A |  |  |  | FALSE | #N/A | #N/A | #N/A | #N/A | #N/A | #N/A | #N/A | #N/A | #N/A | #N/A
FALSE | #N/A | #N/A | #N/A | #N/A | #N/A | #N/A | #N/A | #N/A | #N/A | #N/A |  |  |  | FALSE | #N/A | #N/A | #N/A | #N/A | #N/A | #N/A | #N/A | #N/A | #N/A | #N/A
FALSE | #N/A | #N/A | #N/A | #N/A | #N/A | #N/A | #N/A | #N/A | #N/A | #N/A |  |  |  | FALSE | #N/A | #N/A | #N/A | #N/A | #N/A | #N/A | #N/A | #N/A | #N/A | #N/A
FALSE | #N/A | #N/A | #N/A | #N/A | #N/A | #N/A | #N/A | #N/A | #N/A | #N/A |  |  |  | FALSE | #N/A | #N/A | #N/A | #N/A | #N/A | #N/A | #N/A | #N/A | #N/A | #N/A
FALSE | #N/A | #N/A | #N/A | #N/A | #N/A | #N/A | #N/A | #N/A | #N/A | #N/A |  |  |  | FALSE | #N/A | #N/A | #N/A | #N/A | #N/A | #N/A | #N/A | #N/A | #N/A | #N/A
FALSE | #N/A | #N/A | #N/A | #N/A | #N/A | #N/A | #N/A | #N/A | #N/A | #N/A |  |  |  | FALSE | #N/A | #N/A | #N/A | #N/A | #N/A | #N/A | #N/A | #N/A | #N/A | #N/A
FALSE | #N/A | #N/A | #N/A | #N/A | #N/A | #N/A | #N/A | #N/A | #N/A | #N/A |  |  |  | FALSE | #N/A | #N/A | #N/A | #N/A | #N/A | #N/A | #N/A | #N/A | #N/A | #N/A
FALSE | #N/A | #N/A | #N/A | #N/A | #N/A | #N/A | #N/A | #N/A | #N/A | #N/A |  |  |  | FALSE | #N/A | #N/A | #N/A | #N/A | #N/A | #N/A | #N/A | #N/A | #N/A | #N/A
FALSE | #N/A | #N/A | #N/A | #N/A | #N/A | #N/A | #N/A | #N/A | #N/A | #N/A |  |  |  | FALSE | #N/A | #N/A | #N/A | #N/A | #N/A | #N/A | #N/A | #N/A | #N/A | #N/A
FALSE | #N/A | #N/A | #N/A | #N/A | #N/A | #N/A | #N/A | #N/A | #N/A | #N/A |  |  |  | FALSE | #N/A | #N/A | #N/A | #N/A | #N/A | #N/A | #N/A | #N/A | #N/A | #N/A
FALSE | #N/A | #N/A | #N/A | #N/A | #N/A | #N/A | #N/A | #N/A | #N/A | #N/A |  |  |  | FALSE | #N/A | #N/A | #N/A | #N/A | #N/A | #N/A | #N/A | #N/A | #N/A | #N/A
FALSE | #N/A | #N/A | #N/A | #N/A | #N/A | #N/A | #N/A | #N/A | #N/A | #N/A |  |  |  | FALSE | #N/A | #N/A | #N/A | #N/A | #N/A | #N/A | #N/A | #N/A | #N/A | #N/A
FALSE | #N/A | #N/A | #N/A | #N/A | #N/A | #N/A | #N/A | #N/A | #N/A | #N/A |  |  |  | FALSE | #N/A | #N/A | #N/A | #N/A | #N/A | #N/A | #N/A | #N/A | #N/A | #N/A
FALSE | #N/A | #N/A | #N/A | #N/A | #N/A | #N/A | #N/A | #N/A | #N/A | #N/A |  |  |  | FALSE | #N/A | #N/A | #N/A | #N/A | #N/A | #N/A | #N/A | #N/A | #N/A | #N/A
FALSE | #N/A | #N/A | #N/A | #N/A | #N/A | #N/A | #N/A | #N/A | #N/A | #N/A |  |  |  | FALSE | #N/A | #N/A | #N/A | #N/A | #N/A | #N/A | #N/A | #N/A | #N/A | #N/A
FALSE | #N/A | #N/A | #N/A | #N/A | #N/A | #N/A | #N/A | #N/A | #N/A | #N/A |  |  |  | FALSE | #N/A | #N/A | #N/A | #N/A | #N/A | #N/A | #N/A | #N/A | #N/A | #N/A
FALSE | #N/A | #N/A | #N/A | #N/A | #N/A | #N/A | #N/A | #N/A | #N/A | #N/A |  |  |  | FALSE | #N/A | #N/A | #N/A | #N/A | #N/A | #N/A | #N/A | #N/A | #N/A | #N/A
FALSE | #N/A | #N/A | #N/A | #N/A | #N/A | #N/A | #N/A | #N/A | #N/A | #N/A |  |  |  | FALSE | #N/A | #N/A | #N/A | #N/A | #N/A | #N/A | #N/A | #N/A | #N/A | #N/A
FALSE | #N/A | #N/A | #N/A | #N/A | #N/A | #N/A | #N/A | #N/A | #N/A | #N/A |  |  |  | FALSE | #N/A | #N/A | #N/A | #N/A | #N/A | #N/A | #N/A | #N/A | #N/A | #N/A
FALSE | #N/A | #N/A | #N/A | #N/A | #N/A | #N/A | #N/A | #N/A | #N/A | #N/A |  |  |  | FALSE | #N/A | #N/A | #N/A | #N/A | #N/A | #N/A | #N/A | #N/A | #N/A | #N/A
FALSE | #N/A | #N/A | #N/A | #N/A | #N/A | #N/A | #N/A | #N/A | #N/A | #N/A |  |  |  | FALSE | #N/A | #N/A | #N/A | #N/A | #N/A | #N/A | #N/A | #N/A | #N/A | #N/A
FALSE | #N/A | #N/A | #N/A | #N/A | #N/A | #N/A | #N/A | #N/A | #N/A | #N/A |  |  |  | FALSE | #N/A | #N/A | #N/A | #N/A | #N/A | #N/A | #N/A | #N/A | #N/A | #N/A
FALSE | #N/A | #N/A | #N/A | #N/A | #N/A | #N/A | #N/A | #N/A | #N/A | #N/A |  |  |  | FALSE | #N/A | #N/A | #N/A | #N/A | #N/A | #N/A | #N/A | #N/A | #N/A | #N/A
FALSE | #N/A | #N/A | #N/A | #N/A | #N/A | #N/A | #N/A | #N/A | #N/A | #N/A |  |  |  | FALSE | #N/A | #N/A | #N/A | #N/A | #N/A | #N/A | #N/A | #N/A | #N/A | #N/A
FALSE | #N/A | #N/A | #N/A | #N/A | #N/A | #N/A | #N/A | #N/A | #N/A | #N/A |  |  |  | FALSE | #N/A | #N/A | #N/A | #N/A | #N/A | #N/A | #N/A | #N/A | #N/A | #N/A
FALSE | #N/A | #N/A | #N/A | #N/A | #N/A | #N/A | #N/A | #N/A | #N/A | #N/A |  |  |  | FALSE | #N/A | #N/A | #N/A | #N/A | #N/A | #N/A | #N/A | #N/A | #N/A | #N/A
FALSE | #N/A | #N/A | #N/A | #N/A | #N/A | #N/A | #N/A | #N/A | #N/A | #N/A |  |  |  | FALSE | #N/A | #N/A | #N/A | #N/A | #N/A | #N/A | #N/A | #N/A | #N/A | #N/A
FALSE | #N/A | #N/A | #N/A | #N/A | #N/A | #N/A | #N/A | #N/A | #N/A | #N/A |  |  |  | FALSE | #N/A | #N/A | #N/A | #N/A | #N/A | #N/A | #N/A | #N/A | #N/A | #N/A
FALSE | #N/A | #N/A | #N/A | #N/A | #N/A | #N/A | #N/A | #N/A | #N/A | #N/A |  |  |  | FALSE | #N/A | #N/A | #N/A | #N/A | #N/A | #N/A | #N/A | #N/A | #N/A | #N/A
FALSE | #N/A | #N/A | #N/A | #N/A | #N/A | #N/A | #N/A | #N/A | #N/A | #N/A |  |  |  | FALSE | #N/A | #N/A | #N/A | #N/A | #N/A | #N/A | #N/A | #N/A | #N/A | #N/A
FALSE | #N/A | #N/A | #N/A | #N/A | #N/A | #N/A | #N/A | #N/A | #N/A | #N/A |  |  |  | FALSE | #N/A | #N/A | #N/A | #N/A | #N/A | #N/A | #N/A | #N/A | #N/A | #N/A
FALSE | #N/A | #N/A | #N/A | #N/A | #N/A | #N/A | #N/A | #N/A | #N/A | #N/A |  |  |  | FALSE | #N/A | #N/A | #N/A | #N/A | #N/A | #N/A | #N/A | #N/A | #N/A | #N/A
FALSE | #N/A | #N/A | #N/A | #N/A | #N/A | #N/A | #N/A | #N/A | #N/A | #N/A |  |  |  | FALSE | #N/A | #N/A | #N/A | #N/A | #N/A | #N/A | #N/A | #N/A | #N/A | #N/A
FALSE | #N/A | #N/A | #N/A | #N/A | #N/A | #N/A | #N/A | #N/A | #N/A | #N/A |  |  |  | FALSE | #N/A | #N/A | #N/A | #N/A | #N/A | #N/A | #N/A | #N/A | #N/A | #N/A
FALSE | #N/A | #N/A | #N/A | #N/A | #N/A | #N/A | #N/A | #N/A | #N/A | #N/A |  |  |  | FALSE | #N/A | #N/A | #N/A | #N/A | #N/A | #N/A | #N/A | #N/A | #N/A | #N/A
FALSE | #N/A | #N/A | #N/A | #N/A | #N/A | #N/A | #N/A | #N/A | #N/A | #N/A |  |  |  | FALSE | #N/A | #N/A | #N/A | #N/A | #N/A | #N/A | #N/A | #N/A | #N/A | #N/A
FALSE | #N/A | #N/A | #N/A | #N/A | #N/A | #N/A | #N/A | #N/A | #N/A | #N/A |  |  |  | FALSE | #N/A | #N/A | #N/A | #N/A | #N/A | #N/A | #N/A | #N/A | #N/A | #N/A
FALSE | #N/A | #N/A | #N/A | #N/A | #N/A | #N/A | #N/A | #N/A | #N/A | #N/A |  |  |  | FALSE | #N/A | #N/A | #N/A | #N/A | #N/A | #N/A | #N/A | #N/A | #N/A | #N/A
FALSE | #N/A | #N/A | #N/A | #N/A | #N/A | #N/A | #N/A | #N/A | #N/A | #N/A |  |  |  | FALSE | #N/A | #N/A | #N/A | #N/A | #N/A | #N/A | #N/A | #N/A | #N/A | #N/A
FALSE | #N/A | #N/A | #N/A | #N/A | #N/A | #N/A | #N/A | #N/A | #N/A | #N/A |  |  |  | FALSE | #N/A | #N/A | #N/A | #N/A | #N/A | #N/A | #N/A | #N/A | #N/A | #N/A
FALSE | #N/A | #N/A | #N/A | #N/A | #N/A | #N/A | #N/A | #N/A | #N/A | #N/A |  |  |  | FALSE | #N/A | #N/A | #N/A | #N/A | #N/A | #N/A | #N/A | #N/A | #N/A | #N/A
FALSE | #N/A | #N/A | #N/A | #N/A | #N/A | #N/A | #N/A | #N/A | #N/A | #N/A |  |  |  | FALSE | #N/A | #N/A | #N/A | #N/A | #N/A | #N/A | #N/A | #N/A | #N/A | #N/A
FALSE | #N/A | #N/A | #N/A | #N/A | #N/A | #N/A | #N/A | #N/A | #N/A | #N/A |  |  |  | FALSE | #N/A | #N/A | #N/A | #N/A | #N/A | #N/A | #N/A | #N/A | #N/A | #N/A
FALSE | #N/A | #N/A | #N/A | #N/A | #N/A | #N/A | #N/A | #N/A | #N/A | #N/A |  |  |  | FALSE | #N/A | #N/A | #N/A | #N/A | #N/A | #N/A | #N/A | #N/A | #N/A | #N/A
FALSE | #N/A | #N/A | #N/A | #N/A | #N/A | #N/A | #N/A | #N/A | #N/A | #N/A |  |  |  | FALSE | #N/A | #N/A | #N/A | #N/A | #N/A | #N/A | #N/A | #N/A | #N/A | #N/A
FALSE | #N/A | #N/A | #N/A | #N/A | #N/A | #N/A | #N/A | #N/A | #N/A | #N/A |  |  |  | FALSE | #N/A | #N/A | #N/A | #N/A | #N/A | #N/A | #N/A | #N/A | #N/A | #N/A
FALSE | #N/A | #N/A | #N/A | #N/A | #N/A | #N/A | #N/A | #N/A | #N/A | #N/A |  |  |  | FALSE | #N/A | #N/A | #N/A | #N/A | #N/A | #N/A | #N/A | #N/A | #N/A | #N/A
FALSE | #N/A | #N/A | #N/A | #N/A | #N/A | #N/A | #N/A | #N/A | #N/A | #N/A |  |  |  | FALSE | #N/A | #N/A | #N/A | #N/A | #N/A | #N/A | #N/A | #N/A | #N/A | #N/A
FALSE | #N/A | #N/A | #N/A | #N/A | #N/A | #N/A | #N/A | #N/A | #N/A | #N/A |  |  |  | FALSE | #N/A | #N/A | #N/A | #N/A | #N/A | #N/A | #N/A | #N/A | #N/A | #N/A
FALSE | #N/A | #N/A | #N/A | #N/A | #N/A | #N/A | #N/A | #N/A | #N/A | #N/A |  |  |  | FALSE | #N/A | #N/A | #N/A | #N/A | #N/A | #N/A | #N/A | #N/A | #N/A | #N/A
FALSE | #N/A | #N/A | #N/A | #N/A | #N/A | #N/A | #N/A | #N/A | #N/A | #N/A |  |  |  | FALSE | #N/A | #N/A | #N/A | #N/A | #N/A | #N/A | #N/A | #N/A | #N/A | #N/A
FALSE | #N/A | #N/A | #N/A | #N/A | #N/A | #N/A | #N/A | #N/A | #N/A | #N/A |  |  |  | FALSE | #N/A | #N/A | #N/A | #N/A | #N/A | #N/A | #N/A | #N/A | #N/A | #N/A
FALSE | #N/A | #N/A | #N/A | #N/A | #N/A | #N/A | #N/A | #N/A | #N/A | #N/A |  |  |  | FALSE | #N/A | #N/A | #N/A | #N/A | #N/A | #N/A | #N/A | #N/A | #N/A | #N/A
FALSE | #N/A | #N/A | #N/A | #N/A | #N/A | #N/A | #N/A | #N/A | #N/A | #N/A |  |  |  | FALSE | #N/A | #N/A | #N/A | #N/A | #N/A | #N/A | #N/A | #N/A | #N/A | #N/A
FALSE | #N/A | #N/A | #N/A | #N/A | #N/A | #N/A | #N/A | #N/A | #N/A | #N/A |  |  |  | FALSE | #N/A | #N/A | #N/A | #N/A | #N/A | #N/A | #N/A | #N/A | #N/A | #N/A
FALSE | #N/A | #N/A | #N/A | #N/A | #N/A | #N/A | #N/A | #N/A | #N/A | #N/A |  |  |  | FALSE | #N/A | #N/A | #N/A | #N/A | #N/A | #N/A | #N/A | #N/A | #N/A | #N/A
FALSE | #N/A | #N/A | #N/A | #N/A | #N/A | #N/A | #N/A | #N/A | #N/A | #N/A |  |  |  | FALSE | #N/A | #N/A | #N/A | #N/A | #N/A | #N/A | #N/A | #N/A | #N/A | #N/A
FALSE | #N/A | #N/A | #N/A | #N/A | #N/A | #N/A | #N/A | #N/A | #N/A | #N/A |  |  |  | FALSE | #N/A | #N/A | #N/A | #N/A | #N/A | #N/A | #N/A | #N/A | #N/A | #N/A
FALSE | #N/A | #N/A | #N/A | #N/A | #N/A | #N/A | #N/A | #N/A | #N/A | #N/A |  |  |  | FALSE | #N/A | #N/A | #N/A | #N/A | #N/A | #N/A | #N/A | #N/A | #N/A | #N/A
FALSE | #N/A | #N/A | #N/A | #N/A | #N/A | #N/A | #N/A | #N/A | #N/A | #N/A |  |  |  | FALSE | #N/A | #N/A | #N/A | #N/A | #N/A | #N/A | #N/A | #N/A | #N/A | #N/A
FALSE | #N/A | #N/A | #N/A | #N/A | #N/A | #N/A | #N/A | #N/A | #N/A | #N/A |  |  |  | FALSE | #N/A | #N/A | #N/A | #N/A | #N/A | #N/A | #N/A | #N/A | #N/A | #N/A
FALSE | #N/A | #N/A | #N/A | #N/A | #N/A | #N/A | #N/A | #N/A | #N/A | #N/A |  |  |  | FALSE | #N/A | #N/A | #N/A | #N/A | #N/A | #N/A | #N/A | #N/A | #N/A | #N/A
FALSE | #N/A | #N/A | #N/A | #N/A | #N/A | #N/A | #N/A | #N/A | #N/A | #N/A |  |  |  | FALSE | #N/A | #N/A | #N/A | #N/A | #N/A | #N/A | #N/A | #N/A | #N/A | #N/A
FALSE | #N/A | #N/A | #N/A | #N/A | #N/A | #N/A | #N/A | #N/A | #N/A | #N/A |  |  |  | FALSE | #N/A | #N/A | #N/A | #N/A | #N/A | #N/A | #N/A | #N/A | #N/A | #N/A
FALSE | #N/A | #N/A | #N/A | #N/A | #N/A | #N/A | #N/A | #N/A | #N/A | #N/A |  |  |  | FALSE | #N/A | #N/A | #N/A | #N/A | #N/A | #N/A | #N/A | #N/A | #N/A | #N/A
FALSE | #N/A | #N/A | #N/A | #N/A | #N/A | #N/A | #N/A | #N/A | #N/A | #N/A |  |  |  | FALSE | #N/A | #N/A | #N/A | #N/A | #N/A | #N/A | #N/A | #N/A | #N/A | #N/A
FALSE | #N/A | #N/A | #N/A | #N/A | #N/A | #N/A | #N/A | #N/A | #N/A | #N/A |  |  |  | FALSE | #N/A | #N/A | #N/A | #N/A | #N/A | #N/A | #N/A | #N/A | #N/A | #N/A
FALSE | #N/A | #N/A | #N/A | #N/A | #N/A | #N/A | #N/A | #N/A | #N/A | #N/A |  |  |  | FALSE | #N/A | #N/A | #N/A | #N/A | #N/A | #N/A | #N/A | #N/A | #N/A | #N/A
FALSE | #N/A | #N/A | #N/A | #N/A | #N/A | #N/A | #N/A | #N/A | #N/A | #N/A |  |  |  | FALSE | #N/A | #N/A | #N/A | #N/A | #N/A | #N/A | #N/A | #N/A | #N/A | #N/A
FALSE | #N/A | #N/A | #N/A | #N/A | #N/A | #N/A | #N/A | #N/A | #N/A | #N/A |  |  |  | FALSE | #N/A | #N/A | #N/A | #N/A | #N/A | #N/A | #N/A | #N/A | #N/A | #N/A
FALSE | #N/A | #N/A | #N/A | #N/A | #N/A | #N/A | #N/A | #N/A | #N/A | #N/A |  |  |  | FALSE | #N/A | #N/A | #N/A | #N/A | #N/A | #N/A | #N/A | #N/A | #N/A | #N/A
FALSE | #N/A | #N/A | #N/A | #N/A | #N/A | #N/A | #N/A | #N/A | #N/A | #N/A |  |  |  | FALSE | #N/A | #N/A | #N/A | #N/A | #N/A | #N/A | #N/A | #N/A | #N/A | #N/A
FALSE | #N/A | #N/A | #N/A | #N/A | #N/A | #N/A | #N/A | #N/A | #N/A | #N/A |  |  |  | FALSE | #N/A | #N/A | #N/A | #N/A | #N/A | #N/A | #N/A | #N/A | #N/A | #N/A
FALSE | #N/A | #N/A | #N/A | #N/A | #N/A | #N/A | #N/A | #N/A | #N/A | #N/A |  |  |  | FALSE | #N/A | #N/A | #N/A | #N/A | #N/A | #N/A | #N/A | #N/A | #N/A | #N/A
FALSE | #N/A | #N/A | #N/A | #N/A | #N/A | #N/A | #N/A | #N/A | #N/A | #N/A |  |  |  | FALSE | #N/A | #N/A | #N/A | #N/A | #N/A | #N/A | #N/A | #N/A | #N/A | #N/A
FALSE | #N/A | #N/A | #N/A | #N/A | #N/A | #N/A | #N/A | #N/A | #N/A | #N/A |  |  |  | FALSE | #N/A | #N/A | #N/A | #N/A | #N/A | #N/A | #N/A | #N/A | #N/A | #N/A
FALSE | #N/A | #N/A | #N/A | #N/A | #N/A | #N/A | #N/A | #N/A | #N/A | #N/A |  |  |  | FALSE | #N/A | #N/A | #N/A | #N/A | #N/A | #N/A | #N/A | #N/A | #N/A | #N/A
FALSE | #N/A | #N/A | #N/A | #N/A | #N/A | #N/A | #N/A | #N/A | #N/A | #N/A |  |  |  | FALSE | #N/A | #N/A | #N/A | #N/A | #N/A | #N/A | #N/A | #N/A | #N/A | #N/A
FALSE | #N/A | #N/A | #N/A | #N/A | #N/A | #N/A | #N/A | #N/A | #N/A | #N/A |  |  |  | FALSE | #N/A | #N/A | #N/A | #N/A | #N/A | #N/A | #N/A | #N/A | #N/A | #N/A
FALSE | #N/A | #N/A | #N/A | #N/A | #N/A | #N/A | #N/A | #N/A | #N/A | #N/A |  |  |  | FALSE | #N/A | #N/A | #N/A | #N/A | #N/A | #N/A | #N/A | #N/A | #N/A | #N/A
FALSE | #N/A | #N/A | #N/A | #N/A | #N/A | #N/A | #N/A | #N/A | #N/A | #N/A |  |  |  | FALSE | #N/A | #N/A | #N/A | #N/A | #N/A | #N/A | #N/A | #N/A | #N/A | #N/A
FALSE | #N/A | #N/A | #N/A | #N/A | #N/A | #N/A | #N/A | #N/A | #N/A | #N/A |  |  |  | FALSE | #N/A | #N/A | #N/A | #N/A | #N/A | #N/A | #N/A | #N/A | #N/A | #N/A
FALSE | #N/A | #N/A | #N/A | #N/A | #N/A | #N/A | #N/A | #N/A | #N/A | #N/A |  |  |  | FALSE | #N/A | #N/A | #N/A | #N/A | #N/A | #N/A | #N/A | #N/A | #N/A | #N/A
FALSE | #N/A | #N/A | #N/A | #N/A | #N/A | #N/A | #N/A | #N/A | #N/A | #N/A |  |  |  | FALSE | #N/A | #N/A | #N/A | #N/A | #N/A | #N/A | #N/A | #N/A | #N/A | #N/A
FALSE | #N/A | #N/A | #N/A | #N/A | #N/A | #N/A | #N/A | #N/A | #N/A | #N/A |  |  |  | FALSE | #N/A | #N/A | #N/A | #N/A | #N/A | #N/A | #N/A | #N/A | #N/A | #N/A
FALSE | #N/A | #N/A | #N/A | #N/A | #N/A | #N/A | #N/A | #N/A | #N/A | #N/A |  |  |  | FALSE | #N/A | #N/A | #N/A | #N/A | #N/A | #N/A | #N/A | #N/A | #N/A | #N/A
FALSE | #N/A | #N/A | #N/A | #N/A | #N/A | #N/A | #N/A | #N/A | #N/A | #N/A |  |  |  | FALSE | #N/A | #N/A | #N/A | #N/A | #N/A | #N/A | #N/A | #N/A | #N/A | #N/A
FALSE | #N/A | #N/A | #N/A | #N/A | #N/A | #N/A | #N/A | #N/A | #N/A | #N/A |  |  |  | FALSE | #N/A | #N/A | #N/A | #N/A | #N/A | #N/A | #N/A | #N/A | #N/A | #N/A
FALSE | #N/A | #N/A | #N/A | #N/A | #N/A | #N/A | #N/A | #N/A | #N/A | #N/A |  |  |  | FALSE | #N/A | #N/A | #N/A | #N/A | #N/A | #N/A | #N/A | #N/A | #N/A | #N/A
FALSE | #N/A | #N/A | #N/A | #N/A | #N/A | #N/A | #N/A | #N/A | #N/A | #N/A |  |  |  | FALSE | #N/A | #N/A | #N/A | #N/A | #N/A | #N/A | #N/A | #N/A | #N/A | #N/A
FALSE | #N/A | #N/A | #N/A | #N/A | #N/A | #N/A | #N/A | #N/A | #N/A | #N/A |  |  |  | FALSE | #N/A | #N/A | #N/A | #N/A | #N/A | #N/A | #N/A | #N/A | #N/A | #N/A
FALSE | #N/A | #N/A | #N/A | #N/A | #N/A | #N/A | #N/A | #N/A | #N/A | #N/A |  |  |  | FALSE | #N/A | #N/A | #N/A | #N/A | #N/A | #N/A | #N/A | #N/A | #N/A | #N/A
FALSE | #N/A | #N/A | #N/A | #N/A | #N/A | #N/A | #N/A | #N/A | #N/A | #N/A |  |  |  | FALSE | #N/A | #N/A | #N/A | #N/A | #N/A | #N/A | #N/A | #N/A | #N/A | #N/A
FALSE | #N/A | #N/A | #N/A | #N/A | #N/A | #N/A | #N/A | #N/A | #N/A | #N/A |  |  |  | FALSE | #N/A | #N/A | #N/A | #N/A | #N/A | #N/A | #N/A | #N/A | #N/A | #N/A
FALSE | #N/A | #N/A | #N/A | #N/A | #N/A | #N/A | #N/A | #N/A | #N/A | #N/A |  |  |  | FALSE | #N/A | #N/A | #N/A | #N/A | #N/A | #N/A | #N/A | #N/A | #N/A | #N/A
FALSE | #N/A | #N/A | #N/A | #N/A | #N/A | #N/A | #N/A | #N/A | #N/A | #N/A |  |  |  | FALSE | #N/A | #N/A | #N/A | #N/A | #N/A | #N/A | #N/A | #N/A | #N/A | #N/A
FALSE | #N/A | #N/A | #N/A | #N/A | #N/A | #N/A | #N/A | #N/A | #N/A | #N/A |  |  |  | FALSE | #N/A | #N/A | #N/A | #N/A | #N/A | #N/A | #N/A | #N/A | #N/A | #N/A
FALSE | #N/A | #N/A | #N/A | #N/A | #N/A | #N/A | #N/A | #N/A | #N/A | #N/A |  |  |  | FALSE | #N/A | #N/A | #N/A | #N/A | #N/A | #N/A | #N/A | #N/A | #N/A | #N/A
FALSE | #N/A | #N/A | #N/A | #N/A | #N/A | #N/A | #N/A | #N/A | #N/A | #N/A |  |  |  | FALSE | #N/A | #N/A | #N/A | #N/A | #N/A | #N/A | #N/A | #N/A | #N/A | #N/A
FALSE | #N/A | #N/A | #N/A | #N/A | #N/A | #N/A | #N/A | #N/A | #N/A | #N/A |  |  |  | FALSE | #N/A | #N/A | #N/A | #N/A | #N/A | #N/A | #N/A | #N/A | #N/A | #N/A
FALSE | #N/A | #N/A | #N/A | #N/A | #N/A | #N/A | #N/A | #N/A | #N/A | #N/A |  |  |  | FALSE | #N/A | #N/A | #N/A | #N/A | #N/A | #N/A | #N/A | #N/A | #N/A | #N/A
FALSE | #N/A | #N/A | #N/A | #N/A | #N/A | #N/A | #N/A | #N/A | #N/A | #N/A |  |  |  | FALSE | #N/A | #N/A | #N/A | #N/A | #N/A | #N/A | #N/A | #N/A | #N/A | #N/A
FALSE | #N/A | #N/A | #N/A | #N/A | #N/A | #N/A | #N/A | #N/A | #N/A | #N/A |  |  |  | FALSE | #N/A | #N/A | #N/A | #N/A | #N/A | #N/A | #N/A | #N/A | #N/A | #N/A
FALSE | #N/A | #N/A | #N/A | #N/A | #N/A | #N/A | #N/A | #N/A | #N/A | #N/A |  |  |  | FALSE | #N/A | #N/A | #N/A | #N/A | #N/A | #N/A | #N/A | #N/A | #N/A | #N/A
FALSE | #N/A | #N/A | #N/A | #N/A | #N/A | #N/A | #N/A | #N/A | #N/A | #N/A |  |  |  | FALSE | #N/A | #N/A | #N/A | #N/A | #N/A | #N/A | #N/A | #N/A | #N/A | #N/A
FALSE | #N/A | #N/A | #N/A | #N/A | #N/A | #N/A | #N/A | #N/A | #N/A | #N/A |  |  |  | FALSE | #N/A | #N/A | #N/A | #N/A | #N/A | #N/A | #N/A | #N/A | #N/A | #N/A
FALSE | #N/A | #N/A | #N/A | #N/A | #N/A | #N/A | #N/A | #N/A | #N/A | #N/A |  |  |  | FALSE | #N/A | #N/A | #N/A | #N/A | #N/A | #N/A | #N/A | #N/A | #N/A | #N/A
FALSE | #N/A | #N/A | #N/A | #N/A | #N/A | #N/A | #N/A | #N/A | #N/A | #N/A |  |  |  | FALSE | #N/A | #N/A | #N/A | #N/A | #N/A | #N/A | #N/A | #N/A | #N/A | #N/A
FALSE | #N/A | #N/A | #N/A | #N/A | #N/A | #N/A | #N/A | #N/A | #N/A | #N/A |  |  |  | FALSE | #N/A | #N/A | #N/A | #N/A | #N/A | #N/A | #N/A | #N/A | #N/A | #N/A
FALSE | #N/A | #N/A | #N/A | #N/A | #N/A | #N/A | #N/A | #N/A | #N/A | #N/A |  |  |  | FALSE | #N/A | #N/A | #N/A | #N/A | #N/A | #N/A | #N/A | #N/A | #N/A | #N/A
FALSE | #N/A | #N/A | #N/A | #N/A | #N/A | #N/A | #N/A | #N/A | #N/A | #N/A |  |  |  | FALSE | #N/A | #N/A | #N/A | #N/A | #N/A | #N/A | #N/A | #N/A | #N/A | #N/A
FALSE | #N/A | #N/A | #N/A | #N/A | #N/A | #N/A | #N/A | #N/A | #N/A | #N/A |  |  |  | FALSE | #N/A | #N/A | #N/A | #N/A | #N/A | #N/A | #N/A | #N/A | #N/A | #N/A
FALSE | #N/A | #N/A | #N/A | #N/A | #N/A | #N/A | #N/A | #N/A | #N/A | #N/A |  |  |  | FALSE | #N/A | #N/A | #N/A | #N/A | #N/A | #N/A | #N/A | #N/A | #N/A | #N/A
FALSE | #N/A | #N/A | #N/A | #N/A | #N/A | #N/A | #N/A | #N/A | #N/A | #N/A |  |  |  | FALSE | #N/A | #N/A | #N/A | #N/A | #N/A | #N/A | #N/A | #N/A | #N/A | #N/A
FALSE | #N/A | #N/A | #N/A | #N/A | #N/A | #N/A | #N/A | #N/A | #N/A | #N/A |  |  |  | FALSE | #N/A | #N/A | #N/A | #N/A | #N/A | #N/A | #N/A | #N/A | #N/A | #N/A
FALSE | #N/A | #N/A | #N/A | #N/A | #N/A | #N/A | #N/A | #N/A | #N/A | #N/A |  |  |  | FALSE | #N/A | #N/A | #N/A | #N/A | #N/A | #N/A | #N/A | #N/A | #N/A | #N/A
FALSE | #N/A | #N/A | #N/A | #N/A | #N/A | #N/A | #N/A | #N/A | #N/A | #N/A |  |  |  | FALSE | #N/A | #N/A | #N/A | #N/A | #N/A | #N/A | #N/A | #N/A | #N/A | #N/A
FALSE | #N/A | #N/A | #N/A | #N/A | #N/A | #N/A | #N/A | #N/A | #N/A | #N/A |  |  |  | FALSE | #N/A | #N/A | #N/A | #N/A | #N/A | #N/A | #N/A | #N/A | #N/A | #N/A
FALSE | #N/A | #N/A | #N/A | #N/A | #N/A | #N/A | #N/A | #N/A | #N/A | #N/A |  |  |  | FALSE | #N/A | #N/A | #N/A | #N/A | #N/A | #N/A | #N/A | #N/A | #N/A | #N/A
FALSE | #N/A | #N/A | #N/A | #N/A | #N/A | #N/A | #N/A | #N/A | #N/A | #N/A |  |  |  | FALSE | #N/A | #N/A | #N/A | #N/A | #N/A | #N/A | #N/A | #N/A | #N/A | #N/A
FALSE | #N/A | #N/A | #N/A | #N/A | #N/A | #N/A | #N/A | #N/A | #N/A | #N/A |  |  |  | FALSE | #N/A | #N/A | #N/A | #N/A | #N/A | #N/A | #N/A | #N/A | #N/A | #N/A
FALSE | #N/A | #N/A | #N/A | #N/A | #N/A | #N/A | #N/A | #N/A | #N/A | #N/A |  |  |  | FALSE | #N/A | #N/A | #N/A | #N/A | #N/A | #N/A | #N/A | #N/A | #N/A | #N/A
FALSE | #N/A | #N/A | #N/A | #N/A | #N/A | #N/A | #N/A | #N/A | #N/A | #N/A |  |  |  | FALSE | #N/A | #N/A | #N/A | #N/A | #N/A | #N/A | #N/A | #N/A | #N/A | #N/A
FALSE | #N/A | #N/A | #N/A | #N/A | #N/A | #N/A | #N/A | #N/A | #N/A | #N/A |  |  |  | FALSE | #N/A | #N/A | #N/A | #N/A | #N/A | #N/A | #N/A | #N/A | #N/A | #N/A
FALSE | #N/A | #N/A | #N/A | #N/A | #N/A | #N/A | #N/A | #N/A | #N/A | #N/A |  |  |  | FALSE | #N/A | #N/A | #N/A | #N/A | #N/A | #N/A | #N/A | #N/A | #N/A | #N/A
FALSE | #N/A | #N/A | #N/A | #N/A | #N/A | #N/A | #N/A | #N/A | #N/A | #N/A |  |  |  | FALSE | #N/A | #N/A | #N/A | #N/A | #N/A | #N/A | #N/A | #N/A | #N/A | #N/A
FALSE | #N/A | #N/A | #N/A | #N/A | #N/A | #N/A | #N/A | #N/A | #N/A | #N/A |  |  |  | FALSE | #N/A | #N/A | #N/A | #N/A | #N/A | #N/A | #N/A | #N/A | #N/A | #N/A
FALSE | #N/A | #N/A | #N/A | #N/A | #N/A | #N/A | #N/A | #N/A | #N/A | #N/A |  |  |  | FALSE | #N/A | #N/A | #N/A | #N/A | #N/A | #N/A | #N/A | #N/A | #N/A | #N/A
FALSE | #N/A | #N/A | #N/A | #N/A | #N/A | #N/A | #N/A | #N/A | #N/A | #N/A |  |  |  | FALSE | #N/A | #N/A | #N/A | #N/A | #N/A | #N/A | #N/A | #N/A | #N/A | #N/A
FALSE | #N/A | #N/A | #N/A | #N/A | #N/A | #N/A | #N/A | #N/A | #N/A | #N/A |  |  |  | FALSE | #N/A | #N/A | #N/A | #N/A | #N/A | #N/A | #N/A | #N/A | #N/A | #N/A
FALSE | #N/A | #N/A | #N/A | #N/A | #N/A | #N/A | #N/A | #N/A | #N/A | #N/A |  |  |  | FALSE | #N/A | #N/A | #N/A | #N/A | #N/A | #N/A | #N/A | #N/A | #N/A | #N/A
FALSE | #N/A | #N/A | #N/A | #N/A | #N/A | #N/A | #N/A | #N/A | #N/A | #N/A |  |  |  | FALSE | #N/A | #N/A | #N/A | #N/A | #N/A | #N/A | #N/A | #N/A | #N/A | #N/A
FALSE | #N/A | #N/A | #N/A | #N/A | #N/A | #N/A | #N/A | #N/A | #N/A | #N/A |  |  |  | FALSE | #N/A | #N/A | #N/A | #N/A | #N/A | #N/A | #N/A | #N/A | #N/A | #N/A
FALSE | #N/A | #N/A | #N/A | #N/A | #N/A | #N/A | #N/A | #N/A | #N/A | #N/A |  |  |  | FALSE | #N/A | #N/A | #N/A | #N/A | #N/A | #N/A | #N/A | #N/A | #N/A | #N/A
FALSE | #N/A | #N/A | #N/A | #N/A | #N/A | #N/A | #N/A | #N/A | #N/A | #N/A |  |  |  | FALSE | #N/A | #N/A | #N/A | #N/A | #N/A | #N/A | #N/A | #N/A | #N/A | #N/A
FALSE | #N/A | #N/A | #N/A | #N/A | #N/A | #N/A | #N/A | #N/A | #N/A | #N/A |  |  |  | FALSE | #N/A | #N/A | #N/A | #N/A | #N/A | #N/A | #N/A | #N/A | #N/A | #N/A
FALSE | #N/A | #N/A | #N/A | #N/A | #N/A | #N/A | #N/A | #N/A | #N/A | #N/A |  |  |  | FALSE | #N/A | #N/A | #N/A | #N/A | #N/A | #N/A | #N/A | #N/A | #N/A | #N/A
FALSE | #N/A | #N/A | #N/A | #N/A | #N/A | #N/A | #N/A | #N/A | #N/A | #N/A |  |  |  | FALSE | #N/A | #N/A | #N/A | #N/A | #N/A | #N/A | #N/A | #N/A | #N/A | #N/A
FALSE | #N/A | #N/A | #N/A | #N/A | #N/A | #N/A | #N/A | #N/A | #N/A | #N/A |  |  |  | FALSE | #N/A | #N/A | #N/A | #N/A | #N/A | #N/A | #N/A | #N/A | #N/A | #N/A
FALSE | #N/A | #N/A | #N/A | #N/A | #N/A | #N/A | #N/A | #N/A | #N/A | #N/A |  |  |  | FALSE | #N/A | #N/A | #N/A | #N/A | #N/A | #N/A | #N/A | #N/A | #N/A | #N/A
FALSE | #N/A | #N/A | #N/A | #N/A | #N/A | #N/A | #N/A | #N/A | #N/A | #N/A |  |  |  | FALSE | #N/A | #N/A | #N/A | #N/A | #N/A | #N/A | #N/A | #N/A | #N/A | #N/A
FALSE | #N/A | #N/A | #N/A | #N/A | #N/A | #N/A | #N/A | #N/A | #N/A | #N/A |  |  |  | FALSE | #N/A | #N/A | #N/A | #N/A | #N/A | #N/A | #N/A | #N/A | #N/A | #N/A
FALSE | #N/A | #N/A | #N/A | #N/A | #N/A | #N/A | #N/A | #N/A | #N/A | #N/A |  |  |  | FALSE | #N/A | #N/A | #N/A | #N/A | #N/A | #N/A | #N/A | #N/A | #N/A | #N/A
FALSE | #N/A | #N/A | #N/A | #N/A | #N/A | #N/A | #N/A | #N/A | #N/A | #N/A |  |  |  | FALSE | #N/A | #N/A | #N/A | #N/A | #N/A | #N/A | #N/A | #N/A | #N/A | #N/A
FALSE | #N/A | #N/A | #N/A | #N/A | #N/A | #N/A | #N/A | #N/A | #N/A | #N/A |  |  |  | FALSE | #N/A | #N/A | #N/A | #N/A | #N/A | #N/A | #N/A | #N/A | #N/A | #N/A
FALSE | #N/A | #N/A | #N/A | #N/A | #N/A | #N/A | #N/A | #N/A | #N/A | #N/A |  |  |  | FALSE | #N/A | #N/A | #N/A | #N/A | #N/A | #N/A | #N/A | #N/A | #N/A | #N/A
FALSE | #N/A | #N/A | #N/A | #N/A | #N/A | #N/A | #N/A | #N/A | #N/A | #N/A |  |  |  | FALSE | #N/A | #N/A | #N/A | #N/A | #N/A | #N/A | #N/A | #N/A | #N/A | #N/A
FALSE | #N/A | #N/A | #N/A | #N/A | #N/A | #N/A | #N/A | #N/A | #N/A | #N/A |  |  |  | FALSE | #N/A | #N/A | #N/A | #N/A | #N/A | #N/A | #N/A | #N/A | #N/A | #N/A
FALSE | #N/A | #N/A | #N/A | #N/A | #N/A | #N/A | #N/A | #N/A | #N/A | #N/A |  |  |  | FALSE | #N/A | #N/A | #N/A | #N/A | #N/A | #N/A | #N/A | #N/A | #N/A | #N/A
FALSE | #N/A | #N/A | #N/A | #N/A | #N/A | #N/A | #N/A | #N/A | #N/A | #N/A |  |  |  | FALSE | #N/A | #N/A | #N/A | #N/A | #N/A | #N/A | #N/A | #N/A | #N/A | #N/A
FALSE | #N/A | #N/A | #N/A | #N/A | #N/A | #N/A | #N/A | #N/A | #N/A | #N/A |  |  |  | FALSE | #N/A | #N/A | #N/A | #N/A | #N/A | #N/A | #N/A | #N/A | #N/A | #N/A
FALSE | #N/A | #N/A | #N/A | #N/A | #N/A | #N/A | #N/A | #N/A | #N/A | #N/A |  |  |  | FALSE | #N/A | #N/A | #N/A | #N/A | #N/A | #N/A | #N/A | #N/A | #N/A | #N/A
FALSE | #N/A | #N/A | #N/A | #N/A | #N/A | #N/A | #N/A | #N/A | #N/A | #N/A |  |  |  | FALSE | #N/A | #N/A | #N/A | #N/A | #N/A | #N/A | #N/A | #N/A | #N/A | #N/A
FALSE | #N/A | #N/A | #N/A | #N/A | #N/A | #N/A | #N/A | #N/A | #N/A | #N/A |  |  |  | FALSE | #N/A | #N/A | #N/A | #N/A | #N/A | #N/A | #N/A | #N/A | #N/A | #N/A
FALSE | #N/A | #N/A | #N/A | #N/A | #N/A | #N/A | #N/A | #N/A | #N/A | #N/A |  |  |  | FALSE | #N/A | #N/A | #N/A | #N/A | #N/A | #N/A | #N/A | #N/A | #N/A | #N/A
FALSE | #N/A | #N/A | #N/A | #N/A | #N/A | #N/A | #N/A | #N/A | #N/A | #N/A |  |  |  | FALSE | #N/A | #N/A | #N/A | #N/A | #N/A | #N/A | #N/A | #N/A | #N/A | #N/A
FALSE | #N/A | #N/A | #N/A | #N/A | #N/A | #N/A | #N/A | #N/A | #N/A | #N/A |  |  |  | FALSE | #N/A | #N/A | #N/A | #N/A | #N/A | #N/A | #N/A | #N/A | #N/A | #N/A
FALSE | #N/A | #N/A | #N/A | #N/A | #N/A | #N/A | #N/A | #N/A | #N/A | #N/A |  |  |  | FALSE | #N/A | #N/A | #N/A | #N/A | #N/A | #N/A | #N/A | #N/A | #N/A | #N/A
FALSE | #N/A | #N/A | #N/A | #N/A | #N/A | #N/A | #N/A | #N/A | #N/A | #N/A |  |  |  | FALSE | #N/A | #N/A | #N/A | #N/A | #N/A | #N/A | #N/A | #N/A | #N/A | #N/A
FALSE | #N/A | #N/A | #N/A | #N/A | #N/A | #N/A | #N/A | #N/A | #N/A | #N/A |  |  |  | FALSE | #N/A | #N/A | #N/A | #N/A | #N/A | #N/A | #N/A | #N/A | #N/A | #N/A
FALSE | #N/A | #N/A | #N/A | #N/A | #N/A | #N/A | #N/A | #N/A | #N/A | #N/A |  |  |  | FALSE | #N/A | #N/A | #N/A | #N/A | #N/A | #N/A | #N/A | #N/A | #N/A | #N/A
FALSE | #N/A | #N/A | #N/A | #N/A | #N/A | #N/A | #N/A | #N/A | #N/A | #N/A |  |  |  | FALSE | #N/A | #N/A | #N/A | #N/A | #N/A | #N/A | #N/A | #N/A | #N/A | #N/A
FALSE | #N/A | #N/A | #N/A | #N/A | #N/A | #N/A | #N/A | #N/A | #N/A | #N/A |  |  |  | FALSE | #N/A | #N/A | #N/A | #N/A | #N/A | #N/A | #N/A | #N/A | #N/A | #N/A
FALSE | #N/A | #N/A | #N/A | #N/A | #N/A | #N/A | #N/A | #N/A | #N/A | #N/A |  |  |  | FALSE | #N/A | #N/A | #N/A | #N/A | #N/A | #N/A | #N/A | #N/A | #N/A | #N/A
FALSE | #N/A | #N/A | #N/A | #N/A | #N/A | #N/A | #N/A | #N/A | #N/A | #N/A |  |  |  | FALSE | #N/A | #N/A | #N/A | #N/A | #N/A | #N/A | #N/A | #N/A | #N/A | #N/A
FALSE | #N/A | #N/A | #N/A | #N/A | #N/A | #N/A | #N/A | #N/A | #N/A | #N/A |  |  |  | FALSE | #N/A | #N/A | #N/A | #N/A | #N/A | #N/A | #N/A | #N/A | #N/A | #N/A
FALSE | #N/A | #N/A | #N/A | #N/A | #N/A | #N/A | #N/A | #N/A | #N/A | #N/A |  |  |  | FALSE | #N/A | #N/A | #N/A | #N/A | #N/A | #N/A | #N/A | #N/A | #N/A | #N/A
FALSE | #N/A | #N/A | #N/A | #N/A | #N/A | #N/A | #N/A | #N/A | #N/A | #N/A |  |  |  | FALSE | #N/A | #N/A | #N/A | #N/A | #N/A | #N/A | #N/A | #N/A | #N/A | #N/A
FALSE | #N/A | #N/A | #N/A | #N/A | #N/A | #N/A | #N/A | #N/A | #N/A | #N/A |  |  |  | FALSE | #N/A | #N/A | #N/A | #N/A | #N/A | #N/A | #N/A | #N/A | #N/A | #N/A
FALSE | #N/A | #N/A | #N/A | #N/A | #N/A | #N/A | #N/A | #N/A | #N/A | #N/A |  |  |  | FALSE | #N/A | #N/A | #N/A | #N/A | #N/A | #N/A | #N/A | #N/A | #N/A | #N/A
FALSE | #N/A | #N/A | #N/A | #N/A | #N/A | #N/A | #N/A | #N/A | #N/A | #N/A |  |  |  | FALSE | #N/A | #N/A | #N/A | #N/A | #N/A | #N/A | #N/A | #N/A | #N/A | #N/A
FALSE | #N/A | #N/A | #N/A | #N/A | #N/A | #N/A | #N/A | #N/A | #N/A | #N/A |  |  |  | FALSE | #N/A | #N/A | #N/A | #N/A | #N/A | #N/A | #N/A | #N/A | #N/A | #N/A
FALSE | #N/A | #N/A | #N/A | #N/A | #N/A | #N/A | #N/A | #N/A | #N/A | #N/A |  |  |  | FALSE | #N/A | #N/A | #N/A | #N/A | #N/A | #N/A | #N/A | #N/A | #N/A | #N/A
FALSE | #N/A | #N/A | #N/A | #N/A | #N/A | #N/A | #N/A | #N/A | #N/A | #N/A |  |  |  | FALSE | #N/A | #N/A | #N/A | #N/A | #N/A | #N/A | #N/A | #N/A | #N/A | #N/A
FALSE | #N/A | #N/A | #N/A | #N/A | #N/A | #N/A | #N/A | #N/A | #N/A | #N/A |  |  |  | FALSE | #N/A | #N/A | #N/A | #N/A | #N/A | #N/A | #N/A | #N/A | #N/A | #N/A
FALSE | #N/A | #N/A | #N/A | #N/A | #N/A | #N/A | #N/A | #N/A | #N/A | #N/A |  |  |  | FALSE | #N/A | #N/A | #N/A | #N/A | #N/A | #N/A | #N/A | #N/A | #N/A | #N/A
FALSE | #N/A | #N/A | #N/A | #N/A | #N/A | #N/A | #N/A | #N/A | #N/A | #N/A |  |  |  | FALSE | #N/A | #N/A | #N/A | #N/A | #N/A | #N/A | #N/A | #N/A | #N/A | #N/A
FALSE | #N/A | #N/A | #N/A | #N/A | #N/A | #N/A | #N/A | #N/A | #N/A | #N/A |  |  |  | FALSE | #N/A | #N/A | #N/A | #N/A | #N/A | #N/A | #N/A | #N/A | #N/A | #N/A
FALSE | #N/A | #N/A | #N/A | #N/A | #N/A | #N/A | #N/A | #N/A | #N/A | #N/A |  |  |  | FALSE | #N/A | #N/A | #N/A | #N/A | #N/A | #N/A | #N/A | #N/A | #N/A | #N/A
FALSE | #N/A | #N/A | #N/A | #N/A | #N/A | #N/A | #N/A | #N/A | #N/A | #N/A |  |  |  | FALSE | #N/A | #N/A | #N/A | #N/A | #N/A | #N/A | #N/A | #N/A | #N/A | #N/A
FALSE | #N/A | #N/A | #N/A | #N/A | #N/A | #N/A | #N/A | #N/A | #N/A | #N/A |  |  |  | FALSE | #N/A | #N/A | #N/A | #N/A | #N/A | #N/A | #N/A | #N/A | #N/A | #N/A
FALSE | #N/A | #N/A | #N/A | #N/A | #N/A | #N/A | #N/A | #N/A | #N/A | #N/A |  |  |  | FALSE | #N/A | #N/A | #N/A | #N/A | #N/A | #N/A | #N/A | #N/A | #N/A | #N/A
FALSE | #N/A | #N/A | #N/A | #N/A | #N/A | #N/A | #N/A | #N/A | #N/A | #N/A |  |  |  | FALSE | #N/A | #N/A | #N/A | #N/A | #N/A | #N/A | #N/A | #N/A | #N/A | #N/A
FALSE | #N/A | #N/A | #N/A | #N/A | #N/A | #N/A | #N/A | #N/A | #N/A | #N/A |  |  |  | FALSE | #N/A | #N/A | #N/A | #N/A | #N/A | #N/A | #N/A | #N/A | #N/A | #N/A
FALSE | #N/A | #N/A | #N/A | #N/A | #N/A | #N/A | #N/A | #N/A | #N/A | #N/A |  |  |  | FALSE | #N/A | #N/A | #N/A | #N/A | #N/A | #N/A | #N/A | #N/A | #N/A | #N/A
FALSE | #N/A | #N/A | #N/A | #N/A | #N/A | #N/A | #N/A | #N/A | #N/A | #N/A |  |  |  | FALSE | #N/A | #N/A | #N/A | #N/A | #N/A | #N/A | #N/A | #N/A | #N/A | #N/A
FALSE | #N/A | #N/A | #N/A | #N/A | #N/A | #N/A | #N/A | #N/A | #N/A | #N/A |  |  |  | FALSE | #N/A | #N/A | #N/A | #N/A | #N/A | #N/A | #N/A | #N/A | #N/A | #N/A
FALSE | #N/A | #N/A | #N/A | #N/A | #N/A | #N/A | #N/A | #N/A | #N/A | #N/A |  |  |  | FALSE | #N/A | #N/A | #N/A | #N/A | #N/A | #N/A | #N/A | #N/A | #N/A | #N/A
FALSE | #N/A | #N/A | #N/A | #N/A | #N/A | #N/A | #N/A | #N/A | #N/A | #N/A |  |  |  | FALSE | #N/A | #N/A | #N/A | #N/A | #N/A | #N/A | #N/A | #N/A | #N/A | #N/A
FALSE | #N/A | #N/A | #N/A | #N/A | #N/A | #N/A | #N/A | #N/A | #N/A | #N/A |  |  |  | FALSE | #N/A | #N/A | #N/A | #N/A | #N/A | #N/A | #N/A | #N/A | #N/A | #N/A
FALSE | #N/A | #N/A | #N/A | #N/A | #N/A | #N/A | #N/A | #N/A | #N/A | #N/A |  |  |  | FALSE | #N/A | #N/A | #N/A | #N/A | #N/A | #N/A | #N/A | #N/A | #N/A | #N/A
FALSE | #N/A | #N/A | #N/A | #N/A | #N/A | #N/A | #N/A | #N/A | #N/A | #N/A |  |  |  | FALSE | #N/A | #N/A | #N/A | #N/A | #N/A | #N/A | #N/A | #N/A | #N/A | #N/A
FALSE | #N/A | #N/A | #N/A | #N/A | #N/A | #N/A | #N/A | #N/A | #N/A | #N/A |  |  |  | FALSE | #N/A | #N/A | #N/A | #N/A | #N/A | #N/A | #N/A | #N/A | #N/A | #N/A
FALSE | #N/A | #N/A | #N/A | #N/A | #N/A | #N/A | #N/A | #N/A | #N/A | #N/A |  |  |  | FALSE | #N/A | #N/A | #N/A | #N/A | #N/A | #N/A | #N/A | #N/A | #N/A | #N/A
FALSE | #N/A | #N/A | #N/A | #N/A | #N/A | #N/A | #N/A | #N/A | #N/A | #N/A |  |  |  | FALSE | #N/A | #N/A | #N/A | #N/A | #N/A | #N/A | #N/A | #N/A | #N/A | #N/A
FALSE | #N/A | #N/A | #N/A | #N/A | #N/A | #N/A | #N/A | #N/A | #N/A | #N/A |  |  |  | FALSE | #N/A | #N/A | #N/A | #N/A | #N/A | #N/A | #N/A | #N/A | #N/A | #N/A
FALSE | #N/A | #N/A | #N/A | #N/A | #N/A | #N/A | #N/A | #N/A | #N/A | #N/A |  |  |  | FALSE | #N/A | #N/A | #N/A | #N/A | #N/A | #N/A | #N/A | #N/A | #N/A | #N/A
FALSE | #N/A | #N/A | #N/A | #N/A | #N/A | #N/A | #N/A | #N/A | #N/A | #N/A |  |  |  | FALSE | #N/A | #N/A | #N/A | #N/A | #N/A | #N/A | #N/A | #N/A | #N/A | #N/A
FALSE | #N/A | #N/A | #N/A | #N/A | #N/A | #N/A | #N/A | #N/A | #N/A | #N/A |  |  |  | FALSE | #N/A | #N/A | #N/A | #N/A | #N/A | #N/A | #N/A | #N/A | #N/A | #N/A
FALSE | #N/A | #N/A | #N/A | #N/A | #N/A | #N/A | #N/A | #N/A | #N/A | #N/A |  |  |  | FALSE | #N/A | #N/A | #N/A | #N/A | #N/A | #N/A | #N/A | #N/A | #N/A | #N/A
FALSE | #N/A | #N/A | #N/A | #N/A | #N/A | #N/A | #N/A | #N/A | #N/A | #N/A |  |  |  | FALSE | #N/A | #N/A | #N/A | #N/A | #N/A | #N/A | #N/A | #N/A | #N/A | #N/A
FALSE | #N/A | #N/A | #N/A | #N/A | #N/A | #N/A | #N/A | #N/A | #N/A | #N/A |  |  |  | FALSE | #N/A | #N/A | #N/A | #N/A | #N/A | #N/A | #N/A | #N/A | #N/A | #N/A
FALSE | #N/A | #N/A | #N/A | #N/A | #N/A | #N/A | #N/A | #N/A | #N/A | #N/A |  |  |  | FALSE | #N/A | #N/A | #N/A | #N/A | #N/A | #N/A | #N/A | #N/A | #N/A | #N/A
FALSE | #N/A | #N/A | #N/A | #N/A | #N/A | #N/A | #N/A | #N/A | #N/A | #N/A |  |  |  | FALSE | #N/A | #N/A | #N/A | #N/A | #N/A | #N/A | #N/A | #N/A | #N/A | #N/A
FALSE | #N/A | #N/A | #N/A | #N/A | #N/A | #N/A | #N/A | #N/A | #N/A | #N/A |  |  |  | FALSE | #N/A | #N/A | #N/A | #N/A | #N/A | #N/A | #N/A | #N/A | #N/A | #N/A
FALSE | #N/A | #N/A | #N/A | #N/A | #N/A | #N/A | #N/A | #N/A | #N/A | #N/A |  |  |  | FALSE | #N/A | #N/A | #N/A | #N/A | #N/A | #N/A | #N/A | #N/A | #N/A | #N/A
FALSE | #N/A | #N/A | #N/A | #N/A | #N/A | #N/A | #N/A | #N/A | #N/A | #N/A |  |  |  | FALSE | #N/A | #N/A | #N/A | #N/A | #N/A | #N/A | #N/A | #N/A | #N/A | #N/A
FALSE | #N/A | #N/A | #N/A | #N/A | #N/A | #N/A | #N/A | #N/A | #N/A | #N/A |  |  |  | FALSE | #N/A | #N/A | #N/A | #N/A | #N/A | #N/A | #N/A | #N/A | #N/A | #N/A
FALSE | #N/A | #N/A | #N/A | #N/A | #N/A | #N/A | #N/A | #N/A | #N/A | #N/A |  |  |  | FALSE | #N/A | #N/A | #N/A | #N/A | #N/A | #N/A | #N/A | #N/A | #N/A | #N/A
FALSE | #N/A | #N/A | #N/A | #N/A | #N/A | #N/A | #N/A | #N/A | #N/A | #N/A |  |  |  | FALSE | #N/A | #N/A | #N/A | #N/A | #N/A | #N/A | #N/A | #N/A | #N/A | #N/A
FALSE | #N/A | #N/A | #N/A | #N/A | #N/A | #N/A | #N/A | #N/A | #N/A | #N/A |  |  |  | FALSE | #N/A | #N/A | #N/A | #N/A | #N/A | #N/A | #N/A | #N/A | #N/A | #N/A
FALSE | #N/A | #N/A | #N/A | #N/A | #N/A | #N/A | #N/A | #N/A | #N/A | #N/A |  |  |  | FALSE | #N/A | #N/A | #N/A | #N/A | #N/A | #N/A | #N/A | #N/A | #N/A | #N/A
FALSE | #N/A | #N/A | #N/A | #N/A | #N/A | #N/A | #N/A | #N/A | #N/A | #N/A |  |  |  | FALSE | #N/A | #N/A | #N/A | #N/A | #N/A | #N/A | #N/A | #N/A | #N/A | #N/A
FALSE | #N/A | #N/A | #N/A | #N/A | #N/A | #N/A | #N/A | #N/A | #N/A | #N/A |  |  |  | FALSE | #N/A | #N/A | #N/A | #N/A | #N/A | #N/A | #N/A | #N/A | #N/A | #N/A
FALSE | #N/A | #N/A | #N/A | #N/A | #N/A | #N/A | #N/A | #N/A | #N/A | #N/A |  |  |  | FALSE | #N/A | #N/A | #N/A | #N/A | #N/A | #N/A | #N/A | #N/A | #N/A | #N/A
FALSE | #N/A | #N/A | #N/A | #N/A | #N/A | #N/A | #N/A | #N/A | #N/A | #N/A |  |  |  | FALSE | #N/A | #N/A | #N/A | #N/A | #N/A | #N/A | #N/A | #N/A | #N/A | #N/A
FALSE | #N/A | #N/A | #N/A | #N/A | #N/A | #N/A | #N/A | #N/A | #N/A | #N/A |  |  |  | FALSE | #N/A | #N/A | #N/A | #N/A | #N/A | #N/A | #N/A | #N/A | #N/A | #N/A
FALSE | #N/A | #N/A | #N/A | #N/A | #N/A | #N/A | #N/A | #N/A | #N/A | #N/A |  |  |  | FALSE | #N/A | #N/A | #N/A | #N/A | #N/A | #N/A | #N/A | #N/A | #N/A | #N/A
FALSE | #N/A | #N/A | #N/A | #N/A | #N/A | #N/A | #N/A | #N/A | #N/A | #N/A |  |  |  | FALSE | #N/A | #N/A | #N/A | #N/A | #N/A | #N/A | #N/A | #N/A | #N/A | #N/A
FALSE | #N/A | #N/A | #N/A | #N/A | #N/A | #N/A | #N/A | #N/A | #N/A | #N/A |  |  |  | FALSE | #N/A | #N/A | #N/A | #N/A | #N/A | #N/A | #N/A | #N/A | #N/A | #N/A
FALSE | #N/A | #N/A | #N/A | #N/A | #N/A | #N/A | #N/A | #N/A | #N/A | #N/A |  |  |  | FALSE | #N/A | #N/A | #N/A | #N/A | #N/A | #N/A | #N/A | #N/A | #N/A | #N/A
FALSE | #N/A | #N/A | #N/A | #N/A | #N/A | #N/A | #N/A | #N/A | #N/A | #N/A |  |  |  | FALSE | #N/A | #N/A | #N/A | #N/A | #N/A | #N/A | #N/A | #N/A | #N/A | #N/A
FALSE | #N/A | #N/A | #N/A | #N/A | #N/A | #N/A | #N/A | #N/A | #N/A | #N/A |  |  |  | FALSE | #N/A | #N/A | #N/A | #N/A | #N/A | #N/A | #N/A | #N/A | #N/A | #N/A
FALSE | #N/A | #N/A | #N/A | #N/A | #N/A | #N/A | #N/A | #N/A | #N/A | #N/A |  |  |  | FALSE | #N/A | #N/A | #N/A | #N/A | #N/A | #N/A | #N/A | #N/A | #N/A | #N/A
FALSE | #N/A | #N/A | #N/A | #N/A | #N/A | #N/A | #N/A | #N/A | #N/A | #N/A |  |  |  | FALSE | #N/A | #N/A | #N/A | #N/A | #N/A | #N/A | #N/A | #N/A | #N/A | #N/A
FALSE | #N/A | #N/A | #N/A | #N/A | #N/A | #N/A | #N/A | #N/A | #N/A | #N/A |  |  |  | FALSE | #N/A | #N/A | #N/A | #N/A | #N/A | #N/A | #N/A | #N/A | #N/A | #N/A
FALSE | #N/A | #N/A | #N/A | #N/A | #N/A | #N/A | #N/A | #N/A | #N/A | #N/A |  |  |  | FALSE | #N/A | #N/A | #N/A | #N/A | #N/A | #N/A | #N/A | #N/A | #N/A | #N/A
FALSE | #N/A | #N/A | #N/A | #N/A | #N/A | #N/A | #N/A | #N/A | #N/A | #N/A |  |  |  | FALSE | #N/A | #N/A | #N/A | #N/A | #N/A | #N/A | #N/A | #N/A | #N/A | #N/A
FALSE | #N/A | #N/A | #N/A | #N/A | #N/A | #N/A | #N/A | #N/A | #N/A | #N/A |  |  |  | FALSE | #N/A | #N/A | #N/A | #N/A | #N/A | #N/A | #N/A | #N/A | #N/A | #N/A
FALSE | #N/A | #N/A | #N/A | #N/A | #N/A | #N/A | #N/A | #N/A | #N/A | #N/A |  |  |  | FALSE | #N/A | #N/A | #N/A | #N/A | #N/A | #N/A | #N/A | #N/A | #N/A | #N/A
FALSE | #N/A | #N/A | #N/A | #N/A | #N/A | #N/A | #N/A | #N/A | #N/A | #N/A |  |  |  | FALSE | #N/A | #N/A | #N/A | #N/A | #N/A | #N/A | #N/A | #N/A | #N/A | #N/A
FALSE | #N/A | #N/A | #N/A | #N/A | #N/A | #N/A | #N/A | #N/A | #N/A | #N/A |  |  |  | FALSE | #N/A | #N/A | #N/A | #N/A | #N/A | #N/A | #N/A | #N/A | #N/A | #N/A
FALSE | #N/A | #N/A | #N/A | #N/A | #N/A | #N/A | #N/A | #N/A | #N/A | #N/A |  |  |  | FALSE | #N/A | #N/A | #N/A | #N/A | #N/A | #N/A | #N/A | #N/A | #N/A | #N/A
FALSE | #N/A | #N/A | #N/A | #N/A | #N/A | #N/A | #N/A | #N/A | #N/A | #N/A |  |  |  | FALSE | #N/A | #N/A | #N/A | #N/A | #N/A | #N/A | #N/A | #N/A | #N/A | #N/A
FALSE | #N/A | #N/A | #N/A | #N/A | #N/A | #N/A | #N/A | #N/A | #N/A | #N/A |  |  |  | FALSE | #N/A | #N/A | #N/A | #N/A | #N/A | #N/A | #N/A | #N/A | #N/A | #N/A
FALSE | #N/A | #N/A | #N/A | #N/A | #N/A | #N/A | #N/A | #N/A | #N/A | #N/A |  |  |  | FALSE | #N/A | #N/A | #N/A | #N/A | #N/A | #N/A | #N/A | #N/A | #N/A | #N/A
FALSE | #N/A | #N/A | #N/A | #N/A | #N/A | #N/A | #N/A | #N/A | #N/A | #N/A |  |  |  | FALSE | #N/A | #N/A | #N/A | #N/A | #N/A | #N/A | #N/A | #N/A | #N/A | #N/A
FALSE | #N/A | #N/A | #N/A | #N/A | #N/A | #N/A | #N/A | #N/A | #N/A | #N/A |  |  |  | FALSE | #N/A | #N/A | #N/A | #N/A | #N/A | #N/A | #N/A | #N/A | #N/A | #N/A
FALSE | #N/A | #N/A | #N/A | #N/A | #N/A | #N/A | #N/A | #N/A | #N/A | #N/A |  |  |  | FALSE | #N/A | #N/A | #N/A | #N/A | #N/A | #N/A | #N/A | #N/A | #N/A | #N/A
FALSE | #N/A | #N/A | #N/A | #N/A | #N/A | #N/A | #N/A | #N/A | #N/A | #N/A |  |  |  | FALSE | #N/A | #N/A | #N/A | #N/A | #N/A | #N/A | #N/A | #N/A | #N/A | #N/A
FALSE | #N/A | #N/A | #N/A | #N/A | #N/A | #N/A | #N/A | #N/A | #N/A | #N/A |  |  |  | FALSE | #N/A | #N/A | #N/A | #N/A | #N/A | #N/A | #N/A | #N/A | #N/A | #N/A
FALSE | #N/A | #N/A | #N/A | #N/A | #N/A | #N/A | #N/A | #N/A | #N/A | #N/A |  |  |  | FALSE | #N/A | #N/A | #N/A | #N/A | #N/A | #N/A | #N/A | #N/A | #N/A | #N/A
FALSE | #N/A | #N/A | #N/A | #N/A | #N/A | #N/A | #N/A | #N/A | #N/A | #N/A |  |  |  | FALSE | #N/A | #N/A | #N/A | #N/A | #N/A | #N/A | #N/A | #N/A | #N/A | #N/A
FALSE | #N/A | #N/A | #N/A | #N/A | #N/A | #N/A | #N/A | #N/A | #N/A | #N/A |  |  |  | FALSE | #N/A | #N/A | #N/A | #N/A | #N/A | #N/A | #N/A | #N/A | #N/A | #N/A
FALSE | #N/A | #N/A | #N/A | #N/A | #N/A | #N/A | #N/A | #N/A | #N/A | #N/A |  |  |  | FALSE | #N/A | #N/A | #N/A | #N/A | #N/A | #N/A | #N/A | #N/A | #N/A | #N/A
FALSE | #N/A | #N/A | #N/A | #N/A | #N/A | #N/A | #N/A | #N/A | #N/A | #N/A |  |  |  | FALSE | #N/A | #N/A | #N/A | #N/A | #N/A | #N/A | #N/A | #N/A | #N/A | #N/A
FALSE | #N/A | #N/A | #N/A | #N/A | #N/A | #N/A | #N/A | #N/A | #N/A | #N/A |  |  |  | FALSE | #N/A | #N/A | #N/A | #N/A | #N/A | #N/A | #N/A | #N/A | #N/A | #N/A
FALSE | #N/A | #N/A | #N/A | #N/A | #N/A | #N/A | #N/A | #N/A | #N/A | #N/A |  |  |  | FALSE | #N/A | #N/A | #N/A | #N/A | #N/A | #N/A | #N/A | #N/A | #N/A | #N/A
FALSE | #N/A | #N/A | #N/A | #N/A | #N/A | #N/A | #N/A | #N/A | #N/A | #N/A |  |  |  | FALSE | #N/A | #N/A | #N/A | #N/A | #N/A | #N/A | #N/A | #N/A | #N/A | #N/A
FALSE | #N/A | #N/A | #N/A | #N/A | #N/A | #N/A | #N/A | #N/A | #N/A | #N/A |  |  |  | FALSE | #N/A | #N/A | #N/A | #N/A | #N/A | #N/A | #N/A | #N/A | #N/A | #N/A
FALSE | #N/A | #N/A | #N/A | #N/A | #N/A | #N/A | #N/A | #N/A | #N/A | #N/A |  |  |  | FALSE | #N/A | #N/A | #N/A | #N/A | #N/A | #N/A | #N/A | #N/A | #N/A | #N/A
FALSE | #N/A | #N/A | #N/A | #N/A | #N/A | #N/A | #N/A | #N/A | #N/A | #N/A |  |  |  | FALSE | #N/A | #N/A | #N/A | #N/A | #N/A | #N/A | #N/A | #N/A | #N/A | #N/A
FALSE | #N/A | #N/A | #N/A | #N/A | #N/A | #N/A | #N/A | #N/A | #N/A | #N/A |  |  |  | FALSE | #N/A | #N/A | #N/A | #N/A | #N/A | #N/A | #N/A | #N/A | #N/A | #N/A
FALSE | #N/A | #N/A | #N/A | #N/A | #N/A | #N/A | #N/A | #N/A | #N/A | #N/A |  |  |  | FALSE | #N/A | #N/A | #N/A | #N/A | #N/A | #N/A | #N/A | #N/A | #N/A | #N/A
FALSE | #N/A | #N/A | #N/A | #N/A | #N/A | #N/A | #N/A | #N/A | #N/A | #N/A |  |  |  | FALSE | #N/A | #N/A | #N/A | #N/A | #N/A | #N/A | #N/A | #N/A | #N/A | #N/A
FALSE | #N/A | #N/A | #N/A | #N/A | #N/A | #N/A | #N/A | #N/A | #N/A | #N/A |  |  |  | FALSE | #N/A | #N/A | #N/A | #N/A | #N/A | #N/A | #N/A | #N/A | #N/A | #N/A
FALSE | #N/A | #N/A | #N/A | #N/A | #N/A | #N/A | #N/A | #N/A | #N/A | #N/A |  |  |  | FALSE | #N/A | #N/A | #N/A | #N/A | #N/A | #N/A | #N/A | #N/A | #N/A | #N/A
FALSE | #N/A | #N/A | #N/A | #N/A | #N/A | #N/A | #N/A | #N/A | #N/A | #N/A |  |  |  | FALSE | #N/A | #N/A | #N/A | #N/A | #N/A | #N/A | #N/A | #N/A | #N/A | #N/A
FALSE | #N/A | #N/A | #N/A | #N/A | #N/A | #N/A | #N/A | #N/A | #N/A | #N/A |  |  |  | FALSE | #N/A | #N/A | #N/A | #N/A | #N/A | #N/A | #N/A | #N/A | #N/A | #N/A
FALSE | #N/A | #N/A | #N/A | #N/A | #N/A | #N/A | #N/A | #N/A | #N/A | #N/A |  |  |  | FALSE | #N/A | #N/A | #N/A | #N/A | #N/A | #N/A | #N/A | #N/A | #N/A | #N/A
FALSE | #N/A | #N/A | #N/A | #N/A | #N/A | #N/A | #N/A | #N/A | #N/A | #N/A |  |  |  | FALSE | #N/A | #N/A | #N/A | #N/A | #N/A | #N/A | #N/A | #N/A | #N/A | #N/A
FALSE | #N/A | #N/A | #N/A | #N/A | #N/A | #N/A | #N/A | #N/A | #N/A | #N/A |  |  |  | FALSE | #N/A | #N/A | #N/A | #N/A | #N/A | #N/A | #N/A | #N/A | #N/A | #N/A
FALSE | #N/A | #N/A | #N/A | #N/A | #N/A | #N/A | #N/A | #N/A | #N/A | #N/A |  |  |  | FALSE | #N/A | #N/A | #N/A | #N/A | #N/A | #N/A | #N/A | #N/A | #N/A | #N/A
FALSE | #N/A | #N/A | #N/A | #N/A | #N/A | #N/A | #N/A | #N/A | #N/A | #N/A |  |  |  | FALSE | #N/A | #N/A | #N/A | #N/A | #N/A | #N/A | #N/A | #N/A | #N/A | #N/A
FALSE | #N/A | #N/A | #N/A | #N/A | #N/A | #N/A | #N/A | #N/A | #N/A | #N/A |  |  |  | FALSE | #N/A | #N/A | #N/A | #N/A | #N/A | #N/A | #N/A | #N/A | #N/A | #N/A
FALSE | #N/A | #N/A | #N/A | #N/A | #N/A | #N/A | #N/A | #N/A | #N/A | #N/A |  |  |  | FALSE | #N/A | #N/A | #N/A | #N/A | #N/A | #N/A | #N/A | #N/A | #N/A | #N/A
FALSE | #N/A | #N/A | #N/A | #N/A | #N/A | #N/A | #N/A | #N/A | #N/A | #N/A |  |  |  | FALSE | #N/A | #N/A | #N/A | #N/A | #N/A | #N/A | #N/A | #N/A | #N/A | #N/A
FALSE | #N/A | #N/A | #N/A | #N/A | #N/A | #N/A | #N/A | #N/A | #N/A | #N/A |  |  |  | FALSE | #N/A | #N/A | #N/A | #N/A | #N/A | #N/A | #N/A | #N/A | #N/A | #N/A
FALSE | #N/A | #N/A | #N/A | #N/A | #N/A | #N/A | #N/A | #N/A | #N/A | #N/A |  |  |  | FALSE | #N/A | #N/A | #N/A | #N/A | #N/A | #N/A | #N/A | #N/A | #N/A | #N/A
FALSE | #N/A | #N/A | #N/A | #N/A | #N/A | #N/A | #N/A | #N/A | #N/A | #N/A |  |  |  | FALSE | #N/A | #N/A | #N/A | #N/A | #N/A | #N/A | #N/A | #N/A | #N/A | #N/A
FALSE | #N/A | #N/A | #N/A | #N/A | #N/A | #N/A | #N/A | #N/A | #N/A | #N/A |  |  |  | FALSE | #N/A | #N/A | #N/A | #N/A | #N/A | #N/A | #N/A | #N/A | #N/A | #N/A
FALSE | #N/A | #N/A | #N/A | #N/A | #N/A | #N/A | #N/A | #N/A | #N/A | #N/A |  |  |  | FALSE | #N/A | #N/A | #N/A | #N/A | #N/A | #N/A | #N/A | #N/A | #N/A | #N/A
FALSE | #N/A | #N/A | #N/A | #N/A | #N/A | #N/A | #N/A | #N/A | #N/A | #N/A |  |  |  | FALSE | #N/A | #N/A | #N/A | #N/A | #N/A | #N/A | #N/A | #N/A | #N/A | #N/A
FALSE | #N/A | #N/A | #N/A | #N/A | #N/A | #N/A | #N/A | #N/A | #N/A | #N/A |  |  |  | FALSE | #N/A | #N/A | #N/A | #N/A | #N/A | #N/A | #N/A | #N/A | #N/A | #N/A
FALSE | #N/A | #N/A | #N/A | #N/A | #N/A | #N/A | #N/A | #N/A | #N/A | #N/A |  |  |  | FALSE | #N/A | #N/A | #N/A | #N/A | #N/A | #N/A | #N/A | #N/A | #N/A | #N/A
FALSE | #N/A | #N/A | #N/A | #N/A | #N/A | #N/A | #N/A | #N/A | #N/A | #N/A |  |  |  | FALSE | #N/A | #N/A | #N/A | #N/A | #N/A | #N/A | #N/A | #N/A | #N/A | #N/A
FALSE | #N/A | #N/A | #N/A | #N/A | #N/A | #N/A | #N/A | #N/A | #N/A | #N/A |  |  |  | FALSE | #N/A | #N/A | #N/A | #N/A | #N/A | #N/A | #N/A | #N/A | #N/A | #N/A
FALSE | #N/A | #N/A | #N/A | #N/A | #N/A | #N/A | #N/A | #N/A | #N/A | #N/A |  |  |  | FALSE | #N/A | #N/A | #N/A | #N/A | #N/A | #N/A | #N/A | #N/A | #N/A | #N/A
FALSE | #N/A | #N/A | #N/A | #N/A | #N/A | #N/A | #N/A | #N/A | #N/A | #N/A |  |  |  | FALSE | #N/A | #N/A | #N/A | #N/A | #N/A | #N/A | #N/A | #N/A | #N/A | #N/A
FALSE | #N/A | #N/A | #N/A | #N/A | #N/A | #N/A | #N/A | #N/A | #N/A | #N/A |  |  |  | FALSE | #N/A | #N/A | #N/A | #N/A | #N/A | #N/A | #N/A | #N/A | #N/A | #N/A
FALSE | #N/A | #N/A | #N/A | #N/A | #N/A | #N/A | #N/A | #N/A | #N/A | #N/A |  |  |  | FALSE | #N/A | #N/A | #N/A | #N/A | #N/A | #N/A | #N/A | #N/A | #N/A | #N/A
FALSE | #N/A | #N/A | #N/A | #N/A | #N/A | #N/A | #N/A | #N/A | #N/A | #N/A |  |  |  | FALSE | #N/A | #N/A | #N/A | #N/A | #N/A | #N/A | #N/A | #N/A | #N/A | #N/A
FALSE | #N/A | #N/A | #N/A | #N/A | #N/A | #N/A | #N/A | #N/A | #N/A | #N/A |  |  |  | FALSE | #N/A | #N/A | #N/A | #N/A | #N/A | #N/A | #N/A | #N/A | #N/A | #N/A
FALSE | #N/A | #N/A | #N/A | #N/A | #N/A | #N/A | #N/A | #N/A | #N/A | #N/A |  |  |  | FALSE | #N/A | #N/A | #N/A | #N/A | #N/A | #N/A | #N/A | #N/A | #N/A | #N/A
FALSE | #N/A | #N/A | #N/A | #N/A | #N/A | #N/A | #N/A | #N/A | #N/A | #N/A |  |  |  | FALSE | #N/A | #N/A | #N/A | #N/A | #N/A | #N/A | #N/A | #N/A | #N/A | #N/A
FALSE | #N/A | #N/A | #N/A | #N/A | #N/A | #N/A | #N/A | #N/A | #N/A | #N/A |  |  |  | FALSE | #N/A | #N/A | #N/A | #N/A | #N/A | #N/A | #N/A | #N/A | #N/A | #N/A
FALSE | #N/A | #N/A | #N/A | #N/A | #N/A | #N/A | #N/A | #N/A | #N/A | #N/A |  |  |  | FALSE | #N/A | #N/A | #N/A | #N/A | #N/A | #N/A | #N/A | #N/A | #N/A | #N/A
FALSE | #N/A | #N/A | #N/A | #N/A | #N/A | #N/A | #N/A | #N/A | #N/A | #N/A |  |  |  | FALSE | #N/A | #N/A | #N/A | #N/A | #N/A | #N/A | #N/A | #N/A | #N/A | #N/A
FALSE | #N/A | #N/A | #N/A | #N/A | #N/A | #N/A | #N/A | #N/A | #N/A | #N/A |  |  |  | FALSE | #N/A | #N/A | #N/A | #N/A | #N/A | #N/A | #N/A | #N/A | #N/A | #N/A
FALSE | #N/A | #N/A | #N/A | #N/A | #N/A | #N/A | #N/A | #N/A | #N/A | #N/A |  |  |  | FALSE | #N/A | #N/A | #N/A | #N/A | #N/A | #N/A | #N/A | #N/A | #N/A | #N/A
FALSE | #N/A | #N/A | #N/A | #N/A | #N/A | #N/A | #N/A | #N/A | #N/A | #N/A |  |  |  | FALSE | #N/A | #N/A | #N/A | #N/A | #N/A | #N/A | #N/A | #N/A | #N/A | #N/A
FALSE | #N/A | #N/A | #N/A | #N/A | #N/A | #N/A | #N/A | #N/A | #N/A | #N/A |  |  |  | FALSE | #N/A | #N/A | #N/A | #N/A | #N/A | #N/A | #N/A | #N/A | #N/A | #N/A
FALSE | #N/A | #N/A | #N/A | #N/A | #N/A | #N/A | #N/A | #N/A | #N/A | #N/A |  |  |  | FALSE | #N/A | #N/A | #N/A | #N/A | #N/A | #N/A | #N/A | #N/A | #N/A | #N/A
FALSE | #N/A | #N/A | #N/A | #N/A | #N/A | #N/A | #N/A | #N/A | #N/A | #N/A |  |  |  | FALSE | #N/A | #N/A | #N/A | #N/A | #N/A | #N/A | #N/A | #N/A | #N/A | #N/A
FALSE | #N/A | #N/A | #N/A | #N/A | #N/A | #N/A | #N/A | #N/A | #N/A | #N/A |  |  |  | FALSE | #N/A | #N/A | #N/A | #N/A | #N/A | #N/A | #N/A | #N/A | #N/A | #N/A
FALSE | #N/A | #N/A | #N/A | #N/A | #N/A | #N/A | #N/A | #N/A | #N/A | #N/A |  |  |  | FALSE | #N/A | #N/A | #N/A | #N/A | #N/A | #N/A | #N/A | #N/A | #N/A | #N/A
FALSE | #N/A | #N/A | #N/A | #N/A | #N/A | #N/A | #N/A | #N/A | #N/A | #N/A |  |  |  | FALSE | #N/A | #N/A | #N/A | #N/A | #N/A | #N/A | #N/A | #N/A | #N/A | #N/A
FALSE | #N/A | #N/A | #N/A | #N/A | #N/A | #N/A | #N/A | #N/A | #N/A | #N/A |  |  |  | FALSE | #N/A | #N/A | #N/A | #N/A | #N/A | #N/A | #N/A | #N/A | #N/A | #N/A
FALSE | #N/A | #N/A | #N/A | #N/A | #N/A | #N/A | #N/A | #N/A | #N/A | #N/A |  |  |  | FALSE | #N/A | #N/A | #N/A | #N/A | #N/A | #N/A | #N/A | #N/A | #N/A | #N/A
FALSE | #N/A | #N/A | #N/A | #N/A | #N/A | #N/A | #N/A | #N/A | #N/A | #N/A |  |  |  | FALSE | #N/A | #N/A | #N/A | #N/A | #N/A | #N/A | #N/A | #N/A | #N/A | #N/A
FALSE | #N/A | #N/A | #N/A | #N/A | #N/A | #N/A | #N/A | #N/A | #N/A | #N/A |  |  |  | FALSE | #N/A | #N/A | #N/A | #N/A | #N/A | #N/A | #N/A | #N/A | #N/A | #N/A
FALSE | #N/A | #N/A | #N/A | #N/A | #N/A | #N/A | #N/A | #N/A | #N/A | #N/A |  |  |  | FALSE | #N/A | #N/A | #N/A | #N/A | #N/A | #N/A | #N/A | #N/A | #N/A | #N/A
FALSE | #N/A | #N/A | #N/A | #N/A | #N/A | #N/A | #N/A | #N/A | #N/A | #N/A |  |  |  | FALSE | #N/A | #N/A | #N/A | #N/A | #N/A | #N/A | #N/A | #N/A | #N/A | #N/A
FALSE | #N/A | #N/A | #N/A | #N/A | #N/A | #N/A | #N/A | #N/A | #N/A | #N/A |  |  |  | FALSE | #N/A | #N/A | #N/A | #N/A | #N/A | #N/A | #N/A | #N/A | #N/A | #N/A
FALSE | #N/A | #N/A | #N/A | #N/A | #N/A | #N/A | #N/A | #N/A | #N/A | #N/A |  |  |  | FALSE | #N/A | #N/A | #N/A | #N/A | #N/A | #N/A | #N/A | #N/A | #N/A | #N/A
FALSE | #N/A | #N/A | #N/A | #N/A | #N/A | #N/A | #N/A | #N/A | #N/A | #N/A |  |  |  | FALSE | #N/A | #N/A | #N/A | #N/A | #N/A | #N/A | #N/A | #N/A | #N/A | #N/A
FALSE | #N/A | #N/A | #N/A | #N/A | #N/A | #N/A | #N/A | #N/A | #N/A | #N/A |  |  |  | FALSE | #N/A | #N/A | #N/A | #N/A | #N/A | #N/A | #N/A | #N/A | #N/A | #N/A
FALSE | #N/A | #N/A | #N/A | #N/A | #N/A | #N/A | #N/A | #N/A | #N/A | #N/A |  |  |  | FALSE | #N/A | #N/A | #N/A | #N/A | #N/A | #N/A | #N/A | #N/A | #N/A | #N/A
FALSE | #N/A | #N/A | #N/A | #N/A | #N/A | #N/A | #N/A | #N/A | #N/A | #N/A |  |  |  | FALSE | #N/A | #N/A | #N/A | #N/A | #N/A | #N/A | #N/A | #N/A | #N/A | #N/A
FALSE | #N/A | #N/A | #N/A | #N/A | #N/A | #N/A | #N/A | #N/A | #N/A | #N/A |  |  |  | FALSE | #N/A | #N/A | #N/A | #N/A | #N/A | #N/A | #N/A | #N/A | #N/A | #N/A
FALSE | #N/A | #N/A | #N/A | #N/A | #N/A | #N/A | #N/A | #N/A | #N/A | #N/A |  |  |  | FALSE | #N/A | #N/A | #N/A | #N/A | #N/A | #N/A | #N/A | #N/A | #N/A | #N/A
FALSE | #N/A | #N/A | #N/A | #N/A | #N/A | #N/A | #N/A | #N/A | #N/A | #N/A |  |  |  | FALSE | #N/A | #N/A | #N/A | #N/A | #N/A | #N/A | #N/A | #N/A | #N/A | #N/A
FALSE | #N/A | #N/A | #N/A | #N/A | #N/A | #N/A | #N/A | #N/A | #N/A | #N/A |  |  |  | FALSE | #N/A | #N/A | #N/A | #N/A | #N/A | #N/A | #N/A | #N/A | #N/A | #N/A
FALSE | #N/A | #N/A | #N/A | #N/A | #N/A | #N/A | #N/A | #N/A | #N/A | #N/A |  |  |  | FALSE | #N/A | #N/A | #N/A | #N/A | #N/A | #N/A | #N/A | #N/A | #N/A | #N/A
FALSE | #N/A | #N/A | #N/A | #N/A | #N/A | #N/A | #N/A | #N/A | #N/A | #N/A |  |  |  | FALSE | #N/A | #N/A | #N/A | #N/A | #N/A | #N/A | #N/A | #N/A | #N/A | #N/A
FALSE | #N/A | #N/A | #N/A | #N/A | #N/A | #N/A | #N/A | #N/A | #N/A | #N/A |  |  |  | FALSE | #N/A | #N/A | #N/A | #N/A | #N/A | #N/A | #N/A | #N/A | #N/A | #N/A
FALSE | #N/A | #N/A | #N/A | #N/A | #N/A | #N/A | #N/A | #N/A | #N/A | #N/A |  |  |  | FALSE | #N/A | #N/A | #N/A | #N/A | #N/A | #N/A | #N/A | #N/A | #N/A | #N/A
FALSE | #N/A | #N/A | #N/A | #N/A | #N/A | #N/A | #N/A | #N/A | #N/A | #N/A |  |  |  | FALSE | #N/A | #N/A | #N/A | #N/A | #N/A | #N/A | #N/A | #N/A | #N/A | #N/A
FALSE | #N/A | #N/A | #N/A | #N/A | #N/A | #N/A | #N/A | #N/A | #N/A | #N/A |  |  |  | FALSE | #N/A | #N/A | #N/A | #N/A | #N/A | #N/A | #N/A | #N/A | #N/A | #N/A
FALSE | #N/A | #N/A | #N/A | #N/A | #N/A | #N/A | #N/A | #N/A | #N/A | #N/A |  |  |  | FALSE | #N/A | #N/A | #N/A | #N/A | #N/A | #N/A | #N/A | #N/A | #N/A | #N/A
FALSE | #N/A | #N/A | #N/A | #N/A | #N/A | #N/A | #N/A | #N/A | #N/A | #N/A |  |  |  | FALSE | #N/A | #N/A | #N/A | #N/A | #N/A | #N/A | #N/A | #N/A | #N/A | #N/A
FALSE | #N/A | #N/A | #N/A | #N/A | #N/A | #N/A | #N/A | #N/A | #N/A | #N/A |  |  |  | FALSE | #N/A | #N/A | #N/A | #N/A | #N/A | #N/A | #N/A | #N/A | #N/A | #N/A
FALSE | #N/A | #N/A | #N/A | #N/A | #N/A | #N/A | #N/A | #N/A | #N/A | #N/A |  |  |  | FALSE | #N/A | #N/A | #N/A | #N/A | #N/A | #N/A | #N/A | #N/A | #N/A | #N/A
FALSE | #N/A | #N/A | #N/A | #N/A | #N/A | #N/A | #N/A | #N/A | #N/A | #N/A |  |  |  | FALSE | #N/A | #N/A | #N/A | #N/A | #N/A | #N/A | #N/A | #N/A | #N/A | #N/A
FALSE | #N/A | #N/A | #N/A | #N/A | #N/A | #N/A | #N/A | #N/A | #N/A | #N/A |  |  |  | FALSE | #N/A | #N/A | #N/A | #N/A | #N/A | #N/A | #N/A | #N/A | #N/A | #N/A
FALSE | #N/A | #N/A | #N/A | #N/A | #N/A | #N/A | #N/A | #N/A | #N/A | #N/A |  |  |  | FALSE | #N/A | #N/A | #N/A | #N/A | #N/A | #N/A | #N/A | #N/A | #N/A | #N/A
FALSE | #N/A | #N/A | #N/A | #N/A | #N/A | #N/A | #N/A | #N/A | #N/A | #N/A |  |  |  | FALSE | #N/A | #N/A | #N/A | #N/A | #N/A | #N/A | #N/A | #N/A | #N/A | #N/A
FALSE | #N/A | #N/A | #N/A | #N/A | #N/A | #N/A | #N/A | #N/A | #N/A | #N/A |  |  |  | FALSE | #N/A | #N/A | #N/A | #N/A | #N/A | #N/A | #N/A | #N/A | #N/A | #N/A
FALSE | #N/A | #N/A | #N/A | #N/A | #N/A | #N/A | #N/A | #N/A | #N/A | #N/A |  |  |  | FALSE | #N/A | #N/A | #N/A | #N/A | #N/A | #N/A | #N/A | #N/A | #N/A | #N/A
FALSE | #N/A | #N/A | #N/A | #N/A | #N/A | #N/A | #N/A | #N/A | #N/A | #N/A |  |  |  | FALSE | #N/A | #N/A | #N/A | #N/A | #N/A | #N/A | #N/A | #N/A | #N/A | #N/A
FALSE | #N/A | #N/A | #N/A | #N/A | #N/A | #N/A | #N/A | #N/A | #N/A | #N/A |  |  |  | FALSE | #N/A | #N/A | #N/A | #N/A | #N/A | #N/A | #N/A | #N/A | #N/A | #N/A
FALSE | #N/A | #N/A | #N/A | #N/A | #N/A | #N/A | #N/A | #N/A | #N/A | #N/A |  |  |  | FALSE | #N/A | #N/A | #N/A | #N/A | #N/A | #N/A | #N/A | #N/A | #N/A | #N/A
FALSE | #N/A | #N/A | #N/A | #N/A | #N/A | #N/A | #N/A | #N/A | #N/A | #N/A |  |  |  | FALSE | #N/A | #N/A | #N/A | #N/A | #N/A | #N/A | #N/A | #N/A | #N/A | #N/A
FALSE | #N/A | #N/A | #N/A | #N/A | #N/A | #N/A | #N/A | #N/A | #N/A | #N/A |  |  |  | FALSE | #N/A | #N/A | #N/A | #N/A | #N/A | #N/A | #N/A | #N/A | #N/A | #N/A
FALSE | #N/A | #N/A | #N/A | #N/A | #N/A | #N/A | #N/A | #N/A | #N/A | #N/A |  |  |  | FALSE | #N/A | #N/A | #N/A | #N/A | #N/A | #N/A | #N/A | #N/A | #N/A | #N/A
FALSE | #N/A | #N/A | #N/A | #N/A | #N/A | #N/A | #N/A | #N/A | #N/A | #N/A |  |  |  | FALSE | #N/A | #N/A | #N/A | #N/A | #N/A | #N/A | #N/A | #N/A | #N/A | #N/A
FALSE | #N/A | #N/A | #N/A | #N/A | #N/A | #N/A | #N/A | #N/A | #N/A | #N/A |  |  |  | FALSE | #N/A | #N/A | #N/A | #N/A | #N/A | #N/A | #N/A | #N/A | #N/A | #N/A
FALSE | #N/A | #N/A | #N/A | #N/A | #N/A | #N/A | #N/A | #N/A | #N/A | #N/A |  |  |  | FALSE | #N/A | #N/A | #N/A | #N/A | #N/A | #N/A | #N/A | #N/A | #N/A | #N/A
FALSE | #N/A | #N/A | #N/A | #N/A | #N/A | #N/A | #N/A | #N/A | #N/A | #N/A |  |  |  | FALSE | #N/A | #N/A | #N/A | #N/A | #N/A | #N/A | #N/A | #N/A | #N/A | #N/A
FALSE | #N/A | #N/A | #N/A | #N/A | #N/A | #N/A | #N/A | #N/A | #N/A | #N/A |  |  |  | FALSE | #N/A | #N/A | #N/A | #N/A | #N/A | #N/A | #N/A | #N/A | #N/A | #N/A
FALSE | #N/A | #N/A | #N/A | #N/A | #N/A | #N/A | #N/A | #N/A | #N/A | #N/A |  |  |  | FALSE | #N/A | #N/A | #N/A | #N/A | #N/A | #N/A | #N/A | #N/A | #N/A | #N/A
FALSE | #N/A | #N/A | #N/A | #N/A | #N/A | #N/A | #N/A | #N/A | #N/A | #N/A |  |  |  | FALSE | #N/A | #N/A | #N/A | #N/A | #N/A | #N/A | #N/A | #N/A | #N/A | #N/A
FALSE | #N/A | #N/A | #N/A | #N/A | #N/A | #N/A | #N/A | #N/A | #N/A | #N/A |  |  |  | FALSE | #N/A | #N/A | #N/A | #N/A | #N/A | #N/A | #N/A | #N/A | #N/A | #N/A
FALSE | #N/A | #N/A | #N/A | #N/A | #N/A | #N/A | #N/A | #N/A | #N/A | #N/A |  |  |  | FALSE | #N/A | #N/A | #N/A | #N/A | #N/A | #N/A | #N/A | #N/A | #N/A | #N/A
FALSE | #N/A | #N/A | #N/A | #N/A | #N/A | #N/A | #N/A | #N/A | #N/A | #N/A |  |  |  | FALSE | #N/A | #N/A | #N/A | #N/A | #N/A | #N/A | #N/A | #N/A | #N/A | #N/A
FALSE | #N/A | #N/A | #N/A | #N/A | #N/A | #N/A | #N/A | #N/A | #N/A | #N/A |  |  |  | FALSE | #N/A | #N/A | #N/A | #N/A | #N/A | #N/A | #N/A | #N/A | #N/A | #N/A
FALSE | #N/A | #N/A | #N/A | #N/A | #N/A | #N/A | #N/A | #N/A | #N/A | #N/A |  |  |  | FALSE | #N/A | #N/A | #N/A | #N/A | #N/A | #N/A | #N/A | #N/A | #N/A | #N/A
FALSE | #N/A | #N/A | #N/A | #N/A | #N/A | #N/A | #N/A | #N/A | #N/A | #N/A |  |  |  | FALSE | #N/A | #N/A | #N/A | #N/A | #N/A | #N/A | #N/A | #N/A | #N/A | #N/A
FALSE | #N/A | #N/A | #N/A | #N/A | #N/A | #N/A | #N/A | #N/A | #N/A | #N/A |  |  |  | FALSE | #N/A | #N/A | #N/A | #N/A | #N/A | #N/A | #N/A | #N/A | #N/A | #N/A
FALSE | #N/A | #N/A | #N/A | #N/A | #N/A | #N/A | #N/A | #N/A | #N/A | #N/A |  |  |  | FALSE | #N/A | #N/A | #N/A | #N/A | #N/A | #N/A | #N/A | #N/A | #N/A | #N/A
FALSE | #N/A | #N/A | #N/A | #N/A | #N/A | #N/A | #N/A | #N/A | #N/A | #N/A |  |  |  | FALSE | #N/A | #N/A | #N/A | #N/A | #N/A | #N/A | #N/A | #N/A | #N/A | #N/A
FALSE | #N/A | #N/A | #N/A | #N/A | #N/A | #N/A | #N/A | #N/A | #N/A | #N/A |  |  |  | FALSE | #N/A | #N/A | #N/A | #N/A | #N/A | #N/A | #N/A | #N/A | #N/A | #N/A
FALSE | #N/A | #N/A | #N/A | #N/A | #N/A | #N/A | #N/A | #N/A | #N/A | #N/A |  |  |  | FALSE | #N/A | #N/A | #N/A | #N/A | #N/A | #N/A | #N/A | #N/A | #N/A | #N/A
FALSE | #N/A | #N/A | #N/A | #N/A | #N/A | #N/A | #N/A | #N/A | #N/A | #N/A |  |  |  | FALSE | #N/A | #N/A | #N/A | #N/A | #N/A | #N/A | #N/A | #N/A | #N/A | #N/A
FALSE | #N/A | #N/A | #N/A | #N/A | #N/A | #N/A | #N/A | #N/A | #N/A | #N/A |  |  |  | FALSE | #N/A | #N/A | #N/A | #N/A | #N/A | #N/A | #N/A | #N/A | #N/A | #N/A
FALSE | #N/A | #N/A | #N/A | #N/A | #N/A | #N/A | #N/A | #N/A | #N/A | #N/A |  |  |  | FALSE | #N/A | #N/A | #N/A | #N/A | #N/A | #N/A | #N/A | #N/A | #N/A | #N/A
FALSE | #N/A | #N/A | #N/A | #N/A | #N/A | #N/A | #N/A | #N/A | #N/A | #N/A |  |  |  | FALSE | #N/A | #N/A | #N/A | #N/A | #N/A | #N/A | #N/A | #N/A | #N/A | #N/A
FALSE | #N/A | #N/A | #N/A | #N/A | #N/A | #N/A | #N/A | #N/A | #N/A | #N/A |  |  |  | FALSE | #N/A | #N/A | #N/A | #N/A | #N/A | #N/A | #N/A | #N/A | #N/A | #N/A
FALSE | #N/A | #N/A | #N/A | #N/A | #N/A | #N/A | #N/A | #N/A | #N/A | #N/A |  |  |  | FALSE | #N/A | #N/A | #N/A | #N/A | #N/A | #N/A | #N/A | #N/A | #N/A | #N/A
FALSE | #N/A | #N/A | #N/A | #N/A | #N/A | #N/A | #N/A | #N/A | #N/A | #N/A |  |  |  | FALSE | #N/A | #N/A | #N/A | #N/A | #N/A | #N/A | #N/A | #N/A | #N/A | #N/A
FALSE | #N/A | #N/A | #N/A | #N/A | #N/A | #N/A | #N/A | #N/A | #N/A | #N/A |  |  |  | FALSE | #N/A | #N/A | #N/A | #N/A | #N/A | #N/A | #N/A | #N/A | #N/A | #N/A
FALSE | #N/A | #N/A | #N/A | #N/A | #N/A | #N/A | #N/A | #N/A | #N/A | #N/A |  |  |  | FALSE | #N/A | #N/A | #N/A | #N/A | #N/A | #N/A | #N/A | #N/A | #N/A | #N/A
FALSE | #N/A | #N/A | #N/A | #N/A | #N/A | #N/A | #N/A | #N/A | #N/A | #N/A |  |  |  | FALSE | #N/A | #N/A | #N/A | #N/A | #N/A | #N/A | #N/A | #N/A | #N/A | #N/A
FALSE | #N/A | #N/A | #N/A | #N/A | #N/A | #N/A | #N/A | #N/A | #N/A | #N/A |  |  |  | FALSE | #N/A | #N/A | #N/A | #N/A | #N/A | #N/A | #N/A | #N/A | #N/A | #N/A
FALSE | #N/A | #N/A | #N/A | #N/A | #N/A | #N/A | #N/A | #N/A | #N/A | #N/A |  |  |  | FALSE | #N/A | #N/A | #N/A | #N/A | #N/A | #N/A | #N/A | #N/A | #N/A | #N/A
FALSE | #N/A | #N/A | #N/A | #N/A | #N/A | #N/A | #N/A | #N/A | #N/A | #N/A |  |  |  | FALSE | #N/A | #N/A | #N/A | #N/A | #N/A | #N/A | #N/A | #N/A | #N/A | #N/A
FALSE | #N/A | #N/A | #N/A | #N/A | #N/A | #N/A | #N/A | #N/A | #N/A | #N/A |  |  |  | FALSE | #N/A | #N/A | #N/A | #N/A | #N/A | #N/A | #N/A | #N/A | #N/A | #N/A
FALSE | #N/A | #N/A | #N/A | #N/A | #N/A | #N/A | #N/A | #N/A | #N/A | #N/A |  |  |  | FALSE | #N/A | #N/A | #N/A | #N/A | #N/A | #N/A | #N/A | #N/A | #N/A | #N/A
FALSE | #N/A | #N/A | #N/A | #N/A | #N/A | #N/A | #N/A | #N/A | #N/A | #N/A |  |  |  | FALSE | #N/A | #N/A | #N/A | #N/A | #N/A | #N/A | #N/A | #N/A | #N/A | #N/A
FALSE | #N/A | #N/A | #N/A | #N/A | #N/A | #N/A | #N/A | #N/A | #N/A | #N/A |  |  |  | FALSE | #N/A | #N/A | #N/A | #N/A | #N/A | #N/A | #N/A | #N/A | #N/A | #N/A
FALSE | #N/A | #N/A | #N/A | #N/A | #N/A | #N/A | #N/A | #N/A | #N/A | #N/A |  |  |  | FALSE | #N/A | #N/A | #N/A | #N/A | #N/A | #N/A | #N/A | #N/A | #N/A | #N/A
FALSE | #N/A | #N/A | #N/A | #N/A | #N/A | #N/A | #N/A | #N/A | #N/A | #N/A |  |  |  | FALSE | #N/A | #N/A | #N/A | #N/A | #N/A | #N/A | #N/A | #N/A | #N/A | #N/A
FALSE | #N/A | #N/A | #N/A | #N/A | #N/A | #N/A | #N/A | #N/A | #N/A | #N/A |  |  |  | FALSE | #N/A | #N/A | #N/A | #N/A | #N/A | #N/A | #N/A | #N/A | #N/A | #N/A
FALSE | #N/A | #N/A | #N/A | #N/A | #N/A | #N/A | #N/A | #N/A | #N/A | #N/A |  |  |  | FALSE | #N/A | #N/A | #N/A | #N/A | #N/A | #N/A | #N/A | #N/A | #N/A | #N/A
FALSE | #N/A | #N/A | #N/A | #N/A | #N/A | #N/A | #N/A | #N/A | #N/A | #N/A |  |  |  | FALSE | #N/A | #N/A | #N/A | #N/A | #N/A | #N/A | #N/A | #N/A | #N/A | #N/A
FALSE | #N/A | #N/A | #N/A | #N/A | #N/A | #N/A | #N/A | #N/A | #N/A | #N/A |  |  |  | FALSE | #N/A | #N/A | #N/A | #N/A | #N/A | #N/A | #N/A | #N/A | #N/A | #N/A
FALSE | #N/A | #N/A | #N/A | #N/A | #N/A | #N/A | #N/A | #N/A | #N/A | #N/A |  |  |  | FALSE | #N/A | #N/A | #N/A | #N/A | #N/A | #N/A | #N/A | #N/A | #N/A | #N/A
FALSE | #N/A | #N/A | #N/A | #N/A | #N/A | #N/A | #N/A | #N/A | #N/A | #N/A |  |  |  | FALSE | #N/A | #N/A | #N/A | #N/A | #N/A | #N/A | #N/A | #N/A | #N/A | #N/A
FALSE | #N/A | #N/A | #N/A | #N/A | #N/A | #N/A | #N/A | #N/A | #N/A | #N/A |  |  |  | FALSE | #N/A | #N/A | #N/A | #N/A | #N/A | #N/A | #N/A | #N/A | #N/A | #N/A
FALSE | #N/A | #N/A | #N/A | #N/A | #N/A | #N/A | #N/A | #N/A | #N/A | #N/A |  |  |  | FALSE | #N/A | #N/A | #N/A | #N/A | #N/A | #N/A | #N/A | #N/A | #N/A | #N/A
FALSE | #N/A | #N/A | #N/A | #N/A | #N/A | #N/A | #N/A | #N/A | #N/A | #N/A |  |  |  | FALSE | #N/A | #N/A | #N/A | #N/A | #N/A | #N/A | #N/A | #N/A | #N/A | #N/A
FALSE | #N/A | #N/A | #N/A | #N/A | #N/A | #N/A | #N/A | #N/A | #N/A | #N/A |  |  |  | FALSE | #N/A | #N/A | #N/A | #N/A | #N/A | #N/A | #N/A | #N/A | #N/A | #N/A
FALSE | #N/A | #N/A | #N/A | #N/A | #N/A | #N/A | #N/A | #N/A | #N/A | #N/A |  |  |  | FALSE | #N/A | #N/A | #N/A | #N/A | #N/A | #N/A | #N/A | #N/A | #N/A | #N/A
FALSE | #N/A | #N/A | #N/A | #N/A | #N/A | #N/A | #N/A | #N/A | #N/A | #N/A |  |  |  | FALSE | #N/A | #N/A | #N/A | #N/A | #N/A | #N/A | #N/A | #N/A | #N/A | #N/A
FALSE | #N/A | #N/A | #N/A | #N/A | #N/A | #N/A | #N/A | #N/A | #N/A | #N/A |  |  |  | FALSE | #N/A | #N/A | #N/A | #N/A | #N/A | #N/A | #N/A | #N/A | #N/A | #N/A
FALSE | #N/A | #N/A | #N/A | #N/A | #N/A | #N/A | #N/A | #N/A | #N/A | #N/A |  |  |  | FALSE | #N/A | #N/A | #N/A | #N/A | #N/A | #N/A | #N/A | #N/A | #N/A | #N/A
FALSE | #N/A | #N/A | #N/A | #N/A | #N/A | #N/A | #N/A | #N/A | #N/A | #N/A |  |  |  | FALSE | #N/A | #N/A | #N/A | #N/A | #N/A | #N/A | #N/A | #N/A | #N/A | #N/A
FALSE | #N/A | #N/A | #N/A | #N/A | #N/A | #N/A | #N/A | #N/A | #N/A | #N/A |  |  |  | FALSE | #N/A | #N/A | #N/A | #N/A | #N/A | #N/A | #N/A | #N/A | #N/A | #N/A
FALSE | #N/A | #N/A | #N/A | #N/A | #N/A | #N/A | #N/A | #N/A | #N/A | #N/A |  |  |  | FALSE | #N/A | #N/A | #N/A | #N/A | #N/A | #N/A | #N/A | #N/A | #N/A | #N/A
FALSE | #N/A | #N/A | #N/A | #N/A | #N/A | #N/A | #N/A | #N/A | #N/A | #N/A |  |  |  | FALSE | #N/A | #N/A | #N/A | #N/A | #N/A | #N/A | #N/A | #N/A | #N/A | #N/A
FALSE | #N/A | #N/A | #N/A | #N/A | #N/A | #N/A | #N/A | #N/A | #N/A | #N/A |  |  |  | FALSE | #N/A | #N/A | #N/A | #N/A | #N/A | #N/A | #N/A | #N/A | #N/A | #N/A
FALSE | #N/A | #N/A | #N/A | #N/A | #N/A | #N/A | #N/A | #N/A | #N/A | #N/A |  |  |  | FALSE | #N/A | #N/A | #N/A | #N/A | #N/A | #N/A | #N/A | #N/A | #N/A | #N/A
FALSE | #N/A | #N/A | #N/A | #N/A | #N/A | #N/A | #N/A | #N/A | #N/A | #N/A |  |  |  | FALSE | #N/A | #N/A | #N/A | #N/A | #N/A | #N/A | #N/A | #N/A | #N/A | #N/A
FALSE | #N/A | #N/A | #N/A | #N/A | #N/A | #N/A | #N/A | #N/A | #N/A | #N/A |  |  |  | FALSE | #N/A | #N/A | #N/A | #N/A | #N/A | #N/A | #N/A | #N/A | #N/A | #N/A
FALSE | #N/A | #N/A | #N/A | #N/A | #N/A | #N/A | #N/A | #N/A | #N/A | #N/A |  |  |  | FALSE | #N/A | #N/A | #N/A | #N/A | #N/A | #N/A | #N/A | #N/A | #N/A | #N/A
FALSE | #N/A | #N/A | #N/A | #N/A | #N/A | #N/A | #N/A | #N/A | #N/A | #N/A |  |  |  | FALSE | #N/A | #N/A | #N/A | #N/A | #N/A | #N/A | #N/A | #N/A | #N/A | #N/A
FALSE | #N/A | #N/A | #N/A | #N/A | #N/A | #N/A | #N/A | #N/A | #N/A | #N/A |  |  |  | FALSE | #N/A | #N/A | #N/A | #N/A | #N/A | #N/A | #N/A | #N/A | #N/A | #N/A
FALSE | #N/A | #N/A | #N/A | #N/A | #N/A | #N/A | #N/A | #N/A | #N/A | #N/A |  |  |  | FALSE | #N/A | #N/A | #N/A | #N/A | #N/A | #N/A | #N/A | #N/A | #N/A | #N/A
FALSE | #N/A | #N/A | #N/A | #N/A | #N/A | #N/A | #N/A | #N/A | #N/A | #N/A |  |  |  | FALSE | #N/A | #N/A | #N/A | #N/A | #N/A | #N/A | #N/A | #N/A | #N/A | #N/A
FALSE | #N/A | #N/A | #N/A | #N/A | #N/A | #N/A | #N/A | #N/A | #N/A | #N/A |  |  |  | FALSE | #N/A | #N/A | #N/A | #N/A | #N/A | #N/A | #N/A | #N/A | #N/A | #N/A
FALSE | #N/A | #N/A | #N/A | #N/A | #N/A | #N/A | #N/A | #N/A | #N/A | #N/A |  |  |  | FALSE | #N/A | #N/A | #N/A | #N/A | #N/A | #N/A | #N/A | #N/A | #N/A | #N/A
FALSE | #N/A | #N/A | #N/A | #N/A | #N/A | #N/A | #N/A | #N/A | #N/A | #N/A |  |  |  | FALSE | #N/A | #N/A | #N/A | #N/A | #N/A | #N/A | #N/A | #N/A | #N/A | #N/A
FALSE | #N/A | #N/A | #N/A | #N/A | #N/A | #N/A | #N/A | #N/A | #N/A | #N/A |  |  |  | FALSE | #N/A | #N/A | #N/A | #N/A | #N/A | #N/A | #N/A | #N/A | #N/A | #N/A
FALSE | #N/A | #N/A | #N/A | #N/A | #N/A | #N/A | #N/A | #N/A | #N/A | #N/A |  |  |  | FALSE | #N/A | #N/A | #N/A | #N/A | #N/A | #N/A | #N/A | #N/A | #N/A | #N/A
FALSE | #N/A | #N/A | #N/A | #N/A | #N/A | #N/A | #N/A | #N/A | #N/A | #N/A |  |  |  | FALSE | #N/A | #N/A | #N/A | #N/A | #N/A | #N/A | #N/A | #N/A | #N/A | #N/A
FALSE | #N/A | #N/A | #N/A | #N/A | #N/A | #N/A | #N/A | #N/A | #N/A | #N/A |  |  |  | FALSE | #N/A | #N/A | #N/A | #N/A | #N/A | #N/A | #N/A | #N/A | #N/A | #N/A
FALSE | #N/A | #N/A | #N/A | #N/A | #N/A | #N/A | #N/A | #N/A | #N/A | #N/A |  |  |  | FALSE | #N/A | #N/A | #N/A | #N/A | #N/A | #N/A | #N/A | #N/A | #N/A | #N/A
FALSE | #N/A | #N/A | #N/A | #N/A | #N/A | #N/A | #N/A | #N/A | #N/A | #N/A |  |  |  | FALSE | #N/A | #N/A | #N/A | #N/A | #N/A | #N/A | #N/A | #N/A | #N/A | #N/A
FALSE | #N/A | #N/A | #N/A | #N/A | #N/A | #N/A | #N/A | #N/A | #N/A | #N/A |  |  |  | FALSE | #N/A | #N/A | #N/A | #N/A | #N/A | #N/A | #N/A | #N/A | #N/A | #N/A
FALSE | #N/A | #N/A | #N/A | #N/A | #N/A | #N/A | #N/A | #N/A | #N/A | #N/A |  |  |  | FALSE | #N/A | #N/A | #N/A | #N/A | #N/A | #N/A | #N/A | #N/A | #N/A | #N/A
FALSE | #N/A | #N/A | #N/A | #N/A | #N/A | #N/A | #N/A | #N/A | #N/A | #N/A |  |  |  | FALSE | #N/A | #N/A | #N/A | #N/A | #N/A | #N/A | #N/A | #N/A | #N/A | #N/A
FALSE | #N/A | #N/A | #N/A | #N/A | #N/A | #N/A | #N/A | #N/A | #N/A | #N/A |  |  |  | FALSE | #N/A | #N/A | #N/A | #N/A | #N/A | #N/A | #N/A | #N/A | #N/A | #N/A
FALSE | #N/A | #N/A | #N/A | #N/A | #N/A | #N/A | #N/A | #N/A | #N/A | #N/A |  |  |  | FALSE | #N/A | #N/A | #N/A | #N/A | #N/A | #N/A | #N/A | #N/A | #N/A | #N/A
FALSE | #N/A | #N/A | #N/A | #N/A | #N/A | #N/A | #N/A | #N/A | #N/A | #N/A |  |  |  | FALSE | #N/A | #N/A | #N/A | #N/A | #N/A | #N/A | #N/A | #N/A | #N/A | #N/A
FALSE | #N/A | #N/A | #N/A | #N/A | #N/A | #N/A | #N/A | #N/A | #N/A | #N/A |  |  |  | FALSE | #N/A | #N/A | #N/A | #N/A | #N/A | #N/A | #N/A | #N/A | #N/A | #N/A
FALSE | #N/A | #N/A | #N/A | #N/A | #N/A | #N/A | #N/A | #N/A | #N/A | #N/A |  |  |  | FALSE | #N/A | #N/A | #N/A | #N/A | #N/A | #N/A | #N/A | #N/A | #N/A | #N/A
FALSE | #N/A | #N/A | #N/A | #N/A | #N/A | #N/A | #N/A | #N/A | #N/A | #N/A |  |  |  | FALSE | #N/A | #N/A | #N/A | #N/A | #N/A | #N/A | #N/A | #N/A | #N/A | #N/A
FALSE | #N/A | #N/A | #N/A | #N/A | #N/A | #N/A | #N/A | #N/A | #N/A | #N/A |  |  |  | FALSE | #N/A | #N/A | #N/A | #N/A | #N/A | #N/A | #N/A | #N/A | #N/A | #N/A
FALSE | #N/A | #N/A | #N/A | #N/A | #N/A | #N/A | #N/A | #N/A | #N/A | #N/A |  |  |  | FALSE | #N/A | #N/A | #N/A | #N/A | #N/A | #N/A | #N/A | #N/A | #N/A | #N/A
FALSE | #N/A | #N/A | #N/A | #N/A | #N/A | #N/A | #N/A | #N/A | #N/A | #N/A |  |  |  | FALSE | #N/A | #N/A | #N/A | #N/A | #N/A | #N/A | #N/A | #N/A | #N/A | #N/A
FALSE | #N/A | #N/A | #N/A | #N/A | #N/A | #N/A | #N/A | #N/A | #N/A | #N/A |  |  |  | FALSE | #N/A | #N/A | #N/A | #N/A | #N/A | #N/A | #N/A | #N/A | #N/A | #N/A
FALSE | #N/A | #N/A | #N/A | #N/A | #N/A | #N/A | #N/A | #N/A | #N/A | #N/A |  |  |  | FALSE | #N/A | #N/A | #N/A | #N/A | #N/A | #N/A | #N/A | #N/A | #N/A | #N/A
FALSE | #N/A | #N/A | #N/A | #N/A | #N/A | #N/A | #N/A | #N/A | #N/A | #N/A |  |  |  | FALSE | #N/A | #N/A | #N/A | #N/A | #N/A | #N/A | #N/A | #N/A | #N/A | #N/A
FALSE | #N/A | #N/A | #N/A | #N/A | #N/A | #N/A | #N/A | #N/A | #N/A | #N/A |  |  |  | FALSE | #N/A | #N/A | #N/A | #N/A | #N/A | #N/A | #N/A | #N/A | #N/A | #N/A
FALSE | #N/A | #N/A | #N/A | #N/A | #N/A | #N/A | #N/A | #N/A | #N/A | #N/A |  |  |  | FALSE | #N/A | #N/A | #N/A | #N/A | #N/A | #N/A | #N/A | #N/A | #N/A | #N/A
FALSE | #N/A | #N/A | #N/A | #N/A | #N/A | #N/A | #N/A | #N/A | #N/A | #N/A |  |  |  | FALSE | #N/A | #N/A | #N/A | #N/A | #N/A | #N/A | #N/A | #N/A | #N/A | #N/A
FALSE | #N/A | #N/A | #N/A | #N/A | #N/A | #N/A | #N/A | #N/A | #N/A | #N/A |  |  |  | FALSE | #N/A | #N/A | #N/A | #N/A | #N/A | #N/A | #N/A | #N/A | #N/A | #N/A
FALSE | #N/A | #N/A | #N/A | #N/A | #N/A | #N/A | #N/A | #N/A | #N/A | #N/A |  |  |  | FALSE | #N/A | #N/A | #N/A | #N/A | #N/A | #N/A | #N/A | #N/A | #N/A | #N/A
FALSE | #N/A | #N/A | #N/A | #N/A | #N/A | #N/A | #N/A | #N/A | #N/A | #N/A |  |  |  | FALSE | #N/A | #N/A | #N/A | #N/A | #N/A | #N/A | #N/A | #N/A | #N/A | #N/A
FALSE | #N/A | #N/A | #N/A | #N/A | #N/A | #N/A | #N/A | #N/A | #N/A | #N/A |  |  |  | FALSE | #N/A | #N/A | #N/A | #N/A | #N/A | #N/A | #N/A | #N/A | #N/A | #N/A
FALSE | #N/A | #N/A | #N/A | #N/A | #N/A | #N/A | #N/A | #N/A | #N/A | #N/A |  |  |  | FALSE | #N/A | #N/A | #N/A | #N/A | #N/A | #N/A | #N/A | #N/A | #N/A | #N/A
FALSE | #N/A | #N/A | #N/A | #N/A | #N/A | #N/A | #N/A | #N/A | #N/A | #N/A |  |  |  | FALSE | #N/A | #N/A | #N/A | #N/A | #N/A | #N/A | #N/A | #N/A | #N/A | #N/A
FALSE | #N/A | #N/A | #N/A | #N/A | #N/A | #N/A | #N/A | #N/A | #N/A | #N/A |  |  |  | FALSE | #N/A | #N/A | #N/A | #N/A | #N/A | #N/A | #N/A | #N/A | #N/A | #N/A
FALSE | #N/A | #N/A | #N/A | #N/A | #N/A | #N/A | #N/A | #N/A | #N/A | #N/A |  |  |  | FALSE | #N/A | #N/A | #N/A | #N/A | #N/A | #N/A | #N/A | #N/A | #N/A | #N/A
FALSE | #N/A | #N/A | #N/A | #N/A | #N/A | #N/A | #N/A | #N/A | #N/A | #N/A |  |  |  | FALSE | #N/A | #N/A | #N/A | #N/A | #N/A | #N/A | #N/A | #N/A | #N/A | #N/A
FALSE | #N/A | #N/A | #N/A | #N/A | #N/A | #N/A | #N/A | #N/A | #N/A | #N/A |  |  |  | FALSE | #N/A | #N/A | #N/A | #N/A | #N/A | #N/A | #N/A | #N/A | #N/A | #N/A
FALSE | #N/A | #N/A | #N/A | #N/A | #N/A | #N/A | #N/A | #N/A | #N/A | #N/A |  |  |  | FALSE | #N/A | #N/A | #N/A | #N/A | #N/A | #N/A | #N/A | #N/A | #N/A | #N/A
FALSE | #N/A | #N/A | #N/A | #N/A | #N/A | #N/A | #N/A | #N/A | #N/A | #N/A |  |  |  | FALSE | #N/A | #N/A | #N/A | #N/A | #N/A | #N/A | #N/A | #N/A | #N/A | #N/A
FALSE | #N/A | #N/A | #N/A | #N/A | #N/A | #N/A | #N/A | #N/A | #N/A | #N/A |  |  |  | FALSE | #N/A | #N/A | #N/A | #N/A | #N/A | #N/A | #N/A | #N/A | #N/A | #N/A
FALSE | #N/A | #N/A | #N/A | #N/A | #N/A | #N/A | #N/A | #N/A | #N/A | #N/A |  |  |  | FALSE | #N/A | #N/A | #N/A | #N/A | #N/A | #N/A | #N/A | #N/A | #N/A | #N/A
FALSE | #N/A | #N/A | #N/A | #N/A | #N/A | #N/A | #N/A | #N/A | #N/A | #N/A |  |  |  | FALSE | #N/A | #N/A | #N/A | #N/A | #N/A | #N/A | #N/A | #N/A | #N/A | #N/A
FALSE | #N/A | #N/A | #N/A | #N/A | #N/A | #N/A | #N/A | #N/A | #N/A | #N/A |  |  |  | FALSE | #N/A | #N/A | #N/A | #N/A | #N/A | #N/A | #N/A | #N/A | #N/A | #N/A
FALSE | #N/A | #N/A | #N/A | #N/A | #N/A | #N/A | #N/A | #N/A | #N/A | #N/A |  |  |  | FALSE | #N/A | #N/A | #N/A | #N/A | #N/A | #N/A | #N/A | #N/A | #N/A | #N/A
FALSE | #N/A | #N/A | #N/A | #N/A | #N/A | #N/A | #N/A | #N/A | #N/A | #N/A |  |  |  | FALSE | #N/A | #N/A | #N/A | #N/A | #N/A | #N/A | #N/A | #N/A | #N/A | #N/A
FALSE | #N/A | #N/A | #N/A | #N/A | #N/A | #N/A | #N/A | #N/A | #N/A | #N/A |  |  |  | FALSE | #N/A | #N/A | #N/A | #N/A | #N/A | #N/A | #N/A | #N/A | #N/A | #N/A
FALSE | #N/A | #N/A | #N/A | #N/A | #N/A | #N/A | #N/A | #N/A | #N/A | #N/A |  |  |  | FALSE | #N/A | #N/A | #N/A | #N/A | #N/A | #N/A | #N/A | #N/A | #N/A | #N/A
FALSE | #N/A | #N/A | #N/A | #N/A | #N/A | #N/A | #N/A | #N/A | #N/A | #N/A |  |  |  | FALSE | #N/A | #N/A | #N/A | #N/A | #N/A | #N/A | #N/A | #N/A | #N/A | #N/A
FALSE | #N/A | #N/A | #N/A | #N/A | #N/A | #N/A | #N/A | #N/A | #N/A | #N/A |  |  |  | FALSE | #N/A | #N/A | #N/A | #N/A | #N/A | #N/A | #N/A | #N/A | #N/A | #N/A
FALSE | #N/A | #N/A | #N/A | #N/A | #N/A | #N/A | #N/A | #N/A | #N/A | #N/A |  |  |  | FALSE | #N/A | #N/A | #N/A | #N/A | #N/A | #N/A | #N/A | #N/A | #N/A | #N/A
FALSE | #N/A | #N/A | #N/A | #N/A | #N/A | #N/A | #N/A | #N/A | #N/A | #N/A |  |  |  | FALSE | #N/A | #N/A | #N/A | #N/A | #N/A | #N/A | #N/A | #N/A | #N/A | #N/A
FALSE | #N/A | #N/A | #N/A | #N/A | #N/A | #N/A | #N/A | #N/A | #N/A | #N/A |  |  |  | FALSE | #N/A | #N/A | #N/A | #N/A | #N/A | #N/A | #N/A | #N/A | #N/A | #N/A
FALSE | #N/A | #N/A | #N/A | #N/A | #N/A | #N/A | #N/A | #N/A | #N/A | #N/A |  |  |  | FALSE | #N/A | #N/A | #N/A | #N/A | #N/A | #N/A | #N/A | #N/A | #N/A | #N/A
FALSE | #N/A | #N/A | #N/A | #N/A | #N/A | #N/A | #N/A | #N/A | #N/A | #N/A |  |  |  | FALSE | #N/A | #N/A | #N/A | #N/A | #N/A | #N/A | #N/A | #N/A | #N/A | #N/A
FALSE | #N/A | #N/A | #N/A | #N/A | #N/A | #N/A | #N/A | #N/A | #N/A | #N/A |  |  |  | FALSE | #N/A | #N/A | #N/A | #N/A | #N/A | #N/A | #N/A | #N/A | #N/A | #N/A
FALSE | #N/A | #N/A | #N/A | #N/A | #N/A | #N/A | #N/A | #N/A | #N/A | #N/A |  |  |  | FALSE | #N/A | #N/A | #N/A | #N/A | #N/A | #N/A | #N/A | #N/A | #N/A | #N/A
FALSE | #N/A | #N/A | #N/A | #N/A | #N/A | #N/A | #N/A | #N/A | #N/A | #N/A |  |  |  | FALSE | #N/A | #N/A | #N/A | #N/A | #N/A | #N/A | #N/A | #N/A | #N/A | #N/A
FALSE | #N/A | #N/A | #N/A | #N/A | #N/A | #N/A | #N/A | #N/A | #N/A | #N/A |  |  |  | FALSE | #N/A | #N/A | #N/A | #N/A | #N/A | #N/A | #N/A | #N/A | #N/A | #N/A
FALSE | #N/A | #N/A | #N/A | #N/A | #N/A | #N/A | #N/A | #N/A | #N/A | #N/A |  |  |  | FALSE | #N/A | #N/A | #N/A | #N/A | #N/A | #N/A | #N/A | #N/A | #N/A | #N/A
FALSE | #N/A | #N/A | #N/A | #N/A | #N/A | #N/A | #N/A | #N/A | #N/A | #N/A |  |  |  | FALSE | #N/A | #N/A | #N/A | #N/A | #N/A | #N/A | #N/A | #N/A | #N/A | #N/A
FALSE | #N/A | #N/A | #N/A | #N/A | #N/A | #N/A | #N/A | #N/A | #N/A | #N/A |  |  |  | FALSE | #N/A | #N/A | #N/A | #N/A | #N/A | #N/A | #N/A | #N/A | #N/A | #N/A
FALSE | #N/A | #N/A | #N/A | #N/A | #N/A | #N/A | #N/A | #N/A | #N/A | #N/A |  |  |  | FALSE | #N/A | #N/A | #N/A | #N/A | #N/A | #N/A | #N/A | #N/A | #N/A | #N/A
FALSE | #N/A | #N/A | #N/A | #N/A | #N/A | #N/A | #N/A | #N/A | #N/A | #N/A |  |  |  | FALSE | #N/A | #N/A | #N/A | #N/A | #N/A | #N/A | #N/A | #N/A | #N/A | #N/A
FALSE | #N/A | #N/A | #N/A | #N/A | #N/A | #N/A | #N/A | #N/A | #N/A | #N/A |  |  |  | FALSE | #N/A | #N/A | #N/A | #N/A | #N/A | #N/A | #N/A | #N/A | #N/A | #N/A
FALSE | #N/A | #N/A | #N/A | #N/A | #N/A | #N/A | #N/A | #N/A | #N/A | #N/A |  |  |  | FALSE | #N/A | #N/A | #N/A | #N/A | #N/A | #N/A | #N/A | #N/A | #N/A | #N/A
FALSE | #N/A | #N/A | #N/A | #N/A | #N/A | #N/A | #N/A | #N/A | #N/A | #N/A |  |  |  | FALSE | #N/A | #N/A | #N/A | #N/A | #N/A | #N/A | #N/A | #N/A | #N/A | #N/A
FALSE | #N/A | #N/A | #N/A | #N/A | #N/A | #N/A | #N/A | #N/A | #N/A | #N/A |  |  |  | FALSE | #N/A | #N/A | #N/A | #N/A | #N/A | #N/A | #N/A | #N/A | #N/A | #N/A
FALSE | #N/A | #N/A | #N/A | #N/A | #N/A | #N/A | #N/A | #N/A | #N/A | #N/A |  |  |  | FALSE | #N/A | #N/A | #N/A | #N/A | #N/A | #N/A | #N/A | #N/A | #N/A | #N/A
FALSE | #N/A | #N/A | #N/A | #N/A | #N/A | #N/A | #N/A | #N/A | #N/A | #N/A |  |  |  | FALSE | #N/A | #N/A | #N/A | #N/A | #N/A | #N/A | #N/A | #N/A | #N/A | #N/A
FALSE | #N/A | #N/A | #N/A | #N/A | #N/A | #N/A | #N/A | #N/A | #N/A | #N/A |  |  |  | FALSE | #N/A | #N/A | #N/A | #N/A | #N/A | #N/A | #N/A | #N/A | #N/A | #N/A
FALSE | #N/A | #N/A | #N/A | #N/A | #N/A | #N/A | #N/A | #N/A | #N/A | #N/A |  |  |  | FALSE | #N/A | #N/A | #N/A | #N/A | #N/A | #N/A | #N/A | #N/A | #N/A | #N/A
FALSE | #N/A | #N/A | #N/A | #N/A | #N/A | #N/A | #N/A | #N/A | #N/A | #N/A |  |  |  | FALSE | #N/A | #N/A | #N/A | #N/A | #N/A | #N/A | #N/A | #N/A | #N/A | #N/A
FALSE | #N/A | #N/A | #N/A | #N/A | #N/A | #N/A | #N/A | #N/A | #N/A | #N/A |  |  |  | FALSE | #N/A | #N/A | #N/A | #N/A | #N/A | #N/A | #N/A | #N/A | #N/A | #N/A
FALSE | #N/A | #N/A | #N/A | #N/A | #N/A | #N/A | #N/A | #N/A | #N/A | #N/A |  |  |  | FALSE | #N/A | #N/A | #N/A | #N/A | #N/A | #N/A | #N/A | #N/A | #N/A | #N/A
FALSE | #N/A | #N/A | #N/A | #N/A | #N/A | #N/A | #N/A | #N/A | #N/A | #N/A |  |  |  | FALSE | #N/A | #N/A | #N/A | #N/A | #N/A | #N/A | #N/A | #N/A | #N/A | #N/A
FALSE | #N/A | #N/A | #N/A | #N/A | #N/A | #N/A | #N/A | #N/A | #N/A | #N/A |  |  |  | FALSE | #N/A | #N/A | #N/A | #N/A | #N/A | #N/A | #N/A | #N/A | #N/A | #N/A
FALSE | #N/A | #N/A | #N/A | #N/A | #N/A | #N/A | #N/A | #N/A | #N/A | #N/A |  |  |  | FALSE | #N/A | #N/A | #N/A | #N/A | #N/A | #N/A | #N/A | #N/A | #N/A | #N/A
FALSE | #N/A | #N/A | #N/A | #N/A | #N/A | #N/A | #N/A | #N/A | #N/A | #N/A |  |  |  | FALSE | #N/A | #N/A | #N/A | #N/A | #N/A | #N/A | #N/A | #N/A | #N/A | #N/A
FALSE | #N/A | #N/A | #N/A | #N/A | #N/A | #N/A | #N/A | #N/A | #N/A | #N/A |  |  |  | FALSE | #N/A | #N/A | #N/A | #N/A | #N/A | #N/A | #N/A | #N/A | #N/A | #N/A
FALSE | #N/A | #N/A | #N/A | #N/A | #N/A | #N/A | #N/A | #N/A | #N/A | #N/A |  |  |  | FALSE | #N/A | #N/A | #N/A | #N/A | #N/A | #N/A | #N/A | #N/A | #N/A | #N/A
FALSE | #N/A | #N/A | #N/A | #N/A | #N/A | #N/A | #N/A | #N/A | #N/A | #N/A |  |  |  | FALSE | #N/A | #N/A | #N/A | #N/A | #N/A | #N/A | #N/A | #N/A | #N/A | #N/A
FALSE | #N/A | #N/A | #N/A | #N/A | #N/A | #N/A | #N/A | #N/A | #N/A | #N/A |  |  |  | FALSE | #N/A | #N/A | #N/A | #N/A | #N/A | #N/A | #N/A | #N/A | #N/A | #N/A
FALSE | #N/A | #N/A | #N/A | #N/A | #N/A | #N/A | #N/A | #N/A | #N/A | #N/A |  |  |  | FALSE | #N/A | #N/A | #N/A | #N/A | #N/A | #N/A | #N/A | #N/A | #N/A | #N/A
FALSE | #N/A | #N/A | #N/A | #N/A | #N/A | #N/A | #N/A | #N/A | #N/A | #N/A |  |  |  | FALSE | #N/A | #N/A | #N/A | #N/A | #N/A | #N/A | #N/A | #N/A | #N/A | #N/A
FALSE | #N/A | #N/A | #N/A | #N/A | #N/A | #N/A | #N/A | #N/A | #N/A | #N/A |  |  |  | FALSE | #N/A | #N/A | #N/A | #N/A | #N/A | #N/A | #N/A | #N/A | #N/A | #N/A
FALSE | #N/A | #N/A | #N/A | #N/A | #N/A | #N/A | #N/A | #N/A | #N/A | #N/A |  |  |  | FALSE | #N/A | #N/A | #N/A | #N/A | #N/A | #N/A | #N/A | #N/A | #N/A | #N/A
FALSE | #N/A | #N/A | #N/A | #N/A | #N/A | #N/A | #N/A | #N/A | #N/A | #N/A |  |  |  | FALSE | #N/A | #N/A | #N/A | #N/A | #N/A | #N/A | #N/A | #N/A | #N/A | #N/A
FALSE | #N/A | #N/A | #N/A | #N/A | #N/A | #N/A | #N/A | #N/A | #N/A | #N/A |  |  |  | FALSE | #N/A | #N/A | #N/A | #N/A | #N/A | #N/A | #N/A | #N/A | #N/A | #N/A
FALSE | #N/A | #N/A | #N/A | #N/A | #N/A | #N/A | #N/A | #N/A | #N/A | #N/A |  |  |  | FALSE | #N/A | #N/A | #N/A | #N/A | #N/A | #N/A | #N/A | #N/A | #N/A | #N/A
FALSE | #N/A | #N/A | #N/A | #N/A | #N/A | #N/A | #N/A | #N/A | #N/A | #N/A |  |  |  | FALSE | #N/A | #N/A | #N/A | #N/A | #N/A | #N/A | #N/A | #N/A | #N/A | #N/A
FALSE | #N/A | #N/A | #N/A | #N/A | #N/A | #N/A | #N/A | #N/A | #N/A | #N/A |  |  |  | FALSE | #N/A | #N/A | #N/A | #N/A | #N/A | #N/A | #N/A | #N/A | #N/A | #N/A
FALSE | #N/A | #N/A | #N/A | #N/A | #N/A | #N/A | #N/A | #N/A | #N/A | #N/A |  |  |  | FALSE | #N/A | #N/A | #N/A | #N/A | #N/A | #N/A | #N/A | #N/A | #N/A | #N/A
FALSE | #N/A | #N/A | #N/A | #N/A | #N/A | #N/A | #N/A | #N/A | #N/A | #N/A |  |  |  | FALSE | #N/A | #N/A | #N/A | #N/A | #N/A | #N/A | #N/A | #N/A | #N/A | #N/A
FALSE | #N/A | #N/A | #N/A | #N/A | #N/A | #N/A | #N/A | #N/A | #N/A | #N/A |  |  |  | FALSE | #N/A | #N/A | #N/A | #N/A | #N/A | #N/A | #N/A | #N/A | #N/A | #N/A
FALSE | #N/A | #N/A | #N/A | #N/A | #N/A | #N/A | #N/A | #N/A | #N/A | #N/A |  |  |  | FALSE | #N/A | #N/A | #N/A | #N/A | #N/A | #N/A | #N/A | #N/A | #N/A | #N/A
FALSE | #N/A | #N/A | #N/A | #N/A | #N/A | #N/A | #N/A | #N/A | #N/A | #N/A |  |  |  | FALSE | #N/A | #N/A | #N/A | #N/A | #N/A | #N/A | #N/A | #N/A | #N/A | #N/A
FALSE | #N/A | #N/A | #N/A | #N/A | #N/A | #N/A | #N/A | #N/A | #N/A | #N/A |  |  |  | FALSE | #N/A | #N/A | #N/A | #N/A | #N/A | #N/A | #N/A | #N/A | #N/A | #N/A
FALSE | #N/A | #N/A | #N/A | #N/A | #N/A | #N/A | #N/A | #N/A | #N/A | #N/A |  |  |  | FALSE | #N/A | #N/A | #N/A | #N/A | #N/A | #N/A | #N/A | #N/A | #N/A | #N/A
FALSE | #N/A | #N/A | #N/A | #N/A | #N/A | #N/A | #N/A | #N/A | #N/A | #N/A |  |  |  | FALSE | #N/A | #N/A | #N/A | #N/A | #N/A | #N/A | #N/A | #N/A | #N/A | #N/A
FALSE | #N/A | #N/A | #N/A | #N/A | #N/A | #N/A | #N/A | #N/A | #N/A | #N/A |  |  |  | FALSE | #N/A | #N/A | #N/A | #N/A | #N/A | #N/A | #N/A | #N/A | #N/A | #N/A
FALSE | #N/A | #N/A | #N/A | #N/A | #N/A | #N/A | #N/A | #N/A | #N/A | #N/A |  |  |  | FALSE | #N/A | #N/A | #N/A | #N/A | #N/A | #N/A | #N/A | #N/A | #N/A | #N/A
FALSE | #N/A | #N/A | #N/A | #N/A | #N/A | #N/A | #N/A | #N/A | #N/A | #N/A |  |  |  | FALSE | #N/A | #N/A | #N/A | #N/A | #N/A | #N/A | #N/A | #N/A | #N/A | #N/A
FALSE | #N/A | #N/A | #N/A | #N/A | #N/A | #N/A | #N/A | #N/A | #N/A | #N/A |  |  |  | FALSE | #N/A | #N/A | #N/A | #N/A | #N/A | #N/A | #N/A | #N/A | #N/A | #N/A
FALSE | #N/A | #N/A | #N/A | #N/A | #N/A | #N/A | #N/A | #N/A | #N/A | #N/A |  |  |  | FALSE | #N/A | #N/A | #N/A | #N/A | #N/A | #N/A | #N/A | #N/A | #N/A | #N/A
FALSE | #N/A | #N/A | #N/A | #N/A | #N/A | #N/A | #N/A | #N/A | #N/A | #N/A |  |  |  | FALSE | #N/A | #N/A | #N/A | #N/A | #N/A | #N/A | #N/A | #N/A | #N/A | #N/A
FALSE | #N/A | #N/A | #N/A | #N/A | #N/A | #N/A | #N/A | #N/A | #N/A | #N/A |  |  |  | FALSE | #N/A | #N/A | #N/A | #N/A | #N/A | #N/A | #N/A | #N/A | #N/A | #N/A
FALSE | #N/A | #N/A | #N/A | #N/A | #N/A | #N/A | #N/A | #N/A | #N/A | #N/A |  |  |  | FALSE | #N/A | #N/A | #N/A | #N/A | #N/A | #N/A | #N/A | #N/A | #N/A | #N/A
FALSE | #N/A | #N/A | #N/A | #N/A | #N/A | #N/A | #N/A | #N/A | #N/A | #N/A |  |  |  | FALSE | #N/A | #N/A | #N/A | #N/A | #N/A | #N/A | #N/A | #N/A | #N/A | #N/A
FALSE | #N/A | #N/A | #N/A | #N/A | #N/A | #N/A | #N/A | #N/A | #N/A | #N/A |  |  |  | FALSE | #N/A | #N/A | #N/A | #N/A | #N/A | #N/A | #N/A | #N/A | #N/A | #N/A
FALSE | #N/A | #N/A | #N/A | #N/A | #N/A | #N/A | #N/A | #N/A | #N/A | #N/A |  |  |  | FALSE | #N/A | #N/A | #N/A | #N/A | #N/A | #N/A | #N/A | #N/A | #N/A | #N/A
FALSE | #N/A | #N/A | #N/A | #N/A | #N/A | #N/A | #N/A | #N/A | #N/A | #N/A |  |  |  | FALSE | #N/A | #N/A | #N/A | #N/A | #N/A | #N/A | #N/A | #N/A | #N/A | #N/A
FALSE | #N/A | #N/A | #N/A | #N/A | #N/A | #N/A | #N/A | #N/A | #N/A | #N/A |  |  |  | FALSE | #N/A | #N/A | #N/A | #N/A | #N/A | #N/A | #N/A | #N/A | #N/A | #N/A
FALSE | #N/A | #N/A | #N/A | #N/A | #N/A | #N/A | #N/A | #N/A | #N/A | #N/A |  |  |  | FALSE | #N/A | #N/A | #N/A | #N/A | #N/A | #N/A | #N/A | #N/A | #N/A | #N/A
FALSE | #N/A | #N/A | #N/A | #N/A | #N/A | #N/A | #N/A | #N/A | #N/A | #N/A |  |  |  | FALSE | #N/A | #N/A | #N/A | #N/A | #N/A | #N/A | #N/A | #N/A | #N/A | #N/A
FALSE | #N/A | #N/A | #N/A | #N/A | #N/A | #N/A | #N/A | #N/A | #N/A | #N/A |  |  |  | FALSE | #N/A | #N/A | #N/A | #N/A | #N/A | #N/A | #N/A | #N/A | #N/A | #N/A
FALSE | #N/A | #N/A | #N/A | #N/A | #N/A | #N/A | #N/A | #N/A | #N/A | #N/A |  |  |  | FALSE | #N/A | #N/A | #N/A | #N/A | #N/A | #N/A | #N/A | #N/A | #N/A | #N/A
FALSE | #N/A | #N/A | #N/A | #N/A | #N/A | #N/A | #N/A | #N/A | #N/A | #N/A |  |  |  | FALSE | #N/A | #N/A | #N/A | #N/A | #N/A | #N/A | #N/A | #N/A | #N/A | #N/A
FALSE | #N/A | #N/A | #N/A | #N/A | #N/A | #N/A | #N/A | #N/A | #N/A | #N/A |  |  |  | FALSE | #N/A | #N/A | #N/A | #N/A | #N/A | #N/A | #N/A | #N/A | #N/A | #N/A
FALSE | #N/A | #N/A | #N/A | #N/A | #N/A | #N/A | #N/A | #N/A | #N/A | #N/A |  |  |  | FALSE | #N/A | #N/A | #N/A | #N/A | #N/A | #N/A | #N/A | #N/A | #N/A | #N/A
FALSE | #N/A | #N/A | #N/A | #N/A | #N/A | #N/A | #N/A | #N/A | #N/A | #N/A |  |  |  | FALSE | #N/A | #N/A | #N/A | #N/A | #N/A | #N/A | #N/A | #N/A | #N/A | #N/A
FALSE | #N/A | #N/A | #N/A | #N/A | #N/A | #N/A | #N/A | #N/A | #N/A | #N/A |  |  |  | FALSE | #N/A | #N/A | #N/A | #N/A | #N/A | #N/A | #N/A | #N/A | #N/A | #N/A
FALSE | #N/A | #N/A | #N/A | #N/A | #N/A | #N/A | #N/A | #N/A | #N/A | #N/A |  |  |  | FALSE | #N/A | #N/A | #N/A | #N/A | #N/A | #N/A | #N/A | #N/A | #N/A | #N/A
FALSE | #N/A | #N/A | #N/A | #N/A | #N/A | #N/A | #N/A | #N/A | #N/A | #N/A |  |  |  | FALSE | #N/A | #N/A | #N/A | #N/A | #N/A | #N/A | #N/A | #N/A | #N/A | #N/A
FALSE | #N/A | #N/A | #N/A | #N/A | #N/A | #N/A | #N/A | #N/A | #N/A | #N/A |  |  |  | FALSE | #N/A | #N/A | #N/A | #N/A | #N/A | #N/A | #N/A | #N/A | #N/A | #N/A
FALSE | #N/A | #N/A | #N/A | #N/A | #N/A | #N/A | #N/A | #N/A | #N/A | #N/A |  |  |  | FALSE | #N/A | #N/A | #N/A | #N/A | #N/A | #N/A | #N/A | #N/A | #N/A | #N/A
FALSE | #N/A | #N/A | #N/A | #N/A | #N/A | #N/A | #N/A | #N/A | #N/A | #N/A |  |  |  | FALSE | #N/A | #N/A | #N/A | #N/A | #N/A | #N/A | #N/A | #N/A | #N/A | #N/A
FALSE | #N/A | #N/A | #N/A | #N/A | #N/A | #N/A | #N/A | #N/A | #N/A | #N/A |  |  |  | FALSE | #N/A | #N/A | #N/A | #N/A | #N/A | #N/A | #N/A | #N/A | #N/A | #N/A
FALSE | #N/A | #N/A | #N/A | #N/A | #N/A | #N/A | #N/A | #N/A | #N/A | #N/A |  |  |  | FALSE | #N/A | #N/A | #N/A | #N/A | #N/A | #N/A | #N/A | #N/A | #N/A | #N/A
FALSE | #N/A | #N/A | #N/A | #N/A | #N/A | #N/A | #N/A | #N/A | #N/A | #N/A |  |  |  | FALSE | #N/A | #N/A | #N/A | #N/A | #N/A | #N/A | #N/A | #N/A | #N/A | #N/A
FALSE | #N/A | #N/A | #N/A | #N/A | #N/A | #N/A | #N/A | #N/A | #N/A | #N/A |  |  |  | FALSE | #N/A | #N/A | #N/A | #N/A | #N/A | #N/A | #N/A | #N/A | #N/A | #N/A
FALSE | #N/A | #N/A | #N/A | #N/A | #N/A | #N/A | #N/A | #N/A | #N/A | #N/A |  |  |  | FALSE | #N/A | #N/A | #N/A | #N/A | #N/A | #N/A | #N/A | #N/A | #N/A | #N/A
FALSE | #N/A | #N/A | #N/A | #N/A | #N/A | #N/A | #N/A | #N/A | #N/A | #N/A |  |  |  | FALSE | #N/A | #N/A | #N/A | #N/A | #N/A | #N/A | #N/A | #N/A | #N/A | #N/A
FALSE | #N/A | #N/A | #N/A | #N/A | #N/A | #N/A | #N/A | #N/A | #N/A | #N/A |  |  |  | FALSE | #N/A | #N/A | #N/A | #N/A | #N/A | #N/A | #N/A | #N/A | #N/A | #N/A
FALSE | #N/A | #N/A | #N/A | #N/A | #N/A | #N/A | #N/A | #N/A | #N/A | #N/A |  |  |  | FALSE | #N/A | #N/A | #N/A | #N/A | #N/A | #N/A | #N/A | #N/A | #N/A | #N/A
FALSE | #N/A | #N/A | #N/A | #N/A | #N/A | #N/A | #N/A | #N/A | #N/A | #N/A |  |  |  | FALSE | #N/A | #N/A | #N/A | #N/A | #N/A | #N/A | #N/A | #N/A | #N/A | #N/A
FALSE | #N/A | #N/A | #N/A | #N/A | #N/A | #N/A | #N/A | #N/A | #N/A | #N/A |  |  |  | FALSE | #N/A | #N/A | #N/A | #N/A | #N/A | #N/A | #N/A | #N/A | #N/A | #N/A
FALSE | #N/A | #N/A | #N/A | #N/A | #N/A | #N/A | #N/A | #N/A | #N/A | #N/A |  |  |  | FALSE | #N/A | #N/A | #N/A | #N/A | #N/A | #N/A | #N/A | #N/A | #N/A | #N/A
FALSE | #N/A | #N/A | #N/A | #N/A | #N/A | #N/A | #N/A | #N/A | #N/A | #N/A |  |  |  | FALSE | #N/A | #N/A | #N/A | #N/A | #N/A | #N/A | #N/A | #N/A | #N/A | #N/A
FALSE | #N/A | #N/A | #N/A | #N/A | #N/A | #N/A | #N/A | #N/A | #N/A | #N/A |  |  |  | FALSE | #N/A | #N/A | #N/A | #N/A | #N/A | #N/A | #N/A | #N/A | #N/A | #N/A
FALSE | #N/A | #N/A | #N/A | #N/A | #N/A | #N/A | #N/A | #N/A | #N/A | #N/A |  |  |  | FALSE | #N/A | #N/A | #N/A | #N/A | #N/A | #N/A | #N/A | #N/A | #N/A | #N/A
FALSE | #N/A | #N/A | #N/A | #N/A | #N/A | #N/A | #N/A | #N/A | #N/A | #N/A |  |  |  | FALSE | #N/A | #N/A | #N/A | #N/A | #N/A | #N/A | #N/A | #N/A | #N/A | #N/A
FALSE | #N/A | #N/A | #N/A | #N/A | #N/A | #N/A | #N/A | #N/A | #N/A | #N/A |  |  |  | FALSE | #N/A | #N/A | #N/A | #N/A | #N/A | #N/A | #N/A | #N/A | #N/A | #N/A
FALSE | #N/A | #N/A | #N/A | #N/A | #N/A | #N/A | #N/A | #N/A | #N/A | #N/A |  |  |  | FALSE | #N/A | #N/A | #N/A | #N/A | #N/A | #N/A | #N/A | #N/A | #N/A | #N/A
FALSE | #N/A | #N/A | #N/A | #N/A | #N/A | #N/A | #N/A | #N/A | #N/A | #N/A |  |  |  | FALSE | #N/A | #N/A | #N/A | #N/A | #N/A | #N/A | #N/A | #N/A | #N/A | #N/A
FALSE | #N/A | #N/A | #N/A | #N/A | #N/A | #N/A | #N/A | #N/A | #N/A | #N/A |  |  |  | FALSE | #N/A | #N/A | #N/A | #N/A | #N/A | #N/A | #N/A | #N/A | #N/A | #N/A
FALSE | #N/A | #N/A | #N/A | #N/A | #N/A | #N/A | #N/A | #N/A | #N/A | #N/A |  |  |  | FALSE | #N/A | #N/A | #N/A | #N/A | #N/A | #N/A | #N/A | #N/A | #N/A | #N/A
FALSE | #N/A | #N/A | #N/A | #N/A | #N/A | #N/A | #N/A | #N/A | #N/A | #N/A |  |  |  | FALSE | #N/A | #N/A | #N/A | #N/A | #N/A | #N/A | #N/A | #N/A | #N/A | #N/A
FALSE | #N/A | #N/A | #N/A | #N/A | #N/A | #N/A | #N/A | #N/A | #N/A | #N/A |  |  |  | FALSE | #N/A | #N/A | #N/A | #N/A | #N/A | #N/A | #N/A | #N/A | #N/A | #N/A
FALSE | #N/A | #N/A | #N/A | #N/A | #N/A | #N/A | #N/A | #N/A | #N/A | #N/A |  |  |  | FALSE | #N/A | #N/A | #N/A | #N/A | #N/A | #N/A | #N/A | #N/A | #N/A | #N/A
FALSE | #N/A | #N/A | #N/A | #N/A | #N/A | #N/A | #N/A | #N/A | #N/A | #N/A |  |  |  | FALSE | #N/A | #N/A | #N/A | #N/A | #N/A | #N/A | #N/A | #N/A | #N/A | #N/A
FALSE | #N/A | #N/A | #N/A | #N/A | #N/A | #N/A | #N/A | #N/A | #N/A | #N/A |  |  |  | FALSE | #N/A | #N/A | #N/A | #N/A | #N/A | #N/A | #N/A | #N/A | #N/A | #N/A
FALSE | #N/A | #N/A | #N/A | #N/A | #N/A | #N/A | #N/A | #N/A | #N/A | #N/A |  |  |  | FALSE | #N/A | #N/A | #N/A | #N/A | #N/A | #N/A | #N/A | #N/A | #N/A | #N/A
FALSE | #N/A | #N/A | #N/A | #N/A | #N/A | #N/A | #N/A | #N/A | #N/A | #N/A |  |  |  | FALSE | #N/A | #N/A | #N/A | #N/A | #N/A | #N/A | #N/A | #N/A | #N/A | #N/A
FALSE | #N/A | #N/A | #N/A | #N/A | #N/A | #N/A | #N/A | #N/A | #N/A | #N/A |  |  |  | FALSE | #N/A | #N/A | #N/A | #N/A | #N/A | #N/A | #N/A | #N/A | #N/A | #N/A
FALSE | #N/A | #N/A | #N/A | #N/A | #N/A | #N/A | #N/A | #N/A | #N/A | #N/A |  |  |  | FALSE | #N/A | #N/A | #N/A | #N/A | #N/A | #N/A | #N/A | #N/A | #N/A | #N/A
FALSE | #N/A | #N/A | #N/A | #N/A | #N/A | #N/A | #N/A | #N/A | #N/A | #N/A |  |  |  | FALSE | #N/A | #N/A | #N/A | #N/A | #N/A | #N/A | #N/A | #N/A | #N/A | #N/A
FALSE | #N/A | #N/A | #N/A | #N/A | #N/A | #N/A | #N/A | #N/A | #N/A | #N/A |  |  |  | FALSE | #N/A | #N/A | #N/A | #N/A | #N/A | #N/A | #N/A | #N/A | #N/A | #N/A
FALSE | #N/A | #N/A | #N/A | #N/A | #N/A | #N/A | #N/A | #N/A | #N/A | #N/A |  |  |  | FALSE | #N/A | #N/A | #N/A | #N/A | #N/A | #N/A | #N/A | #N/A | #N/A | #N/A
FALSE | #N/A | #N/A | #N/A | #N/A | #N/A | #N/A | #N/A | #N/A | #N/A | #N/A |  |  |  | FALSE | #N/A | #N/A | #N/A | #N/A | #N/A | #N/A | #N/A | #N/A | #N/A | #N/A
FALSE | #N/A | #N/A | #N/A | #N/A | #N/A | #N/A | #N/A | #N/A | #N/A | #N/A |  |  |  | FALSE | #N/A | #N/A | #N/A | #N/A | #N/A | #N/A | #N/A | #N/A | #N/A | #N/A
FALSE | #N/A | #N/A | #N/A | #N/A | #N/A | #N/A | #N/A | #N/A | #N/A | #N/A |  |  |  | FALSE | #N/A | #N/A | #N/A | #N/A | #N/A | #N/A | #N/A | #N/A | #N/A | #N/A
FALSE | #N/A | #N/A | #N/A | #N/A | #N/A | #N/A | #N/A | #N/A | #N/A | #N/A |  |  |  | FALSE | #N/A | #N/A | #N/A | #N/A | #N/A | #N/A | #N/A | #N/A | #N/A | #N/A
FALSE | #N/A | #N/A | #N/A | #N/A | #N/A | #N/A | #N/A | #N/A | #N/A | #N/A |  |  |  | FALSE | #N/A | #N/A | #N/A | #N/A | #N/A | #N/A | #N/A | #N/A | #N/A | #N/A
FALSE | #N/A | #N/A | #N/A | #N/A | #N/A | #N/A | #N/A | #N/A | #N/A | #N/A |  |  |  | FALSE | #N/A | #N/A | #N/A | #N/A | #N/A | #N/A | #N/A | #N/A | #N/A | #N/A
FALSE | #N/A | #N/A | #N/A | #N/A | #N/A | #N/A | #N/A | #N/A | #N/A | #N/A |  |  |  | FALSE | #N/A | #N/A | #N/A | #N/A | #N/A | #N/A | #N/A | #N/A | #N/A | #N/A
FALSE | #N/A | #N/A | #N/A | #N/A | #N/A | #N/A | #N/A | #N/A | #N/A | #N/A |  |  |  | FALSE | #N/A | #N/A | #N/A | #N/A | #N/A | #N/A | #N/A | #N/A | #N/A | #N/A
FALSE | #N/A | #N/A | #N/A | #N/A | #N/A | #N/A | #N/A | #N/A | #N/A | #N/A |  |  |  | FALSE | #N/A | #N/A | #N/A | #N/A | #N/A | #N/A | #N/A | #N/A | #N/A | #N/A
FALSE | #N/A | #N/A | #N/A | #N/A | #N/A | #N/A | #N/A | #N/A | #N/A | #N/A |  |  |  | FALSE | #N/A | #N/A | #N/A | #N/A | #N/A | #N/A | #N/A | #N/A | #N/A | #N/A
FALSE | #N/A | #N/A | #N/A | #N/A | #N/A | #N/A | #N/A | #N/A | #N/A | #N/A |  |  |  | FALSE | #N/A | #N/A | #N/A | #N/A | #N/A | #N/A | #N/A | #N/A | #N/A | #N/A
FALSE | #N/A | #N/A | #N/A | #N/A | #N/A | #N/A | #N/A | #N/A | #N/A | #N/A |  |  |  | FALSE | #N/A | #N/A | #N/A | #N/A | #N/A | #N/A | #N/A | #N/A | #N/A | #N/A
FALSE | #N/A | #N/A | #N/A | #N/A | #N/A | #N/A | #N/A | #N/A | #N/A | #N/A |  |  |  | FALSE | #N/A | #N/A | #N/A | #N/A | #N/A | #N/A | #N/A | #N/A | #N/A | #N/A
FALSE | #N/A | #N/A | #N/A | #N/A | #N/A | #N/A | #N/A | #N/A | #N/A | #N/A |  |  |  | FALSE | #N/A | #N/A | #N/A | #N/A | #N/A | #N/A | #N/A | #N/A | #N/A | #N/A
FALSE | #N/A | #N/A | #N/A | #N/A | #N/A | #N/A | #N/A | #N/A | #N/A | #N/A |  |  |  | FALSE | #N/A | #N/A | #N/A | #N/A | #N/A | #N/A | #N/A | #N/A | #N/A | #N/A
FALSE | #N/A | #N/A | #N/A | #N/A | #N/A | #N/A | #N/A | #N/A | #N/A | #N/A |  |  |  | FALSE | #N/A | #N/A | #N/A | #N/A | #N/A | #N/A | #N/A | #N/A | #N/A | #N/A
FALSE | #N/A | #N/A | #N/A | #N/A | #N/A | #N/A | #N/A | #N/A | #N/A | #N/A |  |  |  | FALSE | #N/A | #N/A | #N/A | #N/A | #N/A | #N/A | #N/A | #N/A | #N/A | #N/A
FALSE | #N/A | #N/A | #N/A | #N/A | #N/A | #N/A | #N/A | #N/A | #N/A | #N/A |  |  |  | FALSE | #N/A | #N/A | #N/A | #N/A | #N/A | #N/A | #N/A | #N/A | #N/A | #N/A
FALSE | #N/A | #N/A | #N/A | #N/A | #N/A | #N/A | #N/A | #N/A | #N/A | #N/A |  |  |  | FALSE | #N/A | #N/A | #N/A | #N/A | #N/A | #N/A | #N/A | #N/A | #N/A | #N/A
FALSE | #N/A | #N/A | #N/A | #N/A | #N/A | #N/A | #N/A | #N/A | #N/A | #N/A |  |  |  | FALSE | #N/A | #N/A | #N/A | #N/A | #N/A | #N/A | #N/A | #N/A | #N/A | #N/A
FALSE | #N/A | #N/A | #N/A | #N/A | #N/A | #N/A | #N/A | #N/A | #N/A | #N/A |  |  |  | FALSE | #N/A | #N/A | #N/A | #N/A | #N/A | #N/A | #N/A | #N/A | #N/A | #N/A
FALSE | #N/A | #N/A | #N/A | #N/A | #N/A | #N/A | #N/A | #N/A | #N/A | #N/A |  |  |  | FALSE | #N/A | #N/A | #N/A | #N/A | #N/A | #N/A | #N/A | #N/A | #N/A | #N/A
FALSE | #N/A | #N/A | #N/A | #N/A | #N/A | #N/A | #N/A | #N/A | #N/A | #N/A |  |  |  | FALSE | #N/A | #N/A | #N/A | #N/A | #N/A | #N/A | #N/A | #N/A | #N/A | #N/A
FALSE | #N/A | #N/A | #N/A | #N/A | #N/A | #N/A | #N/A | #N/A | #N/A | #N/A |  |  |  | FALSE | #N/A | #N/A | #N/A | #N/A | #N/A | #N/A | #N/A | #N/A | #N/A | #N/A
FALSE | #N/A | #N/A | #N/A | #N/A | #N/A | #N/A | #N/A | #N/A | #N/A | #N/A |  |  |  | FALSE | #N/A | #N/A | #N/A | #N/A | #N/A | #N/A | #N/A | #N/A | #N/A | #N/A
FALSE | #N/A | #N/A | #N/A | #N/A | #N/A | #N/A | #N/A | #N/A | #N/A | #N/A |  |  |  | FALSE | #N/A | #N/A | #N/A | #N/A | #N/A | #N/A | #N/A | #N/A | #N/A | #N/A
FALSE | #N/A | #N/A | #N/A | #N/A | #N/A | #N/A | #N/A | #N/A | #N/A | #N/A |  |  |  | FALSE | #N/A | #N/A | #N/A | #N/A | #N/A | #N/A | #N/A | #N/A | #N/A | #N/A
FALSE | #N/A | #N/A | #N/A | #N/A | #N/A | #N/A | #N/A | #N/A | #N/A | #N/A |  |  |  | FALSE | #N/A | #N/A | #N/A | #N/A | #N/A | #N/A | #N/A | #N/A | #N/A | #N/A
FALSE | #N/A | #N/A | #N/A | #N/A | #N/A | #N/A | #N/A | #N/A | #N/A | #N/A |  |  |  | FALSE | #N/A | #N/A | #N/A | #N/A | #N/A | #N/A | #N/A | #N/A | #N/A | #N/A
FALSE | #N/A | #N/A | #N/A | #N/A | #N/A | #N/A | #N/A | #N/A | #N/A | #N/A |  |  |  | FALSE | #N/A | #N/A | #N/A | #N/A | #N/A | #N/A | #N/A | #N/A | #N/A | #N/A
FALSE | #N/A | #N/A | #N/A | #N/A | #N/A | #N/A | #N/A | #N/A | #N/A | #N/A |  |  |  | FALSE | #N/A | #N/A | #N/A | #N/A | #N/A | #N/A | #N/A | #N/A | #N/A | #N/A
FALSE | #N/A | #N/A | #N/A | #N/A | #N/A | #N/A | #N/A | #N/A | #N/A | #N/A |  |  |  | FALSE | #N/A | #N/A | #N/A | #N/A | #N/A | #N/A | #N/A | #N/A | #N/A | #N/A
FALSE | #N/A | #N/A | #N/A | #N/A | #N/A | #N/A | #N/A | #N/A | #N/A | #N/A |  |  |  | FALSE | #N/A | #N/A | #N/A | #N/A | #N/A | #N/A | #N/A | #N/A | #N/A | #N/A
FALSE | #N/A | #N/A | #N/A | #N/A | #N/A | #N/A | #N/A | #N/A | #N/A | #N/A |  |  |  | FALSE | #N/A | #N/A | #N/A | #N/A | #N/A | #N/A | #N/A | #N/A | #N/A | #N/A
FALSE | #N/A | #N/A | #N/A | #N/A | #N/A | #N/A | #N/A | #N/A | #N/A | #N/A |  |  |  | FALSE | #N/A | #N/A | #N/A | #N/A | #N/A | #N/A | #N/A | #N/A | #N/A | #N/A
FALSE | #N/A | #N/A | #N/A | #N/A | #N/A | #N/A | #N/A | #N/A | #N/A | #N/A |  |  |  | FALSE | #N/A | #N/A | #N/A | #N/A | #N/A | #N/A | #N/A | #N/A | #N/A | #N/A
FALSE | #N/A | #N/A | #N/A | #N/A | #N/A | #N/A | #N/A | #N/A | #N/A | #N/A |  |  |  | FALSE | #N/A | #N/A | #N/A | #N/A | #N/A | #N/A | #N/A | #N/A | #N/A | #N/A
FALSE | #N/A | #N/A | #N/A | #N/A | #N/A | #N/A | #N/A | #N/A | #N/A | #N/A |  |  |  | FALSE | #N/A | #N/A | #N/A | #N/A | #N/A | #N/A | #N/A | #N/A | #N/A | #N/A
FALSE | #N/A | #N/A | #N/A | #N/A | #N/A | #N/A | #N/A | #N/A | #N/A | #N/A |  |  |  | FALSE | #N/A | #N/A | #N/A | #N/A | #N/A | #N/A | #N/A | #N/A | #N/A | #N/A
FALSE | #N/A | #N/A | #N/A | #N/A | #N/A | #N/A | #N/A | #N/A | #N/A | #N/A |  |  |  | FALSE | #N/A | #N/A | #N/A | #N/A | #N/A | #N/A | #N/A | #N/A | #N/A | #N/A
FALSE | #N/A | #N/A | #N/A | #N/A | #N/A | #N/A | #N/A | #N/A | #N/A | #N/A |  |  |  | FALSE | #N/A | #N/A | #N/A | #N/A | #N/A | #N/A | #N/A | #N/A | #N/A | #N/A
FALSE | #N/A | #N/A | #N/A | #N/A | #N/A | #N/A | #N/A | #N/A | #N/A | #N/A |  |  |  | FALSE | #N/A | #N/A | #N/A | #N/A | #N/A | #N/A | #N/A | #N/A | #N/A | #N/A
FALSE | #N/A | #N/A | #N/A | #N/A | #N/A | #N/A | #N/A | #N/A | #N/A | #N/A |  |  |  | FALSE | #N/A | #N/A | #N/A | #N/A | #N/A | #N/A | #N/A | #N/A | #N/A | #N/A
FALSE | #N/A | #N/A | #N/A | #N/A | #N/A | #N/A | #N/A | #N/A | #N/A | #N/A |  |  |  | FALSE | #N/A | #N/A | #N/A | #N/A | #N/A | #N/A | #N/A | #N/A | #N/A | #N/A
FALSE | #N/A | #N/A | #N/A | #N/A | #N/A | #N/A | #N/A | #N/A | #N/A | #N/A |  |  |  | FALSE | #N/A | #N/A | #N/A | #N/A | #N/A | #N/A | #N/A | #N/A | #N/A | #N/A
FALSE | #N/A | #N/A | #N/A | #N/A | #N/A | #N/A | #N/A | #N/A | #N/A | #N/A |  |  |  | FALSE | #N/A | #N/A | #N/A | #N/A | #N/A | #N/A | #N/A | #N/A | #N/A | #N/A
FALSE | #N/A | #N/A | #N/A | #N/A | #N/A | #N/A | #N/A | #N/A | #N/A | #N/A |  |  |  | FALSE | #N/A | #N/A | #N/A | #N/A | #N/A | #N/A | #N/A | #N/A | #N/A | #N/A
FALSE | #N/A | #N/A | #N/A | #N/A | #N/A | #N/A | #N/A | #N/A | #N/A | #N/A |  |  |  | FALSE | #N/A | #N/A | #N/A | #N/A | #N/A | #N/A | #N/A | #N/A | #N/A | #N/A
FALSE | #N/A | #N/A | #N/A | #N/A | #N/A | #N/A | #N/A | #N/A | #N/A | #N/A |  |  |  | FALSE | #N/A | #N/A | #N/A | #N/A | #N/A | #N/A | #N/A | #N/A | #N/A | #N/A
FALSE | #N/A | #N/A | #N/A | #N/A | #N/A | #N/A | #N/A | #N/A | #N/A | #N/A |  |  |  | FALSE | #N/A | #N/A | #N/A | #N/A | #N/A | #N/A | #N/A | #N/A | #N/A | #N/A
FALSE | #N/A | #N/A | #N/A | #N/A | #N/A | #N/A | #N/A | #N/A | #N/A | #N/A |  |  |  | FALSE | #N/A | #N/A | #N/A | #N/A | #N/A | #N/A | #N/A | #N/A | #N/A | #N/A
FALSE | #N/A | #N/A | #N/A | #N/A | #N/A | #N/A | #N/A | #N/A | #N/A | #N/A |  |  |  | FALSE | #N/A | #N/A | #N/A | #N/A | #N/A | #N/A | #N/A | #N/A | #N/A | #N/A
FALSE | #N/A | #N/A | #N/A | #N/A | #N/A | #N/A | #N/A | #N/A | #N/A | #N/A |  |  |  | FALSE | #N/A | #N/A | #N/A | #N/A | #N/A | #N/A | #N/A | #N/A | #N/A | #N/A
FALSE | #N/A | #N/A | #N/A | #N/A | #N/A | #N/A | #N/A | #N/A | #N/A | #N/A |  |  |  | FALSE | #N/A | #N/A | #N/A | #N/A | #N/A | #N/A | #N/A | #N/A | #N/A | #N/A
FALSE | #N/A | #N/A | #N/A | #N/A | #N/A | #N/A | #N/A | #N/A | #N/A | #N/A |  |  |  | FALSE | #N/A | #N/A | #N/A | #N/A | #N/A | #N/A | #N/A | #N/A | #N/A | #N/A
FALSE | #N/A | #N/A | #N/A | #N/A | #N/A | #N/A | #N/A | #N/A | #N/A | #N/A |  |  |  | FALSE | #N/A | #N/A | #N/A | #N/A | #N/A | #N/A | #N/A | #N/A | #N/A | #N/A
FALSE | #N/A | #N/A | #N/A | #N/A | #N/A | #N/A | #N/A | #N/A | #N/A | #N/A |  |  |  | FALSE | #N/A | #N/A | #N/A | #N/A | #N/A | #N/A | #N/A | #N/A | #N/A | #N/A
FALSE | #N/A | #N/A | #N/A | #N/A | #N/A | #N/A | #N/A | #N/A | #N/A | #N/A |  |  |  | FALSE | #N/A | #N/A | #N/A | #N/A | #N/A | #N/A | #N/A | #N/A | #N/A | #N/A
FALSE | #N/A | #N/A | #N/A | #N/A | #N/A | #N/A | #N/A | #N/A | #N/A | #N/A |  |  |  | FALSE | #N/A | #N/A | #N/A | #N/A | #N/A | #N/A | #N/A | #N/A | #N/A | #N/A
FALSE | #N/A | #N/A | #N/A | #N/A | #N/A | #N/A | #N/A | #N/A | #N/A | #N/A |  |  |  | FALSE | #N/A | #N/A | #N/A | #N/A | #N/A | #N/A | #N/A | #N/A | #N/A | #N/A
FALSE | #N/A | #N/A | #N/A | #N/A | #N/A | #N/A | #N/A | #N/A | #N/A | #N/A |  |  |  | FALSE | #N/A | #N/A | #N/A | #N/A | #N/A | #N/A | #N/A | #N/A | #N/A | #N/A
FALSE | #N/A | #N/A | #N/A | #N/A | #N/A | #N/A | #N/A | #N/A | #N/A | #N/A |  |  |  | FALSE | #N/A | #N/A | #N/A | #N/A | #N/A | #N/A | #N/A | #N/A | #N/A | #N/A
FALSE | #N/A | #N/A | #N/A | #N/A | #N/A | #N/A | #N/A | #N/A | #N/A | #N/A |  |  |  | FALSE | #N/A | #N/A | #N/A | #N/A | #N/A | #N/A | #N/A | #N/A | #N/A | #N/A
FALSE | #N/A | #N/A | #N/A | #N/A | #N/A | #N/A | #N/A | #N/A | #N/A | #N/A |  |  |  | FALSE | #N/A | #N/A | #N/A | #N/A | #N/A | #N/A | #N/A | #N/A | #N/A | #N/A
FALSE | #N/A | #N/A | #N/A | #N/A | #N/A | #N/A | #N/A | #N/A | #N/A | #N/A |  |  |  | FALSE | #N/A | #N/A | #N/A | #N/A | #N/A | #N/A | #N/A | #N/A | #N/A | #N/A
FALSE | #N/A | #N/A | #N/A | #N/A | #N/A | #N/A | #N/A | #N/A | #N/A | #N/A |  |  |  | FALSE | #N/A | #N/A | #N/A | #N/A | #N/A | #N/A | #N/A | #N/A | #N/A | #N/A
FALSE | #N/A | #N/A | #N/A | #N/A | #N/A | #N/A | #N/A | #N/A | #N/A | #N/A |  |  |  | FALSE | #N/A | #N/A | #N/A | #N/A | #N/A | #N/A | #N/A | #N/A | #N/A | #N/A
FALSE | #N/A | #N/A | #N/A | #N/A | #N/A | #N/A | #N/A | #N/A | #N/A | #N/A |  |  |  | FALSE | #N/A | #N/A | #N/A | #N/A | #N/A | #N/A | #N/A | #N/A | #N/A | #N/A
FALSE | #N/A | #N/A | #N/A | #N/A | #N/A | #N/A | #N/A | #N/A | #N/A | #N/A |  |  |  | FALSE | #N/A | #N/A | #N/A | #N/A | #N/A | #N/A | #N/A | #N/A | #N/A | #N/A
FALSE | #N/A | #N/A | #N/A | #N/A | #N/A | #N/A | #N/A | #N/A | #N/A | #N/A |  |  |  | FALSE | #N/A | #N/A | #N/A | #N/A | #N/A | #N/A | #N/A | #N/A | #N/A | #N/A
FALSE | #N/A | #N/A | #N/A | #N/A | #N/A | #N/A | #N/A | #N/A | #N/A | #N/A |  |  |  | FALSE | #N/A | #N/A | #N/A | #N/A | #N/A | #N/A | #N/A | #N/A | #N/A | #N/A
FALSE | #N/A | #N/A | #N/A | #N/A | #N/A | #N/A | #N/A | #N/A | #N/A | #N/A |  |  |  | FALSE | #N/A | #N/A | #N/A | #N/A | #N/A | #N/A | #N/A | #N/A | #N/A | #N/A
FALSE | #N/A | #N/A | #N/A | #N/A | #N/A | #N/A | #N/A | #N/A | #N/A | #N/A |  |  |  | FALSE | #N/A | #N/A | #N/A | #N/A | #N/A | #N/A | #N/A | #N/A | #N/A | #N/A
FALSE | #N/A | #N/A | #N/A | #N/A | #N/A | #N/A | #N/A | #N/A | #N/A | #N/A |  |  |  | FALSE | #N/A | #N/A | #N/A | #N/A | #N/A | #N/A | #N/A | #N/A | #N/A | #N/A
FALSE | #N/A | #N/A | #N/A | #N/A | #N/A | #N/A | #N/A | #N/A | #N/A | #N/A |  |  |  | FALSE | #N/A | #N/A | #N/A | #N/A | #N/A | #N/A | #N/A | #N/A | #N/A | #N/A
FALSE | #N/A | #N/A | #N/A | #N/A | #N/A | #N/A | #N/A | #N/A | #N/A | #N/A |  |  |  | FALSE | #N/A | #N/A | #N/A | #N/A | #N/A | #N/A | #N/A | #N/A | #N/A | #N/A
FALSE | #N/A | #N/A | #N/A | #N/A | #N/A | #N/A | #N/A | #N/A | #N/A | #N/A |  |  |  | FALSE | #N/A | #N/A | #N/A | #N/A | #N/A | #N/A | #N/A | #N/A | #N/A | #N/A
FALSE | #N/A | #N/A | #N/A | #N/A | #N/A | #N/A | #N/A | #N/A | #N/A | #N/A |  |  |  | FALSE | #N/A | #N/A | #N/A | #N/A | #N/A | #N/A | #N/A | #N/A | #N/A | #N/A
FALSE | #N/A | #N/A | #N/A | #N/A | #N/A | #N/A | #N/A | #N/A | #N/A | #N/A |  |  |  | FALSE | #N/A | #N/A | #N/A | #N/A | #N/A | #N/A | #N/A | #N/A | #N/A | #N/A
FALSE | #N/A | #N/A | #N/A | #N/A | #N/A | #N/A | #N/A | #N/A | #N/A | #N/A |  |  |  | FALSE | #N/A | #N/A | #N/A | #N/A | #N/A | #N/A | #N/A | #N/A | #N/A | #N/A
FALSE | #N/A | #N/A | #N/A | #N/A | #N/A | #N/A | #N/A | #N/A | #N/A | #N/A |  |  |  | FALSE | #N/A | #N/A | #N/A | #N/A | #N/A | #N/A | #N/A | #N/A | #N/A | #N/A
FALSE | #N/A | #N/A | #N/A | #N/A | #N/A | #N/A | #N/A | #N/A | #N/A | #N/A |  |  |  | FALSE | #N/A | #N/A | #N/A | #N/A | #N/A | #N/A | #N/A | #N/A | #N/A | #N/A
FALSE | #N/A | #N/A | #N/A | #N/A | #N/A | #N/A | #N/A | #N/A | #N/A | #N/A |  |  |  | FALSE | #N/A | #N/A | #N/A | #N/A | #N/A | #N/A | #N/A | #N/A | #N/A | #N/A
FALSE | #N/A | #N/A | #N/A | #N/A | #N/A | #N/A | #N/A | #N/A | #N/A | #N/A |  |  |  | FALSE | #N/A | #N/A | #N/A | #N/A | #N/A | #N/A | #N/A | #N/A | #N/A | #N/A
FALSE | #N/A | #N/A | #N/A | #N/A | #N/A | #N/A | #N/A | #N/A | #N/A | #N/A |  |  |  | FALSE | #N/A | #N/A | #N/A | #N/A | #N/A | #N/A | #N/A | #N/A | #N/A | #N/A
FALSE | #N/A | #N/A | #N/A | #N/A | #N/A | #N/A | #N/A | #N/A | #N/A | #N/A |  |  |  | FALSE | #N/A | #N/A | #N/A | #N/A | #N/A | #N/A | #N/A | #N/A | #N/A | #N/A
FALSE | #N/A | #N/A | #N/A | #N/A | #N/A | #N/A | #N/A | #N/A | #N/A | #N/A |  |  |  | FALSE | #N/A | #N/A | #N/A | #N/A | #N/A | #N/A | #N/A | #N/A | #N/A | #N/A
FALSE | #N/A | #N/A | #N/A | #N/A | #N/A | #N/A | #N/A | #N/A | #N/A | #N/A |  |  |  | FALSE | #N/A | #N/A | #N/A | #N/A | #N/A | #N/A | #N/A | #N/A | #N/A | #N/A
FALSE | #N/A | #N/A | #N/A | #N/A | #N/A | #N/A | #N/A | #N/A | #N/A | #N/A |  |  |  | FALSE | #N/A | #N/A | #N/A | #N/A | #N/A | #N/A | #N/A | #N/A | #N/A | #N/A
FALSE | #N/A | #N/A | #N/A | #N/A | #N/A | #N/A | #N/A | #N/A | #N/A | #N/A |  |  |  | FALSE | #N/A | #N/A | #N/A | #N/A | #N/A | #N/A | #N/A | #N/A | #N/A | #N/A
FALSE | #N/A | #N/A | #N/A | #N/A | #N/A | #N/A | #N/A | #N/A | #N/A | #N/A |  |  |  | FALSE | #N/A | #N/A | #N/A | #N/A | #N/A | #N/A | #N/A | #N/A | #N/A | #N/A
FALSE | #N/A | #N/A | #N/A | #N/A | #N/A | #N/A | #N/A | #N/A | #N/A | #N/A |  |  |  | FALSE | #N/A | #N/A | #N/A | #N/A | #N/A | #N/A | #N/A | #N/A | #N/A | #N/A
FALSE | #N/A | #N/A | #N/A | #N/A | #N/A | #N/A | #N/A | #N/A | #N/A | #N/A |  |  |  | FALSE | #N/A | #N/A | #N/A | #N/A | #N/A | #N/A | #N/A | #N/A | #N/A | #N/A
FALSE | #N/A | #N/A | #N/A | #N/A | #N/A | #N/A | #N/A | #N/A | #N/A | #N/A |  |  |  | FALSE | #N/A | #N/A | #N/A | #N/A | #N/A | #N/A | #N/A | #N/A | #N/A | #N/A
FALSE | #N/A | #N/A | #N/A | #N/A | #N/A | #N/A | #N/A | #N/A | #N/A | #N/A |  |  |  | FALSE | #N/A | #N/A | #N/A | #N/A | #N/A | #N/A | #N/A | #N/A | #N/A | #N/A
FALSE | #N/A | #N/A | #N/A | #N/A | #N/A | #N/A | #N/A | #N/A | #N/A | #N/A |  |  |  | FALSE | #N/A | #N/A | #N/A | #N/A | #N/A | #N/A | #N/A | #N/A | #N/A | #N/A
FALSE | #N/A | #N/A | #N/A | #N/A | #N/A | #N/A | #N/A | #N/A | #N/A | #N/A |  |  |  | FALSE | #N/A | #N/A | #N/A | #N/A | #N/A | #N/A | #N/A | #N/A | #N/A | #N/A
FALSE | #N/A | #N/A | #N/A | #N/A | #N/A | #N/A | #N/A | #N/A | #N/A | #N/A |  |  |  | FALSE | #N/A | #N/A | #N/A | #N/A | #N/A | #N/A | #N/A | #N/A | #N/A | #N/A
FALSE | #N/A | #N/A | #N/A | #N/A | #N/A | #N/A | #N/A | #N/A | #N/A | #N/A |  |  |  | FALSE | #N/A | #N/A | #N/A | #N/A | #N/A | #N/A | #N/A | #N/A | #N/A | #N/A
FALSE | #N/A | #N/A | #N/A | #N/A | #N/A | #N/A | #N/A | #N/A | #N/A | #N/A |  |  |  | FALSE | #N/A | #N/A | #N/A | #N/A | #N/A | #N/A | #N/A | #N/A | #N/A | #N/A
FALSE | #N/A | #N/A | #N/A | #N/A | #N/A | #N/A | #N/A | #N/A | #N/A | #N/A |  |  |  | FALSE | #N/A | #N/A | #N/A | #N/A | #N/A | #N/A | #N/A | #N/A | #N/A | #N/A
FALSE | #N/A | #N/A | #N/A | #N/A | #N/A | #N/A | #N/A | #N/A | #N/A | #N/A |  |  |  | FALSE | #N/A | #N/A | #N/A | #N/A | #N/A | #N/A | #N/A | #N/A | #N/A | #N/A
FALSE | #N/A | #N/A | #N/A | #N/A | #N/A | #N/A | #N/A | #N/A | #N/A | #N/A |  |  |  | FALSE | #N/A | #N/A | #N/A | #N/A | #N/A | #N/A | #N/A | #N/A | #N/A | #N/A
FALSE | #N/A | #N/A | #N/A | #N/A | #N/A | #N/A | #N/A | #N/A | #N/A | #N/A |  |  |  | FALSE | #N/A | #N/A | #N/A | #N/A | #N/A | #N/A | #N/A | #N/A | #N/A | #N/A
FALSE | #N/A | #N/A | #N/A | #N/A | #N/A | #N/A | #N/A | #N/A | #N/A | #N/A |  |  |  | FALSE | #N/A | #N/A | #N/A | #N/A | #N/A | #N/A | #N/A | #N/A | #N/A | #N/A
FALSE | #N/A | #N/A | #N/A | #N/A | #N/A | #N/A | #N/A | #N/A | #N/A | #N/A |  |  |  | FALSE | #N/A | #N/A | #N/A | #N/A | #N/A | #N/A | #N/A | #N/A | #N/A | #N/A
FALSE | #N/A | #N/A | #N/A | #N/A | #N/A | #N/A | #N/A | #N/A | #N/A | #N/A |  |  |  | FALSE | #N/A | #N/A | #N/A | #N/A | #N/A | #N/A | #N/A | #N/A | #N/A | #N/A
FALSE | #N/A | #N/A | #N/A | #N/A | #N/A | #N/A | #N/A | #N/A | #N/A | #N/A |  |  |  | FALSE | #N/A | #N/A | #N/A | #N/A | #N/A | #N/A | #N/A | #N/A | #N/A | #N/A
FALSE | #N/A | #N/A | #N/A | #N/A | #N/A | #N/A | #N/A | #N/A | #N/A | #N/A |  |  |  | FALSE | #N/A | #N/A | #N/A | #N/A | #N/A | #N/A | #N/A | #N/A | #N/A | #N/A
FALSE | #N/A | #N/A | #N/A | #N/A | #N/A | #N/A | #N/A | #N/A | #N/A | #N/A |  |  |  | FALSE | #N/A | #N/A | #N/A | #N/A | #N/A | #N/A | #N/A | #N/A | #N/A | #N/A
FALSE | #N/A | #N/A | #N/A | #N/A | #N/A | #N/A | #N/A | #N/A | #N/A | #N/A |  |  |  | FALSE | #N/A | #N/A | #N/A | #N/A | #N/A | #N/A | #N/A | #N/A | #N/A | #N/A
FALSE | #N/A | #N/A | #N/A | #N/A | #N/A | #N/A | #N/A | #N/A | #N/A | #N/A |  |  |  | FALSE | #N/A | #N/A | #N/A | #N/A | #N/A | #N/A | #N/A | #N/A | #N/A | #N/A
FALSE | #N/A | #N/A | #N/A | #N/A | #N/A | #N/A | #N/A | #N/A | #N/A | #N/A |  |  |  | FALSE | #N/A | #N/A | #N/A | #N/A | #N/A | #N/A | #N/A | #N/A | #N/A | #N/A
FALSE | #N/A | #N/A | #N/A | #N/A | #N/A | #N/A | #N/A | #N/A | #N/A | #N/A |  |  |  | FALSE | #N/A | #N/A | #N/A | #N/A | #N/A | #N/A | #N/A | #N/A | #N/A | #N/A
FALSE | #N/A | #N/A | #N/A | #N/A | #N/A | #N/A | #N/A | #N/A | #N/A | #N/A |  |  |  | FALSE | #N/A | #N/A | #N/A | #N/A | #N/A | #N/A | #N/A | #N/A | #N/A | #N/A
FALSE | #N/A | #N/A | #N/A | #N/A | #N/A | #N/A | #N/A | #N/A | #N/A | #N/A |  |  |  | FALSE | #N/A | #N/A | #N/A | #N/A | #N/A | #N/A | #N/A | #N/A | #N/A | #N/A
FALSE | #N/A | #N/A | #N/A | #N/A | #N/A | #N/A | #N/A | #N/A | #N/A | #N/A |  |  |  | FALSE | #N/A | #N/A | #N/A | #N/A | #N/A | #N/A | #N/A | #N/A | #N/A | #N/A
FALSE | #N/A | #N/A | #N/A | #N/A | #N/A | #N/A | #N/A | #N/A | #N/A | #N/A |  |  |  | FALSE | #N/A | #N/A | #N/A | #N/A | #N/A | #N/A | #N/A | #N/A | #N/A | #N/A
FALSE | #N/A | #N/A | #N/A | #N/A | #N/A | #N/A | #N/A | #N/A | #N/A | #N/A |  |  |  | FALSE | #N/A | #N/A | #N/A | #N/A | #N/A | #N/A | #N/A | #N/A | #N/A | #N/A
FALSE | #N/A | #N/A | #N/A | #N/A | #N/A | #N/A | #N/A | #N/A | #N/A | #N/A |  |  |  | FALSE | #N/A | #N/A | #N/A | #N/A | #N/A | #N/A | #N/A | #N/A | #N/A | #N/A
FALSE | #N/A | #N/A | #N/A | #N/A | #N/A | #N/A | #N/A | #N/A | #N/A | #N/A |  |  |  | FALSE | #N/A | #N/A | #N/A | #N/A | #N/A | #N/A | #N/A | #N/A | #N/A | #N/A
FALSE | #N/A | #N/A | #N/A | #N/A | #N/A | #N/A | #N/A | #N/A | #N/A | #N/A |  |  |  | FALSE | #N/A | #N/A | #N/A | #N/A | #N/A | #N/A | #N/A | #N/A | #N/A | #N/A
FALSE | #N/A | #N/A | #N/A | #N/A | #N/A | #N/A | #N/A | #N/A | #N/A | #N/A |  |  |  | FALSE | #N/A | #N/A | #N/A | #N/A | #N/A | #N/A | #N/A | #N/A | #N/A | #N/A
FALSE | #N/A | #N/A | #N/A | #N/A | #N/A | #N/A | #N/A | #N/A | #N/A | #N/A |  |  |  | FALSE | #N/A | #N/A | #N/A | #N/A | #N/A | #N/A | #N/A | #N/A | #N/A | #N/A
FALSE | #N/A | #N/A | #N/A | #N/A | #N/A | #N/A | #N/A | #N/A | #N/A | #N/A |  |  |  | FALSE | #N/A | #N/A | #N/A | #N/A | #N/A | #N/A | #N/A | #N/A | #N/A | #N/A
FALSE | #N/A | #N/A | #N/A | #N/A | #N/A | #N/A | #N/A | #N/A | #N/A | #N/A |  |  |  | FALSE | #N/A | #N/A | #N/A | #N/A | #N/A | #N/A | #N/A | #N/A | #N/A | #N/A
FALSE | #N/A | #N/A | #N/A | #N/A | #N/A | #N/A | #N/A | #N/A | #N/A | #N/A |  |  |  | FALSE | #N/A | #N/A | #N/A | #N/A | #N/A | #N/A | #N/A | #N/A | #N/A | #N/A
FALSE | #N/A | #N/A | #N/A | #N/A | #N/A | #N/A | #N/A | #N/A | #N/A | #N/A |  |  |  | FALSE | #N/A | #N/A | #N/A | #N/A | #N/A | #N/A | #N/A | #N/A | #N/A | #N/A
FALSE | #N/A | #N/A | #N/A | #N/A | #N/A | #N/A | #N/A | #N/A | #N/A | #N/A |  |  |  | FALSE | #N/A | #N/A | #N/A | #N/A | #N/A | #N/A | #N/A | #N/A | #N/A | #N/A
FALSE | #N/A | #N/A | #N/A | #N/A | #N/A | #N/A | #N/A | #N/A | #N/A | #N/A |  |  |  | FALSE | #N/A | #N/A | #N/A | #N/A | #N/A | #N/A | #N/A | #N/A | #N/A | #N/A
FALSE | #N/A | #N/A | #N/A | #N/A | #N/A | #N/A | #N/A | #N/A | #N/A | #N/A |  |  |  | FALSE | #N/A | #N/A | #N/A | #N/A | #N/A | #N/A | #N/A | #N/A | #N/A | #N/A
FALSE | #N/A | #N/A | #N/A | #N/A | #N/A | #N/A | #N/A | #N/A | #N/A | #N/A |  |  |  | FALSE | #N/A | #N/A | #N/A | #N/A | #N/A | #N/A | #N/A | #N/A | #N/A | #N/A
FALSE | #N/A | #N/A | #N/A | #N/A | #N/A | #N/A | #N/A | #N/A | #N/A | #N/A |  |  |  | FALSE | #N/A | #N/A | #N/A | #N/A | #N/A | #N/A | #N/A | #N/A | #N/A | #N/A
FALSE | #N/A | #N/A | #N/A | #N/A | #N/A | #N/A | #N/A | #N/A | #N/A | #N/A |  |  |  | FALSE | #N/A | #N/A | #N/A | #N/A | #N/A | #N/A | #N/A | #N/A | #N/A | #N/A
FALSE | #N/A | #N/A | #N/A | #N/A | #N/A | #N/A | #N/A | #N/A | #N/A | #N/A |  |  |  | FALSE | #N/A | #N/A | #N/A | #N/A | #N/A | #N/A | #N/A | #N/A | #N/A | #N/A
FALSE | #N/A | #N/A | #N/A | #N/A | #N/A | #N/A | #N/A | #N/A | #N/A | #N/A |  |  |  | FALSE | #N/A | #N/A | #N/A | #N/A | #N/A | #N/A | #N/A | #N/A | #N/A | #N/A
FALSE | #N/A | #N/A | #N/A | #N/A | #N/A | #N/A | #N/A | #N/A | #N/A | #N/A |  |  |  | FALSE | #N/A | #N/A | #N/A | #N/A | #N/A | #N/A | #N/A | #N/A | #N/A | #N/A
FALSE | #N/A | #N/A | #N/A | #N/A | #N/A | #N/A | #N/A | #N/A | #N/A | #N/A |  |  |  | FALSE | #N/A | #N/A | #N/A | #N/A | #N/A | #N/A | #N/A | #N/A | #N/A | #N/A
FALSE | #N/A | #N/A | #N/A | #N/A | #N/A | #N/A | #N/A | #N/A | #N/A | #N/A |  |  |  | FALSE | #N/A | #N/A | #N/A | #N/A | #N/A | #N/A | #N/A | #N/A | #N/A | #N/A
FALSE | #N/A | #N/A | #N/A | #N/A | #N/A | #N/A | #N/A | #N/A | #N/A | #N/A |  |  |  | FALSE | #N/A | #N/A | #N/A | #N/A | #N/A | #N/A | #N/A | #N/A | #N/A | #N/A
FALSE | #N/A | #N/A | #N/A | #N/A | #N/A | #N/A | #N/A | #N/A | #N/A | #N/A |  |  |  | FALSE | #N/A | #N/A | #N/A | #N/A | #N/A | #N/A | #N/A | #N/A | #N/A | #N/A
FALSE | #N/A | #N/A | #N/A | #N/A | #N/A | #N/A | #N/A | #N/A | #N/A | #N/A |  |  |  | FALSE | #N/A | #N/A | #N/A | #N/A | #N/A | #N/A | #N/A | #N/A | #N/A | #N/A
FALSE | #N/A | #N/A | #N/A | #N/A | #N/A | #N/A | #N/A | #N/A | #N/A | #N/A |  |  |  | FALSE | #N/A | #N/A | #N/A | #N/A | #N/A | #N/A | #N/A | #N/A | #N/A | #N/A
FALSE | #N/A | #N/A | #N/A | #N/A | #N/A | #N/A | #N/A | #N/A | #N/A | #N/A |  |  |  | FALSE | #N/A | #N/A | #N/A | #N/A | #N/A | #N/A | #N/A | #N/A | #N/A | #N/A
FALSE | #N/A | #N/A | #N/A | #N/A | #N/A | #N/A | #N/A | #N/A | #N/A | #N/A |  |  |  | FALSE | #N/A | #N/A | #N/A | #N/A | #N/A | #N/A | #N/A | #N/A | #N/A | #N/A
FALSE | #N/A | #N/A | #N/A | #N/A | #N/A | #N/A | #N/A | #N/A | #N/A | #N/A |  |  |  | FALSE | #N/A | #N/A | #N/A | #N/A | #N/A | #N/A | #N/A | #N/A | #N/A | #N/A
FALSE | #N/A | #N/A | #N/A | #N/A | #N/A | #N/A | #N/A | #N/A | #N/A | #N/A |  |  |  | FALSE | #N/A | #N/A | #N/A | #N/A | #N/A | #N/A | #N/A | #N/A | #N/A | #N/A
FALSE | #N/A | #N/A | #N/A | #N/A | #N/A | #N/A | #N/A | #N/A | #N/A | #N/A |  |  |  | FALSE | #N/A | #N/A | #N/A | #N/A | #N/A | #N/A | #N/A | #N/A | #N/A | #N/A
FALSE | #N/A | #N/A | #N/A | #N/A | #N/A | #N/A | #N/A | #N/A | #N/A | #N/A |  |  |  | FALSE | #N/A | #N/A | #N/A | #N/A | #N/A | #N/A | #N/A | #N/A | #N/A | #N/A
FALSE | #N/A | #N/A | #N/A | #N/A | #N/A | #N/A | #N/A | #N/A | #N/A | #N/A |  |  |  | FALSE | #N/A | #N/A | #N/A | #N/A | #N/A | #N/A | #N/A | #N/A | #N/A | #N/A
FALSE | #N/A | #N/A | #N/A | #N/A | #N/A | #N/A | #N/A | #N/A | #N/A | #N/A |  |  |  | FALSE | #N/A | #N/A | #N/A | #N/A | #N/A | #N/A | #N/A | #N/A | #N/A | #N/A
FALSE | #N/A | #N/A | #N/A | #N/A | #N/A | #N/A | #N/A | #N/A | #N/A | #N/A |  |  |  | FALSE | #N/A | #N/A | #N/A | #N/A | #N/A | #N/A | #N/A | #N/A | #N/A | #N/A
FALSE | #N/A | #N/A | #N/A | #N/A | #N/A | #N/A | #N/A | #N/A | #N/A | #N/A |  |  |  | FALSE | #N/A | #N/A | #N/A | #N/A | #N/A | #N/A | #N/A | #N/A | #N/A | #N/A
FALSE | #N/A | #N/A | #N/A | #N/A | #N/A | #N/A | #N/A | #N/A | #N/A | #N/A |  |  |  | FALSE | #N/A | #N/A | #N/A | #N/A | #N/A | #N/A | #N/A | #N/A | #N/A | #N/A
FALSE | #N/A | #N/A | #N/A | #N/A | #N/A | #N/A | #N/A | #N/A | #N/A | #N/A |  |  |  | FALSE | #N/A | #N/A | #N/A | #N/A | #N/A | #N/A | #N/A | #N/A | #N/A | #N/A
FALSE | #N/A | #N/A | #N/A | #N/A | #N/A | #N/A | #N/A | #N/A | #N/A | #N/A |  |  |  | FALSE | #N/A | #N/A | #N/A | #N/A | #N/A | #N/A | #N/A | #N/A | #N/A | #N/A
FALSE | #N/A | #N/A | #N/A | #N/A | #N/A | #N/A | #N/A | #N/A | #N/A | #N/A |  |  |  | FALSE | #N/A | #N/A | #N/A | #N/A | #N/A | #N/A | #N/A | #N/A | #N/A | #N/A
FALSE | #N/A | #N/A | #N/A | #N/A | #N/A | #N/A | #N/A | #N/A | #N/A | #N/A |  |  |  | FALSE | #N/A | #N/A | #N/A | #N/A | #N/A | #N/A | #N/A | #N/A | #N/A | #N/A
FALSE | #N/A | #N/A | #N/A | #N/A | #N/A | #N/A | #N/A | #N/A | #N/A | #N/A |  |  |  | FALSE | #N/A | #N/A | #N/A | #N/A | #N/A | #N/A | #N/A | #N/A | #N/A | #N/A
FALSE | #N/A | #N/A | #N/A | #N/A | #N/A | #N/A | #N/A | #N/A | #N/A | #N/A |  |  |  | FALSE | #N/A | #N/A | #N/A | #N/A | #N/A | #N/A | #N/A | #N/A | #N/A | #N/A
FALSE | #N/A | #N/A | #N/A | #N/A | #N/A | #N/A | #N/A | #N/A | #N/A | #N/A |  |  |  | FALSE | #N/A | #N/A | #N/A | #N/A | #N/A | #N/A | #N/A | #N/A | #N/A | #N/A
FALSE | #N/A | #N/A | #N/A | #N/A | #N/A | #N/A | #N/A | #N/A | #N/A | #N/A |  |  |  | FALSE | #N/A | #N/A | #N/A | #N/A | #N/A | #N/A | #N/A | #N/A | #N/A | #N/A
FALSE | #N/A | #N/A | #N/A | #N/A | #N/A | #N/A | #N/A | #N/A | #N/A | #N/A |  |  |  | FALSE | #N/A | #N/A | #N/A | #N/A | #N/A | #N/A | #N/A | #N/A | #N/A | #N/A
FALSE | #N/A | #N/A | #N/A | #N/A | #N/A | #N/A | #N/A | #N/A | #N/A | #N/A |  |  |  | FALSE | #N/A | #N/A | #N/A | #N/A | #N/A | #N/A | #N/A | #N/A | #N/A | #N/A
FALSE | #N/A | #N/A | #N/A | #N/A | #N/A | #N/A | #N/A | #N/A | #N/A | #N/A |  |  |  | FALSE | #N/A | #N/A | #N/A | #N/A | #N/A | #N/A | #N/A | #N/A | #N/A | #N/A
FALSE | #N/A | #N/A | #N/A | #N/A | #N/A | #N/A | #N/A | #N/A | #N/A | #N/A |  |  |  | FALSE | #N/A | #N/A | #N/A | #N/A | #N/A | #N/A | #N/A | #N/A | #N/A | #N/A
FALSE | #N/A | #N/A | #N/A | #N/A | #N/A | #N/A | #N/A | #N/A | #N/A | #N/A |  |  |  | FALSE | #N/A | #N/A | #N/A | #N/A | #N/A | #N/A | #N/A | #N/A | #N/A | #N/A
FALSE | #N/A | #N/A | #N/A | #N/A | #N/A | #N/A | #N/A | #N/A | #N/A | #N/A |  |  |  | FALSE | #N/A | #N/A | #N/A | #N/A | #N/A | #N/A | #N/A | #N/A | #N/A | #N/A
FALSE | #N/A | #N/A | #N/A | #N/A | #N/A | #N/A | #N/A | #N/A | #N/A | #N/A |  |  |  | FALSE | #N/A | #N/A | #N/A | #N/A | #N/A | #N/A | #N/A | #N/A | #N/A | #N/A
FALSE | #N/A | #N/A | #N/A | #N/A | #N/A | #N/A | #N/A | #N/A | #N/A | #N/A |  |  |  | FALSE | #N/A | #N/A | #N/A | #N/A | #N/A | #N/A | #N/A | #N/A | #N/A | #N/A
FALSE | #N/A | #N/A | #N/A | #N/A | #N/A | #N/A | #N/A | #N/A | #N/A | #N/A |  |  |  | FALSE | #N/A | #N/A | #N/A | #N/A | #N/A | #N/A | #N/A | #N/A | #N/A | #N/A
FALSE | #N/A | #N/A | #N/A | #N/A | #N/A | #N/A | #N/A | #N/A | #N/A | #N/A |  |  |  | FALSE | #N/A | #N/A | #N/A | #N/A | #N/A | #N/A | #N/A | #N/A | #N/A | #N/A
FALSE | #N/A | #N/A | #N/A | #N/A | #N/A | #N/A | #N/A | #N/A | #N/A | #N/A |  |  |  | FALSE | #N/A | #N/A | #N/A | #N/A | #N/A | #N/A | #N/A | #N/A | #N/A | #N/A
FALSE | #N/A | #N/A | #N/A | #N/A | #N/A | #N/A | #N/A | #N/A | #N/A | #N/A |  |  |  | FALSE | #N/A | #N/A | #N/A | #N/A | #N/A | #N/A | #N/A | #N/A | #N/A | #N/A
FALSE | #N/A | #N/A | #N/A | #N/A | #N/A | #N/A | #N/A | #N/A | #N/A | #N/A |  |  |  | FALSE | #N/A | #N/A | #N/A | #N/A | #N/A | #N/A | #N/A | #N/A | #N/A | #N/A
FALSE | #N/A | #N/A | #N/A | #N/A | #N/A | #N/A | #N/A | #N/A | #N/A | #N/A |  |  |  | FALSE | #N/A | #N/A | #N/A | #N/A | #N/A | #N/A | #N/A | #N/A | #N/A | #N/A
FALSE | #N/A | #N/A | #N/A | #N/A | #N/A | #N/A | #N/A | #N/A | #N/A | #N/A |  |  |  | FALSE | #N/A | #N/A | #N/A | #N/A | #N/A | #N/A | #N/A | #N/A | #N/A | #N/A
FALSE | #N/A | #N/A | #N/A | #N/A | #N/A | #N/A | #N/A | #N/A | #N/A | #N/A |  |  |  | FALSE | #N/A | #N/A | #N/A | #N/A | #N/A | #N/A | #N/A | #N/A | #N/A | #N/A
FALSE | #N/A | #N/A | #N/A | #N/A | #N/A | #N/A | #N/A | #N/A | #N/A | #N/A |  |  |  | FALSE | #N/A | #N/A | #N/A | #N/A | #N/A | #N/A | #N/A | #N/A | #N/A | #N/A
FALSE | #N/A | #N/A | #N/A | #N/A | #N/A | #N/A | #N/A | #N/A | #N/A | #N/A |  |  |  | FALSE | #N/A | #N/A | #N/A | #N/A | #N/A | #N/A | #N/A | #N/A | #N/A | #N/A
FALSE | #N/A | #N/A | #N/A | #N/A | #N/A | #N/A | #N/A | #N/A | #N/A | #N/A |  |  |  | FALSE | #N/A | #N/A | #N/A | #N/A | #N/A | #N/A | #N/A | #N/A | #N/A | #N/A
FALSE | #N/A | #N/A | #N/A | #N/A | #N/A | #N/A | #N/A | #N/A | #N/A | #N/A |  |  |  | FALSE | #N/A | #N/A | #N/A | #N/A | #N/A | #N/A | #N/A | #N/A | #N/A | #N/A
FALSE | #N/A | #N/A | #N/A | #N/A | #N/A | #N/A | #N/A | #N/A | #N/A | #N/A |  |  |  | FALSE | #N/A | #N/A | #N/A | #N/A | #N/A | #N/A | #N/A | #N/A | #N/A | #N/A
FALSE | #N/A | #N/A | #N/A | #N/A | #N/A | #N/A | #N/A | #N/A | #N/A | #N/A |  |  |  | FALSE | #N/A | #N/A | #N/A | #N/A | #N/A | #N/A | #N/A | #N/A | #N/A | #N/A
FALSE | #N/A | #N/A | #N/A | #N/A | #N/A | #N/A | #N/A | #N/A | #N/A | #N/A |  |  |  | FALSE | #N/A | #N/A | #N/A | #N/A | #N/A | #N/A | #N/A | #N/A | #N/A | #N/A
FALSE | #N/A | #N/A | #N/A | #N/A | #N/A | #N/A | #N/A | #N/A | #N/A | #N/A |  |  |  | FALSE | #N/A | #N/A | #N/A | #N/A | #N/A | #N/A | #N/A | #N/A | #N/A | #N/A
FALSE | #N/A | #N/A | #N/A | #N/A | #N/A | #N/A | #N/A | #N/A | #N/A | #N/A |  |  |  | FALSE | #N/A | #N/A | #N/A | #N/A | #N/A | #N/A | #N/A | #N/A | #N/A | #N/A
FALSE | #N/A | #N/A | #N/A | #N/A | #N/A | #N/A | #N/A | #N/A | #N/A | #N/A |  |  |  | FALSE | #N/A | #N/A | #N/A | #N/A | #N/A | #N/A | #N/A | #N/A | #N/A | #N/A
FALSE | #N/A | #N/A | #N/A | #N/A | #N/A | #N/A | #N/A | #N/A | #N/A | #N/A |  |  |  | FALSE | #N/A | #N/A | #N/A | #N/A | #N/A | #N/A | #N/A | #N/A | #N/A | #N/A
FALSE | #N/A | #N/A | #N/A | #N/A | #N/A | #N/A | #N/A | #N/A | #N/A | #N/A |  |  |  | FALSE | #N/A | #N/A | #N/A | #N/A | #N/A | #N/A | #N/A | #N/A | #N/A | #N/A
FALSE | #N/A | #N/A | #N/A | #N/A | #N/A | #N/A | #N/A | #N/A | #N/A | #N/A |  |  |  | FALSE | #N/A | #N/A | #N/A | #N/A | #N/A | #N/A | #N/A | #N/A | #N/A | #N/A
FALSE | #N/A | #N/A | #N/A | #N/A | #N/A | #N/A | #N/A | #N/A | #N/A | #N/A |  |  |  | FALSE | #N/A | #N/A | #N/A | #N/A | #N/A | #N/A | #N/A | #N/A | #N/A | #N/A
FALSE | #N/A | #N/A | #N/A | #N/A | #N/A | #N/A | #N/A | #N/A | #N/A | #N/A |  |  |  | FALSE | #N/A | #N/A | #N/A | #N/A | #N/A | #N/A | #N/A | #N/A | #N/A | #N/A
FALSE | #N/A | #N/A | #N/A | #N/A | #N/A | #N/A | #N/A | #N/A | #N/A | #N/A |  |  |  | FALSE | #N/A | #N/A | #N/A | #N/A | #N/A | #N/A | #N/A | #N/A | #N/A | #N/A
FALSE | #N/A | #N/A | #N/A | #N/A | #N/A | #N/A | #N/A | #N/A | #N/A | #N/A |  |  |  | FALSE | #N/A | #N/A | #N/A | #N/A | #N/A | #N/A | #N/A | #N/A | #N/A | #N/A
FALSE | #N/A | #N/A | #N/A | #N/A | #N/A | #N/A | #N/A | #N/A | #N/A | #N/A |  |  |  | FALSE | #N/A | #N/A | #N/A | #N/A | #N/A | #N/A | #N/A | #N/A | #N/A | #N/A
FALSE | #N/A | #N/A | #N/A | #N/A | #N/A | #N/A | #N/A | #N/A | #N/A | #N/A |  |  |  | FALSE | #N/A | #N/A | #N/A | #N/A | #N/A | #N/A | #N/A | #N/A | #N/A | #N/A
FALSE | #N/A | #N/A | #N/A | #N/A | #N/A | #N/A | #N/A | #N/A | #N/A | #N/A |  |  |  | FALSE | #N/A | #N/A | #N/A | #N/A | #N/A | #N/A | #N/A | #N/A | #N/A | #N/A
FALSE | #N/A | #N/A | #N/A | #N/A | #N/A | #N/A | #N/A | #N/A | #N/A | #N/A |  |  |  | FALSE | #N/A | #N/A | #N/A | #N/A | #N/A | #N/A | #N/A | #N/A | #N/A | #N/A
FALSE | #N/A | #N/A | #N/A | #N/A | #N/A | #N/A | #N/A | #N/A | #N/A | #N/A |  |  |  | FALSE | #N/A | #N/A | #N/A | #N/A | #N/A | #N/A | #N/A | #N/A | #N/A | #N/A
FALSE | #N/A | #N/A | #N/A | #N/A | #N/A | #N/A | #N/A | #N/A | #N/A | #N/A |  |  |  | FALSE | #N/A | #N/A | #N/A | #N/A | #N/A | #N/A | #N/A | #N/A | #N/A | #N/A
FALSE | #N/A | #N/A | #N/A | #N/A | #N/A | #N/A | #N/A | #N/A | #N/A | #N/A |  |  |  | FALSE | #N/A | #N/A | #N/A | #N/A | #N/A | #N/A | #N/A | #N/A | #N/A | #N/A
FALSE | #N/A | #N/A | #N/A | #N/A | #N/A | #N/A | #N/A | #N/A | #N/A | #N/A |  |  |  | FALSE | #N/A | #N/A | #N/A | #N/A | #N/A | #N/A | #N/A | #N/A | #N/A | #N/A
FALSE | #N/A | #N/A | #N/A | #N/A | #N/A | #N/A | #N/A | #N/A | #N/A | #N/A |  |  |  | FALSE | #N/A | #N/A | #N/A | #N/A | #N/A | #N/A | #N/A | #N/A | #N/A | #N/A
FALSE | #N/A | #N/A | #N/A | #N/A | #N/A | #N/A | #N/A | #N/A | #N/A | #N/A |  |  |  | FALSE | #N/A | #N/A | #N/A | #N/A | #N/A | #N/A | #N/A | #N/A | #N/A | #N/A
FALSE | #N/A | #N/A | #N/A | #N/A | #N/A | #N/A | #N/A | #N/A | #N/A | #N/A |  |  |  | FALSE | #N/A | #N/A | #N/A | #N/A | #N/A | #N/A | #N/A | #N/A | #N/A | #N/A
FALSE | #N/A | #N/A | #N/A | #N/A | #N/A | #N/A | #N/A | #N/A | #N/A | #N/A |  |  |  | FALSE | #N/A | #N/A | #N/A | #N/A | #N/A | #N/A | #N/A | #N/A | #N/A | #N/A
FALSE | #N/A | #N/A | #N/A | #N/A | #N/A | #N/A | #N/A | #N/A | #N/A | #N/A |  |  |  | FALSE | #N/A | #N/A | #N/A | #N/A | #N/A | #N/A | #N/A | #N/A | #N/A | #N/A
FALSE | #N/A | #N/A | #N/A | #N/A | #N/A | #N/A | #N/A | #N/A | #N/A | #N/A |  |  |  | FALSE | #N/A | #N/A | #N/A | #N/A | #N/A | #N/A | #N/A | #N/A | #N/A | #N/A
FALSE | #N/A | #N/A | #N/A | #N/A | #N/A | #N/A | #N/A | #N/A | #N/A | #N/A |  |  |  | FALSE | #N/A | #N/A | #N/A | #N/A | #N/A | #N/A | #N/A | #N/A | #N/A | #N/A
FALSE | #N/A | #N/A | #N/A | #N/A | #N/A | #N/A | #N/A | #N/A | #N/A | #N/A |  |  |  | FALSE | #N/A | #N/A | #N/A | #N/A | #N/A | #N/A | #N/A | #N/A | #N/A | #N/A
FALSE | #N/A | #N/A | #N/A | #N/A | #N/A | #N/A | #N/A | #N/A | #N/A | #N/A |  |  |  | FALSE | #N/A | #N/A | #N/A | #N/A | #N/A | #N/A | #N/A | #N/A | #N/A | #N/A
FALSE | #N/A | #N/A | #N/A | #N/A | #N/A | #N/A | #N/A | #N/A | #N/A | #N/A |  |  |  | FALSE | #N/A | #N/A | #N/A | #N/A | #N/A | #N/A | #N/A | #N/A | #N/A | #N/A
FALSE | #N/A | #N/A | #N/A | #N/A | #N/A | #N/A | #N/A | #N/A | #N/A | #N/A |  |  |  | FALSE | #N/A | #N/A | #N/A | #N/A | #N/A | #N/A | #N/A | #N/A | #N/A | #N/A
FALSE | #N/A | #N/A | #N/A | #N/A | #N/A | #N/A | #N/A | #N/A | #N/A | #N/A |  |  |  | FALSE | #N/A | #N/A | #N/A | #N/A | #N/A | #N/A | #N/A | #N/A | #N/A | #N/A
FALSE | #N/A | #N/A | #N/A | #N/A | #N/A | #N/A | #N/A | #N/A | #N/A | #N/A |  |  |  | FALSE | #N/A | #N/A | #N/A | #N/A | #N/A | #N/A | #N/A | #N/A | #N/A | #N/A
FALSE | #N/A | #N/A | #N/A | #N/A | #N/A | #N/A | #N/A | #N/A | #N/A | #N/A |  |  |  | FALSE | #N/A | #N/A | #N/A | #N/A | #N/A | #N/A | #N/A | #N/A | #N/A | #N/A
FALSE | #N/A | #N/A | #N/A | #N/A | #N/A | #N/A | #N/A | #N/A | #N/A | #N/A |  |  |  | FALSE | #N/A | #N/A | #N/A | #N/A | #N/A | #N/A | #N/A | #N/A | #N/A | #N/A
FALSE | #N/A | #N/A | #N/A | #N/A | #N/A | #N/A | #N/A | #N/A | #N/A | #N/A |  |  |  | FALSE | #N/A | #N/A | #N/A | #N/A | #N/A | #N/A | #N/A | #N/A | #N/A | #N/A
FALSE | #N/A | #N/A | #N/A | #N/A | #N/A | #N/A | #N/A | #N/A | #N/A | #N/A |  |  |  | FALSE | #N/A | #N/A | #N/A | #N/A | #N/A | #N/A | #N/A | #N/A | #N/A | #N/A
FALSE | #N/A | #N/A | #N/A | #N/A | #N/A | #N/A | #N/A | #N/A | #N/A | #N/A |  |  |  | FALSE | #N/A | #N/A | #N/A | #N/A | #N/A | #N/A | #N/A | #N/A | #N/A | #N/A
FALSE | #N/A | #N/A | #N/A | #N/A | #N/A | #N/A | #N/A | #N/A | #N/A | #N/A |  |  |  | FALSE | #N/A | #N/A | #N/A | #N/A | #N/A | #N/A | #N/A | #N/A | #N/A | #N/A
FALSE | #N/A | #N/A | #N/A | #N/A | #N/A | #N/A | #N/A | #N/A | #N/A | #N/A |  |  |  | FALSE | #N/A | #N/A | #N/A | #N/A | #N/A | #N/A | #N/A | #N/A | #N/A | #N/A
FALSE | #N/A | #N/A | #N/A | #N/A | #N/A | #N/A | #N/A | #N/A | #N/A | #N/A |  |  |  | FALSE | #N/A | #N/A | #N/A | #N/A | #N/A | #N/A | #N/A | #N/A | #N/A | #N/A
FALSE | #N/A | #N/A | #N/A | #N/A | #N/A | #N/A | #N/A | #N/A | #N/A | #N/A |  |  |  | FALSE | #N/A | #N/A | #N/A | #N/A | #N/A | #N/A | #N/A | #N/A | #N/A | #N/A
FALSE | #N/A | #N/A | #N/A | #N/A | #N/A | #N/A | #N/A | #N/A | #N/A | #N/A |  |  |  | FALSE | #N/A | #N/A | #N/A | #N/A | #N/A | #N/A | #N/A | #N/A | #N/A | #N/A
FALSE | #N/A | #N/A | #N/A | #N/A | #N/A | #N/A | #N/A | #N/A | #N/A | #N/A |  |  |  | FALSE | #N/A | #N/A | #N/A | #N/A | #N/A | #N/A | #N/A | #N/A | #N/A | #N/A
FALSE | #N/A | #N/A | #N/A | #N/A | #N/A | #N/A | #N/A | #N/A | #N/A | #N/A |  |  |  | FALSE | #N/A | #N/A | #N/A | #N/A | #N/A | #N/A | #N/A | #N/A | #N/A | #N/A
FALSE | #N/A | #N/A | #N/A | #N/A | #N/A | #N/A | #N/A | #N/A | #N/A | #N/A |  |  |  | FALSE | #N/A | #N/A | #N/A | #N/A | #N/A | #N/A | #N/A | #N/A | #N/A | #N/A
FALSE | #N/A | #N/A | #N/A | #N/A | #N/A | #N/A | #N/A | #N/A | #N/A | #N/A |  |  |  | FALSE | #N/A | #N/A | #N/A | #N/A | #N/A | #N/A | #N/A | #N/A | #N/A | #N/A
FALSE | #N/A | #N/A | #N/A | #N/A | #N/A | #N/A | #N/A | #N/A | #N/A | #N/A |  |  |  | FALSE | #N/A | #N/A | #N/A | #N/A | #N/A | #N/A | #N/A | #N/A | #N/A | #N/A
FALSE | #N/A | #N/A | #N/A | #N/A | #N/A | #N/A | #N/A | #N/A | #N/A | #N/A |  |  |  | FALSE | #N/A | #N/A | #N/A | #N/A | #N/A | #N/A | #N/A | #N/A | #N/A | #N/A
FALSE | #N/A | #N/A | #N/A | #N/A | #N/A | #N/A | #N/A | #N/A | #N/A | #N/A |  |  |  | FALSE | #N/A | #N/A | #N/A | #N/A | #N/A | #N/A | #N/A | #N/A | #N/A | #N/A
FALSE | #N/A | #N/A | #N/A | #N/A | #N/A | #N/A | #N/A | #N/A | #N/A | #N/A |  |  |  | FALSE | #N/A | #N/A | #N/A | #N/A | #N/A | #N/A | #N/A | #N/A | #N/A | #N/A
FALSE | #N/A | #N/A | #N/A | #N/A | #N/A | #N/A | #N/A | #N/A | #N/A | #N/A |  |  |  | FALSE | #N/A | #N/A | #N/A | #N/A | #N/A | #N/A | #N/A | #N/A | #N/A | #N/A
FALSE | #N/A | #N/A | #N/A | #N/A | #N/A | #N/A | #N/A | #N/A | #N/A | #N/A |  |  |  | FALSE | #N/A | #N/A | #N/A | #N/A | #N/A | #N/A | #N/A | #N/A | #N/A | #N/A
FALSE | #N/A | #N/A | #N/A | #N/A | #N/A | #N/A | #N/A | #N/A | #N/A | #N/A |  |  |  | FALSE | #N/A | #N/A | #N/A | #N/A | #N/A | #N/A | #N/A | #N/A | #N/A | #N/A
FALSE | #N/A | #N/A | #N/A | #N/A | #N/A | #N/A | #N/A | #N/A | #N/A | #N/A |  |  |  | FALSE | #N/A | #N/A | #N/A | #N/A | #N/A | #N/A | #N/A | #N/A | #N/A | #N/A
FALSE | #N/A | #N/A | #N/A | #N/A | #N/A | #N/A | #N/A | #N/A | #N/A | #N/A |  |  |  | FALSE | #N/A | #N/A | #N/A | #N/A | #N/A | #N/A | #N/A | #N/A | #N/A | #N/A
FALSE | #N/A | #N/A | #N/A | #N/A | #N/A | #N/A | #N/A | #N/A | #N/A | #N/A |  |  |  | FALSE | #N/A | #N/A | #N/A | #N/A | #N/A | #N/A | #N/A | #N/A | #N/A | #N/A
FALSE | #N/A | #N/A | #N/A | #N/A | #N/A | #N/A | #N/A | #N/A | #N/A | #N/A |  |  |  | FALSE | #N/A | #N/A | #N/A | #N/A | #N/A | #N/A | #N/A | #N/A | #N/A | #N/A
FALSE | #N/A | #N/A | #N/A | #N/A | #N/A | #N/A | #N/A | #N/A | #N/A | #N/A |  |  |  | FALSE | #N/A | #N/A | #N/A | #N/A | #N/A | #N/A | #N/A | #N/A | #N/A | #N/A
FALSE | #N/A | #N/A | #N/A | #N/A | #N/A | #N/A | #N/A | #N/A | #N/A | #N/A |  |  |  | FALSE | #N/A | #N/A | #N/A | #N/A | #N/A | #N/A | #N/A | #N/A | #N/A | #N/A
FALSE | #N/A | #N/A | #N/A | #N/A | #N/A | #N/A | #N/A | #N/A | #N/A | #N/A |  |  |  | FALSE | #N/A | #N/A | #N/A | #N/A | #N/A | #N/A | #N/A | #N/A | #N/A | #N/A
FALSE | #N/A | #N/A | #N/A | #N/A | #N/A | #N/A | #N/A | #N/A | #N/A | #N/A |  |  |  | FALSE | #N/A | #N/A | #N/A | #N/A | #N/A | #N/A | #N/A | #N/A | #N/A | #N/A
FALSE | #N/A | #N/A | #N/A | #N/A | #N/A | #N/A | #N/A | #N/A | #N/A | #N/A |  |  |  | FALSE | #N/A | #N/A | #N/A | #N/A | #N/A | #N/A | #N/A | #N/A | #N/A | #N/A
FALSE | #N/A | #N/A | #N/A | #N/A | #N/A | #N/A | #N/A | #N/A | #N/A | #N/A |  |  |  | FALSE | #N/A | #N/A | #N/A | #N/A | #N/A | #N/A | #N/A | #N/A | #N/A | #N/A
FALSE | #N/A | #N/A | #N/A | #N/A | #N/A | #N/A | #N/A | #N/A | #N/A | #N/A |  |  |  | FALSE | #N/A | #N/A | #N/A | #N/A | #N/A | #N/A | #N/A | #N/A | #N/A | #N/A
FALSE | #N/A | #N/A | #N/A | #N/A | #N/A | #N/A | #N/A | #N/A | #N/A | #N/A |  |  |  | FALSE | #N/A | #N/A | #N/A | #N/A | #N/A | #N/A | #N/A | #N/A | #N/A | #N/A
FALSE | #N/A | #N/A | #N/A | #N/A | #N/A | #N/A | #N/A | #N/A | #N/A | #N/A |  |  |  | FALSE | #N/A | #N/A | #N/A | #N/A | #N/A | #N/A | #N/A | #N/A | #N/A | #N/A
FALSE | #N/A | #N/A | #N/A | #N/A | #N/A | #N/A | #N/A | #N/A | #N/A | #N/A |  |  |  | FALSE | #N/A | #N/A | #N/A | #N/A | #N/A | #N/A | #N/A | #N/A | #N/A | #N/A
FALSE | #N/A | #N/A | #N/A | #N/A | #N/A | #N/A | #N/A | #N/A | #N/A | #N/A |  |  |  | FALSE | #N/A | #N/A | #N/A | #N/A | #N/A | #N/A | #N/A | #N/A | #N/A | #N/A
FALSE | #N/A | #N/A | #N/A | #N/A | #N/A | #N/A | #N/A | #N/A | #N/A | #N/A |  |  |  | FALSE | #N/A | #N/A | #N/A | #N/A | #N/A | #N/A | #N/A | #N/A | #N/A | #N/A
FALSE | #N/A | #N/A | #N/A | #N/A | #N/A | #N/A | #N/A | #N/A | #N/A | #N/A |  |  |  | FALSE | #N/A | #N/A | #N/A | #N/A | #N/A | #N/A | #N/A | #N/A | #N/A | #N/A
FALSE | #N/A | #N/A | #N/A | #N/A | #N/A | #N/A | #N/A | #N/A | #N/A | #N/A |  |  |  | FALSE | #N/A | #N/A | #N/A | #N/A | #N/A | #N/A | #N/A | #N/A | #N/A | #N/A
FALSE | #N/A | #N/A | #N/A | #N/A | #N/A | #N/A | #N/A | #N/A | #N/A | #N/A |  |  |  | FALSE | #N/A | #N/A | #N/A | #N/A | #N/A | #N/A | #N/A | #N/A | #N/A | #N/A
FALSE | #N/A | #N/A | #N/A | #N/A | #N/A | #N/A | #N/A | #N/A | #N/A | #N/A |  |  |  | FALSE | #N/A | #N/A | #N/A | #N/A | #N/A | #N/A | #N/A | #N/A | #N/A | #N/A
FALSE | #N/A | #N/A | #N/A | #N/A | #N/A | #N/A | #N/A | #N/A | #N/A | #N/A |  |  |  | FALSE | #N/A | #N/A | #N/A | #N/A | #N/A | #N/A | #N/A | #N/A | #N/A | #N/A
FALSE | #N/A | #N/A | #N/A | #N/A | #N/A | #N/A | #N/A | #N/A | #N/A | #N/A |  |  |  | FALSE | #N/A | #N/A | #N/A | #N/A | #N/A | #N/A | #N/A | #N/A | #N/A | #N/A
FALSE | #N/A | #N/A | #N/A | #N/A | #N/A | #N/A | #N/A | #N/A | #N/A | #N/A |  |  |  | FALSE | #N/A | #N/A | #N/A | #N/A | #N/A | #N/A | #N/A | #N/A | #N/A | #N/A
FALSE | #N/A | #N/A | #N/A | #N/A | #N/A | #N/A | #N/A | #N/A | #N/A | #N/A |  |  |  | FALSE | #N/A | #N/A | #N/A | #N/A | #N/A | #N/A | #N/A | #N/A | #N/A | #N/A
FALSE | #N/A | #N/A | #N/A | #N/A | #N/A | #N/A | #N/A | #N/A | #N/A | #N/A |  |  |  | FALSE | #N/A | #N/A | #N/A | #N/A | #N/A | #N/A | #N/A | #N/A | #N/A | #N/A
FALSE | #N/A | #N/A | #N/A | #N/A | #N/A | #N/A | #N/A | #N/A | #N/A | #N/A |  |  |  | FALSE | #N/A | #N/A | #N/A | #N/A | #N/A | #N/A | #N/A | #N/A | #N/A | #N/A
FALSE | #N/A | #N/A | #N/A | #N/A | #N/A | #N/A | #N/A | #N/A | #N/A | #N/A |  |  |  | FALSE | #N/A | #N/A | #N/A | #N/A | #N/A | #N/A | #N/A | #N/A | #N/A | #N/A
FALSE | #N/A | #N/A | #N/A | #N/A | #N/A | #N/A | #N/A | #N/A | #N/A | #N/A |  |  |  | FALSE | #N/A | #N/A | #N/A | #N/A | #N/A | #N/A | #N/A | #N/A | #N/A | #N/A
FALSE | #N/A | #N/A | #N/A | #N/A | #N/A | #N/A | #N/A | #N/A | #N/A | #N/A |  |  |  | FALSE | #N/A | #N/A | #N/A | #N/A | #N/A | #N/A | #N/A | #N/A | #N/A | #N/A
FALSE | #N/A | #N/A | #N/A | #N/A | #N/A | #N/A | #N/A | #N/A | #N/A | #N/A |  |  |  | FALSE | #N/A | #N/A | #N/A | #N/A | #N/A | #N/A | #N/A | #N/A | #N/A | #N/A
FALSE | #N/A | #N/A | #N/A | #N/A | #N/A | #N/A | #N/A | #N/A | #N/A | #N/A |  |  |  | FALSE | #N/A | #N/A | #N/A | #N/A | #N/A | #N/A | #N/A | #N/A | #N/A | #N/A
FALSE | #N/A | #N/A | #N/A | #N/A | #N/A | #N/A | #N/A | #N/A | #N/A | #N/A |  |  |  | FALSE | #N/A | #N/A | #N/A | #N/A | #N/A | #N/A | #N/A | #N/A | #N/A | #N/A
FALSE | #N/A | #N/A | #N/A | #N/A | #N/A | #N/A | #N/A | #N/A | #N/A | #N/A |  |  |  | FALSE | #N/A | #N/A | #N/A | #N/A | #N/A | #N/A | #N/A | #N/A | #N/A | #N/A
FALSE | #N/A | #N/A | #N/A | #N/A | #N/A | #N/A | #N/A | #N/A | #N/A | #N/A |  |  |  | FALSE | #N/A | #N/A | #N/A | #N/A | #N/A | #N/A | #N/A | #N/A | #N/A | #N/A
FALSE | #N/A | #N/A | #N/A | #N/A | #N/A | #N/A | #N/A | #N/A | #N/A | #N/A |  |  |  | FALSE | #N/A | #N/A | #N/A | #N/A | #N/A | #N/A | #N/A | #N/A | #N/A | #N/A
FALSE | #N/A | #N/A | #N/A | #N/A | #N/A | #N/A | #N/A | #N/A | #N/A | #N/A |  |  |  | FALSE | #N/A | #N/A | #N/A | #N/A | #N/A | #N/A | #N/A | #N/A | #N/A | #N/A
FALSE | #N/A | #N/A | #N/A | #N/A | #N/A | #N/A | #N/A | #N/A | #N/A | #N/A |  |  |  | FALSE | #N/A | #N/A | #N/A | #N/A | #N/A | #N/A | #N/A | #N/A | #N/A | #N/A
FALSE | #N/A | #N/A | #N/A | #N/A | #N/A | #N/A | #N/A | #N/A | #N/A | #N/A |  |  |  | FALSE | #N/A | #N/A | #N/A | #N/A | #N/A | #N/A | #N/A | #N/A | #N/A | #N/A
FALSE | #N/A | #N/A | #N/A | #N/A | #N/A | #N/A | #N/A | #N/A | #N/A | #N/A |  |  |  | FALSE | #N/A | #N/A | #N/A | #N/A | #N/A | #N/A | #N/A | #N/A | #N/A | #N/A
FALSE | #N/A | #N/A | #N/A | #N/A | #N/A | #N/A | #N/A | #N/A | #N/A | #N/A |  |  |  | FALSE | #N/A | #N/A | #N/A | #N/A | #N/A | #N/A | #N/A | #N/A | #N/A | #N/A
FALSE | #N/A | #N/A | #N/A | #N/A | #N/A | #N/A | #N/A | #N/A | #N/A | #N/A |  |  |  | FALSE | #N/A | #N/A | #N/A | #N/A | #N/A | #N/A | #N/A | #N/A | #N/A | #N/A
FALSE | #N/A | #N/A | #N/A | #N/A | #N/A | #N/A | #N/A | #N/A | #N/A | #N/A |  |  |  | FALSE | #N/A | #N/A | #N/A | #N/A | #N/A | #N/A | #N/A | #N/A | #N/A | #N/A
FALSE | #N/A | #N/A | #N/A | #N/A | #N/A | #N/A | #N/A | #N/A | #N/A | #N/A |  |  |  | FALSE | #N/A | #N/A | #N/A | #N/A | #N/A | #N/A | #N/A | #N/A | #N/A | #N/A
FALSE | #N/A | #N/A | #N/A | #N/A | #N/A | #N/A | #N/A | #N/A | #N/A | #N/A |  |  |  | FALSE | #N/A | #N/A | #N/A | #N/A | #N/A | #N/A | #N/A | #N/A | #N/A | #N/A
FALSE | #N/A | #N/A | #N/A | #N/A | #N/A | #N/A | #N/A | #N/A | #N/A | #N/A |  |  |  | FALSE | #N/A | #N/A | #N/A | #N/A | #N/A | #N/A | #N/A | #N/A | #N/A | #N/A
FALSE | #N/A | #N/A | #N/A | #N/A | #N/A | #N/A | #N/A | #N/A | #N/A | #N/A |  |  |  | FALSE | #N/A | #N/A | #N/A | #N/A | #N/A | #N/A | #N/A | #N/A | #N/A | #N/A
FALSE | #N/A | #N/A | #N/A | #N/A | #N/A | #N/A | #N/A | #N/A | #N/A | #N/A |  |  |  | FALSE | #N/A | #N/A | #N/A | #N/A | #N/A | #N/A | #N/A | #N/A | #N/A | #N/A
FALSE | #N/A | #N/A | #N/A | #N/A | #N/A | #N/A | #N/A | #N/A | #N/A | #N/A |  |  |  | FALSE | #N/A | #N/A | #N/A | #N/A | #N/A | #N/A | #N/A | #N/A | #N/A | #N/A
FALSE | #N/A | #N/A | #N/A | #N/A | #N/A | #N/A | #N/A | #N/A | #N/A | #N/A |  |  |  | FALSE | #N/A | #N/A | #N/A | #N/A | #N/A | #N/A | #N/A | #N/A | #N/A | #N/A
FALSE | #N/A | #N/A | #N/A | #N/A | #N/A | #N/A | #N/A | #N/A | #N/A | #N/A |  |  |  | FALSE | #N/A | #N/A | #N/A | #N/A | #N/A | #N/A | #N/A | #N/A | #N/A | #N/A
FALSE | #N/A | #N/A | #N/A | #N/A | #N/A | #N/A | #N/A | #N/A | #N/A | #N/A |  |  |  | FALSE | #N/A | #N/A | #N/A | #N/A | #N/A | #N/A | #N/A | #N/A | #N/A | #N/A
FALSE | #N/A | #N/A | #N/A | #N/A | #N/A | #N/A | #N/A | #N/A | #N/A | #N/A |  |  |  | FALSE | #N/A | #N/A | #N/A | #N/A | #N/A | #N/A | #N/A | #N/A | #N/A | #N/A
FALSE | #N/A | #N/A | #N/A | #N/A | #N/A | #N/A | #N/A | #N/A | #N/A | #N/A |  |  |  | FALSE | #N/A | #N/A | #N/A | #N/A | #N/A | #N/A | #N/A | #N/A | #N/A | #N/A
FALSE | #N/A | #N/A | #N/A | #N/A | #N/A | #N/A | #N/A | #N/A | #N/A | #N/A |  |  |  | FALSE | #N/A | #N/A | #N/A | #N/A | #N/A | #N/A | #N/A | #N/A | #N/A | #N/A
FALSE | #N/A | #N/A | #N/A | #N/A | #N/A | #N/A | #N/A | #N/A | #N/A | #N/A |  |  |  | FALSE | #N/A | #N/A | #N/A | #N/A | #N/A | #N/A | #N/A | #N/A | #N/A | #N/A
FALSE | #N/A | #N/A | #N/A | #N/A | #N/A | #N/A | #N/A | #N/A | #N/A | #N/A |  |  |  | FALSE | #N/A | #N/A | #N/A | #N/A | #N/A | #N/A | #N/A | #N/A | #N/A | #N/A
FALSE | #N/A | #N/A | #N/A | #N/A | #N/A | #N/A | #N/A | #N/A | #N/A | #N/A |  |  |  | FALSE | #N/A | #N/A | #N/A | #N/A | #N/A | #N/A | #N/A | #N/A | #N/A | #N/A
FALSE | #N/A | #N/A | #N/A | #N/A | #N/A | #N/A | #N/A | #N/A | #N/A | #N/A |  |  |  | FALSE | #N/A | #N/A | #N/A | #N/A | #N/A | #N/A | #N/A | #N/A | #N/A | #N/A
FALSE | #N/A | #N/A | #N/A | #N/A | #N/A | #N/A | #N/A | #N/A | #N/A | #N/A |  |  |  | FALSE | #N/A | #N/A | #N/A | #N/A | #N/A | #N/A | #N/A | #N/A | #N/A | #N/A
FALSE | #N/A | #N/A | #N/A | #N/A | #N/A | #N/A | #N/A | #N/A | #N/A | #N/A |  |  |  | FALSE | #N/A | #N/A | #N/A | #N/A | #N/A | #N/A | #N/A | #N/A | #N/A | #N/A
FALSE | #N/A | #N/A | #N/A | #N/A | #N/A | #N/A | #N/A | #N/A | #N/A | #N/A |  |  |  | FALSE | #N/A | #N/A | #N/A | #N/A | #N/A | #N/A | #N/A | #N/A | #N/A | #N/A
FALSE | #N/A | #N/A | #N/A | #N/A | #N/A | #N/A | #N/A | #N/A | #N/A | #N/A |  |  |  | FALSE | #N/A | #N/A | #N/A | #N/A | #N/A | #N/A | #N/A | #N/A | #N/A | #N/A
FALSE | #N/A | #N/A | #N/A | #N/A | #N/A | #N/A | #N/A | #N/A | #N/A | #N/A |  |  |  | FALSE | #N/A | #N/A | #N/A | #N/A | #N/A | #N/A | #N/A | #N/A | #N/A | #N/A
FALSE | #N/A | #N/A | #N/A | #N/A | #N/A | #N/A | #N/A | #N/A | #N/A | #N/A |  |  |  | FALSE | #N/A | #N/A | #N/A | #N/A | #N/A | #N/A | #N/A | #N/A | #N/A | #N/A
FALSE | #N/A | #N/A | #N/A | #N/A | #N/A | #N/A | #N/A | #N/A | #N/A | #N/A |  |  |  | FALSE | #N/A | #N/A | #N/A | #N/A | #N/A | #N/A | #N/A | #N/A | #N/A | #N/A
FALSE | #N/A | #N/A | #N/A | #N/A | #N/A | #N/A | #N/A | #N/A | #N/A | #N/A |  |  |  | FALSE | #N/A | #N/A | #N/A | #N/A | #N/A | #N/A | #N/A | #N/A | #N/A | #N/A
FALSE | #N/A | #N/A | #N/A | #N/A | #N/A | #N/A | #N/A | #N/A | #N/A | #N/A |  |  |  | FALSE | #N/A | #N/A | #N/A | #N/A | #N/A | #N/A | #N/A | #N/A | #N/A | #N/A
FALSE | #N/A | #N/A | #N/A | #N/A | #N/A | #N/A | #N/A | #N/A | #N/A | #N/A |  |  |  | FALSE | #N/A | #N/A | #N/A | #N/A | #N/A | #N/A | #N/A | #N/A | #N/A | #N/A
FALSE | #N/A | #N/A | #N/A | #N/A | #N/A | #N/A | #N/A | #N/A | #N/A | #N/A |  |  |  | FALSE | #N/A | #N/A | #N/A | #N/A | #N/A | #N/A | #N/A | #N/A | #N/A | #N/A
FALSE | #N/A | #N/A | #N/A | #N/A | #N/A | #N/A | #N/A | #N/A | #N/A | #N/A |  |  |  | FALSE | #N/A | #N/A | #N/A | #N/A | #N/A | #N/A | #N/A | #N/A | #N/A | #N/A
FALSE | #N/A | #N/A | #N/A | #N/A | #N/A | #N/A | #N/A | #N/A | #N/A | #N/A |  |  |  | FALSE | #N/A | #N/A | #N/A | #N/A | #N/A | #N/A | #N/A | #N/A | #N/A | #N/A
FALSE | #N/A | #N/A | #N/A | #N/A | #N/A | #N/A | #N/A | #N/A | #N/A | #N/A |  |  |  | FALSE | #N/A | #N/A | #N/A | #N/A | #N/A | #N/A | #N/A | #N/A | #N/A | #N/A
FALSE | #N/A | #N/A | #N/A | #N/A | #N/A | #N/A | #N/A | #N/A | #N/A | #N/A |  |  |  | FALSE | #N/A | #N/A | #N/A | #N/A | #N/A | #N/A | #N/A | #N/A | #N/A | #N/A
FALSE | #N/A | #N/A | #N/A | #N/A | #N/A | #N/A | #N/A | #N/A | #N/A | #N/A |  |  |  | FALSE | #N/A | #N/A | #N/A | #N/A | #N/A | #N/A | #N/A | #N/A | #N/A | #N/A
FALSE | #N/A | #N/A | #N/A | #N/A | #N/A | #N/A | #N/A | #N/A | #N/A | #N/A |  |  |  | FALSE | #N/A | #N/A | #N/A | #N/A | #N/A | #N/A | #N/A | #N/A | #N/A | #N/A
FALSE | #N/A | #N/A | #N/A | #N/A | #N/A | #N/A | #N/A | #N/A | #N/A | #N/A |  |  |  | FALSE | #N/A | #N/A | #N/A | #N/A | #N/A | #N/A | #N/A | #N/A | #N/A | #N/A
FALSE | #N/A | #N/A | #N/A | #N/A | #N/A | #N/A | #N/A | #N/A | #N/A | #N/A |  |  |  | FALSE | #N/A | #N/A | #N/A | #N/A | #N/A | #N/A | #N/A | #N/A | #N/A | #N/A
FALSE | #N/A | #N/A | #N/A | #N/A | #N/A | #N/A | #N/A | #N/A | #N/A | #N/A |  |  |  | FALSE | #N/A | #N/A | #N/A | #N/A | #N/A | #N/A | #N/A | #N/A | #N/A | #N/A
FALSE | #N/A | #N/A | #N/A | #N/A | #N/A | #N/A | #N/A | #N/A | #N/A | #N/A |  |  |  | FALSE | #N/A | #N/A | #N/A | #N/A | #N/A | #N/A | #N/A | #N/A | #N/A | #N/A
FALSE | #N/A | #N/A | #N/A | #N/A | #N/A | #N/A | #N/A | #N/A | #N/A | #N/A |  |  |  | FALSE | #N/A | #N/A | #N/A | #N/A | #N/A | #N/A | #N/A | #N/A | #N/A | #N/A
FALSE | #N/A | #N/A | #N/A | #N/A | #N/A | #N/A | #N/A | #N/A | #N/A | #N/A |  |  |  | FALSE | #N/A | #N/A | #N/A | #N/A | #N/A | #N/A | #N/A | #N/A | #N/A | #N/A
FALSE | #N/A | #N/A | #N/A | #N/A | #N/A | #N/A | #N/A | #N/A | #N/A | #N/A |  |  |  | FALSE | #N/A | #N/A | #N/A | #N/A | #N/A | #N/A | #N/A | #N/A | #N/A | #N/A
FALSE | #N/A | #N/A | #N/A | #N/A | #N/A | #N/A | #N/A | #N/A | #N/A | #N/A |  |  |  | FALSE | #N/A | #N/A | #N/A | #N/A | #N/A | #N/A | #N/A | #N/A | #N/A | #N/A
FALSE | #N/A | #N/A | #N/A | #N/A | #N/A | #N/A | #N/A | #N/A | #N/A | #N/A |  |  |  | FALSE | #N/A | #N/A | #N/A | #N/A | #N/A | #N/A | #N/A | #N/A | #N/A | #N/A
FALSE | #N/A | #N/A | #N/A | #N/A | #N/A | #N/A | #N/A | #N/A | #N/A | #N/A |  |  |  | FALSE | #N/A | #N/A | #N/A | #N/A | #N/A | #N/A | #N/A | #N/A | #N/A | #N/A
FALSE | #N/A | #N/A | #N/A | #N/A | #N/A | #N/A | #N/A | #N/A | #N/A | #N/A |  |  |  | FALSE | #N/A | #N/A | #N/A | #N/A | #N/A | #N/A | #N/A | #N/A | #N/A | #N/A
FALSE | #N/A | #N/A | #N/A | #N/A | #N/A | #N/A | #N/A | #N/A | #N/A | #N/A |  |  |  | FALSE | #N/A | #N/A | #N/A | #N/A | #N/A | #N/A | #N/A | #N/A | #N/A | #N/A
FALSE | #N/A | #N/A | #N/A | #N/A | #N/A | #N/A | #N/A | #N/A | #N/A | #N/A |  |  |  | FALSE | #N/A | #N/A | #N/A | #N/A | #N/A | #N/A | #N/A | #N/A | #N/A | #N/A
FALSE | #N/A | #N/A | #N/A | #N/A | #N/A | #N/A | #N/A | #N/A | #N/A | #N/A |  |  |  | FALSE | #N/A | #N/A | #N/A | #N/A | #N/A | #N/A | #N/A | #N/A | #N/A | #N/A
FALSE | #N/A | #N/A | #N/A | #N/A | #N/A | #N/A | #N/A | #N/A | #N/A | #N/A |  |  |  | FALSE | #N/A | #N/A | #N/A | #N/A | #N/A | #N/A | #N/A | #N/A | #N/A | #N/A
FALSE | #N/A | #N/A | #N/A | #N/A | #N/A | #N/A | #N/A | #N/A | #N/A | #N/A |  |  |  | FALSE | #N/A | #N/A | #N/A | #N/A | #N/A | #N/A | #N/A | #N/A | #N/A | #N/A
FALSE | #N/A | #N/A | #N/A | #N/A | #N/A | #N/A | #N/A | #N/A | #N/A | #N/A |  |  |  | FALSE | #N/A | #N/A | #N/A | #N/A | #N/A | #N/A | #N/A | #N/A | #N/A | #N/A
FALSE | #N/A | #N/A | #N/A | #N/A | #N/A | #N/A | #N/A | #N/A | #N/A | #N/A |  |  |  | FALSE | #N/A | #N/A | #N/A | #N/A | #N/A | #N/A | #N/A | #N/A | #N/A | #N/A
FALSE | #N/A | #N/A | #N/A | #N/A | #N/A | #N/A | #N/A | #N/A | #N/A | #N/A |  |  |  | FALSE | #N/A | #N/A | #N/A | #N/A | #N/A | #N/A | #N/A | #N/A | #N/A | #N/A
FALSE | #N/A | #N/A | #N/A | #N/A | #N/A | #N/A | #N/A | #N/A | #N/A | #N/A |  |  |  | FALSE | #N/A | #N/A | #N/A | #N/A | #N/A | #N/A | #N/A | #N/A | #N/A | #N/A
FALSE | #N/A | #N/A | #N/A | #N/A | #N/A | #N/A | #N/A | #N/A | #N/A | #N/A |  |  |  | FALSE | #N/A | #N/A | #N/A | #N/A | #N/A | #N/A | #N/A | #N/A | #N/A | #N/A
FALSE | #N/A | #N/A | #N/A | #N/A | #N/A | #N/A | #N/A | #N/A | #N/A | #N/A |  |  |  | FALSE | #N/A | #N/A | #N/A | #N/A | #N/A | #N/A | #N/A | #N/A | #N/A | #N/A
FALSE | #N/A | #N/A | #N/A | #N/A | #N/A | #N/A | #N/A | #N/A | #N/A | #N/A |  |  |  | FALSE | #N/A | #N/A | #N/A | #N/A | #N/A | #N/A | #N/A | #N/A | #N/A | #N/A
FALSE | #N/A | #N/A | #N/A | #N/A | #N/A | #N/A | #N/A | #N/A | #N/A | #N/A |  |  |  | FALSE | #N/A | #N/A | #N/A | #N/A | #N/A | #N/A | #N/A | #N/A | #N/A | #N/A
FALSE | #N/A | #N/A | #N/A | #N/A | #N/A | #N/A | #N/A | #N/A | #N/A | #N/A |  |  |  | FALSE | #N/A | #N/A | #N/A | #N/A | #N/A | #N/A | #N/A | #N/A | #N/A | #N/A
FALSE | #N/A | #N/A | #N/A | #N/A | #N/A | #N/A | #N/A | #N/A | #N/A | #N/A |  |  |  | FALSE | #N/A | #N/A | #N/A | #N/A | #N/A | #N/A | #N/A | #N/A | #N/A | #N/A
FALSE | #N/A | #N/A | #N/A | #N/A | #N/A | #N/A | #N/A | #N/A | #N/A | #N/A |  |  |  | FALSE | #N/A | #N/A | #N/A | #N/A | #N/A | #N/A | #N/A | #N/A | #N/A | #N/A
FALSE | #N/A | #N/A | #N/A | #N/A | #N/A | #N/A | #N/A | #N/A | #N/A | #N/A |  |  |  | FALSE | #N/A | #N/A | #N/A | #N/A | #N/A | #N/A | #N/A | #N/A | #N/A | #N/A
FALSE | #N/A | #N/A | #N/A | #N/A | #N/A | #N/A | #N/A | #N/A | #N/A | #N/A |  |  |  | FALSE | #N/A | #N/A | #N/A | #N/A | #N/A | #N/A | #N/A | #N/A | #N/A | #N/A
FALSE | #N/A | #N/A | #N/A | #N/A | #N/A | #N/A | #N/A | #N/A | #N/A | #N/A |  |  |  | FALSE | #N/A | #N/A | #N/A | #N/A | #N/A | #N/A | #N/A | #N/A | #N/A | #N/A
FALSE | #N/A | #N/A | #N/A | #N/A | #N/A | #N/A | #N/A | #N/A | #N/A | #N/A |  |  |  | FALSE | #N/A | #N/A | #N/A | #N/A | #N/A | #N/A | #N/A | #N/A | #N/A | #N/A
FALSE | #N/A | #N/A | #N/A | #N/A | #N/A | #N/A | #N/A | #N/A | #N/A | #N/A |  |  |  | FALSE | #N/A | #N/A | #N/A | #N/A | #N/A | #N/A | #N/A | #N/A | #N/A | #N/A
FALSE | #N/A | #N/A | #N/A | #N/A | #N/A | #N/A | #N/A | #N/A | #N/A | #N/A |  |  |  | FALSE | #N/A | #N/A | #N/A | #N/A | #N/A | #N/A | #N/A | #N/A | #N/A | #N/A
FALSE | #N/A | #N/A | #N/A | #N/A | #N/A | #N/A | #N/A | #N/A | #N/A | #N/A |  |  |  | FALSE | #N/A | #N/A | #N/A | #N/A | #N/A | #N/A | #N/A | #N/A | #N/A | #N/A
FALSE | #N/A | #N/A | #N/A | #N/A | #N/A | #N/A | #N/A | #N/A | #N/A | #N/A |  |  |  | FALSE | #N/A | #N/A | #N/A | #N/A | #N/A | #N/A | #N/A | #N/A | #N/A | #N/A
FALSE | #N/A | #N/A | #N/A | #N/A | #N/A | #N/A | #N/A | #N/A | #N/A | #N/A |  |  |  | FALSE | #N/A | #N/A | #N/A | #N/A | #N/A | #N/A | #N/A | #N/A | #N/A | #N/A
FALSE | #N/A | #N/A | #N/A | #N/A | #N/A | #N/A | #N/A | #N/A | #N/A | #N/A |  |  |  | FALSE | #N/A | #N/A | #N/A | #N/A | #N/A | #N/A | #N/A | #N/A | #N/A | #N/A
FALSE | #N/A | #N/A | #N/A | #N/A | #N/A | #N/A | #N/A | #N/A | #N/A | #N/A |  |  |  | FALSE | #N/A | #N/A | #N/A | #N/A | #N/A | #N/A | #N/A | #N/A | #N/A | #N/A
FALSE | #N/A | #N/A | #N/A | #N/A | #N/A | #N/A | #N/A | #N/A | #N/A | #N/A |  |  |  | FALSE | #N/A | #N/A | #N/A | #N/A | #N/A | #N/A | #N/A | #N/A | #N/A | #N/A
FALSE | #N/A | #N/A | #N/A | #N/A | #N/A | #N/A | #N/A | #N/A | #N/A | #N/A |  |  |  | FALSE | #N/A | #N/A | #N/A | #N/A | #N/A | #N/A | #N/A | #N/A | #N/A | #N/A
FALSE | #N/A | #N/A | #N/A | #N/A | #N/A | #N/A | #N/A | #N/A | #N/A | #N/A |  |  |  | FALSE | #N/A | #N/A | #N/A | #N/A | #N/A | #N/A | #N/A | #N/A | #N/A | #N/A
FALSE | #N/A | #N/A | #N/A | #N/A | #N/A | #N/A | #N/A | #N/A | #N/A | #N/A |  |  |  | FALSE | #N/A | #N/A | #N/A | #N/A | #N/A | #N/A | #N/A | #N/A | #N/A | #N/A
FALSE | #N/A | #N/A | #N/A | #N/A | #N/A | #N/A | #N/A | #N/A | #N/A | #N/A |  |  |  | FALSE | #N/A | #N/A | #N/A | #N/A | #N/A | #N/A | #N/A | #N/A | #N/A | #N/A
FALSE | #N/A | #N/A | #N/A | #N/A | #N/A | #N/A | #N/A | #N/A | #N/A | #N/A |  |  |  | FALSE | #N/A | #N/A | #N/A | #N/A | #N/A | #N/A | #N/A | #N/A | #N/A | #N/A
FALSE | #N/A | #N/A | #N/A | #N/A | #N/A | #N/A | #N/A | #N/A | #N/A | #N/A |  |  |  | FALSE | #N/A | #N/A | #N/A | #N/A | #N/A | #N/A | #N/A | #N/A | #N/A | #N/A
FALSE | #N/A | #N/A | #N/A | #N/A | #N/A | #N/A | #N/A | #N/A | #N/A | #N/A |  |  |  | FALSE | #N/A | #N/A | #N/A | #N/A | #N/A | #N/A | #N/A | #N/A | #N/A | #N/A
FALSE | #N/A | #N/A | #N/A | #N/A | #N/A | #N/A | #N/A | #N/A | #N/A | #N/A |  |  |  | FALSE | #N/A | #N/A | #N/A | #N/A | #N/A | #N/A | #N/A | #N/A | #N/A | #N/A
FALSE | #N/A | #N/A | #N/A | #N/A | #N/A | #N/A | #N/A | #N/A | #N/A | #N/A |  |  |  | FALSE | #N/A | #N/A | #N/A | #N/A | #N/A | #N/A | #N/A | #N/A | #N/A | #N/A
FALSE | #N/A | #N/A | #N/A | #N/A | #N/A | #N/A | #N/A | #N/A | #N/A | #N/A |  |  |  | FALSE | #N/A | #N/A | #N/A | #N/A | #N/A | #N/A | #N/A | #N/A | #N/A | #N/A
FALSE | #N/A | #N/A | #N/A | #N/A | #N/A | #N/A | #N/A | #N/A | #N/A | #N/A |  |  |  | FALSE | #N/A | #N/A | #N/A | #N/A | #N/A | #N/A | #N/A | #N/A | #N/A | #N/A
FALSE | #N/A | #N/A | #N/A | #N/A | #N/A | #N/A | #N/A | #N/A | #N/A | #N/A |  |  |  | FALSE | #N/A | #N/A | #N/A | #N/A | #N/A | #N/A | #N/A | #N/A | #N/A | #N/A
FALSE | #N/A | #N/A | #N/A | #N/A | #N/A | #N/A | #N/A | #N/A | #N/A | #N/A |  |  |  | FALSE | #N/A | #N/A | #N/A | #N/A | #N/A | #N/A | #N/A | #N/A | #N/A | #N/A
FALSE | #N/A | #N/A | #N/A | #N/A | #N/A | #N/A | #N/A | #N/A | #N/A | #N/A |  |  |  | FALSE | #N/A | #N/A | #N/A | #N/A | #N/A | #N/A | #N/A | #N/A | #N/A | #N/A
FALSE | #N/A | #N/A | #N/A | #N/A | #N/A | #N/A | #N/A | #N/A | #N/A | #N/A |  |  |  | FALSE | #N/A | #N/A | #N/A | #N/A | #N/A | #N/A | #N/A | #N/A | #N/A | #N/A
FALSE | #N/A | #N/A | #N/A | #N/A | #N/A | #N/A | #N/A | #N/A | #N/A | #N/A |  |  |  | FALSE | #N/A | #N/A | #N/A | #N/A | #N/A | #N/A | #N/A | #N/A | #N/A | #N/A
FALSE | #N/A | #N/A | #N/A | #N/A | #N/A | #N/A | #N/A | #N/A | #N/A | #N/A |  |  |  | FALSE | #N/A | #N/A | #N/A | #N/A | #N/A | #N/A | #N/A | #N/A | #N/A | #N/A
FALSE | #N/A | #N/A | #N/A | #N/A | #N/A | #N/A | #N/A | #N/A | #N/A | #N/A |  |  |  | FALSE | #N/A | #N/A | #N/A | #N/A | #N/A | #N/A | #N/A | #N/A | #N/A | #N/A
FALSE | #N/A | #N/A | #N/A | #N/A | #N/A | #N/A | #N/A | #N/A | #N/A | #N/A |  |  |  | FALSE | #N/A | #N/A | #N/A | #N/A | #N/A | #N/A | #N/A | #N/A | #N/A | #N/A
FALSE | #N/A | #N/A | #N/A | #N/A | #N/A | #N/A | #N/A | #N/A | #N/A | #N/A |  |  |  | FALSE | #N/A | #N/A | #N/A | #N/A | #N/A | #N/A | #N/A | #N/A | #N/A | #N/A
FALSE | #N/A | #N/A | #N/A | #N/A | #N/A | #N/A | #N/A | #N/A | #N/A | #N/A |  |  |  | FALSE | #N/A | #N/A | #N/A | #N/A | #N/A | #N/A | #N/A | #N/A | #N/A | #N/A
FALSE | #N/A | #N/A | #N/A | #N/A | #N/A | #N/A | #N/A | #N/A | #N/A | #N/A |  |  |  | FALSE | #N/A | #N/A | #N/A | #N/A | #N/A | #N/A | #N/A | #N/A | #N/A | #N/A
FALSE | #N/A | #N/A | #N/A | #N/A | #N/A | #N/A | #N/A | #N/A | #N/A | #N/A |  |  |  | FALSE | #N/A | #N/A | #N/A | #N/A | #N/A | #N/A | #N/A | #N/A | #N/A | #N/A
FALSE | #N/A | #N/A | #N/A | #N/A | #N/A | #N/A | #N/A | #N/A | #N/A | #N/A |  |  |  | FALSE | #N/A | #N/A | #N/A | #N/A | #N/A | #N/A | #N/A | #N/A | #N/A | #N/A
FALSE | #N/A | #N/A | #N/A | #N/A | #N/A | #N/A | #N/A | #N/A | #N/A | #N/A |  |  |  | FALSE | #N/A | #N/A | #N/A | #N/A | #N/A | #N/A | #N/A | #N/A | #N/A | #N/A
FALSE | #N/A | #N/A | #N/A | #N/A | #N/A | #N/A | #N/A | #N/A | #N/A | #N/A |  |  |  | FALSE | #N/A | #N/A | #N/A | #N/A | #N/A | #N/A | #N/A | #N/A | #N/A | #N/A
FALSE | #N/A | #N/A | #N/A | #N/A | #N/A | #N/A | #N/A | #N/A | #N/A | #N/A |  |  |  | FALSE | #N/A | #N/A | #N/A | #N/A | #N/A | #N/A | #N/A | #N/A | #N/A | #N/A
FALSE | #N/A | #N/A | #N/A | #N/A | #N/A | #N/A | #N/A | #N/A | #N/A | #N/A |  |  |  | FALSE | #N/A | #N/A | #N/A | #N/A | #N/A | #N/A | #N/A | #N/A | #N/A | #N/A
FALSE | #N/A | #N/A | #N/A | #N/A | #N/A | #N/A | #N/A | #N/A | #N/A | #N/A |  |  |  | FALSE | #N/A | #N/A | #N/A | #N/A | #N/A | #N/A | #N/A | #N/A | #N/A | #N/A
FALSE | #N/A | #N/A | #N/A | #N/A | #N/A | #N/A | #N/A | #N/A | #N/A | #N/A |  |  |  | FALSE | #N/A | #N/A | #N/A | #N/A | #N/A | #N/A | #N/A | #N/A | #N/A | #N/A
FALSE | #N/A | #N/A | #N/A | #N/A | #N/A | #N/A | #N/A | #N/A | #N/A | #N/A |  |  |  | FALSE | #N/A | #N/A | #N/A | #N/A | #N/A | #N/A | #N/A | #N/A | #N/A | #N/A
FALSE | #N/A | #N/A | #N/A | #N/A | #N/A | #N/A | #N/A | #N/A | #N/A | #N/A |  |  |  | FALSE | #N/A | #N/A | #N/A | #N/A | #N/A | #N/A | #N/A | #N/A | #N/A | #N/A
FALSE | #N/A | #N/A | #N/A | #N/A | #N/A | #N/A | #N/A | #N/A | #N/A | #N/A |  |  |  | FALSE | #N/A | #N/A | #N/A | #N/A | #N/A | #N/A | #N/A | #N/A | #N/A | #N/A
FALSE | #N/A | #N/A | #N/A | #N/A | #N/A | #N/A | #N/A | #N/A | #N/A | #N/A |  |  |  | FALSE | #N/A | #N/A | #N/A | #N/A | #N/A | #N/A | #N/A | #N/A | #N/A | #N/A
FALSE | #N/A | #N/A | #N/A | #N/A | #N/A | #N/A | #N/A | #N/A | #N/A | #N/A |  |  |  | FALSE | #N/A | #N/A | #N/A | #N/A | #N/A | #N/A | #N/A | #N/A | #N/A | #N/A
FALSE | #N/A | #N/A | #N/A | #N/A | #N/A | #N/A | #N/A | #N/A | #N/A | #N/A |  |  |  | FALSE | #N/A | #N/A | #N/A | #N/A | #N/A | #N/A | #N/A | #N/A | #N/A | #N/A
FALSE | #N/A | #N/A | #N/A | #N/A | #N/A | #N/A | #N/A | #N/A | #N/A | #N/A |  |  |  | FALSE | #N/A | #N/A | #N/A | #N/A | #N/A | #N/A | #N/A | #N/A | #N/A | #N/A
FALSE | #N/A | #N/A | #N/A | #N/A | #N/A | #N/A | #N/A | #N/A | #N/A | #N/A |  |  |  | FALSE | #N/A | #N/A | #N/A | #N/A | #N/A | #N/A | #N/A | #N/A | #N/A | #N/A
FALSE | #N/A | #N/A | #N/A | #N/A | #N/A | #N/A | #N/A | #N/A | #N/A | #N/A |  |  |  | FALSE | #N/A | #N/A | #N/A | #N/A | #N/A | #N/A | #N/A | #N/A | #N/A | #N/A
FALSE | #N/A | #N/A | #N/A | #N/A | #N/A | #N/A | #N/A | #N/A | #N/A | #N/A |  |  |  | FALSE | #N/A | #N/A | #N/A | #N/A | #N/A | #N/A | #N/A | #N/A | #N/A | #N/A
FALSE | #N/A | #N/A | #N/A | #N/A | #N/A | #N/A | #N/A | #N/A | #N/A | #N/A |  |  |  | FALSE | #N/A | #N/A | #N/A | #N/A | #N/A | #N/A | #N/A | #N/A | #N/A | #N/A
FALSE | #N/A | #N/A | #N/A | #N/A | #N/A | #N/A | #N/A | #N/A | #N/A | #N/A |  |  |  | FALSE | #N/A | #N/A | #N/A | #N/A | #N/A | #N/A | #N/A | #N/A | #N/A | #N/A
FALSE | #N/A | #N/A | #N/A | #N/A | #N/A | #N/A | #N/A | #N/A | #N/A | #N/A |  |  |  | FALSE | #N/A | #N/A | #N/A | #N/A | #N/A | #N/A | #N/A | #N/A | #N/A | #N/A
FALSE | #N/A | #N/A | #N/A | #N/A | #N/A | #N/A | #N/A | #N/A | #N/A | #N/A |  |  |  | FALSE | #N/A | #N/A | #N/A | #N/A | #N/A | #N/A | #N/A | #N/A | #N/A | #N/A
FALSE | #N/A | #N/A | #N/A | #N/A | #N/A | #N/A | #N/A | #N/A | #N/A | #N/A |  |  |  | FALSE | #N/A | #N/A | #N/A | #N/A | #N/A | #N/A | #N/A | #N/A | #N/A | #N/A
FALSE | #N/A | #N/A | #N/A | #N/A | #N/A | #N/A | #N/A | #N/A | #N/A | #N/A |  |  |  | FALSE | #N/A | #N/A | #N/A | #N/A | #N/A | #N/A | #N/A | #N/A | #N/A | #N/A
FALSE | #N/A | #N/A | #N/A | #N/A | #N/A | #N/A | #N/A | #N/A | #N/A | #N/A |  |  |  | FALSE | #N/A | #N/A | #N/A | #N/A | #N/A | #N/A | #N/A | #N/A | #N/A | #N/A
FALSE | #N/A | #N/A | #N/A | #N/A | #N/A | #N/A | #N/A | #N/A | #N/A | #N/A |  |  |  | FALSE | #N/A | #N/A | #N/A | #N/A | #N/A | #N/A | #N/A | #N/A | #N/A | #N/A
FALSE | #N/A | #N/A | #N/A | #N/A | #N/A | #N/A | #N/A | #N/A | #N/A | #N/A |  |  |  | FALSE | #N/A | #N/A | #N/A | #N/A | #N/A | #N/A | #N/A | #N/A | #N/A | #N/A
FALSE | #N/A | #N/A | #N/A | #N/A | #N/A | #N/A | #N/A | #N/A | #N/A | #N/A |  |  |  | FALSE | #N/A | #N/A | #N/A | #N/A | #N/A | #N/A | #N/A | #N/A | #N/A | #N/A
FALSE | #N/A | #N/A | #N/A | #N/A | #N/A | #N/A | #N/A | #N/A | #N/A | #N/A |  |  |  | FALSE | #N/A | #N/A | #N/A | #N/A | #N/A | #N/A | #N/A | #N/A | #N/A | #N/A
FALSE | #N/A | #N/A | #N/A | #N/A | #N/A | #N/A | #N/A | #N/A | #N/A | #N/A |  |  |  | FALSE | #N/A | #N/A | #N/A | #N/A | #N/A | #N/A | #N/A | #N/A | #N/A | #N/A
FALSE | #N/A | #N/A | #N/A | #N/A | #N/A | #N/A | #N/A | #N/A | #N/A | #N/A |  |  |  | FALSE | #N/A | #N/A | #N/A | #N/A | #N/A | #N/A | #N/A | #N/A | #N/A | #N/A
FALSE | #N/A | #N/A | #N/A | #N/A | #N/A | #N/A | #N/A | #N/A | #N/A | #N/A |  |  |  | FALSE | #N/A | #N/A | #N/A | #N/A | #N/A | #N/A | #N/A | #N/A | #N/A | #N/A
FALSE | #N/A | #N/A | #N/A | #N/A | #N/A | #N/A | #N/A | #N/A | #N/A | #N/A |  |  |  | FALSE | #N/A | #N/A | #N/A | #N/A | #N/A | #N/A | #N/A | #N/A | #N/A | #N/A
FALSE | #N/A | #N/A | #N/A | #N/A | #N/A | #N/A | #N/A | #N/A | #N/A | #N/A |  |  |  | FALSE | #N/A | #N/A | #N/A | #N/A | #N/A | #N/A | #N/A | #N/A | #N/A | #N/A
FALSE | #N/A | #N/A | #N/A | #N/A | #N/A | #N/A | #N/A | #N/A | #N/A | #N/A |  |  |  | FALSE | #N/A | #N/A | #N/A | #N/A | #N/A | #N/A | #N/A | #N/A | #N/A | #N/A
FALSE | #N/A | #N/A | #N/A | #N/A | #N/A | #N/A | #N/A | #N/A | #N/A | #N/A |  |  |  | FALSE | #N/A | #N/A | #N/A | #N/A | #N/A | #N/A | #N/A | #N/A | #N/A | #N/A
FALSE | #N/A | #N/A | #N/A | #N/A | #N/A | #N/A | #N/A | #N/A | #N/A | #N/A |  |  |  | FALSE | #N/A | #N/A | #N/A | #N/A | #N/A | #N/A | #N/A | #N/A | #N/A | #N/A
FALSE | #N/A | #N/A | #N/A | #N/A | #N/A | #N/A | #N/A | #N/A | #N/A | #N/A |  |  |  | FALSE | #N/A | #N/A | #N/A | #N/A | #N/A | #N/A | #N/A | #N/A | #N/A | #N/A
FALSE | #N/A | #N/A | #N/A | #N/A | #N/A | #N/A | #N/A | #N/A | #N/A | #N/A |  |  |  | FALSE | #N/A | #N/A | #N/A | #N/A | #N/A | #N/A | #N/A | #N/A | #N/A | #N/A
FALSE | #N/A | #N/A | #N/A | #N/A | #N/A | #N/A | #N/A | #N/A | #N/A | #N/A |  |  |  | FALSE | #N/A | #N/A | #N/A | #N/A | #N/A | #N/A | #N/A | #N/A | #N/A | #N/A
FALSE | #N/A | #N/A | #N/A | #N/A | #N/A | #N/A | #N/A | #N/A | #N/A | #N/A |  |  |  | FALSE | #N/A | #N/A | #N/A | #N/A | #N/A | #N/A | #N/A | #N/A | #N/A | #N/A
FALSE | #N/A | #N/A | #N/A | #N/A | #N/A | #N/A | #N/A | #N/A | #N/A | #N/A |  |  |  | FALSE | #N/A | #N/A | #N/A | #N/A | #N/A | #N/A | #N/A | #N/A | #N/A | #N/A
FALSE | #N/A | #N/A | #N/A | #N/A | #N/A | #N/A | #N/A | #N/A | #N/A | #N/A |  |  |  | FALSE | #N/A | #N/A | #N/A | #N/A | #N/A | #N/A | #N/A | #N/A | #N/A | #N/A
FALSE | #N/A | #N/A | #N/A | #N/A | #N/A | #N/A | #N/A | #N/A | #N/A | #N/A |  |  |  | FALSE | #N/A | #N/A | #N/A | #N/A | #N/A | #N/A | #N/A | #N/A | #N/A | #N/A
FALSE | #N/A | #N/A | #N/A | #N/A | #N/A | #N/A | #N/A | #N/A | #N/A | #N/A |  |  |  | FALSE | #N/A | #N/A | #N/A | #N/A | #N/A | #N/A | #N/A | #N/A | #N/A | #N/A
FALSE | #N/A | #N/A | #N/A | #N/A | #N/A | #N/A | #N/A | #N/A | #N/A | #N/A |  |  |  | FALSE | #N/A | #N/A | #N/A | #N/A | #N/A | #N/A | #N/A | #N/A | #N/A | #N/A
FALSE | #N/A | #N/A | #N/A | #N/A | #N/A | #N/A | #N/A | #N/A | #N/A | #N/A |  |  |  | FALSE | #N/A | #N/A | #N/A | #N/A | #N/A | #N/A | #N/A | #N/A | #N/A | #N/A
FALSE | #N/A | #N/A | #N/A | #N/A | #N/A | #N/A | #N/A | #N/A | #N/A | #N/A |  |  |  | FALSE | #N/A | #N/A | #N/A | #N/A | #N/A | #N/A | #N/A | #N/A | #N/A | #N/A
FALSE | #N/A | #N/A | #N/A | #N/A | #N/A | #N/A | #N/A | #N/A | #N/A | #N/A |  |  |  | FALSE | #N/A | #N/A | #N/A | #N/A | #N/A | #N/A | #N/A | #N/A | #N/A | #N/A
FALSE | #N/A | #N/A | #N/A | #N/A | #N/A | #N/A | #N/A | #N/A | #N/A | #N/A |  |  |  | FALSE | #N/A | #N/A | #N/A | #N/A | #N/A | #N/A | #N/A | #N/A | #N/A | #N/A
FALSE | #N/A | #N/A | #N/A | #N/A | #N/A | #N/A | #N/A | #N/A | #N/A | #N/A |  |  |  | FALSE | #N/A | #N/A | #N/A | #N/A | #N/A | #N/A | #N/A | #N/A | #N/A | #N/A
FALSE | #N/A | #N/A | #N/A | #N/A | #N/A | #N/A | #N/A | #N/A | #N/A | #N/A |  |  |  | FALSE | #N/A | #N/A | #N/A | #N/A | #N/A | #N/A | #N/A | #N/A | #N/A | #N/A
FALSE | #N/A | #N/A | #N/A | #N/A | #N/A | #N/A | #N/A | #N/A | #N/A | #N/A |  |  |  | FALSE | #N/A | #N/A | #N/A | #N/A | #N/A | #N/A | #N/A | #N/A | #N/A | #N/A
FALSE | #N/A | #N/A | #N/A | #N/A | #N/A | #N/A | #N/A | #N/A | #N/A | #N/A |  |  |  | FALSE | #N/A | #N/A | #N/A | #N/A | #N/A | #N/A | #N/A | #N/A | #N/A | #N/A
FALSE | #N/A | #N/A | #N/A | #N/A | #N/A | #N/A | #N/A | #N/A | #N/A | #N/A |  |  |  | FALSE | #N/A | #N/A | #N/A | #N/A | #N/A | #N/A | #N/A | #N/A | #N/A | #N/A
FALSE | #N/A | #N/A | #N/A | #N/A | #N/A | #N/A | #N/A | #N/A | #N/A | #N/A |  |  |  | FALSE | #N/A | #N/A | #N/A | #N/A | #N/A | #N/A | #N/A | #N/A | #N/A | #N/A
FALSE | #N/A | #N/A | #N/A | #N/A | #N/A | #N/A | #N/A | #N/A | #N/A | #N/A |  |  |  | FALSE | #N/A | #N/A | #N/A | #N/A | #N/A | #N/A | #N/A | #N/A | #N/A | #N/A
FALSE | #N/A | #N/A | #N/A | #N/A | #N/A | #N/A | #N/A | #N/A | #N/A | #N/A |  |  |  | FALSE | #N/A | #N/A | #N/A | #N/A | #N/A | #N/A | #N/A | #N/A | #N/A | #N/A
FALSE | #N/A | #N/A | #N/A | #N/A | #N/A | #N/A | #N/A | #N/A | #N/A | #N/A |  |  |  | FALSE | #N/A | #N/A | #N/A | #N/A | #N/A | #N/A | #N/A | #N/A | #N/A | #N/A
FALSE | #N/A | #N/A | #N/A | #N/A | #N/A | #N/A | #N/A | #N/A | #N/A | #N/A |  |  |  | FALSE | #N/A | #N/A | #N/A | #N/A | #N/A | #N/A | #N/A | #N/A | #N/A | #N/A
FALSE | #N/A | #N/A | #N/A | #N/A | #N/A | #N/A | #N/A | #N/A | #N/A | #N/A |  |  |  | FALSE | #N/A | #N/A | #N/A | #N/A | #N/A | #N/A | #N/A | #N/A | #N/A | #N/A
FALSE | #N/A | #N/A | #N/A | #N/A | #N/A | #N/A | #N/A | #N/A | #N/A | #N/A |  |  |  | FALSE | #N/A | #N/A | #N/A | #N/A | #N/A | #N/A | #N/A | #N/A | #N/A | #N/A
FALSE | #N/A | #N/A | #N/A | #N/A | #N/A | #N/A | #N/A | #N/A | #N/A | #N/A |  |  |  | FALSE | #N/A | #N/A | #N/A | #N/A | #N/A | #N/A | #N/A | #N/A | #N/A | #N/A
FALSE | #N/A | #N/A | #N/A | #N/A | #N/A | #N/A | #N/A | #N/A | #N/A | #N/A |  |  |  | FALSE | #N/A | #N/A | #N/A | #N/A | #N/A | #N/A | #N/A | #N/A | #N/A | #N/A
FALSE | #N/A | #N/A | #N/A | #N/A | #N/A | #N/A | #N/A | #N/A | #N/A | #N/A |  |  |  | FALSE | #N/A | #N/A | #N/A | #N/A | #N/A | #N/A | #N/A | #N/A | #N/A | #N/A
FALSE | #N/A | #N/A | #N/A | #N/A | #N/A | #N/A | #N/A | #N/A | #N/A | #N/A |  |  |  | FALSE | #N/A | #N/A | #N/A | #N/A | #N/A | #N/A | #N/A | #N/A | #N/A | #N/A
FALSE | #N/A | #N/A | #N/A | #N/A | #N/A | #N/A | #N/A | #N/A | #N/A | #N/A |  |  |  | FALSE | #N/A | #N/A | #N/A | #N/A | #N/A | #N/A | #N/A | #N/A | #N/A | #N/A
FALSE | #N/A | #N/A | #N/A | #N/A | #N/A | #N/A | #N/A | #N/A | #N/A | #N/A |  |  |  | FALSE | #N/A | #N/A | #N/A | #N/A | #N/A | #N/A | #N/A | #N/A | #N/A | #N/A
FALSE | #N/A | #N/A | #N/A | #N/A | #N/A | #N/A | #N/A | #N/A | #N/A | #N/A |  |  |  | FALSE | #N/A | #N/A | #N/A | #N/A | #N/A | #N/A | #N/A | #N/A | #N/A | #N/A
FALSE | #N/A | #N/A | #N/A | #N/A | #N/A | #N/A | #N/A | #N/A | #N/A | #N/A |  |  |  | FALSE | #N/A | #N/A | #N/A | #N/A | #N/A | #N/A | #N/A | #N/A | #N/A | #N/A
FALSE | #N/A | #N/A | #N/A | #N/A | #N/A | #N/A | #N/A | #N/A | #N/A | #N/A |  |  |  | FALSE | #N/A | #N/A | #N/A | #N/A | #N/A | #N/A | #N/A | #N/A | #N/A | #N/A
FALSE | #N/A | #N/A | #N/A | #N/A | #N/A | #N/A | #N/A | #N/A | #N/A | #N/A |  |  |  | FALSE | #N/A | #N/A | #N/A | #N/A | #N/A | #N/A | #N/A | #N/A | #N/A | #N/A
FALSE | #N/A | #N/A | #N/A | #N/A | #N/A | #N/A | #N/A | #N/A | #N/A | #N/A |  |  |  | FALSE | #N/A | #N/A | #N/A | #N/A | #N/A | #N/A | #N/A | #N/A | #N/A | #N/A
FALSE | #N/A | #N/A | #N/A | #N/A | #N/A | #N/A | #N/A | #N/A | #N/A | #N/A |  |  |  | FALSE | #N/A | #N/A | #N/A | #N/A | #N/A | #N/A | #N/A | #N/A | #N/A | #N/A
FALSE | #N/A | #N/A | #N/A | #N/A | #N/A | #N/A | #N/A | #N/A | #N/A | #N/A |  |  |  | FALSE | #N/A | #N/A | #N/A | #N/A | #N/A | #N/A | #N/A | #N/A | #N/A | #N/A
FALSE | #N/A | #N/A | #N/A | #N/A | #N/A | #N/A | #N/A | #N/A | #N/A | #N/A |  |  |  | FALSE | #N/A | #N/A | #N/A | #N/A | #N/A | #N/A | #N/A | #N/A | #N/A | #N/A
FALSE | #N/A | #N/A | #N/A | #N/A | #N/A | #N/A | #N/A | #N/A | #N/A | #N/A |  |  |  | FALSE | #N/A | #N/A | #N/A | #N/A | #N/A | #N/A | #N/A | #N/A | #N/A | #N/A
FALSE | #N/A | #N/A | #N/A | #N/A | #N/A | #N/A | #N/A | #N/A | #N/A | #N/A |  |  |  | FALSE | #N/A | #N/A | #N/A | #N/A | #N/A | #N/A | #N/A | #N/A | #N/A | #N/A
FALSE | #N/A | #N/A | #N/A | #N/A | #N/A | #N/A | #N/A | #N/A | #N/A | #N/A |  |  |  | FALSE | #N/A | #N/A | #N/A | #N/A | #N/A | #N/A | #N/A | #N/A | #N/A | #N/A
FALSE | #N/A | #N/A | #N/A | #N/A | #N/A | #N/A | #N/A | #N/A | #N/A | #N/A |  |  |  | FALSE | #N/A | #N/A | #N/A | #N/A | #N/A | #N/A | #N/A | #N/A | #N/A | #N/A
FALSE | #N/A | #N/A | #N/A | #N/A | #N/A | #N/A | #N/A | #N/A | #N/A | #N/A |  |  |  | FALSE | #N/A | #N/A | #N/A | #N/A | #N/A | #N/A | #N/A | #N/A | #N/A | #N/A
FALSE | #N/A | #N/A | #N/A | #N/A | #N/A | #N/A | #N/A | #N/A | #N/A | #N/A |  |  |  | FALSE | #N/A | #N/A | #N/A | #N/A | #N/A | #N/A | #N/A | #N/A | #N/A | #N/A
FALSE | #N/A | #N/A | #N/A | #N/A | #N/A | #N/A | #N/A | #N/A | #N/A | #N/A |  |  |  | FALSE | #N/A | #N/A | #N/A | #N/A | #N/A | #N/A | #N/A | #N/A | #N/A | #N/A
FALSE | #N/A | #N/A | #N/A | #N/A | #N/A | #N/A | #N/A | #N/A | #N/A | #N/A |  |  |  | FALSE | #N/A | #N/A | #N/A | #N/A | #N/A | #N/A | #N/A | #N/A | #N/A | #N/A
FALSE | #N/A | #N/A | #N/A | #N/A | #N/A | #N/A | #N/A | #N/A | #N/A | #N/A |  |  |  | FALSE | #N/A | #N/A | #N/A | #N/A | #N/A | #N/A | #N/A | #N/A | #N/A | #N/A
FALSE | #N/A | #N/A | #N/A | #N/A | #N/A | #N/A | #N/A | #N/A | #N/A | #N/A |  |  |  | FALSE | #N/A | #N/A | #N/A | #N/A | #N/A | #N/A | #N/A | #N/A | #N/A | #N/A
FALSE | #N/A | #N/A | #N/A | #N/A | #N/A | #N/A | #N/A | #N/A | #N/A | #N/A |  |  |  | FALSE | #N/A | #N/A | #N/A | #N/A | #N/A | #N/A | #N/A | #N/A | #N/A | #N/A
FALSE | #N/A | #N/A | #N/A | #N/A | #N/A | #N/A | #N/A | #N/A | #N/A | #N/A |  |  |  | FALSE | #N/A | #N/A | #N/A | #N/A | #N/A | #N/A | #N/A | #N/A | #N/A | #N/A
FALSE | #N/A | #N/A | #N/A | #N/A | #N/A | #N/A | #N/A | #N/A | #N/A | #N/A |  |  |  | FALSE | #N/A | #N/A | #N/A | #N/A | #N/A | #N/A | #N/A | #N/A | #N/A | #N/A
FALSE | #N/A | #N/A | #N/A | #N/A | #N/A | #N/A | #N/A | #N/A | #N/A | #N/A |  |  |  | FALSE | #N/A | #N/A | #N/A | #N/A | #N/A | #N/A | #N/A | #N/A | #N/A | #N/A
FALSE | #N/A | #N/A | #N/A | #N/A | #N/A | #N/A | #N/A | #N/A | #N/A | #N/A |  |  |  | FALSE | #N/A | #N/A | #N/A | #N/A | #N/A | #N/A | #N/A | #N/A | #N/A | #N/A
FALSE | #N/A | #N/A | #N/A | #N/A | #N/A | #N/A | #N/A | #N/A | #N/A | #N/A |  |  |  | FALSE | #N/A | #N/A | #N/A | #N/A | #N/A | #N/A | #N/A | #N/A | #N/A | #N/A
FALSE | #N/A | #N/A | #N/A | #N/A | #N/A | #N/A | #N/A | #N/A | #N/A | #N/A |  |  |  | FALSE | #N/A | #N/A | #N/A | #N/A | #N/A | #N/A | #N/A | #N/A | #N/A | #N/A
FALSE | #N/A | #N/A | #N/A | #N/A | #N/A | #N/A | #N/A | #N/A | #N/A | #N/A |  |  |  | FALSE | #N/A | #N/A | #N/A | #N/A | #N/A | #N/A | #N/A | #N/A | #N/A | #N/A
FALSE | #N/A | #N/A | #N/A | #N/A | #N/A | #N/A | #N/A | #N/A | #N/A | #N/A |  |  |  | FALSE | #N/A | #N/A | #N/A | #N/A | #N/A | #N/A | #N/A | #N/A | #N/A | #N/A
FALSE | #N/A | #N/A | #N/A | #N/A | #N/A | #N/A | #N/A | #N/A | #N/A | #N/A |  |  |  | FALSE | #N/A | #N/A | #N/A | #N/A | #N/A | #N/A | #N/A | #N/A | #N/A | #N/A
FALSE | #N/A | #N/A | #N/A | #N/A | #N/A | #N/A | #N/A | #N/A | #N/A | #N/A |  |  |  | FALSE | #N/A | #N/A | #N/A | #N/A | #N/A | #N/A | #N/A | #N/A | #N/A | #N/A
FALSE | #N/A | #N/A | #N/A | #N/A | #N/A | #N/A | #N/A | #N/A | #N/A | #N/A |  |  |  | FALSE | #N/A | #N/A | #N/A | #N/A | #N/A | #N/A | #N/A | #N/A | #N/A | #N/A
FALSE | #N/A | #N/A | #N/A | #N/A | #N/A | #N/A | #N/A | #N/A | #N/A | #N/A |  |  |  | FALSE | #N/A | #N/A | #N/A | #N/A | #N/A | #N/A | #N/A | #N/A | #N/A | #N/A
FALSE | #N/A | #N/A | #N/A | #N/A | #N/A | #N/A | #N/A | #N/A | #N/A | #N/A |  |  |  | FALSE | #N/A | #N/A | #N/A | #N/A | #N/A | #N/A | #N/A | #N/A | #N/A | #N/A
FALSE | #N/A | #N/A | #N/A | #N/A | #N/A | #N/A | #N/A | #N/A | #N/A | #N/A |  |  |  | FALSE | #N/A | #N/A | #N/A | #N/A | #N/A | #N/A | #N/A | #N/A | #N/A | #N/A
FALSE | #N/A | #N/A | #N/A | #N/A | #N/A | #N/A | #N/A | #N/A | #N/A | #N/A |  |  |  | FALSE | #N/A | #N/A | #N/A | #N/A | #N/A | #N/A | #N/A | #N/A | #N/A | #N/A
FALSE | #N/A | #N/A | #N/A | #N/A | #N/A | #N/A | #N/A | #N/A | #N/A | #N/A |  |  |  | FALSE | #N/A | #N/A | #N/A | #N/A | #N/A | #N/A | #N/A | #N/A | #N/A | #N/A
FALSE | #N/A | #N/A | #N/A | #N/A | #N/A | #N/A | #N/A | #N/A | #N/A | #N/A |  |  |  | FALSE | #N/A | #N/A | #N/A | #N/A | #N/A | #N/A | #N/A | #N/A | #N/A | #N/A
FALSE | #N/A | #N/A | #N/A | #N/A | #N/A | #N/A | #N/A | #N/A | #N/A | #N/A |  |  |  | FALSE | #N/A | #N/A | #N/A | #N/A | #N/A | #N/A | #N/A | #N/A | #N/A | #N/A
FALSE | #N/A | #N/A | #N/A | #N/A | #N/A | #N/A | #N/A | #N/A | #N/A | #N/A |  |  |  | FALSE | #N/A | #N/A | #N/A | #N/A | #N/A | #N/A | #N/A | #N/A | #N/A | #N/A
FALSE | #N/A | #N/A | #N/A | #N/A | #N/A | #N/A | #N/A | #N/A | #N/A | #N/A |  |  |  | FALSE | #N/A | #N/A | #N/A | #N/A | #N/A | #N/A | #N/A | #N/A | #N/A | #N/A
FALSE | #N/A | #N/A | #N/A | #N/A | #N/A | #N/A | #N/A | #N/A | #N/A | #N/A |  |  |  | FALSE | #N/A | #N/A | #N/A | #N/A | #N/A | #N/A | #N/A | #N/A | #N/A | #N/A
FALSE | #N/A | #N/A | #N/A | #N/A | #N/A | #N/A | #N/A | #N/A | #N/A | #N/A |  |  |  | FALSE | #N/A | #N/A | #N/A | #N/A | #N/A | #N/A | #N/A | #N/A | #N/A | #N/A
FALSE | #N/A | #N/A | #N/A | #N/A | #N/A | #N/A | #N/A | #N/A | #N/A | #N/A |  |  |  | FALSE | #N/A | #N/A | #N/A | #N/A | #N/A | #N/A | #N/A | #N/A | #N/A | #N/A
FALSE | #N/A | #N/A | #N/A | #N/A | #N/A | #N/A | #N/A | #N/A | #N/A | #N/A |  |  |  | FALSE | #N/A | #N/A | #N/A | #N/A | #N/A | #N/A | #N/A | #N/A | #N/A | #N/A
FALSE | #N/A | #N/A | #N/A | #N/A | #N/A | #N/A | #N/A | #N/A | #N/A | #N/A |  |  |  | FALSE | #N/A | #N/A | #N/A | #N/A | #N/A | #N/A | #N/A | #N/A | #N/A | #N/A
FALSE | #N/A | #N/A | #N/A | #N/A | #N/A | #N/A | #N/A | #N/A | #N/A | #N/A |  |  |  | FALSE | #N/A | #N/A | #N/A | #N/A | #N/A | #N/A | #N/A | #N/A | #N/A | #N/A
FALSE | #N/A | #N/A | #N/A | #N/A | #N/A | #N/A | #N/A | #N/A | #N/A | #N/A |  |  |  | FALSE | #N/A | #N/A | #N/A | #N/A | #N/A | #N/A | #N/A | #N/A | #N/A | #N/A
FALSE | #N/A | #N/A | #N/A | #N/A | #N/A | #N/A | #N/A | #N/A | #N/A | #N/A |  |  |  | FALSE | #N/A | #N/A | #N/A | #N/A | #N/A | #N/A | #N/A | #N/A | #N/A | #N/A
FALSE | #N/A | #N/A | #N/A | #N/A | #N/A | #N/A | #N/A | #N/A | #N/A | #N/A |  |  |  | FALSE | #N/A | #N/A | #N/A | #N/A | #N/A | #N/A | #N/A | #N/A | #N/A | #N/A
FALSE | #N/A | #N/A | #N/A | #N/A | #N/A | #N/A | #N/A | #N/A | #N/A | #N/A |  |  |  | FALSE | #N/A | #N/A | #N/A | #N/A | #N/A | #N/A | #N/A | #N/A | #N/A | #N/A
FALSE | #N/A | #N/A | #N/A | #N/A | #N/A | #N/A | #N/A | #N/A | #N/A | #N/A |  |  |  | FALSE | #N/A | #N/A | #N/A | #N/A | #N/A | #N/A | #N/A | #N/A | #N/A | #N/A
FALSE | #N/A | #N/A | #N/A | #N/A | #N/A | #N/A | #N/A | #N/A | #N/A | #N/A |  |  |  | FALSE | #N/A | #N/A | #N/A | #N/A | #N/A | #N/A | #N/A | #N/A | #N/A | #N/A
FALSE | #N/A | #N/A | #N/A | #N/A | #N/A | #N/A | #N/A | #N/A | #N/A | #N/A |  |  |  | FALSE | #N/A | #N/A | #N/A | #N/A | #N/A | #N/A | #N/A | #N/A | #N/A | #N/A
FALSE | #N/A | #N/A | #N/A | #N/A | #N/A | #N/A | #N/A | #N/A | #N/A | #N/A |  |  |  | FALSE | #N/A | #N/A | #N/A | #N/A | #N/A | #N/A | #N/A | #N/A | #N/A | #N/A
FALSE | #N/A | #N/A | #N/A | #N/A | #N/A | #N/A | #N/A | #N/A | #N/A | #N/A |  |  |  | FALSE | #N/A | #N/A | #N/A | #N/A | #N/A | #N/A | #N/A | #N/A | #N/A | #N/A
FALSE | #N/A | #N/A | #N/A | #N/A | #N/A | #N/A | #N/A | #N/A | #N/A | #N/A |  |  |  | FALSE | #N/A | #N/A | #N/A | #N/A | #N/A | #N/A | #N/A | #N/A | #N/A | #N/A
FALSE | #N/A | #N/A | #N/A | #N/A | #N/A | #N/A | #N/A | #N/A | #N/A | #N/A |  |  |  | FALSE | #N/A | #N/A | #N/A | #N/A | #N/A | #N/A | #N/A | #N/A | #N/A | #N/A
FALSE | #N/A | #N/A | #N/A | #N/A | #N/A | #N/A | #N/A | #N/A | #N/A | #N/A |  |  |  | FALSE | #N/A | #N/A | #N/A | #N/A | #N/A | #N/A | #N/A | #N/A | #N/A | #N/A
FALSE | #N/A | #N/A | #N/A | #N/A | #N/A | #N/A | #N/A | #N/A | #N/A | #N/A |  |  |  | FALSE | #N/A | #N/A | #N/A | #N/A | #N/A | #N/A | #N/A | #N/A | #N/A | #N/A
FALSE | #N/A | #N/A | #N/A | #N/A | #N/A | #N/A | #N/A | #N/A | #N/A | #N/A |  |  |  | FALSE | #N/A | #N/A | #N/A | #N/A | #N/A | #N/A | #N/A | #N/A | #N/A | #N/A
FALSE | #N/A | #N/A | #N/A | #N/A | #N/A | #N/A | #N/A | #N/A | #N/A | #N/A |  |  |  | FALSE | #N/A | #N/A | #N/A | #N/A | #N/A | #N/A | #N/A | #N/A | #N/A | #N/A
FALSE | #N/A | #N/A | #N/A | #N/A | #N/A | #N/A | #N/A | #N/A | #N/A | #N/A |  |  |  | FALSE | #N/A | #N/A | #N/A | #N/A | #N/A | #N/A | #N/A | #N/A | #N/A | #N/A
FALSE | #N/A | #N/A | #N/A | #N/A | #N/A | #N/A | #N/A | #N/A | #N/A | #N/A |  |  |  | FALSE | #N/A | #N/A | #N/A | #N/A | #N/A | #N/A | #N/A | #N/A | #N/A | #N/A
FALSE | #N/A | #N/A | #N/A | #N/A | #N/A | #N/A | #N/A | #N/A | #N/A | #N/A |  |  |  | FALSE | #N/A | #N/A | #N/A | #N/A | #N/A | #N/A | #N/A | #N/A | #N/A | #N/A
FALSE | #N/A | #N/A | #N/A | #N/A | #N/A | #N/A | #N/A | #N/A | #N/A | #N/A |  |  |  | FALSE | #N/A | #N/A | #N/A | #N/A | #N/A | #N/A | #N/A | #N/A | #N/A | #N/A
FALSE | #N/A | #N/A | #N/A | #N/A | #N/A | #N/A | #N/A | #N/A | #N/A | #N/A |  |  |  | FALSE | #N/A | #N/A | #N/A | #N/A | #N/A | #N/A | #N/A | #N/A | #N/A | #N/A
FALSE | #N/A | #N/A | #N/A | #N/A | #N/A | #N/A | #N/A | #N/A | #N/A | #N/A |  |  |  | FALSE | #N/A | #N/A | #N/A | #N/A | #N/A | #N/A | #N/A | #N/A | #N/A | #N/A
FALSE | #N/A | #N/A | #N/A | #N/A | #N/A | #N/A | #N/A | #N/A | #N/A | #N/A |  |  |  | FALSE | #N/A | #N/A | #N/A | #N/A | #N/A | #N/A | #N/A | #N/A | #N/A | #N/A
FALSE | #N/A | #N/A | #N/A | #N/A | #N/A | #N/A | #N/A | #N/A | #N/A | #N/A |  |  |  | FALSE | #N/A | #N/A | #N/A | #N/A | #N/A | #N/A | #N/A | #N/A | #N/A | #N/A
FALSE | #N/A | #N/A | #N/A | #N/A | #N/A | #N/A | #N/A | #N/A | #N/A | #N/A |  |  |  | FALSE | #N/A | #N/A | #N/A | #N/A | #N/A | #N/A | #N/A | #N/A | #N/A | #N/A
FALSE | #N/A | #N/A | #N/A | #N/A | #N/A | #N/A | #N/A | #N/A | #N/A | #N/A |  |  |  | FALSE | #N/A | #N/A | #N/A | #N/A | #N/A | #N/A | #N/A | #N/A | #N/A | #N/A
FALSE | #N/A | #N/A | #N/A | #N/A | #N/A | #N/A | #N/A | #N/A | #N/A | #N/A |  |  |  | FALSE | #N/A | #N/A | #N/A | #N/A | #N/A | #N/A | #N/A | #N/A | #N/A | #N/A
FALSE | #N/A | #N/A | #N/A | #N/A | #N/A | #N/A | #N/A | #N/A | #N/A | #N/A |  |  |  | FALSE | #N/A | #N/A | #N/A | #N/A | #N/A | #N/A | #N/A | #N/A | #N/A | #N/A
FALSE | #N/A | #N/A | #N/A | #N/A | #N/A | #N/A | #N/A | #N/A | #N/A | #N/A |  |  |  | FALSE | #N/A | #N/A | #N/A | #N/A | #N/A | #N/A | #N/A | #N/A | #N/A | #N/A
FALSE | #N/A | #N/A | #N/A | #N/A | #N/A | #N/A | #N/A | #N/A | #N/A | #N/A |  |  |  | FALSE | #N/A | #N/A | #N/A | #N/A | #N/A | #N/A | #N/A | #N/A | #N/A | #N/A
FALSE | #N/A | #N/A | #N/A | #N/A | #N/A | #N/A | #N/A | #N/A | #N/A | #N/A |  |  |  | FALSE | #N/A | #N/A | #N/A | #N/A | #N/A | #N/A | #N/A | #N/A | #N/A | #N/A
FALSE | #N/A | #N/A | #N/A | #N/A | #N/A | #N/A | #N/A | #N/A | #N/A | #N/A |  |  |  | FALSE | #N/A | #N/A | #N/A | #N/A | #N/A | #N/A | #N/A | #N/A | #N/A | #N/A
FALSE | #N/A | #N/A | #N/A | #N/A | #N/A | #N/A | #N/A | #N/A | #N/A | #N/A |  |  |  | FALSE | #N/A | #N/A | #N/A | #N/A | #N/A | #N/A | #N/A | #N/A | #N/A | #N/A
FALSE | #N/A | #N/A | #N/A | #N/A | #N/A | #N/A | #N/A | #N/A | #N/A | #N/A |  |  |  | FALSE | #N/A | #N/A | #N/A | #N/A | #N/A | #N/A | #N/A | #N/A | #N/A | #N/A
FALSE | #N/A | #N/A | #N/A | #N/A | #N/A | #N/A | #N/A | #N/A | #N/A | #N/A |  |  |  | FALSE | #N/A | #N/A | #N/A | #N/A | #N/A | #N/A | #N/A | #N/A | #N/A | #N/A
FALSE | #N/A | #N/A | #N/A | #N/A | #N/A | #N/A | #N/A | #N/A | #N/A | #N/A |  |  |  | FALSE | #N/A | #N/A | #N/A | #N/A | #N/A | #N/A | #N/A | #N/A | #N/A | #N/A
FALSE | #N/A | #N/A | #N/A | #N/A | #N/A | #N/A | #N/A | #N/A | #N/A | #N/A |  |  |  | FALSE | #N/A | #N/A | #N/A | #N/A | #N/A | #N/A | #N/A | #N/A | #N/A | #N/A
FALSE | #N/A | #N/A | #N/A | #N/A | #N/A | #N/A | #N/A | #N/A | #N/A | #N/A |  |  |  | FALSE | #N/A | #N/A | #N/A | #N/A | #N/A | #N/A | #N/A | #N/A | #N/A | #N/A
FALSE | #N/A | #N/A | #N/A | #N/A | #N/A | #N/A | #N/A | #N/A | #N/A | #N/A |  |  |  | FALSE | #N/A | #N/A | #N/A | #N/A | #N/A | #N/A | #N/A | #N/A | #N/A | #N/A
FALSE | #N/A | #N/A | #N/A | #N/A | #N/A | #N/A | #N/A | #N/A | #N/A | #N/A |  |  |  | FALSE | #N/A | #N/A | #N/A | #N/A | #N/A | #N/A | #N/A | #N/A | #N/A | #N/A
FALSE | #N/A | #N/A | #N/A | #N/A | #N/A | #N/A | #N/A | #N/A | #N/A | #N/A |  |  |  | FALSE | #N/A | #N/A | #N/A | #N/A | #N/A | #N/A | #N/A | #N/A | #N/A | #N/A
FALSE | #N/A | #N/A | #N/A | #N/A | #N/A | #N/A | #N/A | #N/A | #N/A | #N/A |  |  |  | FALSE | #N/A | #N/A | #N/A | #N/A | #N/A | #N/A | #N/A | #N/A | #N/A | #N/A
FALSE | #N/A | #N/A | #N/A | #N/A | #N/A | #N/A | #N/A | #N/A | #N/A | #N/A |  |  |  | FALSE | #N/A | #N/A | #N/A | #N/A | #N/A | #N/A | #N/A | #N/A | #N/A | #N/A
FALSE | #N/A | #N/A | #N/A | #N/A | #N/A | #N/A | #N/A | #N/A | #N/A | #N/A |  |  |  | FALSE | #N/A | #N/A | #N/A | #N/A | #N/A | #N/A | #N/A | #N/A | #N/A | #N/A
FALSE | #N/A | #N/A | #N/A | #N/A | #N/A | #N/A | #N/A | #N/A | #N/A | #N/A |  |  |  | FALSE | #N/A | #N/A | #N/A | #N/A | #N/A | #N/A | #N/A | #N/A | #N/A | #N/A
FALSE | #N/A | #N/A | #N/A | #N/A | #N/A | #N/A | #N/A | #N/A | #N/A | #N/A |  |  |  | FALSE | #N/A | #N/A | #N/A | #N/A | #N/A | #N/A | #N/A | #N/A | #N/A | #N/A
FALSE | #N/A | #N/A | #N/A | #N/A | #N/A | #N/A | #N/A | #N/A | #N/A | #N/A |  |  |  | FALSE | #N/A | #N/A | #N/A | #N/A | #N/A | #N/A | #N/A | #N/A | #N/A | #N/A
FALSE | #N/A | #N/A | #N/A | #N/A | #N/A | #N/A | #N/A | #N/A | #N/A | #N/A |  |  |  | FALSE | #N/A | #N/A | #N/A | #N/A | #N/A | #N/A | #N/A | #N/A | #N/A | #N/A
FALSE | #N/A | #N/A | #N/A | #N/A | #N/A | #N/A | #N/A | #N/A | #N/A | #N/A |  |  |  | FALSE | #N/A | #N/A | #N/A | #N/A | #N/A | #N/A | #N/A | #N/A | #N/A | #N/A
FALSE | #N/A | #N/A | #N/A | #N/A | #N/A | #N/A | #N/A | #N/A | #N/A | #N/A |  |  |  | FALSE | #N/A | #N/A | #N/A | #N/A | #N/A | #N/A | #N/A | #N/A | #N/A | #N/A
FALSE | #N/A | #N/A | #N/A | #N/A | #N/A | #N/A | #N/A | #N/A | #N/A | #N/A |  |  |  | FALSE | #N/A | #N/A | #N/A | #N/A | #N/A | #N/A | #N/A | #N/A | #N/A | #N/A
FALSE | #N/A | #N/A | #N/A | #N/A | #N/A | #N/A | #N/A | #N/A | #N/A | #N/A |  |  |  | FALSE | #N/A | #N/A | #N/A | #N/A | #N/A | #N/A | #N/A | #N/A | #N/A | #N/A
FALSE | #N/A | #N/A | #N/A | #N/A | #N/A | #N/A | #N/A | #N/A | #N/A | #N/A |  |  |  | FALSE | #N/A | #N/A | #N/A | #N/A | #N/A | #N/A | #N/A | #N/A | #N/A | #N/A
FALSE | #N/A | #N/A | #N/A | #N/A | #N/A | #N/A | #N/A | #N/A | #N/A | #N/A |  |  |  | FALSE | #N/A | #N/A | #N/A | #N/A | #N/A | #N/A | #N/A | #N/A | #N/A | #N/A
FALSE | #N/A | #N/A | #N/A | #N/A | #N/A | #N/A | #N/A | #N/A | #N/A | #N/A |  |  |  | FALSE | #N/A | #N/A | #N/A | #N/A | #N/A | #N/A | #N/A | #N/A | #N/A | #N/A
FALSE | #N/A | #N/A | #N/A | #N/A | #N/A | #N/A | #N/A | #N/A | #N/A | #N/A |  |  |  | FALSE | #N/A | #N/A | #N/A | #N/A | #N/A | #N/A | #N/A | #N/A | #N/A | #N/A
FALSE | #N/A | #N/A | #N/A | #N/A | #N/A | #N/A | #N/A | #N/A | #N/A | #N/A |  |  |  | FALSE | #N/A | #N/A | #N/A | #N/A | #N/A | #N/A | #N/A | #N/A | #N/A | #N/A
FALSE | #N/A | #N/A | #N/A | #N/A | #N/A | #N/A | #N/A | #N/A | #N/A | #N/A |  |  |  | FALSE | #N/A | #N/A | #N/A | #N/A | #N/A | #N/A | #N/A | #N/A | #N/A | #N/A
FALSE | #N/A | #N/A | #N/A | #N/A | #N/A | #N/A | #N/A | #N/A | #N/A | #N/A |  |  |  | FALSE | #N/A | #N/A | #N/A | #N/A | #N/A | #N/A | #N/A | #N/A | #N/A | #N/A
FALSE | #N/A | #N/A | #N/A | #N/A | #N/A | #N/A | #N/A | #N/A | #N/A | #N/A |  |  |  | FALSE | #N/A | #N/A | #N/A | #N/A | #N/A | #N/A | #N/A | #N/A | #N/A | #N/A
FALSE | #N/A | #N/A | #N/A | #N/A | #N/A | #N/A | #N/A | #N/A | #N/A | #N/A |  |  |  | FALSE | #N/A | #N/A | #N/A | #N/A | #N/A | #N/A | #N/A | #N/A | #N/A | #N/A
FALSE | #N/A | #N/A | #N/A | #N/A | #N/A | #N/A | #N/A | #N/A | #N/A | #N/A |  |  |  | FALSE | #N/A | #N/A | #N/A | #N/A | #N/A | #N/A | #N/A | #N/A | #N/A | #N/A
FALSE | #N/A | #N/A | #N/A | #N/A | #N/A | #N/A | #N/A | #N/A | #N/A | #N/A |  |  |  | FALSE | #N/A | #N/A | #N/A | #N/A | #N/A | #N/A | #N/A | #N/A | #N/A | #N/A
FALSE | #N/A | #N/A | #N/A | #N/A | #N/A | #N/A | #N/A | #N/A | #N/A | #N/A |  |  |  | FALSE | #N/A | #N/A | #N/A | #N/A | #N/A | #N/A | #N/A | #N/A | #N/A | #N/A
FALSE | #N/A | #N/A | #N/A | #N/A | #N/A | #N/A | #N/A | #N/A | #N/A | #N/A |  |  |  | FALSE | #N/A | #N/A | #N/A | #N/A | #N/A | #N/A | #N/A | #N/A | #N/A | #N/A
FALSE | #N/A | #N/A | #N/A | #N/A | #N/A | #N/A | #N/A | #N/A | #N/A | #N/A |  |  |  | FALSE | #N/A | #N/A | #N/A | #N/A | #N/A | #N/A | #N/A | #N/A | #N/A | #N/A
FALSE | #N/A | #N/A | #N/A | #N/A | #N/A | #N/A | #N/A | #N/A | #N/A | #N/A |  |  |  | FALSE | #N/A | #N/A | #N/A | #N/A | #N/A | #N/A | #N/A | #N/A | #N/A | #N/A
FALSE | #N/A | #N/A | #N/A | #N/A | #N/A | #N/A | #N/A | #N/A | #N/A | #N/A |  |  |  | FALSE | #N/A | #N/A | #N/A | #N/A | #N/A | #N/A | #N/A | #N/A | #N/A | #N/A
FALSE | #N/A | #N/A | #N/A | #N/A | #N/A | #N/A | #N/A | #N/A | #N/A | #N/A |  |  |  | FALSE | #N/A | #N/A | #N/A | #N/A | #N/A | #N/A | #N/A | #N/A | #N/A | #N/A
FALSE | #N/A | #N/A | #N/A | #N/A | #N/A | #N/A | #N/A | #N/A | #N/A | #N/A |  |  |  | FALSE | #N/A | #N/A | #N/A | #N/A | #N/A | #N/A | #N/A | #N/A | #N/A | #N/A
FALSE | #N/A | #N/A | #N/A | #N/A | #N/A | #N/A | #N/A | #N/A | #N/A | #N/A |  |  |  | FALSE | #N/A | #N/A | #N/A | #N/A | #N/A | #N/A | #N/A | #N/A | #N/A | #N/A
FALSE | #N/A | #N/A | #N/A | #N/A | #N/A | #N/A | #N/A | #N/A | #N/A | #N/A |  |  |  | FALSE | #N/A | #N/A | #N/A | #N/A | #N/A | #N/A | #N/A | #N/A | #N/A | #N/A
FALSE | #N/A | #N/A | #N/A | #N/A | #N/A | #N/A | #N/A | #N/A | #N/A | #N/A |  |  |  | FALSE | #N/A | #N/A | #N/A | #N/A | #N/A | #N/A | #N/A | #N/A | #N/A | #N/A
FALSE | #N/A | #N/A | #N/A | #N/A | #N/A | #N/A | #N/A | #N/A | #N/A | #N/A |  |  |  | FALSE | #N/A | #N/A | #N/A | #N/A | #N/A | #N/A | #N/A | #N/A | #N/A | #N/A
FALSE | #N/A | #N/A | #N/A | #N/A | #N/A | #N/A | #N/A | #N/A | #N/A | #N/A |  |  |  | FALSE | #N/A | #N/A | #N/A | #N/A | #N/A | #N/A | #N/A | #N/A | #N/A | #N/A
FALSE | #N/A | #N/A | #N/A | #N/A | #N/A | #N/A | #N/A | #N/A | #N/A | #N/A |  |  |  | FALSE | #N/A | #N/A | #N/A | #N/A | #N/A | #N/A | #N/A | #N/A | #N/A | #N/A
FALSE | #N/A | #N/A | #N/A | #N/A | #N/A | #N/A | #N/A | #N/A | #N/A | #N/A |  |  |  | FALSE | #N/A | #N/A | #N/A | #N/A | #N/A | #N/A | #N/A | #N/A | #N/A | #N/A
FALSE | #N/A | #N/A | #N/A | #N/A | #N/A | #N/A | #N/A | #N/A | #N/A | #N/A |  |  |  | FALSE | #N/A | #N/A | #N/A | #N/A | #N/A | #N/A | #N/A | #N/A | #N/A | #N/A
FALSE | #N/A | #N/A | #N/A | #N/A | #N/A | #N/A | #N/A | #N/A | #N/A | #N/A |  |  |  | FALSE | #N/A | #N/A | #N/A | #N/A | #N/A | #N/A | #N/A | #N/A | #N/A | #N/A
FALSE | #N/A | #N/A | #N/A | #N/A | #N/A | #N/A | #N/A | #N/A | #N/A | #N/A |  |  |  | FALSE | #N/A | #N/A | #N/A | #N/A | #N/A | #N/A | #N/A | #N/A | #N/A | #N/A
FALSE | #N/A | #N/A | #N/A | #N/A | #N/A | #N/A | #N/A | #N/A | #N/A | #N/A |  |  |  | FALSE | #N/A | #N/A | #N/A | #N/A | #N/A | #N/A | #N/A | #N/A | #N/A | #N/A
FALSE | #N/A | #N/A | #N/A | #N/A | #N/A | #N/A | #N/A | #N/A | #N/A | #N/A |  |  |  | FALSE | #N/A | #N/A | #N/A | #N/A | #N/A | #N/A | #N/A | #N/A | #N/A | #N/A
FALSE | #N/A | #N/A | #N/A | #N/A | #N/A | #N/A | #N/A | #N/A | #N/A | #N/A |  |  |  | FALSE | #N/A | #N/A | #N/A | #N/A | #N/A | #N/A | #N/A | #N/A | #N/A | #N/A
FALSE | #N/A | #N/A | #N/A | #N/A | #N/A | #N/A | #N/A | #N/A | #N/A | #N/A |  |  |  | FALSE | #N/A | #N/A | #N/A | #N/A | #N/A | #N/A | #N/A | #N/A | #N/A | #N/A
FALSE | #N/A | #N/A | #N/A | #N/A | #N/A | #N/A | #N/A | #N/A | #N/A | #N/A |  |  |  | FALSE | #N/A | #N/A | #N/A | #N/A | #N/A | #N/A | #N/A | #N/A | #N/A | #N/A
FALSE | #N/A | #N/A | #N/A | #N/A | #N/A | #N/A | #N/A | #N/A | #N/A | #N/A |  |  |  | FALSE | #N/A | #N/A | #N/A | #N/A | #N/A | #N/A | #N/A | #N/A | #N/A | #N/A
FALSE | #N/A | #N/A | #N/A | #N/A | #N/A | #N/A | #N/A | #N/A | #N/A | #N/A |  |  |  | FALSE | #N/A | #N/A | #N/A | #N/A | #N/A | #N/A | #N/A | #N/A | #N/A | #N/A
FALSE | #N/A | #N/A | #N/A | #N/A | #N/A | #N/A | #N/A | #N/A | #N/A | #N/A |  |  |  | FALSE | #N/A | #N/A | #N/A | #N/A | #N/A | #N/A | #N/A | #N/A | #N/A | #N/A
FALSE | #N/A | #N/A | #N/A | #N/A | #N/A | #N/A | #N/A | #N/A | #N/A | #N/A |  |  |  | FALSE | #N/A | #N/A | #N/A | #N/A | #N/A | #N/A | #N/A | #N/A | #N/A | #N/A
FALSE | #N/A | #N/A | #N/A | #N/A | #N/A | #N/A | #N/A | #N/A | #N/A | #N/A |  |  |  | FALSE | #N/A | #N/A | #N/A | #N/A | #N/A | #N/A | #N/A | #N/A | #N/A | #N/A
FALSE | #N/A | #N/A | #N/A | #N/A | #N/A | #N/A | #N/A | #N/A | #N/A | #N/A |  |  |  | FALSE | #N/A | #N/A | #N/A | #N/A | #N/A | #N/A | #N/A | #N/A | #N/A | #N/A
FALSE | #N/A | #N/A | #N/A | #N/A | #N/A | #N/A | #N/A | #N/A | #N/A | #N/A |  |  |  | FALSE | #N/A | #N/A | #N/A | #N/A | #N/A | #N/A | #N/A | #N/A | #N/A | #N/A
FALSE | #N/A | #N/A | #N/A | #N/A | #N/A | #N/A | #N/A | #N/A | #N/A | #N/A |  |  |  | FALSE | #N/A | #N/A | #N/A | #N/A | #N/A | #N/A | #N/A | #N/A | #N/A | #N/A
FALSE | #N/A | #N/A | #N/A | #N/A | #N/A | #N/A | #N/A | #N/A | #N/A | #N/A |  |  |  | FALSE | #N/A | #N/A | #N/A | #N/A | #N/A | #N/A | #N/A | #N/A | #N/A | #N/A
FALSE | #N/A | #N/A | #N/A | #N/A | #N/A | #N/A | #N/A | #N/A | #N/A | #N/A |  |  |  | FALSE | #N/A | #N/A | #N/A | #N/A | #N/A | #N/A | #N/A | #N/A | #N/A | #N/A
FALSE | #N/A | #N/A | #N/A | #N/A | #N/A | #N/A | #N/A | #N/A | #N/A | #N/A |  |  |  | FALSE | #N/A | #N/A | #N/A | #N/A | #N/A | #N/A | #N/A | #N/A | #N/A | #N/A
FALSE | #N/A | #N/A | #N/A | #N/A | #N/A | #N/A | #N/A | #N/A | #N/A | #N/A |  |  |  | FALSE | #N/A | #N/A | #N/A | #N/A | #N/A | #N/A | #N/A | #N/A | #N/A | #N/A
FALSE | #N/A | #N/A | #N/A | #N/A | #N/A | #N/A | #N/A | #N/A | #N/A | #N/A |  |  |  | FALSE | #N/A | #N/A | #N/A | #N/A | #N/A | #N/A | #N/A | #N/A | #N/A | #N/A
FALSE | #N/A | #N/A | #N/A | #N/A | #N/A | #N/A | #N/A | #N/A | #N/A | #N/A |  |  |  | FALSE | #N/A | #N/A | #N/A | #N/A | #N/A | #N/A | #N/A | #N/A | #N/A | #N/A
FALSE | #N/A | #N/A | #N/A | #N/A | #N/A | #N/A | #N/A | #N/A | #N/A | #N/A |  |  |  | FALSE | #N/A | #N/A | #N/A | #N/A | #N/A | #N/A | #N/A | #N/A | #N/A | #N/A
FALSE | #N/A | #N/A | #N/A | #N/A | #N/A | #N/A | #N/A | #N/A | #N/A | #N/A |  |  |  | FALSE | #N/A | #N/A | #N/A | #N/A | #N/A | #N/A | #N/A | #N/A | #N/A | #N/A
FALSE | #N/A | #N/A | #N/A | #N/A | #N/A | #N/A | #N/A | #N/A | #N/A | #N/A |  |  |  | FALSE | #N/A | #N/A | #N/A | #N/A | #N/A | #N/A | #N/A | #N/A | #N/A | #N/A
FALSE | #N/A | #N/A | #N/A | #N/A | #N/A | #N/A | #N/A | #N/A | #N/A | #N/A |  |  |  | FALSE | #N/A | #N/A | #N/A | #N/A | #N/A | #N/A | #N/A | #N/A | #N/A | #N/A
FALSE | #N/A | #N/A | #N/A | #N/A | #N/A | #N/A | #N/A | #N/A | #N/A | #N/A |  |  |  | FALSE | #N/A | #N/A | #N/A | #N/A | #N/A | #N/A | #N/A | #N/A | #N/A | #N/A
FALSE | #N/A | #N/A | #N/A | #N/A | #N/A | #N/A | #N/A | #N/A | #N/A | #N/A |  |  |  | FALSE | #N/A | #N/A | #N/A | #N/A | #N/A | #N/A | #N/A | #N/A | #N/A | #N/A
FALSE | #N/A | #N/A | #N/A | #N/A | #N/A | #N/A | #N/A | #N/A | #N/A | #N/A |  |  |  | FALSE | #N/A | #N/A | #N/A | #N/A | #N/A | #N/A | #N/A | #N/A | #N/A | #N/A
FALSE | #N/A | #N/A | #N/A | #N/A | #N/A | #N/A | #N/A | #N/A | #N/A | #N/A |  |  |  | FALSE | #N/A | #N/A | #N/A | #N/A | #N/A | #N/A | #N/A | #N/A | #N/A | #N/A
FALSE | #N/A | #N/A | #N/A | #N/A | #N/A | #N/A | #N/A | #N/A | #N/A | #N/A |  |  |  | FALSE | #N/A | #N/A | #N/A | #N/A | #N/A | #N/A | #N/A | #N/A | #N/A | #N/A
FALSE | #N/A | #N/A | #N/A | #N/A | #N/A | #N/A | #N/A | #N/A | #N/A | #N/A |  |  |  | FALSE | #N/A | #N/A | #N/A | #N/A | #N/A | #N/A | #N/A | #N/A | #N/A | #N/A
FALSE | #N/A | #N/A | #N/A | #N/A | #N/A | #N/A | #N/A | #N/A | #N/A | #N/A |  |  |  | FALSE | #N/A | #N/A | #N/A | #N/A | #N/A | #N/A | #N/A | #N/A | #N/A | #N/A
FALSE | #N/A | #N/A | #N/A | #N/A | #N/A | #N/A | #N/A | #N/A | #N/A | #N/A |  |  |  | FALSE | #N/A | #N/A | #N/A | #N/A | #N/A | #N/A | #N/A | #N/A | #N/A | #N/A
FALSE | #N/A | #N/A | #N/A | #N/A | #N/A | #N/A | #N/A | #N/A | #N/A | #N/A |  |  |  | FALSE | #N/A | #N/A | #N/A | #N/A | #N/A | #N/A | #N/A | #N/A | #N/A | #N/A
FALSE | #N/A | #N/A | #N/A | #N/A | #N/A | #N/A | #N/A | #N/A | #N/A | #N/A |  |  |  | FALSE | #N/A | #N/A | #N/A | #N/A | #N/A | #N/A | #N/A | #N/A | #N/A | #N/A
FALSE | #N/A | #N/A | #N/A | #N/A | #N/A | #N/A | #N/A | #N/A | #N/A | #N/A |  |  |  | FALSE | #N/A | #N/A | #N/A | #N/A | #N/A | #N/A | #N/A | #N/A | #N/A | #N/A
FALSE | #N/A | #N/A | #N/A | #N/A | #N/A | #N/A | #N/A | #N/A | #N/A | #N/A |  |  |  | FALSE | #N/A | #N/A | #N/A | #N/A | #N/A | #N/A | #N/A | #N/A | #N/A | #N/A
FALSE | #N/A | #N/A | #N/A | #N/A | #N/A | #N/A | #N/A | #N/A | #N/A | #N/A |  |  |  | FALSE | #N/A | #N/A | #N/A | #N/A | #N/A | #N/A | #N/A | #N/A | #N/A | #N/A
FALSE | #N/A | #N/A | #N/A | #N/A | #N/A | #N/A | #N/A | #N/A | #N/A | #N/A |  |  |  | FALSE | #N/A | #N/A | #N/A | #N/A | #N/A | #N/A | #N/A | #N/A | #N/A | #N/A
FALSE | #N/A | #N/A | #N/A | #N/A | #N/A | #N/A | #N/A | #N/A | #N/A | #N/A |  |  |  | FALSE | #N/A | #N/A | #N/A | #N/A | #N/A | #N/A | #N/A | #N/A | #N/A | #N/A
FALSE | #N/A | #N/A | #N/A | #N/A | #N/A | #N/A | #N/A | #N/A | #N/A | #N/A |  |  |  | FALSE | #N/A | #N/A | #N/A | #N/A | #N/A | #N/A | #N/A | #N/A | #N/A | #N/A
FALSE | #N/A | #N/A | #N/A | #N/A | #N/A | #N/A | #N/A | #N/A | #N/A | #N/A |  |  |  | FALSE | #N/A | #N/A | #N/A | #N/A | #N/A | #N/A | #N/A | #N/A | #N/A | #N/A
FALSE | #N/A | #N/A | #N/A | #N/A | #N/A | #N/A | #N/A | #N/A | #N/A | #N/A |  |  |  | FALSE | #N/A | #N/A | #N/A | #N/A | #N/A | #N/A | #N/A | #N/A | #N/A | #N/A
FALSE | #N/A | #N/A | #N/A | #N/A | #N/A | #N/A | #N/A | #N/A | #N/A | #N/A |  |  |  | FALSE | #N/A | #N/A | #N/A | #N/A | #N/A | #N/A | #N/A | #N/A | #N/A | #N/A
FALSE | #N/A | #N/A | #N/A | #N/A | #N/A | #N/A | #N/A | #N/A | #N/A | #N/A |  |  |  | FALSE | #N/A | #N/A | #N/A | #N/A | #N/A | #N/A | #N/A | #N/A | #N/A | #N/A
FALSE | #N/A | #N/A | #N/A | #N/A | #N/A | #N/A | #N/A | #N/A | #N/A | #N/A |  |  |  | FALSE | #N/A | #N/A | #N/A | #N/A | #N/A | #N/A | #N/A | #N/A | #N/A | #N/A
FALSE | #N/A | #N/A | #N/A | #N/A | #N/A | #N/A | #N/A | #N/A | #N/A | #N/A |  |  |  | FALSE | #N/A | #N/A | #N/A | #N/A | #N/A | #N/A | #N/A | #N/A | #N/A | #N/A
FALSE | #N/A | #N/A | #N/A | #N/A | #N/A | #N/A | #N/A | #N/A | #N/A | #N/A |  |  |  | FALSE | #N/A | #N/A | #N/A | #N/A | #N/A | #N/A | #N/A | #N/A | #N/A | #N/A
FALSE | #N/A | #N/A | #N/A | #N/A | #N/A | #N/A | #N/A | #N/A | #N/A | #N/A |  |  |  | FALSE | #N/A | #N/A | #N/A | #N/A | #N/A | #N/A | #N/A | #N/A | #N/A | #N/A
FALSE | #N/A | #N/A | #N/A | #N/A | #N/A | #N/A | #N/A | #N/A | #N/A | #N/A |  |  |  | FALSE | #N/A | #N/A | #N/A | #N/A | #N/A | #N/A | #N/A | #N/A | #N/A | #N/A
FALSE | #N/A | #N/A | #N/A | #N/A | #N/A | #N/A | #N/A | #N/A | #N/A | #N/A |  |  |  | FALSE | #N/A | #N/A | #N/A | #N/A | #N/A | #N/A | #N/A | #N/A | #N/A | #N/A
FALSE | #N/A | #N/A | #N/A | #N/A | #N/A | #N/A | #N/A | #N/A | #N/A | #N/A |  |  |  | FALSE | #N/A | #N/A | #N/A | #N/A | #N/A | #N/A | #N/A | #N/A | #N/A | #N/A
FALSE | #N/A | #N/A | #N/A | #N/A | #N/A | #N/A | #N/A | #N/A | #N/A | #N/A |  |  |  | FALSE | #N/A | #N/A | #N/A | #N/A | #N/A | #N/A | #N/A | #N/A | #N/A | #N/A
FALSE | #N/A | #N/A | #N/A | #N/A | #N/A | #N/A | #N/A | #N/A | #N/A | #N/A |  |  |  | FALSE | #N/A | #N/A | #N/A | #N/A | #N/A | #N/A | #N/A | #N/A | #N/A | #N/A
FALSE | #N/A | #N/A | #N/A | #N/A | #N/A | #N/A | #N/A | #N/A | #N/A | #N/A |  |  |  | FALSE | #N/A | #N/A | #N/A | #N/A | #N/A | #N/A | #N/A | #N/A | #N/A | #N/A
FALSE | #N/A | #N/A | #N/A | #N/A | #N/A | #N/A | #N/A | #N/A | #N/A | #N/A |  |  |  | FALSE | #N/A | #N/A | #N/A | #N/A | #N/A | #N/A | #N/A | #N/A | #N/A | #N/A
FALSE | #N/A | #N/A | #N/A | #N/A | #N/A | #N/A | #N/A | #N/A | #N/A | #N/A |  |  |  | FALSE | #N/A | #N/A | #N/A | #N/A | #N/A | #N/A | #N/A | #N/A | #N/A | #N/A
FALSE | #N/A | #N/A | #N/A | #N/A | #N/A | #N/A | #N/A | #N/A | #N/A | #N/A |  |  |  | FALSE | #N/A | #N/A | #N/A | #N/A | #N/A | #N/A | #N/A | #N/A | #N/A | #N/A
FALSE | #N/A | #N/A | #N/A | #N/A | #N/A | #N/A | #N/A | #N/A | #N/A | #N/A |  |  |  | FALSE | #N/A | #N/A | #N/A | #N/A | #N/A | #N/A | #N/A | #N/A | #N/A | #N/A
FALSE | #N/A | #N/A | #N/A | #N/A | #N/A | #N/A | #N/A | #N/A | #N/A | #N/A |  |  |  | FALSE | #N/A | #N/A | #N/A | #N/A | #N/A | #N/A | #N/A | #N/A | #N/A | #N/A
FALSE | #N/A | #N/A | #N/A | #N/A | #N/A | #N/A | #N/A | #N/A | #N/A | #N/A |  |  |  | FALSE | #N/A | #N/A | #N/A | #N/A | #N/A | #N/A | #N/A | #N/A | #N/A | #N/A
FALSE | #N/A | #N/A | #N/A | #N/A | #N/A | #N/A | #N/A | #N/A | #N/A | #N/A |  |  |  | FALSE | #N/A | #N/A | #N/A | #N/A | #N/A | #N/A | #N/A | #N/A | #N/A | #N/A
FALSE | #N/A | #N/A | #N/A | #N/A | #N/A | #N/A | #N/A | #N/A | #N/A | #N/A |  |  |  | FALSE | #N/A | #N/A | #N/A | #N/A | #N/A | #N/A | #N/A | #N/A | #N/A | #N/A
FALSE | #N/A | #N/A | #N/A | #N/A | #N/A | #N/A | #N/A | #N/A | #N/A | #N/A |  |  |  | FALSE | #N/A | #N/A | #N/A | #N/A | #N/A | #N/A | #N/A | #N/A | #N/A | #N/A
FALSE | #N/A | #N/A | #N/A | #N/A | #N/A | #N/A | #N/A | #N/A | #N/A | #N/A |  |  |  | FALSE | #N/A | #N/A | #N/A | #N/A | #N/A | #N/A | #N/A | #N/A | #N/A | #N/A
FALSE | #N/A | #N/A | #N/A | #N/A | #N/A | #N/A | #N/A | #N/A | #N/A | #N/A |  |  |  | FALSE | #N/A | #N/A | #N/A | #N/A | #N/A | #N/A | #N/A | #N/A | #N/A | #N/A
FALSE | #N/A | #N/A | #N/A | #N/A | #N/A | #N/A | #N/A | #N/A | #N/A | #N/A |  |  |  | FALSE | #N/A | #N/A | #N/A | #N/A | #N/A | #N/A | #N/A | #N/A | #N/A | #N/A
FALSE | #N/A | #N/A | #N/A | #N/A | #N/A | #N/A | #N/A | #N/A | #N/A | #N/A |  |  |  | FALSE | #N/A | #N/A | #N/A | #N/A | #N/A | #N/A | #N/A | #N/A | #N/A | #N/A
FALSE | #N/A | #N/A | #N/A | #N/A | #N/A | #N/A | #N/A | #N/A | #N/A | #N/A |  |  |  | FALSE | #N/A | #N/A | #N/A | #N/A | #N/A | #N/A | #N/A | #N/A | #N/A | #N/A
FALSE | #N/A | #N/A | #N/A | #N/A | #N/A | #N/A | #N/A | #N/A | #N/A | #N/A |  |  |  | FALSE | #N/A | #N/A | #N/A | #N/A | #N/A | #N/A | #N/A | #N/A | #N/A | #N/A
FALSE | #N/A | #N/A | #N/A | #N/A | #N/A | #N/A | #N/A | #N/A | #N/A | #N/A |  |  |  | FALSE | #N/A | #N/A | #N/A | #N/A | #N/A | #N/A | #N/A | #N/A | #N/A | #N/A
FALSE | #N/A | #N/A | #N/A | #N/A | #N/A | #N/A | #N/A | #N/A | #N/A | #N/A |  |  |  | FALSE | #N/A | #N/A | #N/A | #N/A | #N/A | #N/A | #N/A | #N/A | #N/A | #N/A
FALSE | #N/A | #N/A | #N/A | #N/A | #N/A | #N/A | #N/A | #N/A | #N/A | #N/A |  |  |  | FALSE | #N/A | #N/A | #N/A | #N/A | #N/A | #N/A | #N/A | #N/A | #N/A | #N/A
FALSE | #N/A | #N/A | #N/A | #N/A | #N/A | #N/A | #N/A | #N/A | #N/A | #N/A |  |  |  | FALSE | #N/A | #N/A | #N/A | #N/A | #N/A | #N/A | #N/A | #N/A | #N/A | #N/A
FALSE | #N/A | #N/A | #N/A | #N/A | #N/A | #N/A | #N/A | #N/A | #N/A | #N/A |  |  |  | FALSE | #N/A | #N/A | #N/A | #N/A | #N/A | #N/A | #N/A | #N/A | #N/A | #N/A
FALSE | #N/A | #N/A | #N/A | #N/A | #N/A | #N/A | #N/A | #N/A | #N/A | #N/A |  |  |  | FALSE | #N/A | #N/A | #N/A | #N/A | #N/A | #N/A | #N/A | #N/A | #N/A | #N/A
FALSE | #N/A | #N/A | #N/A | #N/A | #N/A | #N/A | #N/A | #N/A | #N/A | #N/A |  |  |  | FALSE | #N/A | #N/A | #N/A | #N/A | #N/A | #N/A | #N/A | #N/A | #N/A | #N/A
FALSE | #N/A | #N/A | #N/A | #N/A | #N/A | #N/A | #N/A | #N/A | #N/A | #N/A |  |  |  | FALSE | #N/A | #N/A | #N/A | #N/A | #N/A | #N/A | #N/A | #N/A | #N/A | #N/A
FALSE | #N/A | #N/A | #N/A | #N/A | #N/A | #N/A | #N/A | #N/A | #N/A | #N/A |  |  |  | FALSE | #N/A | #N/A | #N/A | #N/A | #N/A | #N/A | #N/A | #N/A | #N/A | #N/A
FALSE | #N/A | #N/A | #N/A | #N/A | #N/A | #N/A | #N/A | #N/A | #N/A | #N/A |  |  |  | FALSE | #N/A | #N/A | #N/A | #N/A | #N/A | #N/A | #N/A | #N/A | #N/A | #N/A
FALSE | #N/A | #N/A | #N/A | #N/A | #N/A | #N/A | #N/A | #N/A | #N/A | #N/A |  |  |  | FALSE | #N/A | #N/A | #N/A | #N/A | #N/A | #N/A | #N/A | #N/A | #N/A | #N/A
FALSE | #N/A | #N/A | #N/A | #N/A | #N/A | #N/A | #N/A | #N/A | #N/A | #N/A |  |  |  | FALSE | #N/A | #N/A | #N/A | #N/A | #N/A | #N/A | #N/A | #N/A | #N/A | #N/A
FALSE | #N/A | #N/A | #N/A | #N/A | #N/A | #N/A | #N/A | #N/A | #N/A | #N/A |  |  |  | FALSE | #N/A | #N/A | #N/A | #N/A | #N/A | #N/A | #N/A | #N/A | #N/A | #N/A
FALSE | #N/A | #N/A | #N/A | #N/A | #N/A | #N/A | #N/A | #N/A | #N/A | #N/A |  |  |  | FALSE | #N/A | #N/A | #N/A | #N/A | #N/A | #N/A | #N/A | #N/A | #N/A | #N/A
FALSE | #N/A | #N/A | #N/A | #N/A | #N/A | #N/A | #N/A | #N/A | #N/A | #N/A |  |  |  | FALSE | #N/A | #N/A | #N/A | #N/A | #N/A | #N/A | #N/A | #N/A | #N/A | #N/A
FALSE | #N/A | #N/A | #N/A | #N/A | #N/A | #N/A | #N/A | #N/A | #N/A | #N/A |  |  |  | FALSE | #N/A | #N/A | #N/A | #N/A | #N/A | #N/A | #N/A | #N/A | #N/A | #N/A
FALSE | #N/A | #N/A | #N/A | #N/A | #N/A | #N/A | #N/A | #N/A | #N/A | #N/A |  |  |  | FALSE | #N/A | #N/A | #N/A | #N/A | #N/A | #N/A | #N/A | #N/A | #N/A | #N/A
FALSE | #N/A | #N/A | #N/A | #N/A | #N/A | #N/A | #N/A | #N/A | #N/A | #N/A |  |  |  | FALSE | #N/A | #N/A | #N/A | #N/A | #N/A | #N/A | #N/A | #N/A | #N/A | #N/A
FALSE | #N/A | #N/A | #N/A | #N/A | #N/A | #N/A | #N/A | #N/A | #N/A | #N/A |  |  |  | FALSE | #N/A | #N/A | #N/A | #N/A | #N/A | #N/A | #N/A | #N/A | #N/A | #N/A
FALSE | #N/A | #N/A | #N/A | #N/A | #N/A | #N/A | #N/A | #N/A | #N/A | #N/A |  |  |  | FALSE | #N/A | #N/A | #N/A | #N/A | #N/A | #N/A | #N/A | #N/A | #N/A | #N/A
FALSE | #N/A | #N/A | #N/A | #N/A | #N/A | #N/A | #N/A | #N/A | #N/A | #N/A |  |  |  | FALSE | #N/A | #N/A | #N/A | #N/A | #N/A | #N/A | #N/A | #N/A | #N/A | #N/A
FALSE | #N/A | #N/A | #N/A | #N/A | #N/A | #N/A | #N/A | #N/A | #N/A | #N/A |  |  |  | FALSE | #N/A | #N/A | #N/A | #N/A | #N/A | #N/A | #N/A | #N/A | #N/A | #N/A
FALSE | #N/A | #N/A | #N/A | #N/A | #N/A | #N/A | #N/A | #N/A | #N/A | #N/A |  |  |  | FALSE | #N/A | #N/A | #N/A | #N/A | #N/A | #N/A | #N/A | #N/A | #N/A | #N/A
FALSE | #N/A | #N/A | #N/A | #N/A | #N/A | #N/A | #N/A | #N/A | #N/A | #N/A |  |  |  | FALSE | #N/A | #N/A | #N/A | #N/A | #N/A | #N/A | #N/A | #N/A | #N/A | #N/A
FALSE | #N/A | #N/A | #N/A | #N/A | #N/A | #N/A | #N/A | #N/A | #N/A | #N/A |  |  |  | FALSE | #N/A | #N/A | #N/A | #N/A | #N/A | #N/A | #N/A | #N/A | #N/A | #N/A
FALSE | #N/A | #N/A | #N/A | #N/A | #N/A | #N/A | #N/A | #N/A | #N/A | #N/A |  |  |  | FALSE | #N/A | #N/A | #N/A | #N/A | #N/A | #N/A | #N/A | #N/A | #N/A | #N/A
FALSE | #N/A | #N/A | #N/A | #N/A | #N/A | #N/A | #N/A | #N/A | #N/A | #N/A |  |  |  | FALSE | #N/A | #N/A | #N/A | #N/A | #N/A | #N/A | #N/A | #N/A | #N/A | #N/A
FALSE | #N/A | #N/A | #N/A | #N/A | #N/A | #N/A | #N/A | #N/A | #N/A | #N/A |  |  |  | FALSE | #N/A | #N/A | #N/A | #N/A | #N/A | #N/A | #N/A | #N/A | #N/A | #N/A
FALSE | #N/A | #N/A | #N/A | #N/A | #N/A | #N/A | #N/A | #N/A | #N/A | #N/A |  |  |  | FALSE | #N/A | #N/A | #N/A | #N/A | #N/A | #N/A | #N/A | #N/A | #N/A | #N/A
FALSE | #N/A | #N/A | #N/A | #N/A | #N/A | #N/A | #N/A | #N/A | #N/A | #N/A |  |  |  | FALSE | #N/A | #N/A | #N/A | #N/A | #N/A | #N/A | #N/A | #N/A | #N/A | #N/A
FALSE | #N/A | #N/A | #N/A | #N/A | #N/A | #N/A | #N/A | #N/A | #N/A | #N/A |  |  |  | FALSE | #N/A | #N/A | #N/A | #N/A | #N/A | #N/A | #N/A | #N/A | #N/A | #N/A
FALSE | #N/A | #N/A | #N/A | #N/A | #N/A | #N/A | #N/A | #N/A | #N/A | #N/A |  |  |  | FALSE | #N/A | #N/A | #N/A | #N/A | #N/A | #N/A | #N/A | #N/A | #N/A | #N/A
FALSE | #N/A | #N/A | #N/A | #N/A | #N/A | #N/A | #N/A | #N/A | #N/A | #N/A |  |  |  | FALSE | #N/A | #N/A | #N/A | #N/A | #N/A | #N/A | #N/A | #N/A | #N/A | #N/A
FALSE | #N/A | #N/A | #N/A | #N/A | #N/A | #N/A | #N/A | #N/A | #N/A | #N/A |  |  |  | FALSE | #N/A | #N/A | #N/A | #N/A | #N/A | #N/A | #N/A | #N/A | #N/A | #N/A
FALSE | #N/A | #N/A | #N/A | #N/A | #N/A | #N/A | #N/A | #N/A | #N/A | #N/A |  |  |  | FALSE | #N/A | #N/A | #N/A | #N/A | #N/A | #N/A | #N/A | #N/A | #N/A | #N/A
FALSE | #N/A | #N/A | #N/A | #N/A | #N/A | #N/A | #N/A | #N/A | #N/A | #N/A |  |  |  | FALSE | #N/A | #N/A | #N/A | #N/A | #N/A | #N/A | #N/A | #N/A | #N/A | #N/A
FALSE | #N/A | #N/A | #N/A | #N/A | #N/A | #N/A | #N/A | #N/A | #N/A | #N/A |  |  |  | FALSE | #N/A | #N/A | #N/A | #N/A | #N/A | #N/A | #N/A | #N/A | #N/A | #N/A
FALSE | #N/A | #N/A | #N/A | #N/A | #N/A | #N/A | #N/A | #N/A | #N/A | #N/A |  |  |  | FALSE | #N/A | #N/A | #N/A | #N/A | #N/A | #N/A | #N/A | #N/A | #N/A | #N/A
FALSE | #N/A | #N/A | #N/A | #N/A | #N/A | #N/A | #N/A | #N/A | #N/A | #N/A |  |  |  | FALSE | #N/A | #N/A | #N/A | #N/A | #N/A | #N/A | #N/A | #N/A | #N/A | #N/A
FALSE | #N/A | #N/A | #N/A | #N/A | #N/A | #N/A | #N/A | #N/A | #N/A | #N/A |  |  |  | FALSE | #N/A | #N/A | #N/A | #N/A | #N/A | #N/A | #N/A | #N/A | #N/A | #N/A
FALSE | #N/A | #N/A | #N/A | #N/A | #N/A | #N/A | #N/A | #N/A | #N/A | #N/A |  |  |  | FALSE | #N/A | #N/A | #N/A | #N/A | #N/A | #N/A | #N/A | #N/A | #N/A | #N/A
FALSE | #N/A | #N/A | #N/A | #N/A | #N/A | #N/A | #N/A | #N/A | #N/A | #N/A |  |  |  | FALSE | #N/A | #N/A | #N/A | #N/A | #N/A | #N/A | #N/A | #N/A | #N/A | #N/A
FALSE | #N/A | #N/A | #N/A | #N/A | #N/A | #N/A | #N/A | #N/A | #N/A | #N/A |  |  |  | FALSE | #N/A | #N/A | #N/A | #N/A | #N/A | #N/A | #N/A | #N/A | #N/A | #N/A
FALSE | #N/A | #N/A | #N/A | #N/A | #N/A | #N/A | #N/A | #N/A | #N/A | #N/A |  |  |  | FALSE | #N/A | #N/A | #N/A | #N/A | #N/A | #N/A | #N/A | #N/A | #N/A | #N/A
FALSE | #N/A | #N/A | #N/A | #N/A | #N/A | #N/A | #N/A | #N/A | #N/A | #N/A |  |  |  | FALSE | #N/A | #N/A | #N/A | #N/A | #N/A | #N/A | #N/A | #N/A | #N/A | #N/A
FALSE | #N/A | #N/A | #N/A | #N/A | #N/A | #N/A | #N/A | #N/A | #N/A | #N/A |  |  |  | FALSE | #N/A | #N/A | #N/A | #N/A | #N/A | #N/A | #N/A | #N/A | #N/A | #N/A
FALSE | #N/A | #N/A | #N/A | #N/A | #N/A | #N/A | #N/A | #N/A | #N/A | #N/A |  |  |  | FALSE | #N/A | #N/A | #N/A | #N/A | #N/A | #N/A | #N/A | #N/A | #N/A | #N/A
FALSE | #N/A | #N/A | #N/A | #N/A | #N/A | #N/A | #N/A | #N/A | #N/A | #N/A |  |  |  | FALSE | #N/A | #N/A | #N/A | #N/A | #N/A | #N/A | #N/A | #N/A | #N/A | #N/A
FALSE | #N/A | #N/A | #N/A | #N/A | #N/A | #N/A | #N/A | #N/A | #N/A | #N/A |  |  |  | FALSE | #N/A | #N/A | #N/A | #N/A | #N/A | #N/A | #N/A | #N/A | #N/A | #N/A
FALSE | #N/A | #N/A | #N/A | #N/A | #N/A | #N/A | #N/A | #N/A | #N/A | #N/A |  |  |  | FALSE | #N/A | #N/A | #N/A | #N/A | #N/A | #N/A | #N/A | #N/A | #N/A | #N/A
FALSE | #N/A | #N/A | #N/A | #N/A | #N/A | #N/A | #N/A | #N/A | #N/A | #N/A |  |  |  | FALSE | #N/A | #N/A | #N/A | #N/A | #N/A | #N/A | #N/A | #N/A | #N/A | #N/A
FALSE | #N/A | #N/A | #N/A | #N/A | #N/A | #N/A | #N/A | #N/A | #N/A | #N/A |  |  |  | FALSE | #N/A | #N/A | #N/A | #N/A | #N/A | #N/A | #N/A | #N/A | #N/A | #N/A
FALSE | #N/A | #N/A | #N/A | #N/A | #N/A | #N/A | #N/A | #N/A | #N/A | #N/A |  |  |  | FALSE | #N/A | #N/A | #N/A | #N/A | #N/A | #N/A | #N/A | #N/A | #N/A | #N/A
FALSE | #N/A | #N/A | #N/A | #N/A | #N/A | #N/A | #N/A | #N/A | #N/A | #N/A |  |  |  | FALSE | #N/A | #N/A | #N/A | #N/A | #N/A | #N/A | #N/A | #N/A | #N/A | #N/A
FALSE | #N/A | #N/A | #N/A | #N/A | #N/A | #N/A | #N/A | #N/A | #N/A | #N/A |  |  |  | FALSE | #N/A | #N/A | #N/A | #N/A | #N/A | #N/A | #N/A | #N/A | #N/A | #N/A
FALSE | #N/A | #N/A | #N/A | #N/A | #N/A | #N/A | #N/A | #N/A | #N/A | #N/A |  |  |  | FALSE | #N/A | #N/A | #N/A | #N/A | #N/A | #N/A | #N/A | #N/A | #N/A | #N/A
FALSE | #N/A | #N/A | #N/A | #N/A | #N/A | #N/A | #N/A | #N/A | #N/A | #N/A |  |  |  | FALSE | #N/A | #N/A | #N/A | #N/A | #N/A | #N/A | #N/A | #N/A | #N/A | #N/A
FALSE | #N/A | #N/A | #N/A | #N/A | #N/A | #N/A | #N/A | #N/A | #N/A | #N/A |  |  |  | FALSE | #N/A | #N/A | #N/A | #N/A | #N/A | #N/A | #N/A | #N/A | #N/A | #N/A
FALSE | #N/A | #N/A | #N/A | #N/A | #N/A | #N/A | #N/A | #N/A | #N/A | #N/A |  |  |  | FALSE | #N/A | #N/A | #N/A | #N/A | #N/A | #N/A | #N/A | #N/A | #N/A | #N/A
FALSE | #N/A | #N/A | #N/A | #N/A | #N/A | #N/A | #N/A | #N/A | #N/A | #N/A |  |  |  | FALSE | #N/A | #N/A | #N/A | #N/A | #N/A | #N/A | #N/A | #N/A | #N/A | #N/A
FALSE | #N/A | #N/A | #N/A | #N/A | #N/A | #N/A | #N/A | #N/A | #N/A | #N/A |  |  |  | FALSE | #N/A | #N/A | #N/A | #N/A | #N/A | #N/A | #N/A | #N/A | #N/A | #N/A
FALSE | #N/A | #N/A | #N/A | #N/A | #N/A | #N/A | #N/A | #N/A | #N/A | #N/A |  |  |  | FALSE | #N/A | #N/A | #N/A | #N/A | #N/A | #N/A | #N/A | #N/A | #N/A | #N/A
FALSE | #N/A | #N/A | #N/A | #N/A | #N/A | #N/A | #N/A | #N/A | #N/A | #N/A |  |  |  | FALSE | #N/A | #N/A | #N/A | #N/A | #N/A | #N/A | #N/A | #N/A | #N/A | #N/A
FALSE | #N/A | #N/A | #N/A | #N/A | #N/A | #N/A | #N/A | #N/A | #N/A | #N/A |  |  |  | FALSE | #N/A | #N/A | #N/A | #N/A | #N/A | #N/A | #N/A | #N/A | #N/A | #N/A
FALSE | #N/A | #N/A | #N/A | #N/A | #N/A | #N/A | #N/A | #N/A | #N/A | #N/A |  |  |  | FALSE | #N/A | #N/A | #N/A | #N/A | #N/A | #N/A | #N/A | #N/A | #N/A | #N/A
FALSE | #N/A | #N/A | #N/A | #N/A | #N/A | #N/A | #N/A | #N/A | #N/A | #N/A |  |  |  | FALSE | #N/A | #N/A | #N/A | #N/A | #N/A | #N/A | #N/A | #N/A | #N/A | #N/A
FALSE | #N/A | #N/A | #N/A | #N/A | #N/A | #N/A | #N/A | #N/A | #N/A | #N/A |  |  |  | FALSE | #N/A | #N/A | #N/A | #N/A | #N/A | #N/A | #N/A | #N/A | #N/A | #N/A
FALSE | #N/A | #N/A | #N/A | #N/A | #N/A | #N/A | #N/A | #N/A | #N/A | #N/A |  |  |  | FALSE | #N/A | #N/A | #N/A | #N/A | #N/A | #N/A | #N/A | #N/A | #N/A | #N/A
FALSE | #N/A | #N/A | #N/A | #N/A | #N/A | #N/A | #N/A | #N/A | #N/A | #N/A |  |  |  | FALSE | #N/A | #N/A | #N/A | #N/A | #N/A | #N/A | #N/A | #N/A | #N/A | #N/A
FALSE | #N/A | #N/A | #N/A | #N/A | #N/A | #N/A | #N/A | #N/A | #N/A | #N/A |  |  |  | FALSE | #N/A | #N/A | #N/A | #N/A | #N/A | #N/A | #N/A | #N/A | #N/A | #N/A
FALSE | #N/A | #N/A | #N/A | #N/A | #N/A | #N/A | #N/A | #N/A | #N/A | #N/A |  |  |  | FALSE | #N/A | #N/A | #N/A | #N/A | #N/A | #N/A | #N/A | #N/A | #N/A | #N/A
FALSE | #N/A | #N/A | #N/A | #N/A | #N/A | #N/A | #N/A | #N/A | #N/A | #N/A |  |  |  | FALSE | #N/A | #N/A | #N/A | #N/A | #N/A | #N/A | #N/A | #N/A | #N/A | #N/A
FALSE | #N/A | #N/A | #N/A | #N/A | #N/A | #N/A | #N/A | #N/A | #N/A | #N/A |  |  |  | FALSE | #N/A | #N/A | #N/A | #N/A | #N/A | #N/A | #N/A | #N/A | #N/A | #N/A
FALSE | #N/A | #N/A | #N/A | #N/A | #N/A | #N/A | #N/A | #N/A | #N/A | #N/A |  |  |  | FALSE | #N/A | #N/A | #N/A | #N/A | #N/A | #N/A | #N/A | #N/A | #N/A | #N/A
FALSE | #N/A | #N/A | #N/A | #N/A | #N/A | #N/A | #N/A | #N/A | #N/A | #N/A |  |  |  | FALSE | #N/A | #N/A | #N/A | #N/A | #N/A | #N/A | #N/A | #N/A | #N/A | #N/A
FALSE | #N/A | #N/A | #N/A | #N/A | #N/A | #N/A | #N/A | #N/A | #N/A | #N/A |  |  |  | FALSE | #N/A | #N/A | #N/A | #N/A | #N/A | #N/A | #N/A | #N/A | #N/A | #N/A
FALSE | #N/A | #N/A | #N/A | #N/A | #N/A | #N/A | #N/A | #N/A | #N/A | #N/A |  |  |  | FALSE | #N/A | #N/A | #N/A | #N/A | #N/A | #N/A | #N/A | #N/A | #N/A | #N/A
FALSE | #N/A | #N/A | #N/A | #N/A | #N/A | #N/A | #N/A | #N/A | #N/A | #N/A |  |  |  | FALSE | #N/A | #N/A | #N/A | #N/A | #N/A | #N/A | #N/A | #N/A | #N/A | #N/A
FALSE | #N/A | #N/A | #N/A | #N/A | #N/A | #N/A | #N/A | #N/A | #N/A | #N/A |  |  |  | FALSE | #N/A | #N/A | #N/A | #N/A | #N/A | #N/A | #N/A | #N/A | #N/A | #N/A
FALSE | #N/A | #N/A | #N/A | #N/A | #N/A | #N/A | #N/A | #N/A | #N/A | #N/A |  |  |  | FALSE | #N/A | #N/A | #N/A | #N/A | #N/A | #N/A | #N/A | #N/A | #N/A | #N/A
FALSE | #N/A | #N/A | #N/A | #N/A | #N/A | #N/A | #N/A | #N/A | #N/A | #N/A |  |  |  | FALSE | #N/A | #N/A | #N/A | #N/A | #N/A | #N/A | #N/A | #N/A | #N/A | #N/A
FALSE | #N/A | #N/A | #N/A | #N/A | #N/A | #N/A | #N/A | #N/A | #N/A | #N/A |  |  |  | FALSE | #N/A | #N/A | #N/A | #N/A | #N/A | #N/A | #N/A | #N/A | #N/A | #N/A
FALSE | #N/A | #N/A | #N/A | #N/A | #N/A | #N/A | #N/A | #N/A | #N/A | #N/A |  |  |  | FALSE | #N/A | #N/A | #N/A | #N/A | #N/A | #N/A | #N/A | #N/A | #N/A | #N/A
FALSE | #N/A | #N/A | #N/A | #N/A | #N/A | #N/A | #N/A | #N/A | #N/A | #N/A |  |  |  | FALSE | #N/A | #N/A | #N/A | #N/A | #N/A | #N/A | #N/A | #N/A | #N/A | #N/A
FALSE | #N/A | #N/A | #N/A | #N/A | #N/A | #N/A | #N/A | #N/A | #N/A | #N/A |  |  |  | FALSE | #N/A | #N/A | #N/A | #N/A | #N/A | #N/A | #N/A | #N/A | #N/A | #N/A
FALSE | #N/A | #N/A | #N/A | #N/A | #N/A | #N/A | #N/A | #N/A | #N/A | #N/A |  |  |  | FALSE | #N/A | #N/A | #N/A | #N/A | #N/A | #N/A | #N/A | #N/A | #N/A | #N/A
FALSE | #N/A | #N/A | #N/A | #N/A | #N/A | #N/A | #N/A | #N/A | #N/A | #N/A |  |  |  | FALSE | #N/A | #N/A | #N/A | #N/A | #N/A | #N/A | #N/A | #N/A | #N/A | #N/A
FALSE | #N/A | #N/A | #N/A | #N/A | #N/A | #N/A | #N/A | #N/A | #N/A | #N/A |  |  |  | FALSE | #N/A | #N/A | #N/A | #N/A | #N/A | #N/A | #N/A | #N/A | #N/A | #N/A
FALSE | #N/A | #N/A | #N/A | #N/A | #N/A | #N/A | #N/A | #N/A | #N/A | #N/A |  |  |  | FALSE | #N/A | #N/A | #N/A | #N/A | #N/A | #N/A | #N/A | #N/A | #N/A | #N/A
FALSE | #N/A | #N/A | #N/A | #N/A | #N/A | #N/A | #N/A | #N/A | #N/A | #N/A |  |  |  | FALSE | #N/A | #N/A | #N/A | #N/A | #N/A | #N/A | #N/A | #N/A | #N/A | #N/A
FALSE | #N/A | #N/A | #N/A | #N/A | #N/A | #N/A | #N/A | #N/A | #N/A | #N/A |  |  |  | FALSE | #N/A | #N/A | #N/A | #N/A | #N/A | #N/A | #N/A | #N/A | #N/A | #N/A
FALSE | #N/A | #N/A | #N/A | #N/A | #N/A | #N/A | #N/A | #N/A | #N/A | #N/A |  |  |  | FALSE | #N/A | #N/A | #N/A | #N/A | #N/A | #N/A | #N/A | #N/A | #N/A | #N/A
FALSE | #N/A | #N/A | #N/A | #N/A | #N/A | #N/A | #N/A | #N/A | #N/A | #N/A |  |  |  | FALSE | #N/A | #N/A | #N/A | #N/A | #N/A | #N/A | #N/A | #N/A | #N/A | #N/A
FALSE | #N/A | #N/A | #N/A | #N/A | #N/A | #N/A | #N/A | #N/A | #N/A | #N/A |  |  |  | FALSE | #N/A | #N/A | #N/A | #N/A | #N/A | #N/A | #N/A | #N/A | #N/A | #N/A
FALSE | #N/A | #N/A | #N/A | #N/A | #N/A | #N/A | #N/A | #N/A | #N/A | #N/A |  |  |  | FALSE | #N/A | #N/A | #N/A | #N/A | #N/A | #N/A | #N/A | #N/A | #N/A | #N/A
FALSE | #N/A | #N/A | #N/A | #N/A | #N/A | #N/A | #N/A | #N/A | #N/A | #N/A |  |  |  | FALSE | #N/A | #N/A | #N/A | #N/A | #N/A | #N/A | #N/A | #N/A | #N/A | #N/A
FALSE | #N/A | #N/A | #N/A | #N/A | #N/A | #N/A | #N/A | #N/A | #N/A | #N/A |  |  |  | FALSE | #N/A | #N/A | #N/A | #N/A | #N/A | #N/A | #N/A | #N/A | #N/A | #N/A
FALSE | #N/A | #N/A | #N/A | #N/A | #N/A | #N/A | #N/A | #N/A | #N/A | #N/A |  |  |  | FALSE | #N/A | #N/A | #N/A | #N/A | #N/A | #N/A | #N/A | #N/A | #N/A | #N/A
FALSE | #N/A | #N/A | #N/A | #N/A | #N/A | #N/A | #N/A | #N/A | #N/A | #N/A |  |  |  | FALSE | #N/A | #N/A | #N/A | #N/A | #N/A | #N/A | #N/A | #N/A | #N/A | #N/A
FALSE | #N/A | #N/A | #N/A | #N/A | #N/A | #N/A | #N/A | #N/A | #N/A | #N/A |  |  |  | FALSE | #N/A | #N/A | #N/A | #N/A | #N/A | #N/A | #N/A | #N/A | #N/A | #N/A
FALSE | #N/A | #N/A | #N/A | #N/A | #N/A | #N/A | #N/A | #N/A | #N/A | #N/A |  |  |  | FALSE | #N/A | #N/A | #N/A | #N/A | #N/A | #N/A | #N/A | #N/A | #N/A | #N/A
FALSE | #N/A | #N/A | #N/A | #N/A | #N/A | #N/A | #N/A | #N/A | #N/A | #N/A |  |  |  | FALSE | #N/A | #N/A | #N/A | #N/A | #N/A | #N/A | #N/A | #N/A | #N/A | #N/A
FALSE | #N/A | #N/A | #N/A | #N/A | #N/A | #N/A | #N/A | #N/A | #N/A | #N/A |  |  |  | FALSE | #N/A | #N/A | #N/A | #N/A | #N/A | #N/A | #N/A | #N/A | #N/A | #N/A
FALSE | #N/A | #N/A | #N/A | #N/A | #N/A | #N/A | #N/A | #N/A | #N/A | #N/A |  |  |  | FALSE | #N/A | #N/A | #N/A | #N/A | #N/A | #N/A | #N/A | #N/A | #N/A | #N/A
FALSE | #N/A | #N/A | #N/A | #N/A | #N/A | #N/A | #N/A | #N/A | #N/A | #N/A |  |  |  | FALSE | #N/A | #N/A | #N/A | #N/A | #N/A | #N/A | #N/A | #N/A | #N/A | #N/A
FALSE | #N/A | #N/A | #N/A | #N/A | #N/A | #N/A | #N/A | #N/A | #N/A | #N/A |  |  |  | FALSE | #N/A | #N/A | #N/A | #N/A | #N/A | #N/A | #N/A | #N/A | #N/A | #N/A
FALSE | #N/A | #N/A | #N/A | #N/A | #N/A | #N/A | #N/A | #N/A | #N/A | #N/A |  |  |  | FALSE | #N/A | #N/A | #N/A | #N/A | #N/A | #N/A | #N/A | #N/A | #N/A | #N/A
FALSE | #N/A | #N/A | #N/A | #N/A | #N/A | #N/A | #N/A | #N/A | #N/A | #N/A |  |  |  | FALSE | #N/A | #N/A | #N/A | #N/A | #N/A | #N/A | #N/A | #N/A | #N/A | #N/A
FALSE | #N/A | #N/A | #N/A | #N/A | #N/A | #N/A | #N/A | #N/A | #N/A | #N/A |  |  |  | FALSE | #N/A | #N/A | #N/A | #N/A | #N/A | #N/A | #N/A | #N/A | #N/A | #N/A
FALSE | #N/A | #N/A | #N/A | #N/A | #N/A | #N/A | #N/A | #N/A | #N/A | #N/A |  |  |  | FALSE | #N/A | #N/A | #N/A | #N/A | #N/A | #N/A | #N/A | #N/A | #N/A | #N/A
FALSE | #N/A | #N/A | #N/A | #N/A | #N/A | #N/A | #N/A | #N/A | #N/A | #N/A |  |  |  | FALSE | #N/A | #N/A | #N/A | #N/A | #N/A | #N/A | #N/A | #N/A | #N/A | #N/A
FALSE | #N/A | #N/A | #N/A | #N/A | #N/A | #N/A | #N/A | #N/A | #N/A | #N/A |  |  |  | FALSE | #N/A | #N/A | #N/A | #N/A | #N/A | #N/A | #N/A | #N/A | #N/A | #N/A
FALSE | #N/A | #N/A | #N/A | #N/A | #N/A | #N/A | #N/A | #N/A | #N/A | #N/A |  |  |  | FALSE | #N/A | #N/A | #N/A | #N/A | #N/A | #N/A | #N/A | #N/A | #N/A | #N/A
FALSE | #N/A | #N/A | #N/A | #N/A | #N/A | #N/A | #N/A | #N/A | #N/A | #N/A |  |  |  | FALSE | #N/A | #N/A | #N/A | #N/A | #N/A | #N/A | #N/A | #N/A | #N/A | #N/A
FALSE | #N/A | #N/A | #N/A | #N/A | #N/A | #N/A | #N/A | #N/A | #N/A | #N/A |  |  |  | FALSE | #N/A | #N/A | #N/A | #N/A | #N/A | #N/A | #N/A | #N/A | #N/A | #N/A
FALSE | #N/A | #N/A | #N/A | #N/A | #N/A | #N/A | #N/A | #N/A | #N/A | #N/A |  |  |  | FALSE | #N/A | #N/A | #N/A | #N/A | #N/A | #N/A | #N/A | #N/A | #N/A | #N/A
FALSE | #N/A | #N/A | #N/A | #N/A | #N/A | #N/A | #N/A | #N/A | #N/A | #N/A |  |  |  | FALSE | #N/A | #N/A | #N/A | #N/A | #N/A | #N/A | #N/A | #N/A | #N/A | #N/A
FALSE | #N/A | #N/A | #N/A | #N/A | #N/A | #N/A | #N/A | #N/A | #N/A | #N/A |  |  |  | FALSE | #N/A | #N/A | #N/A | #N/A | #N/A | #N/A | #N/A | #N/A | #N/A | #N/A
FALSE | #N/A | #N/A | #N/A | #N/A | #N/A | #N/A | #N/A | #N/A | #N/A | #N/A |  |  |  | FALSE | #N/A | #N/A | #N/A | #N/A | #N/A | #N/A | #N/A | #N/A | #N/A | #N/A
FALSE | #N/A | #N/A | #N/A | #N/A | #N/A | #N/A | #N/A | #N/A | #N/A | #N/A |  |  |  | FALSE | #N/A | #N/A | #N/A | #N/A | #N/A | #N/A | #N/A | #N/A | #N/A | #N/A
FALSE | #N/A | #N/A | #N/A | #N/A | #N/A | #N/A | #N/A | #N/A | #N/A | #N/A |  |  |  | FALSE | #N/A | #N/A | #N/A | #N/A | #N/A | #N/A | #N/A | #N/A | #N/A | #N/A
FALSE | #N/A | #N/A | #N/A | #N/A | #N/A | #N/A | #N/A | #N/A | #N/A | #N/A |  |  |  | FALSE | #N/A | #N/A | #N/A | #N/A | #N/A | #N/A | #N/A | #N/A | #N/A | #N/A
FALSE | #N/A | #N/A | #N/A | #N/A | #N/A | #N/A | #N/A | #N/A | #N/A | #N/A |  |  |  | FALSE | #N/A | #N/A | #N/A | #N/A | #N/A | #N/A | #N/A | #N/A | #N/A | #N/A
FALSE | #N/A | #N/A | #N/A | #N/A | #N/A | #N/A | #N/A | #N/A | #N/A | #N/A |  |  |  | FALSE | #N/A | #N/A | #N/A | #N/A | #N/A | #N/A | #N/A | #N/A | #N/A | #N/A
FALSE | #N/A | #N/A | #N/A | #N/A | #N/A | #N/A | #N/A | #N/A | #N/A | #N/A |  |  |  | FALSE | #N/A | #N/A | #N/A | #N/A | #N/A | #N/A | #N/A | #N/A | #N/A | #N/A
FALSE | #N/A | #N/A | #N/A | #N/A | #N/A | #N/A | #N/A | #N/A | #N/A | #N/A |  |  |  | FALSE | #N/A | #N/A | #N/A | #N/A | #N/A | #N/A | #N/A | #N/A | #N/A | #N/A
FALSE | #N/A | #N/A | #N/A | #N/A | #N/A | #N/A | #N/A | #N/A | #N/A | #N/A |  |  |  | FALSE | #N/A | #N/A | #N/A | #N/A | #N/A | #N/A | #N/A | #N/A | #N/A | #N/A
FALSE | #N/A | #N/A | #N/A | #N/A | #N/A | #N/A | #N/A | #N/A | #N/A | #N/A |  |  |  | FALSE | #N/A | #N/A | #N/A | #N/A | #N/A | #N/A | #N/A | #N/A | #N/A | #N/A
FALSE | #N/A | #N/A | #N/A | #N/A | #N/A | #N/A | #N/A | #N/A | #N/A | #N/A |  |  |  | FALSE | #N/A | #N/A | #N/A | #N/A | #N/A | #N/A | #N/A | #N/A | #N/A | #N/A
FALSE | #N/A | #N/A | #N/A | #N/A | #N/A | #N/A | #N/A | #N/A | #N/A | #N/A |  |  |  | FALSE | #N/A | #N/A | #N/A | #N/A | #N/A | #N/A | #N/A | #N/A | #N/A | #N/A
FALSE | #N/A | #N/A | #N/A | #N/A | #N/A | #N/A | #N/A | #N/A | #N/A | #N/A |  |  |  | FALSE | #N/A | #N/A | #N/A | #N/A | #N/A | #N/A | #N/A | #N/A | #N/A | #N/A
FALSE | #N/A | #N/A | #N/A | #N/A | #N/A | #N/A | #N/A | #N/A | #N/A | #N/A |  |  |  | FALSE | #N/A | #N/A | #N/A | #N/A | #N/A | #N/A | #N/A | #N/A | #N/A | #N/A
FALSE | #N/A | #N/A | #N/A | #N/A | #N/A | #N/A | #N/A | #N/A | #N/A | #N/A |  |  |  | FALSE | #N/A | #N/A | #N/A | #N/A | #N/A | #N/A | #N/A | #N/A | #N/A | #N/A
FALSE | #N/A | #N/A | #N/A | #N/A | #N/A | #N/A | #N/A | #N/A | #N/A | #N/A |  |  |  | FALSE | #N/A | #N/A | #N/A | #N/A | #N/A | #N/A | #N/A | #N/A | #N/A | #N/A
FALSE | #N/A | #N/A | #N/A | #N/A | #N/A | #N/A | #N/A | #N/A | #N/A | #N/A |  |  |  | FALSE | #N/A | #N/A | #N/A | #N/A | #N/A | #N/A | #N/A | #N/A | #N/A | #N/A
FALSE | #N/A | #N/A | #N/A | #N/A | #N/A | #N/A | #N/A | #N/A | #N/A | #N/A |  |  |  | FALSE | #N/A | #N/A | #N/A | #N/A | #N/A | #N/A | #N/A | #N/A | #N/A | #N/A
FALSE | #N/A | #N/A | #N/A | #N/A | #N/A | #N/A | #N/A | #N/A | #N/A | #N/A |  |  |  | FALSE | #N/A | #N/A | #N/A | #N/A | #N/A | #N/A | #N/A | #N/A | #N/A | #N/A
FALSE | #N/A | #N/A | #N/A | #N/A | #N/A | #N/A | #N/A | #N/A | #N/A | #N/A |  |  |  | FALSE | #N/A | #N/A | #N/A | #N/A | #N/A | #N/A | #N/A | #N/A | #N/A | #N/A
FALSE | #N/A | #N/A | #N/A | #N/A | #N/A | #N/A | #N/A | #N/A | #N/A | #N/A |  |  |  | FALSE | #N/A | #N/A | #N/A | #N/A | #N/A | #N/A | #N/A | #N/A | #N/A | #N/A
FALSE | #N/A | #N/A | #N/A | #N/A | #N/A | #N/A | #N/A | #N/A | #N/A | #N/A |  |  |  | FALSE | #N/A | #N/A | #N/A | #N/A | #N/A | #N/A | #N/A | #N/A | #N/A | #N/A
FALSE | #N/A | #N/A | #N/A | #N/A | #N/A | #N/A | #N/A | #N/A | #N/A | #N/A |  |  |  | FALSE | #N/A | #N/A | #N/A | #N/A | #N/A | #N/A | #N/A | #N/A | #N/A | #N/A
FALSE | #N/A | #N/A | #N/A | #N/A | #N/A | #N/A | #N/A | #N/A | #N/A | #N/A |  |  |  | FALSE | #N/A | #N/A | #N/A | #N/A | #N/A | #N/A | #N/A | #N/A | #N/A | #N/A
FALSE | #N/A | #N/A | #N/A | #N/A | #N/A | #N/A | #N/A | #N/A | #N/A | #N/A |  |  |  | FALSE | #N/A | #N/A | #N/A | #N/A | #N/A | #N/A | #N/A | #N/A | #N/A | #N/A
FALSE | #N/A | #N/A | #N/A | #N/A | #N/A | #N/A | #N/A | #N/A | #N/A | #N/A |  |  |  | FALSE | #N/A | #N/A | #N/A | #N/A | #N/A | #N/A | #N/A | #N/A | #N/A | #N/A
FALSE | #N/A | #N/A | #N/A | #N/A | #N/A | #N/A | #N/A | #N/A | #N/A | #N/A |  |  |  | FALSE | #N/A | #N/A | #N/A | #N/A | #N/A | #N/A | #N/A | #N/A | #N/A | #N/A
FALSE | #N/A | #N/A | #N/A | #N/A | #N/A | #N/A | #N/A | #N/A | #N/A | #N/A |  |  |  | FALSE | #N/A | #N/A | #N/A | #N/A | #N/A | #N/A | #N/A | #N/A | #N/A | #N/A
FALSE | #N/A | #N/A | #N/A | #N/A | #N/A | #N/A | #N/A | #N/A | #N/A | #N/A |  |  |  | FALSE | #N/A | #N/A | #N/A | #N/A | #N/A | #N/A | #N/A | #N/A | #N/A | #N/A
FALSE | #N/A | #N/A | #N/A | #N/A | #N/A | #N/A | #N/A | #N/A | #N/A | #N/A |  |  |  | FALSE | #N/A | #N/A | #N/A | #N/A | #N/A | #N/A | #N/A | #N/A | #N/A | #N/A
FALSE | #N/A | #N/A | #N/A | #N/A | #N/A | #N/A | #N/A | #N/A | #N/A | #N/A |  |  |  | FALSE | #N/A | #N/A | #N/A | #N/A | #N/A | #N/A | #N/A | #N/A | #N/A | #N/A
FALSE | #N/A | #N/A | #N/A | #N/A | #N/A | #N/A | #N/A | #N/A | #N/A | #N/A |  |  |  | FALSE | #N/A | #N/A | #N/A | #N/A | #N/A | #N/A | #N/A | #N/A | #N/A | #N/A
FALSE | #N/A | #N/A | #N/A | #N/A | #N/A | #N/A | #N/A | #N/A | #N/A | #N/A |  |  |  | FALSE | #N/A | #N/A | #N/A | #N/A | #N/A | #N/A | #N/A | #N/A | #N/A | #N/A
FALSE | #N/A | #N/A | #N/A | #N/A | #N/A | #N/A | #N/A | #N/A | #N/A | #N/A |  |  |  | FALSE | #N/A | #N/A | #N/A | #N/A | #N/A | #N/A | #N/A | #N/A | #N/A | #N/A
FALSE | #N/A | #N/A | #N/A | #N/A | #N/A | #N/A | #N/A | #N/A | #N/A | #N/A |  |  |  | FALSE | #N/A | #N/A | #N/A | #N/A | #N/A | #N/A | #N/A | #N/A | #N/A | #N/A
FALSE | #N/A | #N/A | #N/A | #N/A | #N/A | #N/A | #N/A | #N/A | #N/A | #N/A |  |  |  | FALSE | #N/A | #N/A | #N/A | #N/A | #N/A | #N/A | #N/A | #N/A | #N/A | #N/A
FALSE | #N/A | #N/A | #N/A | #N/A | #N/A | #N/A | #N/A | #N/A | #N/A | #N/A |  |  |  | FALSE | #N/A | #N/A | #N/A | #N/A | #N/A | #N/A | #N/A | #N/A | #N/A | #N/A
FALSE | #N/A | #N/A | #N/A | #N/A | #N/A | #N/A | #N/A | #N/A | #N/A | #N/A |  |  |  | FALSE | #N/A | #N/A | #N/A | #N/A | #N/A | #N/A | #N/A | #N/A | #N/A | #N/A
FALSE | #N/A | #N/A | #N/A | #N/A | #N/A | #N/A | #N/A | #N/A | #N/A | #N/A |  |  |  | FALSE | #N/A | #N/A | #N/A | #N/A | #N/A | #N/A | #N/A | #N/A | #N/A | #N/A
FALSE | #N/A | #N/A | #N/A | #N/A | #N/A | #N/A | #N/A | #N/A | #N/A | #N/A |  |  |  | FALSE | #N/A | #N/A | #N/A | #N/A | #N/A | #N/A | #N/A | #N/A | #N/A | #N/A
FALSE | #N/A | #N/A | #N/A | #N/A | #N/A | #N/A | #N/A | #N/A | #N/A | #N/A |  |  |  | FALSE | #N/A | #N/A | #N/A | #N/A | #N/A | #N/A | #N/A | #N/A | #N/A | #N/A
FALSE | #N/A | #N/A | #N/A | #N/A | #N/A | #N/A | #N/A | #N/A | #N/A | #N/A |  |  |  | FALSE | #N/A | #N/A | #N/A | #N/A | #N/A | #N/A | #N/A | #N/A | #N/A | #N/A
FALSE | #N/A | #N/A | #N/A | #N/A | #N/A | #N/A | #N/A | #N/A | #N/A | #N/A |  |  |  | FALSE | #N/A | #N/A | #N/A | #N/A | #N/A | #N/A | #N/A | #N/A | #N/A | #N/A
FALSE | #N/A | #N/A | #N/A | #N/A | #N/A | #N/A | #N/A | #N/A | #N/A | #N/A |  |  |  | FALSE | #N/A | #N/A | #N/A | #N/A | #N/A | #N/A | #N/A | #N/A | #N/A | #N/A
FALSE | #N/A | #N/A | #N/A | #N/A | #N/A | #N/A | #N/A | #N/A | #N/A | #N/A |  |  |  | FALSE | #N/A | #N/A | #N/A | #N/A | #N/A | #N/A | #N/A | #N/A | #N/A | #N/A
FALSE | #N/A | #N/A | #N/A | #N/A | #N/A | #N/A | #N/A | #N/A | #N/A | #N/A |  |  |  | FALSE | #N/A | #N/A | #N/A | #N/A | #N/A | #N/A | #N/A | #N/A | #N/A | #N/A
FALSE | #N/A | #N/A | #N/A | #N/A | #N/A | #N/A | #N/A | #N/A | #N/A | #N/A |  |  |  | FALSE | #N/A | #N/A | #N/A | #N/A | #N/A | #N/A | #N/A | #N/A | #N/A | #N/A
FALSE | #N/A | #N/A | #N/A | #N/A | #N/A | #N/A | #N/A | #N/A | #N/A | #N/A |  |  |  | FALSE | #N/A | #N/A | #N/A | #N/A | #N/A | #N/A | #N/A | #N/A | #N/A | #N/A
FALSE | #N/A | #N/A | #N/A | #N/A | #N/A | #N/A | #N/A | #N/A | #N/A | #N/A |  |  |  | FALSE | #N/A | #N/A | #N/A | #N/A | #N/A | #N/A | #N/A | #N/A | #N/A | #N/A
FALSE | #N/A | #N/A | #N/A | #N/A | #N/A | #N/A | #N/A | #N/A | #N/A | #N/A |  |  |  | FALSE | #N/A | #N/A | #N/A | #N/A | #N/A | #N/A | #N/A | #N/A | #N/A | #N/A
FALSE | #N/A | #N/A | #N/A | #N/A | #N/A | #N/A | #N/A | #N/A | #N/A | #N/A |  |  |  | FALSE | #N/A | #N/A | #N/A | #N/A | #N/A | #N/A | #N/A | #N/A | #N/A | #N/A
FALSE | #N/A | #N/A | #N/A | #N/A | #N/A | #N/A | #N/A | #N/A | #N/A | #N/A |  |  |  | FALSE | #N/A | #N/A | #N/A | #N/A | #N/A | #N/A | #N/A | #N/A | #N/A | #N/A
FALSE | #N/A | #N/A | #N/A | #N/A | #N/A | #N/A | #N/A | #N/A | #N/A | #N/A |  |  |  | FALSE | #N/A | #N/A | #N/A | #N/A | #N/A | #N/A | #N/A | #N/A | #N/A | #N/A
FALSE | #N/A | #N/A | #N/A | #N/A | #N/A | #N/A | #N/A | #N/A | #N/A | #N/A |  |  |  | FALSE | #N/A | #N/A | #N/A | #N/A | #N/A | #N/A | #N/A | #N/A | #N/A | #N/A
FALSE | #N/A | #N/A | #N/A | #N/A | #N/A | #N/A | #N/A | #N/A | #N/A | #N/A |  |  |  | FALSE | #N/A | #N/A | #N/A | #N/A | #N/A | #N/A | #N/A | #N/A | #N/A | #N/A
FALSE | #N/A | #N/A | #N/A | #N/A | #N/A | #N/A | #N/A | #N/A | #N/A | #N/A |  |  |  | FALSE | #N/A | #N/A | #N/A | #N/A | #N/A | #N/A | #N/A | #N/A | #N/A | #N/A
FALSE | #N/A | #N/A | #N/A | #N/A | #N/A | #N/A | #N/A | #N/A | #N/A | #N/A |  |  |  | FALSE | #N/A | #N/A | #N/A | #N/A | #N/A | #N/A | #N/A | #N/A | #N/A | #N/A
FALSE | #N/A | #N/A | #N/A | #N/A | #N/A | #N/A | #N/A | #N/A | #N/A | #N/A |  |  |  | FALSE | #N/A | #N/A | #N/A | #N/A | #N/A | #N/A | #N/A | #N/A | #N/A | #N/A
FALSE | #N/A | #N/A | #N/A | #N/A | #N/A | #N/A | #N/A | #N/A | #N/A | #N/A |  |  |  | FALSE | #N/A | #N/A | #N/A | #N/A | #N/A | #N/A | #N/A | #N/A | #N/A | #N/A
FALSE | #N/A | #N/A | #N/A | #N/A | #N/A | #N/A | #N/A | #N/A | #N/A | #N/A |  |  |  | FALSE | #N/A | #N/A | #N/A | #N/A | #N/A | #N/A | #N/A | #N/A | #N/A | #N/A
FALSE | #N/A | #N/A | #N/A | #N/A | #N/A | #N/A | #N/A | #N/A | #N/A | #N/A |  |  |  | FALSE | #N/A | #N/A | #N/A | #N/A | #N/A | #N/A | #N/A | #N/A | #N/A | #N/A
FALSE | #N/A | #N/A | #N/A | #N/A | #N/A | #N/A | #N/A | #N/A | #N/A | #N/A |  |  |  | FALSE | #N/A | #N/A | #N/A | #N/A | #N/A | #N/A | #N/A | #N/A | #N/A | #N/A
FALSE | #N/A | #N/A | #N/A | #N/A | #N/A | #N/A | #N/A | #N/A | #N/A | #N/A |  |  |  | FALSE | #N/A | #N/A | #N/A | #N/A | #N/A | #N/A | #N/A | #N/A | #N/A | #N/A
FALSE | #N/A | #N/A | #N/A | #N/A | #N/A | #N/A | #N/A | #N/A | #N/A | #N/A |  |  |  | FALSE | #N/A | #N/A | #N/A | #N/A | #N/A | #N/A | #N/A | #N/A | #N/A | #N/A
FALSE | #N/A | #N/A | #N/A | #N/A | #N/A | #N/A | #N/A | #N/A | #N/A | #N/A |  |  |  | FALSE | #N/A | #N/A | #N/A | #N/A | #N/A | #N/A | #N/A | #N/A | #N/A | #N/A
FALSE | #N/A | #N/A | #N/A | #N/A | #N/A | #N/A | #N/A | #N/A | #N/A | #N/A |  |  |  | FALSE | #N/A | #N/A | #N/A | #N/A | #N/A | #N/A | #N/A | #N/A | #N/A | #N/A
FALSE | #N/A | #N/A | #N/A | #N/A | #N/A | #N/A | #N/A | #N/A | #N/A | #N/A |  |  |  | FALSE | #N/A | #N/A | #N/A | #N/A | #N/A | #N/A | #N/A | #N/A | #N/A | #N/A
FALSE | #N/A | #N/A | #N/A | #N/A | #N/A | #N/A | #N/A | #N/A | #N/A | #N/A |  |  |  | FALSE | #N/A | #N/A | #N/A | #N/A | #N/A | #N/A | #N/A | #N/A | #N/A | #N/A
FALSE | #N/A | #N/A | #N/A | #N/A | #N/A | #N/A | #N/A | #N/A | #N/A | #N/A |  |  |  | FALSE | #N/A | #N/A | #N/A | #N/A | #N/A | #N/A | #N/A | #N/A | #N/A | #N/A
FALSE | #N/A | #N/A | #N/A | #N/A | #N/A | #N/A | #N/A | #N/A | #N/A | #N/A |  |  |  | FALSE | #N/A | #N/A | #N/A | #N/A | #N/A | #N/A | #N/A | #N/A | #N/A | #N/A
FALSE | #N/A | #N/A | #N/A | #N/A | #N/A | #N/A | #N/A | #N/A | #N/A | #N/A |  |  |  | FALSE | #N/A | #N/A | #N/A | #N/A | #N/A | #N/A | #N/A | #N/A | #N/A | #N/A
FALSE | #N/A | #N/A | #N/A | #N/A | #N/A | #N/A | #N/A | #N/A | #N/A | #N/A |  |  |  | FALSE | #N/A | #N/A | #N/A | #N/A | #N/A | #N/A | #N/A | #N/A | #N/A | #N/A
FALSE | #N/A | #N/A | #N/A | #N/A | #N/A | #N/A | #N/A | #N/A | #N/A | #N/A |  |  |  | FALSE | #N/A | #N/A | #N/A | #N/A | #N/A | #N/A | #N/A | #N/A | #N/A | #N/A
FALSE | #N/A | #N/A | #N/A | #N/A | #N/A | #N/A | #N/A | #N/A | #N/A | #N/A |  |  |  | FALSE | #N/A | #N/A | #N/A | #N/A | #N/A | #N/A | #N/A | #N/A | #N/A | #N/A
FALSE | #N/A | #N/A | #N/A | #N/A | #N/A | #N/A | #N/A | #N/A | #N/A | #N/A |  |  |  | FALSE | #N/A | #N/A | #N/A | #N/A | #N/A | #N/A | #N/A | #N/A | #N/A | #N/A
FALSE | #N/A | #N/A | #N/A | #N/A | #N/A | #N/A | #N/A | #N/A | #N/A | #N/A |  |  |  | FALSE | #N/A | #N/A | #N/A | #N/A | #N/A | #N/A | #N/A | #N/A | #N/A | #N/A
FALSE | #N/A | #N/A | #N/A | #N/A | #N/A | #N/A | #N/A | #N/A | #N/A | #N/A |  |  |  | FALSE | #N/A | #N/A | #N/A | #N/A | #N/A | #N/A | #N/A | #N/A | #N/A | #N/A
FALSE | #N/A | #N/A | #N/A | #N/A | #N/A | #N/A | #N/A | #N/A | #N/A | #N/A |  |  |  | FALSE | #N/A | #N/A | #N/A | #N/A | #N/A | #N/A | #N/A | #N/A | #N/A | #N/A
FALSE | #N/A | #N/A | #N/A | #N/A | #N/A | #N/A | #N/A | #N/A | #N/A | #N/A |  |  |  | FALSE | #N/A | #N/A | #N/A | #N/A | #N/A | #N/A | #N/A | #N/A | #N/A | #N/A
FALSE | #N/A | #N/A | #N/A | #N/A | #N/A | #N/A | #N/A | #N/A | #N/A | #N/A |  |  |  | FALSE | #N/A | #N/A | #N/A | #N/A | #N/A | #N/A | #N/A | #N/A | #N/A | #N/A
FALSE | #N/A | #N/A | #N/A | #N/A | #N/A | #N/A | #N/A | #N/A | #N/A | #N/A |  |  |  | FALSE | #N/A | #N/A | #N/A | #N/A | #N/A | #N/A | #N/A | #N/A | #N/A | #N/A
FALSE | #N/A | #N/A | #N/A | #N/A | #N/A | #N/A | #N/A | #N/A | #N/A | #N/A |  |  |  | FALSE | #N/A | #N/A | #N/A | #N/A | #N/A | #N/A | #N/A | #N/A | #N/A | #N/A
FALSE | #N/A | #N/A | #N/A | #N/A | #N/A | #N/A | #N/A | #N/A | #N/A | #N/A |  |  |  | FALSE | #N/A | #N/A | #N/A | #N/A | #N/A | #N/A | #N/A | #N/A | #N/A | #N/A
FALSE | #N/A | #N/A | #N/A | #N/A | #N/A | #N/A | #N/A | #N/A | #N/A | #N/A |  |  |  | FALSE | #N/A | #N/A | #N/A | #N/A | #N/A | #N/A | #N/A | #N/A | #N/A | #N/A
FALSE | #N/A | #N/A | #N/A | #N/A | #N/A | #N/A | #N/A | #N/A | #N/A | #N/A |  |  |  | FALSE | #N/A | #N/A | #N/A | #N/A | #N/A | #N/A | #N/A | #N/A | #N/A | #N/A
FALSE | #N/A | #N/A | #N/A | #N/A | #N/A | #N/A | #N/A | #N/A | #N/A | #N/A |  |  |  | FALSE | #N/A | #N/A | #N/A | #N/A | #N/A | #N/A | #N/A | #N/A | #N/A | #N/A
FALSE | #N/A | #N/A | #N/A | #N/A | #N/A | #N/A | #N/A | #N/A | #N/A | #N/A |  |  |  | FALSE | #N/A | #N/A | #N/A | #N/A | #N/A | #N/A | #N/A | #N/A | #N/A | #N/A
FALSE | #N/A | #N/A | #N/A | #N/A | #N/A | #N/A | #N/A | #N/A | #N/A | #N/A |  |  |  | FALSE | #N/A | #N/A | #N/A | #N/A | #N/A | #N/A | #N/A | #N/A | #N/A | #N/A
FALSE | #N/A | #N/A | #N/A | #N/A | #N/A | #N/A | #N/A | #N/A | #N/A | #N/A |  |  |  | FALSE | #N/A | #N/A | #N/A | #N/A | #N/A | #N/A | #N/A | #N/A | #N/A | #N/A
FALSE | #N/A | #N/A | #N/A | #N/A | #N/A | #N/A | #N/A | #N/A | #N/A | #N/A |  |  |  | FALSE | #N/A | #N/A | #N/A | #N/A | #N/A | #N/A | #N/A | #N/A | #N/A | #N/A
FALSE | #N/A | #N/A | #N/A | #N/A | #N/A | #N/A | #N/A | #N/A | #N/A | #N/A |  |  |  | FALSE | #N/A | #N/A | #N/A | #N/A | #N/A | #N/A | #N/A | #N/A | #N/A | #N/A
FALSE | #N/A | #N/A | #N/A | #N/A | #N/A | #N/A | #N/A | #N/A | #N/A | #N/A |  |  |  | FALSE | #N/A | #N/A | #N/A | #N/A | #N/A | #N/A | #N/A | #N/A | #N/A | #N/A
FALSE | #N/A | #N/A | #N/A | #N/A | #N/A | #N/A | #N/A | #N/A | #N/A | #N/A |  |  |  | FALSE | #N/A | #N/A | #N/A | #N/A | #N/A | #N/A | #N/A | #N/A | #N/A | #N/A
FALSE | #N/A | #N/A | #N/A | #N/A | #N/A | #N/A | #N/A | #N/A | #N/A | #N/A |  |  |  | FALSE | #N/A | #N/A | #N/A | #N/A | #N/A | #N/A | #N/A | #N/A | #N/A | #N/A
FALSE | #N/A | #N/A | #N/A | #N/A | #N/A | #N/A | #N/A | #N/A | #N/A | #N/A |  |  |  | FALSE | #N/A | #N/A | #N/A | #N/A | #N/A | #N/A | #N/A | #N/A | #N/A | #N/A
FALSE | #N/A | #N/A | #N/A | #N/A | #N/A | #N/A | #N/A | #N/A | #N/A | #N/A |  |  |  | FALSE | #N/A | #N/A | #N/A | #N/A | #N/A | #N/A | #N/A | #N/A | #N/A | #N/A
FALSE | #N/A | #N/A | #N/A | #N/A | #N/A | #N/A | #N/A | #N/A | #N/A | #N/A |  |  |  | FALSE | #N/A | #N/A | #N/A | #N/A | #N/A | #N/A | #N/A | #N/A | #N/A | #N/A
FALSE | #N/A | #N/A | #N/A | #N/A | #N/A | #N/A | #N/A | #N/A | #N/A | #N/A |  |  |  | FALSE | #N/A | #N/A | #N/A | #N/A | #N/A | #N/A | #N/A | #N/A | #N/A | #N/A
FALSE | #N/A | #N/A | #N/A | #N/A | #N/A | #N/A | #N/A | #N/A | #N/A | #N/A |  |  |  | FALSE | #N/A | #N/A | #N/A | #N/A | #N/A | #N/A | #N/A | #N/A | #N/A | #N/A
FALSE | #N/A | #N/A | #N/A | #N/A | #N/A | #N/A | #N/A | #N/A | #N/A | #N/A |  |  |  | FALSE | #N/A | #N/A | #N/A | #N/A | #N/A | #N/A | #N/A | #N/A | #N/A | #N/A
FALSE | #N/A | #N/A | #N/A | #N/A | #N/A | #N/A | #N/A | #N/A | #N/A | #N/A |  |  |  | FALSE | #N/A | #N/A | #N/A | #N/A | #N/A | #N/A | #N/A | #N/A | #N/A | #N/A
FALSE | #N/A | #N/A | #N/A | #N/A | #N/A | #N/A | #N/A | #N/A | #N/A | #N/A |  |  |  | FALSE | #N/A | #N/A | #N/A | #N/A | #N/A | #N/A | #N/A | #N/A | #N/A | #N/A
FALSE | #N/A | #N/A | #N/A | #N/A | #N/A | #N/A | #N/A | #N/A | #N/A | #N/A |  |  |  | FALSE | #N/A | #N/A | #N/A | #N/A | #N/A | #N/A | #N/A | #N/A | #N/A | #N/A
FALSE | #N/A | #N/A | #N/A | #N/A | #N/A | #N/A | #N/A | #N/A | #N/A | #N/A |  |  |  | FALSE | #N/A | #N/A | #N/A | #N/A | #N/A | #N/A | #N/A | #N/A | #N/A | #N/A
FALSE | #N/A | #N/A | #N/A | #N/A | #N/A | #N/A | #N/A | #N/A | #N/A | #N/A |  |  |  | FALSE | #N/A | #N/A | #N/A | #N/A | #N/A | #N/A | #N/A | #N/A | #N/A | #N/A
FALSE | #N/A | #N/A | #N/A | #N/A | #N/A | #N/A | #N/A | #N/A | #N/A | #N/A |  |  |  | FALSE | #N/A | #N/A | #N/A | #N/A | #N/A | #N/A | #N/A | #N/A | #N/A | #N/A
FALSE | #N/A | #N/A | #N/A | #N/A | #N/A | #N/A | #N/A | #N/A | #N/A | #N/A |  |  |  | FALSE | #N/A | #N/A | #N/A | #N/A | #N/A | #N/A | #N/A | #N/A | #N/A | #N/A
FALSE | #N/A | #N/A | #N/A | #N/A | #N/A | #N/A | #N/A | #N/A | #N/A | #N/A |  |  |  | FALSE | #N/A | #N/A | #N/A | #N/A | #N/A | #N/A | #N/A | #N/A | #N/A | #N/A
FALSE | #N/A | #N/A | #N/A | #N/A | #N/A | #N/A | #N/A | #N/A | #N/A | #N/A |  |  |  | FALSE | #N/A | #N/A | #N/A | #N/A | #N/A | #N/A | #N/A | #N/A | #N/A | #N/A
FALSE | #N/A | #N/A | #N/A | #N/A | #N/A | #N/A | #N/A | #N/A | #N/A | #N/A |  |  |  | FALSE | #N/A | #N/A | #N/A | #N/A | #N/A | #N/A | #N/A | #N/A | #N/A | #N/A
FALSE | #N/A | #N/A | #N/A | #N/A | #N/A | #N/A | #N/A | #N/A | #N/A | #N/A |  |  |  | FALSE | #N/A | #N/A | #N/A | #N/A | #N/A | #N/A | #N/A | #N/A | #N/A | #N/A
FALSE | #N/A | #N/A | #N/A | #N/A | #N/A | #N/A | #N/A | #N/A | #N/A | #N/A |  |  |  | FALSE | #N/A | #N/A | #N/A | #N/A | #N/A | #N/A | #N/A | #N/A | #N/A | #N/A
FALSE | #N/A | #N/A | #N/A | #N/A | #N/A | #N/A | #N/A | #N/A | #N/A | #N/A |  |  |  | FALSE | #N/A | #N/A | #N/A | #N/A | #N/A | #N/A | #N/A | #N/A | #N/A | #N/A
FALSE | #N/A | #N/A | #N/A | #N/A | #N/A | #N/A | #N/A | #N/A | #N/A | #N/A |  |  |  | FALSE | #N/A | #N/A | #N/A | #N/A | #N/A | #N/A | #N/A | #N/A | #N/A | #N/A
FALSE | #N/A | #N/A | #N/A | #N/A | #N/A | #N/A | #N/A | #N/A | #N/A | #N/A |  |  |  | FALSE | #N/A | #N/A | #N/A | #N/A | #N/A | #N/A | #N/A | #N/A | #N/A | #N/A
FALSE | #N/A | #N/A | #N/A | #N/A | #N/A | #N/A | #N/A | #N/A | #N/A | #N/A |  |  |  | FALSE | #N/A | #N/A | #N/A | #N/A | #N/A | #N/A | #N/A | #N/A | #N/A | #N/A
FALSE | #N/A | #N/A | #N/A | #N/A | #N/A | #N/A | #N/A | #N/A | #N/A | #N/A |  |  |  | FALSE | #N/A | #N/A | #N/A | #N/A | #N/A | #N/A | #N/A | #N/A | #N/A | #N/A
FALSE | #N/A | #N/A | #N/A | #N/A | #N/A | #N/A | #N/A | #N/A | #N/A | #N/A |  |  |  | FALSE | #N/A | #N/A | #N/A | #N/A | #N/A | #N/A | #N/A | #N/A | #N/A | #N/A
FALSE | #N/A | #N/A | #N/A | #N/A | #N/A | #N/A | #N/A | #N/A | #N/A | #N/A |  |  |  | FALSE | #N/A | #N/A | #N/A | #N/A | #N/A | #N/A | #N/A | #N/A | #N/A | #N/A
FALSE | #N/A | #N/A | #N/A | #N/A | #N/A | #N/A | #N/A | #N/A | #N/A | #N/A |  |  |  | FALSE | #N/A | #N/A | #N/A | #N/A | #N/A | #N/A | #N/A | #N/A | #N/A | #N/A
FALSE | #N/A | #N/A | #N/A | #N/A | #N/A | #N/A | #N/A | #N/A | #N/A | #N/A |  |  |  | FALSE | #N/A | #N/A | #N/A | #N/A | #N/A | #N/A | #N/A | #N/A | #N/A | #N/A
FALSE | #N/A | #N/A | #N/A | #N/A | #N/A | #N/A | #N/A | #N/A | #N/A | #N/A |  |  |  | FALSE | #N/A | #N/A | #N/A | #N/A | #N/A | #N/A | #N/A | #N/A | #N/A | #N/A
FALSE | #N/A | #N/A | #N/A | #N/A | #N/A | #N/A | #N/A | #N/A | #N/A | #N/A |  |  |  | FALSE | #N/A | #N/A | #N/A | #N/A | #N/A | #N/A | #N/A | #N/A | #N/A | #N/A
FALSE | #N/A | #N/A | #N/A | #N/A | #N/A | #N/A | #N/A | #N/A | #N/A | #N/A |  |  |  | FALSE | #N/A | #N/A | #N/A | #N/A | #N/A | #N/A | #N/A | #N/A | #N/A | #N/A
FALSE | #N/A | #N/A | #N/A | #N/A | #N/A | #N/A | #N/A | #N/A | #N/A | #N/A |  |  |  | FALSE | #N/A | #N/A | #N/A | #N/A | #N/A | #N/A | #N/A | #N/A | #N/A | #N/A
FALSE | #N/A | #N/A | #N/A | #N/A | #N/A | #N/A | #N/A | #N/A | #N/A | #N/A |  |  |  | FALSE | #N/A | #N/A | #N/A | #N/A | #N/A | #N/A | #N/A | #N/A | #N/A | #N/A
FALSE | #N/A | #N/A | #N/A | #N/A | #N/A | #N/A | #N/A | #N/A | #N/A | #N/A |  |  |  | FALSE | #N/A | #N/A | #N/A | #N/A | #N/A | #N/A | #N/A | #N/A | #N/A | #N/A
FALSE | #N/A | #N/A | #N/A | #N/A | #N/A | #N/A | #N/A | #N/A | #N/A | #N/A |  |  |  | FALSE | #N/A | #N/A | #N/A | #N/A | #N/A | #N/A | #N/A | #N/A | #N/A | #N/A
FALSE | #N/A | #N/A | #N/A | #N/A | #N/A | #N/A | #N/A | #N/A | #N/A | #N/A |  |  |  | FALSE | #N/A | #N/A | #N/A | #N/A | #N/A | #N/A | #N/A | #N/A | #N/A | #N/A
FALSE | #N/A | #N/A | #N/A | #N/A | #N/A | #N/A | #N/A | #N/A | #N/A | #N/A |  |  |  | FALSE | #N/A | #N/A | #N/A | #N/A | #N/A | #N/A | #N/A | #N/A | #N/A | #N/A
FALSE | #N/A | #N/A | #N/A | #N/A | #N/A | #N/A | #N/A | #N/A | #N/A | #N/A |  |  |  | FALSE | #N/A | #N/A | #N/A | #N/A | #N/A | #N/A | #N/A | #N/A | #N/A | #N/A
FALSE | #N/A | #N/A | #N/A | #N/A | #N/A | #N/A | #N/A | #N/A | #N/A | #N/A |  |  |  | FALSE | #N/A | #N/A | #N/A | #N/A | #N/A | #N/A | #N/A | #N/A | #N/A | #N/A
FALSE | #N/A | #N/A | #N/A | #N/A | #N/A | #N/A | #N/A | #N/A | #N/A | #N/A |  |  |  | FALSE | #N/A | #N/A | #N/A | #N/A | #N/A | #N/A | #N/A | #N/A | #N/A | #N/A
FALSE | #N/A | #N/A | #N/A | #N/A | #N/A | #N/A | #N/A | #N/A | #N/A | #N/A |  |  |  | FALSE | #N/A | #N/A | #N/A | #N/A | #N/A | #N/A | #N/A | #N/A | #N/A | #N/A
FALSE | #N/A | #N/A | #N/A | #N/A | #N/A | #N/A | #N/A | #N/A | #N/A | #N/A |  |  |  | FALSE | #N/A | #N/A | #N/A | #N/A | #N/A | #N/A | #N/A | #N/A | #N/A | #N/A
FALSE | #N/A | #N/A | #N/A | #N/A | #N/A | #N/A | #N/A | #N/A | #N/A | #N/A |  |  |  | FALSE | #N/A | #N/A | #N/A | #N/A | #N/A | #N/A | #N/A | #N/A | #N/A | #N/A
FALSE | #N/A | #N/A | #N/A | #N/A | #N/A | #N/A | #N/A | #N/A | #N/A | #N/A |  |  |  | FALSE | #N/A | #N/A | #N/A | #N/A | #N/A | #N/A | #N/A | #N/A | #N/A | #N/A
FALSE | #N/A | #N/A | #N/A | #N/A | #N/A | #N/A | #N/A | #N/A | #N/A | #N/A |  |  |  | FALSE | #N/A | #N/A | #N/A | #N/A | #N/A | #N/A | #N/A | #N/A | #N/A | #N/A
FALSE | #N/A | #N/A | #N/A | #N/A | #N/A | #N/A | #N/A | #N/A | #N/A | #N/A |  |  |  | FALSE | #N/A | #N/A | #N/A | #N/A | #N/A | #N/A | #N/A | #N/A | #N/A | #N/A
FALSE | #N/A | #N/A | #N/A | #N/A | #N/A | #N/A | #N/A | #N/A | #N/A | #N/A |  |  |  | FALSE | #N/A | #N/A | #N/A | #N/A | #N/A | #N/A | #N/A | #N/A | #N/A | #N/A
FALSE | #N/A | #N/A | #N/A | #N/A | #N/A | #N/A | #N/A | #N/A | #N/A | #N/A |  |  |  | FALSE | #N/A | #N/A | #N/A | #N/A | #N/A | #N/A | #N/A | #N/A | #N/A | #N/A
FALSE | #N/A | #N/A | #N/A | #N/A | #N/A | #N/A | #N/A | #N/A | #N/A | #N/A |  |  |  | FALSE | #N/A | #N/A | #N/A | #N/A | #N/A | #N/A | #N/A | #N/A | #N/A | #N/A
FALSE | #N/A | #N/A | #N/A | #N/A | #N/A | #N/A | #N/A | #N/A | #N/A | #N/A |  |  |  | FALSE | #N/A | #N/A | #N/A | #N/A | #N/A | #N/A | #N/A | #N/A | #N/A | #N/A
FALSE | #N/A | #N/A | #N/A | #N/A | #N/A | #N/A | #N/A | #N/A | #N/A | #N/A |  |  |  | FALSE | #N/A | #N/A | #N/A | #N/A | #N/A | #N/A | #N/A | #N/A | #N/A | #N/A
FALSE | #N/A | #N/A | #N/A | #N/A | #N/A | #N/A | #N/A | #N/A | #N/A | #N/A |  |  |  | FALSE | #N/A | #N/A | #N/A | #N/A | #N/A | #N/A | #N/A | #N/A | #N/A | #N/A
FALSE | #N/A | #N/A | #N/A | #N/A | #N/A | #N/A | #N/A | #N/A | #N/A | #N/A |  |  |  | FALSE | #N/A | #N/A | #N/A | #N/A | #N/A | #N/A | #N/A | #N/A | #N/A | #N/A
FALSE | #N/A | #N/A | #N/A | #N/A | #N/A | #N/A | #N/A | #N/A | #N/A | #N/A |  |  |  | FALSE | #N/A | #N/A | #N/A | #N/A | #N/A | #N/A | #N/A | #N/A | #N/A | #N/A
FALSE | #N/A | #N/A | #N/A | #N/A | #N/A | #N/A | #N/A | #N/A | #N/A | #N/A |  |  |  | FALSE | #N/A | #N/A | #N/A | #N/A | #N/A | #N/A | #N/A | #N/A | #N/A | #N/A
FALSE | #N/A | #N/A | #N/A | #N/A | #N/A | #N/A | #N/A | #N/A | #N/A | #N/A |  |  |  | FALSE | #N/A | #N/A | #N/A | #N/A | #N/A | #N/A | #N/A | #N/A | #N/A | #N/A
FALSE | #N/A | #N/A | #N/A | #N/A | #N/A | #N/A | #N/A | #N/A | #N/A | #N/A |  |  |  | FALSE | #N/A | #N/A | #N/A | #N/A | #N/A | #N/A | #N/A | #N/A | #N/A | #N/A
FALSE | #N/A | #N/A | #N/A | #N/A | #N/A | #N/A | #N/A | #N/A | #N/A | #N/A |  |  |  | FALSE | #N/A | #N/A | #N/A | #N/A | #N/A | #N/A | #N/A | #N/A | #N/A | #N/A
FALSE | #N/A | #N/A | #N/A | #N/A | #N/A | #N/A | #N/A | #N/A | #N/A | #N/A |  |  |  | FALSE | #N/A | #N/A | #N/A | #N/A | #N/A | #N/A | #N/A | #N/A | #N/A | #N/A
FALSE | #N/A | #N/A | #N/A | #N/A | #N/A | #N/A | #N/A | #N/A | #N/A | #N/A |  |  |  | FALSE | #N/A | #N/A | #N/A | #N/A | #N/A | #N/A | #N/A | #N/A | #N/A | #N/A
FALSE | #N/A | #N/A | #N/A | #N/A | #N/A | #N/A | #N/A | #N/A | #N/A | #N/A |  |  |  | FALSE | #N/A | #N/A | #N/A | #N/A | #N/A | #N/A | #N/A | #N/A | #N/A | #N/A
FALSE | #N/A | #N/A | #N/A | #N/A | #N/A | #N/A | #N/A | #N/A | #N/A | #N/A |  |  |  | FALSE | #N/A | #N/A | #N/A | #N/A | #N/A | #N/A | #N/A | #N/A | #N/A | #N/A
FALSE | #N/A | #N/A | #N/A | #N/A | #N/A | #N/A | #N/A | #N/A | #N/A | #N/A |  |  |  | FALSE | #N/A | #N/A | #N/A | #N/A | #N/A | #N/A | #N/A | #N/A | #N/A | #N/A
FALSE | #N/A | #N/A | #N/A | #N/A | #N/A | #N/A | #N/A | #N/A | #N/A | #N/A |  |  |  | FALSE | #N/A | #N/A | #N/A | #N/A | #N/A | #N/A | #N/A | #N/A | #N/A | #N/A
FALSE | #N/A | #N/A | #N/A | #N/A | #N/A | #N/A | #N/A | #N/A | #N/A | #N/A |  |  |  | FALSE | #N/A | #N/A | #N/A | #N/A | #N/A | #N/A | #N/A | #N/A | #N/A | #N/A
FALSE | #N/A | #N/A | #N/A | #N/A | #N/A | #N/A | #N/A | #N/A | #N/A | #N/A |  |  |  | FALSE | #N/A | #N/A | #N/A | #N/A | #N/A | #N/A | #N/A | #N/A | #N/A | #N/A
FALSE | #N/A | #N/A | #N/A | #N/A | #N/A | #N/A | #N/A | #N/A | #N/A | #N/A |  |  |  | FALSE | #N/A | #N/A | #N/A | #N/A | #N/A | #N/A | #N/A | #N/A | #N/A | #N/A
FALSE | #N/A | #N/A | #N/A | #N/A | #N/A | #N/A | #N/A | #N/A | #N/A | #N/A |  |  |  | FALSE | #N/A | #N/A | #N/A | #N/A | #N/A | #N/A | #N/A | #N/A | #N/A | #N/A
FALSE | #N/A | #N/A | #N/A | #N/A | #N/A | #N/A | #N/A | #N/A | #N/A | #N/A |  |  |  | FALSE | #N/A | #N/A | #N/A | #N/A | #N/A | #N/A | #N/A | #N/A | #N/A | #N/A
FALSE | #N/A | #N/A | #N/A | #N/A | #N/A | #N/A | #N/A | #N/A | #N/A | #N/A |  |  |  | FALSE | #N/A | #N/A | #N/A | #N/A | #N/A | #N/A | #N/A | #N/A | #N/A | #N/A
FALSE | #N/A | #N/A | #N/A | #N/A | #N/A | #N/A | #N/A | #N/A | #N/A | #N/A |  |  |  | FALSE | #N/A | #N/A | #N/A | #N/A | #N/A | #N/A | #N/A | #N/A | #N/A | #N/A
FALSE | #N/A | #N/A | #N/A | #N/A | #N/A | #N/A | #N/A | #N/A | #N/A | #N/A |  |  |  | FALSE | #N/A | #N/A | #N/A | #N/A | #N/A | #N/A | #N/A | #N/A | #N/A | #N/A
FALSE | #N/A | #N/A | #N/A | #N/A | #N/A | #N/A | #N/A | #N/A | #N/A | #N/A |  |  |  | FALSE | #N/A | #N/A | #N/A | #N/A | #N/A | #N/A | #N/A | #N/A | #N/A | #N/A
FALSE | #N/A | #N/A | #N/A | #N/A | #N/A | #N/A | #N/A | #N/A | #N/A | #N/A |  |  |  | FALSE | #N/A | #N/A | #N/A | #N/A | #N/A | #N/A | #N/A | #N/A | #N/A | #N/A
FALSE | #N/A | #N/A | #N/A | #N/A | #N/A | #N/A | #N/A | #N/A | #N/A | #N/A |  |  |  | FALSE | #N/A | #N/A | #N/A | #N/A | #N/A | #N/A | #N/A | #N/A | #N/A | #N/A
FALSE | #N/A | #N/A | #N/A | #N/A | #N/A | #N/A | #N/A | #N/A | #N/A | #N/A |  |  |  | FALSE | #N/A | #N/A | #N/A | #N/A | #N/A | #N/A | #N/A | #N/A | #N/A | #N/A
FALSE | #N/A | #N/A | #N/A | #N/A | #N/A | #N/A | #N/A | #N/A | #N/A | #N/A |  |  |  | FALSE | #N/A | #N/A | #N/A | #N/A | #N/A | #N/A | #N/A | #N/A | #N/A | #N/A
FALSE | #N/A | #N/A | #N/A | #N/A | #N/A | #N/A | #N/A | #N/A | #N/A | #N/A |  |  |  | FALSE | #N/A | #N/A | #N/A | #N/A | #N/A | #N/A | #N/A | #N/A | #N/A | #N/A
FALSE | #N/A | #N/A | #N/A | #N/A | #N/A | #N/A | #N/A | #N/A | #N/A | #N/A |  |  |  | FALSE | #N/A | #N/A | #N/A | #N/A | #N/A | #N/A | #N/A | #N/A | #N/A | #N/A
FALSE | #N/A | #N/A | #N/A | #N/A | #N/A | #N/A | #N/A | #N/A | #N/A | #N/A |  |  |  | FALSE | #N/A | #N/A | #N/A | #N/A | #N/A | #N/A | #N/A | #N/A | #N/A | #N/A
FALSE | #N/A | #N/A | #N/A | #N/A | #N/A | #N/A | #N/A | #N/A | #N/A | #N/A |  |  |  | FALSE | #N/A | #N/A | #N/A | #N/A | #N/A | #N/A | #N/A | #N/A | #N/A | #N/A
FALSE | #N/A | #N/A | #N/A | #N/A | #N/A | #N/A | #N/A | #N/A | #N/A | #N/A |  |  |  | FALSE | #N/A | #N/A | #N/A | #N/A | #N/A | #N/A | #N/A | #N/A | #N/A | #N/A
FALSE | #N/A | #N/A | #N/A | #N/A | #N/A | #N/A | #N/A | #N/A | #N/A | #N/A |  |  |  | FALSE | #N/A | #N/A | #N/A | #N/A | #N/A | #N/A | #N/A | #N/A | #N/A | #N/A
FALSE | #N/A | #N/A | #N/A | #N/A | #N/A | #N/A | #N/A | #N/A | #N/A | #N/A |  |  |  | FALSE | #N/A | #N/A | #N/A | #N/A | #N/A | #N/A | #N/A | #N/A | #N/A | #N/A
FALSE | #N/A | #N/A | #N/A | #N/A | #N/A | #N/A | #N/A | #N/A | #N/A | #N/A |  |  |  | FALSE | #N/A | #N/A | #N/A | #N/A | #N/A | #N/A | #N/A | #N/A | #N/A | #N/A
FALSE | #N/A | #N/A | #N/A | #N/A | #N/A | #N/A | #N/A | #N/A | #N/A | #N/A |  |  |  | FALSE | #N/A | #N/A | #N/A | #N/A | #N/A | #N/A | #N/A | #N/A | #N/A | #N/A
FALSE | #N/A | #N/A | #N/A | #N/A | #N/A | #N/A | #N/A | #N/A | #N/A | #N/A |  |  |  | FALSE | #N/A | #N/A | #N/A | #N/A | #N/A | #N/A | #N/A | #N/A | #N/A | #N/A
FALSE | #N/A | #N/A | #N/A | #N/A | #N/A | #N/A | #N/A | #N/A | #N/A | #N/A |  |  |  | FALSE | #N/A | #N/A | #N/A | #N/A | #N/A | #N/A | #N/A | #N/A | #N/A | #N/A
FALSE | #N/A | #N/A | #N/A | #N/A | #N/A | #N/A | #N/A | #N/A | #N/A | #N/A |  |  |  | FALSE | #N/A | #N/A | #N/A | #N/A | #N/A | #N/A | #N/A | #N/A | #N/A | #N/A
FALSE | #N/A | #N/A | #N/A | #N/A | #N/A | #N/A | #N/A | #N/A | #N/A | #N/A |  |  |  | FALSE | #N/A | #N/A | #N/A | #N/A | #N/A | #N/A | #N/A | #N/A | #N/A | #N/A
FALSE | #N/A | #N/A | #N/A | #N/A | #N/A | #N/A | #N/A | #N/A | #N/A | #N/A |  |  |  | FALSE | #N/A | #N/A | #N/A | #N/A | #N/A | #N/A | #N/A | #N/A | #N/A | #N/A
FALSE | #N/A | #N/A | #N/A | #N/A | #N/A | #N/A | #N/A | #N/A | #N/A | #N/A |  |  |  | FALSE | #N/A | #N/A | #N/A | #N/A | #N/A | #N/A | #N/A | #N/A | #N/A | #N/A
FALSE | #N/A | #N/A | #N/A | #N/A | #N/A | #N/A | #N/A | #N/A | #N/A | #N/A |  |  |  | FALSE | #N/A | #N/A | #N/A | #N/A | #N/A | #N/A | #N/A | #N/A | #N/A | #N/A
FALSE | #N/A | #N/A | #N/A | #N/A | #N/A | #N/A | #N/A | #N/A | #N/A | #N/A |  |  |  | FALSE | #N/A | #N/A | #N/A | #N/A | #N/A | #N/A | #N/A | #N/A | #N/A | #N/A
FALSE | #N/A | #N/A | #N/A | #N/A | #N/A | #N/A | #N/A | #N/A | #N/A | #N/A |  |  |  | FALSE | #N/A | #N/A | #N/A | #N/A | #N/A | #N/A | #N/A | #N/A | #N/A | #N/A
FALSE | #N/A | #N/A | #N/A | #N/A | #N/A | #N/A | #N/A | #N/A | #N/A | #N/A |  |  |  | FALSE | #N/A | #N/A | #N/A | #N/A | #N/A | #N/A | #N/A | #N/A | #N/A | #N/A
FALSE | #N/A | #N/A | #N/A | #N/A | #N/A | #N/A | #N/A | #N/A | #N/A | #N/A |  |  |  | FALSE | #N/A | #N/A | #N/A | #N/A | #N/A | #N/A | #N/A | #N/A | #N/A | #N/A
FALSE | #N/A | #N/A | #N/A | #N/A | #N/A | #N/A | #N/A | #N/A | #N/A | #N/A |  |  |  | FALSE | #N/A | #N/A | #N/A | #N/A | #N/A | #N/A | #N/A | #N/A | #N/A | #N/A
FALSE | #N/A | #N/A | #N/A | #N/A | #N/A | #N/A | #N/A | #N/A | #N/A | #N/A |  |  |  | FALSE | #N/A | #N/A | #N/A | #N/A | #N/A | #N/A | #N/A | #N/A | #N/A | #N/A
FALSE | #N/A | #N/A | #N/A | #N/A | #N/A | #N/A | #N/A | #N/A | #N/A | #N/A |  |  |  | FALSE | #N/A | #N/A | #N/A | #N/A | #N/A | #N/A | #N/A | #N/A | #N/A | #N/A
FALSE | #N/A | #N/A | #N/A | #N/A | #N/A | #N/A | #N/A | #N/A | #N/A | #N/A |  |  |  | FALSE | #N/A | #N/A | #N/A | #N/A | #N/A | #N/A | #N/A | #N/A | #N/A | #N/A
FALSE | #N/A | #N/A | #N/A | #N/A | #N/A | #N/A | #N/A | #N/A | #N/A | #N/A |  |  |  | FALSE | #N/A | #N/A | #N/A | #N/A | #N/A | #N/A | #N/A | #N/A | #N/A | #N/A
FALSE | #N/A | #N/A | #N/A | #N/A | #N/A | #N/A | #N/A | #N/A | #N/A | #N/A |  |  |  | FALSE | #N/A | #N/A | #N/A | #N/A | #N/A | #N/A | #N/A | #N/A | #N/A | #N/A
FALSE | #N/A | #N/A | #N/A | #N/A | #N/A | #N/A | #N/A | #N/A | #N/A | #N/A |  |  |  | FALSE | #N/A | #N/A | #N/A | #N/A | #N/A | #N/A | #N/A | #N/A | #N/A | #N/A
FALSE | #N/A | #N/A | #N/A | #N/A | #N/A | #N/A | #N/A | #N/A | #N/A | #N/A |  |  |  | FALSE | #N/A | #N/A | #N/A | #N/A | #N/A | #N/A | #N/A | #N/A | #N/A | #N/A
FALSE | #N/A | #N/A | #N/A | #N/A | #N/A | #N/A | #N/A | #N/A | #N/A | #N/A |  |  |  | FALSE | #N/A | #N/A | #N/A | #N/A | #N/A | #N/A | #N/A | #N/A | #N/A | #N/A
FALSE | #N/A | #N/A | #N/A | #N/A | #N/A | #N/A | #N/A | #N/A | #N/A | #N/A |  |  |  | FALSE | #N/A | #N/A | #N/A | #N/A | #N/A | #N/A | #N/A | #N/A | #N/A | #N/A
FALSE | #N/A | #N/A | #N/A | #N/A | #N/A | #N/A | #N/A | #N/A | #N/A | #N/A |  |  |  | FALSE | #N/A | #N/A | #N/A | #N/A | #N/A | #N/A | #N/A | #N/A | #N/A | #N/A
FALSE | #N/A | #N/A | #N/A | #N/A | #N/A | #N/A | #N/A | #N/A | #N/A | #N/A |  |  |  | FALSE | #N/A | #N/A | #N/A | #N/A | #N/A | #N/A | #N/A | #N/A | #N/A | #N/A
FALSE | #N/A | #N/A | #N/A | #N/A | #N/A | #N/A | #N/A | #N/A | #N/A | #N/A |  |  |  | FALSE | #N/A | #N/A | #N/A | #N/A | #N/A | #N/A | #N/A | #N/A | #N/A | #N/A
FALSE | #N/A | #N/A | #N/A | #N/A | #N/A | #N/A | #N/A | #N/A | #N/A | #N/A |  |  |  | FALSE | #N/A | #N/A | #N/A | #N/A | #N/A | #N/A | #N/A | #N/A | #N/A | #N/A
FALSE | #N/A | #N/A | #N/A | #N/A | #N/A | #N/A | #N/A | #N/A | #N/A | #N/A |  |  |  | FALSE | #N/A | #N/A | #N/A | #N/A | #N/A | #N/A | #N/A | #N/A | #N/A | #N/A
FALSE | #N/A | #N/A | #N/A | #N/A | #N/A | #N/A | #N/A | #N/A | #N/A | #N/A |  |  |  | FALSE | #N/A | #N/A | #N/A | #N/A | #N/A | #N/A | #N/A | #N/A | #N/A | #N/A
FALSE | #N/A | #N/A | #N/A | #N/A | #N/A | #N/A | #N/A | #N/A | #N/A | #N/A |  |  |  | FALSE | #N/A | #N/A | #N/A | #N/A | #N/A | #N/A | #N/A | #N/A | #N/A | #N/A
FALSE | #N/A | #N/A | #N/A | #N/A | #N/A | #N/A | #N/A | #N/A | #N/A | #N/A |  |  |  | FALSE | #N/A | #N/A | #N/A | #N/A | #N/A | #N/A | #N/A | #N/A | #N/A | #N/A
FALSE | #N/A | #N/A | #N/A | #N/A | #N/A | #N/A | #N/A | #N/A | #N/A | #N/A |  |  |  | FALSE | #N/A | #N/A | #N/A | #N/A | #N/A | #N/A | #N/A | #N/A | #N/A | #N/A
FALSE | #N/A | #N/A | #N/A | #N/A | #N/A | #N/A | #N/A | #N/A | #N/A | #N/A |  |  |  | FALSE | #N/A | #N/A | #N/A | #N/A | #N/A | #N/A | #N/A | #N/A | #N/A | #N/A
FALSE | #N/A | #N/A | #N/A | #N/A | #N/A | #N/A | #N/A | #N/A | #N/A | #N/A |  |  |  | FALSE | #N/A | #N/A | #N/A | #N/A | #N/A | #N/A | #N/A | #N/A | #N/A | #N/A
FALSE | #N/A | #N/A | #N/A | #N/A | #N/A | #N/A | #N/A | #N/A | #N/A | #N/A |  |  |  | FALSE | #N/A | #N/A | #N/A | #N/A | #N/A | #N/A | #N/A | #N/A | #N/A | #N/A
FALSE | #N/A | #N/A | #N/A | #N/A | #N/A | #N/A | #N/A | #N/A | #N/A | #N/A |  |  |  | FALSE | #N/A | #N/A | #N/A | #N/A | #N/A | #N/A | #N/A | #N/A | #N/A | #N/A
FALSE | #N/A | #N/A | #N/A | #N/A | #N/A | #N/A | #N/A | #N/A | #N/A | #N/A |  |  |  | FALSE | #N/A | #N/A | #N/A | #N/A | #N/A | #N/A | #N/A | #N/A | #N/A | #N/A
FALSE | #N/A | #N/A | #N/A | #N/A | #N/A | #N/A | #N/A | #N/A | #N/A | #N/A |  |  |  | FALSE | #N/A | #N/A | #N/A | #N/A | #N/A | #N/A | #N/A | #N/A | #N/A | #N/A
FALSE | #N/A | #N/A | #N/A | #N/A | #N/A | #N/A | #N/A | #N/A | #N/A | #N/A |  |  |  | FALSE | #N/A | #N/A | #N/A | #N/A | #N/A | #N/A | #N/A | #N/A | #N/A | #N/A
FALSE | #N/A | #N/A | #N/A | #N/A | #N/A | #N/A | #N/A | #N/A | #N/A | #N/A |  |  |  | FALSE | #N/A | #N/A | #N/A | #N/A | #N/A | #N/A | #N/A | #N/A | #N/A | #N/A
FALSE | #N/A | #N/A | #N/A | #N/A | #N/A | #N/A | #N/A | #N/A | #N/A | #N/A |  |  |  | FALSE | #N/A | #N/A | #N/A | #N/A | #N/A | #N/A | #N/A | #N/A | #N/A | #N/A
FALSE | #N/A | #N/A | #N/A | #N/A | #N/A | #N/A | #N/A | #N/A | #N/A | #N/A |  |  |  | FALSE | #N/A | #N/A | #N/A | #N/A | #N/A | #N/A | #N/A | #N/A | #N/A | #N/A
FALSE | #N/A | #N/A | #N/A | #N/A | #N/A | #N/A | #N/A | #N/A | #N/A | #N/A |  |  |  | FALSE | #N/A | #N/A | #N/A | #N/A | #N/A | #N/A | #N/A | #N/A | #N/A | #N/A
FALSE | #N/A | #N/A | #N/A | #N/A | #N/A | #N/A | #N/A | #N/A | #N/A | #N/A |  |  |  | FALSE | #N/A | #N/A | #N/A | #N/A | #N/A | #N/A | #N/A | #N/A | #N/A | #N/A
FALSE | #N/A | #N/A | #N/A | #N/A | #N/A | #N/A | #N/A | #N/A | #N/A | #N/A |  |  |  | FALSE | #N/A | #N/A | #N/A | #N/A | #N/A | #N/A | #N/A | #N/A | #N/A | #N/A
FALSE | #N/A | #N/A | #N/A | #N/A | #N/A | #N/A | #N/A | #N/A | #N/A | #N/A |  |  |  | FALSE | #N/A | #N/A | #N/A | #N/A | #N/A | #N/A | #N/A | #N/A | #N/A | #N/A
FALSE | #N/A | #N/A | #N/A | #N/A | #N/A | #N/A | #N/A | #N/A | #N/A | #N/A |  |  |  | FALSE | #N/A | #N/A | #N/A | #N/A | #N/A | #N/A | #N/A | #N/A | #N/A | #N/A
FALSE | #N/A | #N/A | #N/A | #N/A | #N/A | #N/A | #N/A | #N/A | #N/A | #N/A |  |  |  | FALSE | #N/A | #N/A | #N/A | #N/A | #N/A | #N/A | #N/A | #N/A | #N/A | #N/A
FALSE | #N/A | #N/A | #N/A | #N/A | #N/A | #N/A | #N/A | #N/A | #N/A | #N/A |  |  |  | FALSE | #N/A | #N/A | #N/A | #N/A | #N/A | #N/A | #N/A | #N/A | #N/A | #N/A
FALSE | #N/A | #N/A | #N/A | #N/A | #N/A | #N/A | #N/A | #N/A | #N/A | #N/A |  |  |  | FALSE | #N/A | #N/A | #N/A | #N/A | #N/A | #N/A | #N/A | #N/A | #N/A | #N/A
FALSE | #N/A | #N/A | #N/A | #N/A | #N/A | #N/A | #N/A | #N/A | #N/A | #N/A |  |  |  | FALSE | #N/A | #N/A | #N/A | #N/A | #N/A | #N/A | #N/A | #N/A | #N/A | #N/A
FALSE | #N/A | #N/A | #N/A | #N/A | #N/A | #N/A | #N/A | #N/A | #N/A | #N/A |  |  |  | FALSE | #N/A | #N/A | #N/A | #N/A | #N/A | #N/A | #N/A | #N/A | #N/A | #N/A
FALSE | #N/A | #N/A | #N/A | #N/A | #N/A | #N/A | #N/A | #N/A | #N/A | #N/A |  |  |  | FALSE | #N/A | #N/A | #N/A | #N/A | #N/A | #N/A | #N/A | #N/A | #N/A | #N/A
FALSE | #N/A | #N/A | #N/A | #N/A | #N/A | #N/A | #N/A | #N/A | #N/A | #N/A |  |  |  | FALSE | #N/A | #N/A | #N/A | #N/A | #N/A | #N/A | #N/A | #N/A | #N/A | #N/A
FALSE | #N/A | #N/A | #N/A | #N/A | #N/A | #N/A | #N/A | #N/A | #N/A | #N/A |  |  |  | FALSE | #N/A | #N/A | #N/A | #N/A | #N/A | #N/A | #N/A | #N/A | #N/A | #N/A
FALSE | #N/A | #N/A | #N/A | #N/A | #N/A | #N/A | #N/A | #N/A | #N/A | #N/A |  |  |  | FALSE | #N/A | #N/A | #N/A | #N/A | #N/A | #N/A | #N/A | #N/A | #N/A | #N/A
FALSE | #N/A | #N/A | #N/A | #N/A | #N/A | #N/A | #N/A | #N/A | #N/A | #N/A |  |  |  | FALSE | #N/A | #N/A | #N/A | #N/A | #N/A | #N/A | #N/A | #N/A | #N/A | #N/A
FALSE | #N/A | #N/A | #N/A | #N/A | #N/A | #N/A | #N/A | #N/A | #N/A | #N/A |  |  |  | FALSE | #N/A | #N/A | #N/A | #N/A | #N/A | #N/A | #N/A | #N/A | #N/A | #N/A
FALSE | #N/A | #N/A | #N/A | #N/A | #N/A | #N/A | #N/A | #N/A | #N/A | #N/A |  |  |  | FALSE | #N/A | #N/A | #N/A | #N/A | #N/A | #N/A | #N/A | #N/A | #N/A | #N/A
FALSE | #N/A | #N/A | #N/A | #N/A | #N/A | #N/A | #N/A | #N/A | #N/A | #N/A |  |  |  | FALSE | #N/A | #N/A | #N/A | #N/A | #N/A | #N/A | #N/A | #N/A | #N/A | #N/A
FALSE | #N/A | #N/A | #N/A | #N/A | #N/A | #N/A | #N/A | #N/A | #N/A | #N/A |  |  |  | FALSE | #N/A | #N/A | #N/A | #N/A | #N/A | #N/A | #N/A | #N/A | #N/A | #N/A
FALSE | #N/A | #N/A | #N/A | #N/A | #N/A | #N/A | #N/A | #N/A | #N/A | #N/A |  |  |  | FALSE | #N/A | #N/A | #N/A | #N/A | #N/A | #N/A | #N/A | #N/A | #N/A | #N/A
FALSE | #N/A | #N/A | #N/A | #N/A | #N/A | #N/A | #N/A | #N/A | #N/A | #N/A |  |  |  | FALSE | #N/A | #N/A | #N/A | #N/A | #N/A | #N/A | #N/A | #N/A | #N/A | #N/A
FALSE | #N/A | #N/A | #N/A | #N/A | #N/A | #N/A | #N/A | #N/A | #N/A | #N/A |  |  |  | FALSE | #N/A | #N/A | #N/A | #N/A | #N/A | #N/A | #N/A | #N/A | #N/A | #N/A
FALSE | #N/A | #N/A | #N/A | #N/A | #N/A | #N/A | #N/A | #N/A | #N/A | #N/A |  |  |  | FALSE | #N/A | #N/A | #N/A | #N/A | #N/A | #N/A | #N/A | #N/A | #N/A | #N/A
FALSE | #N/A | #N/A | #N/A | #N/A | #N/A | #N/A | #N/A | #N/A | #N/A | #N/A |  |  |  | FALSE | #N/A | #N/A | #N/A | #N/A | #N/A | #N/A | #N/A | #N/A | #N/A | #N/A
FALSE | #N/A | #N/A | #N/A | #N/A | #N/A | #N/A | #N/A | #N/A | #N/A | #N/A |  |  |  | FALSE | #N/A | #N/A | #N/A | #N/A | #N/A | #N/A | #N/A | #N/A | #N/A | #N/A
FALSE | #N/A | #N/A | #N/A | #N/A | #N/A | #N/A | #N/A | #N/A | #N/A | #N/A |  |  |  | FALSE | #N/A | #N/A | #N/A | #N/A | #N/A | #N/A | #N/A | #N/A | #N/A | #N/A
FALSE | #N/A | #N/A | #N/A | #N/A | #N/A | #N/A | #N/A | #N/A | #N/A | #N/A |  |  |  | FALSE | #N/A | #N/A | #N/A | #N/A | #N/A | #N/A | #N/A | #N/A | #N/A | #N/A
FALSE | #N/A | #N/A | #N/A | #N/A | #N/A | #N/A | #N/A | #N/A | #N/A | #N/A |  |  |  | FALSE | #N/A | #N/A | #N/A | #N/A | #N/A | #N/A | #N/A | #N/A | #N/A | #N/A
FALSE | #N/A | #N/A | #N/A | #N/A | #N/A | #N/A | #N/A | #N/A | #N/A | #N/A |  |  |  | FALSE | #N/A | #N/A | #N/A | #N/A | #N/A | #N/A | #N/A | #N/A | #N/A | #N/A
FALSE | #N/A | #N/A | #N/A | #N/A | #N/A | #N/A | #N/A | #N/A | #N/A | #N/A |  |  |  | FALSE | #N/A | #N/A | #N/A | #N/A | #N/A | #N/A | #N/A | #N/A | #N/A | #N/A
FALSE | #N/A | #N/A | #N/A | #N/A | #N/A | #N/A | #N/A | #N/A | #N/A | #N/A |  |  |  | FALSE | #N/A | #N/A | #N/A | #N/A | #N/A | #N/A | #N/A | #N/A | #N/A | #N/A
FALSE | #N/A | #N/A | #N/A | #N/A | #N/A | #N/A | #N/A | #N/A | #N/A | #N/A |  |  |  | FALSE | #N/A | #N/A | #N/A | #N/A | #N/A | #N/A | #N/A | #N/A | #N/A | #N/A
FALSE | #N/A | #N/A | #N/A | #N/A | #N/A | #N/A | #N/A | #N/A | #N/A | #N/A |  |  |  | FALSE | #N/A | #N/A | #N/A | #N/A | #N/A | #N/A | #N/A | #N/A | #N/A | #N/A
FALSE | #N/A | #N/A | #N/A | #N/A | #N/A | #N/A | #N/A | #N/A | #N/A | #N/A |  |  |  | FALSE | #N/A | #N/A | #N/A | #N/A | #N/A | #N/A | #N/A | #N/A | #N/A | #N/A
FALSE | #N/A | #N/A | #N/A | #N/A | #N/A | #N/A | #N/A | #N/A | #N/A | #N/A |  |  |  | FALSE | #N/A | #N/A | #N/A | #N/A | #N/A | #N/A | #N/A | #N/A | #N/A | #N/A
FALSE | #N/A | #N/A | #N/A | #N/A | #N/A | #N/A | #N/A | #N/A | #N/A | #N/A |  |  |  | FALSE | #N/A | #N/A | #N/A | #N/A | #N/A | #N/A | #N/A | #N/A | #N/A | #N/A
FALSE | #N/A | #N/A | #N/A | #N/A | #N/A | #N/A | #N/A | #N/A | #N/A | #N/A |  |  |  | FALSE | #N/A | #N/A | #N/A | #N/A | #N/A | #N/A | #N/A | #N/A | #N/A | #N/A
FALSE | #N/A | #N/A | #N/A | #N/A | #N/A | #N/A | #N/A | #N/A | #N/A | #N/A |  |  |  | FALSE | #N/A | #N/A | #N/A | #N/A | #N/A | #N/A | #N/A | #N/A | #N/A | #N/A
FALSE | #N/A | #N/A | #N/A | #N/A | #N/A | #N/A | #N/A | #N/A | #N/A | #N/A |  |  |  | FALSE | #N/A | #N/A | #N/A | #N/A | #N/A | #N/A | #N/A | #N/A | #N/A | #N/A
FALSE | #N/A | #N/A | #N/A | #N/A | #N/A | #N/A | #N/A | #N/A | #N/A | #N/A |  |  |  | FALSE | #N/A | #N/A | #N/A | #N/A | #N/A | #N/A | #N/A | #N/A | #N/A | #N/A
FALSE | #N/A | #N/A | #N/A | #N/A | #N/A | #N/A | #N/A | #N/A | #N/A | #N/A |  |  |  | FALSE | #N/A | #N/A | #N/A | #N/A | #N/A | #N/A | #N/A | #N/A | #N/A | #N/A
FALSE | #N/A | #N/A | #N/A | #N/A | #N/A | #N/A | #N/A | #N/A | #N/A | #N/A |  |  |  | FALSE | #N/A | #N/A | #N/A | #N/A | #N/A | #N/A | #N/A | #N/A | #N/A | #N/A
FALSE | #N/A | #N/A | #N/A | #N/A | #N/A | #N/A | #N/A | #N/A | #N/A | #N/A |  |  |  | FALSE | #N/A | #N/A | #N/A | #N/A | #N/A | #N/A | #N/A | #N/A | #N/A | #N/A
FALSE | #N/A | #N/A | #N/A | #N/A | #N/A | #N/A | #N/A | #N/A | #N/A | #N/A |  |  |  | FALSE | #N/A | #N/A | #N/A | #N/A | #N/A | #N/A | #N/A | #N/A | #N/A | #N/A
FALSE | #N/A | #N/A | #N/A | #N/A | #N/A | #N/A | #N/A | #N/A | #N/A | #N/A |  |  |  | FALSE | #N/A | #N/A | #N/A | #N/A | #N/A | #N/A | #N/A | #N/A | #N/A | #N/A
FALSE | #N/A | #N/A | #N/A | #N/A | #N/A | #N/A | #N/A | #N/A | #N/A | #N/A |  |  |  | FALSE | #N/A | #N/A | #N/A | #N/A | #N/A | #N/A | #N/A | #N/A | #N/A | #N/A
FALSE | #N/A | #N/A | #N/A | #N/A | #N/A | #N/A | #N/A | #N/A | #N/A | #N/A |  |  |  | FALSE | #N/A | #N/A | #N/A | #N/A | #N/A | #N/A | #N/A | #N/A | #N/A | #N/A
FALSE | #N/A | #N/A | #N/A | #N/A | #N/A | #N/A | #N/A | #N/A | #N/A | #N/A |  |  |  | FALSE | #N/A | #N/A | #N/A | #N/A | #N/A | #N/A | #N/A | #N/A | #N/A | #N/A
FALSE | #N/A | #N/A | #N/A | #N/A | #N/A | #N/A | #N/A | #N/A | #N/A | #N/A |  |  |  | FALSE | #N/A | #N/A | #N/A | #N/A | #N/A | #N/A | #N/A | #N/A | #N/A | #N/A
FALSE | #N/A | #N/A | #N/A | #N/A | #N/A | #N/A | #N/A | #N/A | #N/A | #N/A |  |  |  | FALSE | #N/A | #N/A | #N/A | #N/A | #N/A | #N/A | #N/A | #N/A | #N/A | #N/A
FALSE | #N/A | #N/A | #N/A | #N/A | #N/A | #N/A | #N/A | #N/A | #N/A | #N/A |  |  |  | FALSE | #N/A | #N/A | #N/A | #N/A | #N/A | #N/A | #N/A | #N/A | #N/A | #N/A
FALSE | #N/A | #N/A | #N/A | #N/A | #N/A | #N/A | #N/A | #N/A | #N/A | #N/A |  |  |  | FALSE | #N/A | #N/A | #N/A | #N/A | #N/A | #N/A | #N/A | #N/A | #N/A | #N/A
FALSE | #N/A | #N/A | #N/A | #N/A | #N/A | #N/A | #N/A | #N/A | #N/A | #N/A |  |  |  | FALSE | #N/A | #N/A | #N/A | #N/A | #N/A | #N/A | #N/A | #N/A | #N/A | #N/A
FALSE | #N/A | #N/A | #N/A | #N/A | #N/A | #N/A | #N/A | #N/A | #N/A | #N/A |  |  |  | FALSE | #N/A | #N/A | #N/A | #N/A | #N/A | #N/A | #N/A | #N/A | #N/A | #N/A
FALSE | #N/A | #N/A | #N/A | #N/A | #N/A | #N/A | #N/A | #N/A | #N/A | #N/A |  |  |  | FALSE | #N/A | #N/A | #N/A | #N/A | #N/A | #N/A | #N/A | #N/A | #N/A | #N/A
FALSE | #N/A | #N/A | #N/A | #N/A | #N/A | #N/A | #N/A | #N/A | #N/A | #N/A |  |  |  | FALSE | #N/A | #N/A | #N/A | #N/A | #N/A | #N/A | #N/A | #N/A | #N/A | #N/A
FALSE | #N/A | #N/A | #N/A | #N/A | #N/A | #N/A | #N/A | #N/A | #N/A | #N/A |  |  |  | FALSE | #N/A | #N/A | #N/A | #N/A | #N/A | #N/A | #N/A | #N/A | #N/A | #N/A
FALSE | #N/A | #N/A | #N/A | #N/A | #N/A | #N/A | #N/A | #N/A | #N/A | #N/A |  |  |  | FALSE | #N/A | #N/A | #N/A | #N/A | #N/A | #N/A | #N/A | #N/A | #N/A | #N/A
FALSE | #N/A | #N/A | #N/A | #N/A | #N/A | #N/A | #N/A | #N/A | #N/A | #N/A |  |  |  | FALSE | #N/A | #N/A | #N/A | #N/A | #N/A | #N/A | #N/A | #N/A | #N/A | #N/A
FALSE | #N/A | #N/A | #N/A | #N/A | #N/A | #N/A | #N/A | #N/A | #N/A | #N/A |  |  |  | FALSE | #N/A | #N/A | #N/A | #N/A | #N/A | #N/A | #N/A | #N/A | #N/A | #N/A
FALSE | #N/A | #N/A | #N/A | #N/A | #N/A | #N/A | #N/A | #N/A | #N/A | #N/A |  |  |  | FALSE | #N/A | #N/A | #N/A | #N/A | #N/A | #N/A | #N/A | #N/A | #N/A | #N/A
FALSE | #N/A | #N/A | #N/A | #N/A | #N/A | #N/A | #N/A | #N/A | #N/A | #N/A |  |  |  | FALSE | #N/A | #N/A | #N/A | #N/A | #N/A | #N/A | #N/A | #N/A | #N/A | #N/A
FALSE | #N/A | #N/A | #N/A | #N/A | #N/A | #N/A | #N/A | #N/A | #N/A | #N/A |  |  |  | FALSE | #N/A | #N/A | #N/A | #N/A | #N/A | #N/A | #N/A | #N/A | #N/A | #N/A
FALSE | #N/A | #N/A | #N/A | #N/A | #N/A | #N/A | #N/A | #N/A | #N/A | #N/A |  |  |  | FALSE | #N/A | #N/A | #N/A | #N/A | #N/A | #N/A | #N/A | #N/A | #N/A | #N/A
FALSE | #N/A | #N/A | #N/A | #N/A | #N/A | #N/A | #N/A | #N/A | #N/A | #N/A |  |  |  | FALSE | #N/A | #N/A | #N/A | #N/A | #N/A | #N/A | #N/A | #N/A | #N/A | #N/A
FALSE | #N/A | #N/A | #N/A | #N/A | #N/A | #N/A | #N/A | #N/A | #N/A | #N/A |  |  |  | FALSE | #N/A | #N/A | #N/A | #N/A | #N/A | #N/A | #N/A | #N/A | #N/A | #N/A
FALSE | #N/A | #N/A | #N/A | #N/A | #N/A | #N/A | #N/A | #N/A | #N/A | #N/A |  |  |  | FALSE | #N/A | #N/A | #N/A | #N/A | #N/A | #N/A | #N/A | #N/A | #N/A | #N/A
FALSE | #N/A | #N/A | #N/A | #N/A | #N/A | #N/A | #N/A | #N/A | #N/A | #N/A |  |  |  | FALSE | #N/A | #N/A | #N/A | #N/A | #N/A | #N/A | #N/A | #N/A | #N/A | #N/A
FALSE | #N/A | #N/A | #N/A | #N/A | #N/A | #N/A | #N/A | #N/A | #N/A | #N/A |  |  |  | FALSE | #N/A | #N/A | #N/A | #N/A | #N/A | #N/A | #N/A | #N/A | #N/A | #N/A
FALSE | #N/A | #N/A | #N/A | #N/A | #N/A | #N/A | #N/A | #N/A | #N/A | #N/A |  |  |  | FALSE | #N/A | #N/A | #N/A | #N/A | #N/A | #N/A | #N/A | #N/A | #N/A | #N/A
FALSE | #N/A | #N/A | #N/A | #N/A | #N/A | #N/A | #N/A | #N/A | #N/A | #N/A |  |  |  | FALSE | #N/A | #N/A | #N/A | #N/A | #N/A | #N/A | #N/A | #N/A | #N/A | #N/A
FALSE | #N/A | #N/A | #N/A | #N/A | #N/A | #N/A | #N/A | #N/A | #N/A | #N/A |  |  |  | FALSE | #N/A | #N/A | #N/A | #N/A | #N/A | #N/A | #N/A | #N/A | #N/A | #N/A
FALSE | #N/A | #N/A | #N/A | #N/A | #N/A | #N/A | #N/A | #N/A | #N/A | #N/A |  |  |  | FALSE | #N/A | #N/A | #N/A | #N/A | #N/A | #N/A | #N/A | #N/A | #N/A | #N/A
FALSE | #N/A | #N/A | #N/A | #N/A | #N/A | #N/A | #N/A | #N/A | #N/A | #N/A |  |  |  | FALSE | #N/A | #N/A | #N/A | #N/A | #N/A | #N/A | #N/A | #N/A | #N/A | #N/A
FALSE | #N/A | #N/A | #N/A | #N/A | #N/A | #N/A | #N/A | #N/A | #N/A | #N/A |  |  |  | FALSE | #N/A | #N/A | #N/A | #N/A | #N/A | #N/A | #N/A | #N/A | #N/A | #N/A
FALSE | #N/A | #N/A | #N/A | #N/A | #N/A | #N/A | #N/A | #N/A | #N/A | #N/A |  |  |  | FALSE | #N/A | #N/A | #N/A | #N/A | #N/A | #N/A | #N/A | #N/A | #N/A | #N/A
FALSE | #N/A | #N/A | #N/A | #N/A | #N/A | #N/A | #N/A | #N/A | #N/A | #N/A |  |  |  | FALSE | #N/A | #N/A | #N/A | #N/A | #N/A | #N/A | #N/A | #N/A | #N/A | #N/A
FALSE | #N/A | #N/A | #N/A | #N/A | #N/A | #N/A | #N/A | #N/A | #N/A | #N/A |  |  |  | FALSE | #N/A | #N/A | #N/A | #N/A | #N/A | #N/A | #N/A | #N/A | #N/A | #N/A
FALSE | #N/A | #N/A | #N/A | #N/A | #N/A | #N/A | #N/A | #N/A | #N/A | #N/A |  |  |  | FALSE | #N/A | #N/A | #N/A | #N/A | #N/A | #N/A | #N/A | #N/A | #N/A | #N/A
FALSE | #N/A | #N/A | #N/A | #N/A | #N/A | #N/A | #N/A | #N/A | #N/A | #N/A |  |  |  | FALSE | #N/A | #N/A | #N/A | #N/A | #N/A | #N/A | #N/A | #N/A | #N/A | #N/A
FALSE | #N/A | #N/A | #N/A | #N/A | #N/A | #N/A | #N/A | #N/A | #N/A | #N/A |  |  |  | FALSE | #N/A | #N/A | #N/A | #N/A | #N/A | #N/A | #N/A | #N/A | #N/A | #N/A
FALSE | #N/A | #N/A | #N/A | #N/A | #N/A | #N/A | #N/A | #N/A | #N/A | #N/A |  |  |  | FALSE | #N/A | #N/A | #N/A | #N/A | #N/A | #N/A | #N/A | #N/A | #N/A | #N/A
FALSE | #N/A | #N/A | #N/A | #N/A | #N/A | #N/A | #N/A | #N/A | #N/A | #N/A |  |  |  | FALSE | #N/A | #N/A | #N/A | #N/A | #N/A | #N/A | #N/A | #N/A | #N/A | #N/A
FALSE | #N/A | #N/A | #N/A | #N/A | #N/A | #N/A | #N/A | #N/A | #N/A | #N/A |  |  |  | FALSE | #N/A | #N/A | #N/A | #N/A | #N/A | #N/A | #N/A | #N/A | #N/A | #N/A
FALSE | #N/A | #N/A | #N/A | #N/A | #N/A | #N/A | #N/A | #N/A | #N/A | #N/A |  |  |  | FALSE | #N/A | #N/A | #N/A | #N/A | #N/A | #N/A | #N/A | #N/A | #N/A | #N/A
FALSE | #N/A | #N/A | #N/A | #N/A | #N/A | #N/A | #N/A | #N/A | #N/A | #N/A |  |  |  | FALSE | #N/A | #N/A | #N/A | #N/A | #N/A | #N/A | #N/A | #N/A | #N/A | #N/A
FALSE | #N/A | #N/A | #N/A | #N/A | #N/A | #N/A | #N/A | #N/A | #N/A | #N/A |  |  |  | FALSE | #N/A | #N/A | #N/A | #N/A | #N/A | #N/A | #N/A | #N/A | #N/A | #N/A
FALSE | #N/A | #N/A | #N/A | #N/A | #N/A | #N/A | #N/A | #N/A | #N/A | #N/A |  |  |  | FALSE | #N/A | #N/A | #N/A | #N/A | #N/A | #N/A | #N/A | #N/A | #N/A | #N/A
FALSE | #N/A | #N/A | #N/A | #N/A | #N/A | #N/A | #N/A | #N/A | #N/A | #N/A |  |  |  | FALSE | #N/A | #N/A | #N/A | #N/A | #N/A | #N/A | #N/A | #N/A | #N/A | #N/A
FALSE | #N/A | #N/A | #N/A | #N/A | #N/A | #N/A | #N/A | #N/A | #N/A | #N/A |  |  |  | FALSE | #N/A | #N/A | #N/A | #N/A | #N/A | #N/A | #N/A | #N/A | #N/A | #N/A
FALSE | #N/A | #N/A | #N/A | #N/A | #N/A | #N/A | #N/A | #N/A | #N/A | #N/A |  |  |  | FALSE | #N/A | #N/A | #N/A | #N/A | #N/A | #N/A | #N/A | #N/A | #N/A | #N/A
FALSE | #N/A | #N/A | #N/A | #N/A | #N/A | #N/A | #N/A | #N/A | #N/A | #N/A |  |  |  | FALSE | #N/A | #N/A | #N/A | #N/A | #N/A | #N/A | #N/A | #N/A | #N/A | #N/A
FALSE | #N/A | #N/A | #N/A | #N/A | #N/A | #N/A | #N/A | #N/A | #N/A | #N/A |  |  |  | FALSE | #N/A | #N/A | #N/A | #N/A | #N/A | #N/A | #N/A | #N/A | #N/A | #N/A
FALSE | #N/A | #N/A | #N/A | #N/A | #N/A | #N/A | #N/A | #N/A | #N/A | #N/A |  |  |  | FALSE | #N/A | #N/A | #N/A | #N/A | #N/A | #N/A | #N/A | #N/A | #N/A | #N/A
FALSE | #N/A | #N/A | #N/A | #N/A | #N/A | #N/A | #N/A | #N/A | #N/A | #N/A |  |  |  | FALSE | #N/A | #N/A | #N/A | #N/A | #N/A | #N/A | #N/A | #N/A | #N/A | #N/A
FALSE | #N/A | #N/A | #N/A | #N/A | #N/A | #N/A | #N/A | #N/A | #N/A | #N/A |  |  |  | FALSE | #N/A | #N/A | #N/A | #N/A | #N/A | #N/A | #N/A | #N/A | #N/A | #N/A
FALSE | #N/A | #N/A | #N/A | #N/A | #N/A | #N/A | #N/A | #N/A | #N/A | #N/A |  |  |  | FALSE | #N/A | #N/A | #N/A | #N/A | #N/A | #N/A | #N/A | #N/A | #N/A | #N/A
FALSE | #N/A | #N/A | #N/A | #N/A | #N/A | #N/A | #N/A | #N/A | #N/A | #N/A |  |  |  | FALSE | #N/A | #N/A | #N/A | #N/A | #N/A | #N/A | #N/A | #N/A | #N/A | #N/A
FALSE | #N/A | #N/A | #N/A | #N/A | #N/A | #N/A | #N/A | #N/A | #N/A | #N/A |  |  |  | FALSE | #N/A | #N/A | #N/A | #N/A | #N/A | #N/A | #N/A | #N/A | #N/A | #N/A
FALSE | #N/A | #N/A | #N/A | #N/A | #N/A | #N/A | #N/A | #N/A | #N/A | #N/A |  |  |  | FALSE | #N/A | #N/A | #N/A | #N/A | #N/A | #N/A | #N/A | #N/A | #N/A | #N/A
FALSE | #N/A | #N/A | #N/A | #N/A | #N/A | #N/A | #N/A | #N/A | #N/A | #N/A |  |  |  | FALSE | #N/A | #N/A | #N/A | #N/A | #N/A | #N/A | #N/A | #N/A | #N/A | #N/A
FALSE | #N/A | #N/A | #N/A | #N/A | #N/A | #N/A | #N/A | #N/A | #N/A | #N/A |  |  |  | FALSE | #N/A | #N/A | #N/A | #N/A | #N/A | #N/A | #N/A | #N/A | #N/A | #N/A
FALSE | #N/A | #N/A | #N/A | #N/A | #N/A | #N/A | #N/A | #N/A | #N/A | #N/A |  |  |  | FALSE | #N/A | #N/A | #N/A | #N/A | #N/A | #N/A | #N/A | #N/A | #N/A | #N/A
FALSE | #N/A | #N/A | #N/A | #N/A | #N/A | #N/A | #N/A | #N/A | #N/A | #N/A |  |  |  | FALSE | #N/A | #N/A | #N/A | #N/A | #N/A | #N/A | #N/A | #N/A | #N/A | #N/A
FALSE | #N/A | #N/A | #N/A | #N/A | #N/A | #N/A | #N/A | #N/A | #N/A | #N/A |  |  |  | FALSE | #N/A | #N/A | #N/A | #N/A | #N/A | #N/A | #N/A | #N/A | #N/A | #N/A
FALSE | #N/A | #N/A | #N/A | #N/A | #N/A | #N/A | #N/A | #N/A | #N/A | #N/A |  |  |  | FALSE | #N/A | #N/A | #N/A | #N/A | #N/A | #N/A | #N/A | #N/A | #N/A | #N/A
FALSE | #N/A | #N/A | #N/A | #N/A | #N/A | #N/A | #N/A | #N/A | #N/A | #N/A |  |  |  | FALSE | #N/A | #N/A | #N/A | #N/A | #N/A | #N/A | #N/A | #N/A | #N/A | #N/A
FALSE | #N/A | #N/A | #N/A | #N/A | #N/A | #N/A | #N/A | #N/A | #N/A | #N/A |  |  |  | FALSE | #N/A | #N/A | #N/A | #N/A | #N/A | #N/A | #N/A | #N/A | #N/A | #N/A
FALSE | #N/A | #N/A | #N/A | #N/A | #N/A | #N/A | #N/A | #N/A | #N/A | #N/A |  |  |  | FALSE | #N/A | #N/A | #N/A | #N/A | #N/A | #N/A | #N/A | #N/A | #N/A | #N/A
FALSE | #N/A | #N/A | #N/A | #N/A | #N/A | #N/A | #N/A | #N/A | #N/A | #N/A |  |  |  | FALSE | #N/A | #N/A | #N/A | #N/A | #N/A | #N/A | #N/A | #N/A | #N/A | #N/A
FALSE | #N/A | #N/A | #N/A | #N/A | #N/A | #N/A | #N/A | #N/A | #N/A | #N/A |  |  |  | FALSE | #N/A | #N/A | #N/A | #N/A | #N/A | #N/A | #N/A | #N/A | #N/A | #N/A
FALSE | #N/A | #N/A | #N/A | #N/A | #N/A | #N/A | #N/A | #N/A | #N/A | #N/A |  |  |  | FALSE | #N/A | #N/A | #N/A | #N/A | #N/A | #N/A | #N/A | #N/A | #N/A | #N/A
FALSE | #N/A | #N/A | #N/A | #N/A | #N/A | #N/A | #N/A | #N/A | #N/A | #N/A |  |  |  | FALSE | #N/A | #N/A | #N/A | #N/A | #N/A | #N/A | #N/A | #N/A | #N/A | #N/A
FALSE | #N/A | #N/A | #N/A | #N/A | #N/A | #N/A | #N/A | #N/A | #N/A | #N/A |  |  |  | FALSE | #N/A | #N/A | #N/A | #N/A | #N/A | #N/A | #N/A | #N/A | #N/A | #N/A
FALSE | #N/A | #N/A | #N/A | #N/A | #N/A | #N/A | #N/A | #N/A | #N/A | #N/A |  |  |  | FALSE | #N/A | #N/A | #N/A | #N/A | #N/A | #N/A | #N/A | #N/A | #N/A | #N/A
FALSE | #N/A | #N/A | #N/A | #N/A | #N/A | #N/A | #N/A | #N/A | #N/A | #N/A |  |  |  | FALSE | #N/A | #N/A | #N/A | #N/A | #N/A | #N/A | #N/A | #N/A | #N/A | #N/A
FALSE | #N/A | #N/A | #N/A | #N/A | #N/A | #N/A | #N/A | #N/A | #N/A | #N/A |  |  |  | FALSE | #N/A | #N/A | #N/A | #N/A | #N/A | #N/A | #N/A | #N/A | #N/A | #N/A
FALSE | #N/A | #N/A | #N/A | #N/A | #N/A | #N/A | #N/A | #N/A | #N/A | #N/A |  |  |  | FALSE | #N/A | #N/A | #N/A | #N/A | #N/A | #N/A | #N/A | #N/A | #N/A | #N/A
FALSE | #N/A | #N/A | #N/A | #N/A | #N/A | #N/A | #N/A | #N/A | #N/A | #N/A |  |  |  | FALSE | #N/A | #N/A | #N/A | #N/A | #N/A | #N/A | #N/A | #N/A | #N/A | #N/A
FALSE | #N/A | #N/A | #N/A | #N/A | #N/A | #N/A | #N/A | #N/A | #N/A | #N/A |  |  |  | FALSE | #N/A | #N/A | #N/A | #N/A | #N/A | #N/A | #N/A | #N/A | #N/A | #N/A
FALSE | #N/A | #N/A | #N/A | #N/A | #N/A | #N/A | #N/A | #N/A | #N/A | #N/A |  |  |  | FALSE | #N/A | #N/A | #N/A | #N/A | #N/A | #N/A | #N/A | #N/A | #N/A | #N/A
FALSE | #N/A | #N/A | #N/A | #N/A | #N/A | #N/A | #N/A | #N/A | #N/A | #N/A |  |  |  | FALSE | #N/A | #N/A | #N/A | #N/A | #N/A | #N/A | #N/A | #N/A | #N/A | #N/A
FALSE | #N/A | #N/A | #N/A | #N/A | #N/A | #N/A | #N/A | #N/A | #N/A | #N/A |  |  |  | FALSE | #N/A | #N/A | #N/A | #N/A | #N/A | #N/A | #N/A | #N/A | #N/A | #N/A
FALSE | #N/A | #N/A | #N/A | #N/A | #N/A | #N/A | #N/A | #N/A | #N/A | #N/A |  |  |  | FALSE | #N/A | #N/A | #N/A | #N/A | #N/A | #N/A | #N/A | #N/A | #N/A | #N/A
FALSE | #N/A | #N/A | #N/A | #N/A | #N/A | #N/A | #N/A | #N/A | #N/A | #N/A |  |  |  | FALSE | #N/A | #N/A | #N/A | #N/A | #N/A | #N/A | #N/A | #N/A | #N/A | #N/A
FALSE | #N/A | #N/A | #N/A | #N/A | #N/A | #N/A | #N/A | #N/A | #N/A | #N/A |  |  |  | FALSE | #N/A | #N/A | #N/A | #N/A | #N/A | #N/A | #N/A | #N/A | #N/A | #N/A
FALSE | #N/A | #N/A | #N/A | #N/A | #N/A | #N/A | #N/A | #N/A | #N/A | #N/A |  |  |  | FALSE | #N/A | #N/A | #N/A | #N/A | #N/A | #N/A | #N/A | #N/A | #N/A | #N/A
FALSE | #N/A | #N/A | #N/A | #N/A | #N/A | #N/A | #N/A | #N/A | #N/A | #N/A |  |  |  | FALSE | #N/A | #N/A | #N/A | #N/A | #N/A | #N/A | #N/A | #N/A | #N/A | #N/A
FALSE | #N/A | #N/A | #N/A | #N/A | #N/A | #N/A | #N/A | #N/A | #N/A | #N/A |  |  |  | FALSE | #N/A | #N/A | #N/A | #N/A | #N/A | #N/A | #N/A | #N/A | #N/A | #N/A
FALSE | #N/A | #N/A | #N/A | #N/A | #N/A | #N/A | #N/A | #N/A | #N/A | #N/A |  |  |  | FALSE | #N/A | #N/A | #N/A | #N/A | #N/A | #N/A | #N/A | #N/A | #N/A | #N/A
FALSE | #N/A | #N/A | #N/A | #N/A | #N/A | #N/A | #N/A | #N/A | #N/A | #N/A |  |  |  | FALSE | #N/A | #N/A | #N/A | #N/A | #N/A | #N/A | #N/A | #N/A | #N/A | #N/A
FALSE | #N/A | #N/A | #N/A | #N/A | #N/A | #N/A | #N/A | #N/A | #N/A | #N/A |  |  |  | FALSE | #N/A | #N/A | #N/A | #N/A | #N/A | #N/A | #N/A | #N/A | #N/A | #N/A
FALSE | #N/A | #N/A | #N/A | #N/A | #N/A | #N/A | #N/A | #N/A | #N/A | #N/A |  |  |  | FALSE | #N/A | #N/A | #N/A | #N/A | #N/A | #N/A | #N/A | #N/A | #N/A | #N/A
FALSE | #N/A | #N/A | #N/A | #N/A | #N/A | #N/A | #N/A | #N/A | #N/A | #N/A |  |  |  | FALSE | #N/A | #N/A | #N/A | #N/A | #N/A | #N/A | #N/A | #N/A | #N/A | #N/A
FALSE | #N/A | #N/A | #N/A | #N/A | #N/A | #N/A | #N/A | #N/A | #N/A | #N/A |  |  |  | FALSE | #N/A | #N/A | #N/A | #N/A | #N/A | #N/A | #N/A | #N/A | #N/A | #N/A
FALSE | #N/A | #N/A | #N/A | #N/A | #N/A | #N/A | #N/A | #N/A | #N/A | #N/A |  |  |  | FALSE | #N/A | #N/A | #N/A | #N/A | #N/A | #N/A | #N/A | #N/A | #N/A | #N/A
FALSE | #N/A | #N/A | #N/A | #N/A | #N/A | #N/A | #N/A | #N/A | #N/A | #N/A |  |  |  | FALSE | #N/A | #N/A | #N/A | #N/A | #N/A | #N/A | #N/A | #N/A | #N/A | #N/A
FALSE | #N/A | #N/A | #N/A | #N/A | #N/A | #N/A | #N/A | #N/A | #N/A | #N/A |  |  |  | FALSE | #N/A | #N/A | #N/A | #N/A | #N/A | #N/A | #N/A | #N/A | #N/A | #N/A
FALSE | #N/A | #N/A | #N/A | #N/A | #N/A | #N/A | #N/A | #N/A | #N/A | #N/A |  |  |  | FALSE | #N/A | #N/A | #N/A | #N/A | #N/A | #N/A | #N/A | #N/A | #N/A | #N/A
FALSE | #N/A | #N/A | #N/A | #N/A | #N/A | #N/A | #N/A | #N/A | #N/A | #N/A |  |  |  | FALSE | #N/A | #N/A | #N/A | #N/A | #N/A | #N/A | #N/A | #N/A | #N/A | #N/A
FALSE | #N/A | #N/A | #N/A | #N/A | #N/A | #N/A | #N/A | #N/A | #N/A | #N/A |  |  |  | FALSE | #N/A | #N/A | #N/A | #N/A | #N/A | #N/A | #N/A | #N/A | #N/A | #N/A
FALSE | #N/A | #N/A | #N/A | #N/A | #N/A | #N/A | #N/A | #N/A | #N/A | #N/A |  |  |  | FALSE | #N/A | #N/A | #N/A | #N/A | #N/A | #N/A | #N/A | #N/A | #N/A | #N/A
FALSE | #N/A | #N/A | #N/A | #N/A | #N/A | #N/A | #N/A | #N/A | #N/A | #N/A |  |  |  | FALSE | #N/A | #N/A | #N/A | #N/A | #N/A | #N/A | #N/A | #N/A | #N/A | #N/A
FALSE | #N/A | #N/A | #N/A | #N/A | #N/A | #N/A | #N/A | #N/A | #N/A | #N/A |  |  |  | FALSE | #N/A | #N/A | #N/A | #N/A | #N/A | #N/A | #N/A | #N/A | #N/A | #N/A
FALSE | #N/A | #N/A | #N/A | #N/A | #N/A | #N/A | #N/A | #N/A | #N/A | #N/A |  |  |  | FALSE | #N/A | #N/A | #N/A | #N/A | #N/A | #N/A | #N/A | #N/A | #N/A | #N/A
FALSE | #N/A | #N/A | #N/A | #N/A | #N/A | #N/A | #N/A | #N/A | #N/A | #N/A |  |  |  | FALSE | #N/A | #N/A | #N/A | #N/A | #N/A | #N/A | #N/A | #N/A | #N/A | #N/A
FALSE | #N/A | #N/A | #N/A | #N/A | #N/A | #N/A | #N/A | #N/A | #N/A | #N/A |  |  |  | FALSE | #N/A | #N/A | #N/A | #N/A | #N/A | #N/A | #N/A | #N/A | #N/A | #N/A
FALSE | #N/A | #N/A | #N/A | #N/A | #N/A | #N/A | #N/A | #N/A | #N/A | #N/A |  |  |  | FALSE | #N/A | #N/A | #N/A | #N/A | #N/A | #N/A | #N/A | #N/A | #N/A | #N/A
FALSE | #N/A | #N/A | #N/A | #N/A | #N/A | #N/A | #N/A | #N/A | #N/A | #N/A |  |  |  | FALSE | #N/A | #N/A | #N/A | #N/A | #N/A | #N/A | #N/A | #N/A | #N/A | #N/A
FALSE | #N/A | #N/A | #N/A | #N/A | #N/A | #N/A | #N/A | #N/A | #N/A | #N/A |  |  |  | FALSE | #N/A | #N/A | #N/A | #N/A | #N/A | #N/A | #N/A | #N/A | #N/A | #N/A
FALSE | #N/A | #N/A | #N/A | #N/A | #N/A | #N/A | #N/A | #N/A | #N/A | #N/A |  |  |  | FALSE | #N/A | #N/A | #N/A | #N/A | #N/A | #N/A | #N/A | #N/A | #N/A | #N/A
FALSE | #N/A | #N/A | #N/A | #N/A | #N/A | #N/A | #N/A | #N/A | #N/A | #N/A |  |  |  | FALSE | #N/A | #N/A | #N/A | #N/A | #N/A | #N/A | #N/A | #N/A | #N/A | #N/A
FALSE | #N/A | #N/A | #N/A | #N/A | #N/A | #N/A | #N/A | #N/A | #N/A | #N/A |  |  |  | FALSE | #N/A | #N/A | #N/A | #N/A | #N/A | #N/A | #N/A | #N/A | #N/A | #N/A
FALSE | #N/A | #N/A | #N/A | #N/A | #N/A | #N/A | #N/A | #N/A | #N/A | #N/A |  |  |  | FALSE | #N/A | #N/A | #N/A | #N/A | #N/A | #N/A | #N/A | #N/A | #N/A | #N/A
FALSE | #N/A | #N/A | #N/A | #N/A | #N/A | #N/A | #N/A | #N/A | #N/A | #N/A |  |  |  | FALSE | #N/A | #N/A | #N/A | #N/A | #N/A | #N/A | #N/A | #N/A | #N/A | #N/A
FALSE | #N/A | #N/A | #N/A | #N/A | #N/A | #N/A | #N/A | #N/A | #N/A | #N/A |  |  |  | FALSE | #N/A | #N/A | #N/A | #N/A | #N/A | #N/A | #N/A | #N/A | #N/A | #N/A
FALSE | #N/A | #N/A | #N/A | #N/A | #N/A | #N/A | #N/A | #N/A | #N/A | #N/A |  |  |  | FALSE | #N/A | #N/A | #N/A | #N/A | #N/A | #N/A | #N/A | #N/A | #N/A | #N/A
FALSE | #N/A | #N/A | #N/A | #N/A | #N/A | #N/A | #N/A | #N/A | #N/A | #N/A |  |  |  | FALSE | #N/A | #N/A | #N/A | #N/A | #N/A | #N/A | #N/A | #N/A | #N/A | #N/A
FALSE | #N/A | #N/A | #N/A | #N/A | #N/A | #N/A | #N/A | #N/A | #N/A | #N/A |  |  |  | FALSE | #N/A | #N/A | #N/A | #N/A | #N/A | #N/A | #N/A | #N/A | #N/A | #N/A
FALSE | #N/A | #N/A | #N/A | #N/A | #N/A | #N/A | #N/A | #N/A | #N/A | #N/A |  |  |  | FALSE | #N/A | #N/A | #N/A | #N/A | #N/A | #N/A | #N/A | #N/A | #N/A | #N/A
FALSE | #N/A | #N/A | #N/A | #N/A | #N/A | #N/A | #N/A | #N/A | #N/A | #N/A |  |  |  | FALSE | #N/A | #N/A | #N/A | #N/A | #N/A | #N/A | #N/A | #N/A | #N/A | #N/A
FALSE | #N/A | #N/A | #N/A | #N/A | #N/A | #N/A | #N/A | #N/A | #N/A | #N/A |  |  |  | FALSE | #N/A | #N/A | #N/A | #N/A | #N/A | #N/A | #N/A | #N/A | #N/A | #N/A
FALSE | #N/A | #N/A | #N/A | #N/A | #N/A | #N/A | #N/A | #N/A | #N/A | #N/A |  |  |  | FALSE | #N/A | #N/A | #N/A | #N/A | #N/A | #N/A | #N/A | #N/A | #N/A | #N/A
FALSE | #N/A | #N/A | #N/A | #N/A | #N/A | #N/A | #N/A | #N/A | #N/A | #N/A |  |  |  | FALSE | #N/A | #N/A | #N/A | #N/A | #N/A | #N/A | #N/A | #N/A | #N/A | #N/A
FALSE | #N/A | #N/A | #N/A | #N/A | #N/A | #N/A | #N/A | #N/A | #N/A | #N/A |  |  |  | FALSE | #N/A | #N/A | #N/A | #N/A | #N/A | #N/A | #N/A | #N/A | #N/A | #N/A
FALSE | #N/A | #N/A | #N/A | #N/A | #N/A | #N/A | #N/A | #N/A | #N/A | #N/A |  |  |  | FALSE | #N/A | #N/A | #N/A | #N/A | #N/A | #N/A | #N/A | #N/A | #N/A | #N/A
FALSE | #N/A | #N/A | #N/A | #N/A | #N/A | #N/A | #N/A | #N/A | #N/A | #N/A |  |  |  | FALSE | #N/A | #N/A | #N/A | #N/A | #N/A | #N/A | #N/A | #N/A | #N/A | #N/A
FALSE | #N/A | #N/A | #N/A | #N/A | #N/A | #N/A | #N/A | #N/A | #N/A | #N/A |  |  |  | FALSE | #N/A | #N/A | #N/A | #N/A | #N/A | #N/A | #N/A | #N/A | #N/A | #N/A
FALSE | #N/A | #N/A | #N/A | #N/A | #N/A | #N/A | #N/A | #N/A | #N/A | #N/A |  |  |  | FALSE | #N/A | #N/A | #N/A | #N/A | #N/A | #N/A | #N/A | #N/A | #N/A | #N/A
FALSE | #N/A | #N/A | #N/A | #N/A | #N/A | #N/A | #N/A | #N/A | #N/A | #N/A |  |  |  | FALSE | #N/A | #N/A | #N/A | #N/A | #N/A | #N/A | #N/A | #N/A | #N/A | #N/A
FALSE | #N/A | #N/A | #N/A | #N/A | #N/A | #N/A | #N/A | #N/A | #N/A | #N/A |  |  |  | FALSE | #N/A | #N/A | #N/A | #N/A | #N/A | #N/A | #N/A | #N/A | #N/A | #N/A
FALSE | #N/A | #N/A | #N/A | #N/A | #N/A | #N/A | #N/A | #N/A | #N/A | #N/A |  |  |  | FALSE | #N/A | #N/A | #N/A | #N/A | #N/A | #N/A | #N/A | #N/A | #N/A | #N/A
FALSE | #N/A | #N/A | #N/A | #N/A | #N/A | #N/A | #N/A | #N/A | #N/A | #N/A |  |  |  | FALSE | #N/A | #N/A | #N/A | #N/A | #N/A | #N/A | #N/A | #N/A | #N/A | #N/A
FALSE | #N/A | #N/A | #N/A | #N/A | #N/A | #N/A | #N/A | #N/A | #N/A | #N/A |  |  |  | FALSE | #N/A | #N/A | #N/A | #N/A | #N/A | #N/A | #N/A | #N/A | #N/A | #N/A
FALSE | #N/A | #N/A | #N/A | #N/A | #N/A | #N/A | #N/A | #N/A | #N/A | #N/A |  |  |  | FALSE | #N/A | #N/A | #N/A | #N/A | #N/A | #N/A | #N/A | #N/A | #N/A | #N/A
FALSE | #N/A | #N/A | #N/A | #N/A | #N/A | #N/A | #N/A | #N/A | #N/A | #N/A |  |  |  | FALSE | #N/A | #N/A | #N/A | #N/A | #N/A | #N/A | #N/A | #N/A | #N/A | #N/A
FALSE | #N/A | #N/A | #N/A | #N/A | #N/A | #N/A | #N/A | #N/A | #N/A | #N/A |  |  |  | FALSE | #N/A | #N/A | #N/A | #N/A | #N/A | #N/A | #N/A | #N/A | #N/A | #N/A
FALSE | #N/A | #N/A | #N/A | #N/A | #N/A | #N/A | #N/A | #N/A | #N/A | #N/A |  |  |  | FALSE | #N/A | #N/A | #N/A | #N/A | #N/A | #N/A | #N/A | #N/A | #N/A | #N/A
FALSE | #N/A | #N/A | #N/A | #N/A | #N/A | #N/A | #N/A | #N/A | #N/A | #N/A |  |  |  | FALSE | #N/A | #N/A | #N/A | #N/A | #N/A | #N/A | #N/A | #N/A | #N/A | #N/A
FALSE | #N/A | #N/A | #N/A | #N/A | #N/A | #N/A | #N/A | #N/A | #N/A | #N/A |  |  |  | FALSE | #N/A | #N/A | #N/A | #N/A | #N/A | #N/A | #N/A | #N/A | #N/A | #N/A
FALSE | #N/A | #N/A | #N/A | #N/A | #N/A | #N/A | #N/A | #N/A | #N/A | #N/A |  |  |  | FALSE | #N/A | #N/A | #N/A | #N/A | #N/A | #N/A | #N/A | #N/A | #N/A | #N/A
FALSE | #N/A | #N/A | #N/A | #N/A | #N/A | #N/A | #N/A | #N/A | #N/A | #N/A |  |  |  | FALSE | #N/A | #N/A | #N/A | #N/A | #N/A | #N/A | #N/A | #N/A | #N/A | #N/A
FALSE | #N/A | #N/A | #N/A | #N/A | #N/A | #N/A | #N/A | #N/A | #N/A | #N/A |  |  |  | FALSE | #N/A | #N/A | #N/A | #N/A | #N/A | #N/A | #N/A | #N/A | #N/A | #N/A
FALSE | #N/A | #N/A | #N/A | #N/A | #N/A | #N/A | #N/A | #N/A | #N/A | #N/A |  |  |  | FALSE | #N/A | #N/A | #N/A | #N/A | #N/A | #N/A | #N/A | #N/A | #N/A | #N/A
FALSE | #N/A | #N/A | #N/A | #N/A | #N/A | #N/A | #N/A | #N/A | #N/A | #N/A |  |  |  | FALSE | #N/A | #N/A | #N/A | #N/A | #N/A | #N/A | #N/A | #N/A | #N/A | #N/A
FALSE | #N/A | #N/A | #N/A | #N/A | #N/A | #N/A | #N/A | #N/A | #N/A | #N/A |  |  |  | FALSE | #N/A | #N/A | #N/A | #N/A | #N/A | #N/A | #N/A | #N/A | #N/A | #N/A
FALSE | #N/A | #N/A | #N/A | #N/A | #N/A | #N/A | #N/A | #N/A | #N/A | #N/A |  |  |  | FALSE | #N/A | #N/A | #N/A | #N/A | #N/A | #N/A | #N/A | #N/A | #N/A | #N/A
FALSE | #N/A | #N/A | #N/A | #N/A | #N/A | #N/A | #N/A | #N/A | #N/A | #N/A |  |  |  | FALSE | #N/A | #N/A | #N/A | #N/A | #N/A | #N/A | #N/A | #N/A | #N/A | #N/A
FALSE | #N/A | #N/A | #N/A | #N/A | #N/A | #N/A | #N/A | #N/A | #N/A | #N/A |  |  |  | FALSE | #N/A | #N/A | #N/A | #N/A | #N/A | #N/A | #N/A | #N/A | #N/A | #N/A
FALSE | #N/A | #N/A | #N/A | #N/A | #N/A | #N/A | #N/A | #N/A | #N/A | #N/A |  |  |  | FALSE | #N/A | #N/A | #N/A | #N/A | #N/A | #N/A | #N/A | #N/A | #N/A | #N/A
FALSE | #N/A | #N/A | #N/A | #N/A | #N/A | #N/A | #N/A | #N/A | #N/A | #N/A |  |  |  | FALSE | #N/A | #N/A | #N/A | #N/A | #N/A | #N/A | #N/A | #N/A | #N/A | #N/A
FALSE | #N/A | #N/A | #N/A | #N/A | #N/A | #N/A | #N/A | #N/A | #N/A | #N/A |  |  |  | FALSE | #N/A | #N/A | #N/A | #N/A | #N/A | #N/A | #N/A | #N/A | #N/A | #N/A
FALSE | #N/A | #N/A | #N/A | #N/A | #N/A | #N/A | #N/A | #N/A | #N/A | #N/A |  |  |  | FALSE | #N/A | #N/A | #N/A | #N/A | #N/A | #N/A | #N/A | #N/A | #N/A | #N/A
FALSE | #N/A | #N/A | #N/A | #N/A | #N/A | #N/A | #N/A | #N/A | #N/A | #N/A |  |  |  | FALSE | #N/A | #N/A | #N/A | #N/A | #N/A | #N/A | #N/A | #N/A | #N/A | #N/A
FALSE | #N/A | #N/A | #N/A | #N/A | #N/A | #N/A | #N/A | #N/A | #N/A | #N/A |  |  |  | FALSE | #N/A | #N/A | #N/A | #N/A | #N/A | #N/A | #N/A | #N/A | #N/A | #N/A
FALSE | #N/A | #N/A | #N/A | #N/A | #N/A | #N/A | #N/A | #N/A | #N/A | #N/A |  |  |  | FALSE | #N/A | #N/A | #N/A | #N/A | #N/A | #N/A | #N/A | #N/A | #N/A | #N/A
FALSE | #N/A | #N/A | #N/A | #N/A | #N/A | #N/A | #N/A | #N/A | #N/A | #N/A |  |  |  | FALSE | #N/A | #N/A | #N/A | #N/A | #N/A | #N/A | #N/A | #N/A | #N/A | #N/A
FALSE | #N/A | #N/A | #N/A | #N/A | #N/A | #N/A | #N/A | #N/A | #N/A | #N/A |  |  |  | FALSE | #N/A | #N/A | #N/A | #N/A | #N/A | #N/A | #N/A | #N/A | #N/A | #N/A
FALSE | #N/A | #N/A | #N/A | #N/A | #N/A | #N/A | #N/A | #N/A | #N/A | #N/A |  |  |  | FALSE | #N/A | #N/A | #N/A | #N/A | #N/A | #N/A | #N/A | #N/A | #N/A | #N/A
FALSE | #N/A | #N/A | #N/A | #N/A | #N/A | #N/A | #N/A | #N/A | #N/A | #N/A |  |  |  | FALSE | #N/A | #N/A | #N/A | #N/A | #N/A | #N/A | #N/A | #N/A | #N/A | #N/A
FALSE | #N/A | #N/A | #N/A | #N/A | #N/A | #N/A | #N/A | #N/A | #N/A | #N/A |  |  |  | FALSE | #N/A | #N/A | #N/A | #N/A | #N/A | #N/A | #N/A | #N/A | #N/A | #N/A
FALSE | #N/A | #N/A | #N/A | #N/A | #N/A | #N/A | #N/A | #N/A | #N/A | #N/A |  |  |  | FALSE | #N/A | #N/A | #N/A | #N/A | #N/A | #N/A | #N/A | #N/A | #N/A | #N/A
FALSE | #N/A | #N/A | #N/A | #N/A | #N/A | #N/A | #N/A | #N/A | #N/A | #N/A |  |  |  | FALSE | #N/A | #N/A | #N/A | #N/A | #N/A | #N/A | #N/A | #N/A | #N/A | #N/A
FALSE | #N/A | #N/A | #N/A | #N/A | #N/A | #N/A | #N/A | #N/A | #N/A | #N/A |  |  |  | FALSE | #N/A | #N/A | #N/A | #N/A | #N/A | #N/A | #N/A | #N/A | #N/A | #N/A
FALSE | #N/A | #N/A | #N/A | #N/A | #N/A | #N/A | #N/A | #N/A | #N/A | #N/A |  |  |  | FALSE | #N/A | #N/A | #N/A | #N/A | #N/A | #N/A | #N/A | #N/A | #N/A | #N/A
FALSE | #N/A | #N/A | #N/A | #N/A | #N/A | #N/A | #N/A | #N/A | #N/A | #N/A |  |  |  | FALSE | #N/A | #N/A | #N/A | #N/A | #N/A | #N/A | #N/A | #N/A | #N/A | #N/A
FALSE | #N/A | #N/A | #N/A | #N/A | #N/A | #N/A | #N/A | #N/A | #N/A | #N/A |  |  |  | FALSE | #N/A | #N/A | #N/A | #N/A | #N/A | #N/A | #N/A | #N/A | #N/A | #N/A
FALSE | #N/A | #N/A | #N/A | #N/A | #N/A | #N/A | #N/A | #N/A | #N/A | #N/A |  |  |  | FALSE | #N/A | #N/A | #N/A | #N/A | #N/A | #N/A | #N/A | #N/A | #N/A | #N/A
FALSE | #N/A | #N/A | #N/A | #N/A | #N/A | #N/A | #N/A | #N/A | #N/A | #N/A |  |  |  | FALSE | #N/A | #N/A | #N/A | #N/A | #N/A | #N/A | #N/A | #N/A | #N/A | #N/A
FALSE | #N/A | #N/A | #N/A | #N/A | #N/A | #N/A | #N/A | #N/A | #N/A | #N/A |  |  |  | FALSE | #N/A | #N/A | #N/A | #N/A | #N/A | #N/A | #N/A | #N/A | #N/A | #N/A
FALSE | #N/A | #N/A | #N/A | #N/A | #N/A | #N/A | #N/A | #N/A | #N/A | #N/A |  |  |  | FALSE | #N/A | #N/A | #N/A | #N/A | #N/A | #N/A | #N/A | #N/A | #N/A | #N/A
FALSE | #N/A | #N/A | #N/A | #N/A | #N/A | #N/A | #N/A | #N/A | #N/A | #N/A |  |  |  | FALSE | #N/A | #N/A | #N/A | #N/A | #N/A | #N/A | #N/A | #N/A | #N/A | #N/A
FALSE | #N/A | #N/A | #N/A | #N/A | #N/A | #N/A | #N/A | #N/A | #N/A | #N/A |  |  |  | FALSE | #N/A | #N/A | #N/A | #N/A | #N/A | #N/A | #N/A | #N/A | #N/A | #N/A
FALSE | #N/A | #N/A | #N/A | #N/A | #N/A | #N/A | #N/A | #N/A | #N/A | #N/A |  |  |  | FALSE | #N/A | #N/A | #N/A | #N/A | #N/A | #N/A | #N/A | #N/A | #N/A | #N/A
FALSE | #N/A | #N/A | #N/A | #N/A | #N/A | #N/A | #N/A | #N/A | #N/A | #N/A |  |  |  | FALSE | #N/A | #N/A | #N/A | #N/A | #N/A | #N/A | #N/A | #N/A | #N/A | #N/A
FALSE | #N/A | #N/A | #N/A | #N/A | #N/A | #N/A | #N/A | #N/A | #N/A | #N/A |  |  |  | FALSE | #N/A | #N/A | #N/A | #N/A | #N/A | #N/A | #N/A | #N/A | #N/A | #N/A
FALSE | #N/A | #N/A | #N/A | #N/A | #N/A | #N/A | #N/A | #N/A | #N/A | #N/A |  |  |  | FALSE | #N/A | #N/A | #N/A | #N/A | #N/A | #N/A | #N/A | #N/A | #N/A | #N/A
FALSE | #N/A | #N/A | #N/A | #N/A | #N/A | #N/A | #N/A | #N/A | #N/A | #N/A |  |  |  | FALSE | #N/A | #N/A | #N/A | #N/A | #N/A | #N/A | #N/A | #N/A | #N/A | #N/A
FALSE | #N/A | #N/A | #N/A | #N/A | #N/A | #N/A | #N/A | #N/A | #N/A | #N/A |  |  |  | FALSE | #N/A | #N/A | #N/A | #N/A | #N/A | #N/A | #N/A | #N/A | #N/A | #N/A
FALSE | #N/A | #N/A | #N/A | #N/A | #N/A | #N/A | #N/A | #N/A | #N/A | #N/A |  |  |  | FALSE | #N/A | #N/A | #N/A | #N/A | #N/A | #N/A | #N/A | #N/A | #N/A | #N/A
FALSE | #N/A | #N/A | #N/A | #N/A | #N/A | #N/A | #N/A | #N/A | #N/A | #N/A |  |  |  | FALSE | #N/A | #N/A | #N/A | #N/A | #N/A | #N/A | #N/A | #N/A | #N/A | #N/A
FALSE | #N/A | #N/A | #N/A | #N/A | #N/A | #N/A | #N/A | #N/A | #N/A | #N/A |  |  |  | FALSE | #N/A | #N/A | #N/A | #N/A | #N/A | #N/A | #N/A | #N/A | #N/A | #N/A
FALSE | #N/A | #N/A | #N/A | #N/A | #N/A | #N/A | #N/A | #N/A | #N/A | #N/A |  |  |  | FALSE | #N/A | #N/A | #N/A | #N/A | #N/A | #N/A | #N/A | #N/A | #N/A | #N/A
FALSE | #N/A | #N/A | #N/A | #N/A | #N/A | #N/A | #N/A | #N/A | #N/A | #N/A |  |  |  | FALSE | #N/A | #N/A | #N/A | #N/A | #N/A | #N/A | #N/A | #N/A | #N/A | #N/A
FALSE | #N/A | #N/A | #N/A | #N/A | #N/A | #N/A | #N/A | #N/A | #N/A | #N/A |  |  |  | FALSE | #N/A | #N/A | #N/A | #N/A | #N/A | #N/A | #N/A | #N/A | #N/A | #N/A
FALSE | #N/A | #N/A | #N/A | #N/A | #N/A | #N/A | #N/A | #N/A | #N/A | #N/A |  |  |  | FALSE | #N/A | #N/A | #N/A | #N/A | #N/A | #N/A | #N/A | #N/A | #N/A | #N/A
FALSE | #N/A | #N/A | #N/A | #N/A | #N/A | #N/A | #N/A | #N/A | #N/A | #N/A |  |  |  | FALSE | #N/A | #N/A | #N/A | #N/A | #N/A | #N/A | #N/A | #N/A | #N/A | #N/A
FALSE | #N/A | #N/A | #N/A | #N/A | #N/A | #N/A | #N/A | #N/A | #N/A | #N/A |  |  |  | FALSE | #N/A | #N/A | #N/A | #N/A | #N/A | #N/A | #N/A | #N/A | #N/A | #N/A
FALSE | #N/A | #N/A | #N/A | #N/A | #N/A | #N/A | #N/A | #N/A | #N/A | #N/A |  |  |  | FALSE | #N/A | #N/A | #N/A | #N/A | #N/A | #N/A | #N/A | #N/A | #N/A | #N/A
FALSE | #N/A | #N/A | #N/A | #N/A | #N/A | #N/A | #N/A | #N/A | #N/A | #N/A |  |  |  | FALSE | #N/A | #N/A | #N/A | #N/A | #N/A | #N/A | #N/A | #N/A | #N/A | #N/A
FALSE | #N/A | #N/A | #N/A | #N/A | #N/A | #N/A | #N/A | #N/A | #N/A | #N/A |  |  |  | FALSE | #N/A | #N/A | #N/A | #N/A | #N/A | #N/A | #N/A | #N/A | #N/A | #N/A
FALSE | #N/A | #N/A | #N/A | #N/A | #N/A | #N/A | #N/A | #N/A | #N/A | #N/A |  |  |  | FALSE | #N/A | #N/A | #N/A | #N/A | #N/A | #N/A | #N/A | #N/A | #N/A | #N/A
FALSE | #N/A | #N/A | #N/A | #N/A | #N/A | #N/A | #N/A | #N/A | #N/A | #N/A |  |  |  | FALSE | #N/A | #N/A | #N/A | #N/A | #N/A | #N/A | #N/A | #N/A | #N/A | #N/A
FALSE | #N/A | #N/A | #N/A | #N/A | #N/A | #N/A | #N/A | #N/A | #N/A | #N/A |  |  |  | FALSE | #N/A | #N/A | #N/A | #N/A | #N/A | #N/A | #N/A | #N/A | #N/A | #N/A
FALSE | #N/A | #N/A | #N/A | #N/A | #N/A | #N/A | #N/A | #N/A | #N/A | #N/A |  |  |  | FALSE | #N/A | #N/A | #N/A | #N/A | #N/A | #N/A | #N/A | #N/A | #N/A | #N/A
FALSE | #N/A | #N/A | #N/A | #N/A | #N/A | #N/A | #N/A | #N/A | #N/A | #N/A |  |  |  | FALSE | #N/A | #N/A | #N/A | #N/A | #N/A | #N/A | #N/A | #N/A | #N/A | #N/A
FALSE | #N/A | #N/A | #N/A | #N/A | #N/A | #N/A | #N/A | #N/A | #N/A | #N/A |  |  |  | FALSE | #N/A | #N/A | #N/A | #N/A | #N/A | #N/A | #N/A | #N/A | #N/A | #N/A
FALSE | #N/A | #N/A | #N/A | #N/A | #N/A | #N/A | #N/A | #N/A | #N/A | #N/A |  |  |  | FALSE | #N/A | #N/A | #N/A | #N/A | #N/A | #N/A | #N/A | #N/A | #N/A | #N/A
FALSE | #N/A | #N/A | #N/A | #N/A | #N/A | #N/A | #N/A | #N/A | #N/A | #N/A |  |  |  | FALSE | #N/A | #N/A | #N/A | #N/A | #N/A | #N/A | #N/A | #N/A | #N/A | #N/A
FALSE | #N/A | #N/A | #N/A | #N/A | #N/A | #N/A | #N/A | #N/A | #N/A | #N/A |  |  |  | FALSE | #N/A | #N/A | #N/A | #N/A | #N/A | #N/A | #N/A | #N/A | #N/A | #N/A
FALSE | #N/A | #N/A | #N/A | #N/A | #N/A | #N/A | #N/A | #N/A | #N/A | #N/A |  |  |  | FALSE | #N/A | #N/A | #N/A | #N/A | #N/A | #N/A | #N/A | #N/A | #N/A | #N/A
FALSE | #N/A | #N/A | #N/A | #N/A | #N/A | #N/A | #N/A | #N/A | #N/A | #N/A |  |  |  | FALSE | #N/A | #N/A | #N/A | #N/A | #N/A | #N/A | #N/A | #N/A | #N/A | #N/A
FALSE | #N/A | #N/A | #N/A | #N/A | #N/A | #N/A | #N/A | #N/A | #N/A | #N/A |  |  |  | FALSE | #N/A | #N/A | #N/A | #N/A | #N/A | #N/A | #N/A | #N/A | #N/A | #N/A
FALSE | #N/A | #N/A | #N/A | #N/A | #N/A | #N/A | #N/A | #N/A | #N/A | #N/A |  |  |  | FALSE | #N/A | #N/A | #N/A | #N/A | #N/A | #N/A | #N/A | #N/A | #N/A | #N/A
FALSE | #N/A | #N/A | #N/A | #N/A | #N/A | #N/A | #N/A | #N/A | #N/A | #N/A |  |  |  | FALSE | #N/A | #N/A | #N/A | #N/A | #N/A | #N/A | #N/A | #N/A | #N/A | #N/A
FALSE | #N/A | #N/A | #N/A | #N/A | #N/A | #N/A | #N/A | #N/A | #N/A | #N/A |  |  |  | FALSE | #N/A | #N/A | #N/A | #N/A | #N/A | #N/A | #N/A | #N/A | #N/A | #N/A
FALSE | #N/A | #N/A | #N/A | #N/A | #N/A | #N/A | #N/A | #N/A | #N/A | #N/A |  |  |  | FALSE | #N/A | #N/A | #N/A | #N/A | #N/A | #N/A | #N/A | #N/A | #N/A | #N/A
FALSE | #N/A | #N/A | #N/A | #N/A | #N/A | #N/A | #N/A | #N/A | #N/A | #N/A |  |  |  | FALSE | #N/A | #N/A | #N/A | #N/A | #N/A | #N/A | #N/A | #N/A | #N/A | #N/A
FALSE | #N/A | #N/A | #N/A | #N/A | #N/A | #N/A | #N/A | #N/A | #N/A | #N/A |  |  |  | FALSE | #N/A | #N/A | #N/A | #N/A | #N/A | #N/A | #N/A | #N/A | #N/A | #N/A
FALSE | #N/A | #N/A | #N/A | #N/A | #N/A | #N/A | #N/A | #N/A | #N/A | #N/A |  |  |  | FALSE | #N/A | #N/A | #N/A | #N/A | #N/A | #N/A | #N/A | #N/A | #N/A | #N/A
FALSE | #N/A | #N/A | #N/A | #N/A | #N/A | #N/A | #N/A | #N/A | #N/A | #N/A |  |  |  | FALSE | #N/A | #N/A | #N/A | #N/A | #N/A | #N/A | #N/A | #N/A | #N/A | #N/A
FALSE | #N/A | #N/A | #N/A | #N/A | #N/A | #N/A | #N/A | #N/A | #N/A | #N/A |  |  |  | FALSE | #N/A | #N/A | #N/A | #N/A | #N/A | #N/A | #N/A | #N/A | #N/A | #N/A
FALSE | #N/A | #N/A | #N/A | #N/A | #N/A | #N/A | #N/A | #N/A | #N/A | #N/A |  |  |  | FALSE | #N/A | #N/A | #N/A | #N/A | #N/A | #N/A | #N/A | #N/A | #N/A | #N/A
FALSE | #N/A | #N/A | #N/A | #N/A | #N/A | #N/A | #N/A | #N/A | #N/A | #N/A |  |  |  | FALSE | #N/A | #N/A | #N/A | #N/A | #N/A | #N/A | #N/A | #N/A | #N/A | #N/A
FALSE | #N/A | #N/A | #N/A | #N/A | #N/A | #N/A | #N/A | #N/A | #N/A | #N/A |  |  |  | FALSE | #N/A | #N/A | #N/A | #N/A | #N/A | #N/A | #N/A | #N/A | #N/A | #N/A
FALSE | #N/A | #N/A | #N/A | #N/A | #N/A | #N/A | #N/A | #N/A | #N/A | #N/A |  |  |  | FALSE | #N/A | #N/A | #N/A | #N/A | #N/A | #N/A | #N/A | #N/A | #N/A | #N/A
FALSE | #N/A | #N/A | #N/A | #N/A | #N/A | #N/A | #N/A | #N/A | #N/A | #N/A |  |  |  | FALSE | #N/A | #N/A | #N/A | #N/A | #N/A | #N/A | #N/A | #N/A | #N/A | #N/A
FALSE | #N/A | #N/A | #N/A | #N/A | #N/A | #N/A | #N/A | #N/A | #N/A | #N/A |  |  |  | FALSE | #N/A | #N/A | #N/A | #N/A | #N/A | #N/A | #N/A | #N/A | #N/A | #N/A
FALSE | #N/A | #N/A | #N/A | #N/A | #N/A | #N/A | #N/A | #N/A | #N/A | #N/A |  |  |  | FALSE | #N/A | #N/A | #N/A | #N/A | #N/A | #N/A | #N/A | #N/A | #N/A | #N/A
FALSE | #N/A | #N/A | #N/A | #N/A | #N/A | #N/A | #N/A | #N/A | #N/A | #N/A |  |  |  | FALSE | #N/A | #N/A | #N/A | #N/A | #N/A | #N/A | #N/A | #N/A | #N/A | #N/A
FALSE | #N/A | #N/A | #N/A | #N/A | #N/A | #N/A | #N/A | #N/A | #N/A | #N/A |  |  |  | FALSE | #N/A | #N/A | #N/A | #N/A | #N/A | #N/A | #N/A | #N/A | #N/A | #N/A
FALSE | #N/A | #N/A | #N/A | #N/A | #N/A | #N/A | #N/A | #N/A | #N/A | #N/A |  |  |  | FALSE | #N/A | #N/A | #N/A | #N/A | #N/A | #N/A | #N/A | #N/A | #N/A | #N/A
FALSE | #N/A | #N/A | #N/A | #N/A | #N/A | #N/A | #N/A | #N/A | #N/A | #N/A |  |  |  | FALSE | #N/A | #N/A | #N/A | #N/A | #N/A | #N/A | #N/A | #N/A | #N/A | #N/A
FALSE | #N/A | #N/A | #N/A | #N/A | #N/A | #N/A | #N/A | #N/A | #N/A | #N/A |  |  |  | FALSE | #N/A | #N/A | #N/A | #N/A | #N/A | #N/A | #N/A | #N/A | #N/A | #N/A
FALSE | #N/A | #N/A | #N/A | #N/A | #N/A | #N/A | #N/A | #N/A | #N/A | #N/A |  |  |  | FALSE | #N/A | #N/A | #N/A | #N/A | #N/A | #N/A | #N/A | #N/A | #N/A | #N/A
FALSE | #N/A | #N/A | #N/A | #N/A | #N/A | #N/A | #N/A | #N/A | #N/A | #N/A |  |  |  | FALSE | #N/A | #N/A | #N/A | #N/A | #N/A | #N/A | #N/A | #N/A | #N/A | #N/A
FALSE | #N/A | #N/A | #N/A | #N/A | #N/A | #N/A | #N/A | #N/A | #N/A | #N/A |  |  |  | FALSE | #N/A | #N/A | #N/A | #N/A | #N/A | #N/A | #N/A | #N/A | #N/A | #N/A
FALSE | #N/A | #N/A | #N/A | #N/A | #N/A | #N/A | #N/A | #N/A | #N/A | #N/A |  |  |  | FALSE | #N/A | #N/A | #N/A | #N/A | #N/A | #N/A | #N/A | #N/A | #N/A | #N/A
FALSE | #N/A | #N/A | #N/A | #N/A | #N/A | #N/A | #N/A | #N/A | #N/A | #N/A |  |  |  | FALSE | #N/A | #N/A | #N/A | #N/A | #N/A | #N/A | #N/A | #N/A | #N/A | #N/A
FALSE | #N/A | #N/A | #N/A | #N/A | #N/A | #N/A | #N/A | #N/A | #N/A | #N/A |  |  |  | FALSE | #N/A | #N/A | #N/A | #N/A | #N/A | #N/A | #N/A | #N/A | #N/A | #N/A
FALSE | #N/A | #N/A | #N/A | #N/A | #N/A | #N/A | #N/A | #N/A | #N/A | #N/A |  |  |  | FALSE | #N/A | #N/A | #N/A | #N/A | #N/A | #N/A | #N/A | #N/A | #N/A | #N/A
FALSE | #N/A | #N/A | #N/A | #N/A | #N/A | #N/A | #N/A | #N/A | #N/A | #N/A |  |  |  | FALSE | #N/A | #N/A | #N/A | #N/A | #N/A | #N/A | #N/A | #N/A | #N/A | #N/A
FALSE | #N/A | #N/A | #N/A | #N/A | #N/A | #N/A | #N/A | #N/A | #N/A | #N/A |  |  |  | FALSE | #N/A | #N/A | #N/A | #N/A | #N/A | #N/A | #N/A | #N/A | #N/A | #N/A
FALSE | #N/A | #N/A | #N/A | #N/A | #N/A | #N/A | #N/A | #N/A | #N/A | #N/A |  |  |  | FALSE | #N/A | #N/A | #N/A | #N/A | #N/A | #N/A | #N/A | #N/A | #N/A | #N/A
FALSE | #N/A | #N/A | #N/A | #N/A | #N/A | #N/A | #N/A | #N/A | #N/A | #N/A |  |  |  | FALSE | #N/A | #N/A | #N/A | #N/A | #N/A | #N/A | #N/A | #N/A | #N/A | #N/A
FALSE | #N/A | #N/A | #N/A | #N/A | #N/A | #N/A | #N/A | #N/A | #N/A | #N/A |  |  |  | FALSE | #N/A | #N/A | #N/A | #N/A | #N/A | #N/A | #N/A | #N/A | #N/A | #N/A
FALSE | #N/A | #N/A | #N/A | #N/A | #N/A | #N/A | #N/A | #N/A | #N/A | #N/A |  |  |  | FALSE | #N/A | #N/A | #N/A | #N/A | #N/A | #N/A | #N/A | #N/A | #N/A | #N/A
FALSE | #N/A | #N/A | #N/A | #N/A | #N/A | #N/A | #N/A | #N/A | #N/A | #N/A |  |  |  | FALSE | #N/A | #N/A | #N/A | #N/A | #N/A | #N/A | #N/A | #N/A | #N/A | #N/A
FALSE | #N/A | #N/A | #N/A | #N/A | #N/A | #N/A | #N/A | #N/A | #N/A | #N/A |  |  |  | FALSE | #N/A | #N/A | #N/A | #N/A | #N/A | #N/A | #N/A | #N/A | #N/A | #N/A
FALSE | #N/A | #N/A | #N/A | #N/A | #N/A | #N/A | #N/A | #N/A | #N/A | #N/A |  |  |  | FALSE | #N/A | #N/A | #N/A | #N/A | #N/A | #N/A | #N/A | #N/A | #N/A | #N/A
FALSE | #N/A | #N/A | #N/A | #N/A | #N/A | #N/A | #N/A | #N/A | #N/A | #N/A |  |  |  | FALSE | #N/A | #N/A | #N/A | #N/A | #N/A | #N/A | #N/A | #N/A | #N/A | #N/A
FALSE | #N/A | #N/A | #N/A | #N/A | #N/A | #N/A | #N/A | #N/A | #N/A | #N/A |  |  |  | FALSE | #N/A | #N/A | #N/A | #N/A | #N/A | #N/A | #N/A | #N/A | #N/A | #N/A
FALSE | #N/A | #N/A | #N/A | #N/A | #N/A | #N/A | #N/A | #N/A | #N/A | #N/A |  |  |  | FALSE | #N/A | #N/A | #N/A | #N/A | #N/A | #N/A | #N/A | #N/A | #N/A | #N/A
FALSE | #N/A | #N/A | #N/A | #N/A | #N/A | #N/A | #N/A | #N/A | #N/A | #N/A |  |  |  | FALSE | #N/A | #N/A | #N/A | #N/A | #N/A | #N/A | #N/A | #N/A | #N/A | #N/A
FALSE | #N/A | #N/A | #N/A | #N/A | #N/A | #N/A | #N/A | #N/A | #N/A | #N/A |  |  |  | FALSE | #N/A | #N/A | #N/A | #N/A | #N/A | #N/A | #N/A | #N/A | #N/A | #N/A
FALSE | #N/A | #N/A | #N/A | #N/A | #N/A | #N/A | #N/A | #N/A | #N/A | #N/A |  |  |  | FALSE | #N/A | #N/A | #N/A | #N/A | #N/A | #N/A | #N/A | #N/A | #N/A | #N/A
FALSE | #N/A | #N/A | #N/A | #N/A | #N/A | #N/A | #N/A | #N/A | #N/A | #N/A |  |  |  | FALSE | #N/A | #N/A | #N/A | #N/A | #N/A | #N/A | #N/A | #N/A | #N/A | #N/A
FALSE | #N/A | #N/A | #N/A | #N/A | #N/A | #N/A | #N/A | #N/A | #N/A | #N/A |  |  |  | FALSE | #N/A | #N/A | #N/A | #N/A | #N/A | #N/A | #N/A | #N/A | #N/A | #N/A
FALSE | #N/A | #N/A | #N/A | #N/A | #N/A | #N/A | #N/A | #N/A | #N/A | #N/A |  |  |  | FALSE | #N/A | #N/A | #N/A | #N/A | #N/A | #N/A | #N/A | #N/A | #N/A | #N/A
FALSE | #N/A | #N/A | #N/A | #N/A | #N/A | #N/A | #N/A | #N/A | #N/A | #N/A |  |  |  | FALSE | #N/A | #N/A | #N/A | #N/A | #N/A | #N/A | #N/A | #N/A | #N/A | #N/A
FALSE | #N/A | #N/A | #N/A | #N/A | #N/A | #N/A | #N/A | #N/A | #N/A | #N/A |  |  |  | FALSE | #N/A | #N/A | #N/A | #N/A | #N/A | #N/A | #N/A | #N/A | #N/A | #N/A
FALSE | #N/A | #N/A | #N/A | #N/A | #N/A | #N/A | #N/A | #N/A | #N/A | #N/A |  |  |  | FALSE | #N/A | #N/A | #N/A | #N/A | #N/A | #N/A | #N/A | #N/A | #N/A | #N/A
FALSE | #N/A | #N/A | #N/A | #N/A | #N/A | #N/A | #N/A | #N/A | #N/A | #N/A |  |  |  | FALSE | #N/A | #N/A | #N/A | #N/A | #N/A | #N/A | #N/A | #N/A | #N/A | #N/A
FALSE | #N/A | #N/A | #N/A | #N/A | #N/A | #N/A | #N/A | #N/A | #N/A | #N/A |  |  |  | FALSE | #N/A | #N/A | #N/A | #N/A | #N/A | #N/A | #N/A | #N/A | #N/A | #N/A
FALSE | #N/A | #N/A | #N/A | #N/A | #N/A | #N/A | #N/A | #N/A | #N/A | #N/A |  |  |  | FALSE | #N/A | #N/A | #N/A | #N/A | #N/A | #N/A | #N/A | #N/A | #N/A | #N/A
FALSE | #N/A | #N/A | #N/A | #N/A | #N/A | #N/A | #N/A | #N/A | #N/A | #N/A |  |  |  | FALSE | #N/A | #N/A | #N/A | #N/A | #N/A | #N/A | #N/A | #N/A | #N/A | #N/A
FALSE | #N/A | #N/A | #N/A | #N/A | #N/A | #N/A | #N/A | #N/A | #N/A | #N/A |  |  |  | FALSE | #N/A | #N/A | #N/A | #N/A | #N/A | #N/A | #N/A | #N/A | #N/A | #N/A
FALSE | #N/A | #N/A | #N/A | #N/A | #N/A | #N/A | #N/A | #N/A | #N/A | #N/A |  |  |  | FALSE | #N/A | #N/A | #N/A | #N/A | #N/A | #N/A | #N/A | #N/A | #N/A | #N/A
FALSE | #N/A | #N/A | #N/A | #N/A | #N/A | #N/A | #N/A | #N/A | #N/A | #N/A |  |  |  | FALSE | #N/A | #N/A | #N/A | #N/A | #N/A | #N/A | #N/A | #N/A | #N/A | #N/A
FALSE | #N/A | #N/A | #N/A | #N/A | #N/A | #N/A | #N/A | #N/A | #N/A | #N/A |  |  |  | FALSE | #N/A | #N/A | #N/A | #N/A | #N/A | #N/A | #N/A | #N/A | #N/A | #N/A
FALSE | #N/A | #N/A | #N/A | #N/A | #N/A | #N/A | #N/A | #N/A | #N/A | #N/A |  |  |  | FALSE | #N/A | #N/A | #N/A | #N/A | #N/A | #N/A | #N/A | #N/A | #N/A | #N/A
FALSE | #N/A | #N/A | #N/A | #N/A | #N/A | #N/A | #N/A | #N/A | #N/A | #N/A |  |  |  | FALSE | #N/A | #N/A | #N/A | #N/A | #N/A | #N/A | #N/A | #N/A | #N/A | #N/A
FALSE | #N/A | #N/A | #N/A | #N/A | #N/A | #N/A | #N/A | #N/A | #N/A | #N/A |  |  |  | FALSE | #N/A | #N/A | #N/A | #N/A | #N/A | #N/A | #N/A | #N/A | #N/A | #N/A
FALSE | #N/A | #N/A | #N/A | #N/A | #N/A | #N/A | #N/A | #N/A | #N/A | #N/A |  |  |  | FALSE | #N/A | #N/A | #N/A | #N/A | #N/A | #N/A | #N/A | #N/A | #N/A | #N/A
FALSE | #N/A | #N/A | #N/A | #N/A | #N/A | #N/A | #N/A | #N/A | #N/A | #N/A |  |  |  | FALSE | #N/A | #N/A | #N/A | #N/A | #N/A | #N/A | #N/A | #N/A | #N/A | #N/A
FALSE | #N/A | #N/A | #N/A | #N/A | #N/A | #N/A | #N/A | #N/A | #N/A | #N/A |  |  |  | FALSE | #N/A | #N/A | #N/A | #N/A | #N/A | #N/A | #N/A | #N/A | #N/A | #N/A
FALSE | #N/A | #N/A | #N/A | #N/A | #N/A | #N/A | #N/A | #N/A | #N/A | #N/A |  |  |  | FALSE | #N/A | #N/A | #N/A | #N/A | #N/A | #N/A | #N/A | #N/A | #N/A | #N/A
FALSE | #N/A | #N/A | #N/A | #N/A | #N/A | #N/A | #N/A | #N/A | #N/A | #N/A |  |  |  | FALSE | #N/A | #N/A | #N/A | #N/A | #N/A | #N/A | #N/A | #N/A | #N/A | #N/A
FALSE | #N/A | #N/A | #N/A | #N/A | #N/A | #N/A | #N/A | #N/A | #N/A | #N/A |  |  |  | FALSE | #N/A | #N/A | #N/A | #N/A | #N/A | #N/A | #N/A | #N/A | #N/A | #N/A
FALSE | #N/A | #N/A | #N/A | #N/A | #N/A | #N/A | #N/A | #N/A | #N/A | #N/A |  |  |  | FALSE | #N/A | #N/A | #N/A | #N/A | #N/A | #N/A | #N/A | #N/A | #N/A | #N/A
FALSE | #N/A | #N/A | #N/A | #N/A | #N/A | #N/A | #N/A | #N/A | #N/A | #N/A |  |  |  | FALSE | #N/A | #N/A | #N/A | #N/A | #N/A | #N/A | #N/A | #N/A | #N/A | #N/A
FALSE | #N/A | #N/A | #N/A | #N/A | #N/A | #N/A | #N/A | #N/A | #N/A | #N/A |  |  |  | FALSE | #N/A | #N/A | #N/A | #N/A | #N/A | #N/A | #N/A | #N/A | #N/A | #N/A
FALSE | #N/A | #N/A | #N/A | #N/A | #N/A | #N/A | #N/A | #N/A | #N/A | #N/A |  |  |  | FALSE | #N/A | #N/A | #N/A | #N/A | #N/A | #N/A | #N/A | #N/A | #N/A | #N/A
FALSE | #N/A | #N/A | #N/A | #N/A | #N/A | #N/A | #N/A | #N/A | #N/A | #N/A |  |  |  | FALSE | #N/A | #N/A | #N/A | #N/A | #N/A | #N/A | #N/A | #N/A | #N/A | #N/A
FALSE | #N/A | #N/A | #N/A | #N/A | #N/A | #N/A | #N/A | #N/A | #N/A | #N/A |  |  |  | FALSE | #N/A | #N/A | #N/A | #N/A | #N/A | #N/A | #N/A | #N/A | #N/A | #N/A
FALSE | #N/A | #N/A | #N/A | #N/A | #N/A | #N/A | #N/A | #N/A | #N/A | #N/A |  |  |  | FALSE | #N/A | #N/A | #N/A | #N/A | #N/A | #N/A | #N/A | #N/A | #N/A | #N/A
FALSE | #N/A | #N/A | #N/A | #N/A | #N/A | #N/A | #N/A | #N/A | #N/A | #N/A |  |  |  | FALSE | #N/A | #N/A | #N/A | #N/A | #N/A | #N/A | #N/A | #N/A | #N/A | #N/A
FALSE | #N/A | #N/A | #N/A | #N/A | #N/A | #N/A | #N/A | #N/A | #N/A | #N/A |  |  |  | FALSE | #N/A | #N/A | #N/A | #N/A | #N/A | #N/A | #N/A | #N/A | #N/A | #N/A
FALSE | #N/A | #N/A | #N/A | #N/A | #N/A | #N/A | #N/A | #N/A | #N/A | #N/A |  |  |  | FALSE | #N/A | #N/A | #N/A | #N/A | #N/A | #N/A | #N/A | #N/A | #N/A | #N/A
FALSE | #N/A | #N/A | #N/A | #N/A | #N/A | #N/A | #N/A | #N/A | #N/A | #N/A |  |  |  | FALSE | #N/A | #N/A | #N/A | #N/A | #N/A | #N/A | #N/A | #N/A | #N/A | #N/A
FALSE | #N/A | #N/A | #N/A | #N/A | #N/A | #N/A | #N/A | #N/A | #N/A | #N/A |  |  |  | FALSE | #N/A | #N/A | #N/A | #N/A | #N/A | #N/A | #N/A | #N/A | #N/A | #N/A
FALSE | #N/A | #N/A | #N/A | #N/A | #N/A | #N/A | #N/A | #N/A | #N/A | #N/A |  |  |  | FALSE | #N/A | #N/A | #N/A | #N/A | #N/A | #N/A | #N/A | #N/A | #N/A | #N/A
FALSE | #N/A | #N/A | #N/A | #N/A | #N/A | #N/A | #N/A | #N/A | #N/A | #N/A |  |  |  | FALSE | #N/A | #N/A | #N/A | #N/A | #N/A | #N/A | #N/A | #N/A | #N/A | #N/A
FALSE | #N/A | #N/A | #N/A | #N/A | #N/A | #N/A | #N/A | #N/A | #N/A | #N/A |  |  |  | FALSE | #N/A | #N/A | #N/A | #N/A | #N/A | #N/A | #N/A | #N/A | #N/A | #N/A
FALSE | #N/A | #N/A | #N/A | #N/A | #N/A | #N/A | #N/A | #N/A | #N/A | #N/A |  |  |  | FALSE | #N/A | #N/A | #N/A | #N/A | #N/A | #N/A | #N/A | #N/A | #N/A | #N/A
FALSE | #N/A | #N/A | #N/A | #N/A | #N/A | #N/A | #N/A | #N/A | #N/A | #N/A |  |  |  | FALSE | #N/A | #N/A | #N/A | #N/A | #N/A | #N/A | #N/A | #N/A | #N/A | #N/A
FALSE | #N/A | #N/A | #N/A | #N/A | #N/A | #N/A | #N/A | #N/A | #N/A | #N/A |  |  |  | FALSE | #N/A | #N/A | #N/A | #N/A | #N/A | #N/A | #N/A | #N/A | #N/A | #N/A
FALSE | #N/A | #N/A | #N/A | #N/A | #N/A | #N/A | #N/A | #N/A | #N/A | #N/A |  |  |  | FALSE | #N/A | #N/A | #N/A | #N/A | #N/A | #N/A | #N/A | #N/A | #N/A | #N/A
FALSE | #N/A | #N/A | #N/A | #N/A | #N/A | #N/A | #N/A | #N/A | #N/A | #N/A |  |  |  | FALSE | #N/A | #N/A | #N/A | #N/A | #N/A | #N/A | #N/A | #N/A | #N/A | #N/A
FALSE | #N/A | #N/A | #N/A | #N/A | #N/A | #N/A | #N/A | #N/A | #N/A | #N/A |  |  |  | FALSE | #N/A | #N/A | #N/A | #N/A | #N/A | #N/A | #N/A | #N/A | #N/A | #N/A
FALSE | #N/A | #N/A | #N/A | #N/A | #N/A | #N/A | #N/A | #N/A | #N/A | #N/A |  |  |  | FALSE | #N/A | #N/A | #N/A | #N/A | #N/A | #N/A | #N/A | #N/A | #N/A | #N/A
FALSE | #N/A | #N/A | #N/A | #N/A | #N/A | #N/A | #N/A | #N/A | #N/A | #N/A |  |  |  | FALSE | #N/A | #N/A | #N/A | #N/A | #N/A | #N/A | #N/A | #N/A | #N/A | #N/A
FALSE | #N/A | #N/A | #N/A | #N/A | #N/A | #N/A | #N/A | #N/A | #N/A | #N/A |  |  |  | FALSE | #N/A | #N/A | #N/A | #N/A | #N/A | #N/A | #N/A | #N/A | #N/A | #N/A
FALSE | #N/A | #N/A | #N/A | #N/A | #N/A | #N/A | #N/A | #N/A | #N/A | #N/A |  |  |  | FALSE | #N/A | #N/A | #N/A | #N/A | #N/A | #N/A | #N/A | #N/A | #N/A | #N/A
FALSE | #N/A | #N/A | #N/A | #N/A | #N/A | #N/A | #N/A | #N/A | #N/A | #N/A |  |  |  | FALSE | #N/A | #N/A | #N/A | #N/A | #N/A | #N/A | #N/A | #N/A | #N/A | #N/A
FALSE | #N/A | #N/A | #N/A | #N/A | #N/A | #N/A | #N/A | #N/A | #N/A | #N/A |  |  |  | FALSE | #N/A | #N/A | #N/A | #N/A | #N/A | #N/A | #N/A | #N/A | #N/A | #N/A
FALSE | #N/A | #N/A | #N/A | #N/A | #N/A | #N/A | #N/A | #N/A | #N/A | #N/A |  |  |  | FALSE | #N/A | #N/A | #N/A | #N/A | #N/A | #N/A | #N/A | #N/A | #N/A | #N/A
FALSE | #N/A | #N/A | #N/A | #N/A | #N/A | #N/A | #N/A | #N/A | #N/A | #N/A |  |  |  | FALSE | #N/A | #N/A | #N/A | #N/A | #N/A | #N/A | #N/A | #N/A | #N/A | #N/A
FALSE | #N/A | #N/A | #N/A | #N/A | #N/A | #N/A | #N/A | #N/A | #N/A | #N/A |  |  |  | FALSE | #N/A | #N/A | #N/A | #N/A | #N/A | #N/A | #N/A | #N/A | #N/A | #N/A
FALSE | #N/A | #N/A | #N/A | #N/A | #N/A | #N/A | #N/A | #N/A | #N/A | #N/A |  |  |  | FALSE | #N/A | #N/A | #N/A | #N/A | #N/A | #N/A | #N/A | #N/A | #N/A | #N/A
FALSE | #N/A | #N/A | #N/A | #N/A | #N/A | #N/A | #N/A | #N/A | #N/A | #N/A |  |  |  | FALSE | #N/A | #N/A | #N/A | #N/A | #N/A | #N/A | #N/A | #N/A | #N/A | #N/A
FALSE | #N/A | #N/A | #N/A | #N/A | #N/A | #N/A | #N/A | #N/A | #N/A | #N/A |  |  |  | FALSE | #N/A | #N/A | #N/A | #N/A | #N/A | #N/A | #N/A | #N/A | #N/A | #N/A
FALSE | #N/A | #N/A | #N/A | #N/A | #N/A | #N/A | #N/A | #N/A | #N/A | #N/A |  |  |  | FALSE | #N/A | #N/A | #N/A | #N/A | #N/A | #N/A | #N/A | #N/A | #N/A | #N/A
FALSE | #N/A | #N/A | #N/A | #N/A | #N/A | #N/A | #N/A | #N/A | #N/A | #N/A |  |  |  | FALSE | #N/A | #N/A | #N/A | #N/A | #N/A | #N/A | #N/A | #N/A | #N/A | #N/A
FALSE | #N/A | #N/A | #N/A | #N/A | #N/A | #N/A | #N/A | #N/A | #N/A | #N/A |  |  |  | FALSE | #N/A | #N/A | #N/A | #N/A | #N/A | #N/A | #N/A | #N/A | #N/A | #N/A
FALSE | #N/A | #N/A | #N/A | #N/A | #N/A | #N/A | #N/A | #N/A | #N/A | #N/A |  |  |  | FALSE | #N/A | #N/A | #N/A | #N/A | #N/A | #N/A | #N/A | #N/A | #N/A | #N/A
FALSE | #N/A | #N/A | #N/A | #N/A | #N/A | #N/A | #N/A | #N/A | #N/A | #N/A |  |  |  | FALSE | #N/A | #N/A | #N/A | #N/A | #N/A | #N/A | #N/A | #N/A | #N/A | #N/A
FALSE | #N/A | #N/A | #N/A | #N/A | #N/A | #N/A | #N/A | #N/A | #N/A | #N/A |  |  |  | FALSE | #N/A | #N/A | #N/A | #N/A | #N/A | #N/A | #N/A | #N/A | #N/A | #N/A
FALSE | #N/A | #N/A | #N/A | #N/A | #N/A | #N/A | #N/A | #N/A | #N/A | #N/A |  |  |  | FALSE | #N/A | #N/A | #N/A | #N/A | #N/A | #N/A | #N/A | #N/A | #N/A | #N/A
FALSE | #N/A | #N/A | #N/A | #N/A | #N/A | #N/A | #N/A | #N/A | #N/A | #N/A |  |  |  | FALSE | #N/A | #N/A | #N/A | #N/A | #N/A | #N/A | #N/A | #N/A | #N/A | #N/A
FALSE | #N/A | #N/A | #N/A | #N/A | #N/A | #N/A | #N/A | #N/A | #N/A | #N/A |  |  |  | FALSE | #N/A | #N/A | #N/A | #N/A | #N/A | #N/A | #N/A | #N/A | #N/A | #N/A
FALSE | #N/A | #N/A | #N/A | #N/A | #N/A | #N/A | #N/A | #N/A | #N/A | #N/A |  |  |  | FALSE | #N/A | #N/A | #N/A | #N/A | #N/A | #N/A | #N/A | #N/A | #N/A | #N/A
FALSE | #N/A | #N/A | #N/A | #N/A | #N/A | #N/A | #N/A | #N/A | #N/A | #N/A |  |  |  | FALSE | #N/A | #N/A | #N/A | #N/A | #N/A | #N/A | #N/A | #N/A | #N/A | #N/A
FALSE | #N/A | #N/A | #N/A | #N/A | #N/A | #N/A | #N/A | #N/A | #N/A | #N/A |  |  |  | FALSE | #N/A | #N/A | #N/A | #N/A | #N/A | #N/A | #N/A | #N/A | #N/A | #N/A
FALSE | #N/A | #N/A | #N/A | #N/A | #N/A | #N/A | #N/A | #N/A | #N/A | #N/A |  |  |  | FALSE | #N/A | #N/A | #N/A | #N/A | #N/A | #N/A | #N/A | #N/A | #N/A | #N/A
FALSE | #N/A | #N/A | #N/A | #N/A | #N/A | #N/A | #N/A | #N/A | #N/A | #N/A |  |  |  | FALSE | #N/A | #N/A | #N/A | #N/A | #N/A | #N/A | #N/A | #N/A | #N/A | #N/A
FALSE | #N/A | #N/A | #N/A | #N/A | #N/A | #N/A | #N/A | #N/A | #N/A | #N/A |  |  |  | FALSE | #N/A | #N/A | #N/A | #N/A | #N/A | #N/A | #N/A | #N/A | #N/A | #N/A
FALSE | #N/A | #N/A | #N/A | #N/A | #N/A | #N/A | #N/A | #N/A | #N/A | #N/A |  |  |  | FALSE | #N/A | #N/A | #N/A | #N/A | #N/A | #N/A | #N/A | #N/A | #N/A | #N/A
FALSE | #N/A | #N/A | #N/A | #N/A | #N/A | #N/A | #N/A | #N/A | #N/A | #N/A |  |  |  | FALSE | #N/A | #N/A | #N/A | #N/A | #N/A | #N/A | #N/A | #N/A | #N/A | #N/A
FALSE | #N/A | #N/A | #N/A | #N/A | #N/A | #N/A | #N/A | #N/A | #N/A | #N/A |  |  |  | FALSE | #N/A | #N/A | #N/A | #N/A | #N/A | #N/A | #N/A | #N/A | #N/A | #N/A
FALSE | #N/A | #N/A | #N/A | #N/A | #N/A | #N/A | #N/A | #N/A | #N/A | #N/A |  |  |  | FALSE | #N/A | #N/A | #N/A | #N/A | #N/A | #N/A | #N/A | #N/A | #N/A | #N/A
FALSE | #N/A | #N/A | #N/A | #N/A | #N/A | #N/A | #N/A | #N/A | #N/A | #N/A |  |  |  | FALSE | #N/A | #N/A | #N/A | #N/A | #N/A | #N/A | #N/A | #N/A | #N/A | #N/A
FALSE | #N/A | #N/A | #N/A | #N/A | #N/A | #N/A | #N/A | #N/A | #N/A | #N/A |  |  |  | FALSE | #N/A | #N/A | #N/A | #N/A | #N/A | #N/A | #N/A | #N/A | #N/A | #N/A
FALSE | #N/A | #N/A | #N/A | #N/A | #N/A | #N/A | #N/A | #N/A | #N/A | #N/A |  |  |  | FALSE | #N/A | #N/A | #N/A | #N/A | #N/A | #N/A | #N/A | #N/A | #N/A | #N/A
FALSE | #N/A | #N/A | #N/A | #N/A | #N/A | #N/A | #N/A | #N/A | #N/A | #N/A |  |  |  | FALSE | #N/A | #N/A | #N/A | #N/A | #N/A | #N/A | #N/A | #N/A | #N/A | #N/A
FALSE | #N/A | #N/A | #N/A | #N/A | #N/A | #N/A | #N/A | #N/A | #N/A | #N/A |  |  |  | FALSE | #N/A | #N/A | #N/A | #N/A | #N/A | #N/A | #N/A | #N/A | #N/A | #N/A
FALSE | #N/A | #N/A | #N/A | #N/A | #N/A | #N/A | #N/A | #N/A | #N/A | #N/A |  |  |  | FALSE | #N/A | #N/A | #N/A | #N/A | #N/A | #N/A | #N/A | #N/A | #N/A | #N/A
FALSE | #N/A | #N/A | #N/A | #N/A | #N/A | #N/A | #N/A | #N/A | #N/A | #N/A |  |  |  | FALSE | #N/A | #N/A | #N/A | #N/A | #N/A | #N/A | #N/A | #N/A | #N/A | #N/A
FALSE | #N/A | #N/A | #N/A | #N/A | #N/A | #N/A | #N/A | #N/A | #N/A | #N/A |  |  |  | FALSE | #N/A | #N/A | #N/A | #N/A | #N/A | #N/A | #N/A | #N/A | #N/A | #N/A
FALSE | #N/A | #N/A | #N/A | #N/A | #N/A | #N/A | #N/A | #N/A | #N/A | #N/A |  |  |  | FALSE | #N/A | #N/A | #N/A | #N/A | #N/A | #N/A | #N/A | #N/A | #N/A | #N/A
FALSE | #N/A | #N/A | #N/A | #N/A | #N/A | #N/A | #N/A | #N/A | #N/A | #N/A |  |  |  | FALSE | #N/A | #N/A | #N/A | #N/A | #N/A | #N/A | #N/A | #N/A | #N/A | #N/A
FALSE | #N/A | #N/A | #N/A | #N/A | #N/A | #N/A | #N/A | #N/A | #N/A | #N/A |  |  |  | FALSE | #N/A | #N/A | #N/A | #N/A | #N/A | #N/A | #N/A | #N/A | #N/A | #N/A
FALSE | #N/A | #N/A | #N/A | #N/A | #N/A | #N/A | #N/A | #N/A | #N/A | #N/A |  |  |  | FALSE | #N/A | #N/A | #N/A | #N/A | #N/A | #N/A | #N/A | #N/A | #N/A | #N/A
FALSE | #N/A | #N/A | #N/A | #N/A | #N/A | #N/A | #N/A | #N/A | #N/A | #N/A |  |  |  | FALSE | #N/A | #N/A | #N/A | #N/A | #N/A | #N/A | #N/A | #N/A | #N/A | #N/A
FALSE | #N/A | #N/A | #N/A | #N/A | #N/A | #N/A | #N/A | #N/A | #N/A | #N/A |  |  |  | FALSE | #N/A | #N/A | #N/A | #N/A | #N/A | #N/A | #N/A | #N/A | #N/A | #N/A
FALSE | #N/A | #N/A | #N/A | #N/A | #N/A | #N/A | #N/A | #N/A | #N/A | #N/A |  |  |  | FALSE | #N/A | #N/A | #N/A | #N/A | #N/A | #N/A | #N/A | #N/A | #N/A | #N/A
FALSE | #N/A | #N/A | #N/A | #N/A | #N/A | #N/A | #N/A | #N/A | #N/A | #N/A |  |  |  | FALSE | #N/A | #N/A | #N/A | #N/A | #N/A | #N/A | #N/A | #N/A | #N/A | #N/A
FALSE | #N/A | #N/A | #N/A | #N/A | #N/A | #N/A | #N/A | #N/A | #N/A | #N/A |  |  |  | FALSE | #N/A | #N/A | #N/A | #N/A | #N/A | #N/A | #N/A | #N/A | #N/A | #N/A
FALSE | #N/A | #N/A | #N/A | #N/A | #N/A | #N/A | #N/A | #N/A | #N/A | #N/A |  |  |  | FALSE | #N/A | #N/A | #N/A | #N/A | #N/A | #N/A | #N/A | #N/A | #N/A | #N/A
FALSE | #N/A | #N/A | #N/A | #N/A | #N/A | #N/A | #N/A | #N/A | #N/A | #N/A |  |  |  | FALSE | #N/A | #N/A | #N/A | #N/A | #N/A | #N/A | #N/A | #N/A | #N/A | #N/A
FALSE | #N/A | #N/A | #N/A | #N/A | #N/A | #N/A | #N/A | #N/A | #N/A | #N/A |  |  |  | FALSE | #N/A | #N/A | #N/A | #N/A | #N/A | #N/A | #N/A | #N/A | #N/A | #N/A
FALSE | #N/A | #N/A | #N/A | #N/A | #N/A | #N/A | #N/A | #N/A | #N/A | #N/A |  |  |  | FALSE | #N/A | #N/A | #N/A | #N/A | #N/A | #N/A | #N/A | #N/A | #N/A | #N/A
FALSE | #N/A | #N/A | #N/A | #N/A | #N/A | #N/A | #N/A | #N/A | #N/A | #N/A |  |  |  | FALSE | #N/A | #N/A | #N/A | #N/A | #N/A | #N/A | #N/A | #N/A | #N/A | #N/A
FALSE | #N/A | #N/A | #N/A | #N/A | #N/A | #N/A | #N/A | #N/A | #N/A | #N/A |  |  |  | FALSE | #N/A | #N/A | #N/A | #N/A | #N/A | #N/A | #N/A | #N/A | #N/A | #N/A
FALSE | #N/A | #N/A | #N/A | #N/A | #N/A | #N/A | #N/A | #N/A | #N/A | #N/A |  |  |  | FALSE | #N/A | #N/A | #N/A | #N/A | #N/A | #N/A | #N/A | #N/A | #N/A | #N/A
FALSE | #N/A | #N/A | #N/A | #N/A | #N/A | #N/A | #N/A | #N/A | #N/A | #N/A |  |  |  | FALSE | #N/A | #N/A | #N/A | #N/A | #N/A | #N/A | #N/A | #N/A | #N/A | #N/A
FALSE | #N/A | #N/A | #N/A | #N/A | #N/A | #N/A | #N/A | #N/A | #N/A | #N/A |  |  |  | FALSE | #N/A | #N/A | #N/A | #N/A | #N/A | #N/A | #N/A | #N/A | #N/A | #N/A
FALSE | #N/A | #N/A | #N/A | #N/A | #N/A | #N/A | #N/A | #N/A | #N/A | #N/A |  |  |  | FALSE | #N/A | #N/A | #N/A | #N/A | #N/A | #N/A | #N/A | #N/A | #N/A | #N/A
FALSE | #N/A | #N/A | #N/A | #N/A | #N/A | #N/A | #N/A | #N/A | #N/A | #N/A |  |  |  | FALSE | #N/A | #N/A | #N/A | #N/A | #N/A | #N/A | #N/A | #N/A | #N/A | #N/A
FALSE | #N/A | #N/A | #N/A | #N/A | #N/A | #N/A | #N/A | #N/A | #N/A | #N/A |  |  |  | FALSE | #N/A | #N/A | #N/A | #N/A | #N/A | #N/A | #N/A | #N/A | #N/A | #N/A
FALSE | #N/A | #N/A | #N/A | #N/A | #N/A | #N/A | #N/A | #N/A | #N/A | #N/A |  |  |  | FALSE | #N/A | #N/A | #N/A | #N/A | #N/A | #N/A | #N/A | #N/A | #N/A | #N/A
FALSE | #N/A | #N/A | #N/A | #N/A | #N/A | #N/A | #N/A | #N/A | #N/A | #N/A |  |  |  | FALSE | #N/A | #N/A | #N/A | #N/A | #N/A | #N/A | #N/A | #N/A | #N/A | #N/A
FALSE | #N/A | #N/A | #N/A | #N/A | #N/A | #N/A | #N/A | #N/A | #N/A | #N/A |  |  |  | FALSE | #N/A | #N/A | #N/A | #N/A | #N/A | #N/A | #N/A | #N/A | #N/A | #N/A
FALSE | #N/A | #N/A | #N/A | #N/A | #N/A | #N/A | #N/A | #N/A | #N/A | #N/A |  |  |  | FALSE | #N/A | #N/A | #N/A | #N/A | #N/A | #N/A | #N/A | #N/A | #N/A | #N/A
FALSE | #N/A | #N/A | #N/A | #N/A | #N/A | #N/A | #N/A | #N/A | #N/A | #N/A |  |  |  | FALSE | #N/A | #N/A | #N/A | #N/A | #N/A | #N/A | #N/A | #N/A | #N/A | #N/A
FALSE | #N/A | #N/A | #N/A | #N/A | #N/A | #N/A | #N/A | #N/A | #N/A | #N/A |  |  |  | FALSE | #N/A | #N/A | #N/A | #N/A | #N/A | #N/A | #N/A | #N/A | #N/A | #N/A
FALSE | #N/A | #N/A | #N/A | #N/A | #N/A | #N/A | #N/A | #N/A | #N/A | #N/A |  |  |  | FALSE | #N/A | #N/A | #N/A | #N/A | #N/A | #N/A | #N/A | #N/A | #N/A | #N/A
FALSE | #N/A | #N/A | #N/A | #N/A | #N/A | #N/A | #N/A | #N/A | #N/A | #N/A |  |  |  | FALSE | #N/A | #N/A | #N/A | #N/A | #N/A | #N/A | #N/A | #N/A | #N/A | #N/A
FALSE | #N/A | #N/A | #N/A | #N/A | #N/A | #N/A | #N/A | #N/A | #N/A | #N/A |  |  |  | FALSE | #N/A | #N/A | #N/A | #N/A | #N/A | #N/A | #N/A | #N/A | #N/A | #N/A
FALSE | #N/A | #N/A | #N/A | #N/A | #N/A | #N/A | #N/A | #N/A | #N/A | #N/A |  |  |  | FALSE | #N/A | #N/A | #N/A | #N/A | #N/A | #N/A | #N/A | #N/A | #N/A | #N/A
FALSE | #N/A | #N/A | #N/A | #N/A | #N/A | #N/A | #N/A | #N/A | #N/A | #N/A |  |  |  | FALSE | #N/A | #N/A | #N/A | #N/A | #N/A | #N/A | #N/A | #N/A | #N/A | #N/A
FALSE | #N/A | #N/A | #N/A | #N/A | #N/A | #N/A | #N/A | #N/A | #N/A | #N/A |  |  |  | FALSE | #N/A | #N/A | #N/A | #N/A | #N/A | #N/A | #N/A | #N/A | #N/A | #N/A
FALSE | #N/A | #N/A | #N/A | #N/A | #N/A | #N/A | #N/A | #N/A | #N/A | #N/A |  |  |  | FALSE | #N/A | #N/A | #N/A | #N/A | #N/A | #N/A | #N/A | #N/A | #N/A | #N/A
FALSE | #N/A | #N/A | #N/A | #N/A | #N/A | #N/A | #N/A | #N/A | #N/A | #N/A |  |  |  | FALSE | #N/A | #N/A | #N/A | #N/A | #N/A | #N/A | #N/A | #N/A | #N/A | #N/A
FALSE | #N/A | #N/A | #N/A | #N/A | #N/A | #N/A | #N/A | #N/A | #N/A | #N/A |  |  |  | FALSE | #N/A | #N/A | #N/A | #N/A | #N/A | #N/A | #N/A | #N/A | #N/A | #N/A
FALSE | #N/A | #N/A | #N/A | #N/A | #N/A | #N/A | #N/A | #N/A | #N/A | #N/A |  |  |  | FALSE | #N/A | #N/A | #N/A | #N/A | #N/A | #N/A | #N/A | #N/A | #N/A | #N/A
FALSE | #N/A | #N/A | #N/A | #N/A | #N/A | #N/A | #N/A | #N/A | #N/A | #N/A |  |  |  | FALSE | #N/A | #N/A | #N/A | #N/A | #N/A | #N/A | #N/A | #N/A | #N/A | #N/A
FALSE | #N/A | #N/A | #N/A | #N/A | #N/A | #N/A | #N/A | #N/A | #N/A | #N/A |  |  |  | FALSE | #N/A | #N/A | #N/A | #N/A | #N/A | #N/A | #N/A | #N/A | #N/A | #N/A
FALSE | #N/A | #N/A | #N/A | #N/A | #N/A | #N/A | #N/A | #N/A | #N/A | #N/A |  |  |  | FALSE | #N/A | #N/A | #N/A | #N/A | #N/A | #N/A | #N/A | #N/A | #N/A | #N/A
FALSE | #N/A | #N/A | #N/A | #N/A | #N/A | #N/A | #N/A | #N/A | #N/A | #N/A |  |  |  | FALSE | #N/A | #N/A | #N/A | #N/A | #N/A | #N/A | #N/A | #N/A | #N/A | #N/A
FALSE | #N/A | #N/A | #N/A | #N/A | #N/A | #N/A | #N/A | #N/A | #N/A | #N/A |  |  |  | FALSE | #N/A | #N/A | #N/A | #N/A | #N/A | #N/A | #N/A | #N/A | #N/A | #N/A
FALSE | #N/A | #N/A | #N/A | #N/A | #N/A | #N/A | #N/A | #N/A | #N/A | #N/A |  |  |  | FALSE | #N/A | #N/A | #N/A | #N/A | #N/A | #N/A | #N/A | #N/A | #N/A | #N/A
FALSE | #N/A | #N/A | #N/A | #N/A | #N/A | #N/A | #N/A | #N/A | #N/A | #N/A |  |  |  | FALSE | #N/A | #N/A | #N/A | #N/A | #N/A | #N/A | #N/A | #N/A | #N/A | #N/A
FALSE | #N/A | #N/A | #N/A | #N/A | #N/A | #N/A | #N/A | #N/A | #N/A | #N/A |  |  |  | FALSE | #N/A | #N/A | #N/A | #N/A | #N/A | #N/A | #N/A | #N/A | #N/A | #N/A
FALSE | #N/A | #N/A | #N/A | #N/A | #N/A | #N/A | #N/A | #N/A | #N/A | #N/A |  |  |  | FALSE | #N/A | #N/A | #N/A | #N/A | #N/A | #N/A | #N/A | #N/A | #N/A | #N/A
FALSE | #N/A | #N/A | #N/A | #N/A | #N/A | #N/A | #N/A | #N/A | #N/A | #N/A |  |  |  | FALSE | #N/A | #N/A | #N/A | #N/A | #N/A | #N/A | #N/A | #N/A | #N/A | #N/A
FALSE | #N/A | #N/A | #N/A | #N/A | #N/A | #N/A | #N/A | #N/A | #N/A | #N/A |  |  |  | FALSE | #N/A | #N/A | #N/A | #N/A | #N/A | #N/A | #N/A | #N/A | #N/A | #N/A
FALSE | #N/A | #N/A | #N/A | #N/A | #N/A | #N/A | #N/A | #N/A | #N/A | #N/A |  |  |  | FALSE | #N/A | #N/A | #N/A | #N/A | #N/A | #N/A | #N/A | #N/A | #N/A | #N/A
FALSE | #N/A | #N/A | #N/A | #N/A | #N/A | #N/A | #N/A | #N/A | #N/A | #N/A |  |  |  | FALSE | #N/A | #N/A | #N/A | #N/A | #N/A | #N/A | #N/A | #N/A | #N/A | #N/A
FALSE | #N/A | #N/A | #N/A | #N/A | #N/A | #N/A | #N/A | #N/A | #N/A | #N/A |  |  |  | FALSE | #N/A | #N/A | #N/A | #N/A | #N/A | #N/A | #N/A | #N/A | #N/A | #N/A
FALSE | #N/A | #N/A | #N/A | #N/A | #N/A | #N/A | #N/A | #N/A | #N/A | #N/A |  |  |  | FALSE | #N/A | #N/A | #N/A | #N/A | #N/A | #N/A | #N/A | #N/A | #N/A | #N/A
FALSE | #N/A | #N/A | #N/A | #N/A | #N/A | #N/A | #N/A | #N/A | #N/A | #N/A |  |  |  | FALSE | #N/A | #N/A | #N/A | #N/A | #N/A | #N/A | #N/A | #N/A | #N/A | #N/A
FALSE | #N/A | #N/A | #N/A | #N/A | #N/A | #N/A | #N/A | #N/A | #N/A | #N/A |  |  |  | FALSE | #N/A | #N/A | #N/A | #N/A | #N/A | #N/A | #N/A | #N/A | #N/A | #N/A
FALSE | #N/A | #N/A | #N/A | #N/A | #N/A | #N/A | #N/A | #N/A | #N/A | #N/A |  |  |  | FALSE | #N/A | #N/A | #N/A | #N/A | #N/A | #N/A | #N/A | #N/A | #N/A | #N/A
FALSE | #N/A | #N/A | #N/A | #N/A | #N/A | #N/A | #N/A | #N/A | #N/A | #N/A |  |  |  | FALSE | #N/A | #N/A | #N/A | #N/A | #N/A | #N/A | #N/A | #N/A | #N/A | #N/A
FALSE | #N/A | #N/A | #N/A | #N/A | #N/A | #N/A | #N/A | #N/A | #N/A | #N/A |  |  |  | FALSE | #N/A | #N/A | #N/A | #N/A | #N/A | #N/A | #N/A | #N/A | #N/A | #N/A
FALSE | #N/A | #N/A | #N/A | #N/A | #N/A | #N/A | #N/A | #N/A | #N/A | #N/A |  |  |  | FALSE | #N/A | #N/A | #N/A | #N/A | #N/A | #N/A | #N/A | #N/A | #N/A | #N/A
FALSE | #N/A | #N/A | #N/A | #N/A | #N/A | #N/A | #N/A | #N/A | #N/A | #N/A |  |  |  | FALSE | #N/A | #N/A | #N/A | #N/A | #N/A | #N/A | #N/A | #N/A | #N/A | #N/A
FALSE | #N/A | #N/A | #N/A | #N/A | #N/A | #N/A | #N/A | #N/A | #N/A | #N/A |  |  |  | FALSE | #N/A | #N/A | #N/A | #N/A | #N/A | #N/A | #N/A | #N/A | #N/A | #N/A
FALSE | #N/A | #N/A | #N/A | #N/A | #N/A | #N/A | #N/A | #N/A | #N/A | #N/A |  |  |  | FALSE | #N/A | #N/A | #N/A | #N/A | #N/A | #N/A | #N/A | #N/A | #N/A | #N/A
FALSE | #N/A | #N/A | #N/A | #N/A | #N/A | #N/A | #N/A | #N/A | #N/A | #N/A |  |  |  | FALSE | #N/A | #N/A | #N/A | #N/A | #N/A | #N/A | #N/A | #N/A | #N/A | #N/A
FALSE | #N/A | #N/A | #N/A | #N/A | #N/A | #N/A | #N/A | #N/A | #N/A | #N/A |  |  |  | FALSE | #N/A | #N/A | #N/A | #N/A | #N/A | #N/A | #N/A | #N/A | #N/A | #N/A
FALSE | #N/A | #N/A | #N/A | #N/A | #N/A | #N/A | #N/A | #N/A | #N/A | #N/A |  |  |  | FALSE | #N/A | #N/A | #N/A | #N/A | #N/A | #N/A | #N/A | #N/A | #N/A | #N/A
FALSE | #N/A | #N/A | #N/A | #N/A | #N/A | #N/A | #N/A | #N/A | #N/A | #N/A |  |  |  | FALSE | #N/A | #N/A | #N/A | #N/A | #N/A | #N/A | #N/A | #N/A | #N/A | #N/A
FALSE | #N/A | #N/A | #N/A | #N/A | #N/A | #N/A | #N/A | #N/A | #N/A | #N/A |  |  |  | FALSE | #N/A | #N/A | #N/A | #N/A | #N/A | #N/A | #N/A | #N/A | #N/A | #N/A
FALSE | #N/A | #N/A | #N/A | #N/A | #N/A | #N/A | #N/A | #N/A | #N/A | #N/A |  |  |  | FALSE | #N/A | #N/A | #N/A | #N/A | #N/A | #N/A | #N/A | #N/A | #N/A | #N/A
FALSE | #N/A | #N/A | #N/A | #N/A | #N/A | #N/A | #N/A | #N/A | #N/A | #N/A |  |  |  | FALSE | #N/A | #N/A | #N/A | #N/A | #N/A | #N/A | #N/A | #N/A | #N/A | #N/A
FALSE | #N/A | #N/A | #N/A | #N/A | #N/A | #N/A | #N/A | #N/A | #N/A | #N/A |  |  |  | FALSE | #N/A | #N/A | #N/A | #N/A | #N/A | #N/A | #N/A | #N/A | #N/A | #N/A
FALSE | #N/A | #N/A | #N/A | #N/A | #N/A | #N/A | #N/A | #N/A | #N/A | #N/A |  |  |  | FALSE | #N/A | #N/A | #N/A | #N/A | #N/A | #N/A | #N/A | #N/A | #N/A | #N/A
FALSE | #N/A | #N/A | #N/A | #N/A | #N/A | #N/A | #N/A | #N/A | #N/A | #N/A |  |  |  | FALSE | #N/A | #N/A | #N/A | #N/A | #N/A | #N/A | #N/A | #N/A | #N/A | #N/A
FALSE | #N/A | #N/A | #N/A | #N/A | #N/A | #N/A | #N/A | #N/A | #N/A | #N/A |  |  |  | FALSE | #N/A | #N/A | #N/A | #N/A | #N/A | #N/A | #N/A | #N/A | #N/A | #N/A
FALSE | #N/A | #N/A | #N/A | #N/A | #N/A | #N/A | #N/A | #N/A | #N/A | #N/A |  |  |  | FALSE | #N/A | #N/A | #N/A | #N/A | #N/A | #N/A | #N/A | #N/A | #N/A | #N/A
FALSE | #N/A | #N/A | #N/A | #N/A | #N/A | #N/A | #N/A | #N/A | #N/A | #N/A |  |  |  | FALSE | #N/A | #N/A | #N/A | #N/A | #N/A | #N/A | #N/A | #N/A | #N/A | #N/A
FALSE | #N/A | #N/A | #N/A | #N/A | #N/A | #N/A | #N/A | #N/A | #N/A | #N/A |  |  |  | FALSE | #N/A | #N/A | #N/A | #N/A | #N/A | #N/A | #N/A | #N/A | #N/A | #N/A
FALSE | #N/A | #N/A | #N/A | #N/A | #N/A | #N/A | #N/A | #N/A | #N/A | #N/A |  |  |  | FALSE | #N/A | #N/A | #N/A | #N/A | #N/A | #N/A | #N/A | #N/A | #N/A | #N/A
FALSE | #N/A | #N/A | #N/A | #N/A | #N/A | #N/A | #N/A | #N/A | #N/A | #N/A |  |  |  | FALSE | #N/A | #N/A | #N/A | #N/A | #N/A | #N/A | #N/A | #N/A | #N/A | #N/A
FALSE | #N/A | #N/A | #N/A | #N/A | #N/A | #N/A | #N/A | #N/A | #N/A | #N/A |  |  |  | FALSE | #N/A | #N/A | #N/A | #N/A | #N/A | #N/A | #N/A | #N/A | #N/A | #N/A
FALSE | #N/A | #N/A | #N/A | #N/A | #N/A | #N/A | #N/A | #N/A | #N/A | #N/A |  |  |  | FALSE | #N/A | #N/A | #N/A | #N/A | #N/A | #N/A | #N/A | #N/A | #N/A | #N/A
FALSE | #N/A | #N/A | #N/A | #N/A | #N/A | #N/A | #N/A | #N/A | #N/A | #N/A |  |  |  | FALSE | #N/A | #N/A | #N/A | #N/A | #N/A | #N/A | #N/A | #N/A | #N/A | #N/A
FALSE | #N/A | #N/A | #N/A | #N/A | #N/A | #N/A | #N/A | #N/A | #N/A | #N/A |  |  |  | FALSE | #N/A | #N/A | #N/A | #N/A | #N/A | #N/A | #N/A | #N/A | #N/A | #N/A
FALSE | #N/A | #N/A | #N/A | #N/A | #N/A | #N/A | #N/A | #N/A | #N/A | #N/A |  |  |  | FALSE | #N/A | #N/A | #N/A | #N/A | #N/A | #N/A | #N/A | #N/A | #N/A | #N/A
FALSE | #N/A | #N/A | #N/A | #N/A | #N/A | #N/A | #N/A | #N/A | #N/A | #N/A |  |  |  | FALSE | #N/A | #N/A | #N/A | #N/A | #N/A | #N/A | #N/A | #N/A | #N/A | #N/A
FALSE | #N/A | #N/A | #N/A | #N/A | #N/A | #N/A | #N/A | #N/A | #N/A | #N/A |  |  |  | FALSE | #N/A | #N/A | #N/A | #N/A | #N/A | #N/A | #N/A | #N/A | #N/A | #N/A
FALSE | #N/A | #N/A | #N/A | #N/A | #N/A | #N/A | #N/A | #N/A | #N/A | #N/A |  |  |  | FALSE | #N/A | #N/A | #N/A | #N/A | #N/A | #N/A | #N/A | #N/A | #N/A | #N/A
FALSE | #N/A | #N/A | #N/A | #N/A | #N/A | #N/A | #N/A | #N/A | #N/A | #N/A |  |  |  | FALSE | #N/A | #N/A | #N/A | #N/A | #N/A | #N/A | #N/A | #N/A | #N/A | #N/A
FALSE | #N/A | #N/A | #N/A | #N/A | #N/A | #N/A | #N/A | #N/A | #N/A | #N/A |  |  |  | FALSE | #N/A | #N/A | #N/A | #N/A | #N/A | #N/A | #N/A | #N/A | #N/A | #N/A
FALSE | #N/A | #N/A | #N/A | #N/A | #N/A | #N/A | #N/A | #N/A | #N/A | #N/A |  |  |  | FALSE | #N/A | #N/A | #N/A | #N/A | #N/A | #N/A | #N/A | #N/A | #N/A | #N/A
FALSE | #N/A | #N/A | #N/A | #N/A | #N/A | #N/A | #N/A | #N/A | #N/A | #N/A |  |  |  | FALSE | #N/A | #N/A | #N/A | #N/A | #N/A | #N/A | #N/A | #N/A | #N/A | #N/A
FALSE | #N/A | #N/A | #N/A | #N/A | #N/A | #N/A | #N/A | #N/A | #N/A | #N/A |  |  |  | FALSE | #N/A | #N/A | #N/A | #N/A | #N/A | #N/A | #N/A | #N/A | #N/A | #N/A
FALSE | #N/A | #N/A | #N/A | #N/A | #N/A | #N/A | #N/A | #N/A | #N/A | #N/A |  |  |  | FALSE | #N/A | #N/A | #N/A | #N/A | #N/A | #N/A | #N/A | #N/A | #N/A | #N/A
FALSE | #N/A | #N/A | #N/A | #N/A | #N/A | #N/A | #N/A | #N/A | #N/A | #N/A |  |  |  | FALSE | #N/A | #N/A | #N/A | #N/A | #N/A | #N/A | #N/A | #N/A | #N/A | #N/A
FALSE | #N/A | #N/A | #N/A | #N/A | #N/A | #N/A | #N/A | #N/A | #N/A | #N/A |  |  |  | FALSE | #N/A | #N/A | #N/A | #N/A | #N/A | #N/A | #N/A | #N/A | #N/A | #N/A
FALSE | #N/A | #N/A | #N/A | #N/A | #N/A | #N/A | #N/A | #N/A | #N/A | #N/A |  |  |  | FALSE | #N/A | #N/A | #N/A | #N/A | #N/A | #N/A | #N/A | #N/A | #N/A | #N/A
FALSE | #N/A | #N/A | #N/A | #N/A | #N/A | #N/A | #N/A | #N/A | #N/A | #N/A |  |  |  | FALSE | #N/A | #N/A | #N/A | #N/A | #N/A | #N/A | #N/A | #N/A | #N/A | #N/A
FALSE | #N/A | #N/A | #N/A | #N/A | #N/A | #N/A | #N/A | #N/A | #N/A | #N/A |  |  |  | FALSE | #N/A | #N/A | #N/A | #N/A | #N/A | #N/A | #N/A | #N/A | #N/A | #N/A
FALSE | #N/A | #N/A | #N/A | #N/A | #N/A | #N/A | #N/A | #N/A | #N/A | #N/A |  |  |  | FALSE | #N/A | #N/A | #N/A | #N/A | #N/A | #N/A | #N/A | #N/A | #N/A | #N/A
FALSE | #N/A | #N/A | #N/A | #N/A | #N/A | #N/A | #N/A | #N/A | #N/A | #N/A |  |  |  | FALSE | #N/A | #N/A | #N/A | #N/A | #N/A | #N/A | #N/A | #N/A | #N/A | #N/A
FALSE | #N/A | #N/A | #N/A | #N/A | #N/A | #N/A | #N/A | #N/A | #N/A | #N/A |  |  |  | FALSE | #N/A | #N/A | #N/A | #N/A | #N/A | #N/A | #N/A | #N/A | #N/A | #N/A
FALSE | #N/A | #N/A | #N/A | #N/A | #N/A | #N/A | #N/A | #N/A | #N/A | #N/A |  |  |  | FALSE | #N/A | #N/A | #N/A | #N/A | #N/A | #N/A | #N/A | #N/A | #N/A | #N/A
FALSE | #N/A | #N/A | #N/A | #N/A | #N/A | #N/A | #N/A | #N/A | #N/A | #N/A |  |  |  | FALSE | #N/A | #N/A | #N/A | #N/A | #N/A | #N/A | #N/A | #N/A | #N/A | #N/A
FALSE | #N/A | #N/A | #N/A | #N/A | #N/A | #N/A | #N/A | #N/A | #N/A | #N/A |  |  |  | FALSE | #N/A | #N/A | #N/A | #N/A | #N/A | #N/A | #N/A | #N/A | #N/A | #N/A
FALSE | #N/A | #N/A | #N/A | #N/A | #N/A | #N/A | #N/A | #N/A | #N/A | #N/A |  |  |  | FALSE | #N/A | #N/A | #N/A | #N/A | #N/A | #N/A | #N/A | #N/A | #N/A | #N/A
FALSE | #N/A | #N/A | #N/A | #N/A | #N/A | #N/A | #N/A | #N/A | #N/A | #N/A |  |  |  | FALSE | #N/A | #N/A | #N/A | #N/A | #N/A | #N/A | #N/A | #N/A | #N/A | #N/A
FALSE | #N/A | #N/A | #N/A | #N/A | #N/A | #N/A | #N/A | #N/A | #N/A | #N/A |  |  |  | FALSE | #N/A | #N/A | #N/A | #N/A | #N/A | #N/A | #N/A | #N/A | #N/A | #N/A
FALSE | #N/A | #N/A | #N/A | #N/A | #N/A | #N/A | #N/A | #N/A | #N/A | #N/A |  |  |  | FALSE | #N/A | #N/A | #N/A | #N/A | #N/A | #N/A | #N/A | #N/A | #N/A | #N/A
FALSE | #N/A | #N/A | #N/A | #N/A | #N/A | #N/A | #N/A | #N/A | #N/A | #N/A |  |  |  | FALSE | #N/A | #N/A | #N/A | #N/A | #N/A | #N/A | #N/A | #N/A | #N/A | #N/A
FALSE | #N/A | #N/A | #N/A | #N/A | #N/A | #N/A | #N/A | #N/A | #N/A | #N/A |  |  |  | FALSE | #N/A | #N/A | #N/A | #N/A | #N/A | #N/A | #N/A | #N/A | #N/A | #N/A
FALSE | #N/A | #N/A | #N/A | #N/A | #N/A | #N/A | #N/A | #N/A | #N/A | #N/A |  |  |  | FALSE | #N/A | #N/A | #N/A | #N/A | #N/A | #N/A | #N/A | #N/A | #N/A | #N/A
FALSE | #N/A | #N/A | #N/A | #N/A | #N/A | #N/A | #N/A | #N/A | #N/A | #N/A |  |  |  | FALSE | #N/A | #N/A | #N/A | #N/A | #N/A | #N/A | #N/A | #N/A | #N/A | #N/A
FALSE | #N/A | #N/A | #N/A | #N/A | #N/A | #N/A | #N/A | #N/A | #N/A | #N/A |  |  |  | FALSE | #N/A | #N/A | #N/A | #N/A | #N/A | #N/A | #N/A | #N/A | #N/A | #N/A
FALSE | #N/A | #N/A | #N/A | #N/A | #N/A | #N/A | #N/A | #N/A | #N/A | #N/A |  |  |  | FALSE | #N/A | #N/A | #N/A | #N/A | #N/A | #N/A | #N/A | #N/A | #N/A | #N/A
FALSE | #N/A | #N/A | #N/A | #N/A | #N/A | #N/A | #N/A | #N/A | #N/A | #N/A |  |  |  | FALSE | #N/A | #N/A | #N/A | #N/A | #N/A | #N/A | #N/A | #N/A | #N/A | #N/A
FALSE | #N/A | #N/A | #N/A | #N/A | #N/A | #N/A | #N/A | #N/A | #N/A | #N/A |  |  |  | FALSE | #N/A | #N/A | #N/A | #N/A | #N/A | #N/A | #N/A | #N/A | #N/A | #N/A
FALSE | #N/A | #N/A | #N/A | #N/A | #N/A | #N/A | #N/A | #N/A | #N/A | #N/A |  |  |  | FALSE | #N/A | #N/A | #N/A | #N/A | #N/A | #N/A | #N/A | #N/A | #N/A | #N/A
FALSE | #N/A | #N/A | #N/A | #N/A | #N/A | #N/A | #N/A | #N/A | #N/A | #N/A |  |  |  | FALSE | #N/A | #N/A | #N/A | #N/A | #N/A | #N/A | #N/A | #N/A | #N/A | #N/A
FALSE | #N/A | #N/A | #N/A | #N/A | #N/A | #N/A | #N/A | #N/A | #N/A | #N/A |  |  |  | FALSE | #N/A | #N/A | #N/A | #N/A | #N/A | #N/A | #N/A | #N/A | #N/A | #N/A
FALSE | #N/A | #N/A | #N/A | #N/A | #N/A | #N/A | #N/A | #N/A | #N/A | #N/A |  |  |  | FALSE | #N/A | #N/A | #N/A | #N/A | #N/A | #N/A | #N/A | #N/A | #N/A | #N/A
FALSE | #N/A | #N/A | #N/A | #N/A | #N/A | #N/A | #N/A | #N/A | #N/A | #N/A |  |  |  | FALSE | #N/A | #N/A | #N/A | #N/A | #N/A | #N/A | #N/A | #N/A | #N/A | #N/A
FALSE | #N/A | #N/A | #N/A | #N/A | #N/A | #N/A | #N/A | #N/A | #N/A | #N/A |  |  |  | FALSE | #N/A | #N/A | #N/A | #N/A | #N/A | #N/A | #N/A | #N/A | #N/A | #N/A
FALSE | #N/A | #N/A | #N/A | #N/A | #N/A | #N/A | #N/A | #N/A | #N/A | #N/A |  |  |  | FALSE | #N/A | #N/A | #N/A | #N/A | #N/A | #N/A | #N/A | #N/A | #N/A | #N/A
FALSE | #N/A | #N/A | #N/A | #N/A | #N/A | #N/A | #N/A | #N/A | #N/A | #N/A |  |  |  | FALSE | #N/A | #N/A | #N/A | #N/A | #N/A | #N/A | #N/A | #N/A | #N/A | #N/A
FALSE | #N/A | #N/A | #N/A | #N/A | #N/A | #N/A | #N/A | #N/A | #N/A | #N/A |  |  |  | FALSE | #N/A | #N/A | #N/A | #N/A | #N/A | #N/A | #N/A | #N/A | #N/A | #N/A
FALSE | #N/A | #N/A | #N/A | #N/A | #N/A | #N/A | #N/A | #N/A | #N/A | #N/A |  |  |  | FALSE | #N/A | #N/A | #N/A | #N/A | #N/A | #N/A | #N/A | #N/A | #N/A | #N/A
FALSE | #N/A | #N/A | #N/A | #N/A | #N/A | #N/A | #N/A | #N/A | #N/A | #N/A |  |  |  | FALSE | #N/A | #N/A | #N/A | #N/A | #N/A | #N/A | #N/A | #N/A | #N/A | #N/A
FALSE | #N/A | #N/A | #N/A | #N/A | #N/A | #N/A | #N/A | #N/A | #N/A | #N/A |  |  |  | FALSE | #N/A | #N/A | #N/A | #N/A | #N/A | #N/A | #N/A | #N/A | #N/A | #N/A
FALSE | #N/A | #N/A | #N/A | #N/A | #N/A | #N/A | #N/A | #N/A | #N/A | #N/A |  |  |  | FALSE | #N/A | #N/A | #N/A | #N/A | #N/A | #N/A | #N/A | #N/A | #N/A | #N/A
FALSE | #N/A | #N/A | #N/A | #N/A | #N/A | #N/A | #N/A | #N/A | #N/A | #N/A |  |  |  | FALSE | #N/A | #N/A | #N/A | #N/A | #N/A | #N/A | #N/A | #N/A | #N/A | #N/A
FALSE | #N/A | #N/A | #N/A | #N/A | #N/A | #N/A | #N/A | #N/A | #N/A | #N/A |  |  |  | FALSE | #N/A | #N/A | #N/A | #N/A | #N/A | #N/A | #N/A | #N/A | #N/A | #N/A
FALSE | #N/A | #N/A | #N/A | #N/A | #N/A | #N/A | #N/A | #N/A | #N/A | #N/A |  |  |  | FALSE | #N/A | #N/A | #N/A | #N/A | #N/A | #N/A | #N/A | #N/A | #N/A | #N/A
FALSE | #N/A | #N/A | #N/A | #N/A | #N/A | #N/A | #N/A | #N/A | #N/A | #N/A |  |  |  | FALSE | #N/A | #N/A | #N/A | #N/A | #N/A | #N/A | #N/A | #N/A | #N/A | #N/A
FALSE | #N/A | #N/A | #N/A | #N/A | #N/A | #N/A | #N/A | #N/A | #N/A | #N/A |  |  |  | FALSE | #N/A | #N/A | #N/A | #N/A | #N/A | #N/A | #N/A | #N/A | #N/A | #N/A
FALSE | #N/A | #N/A | #N/A | #N/A | #N/A | #N/A | #N/A | #N/A | #N/A | #N/A |  |  |  | FALSE | #N/A | #N/A | #N/A | #N/A | #N/A | #N/A | #N/A | #N/A | #N/A | #N/A
FALSE | #N/A | #N/A | #N/A | #N/A | #N/A | #N/A | #N/A | #N/A | #N/A | #N/A |  |  |  | FALSE | #N/A | #N/A | #N/A | #N/A | #N/A | #N/A | #N/A | #N/A | #N/A | #N/A
FALSE | #N/A | #N/A | #N/A | #N/A | #N/A | #N/A | #N/A | #N/A | #N/A | #N/A |  |  |  | FALSE | #N/A | #N/A | #N/A | #N/A | #N/A | #N/A | #N/A | #N/A | #N/A | #N/A
FALSE | #N/A | #N/A | #N/A | #N/A | #N/A | #N/A | #N/A | #N/A | #N/A | #N/A |  |  |  | FALSE | #N/A | #N/A | #N/A | #N/A | #N/A | #N/A | #N/A | #N/A | #N/A | #N/A
FALSE | #N/A | #N/A | #N/A | #N/A | #N/A | #N/A | #N/A | #N/A | #N/A | #N/A |  |  |  | FALSE | #N/A | #N/A | #N/A | #N/A | #N/A | #N/A | #N/A | #N/A | #N/A | #N/A
FALSE | #N/A | #N/A | #N/A | #N/A | #N/A | #N/A | #N/A | #N/A | #N/A | #N/A |  |  |  | FALSE | #N/A | #N/A | #N/A | #N/A | #N/A | #N/A | #N/A | #N/A | #N/A | #N/A
FALSE | #N/A | #N/A | #N/A | #N/A | #N/A | #N/A | #N/A | #N/A | #N/A | #N/A |  |  |  | FALSE | #N/A | #N/A | #N/A | #N/A | #N/A | #N/A | #N/A | #N/A | #N/A | #N/A
FALSE | #N/A | #N/A | #N/A | #N/A | #N/A | #N/A | #N/A | #N/A | #N/A | #N/A |  |  |  | FALSE | #N/A | #N/A | #N/A | #N/A | #N/A | #N/A | #N/A | #N/A | #N/A | #N/A
FALSE | #N/A | #N/A | #N/A | #N/A | #N/A | #N/A | #N/A | #N/A | #N/A | #N/A |  |  |  | FALSE | #N/A | #N/A | #N/A | #N/A | #N/A | #N/A | #N/A | #N/A | #N/A | #N/A
FALSE | #N/A | #N/A | #N/A | #N/A | #N/A | #N/A | #N/A | #N/A | #N/A | #N/A |  |  |  | FALSE | #N/A | #N/A | #N/A | #N/A | #N/A | #N/A | #N/A | #N/A | #N/A | #N/A
FALSE | #N/A | #N/A | #N/A | #N/A | #N/A | #N/A | #N/A | #N/A | #N/A | #N/A |  |  |  | FALSE | #N/A | #N/A | #N/A | #N/A | #N/A | #N/A | #N/A | #N/A | #N/A | #N/A
FALSE | #N/A | #N/A | #N/A | #N/A | #N/A | #N/A | #N/A | #N/A | #N/A | #N/A |  |  |  | FALSE | #N/A | #N/A | #N/A | #N/A | #N/A | #N/A | #N/A | #N/A | #N/A | #N/A
FALSE | #N/A | #N/A | #N/A | #N/A | #N/A | #N/A | #N/A | #N/A | #N/A | #N/A |  |  |  | FALSE | #N/A | #N/A | #N/A | #N/A | #N/A | #N/A | #N/A | #N/A | #N/A | #N/A
FALSE | #N/A | #N/A | #N/A | #N/A | #N/A | #N/A | #N/A | #N/A | #N/A | #N/A |  |  |  | FALSE | #N/A | #N/A | #N/A | #N/A | #N/A | #N/A | #N/A | #N/A | #N/A | #N/A
FALSE | #N/A | #N/A | #N/A | #N/A | #N/A | #N/A | #N/A | #N/A | #N/A | #N/A |  |  |  | FALSE | #N/A | #N/A | #N/A | #N/A | #N/A | #N/A | #N/A | #N/A | #N/A | #N/A
FALSE | #N/A | #N/A | #N/A | #N/A | #N/A | #N/A | #N/A | #N/A | #N/A | #N/A |  |  |  | FALSE | #N/A | #N/A | #N/A | #N/A | #N/A | #N/A | #N/A | #N/A | #N/A | #N/A
FALSE | #N/A | #N/A | #N/A | #N/A | #N/A | #N/A | #N/A | #N/A | #N/A | #N/A |  |  |  | FALSE | #N/A | #N/A | #N/A | #N/A | #N/A | #N/A | #N/A | #N/A | #N/A | #N/A
FALSE | #N/A | #N/A | #N/A | #N/A | #N/A | #N/A | #N/A | #N/A | #N/A | #N/A |  |  |  | FALSE | #N/A | #N/A | #N/A | #N/A | #N/A | #N/A | #N/A | #N/A | #N/A | #N/A
FALSE | #N/A | #N/A | #N/A | #N/A | #N/A | #N/A | #N/A | #N/A | #N/A | #N/A |  |  |  | FALSE | #N/A | #N/A | #N/A | #N/A | #N/A | #N/A | #N/A | #N/A | #N/A | #N/A
FALSE | #N/A | #N/A | #N/A | #N/A | #N/A | #N/A | #N/A | #N/A | #N/A | #N/A |  |  |  | FALSE | #N/A | #N/A | #N/A | #N/A | #N/A | #N/A | #N/A | #N/A | #N/A | #N/A
FALSE | #N/A | #N/A | #N/A | #N/A | #N/A | #N/A | #N/A | #N/A | #N/A | #N/A |  |  |  | FALSE | #N/A | #N/A | #N/A | #N/A | #N/A | #N/A | #N/A | #N/A | #N/A | #N/A
FALSE | #N/A | #N/A | #N/A | #N/A | #N/A | #N/A | #N/A | #N/A | #N/A | #N/A |  |  |  | FALSE | #N/A | #N/A | #N/A | #N/A | #N/A | #N/A | #N/A | #N/A | #N/A | #N/A
FALSE | #N/A | #N/A | #N/A | #N/A | #N/A | #N/A | #N/A | #N/A | #N/A | #N/A |  |  |  | FALSE | #N/A | #N/A | #N/A | #N/A | #N/A | #N/A | #N/A | #N/A | #N/A | #N/A
FALSE | #N/A | #N/A | #N/A | #N/A | #N/A | #N/A | #N/A | #N/A | #N/A | #N/A |  |  |  | FALSE | #N/A | #N/A | #N/A | #N/A | #N/A | #N/A | #N/A | #N/A | #N/A | #N/A
FALSE | #N/A | #N/A | #N/A | #N/A | #N/A | #N/A | #N/A | #N/A | #N/A | #N/A |  |  |  | FALSE | #N/A | #N/A | #N/A | #N/A | #N/A | #N/A | #N/A | #N/A | #N/A | #N/A
FALSE | #N/A | #N/A | #N/A | #N/A | #N/A | #N/A | #N/A | #N/A | #N/A | #N/A |  |  |  | FALSE | #N/A | #N/A | #N/A | #N/A | #N/A | #N/A | #N/A | #N/A | #N/A | #N/A
FALSE | #N/A | #N/A | #N/A | #N/A | #N/A | #N/A | #N/A | #N/A | #N/A | #N/A |  |  |  | FALSE | #N/A | #N/A | #N/A | #N/A | #N/A | #N/A | #N/A | #N/A | #N/A | #N/A
FALSE | #N/A | #N/A | #N/A | #N/A | #N/A | #N/A | #N/A | #N/A | #N/A | #N/A |  |  |  | FALSE | #N/A | #N/A | #N/A | #N/A | #N/A | #N/A | #N/A | #N/A | #N/A | #N/A
FALSE | #N/A | #N/A | #N/A | #N/A | #N/A | #N/A | #N/A | #N/A | #N/A | #N/A |  |  |  | FALSE | #N/A | #N/A | #N/A | #N/A | #N/A | #N/A | #N/A | #N/A | #N/A | #N/A
FALSE | #N/A | #N/A | #N/A | #N/A | #N/A | #N/A | #N/A | #N/A | #N/A | #N/A |  |  |  | FALSE | #N/A | #N/A | #N/A | #N/A | #N/A | #N/A | #N/A | #N/A | #N/A | #N/A
FALSE | #N/A | #N/A | #N/A | #N/A | #N/A | #N/A | #N/A | #N/A | #N/A | #N/A |  |  |  | FALSE | #N/A | #N/A | #N/A | #N/A | #N/A | #N/A | #N/A | #N/A | #N/A | #N/A
FALSE | #N/A | #N/A | #N/A | #N/A | #N/A | #N/A | #N/A | #N/A | #N/A | #N/A |  |  |  | FALSE | #N/A | #N/A | #N/A | #N/A | #N/A | #N/A | #N/A | #N/A | #N/A | #N/A
FALSE | #N/A | #N/A | #N/A | #N/A | #N/A | #N/A | #N/A | #N/A | #N/A | #N/A |  |  |  | FALSE | #N/A | #N/A | #N/A | #N/A | #N/A | #N/A | #N/A | #N/A | #N/A | #N/A
FALSE | #N/A | #N/A | #N/A | #N/A | #N/A | #N/A | #N/A | #N/A | #N/A | #N/A |  |  |  | FALSE | #N/A | #N/A | #N/A | #N/A | #N/A | #N/A | #N/A | #N/A | #N/A | #N/A
FALSE | #N/A | #N/A | #N/A | #N/A | #N/A | #N/A | #N/A | #N/A | #N/A | #N/A |  |  |  | FALSE | #N/A | #N/A | #N/A | #N/A | #N/A | #N/A | #N/A | #N/A | #N/A | #N/A
FALSE | #N/A | #N/A | #N/A | #N/A | #N/A | #N/A | #N/A | #N/A | #N/A | #N/A |  |  |  | FALSE | #N/A | #N/A | #N/A | #N/A | #N/A | #N/A | #N/A | #N/A | #N/A | #N/A
FALSE | #N/A | #N/A | #N/A | #N/A | #N/A | #N/A | #N/A | #N/A | #N/A | #N/A |  |  |  | FALSE | #N/A | #N/A | #N/A | #N/A | #N/A | #N/A | #N/A | #N/A | #N/A | #N/A
FALSE | #N/A | #N/A | #N/A | #N/A | #N/A | #N/A | #N/A | #N/A | #N/A | #N/A |  |  |  | FALSE | #N/A | #N/A | #N/A | #N/A | #N/A | #N/A | #N/A | #N/A | #N/A | #N/A
FALSE | #N/A | #N/A | #N/A | #N/A | #N/A | #N/A | #N/A | #N/A | #N/A | #N/A |  |  |  | FALSE | #N/A | #N/A | #N/A | #N/A | #N/A | #N/A | #N/A | #N/A | #N/A | #N/A
FALSE | #N/A | #N/A | #N/A | #N/A | #N/A | #N/A | #N/A | #N/A | #N/A | #N/A |  |  |  | FALSE | #N/A | #N/A | #N/A | #N/A | #N/A | #N/A | #N/A | #N/A | #N/A | #N/A
FALSE | #N/A | #N/A | #N/A | #N/A | #N/A | #N/A | #N/A | #N/A | #N/A | #N/A |  |  |  | FALSE | #N/A | #N/A | #N/A | #N/A | #N/A | #N/A | #N/A | #N/A | #N/A | #N/A
FALSE | #N/A | #N/A | #N/A | #N/A | #N/A | #N/A | #N/A | #N/A | #N/A | #N/A |  |  |  | FALSE | #N/A | #N/A | #N/A | #N/A | #N/A | #N/A | #N/A | #N/A | #N/A | #N/A
FALSE | #N/A | #N/A | #N/A | #N/A | #N/A | #N/A | #N/A | #N/A | #N/A | #N/A |  |  |  | FALSE | #N/A | #N/A | #N/A | #N/A | #N/A | #N/A | #N/A | #N/A | #N/A | #N/A
FALSE | #N/A | #N/A | #N/A | #N/A | #N/A | #N/A | #N/A | #N/A | #N/A | #N/A |  |  |  | FALSE | #N/A | #N/A | #N/A | #N/A | #N/A | #N/A | #N/A | #N/A | #N/A | #N/A
FALSE | #N/A | #N/A | #N/A | #N/A | #N/A | #N/A | #N/A | #N/A | #N/A | #N/A |  |  |  | FALSE | #N/A | #N/A | #N/A | #N/A | #N/A | #N/A | #N/A | #N/A | #N/A | #N/A
FALSE | #N/A | #N/A | #N/A | #N/A | #N/A | #N/A | #N/A | #N/A | #N/A | #N/A |  |  |  | FALSE | #N/A | #N/A | #N/A | #N/A | #N/A | #N/A | #N/A | #N/A | #N/A | #N/A
FALSE | #N/A | #N/A | #N/A | #N/A | #N/A | #N/A | #N/A | #N/A | #N/A | #N/A |  |  |  | FALSE | #N/A | #N/A | #N/A | #N/A | #N/A | #N/A | #N/A | #N/A | #N/A | #N/A
FALSE | #N/A | #N/A | #N/A | #N/A | #N/A | #N/A | #N/A | #N/A | #N/A | #N/A |  |  |  | FALSE | #N/A | #N/A | #N/A | #N/A | #N/A | #N/A | #N/A | #N/A | #N/A | #N/A
FALSE | #N/A | #N/A | #N/A | #N/A | #N/A | #N/A | #N/A | #N/A | #N/A | #N/A |  |  |  | FALSE | #N/A | #N/A | #N/A | #N/A | #N/A | #N/A | #N/A | #N/A | #N/A | #N/A
FALSE | #N/A | #N/A | #N/A | #N/A | #N/A | #N/A | #N/A | #N/A | #N/A | #N/A |  |  |  | FALSE | #N/A | #N/A | #N/A | #N/A | #N/A | #N/A | #N/A | #N/A | #N/A | #N/A
FALSE | #N/A | #N/A | #N/A | #N/A | #N/A | #N/A | #N/A | #N/A | #N/A | #N/A |  |  |  | FALSE | #N/A | #N/A | #N/A | #N/A | #N/A | #N/A | #N/A | #N/A | #N/A | #N/A
FALSE | #N/A | #N/A | #N/A | #N/A | #N/A | #N/A | #N/A | #N/A | #N/A | #N/A |  |  |  | FALSE | #N/A | #N/A | #N/A | #N/A | #N/A | #N/A | #N/A | #N/A | #N/A | #N/A
FALSE | #N/A | #N/A | #N/A | #N/A | #N/A | #N/A | #N/A | #N/A | #N/A | #N/A |  |  |  | FALSE | #N/A | #N/A | #N/A | #N/A | #N/A | #N/A | #N/A | #N/A | #N/A | #N/A
FALSE | #N/A | #N/A | #N/A | #N/A | #N/A | #N/A | #N/A | #N/A | #N/A | #N/A |  |  |  | FALSE | #N/A | #N/A | #N/A | #N/A | #N/A | #N/A | #N/A | #N/A | #N/A | #N/A
FALSE | #N/A | #N/A | #N/A | #N/A | #N/A | #N/A | #N/A | #N/A | #N/A | #N/A |  |  |  | FALSE | #N/A | #N/A | #N/A | #N/A | #N/A | #N/A | #N/A | #N/A | #N/A | #N/A
FALSE | #N/A | #N/A | #N/A | #N/A | #N/A | #N/A | #N/A | #N/A | #N/A | #N/A |  |  |  | FALSE | #N/A | #N/A | #N/A | #N/A | #N/A | #N/A | #N/A | #N/A | #N/A | #N/A
FALSE | #N/A | #N/A | #N/A | #N/A | #N/A | #N/A | #N/A | #N/A | #N/A | #N/A |  |  |  | FALSE | #N/A | #N/A | #N/A | #N/A | #N/A | #N/A | #N/A | #N/A | #N/A | #N/A
FALSE | #N/A | #N/A | #N/A | #N/A | #N/A | #N/A | #N/A | #N/A | #N/A | #N/A |  |  |  | FALSE | #N/A | #N/A | #N/A | #N/A | #N/A | #N/A | #N/A | #N/A | #N/A | #N/A
FALSE | #N/A | #N/A | #N/A | #N/A | #N/A | #N/A | #N/A | #N/A | #N/A | #N/A |  |  |  | FALSE | #N/A | #N/A | #N/A | #N/A | #N/A | #N/A | #N/A | #N/A | #N/A | #N/A
FALSE | #N/A | #N/A | #N/A | #N/A | #N/A | #N/A | #N/A | #N/A | #N/A | #N/A |  |  |  | FALSE | #N/A | #N/A | #N/A | #N/A | #N/A | #N/A | #N/A | #N/A | #N/A | #N/A
FALSE | #N/A | #N/A | #N/A | #N/A | #N/A | #N/A | #N/A | #N/A | #N/A | #N/A |  |  |  | FALSE | #N/A | #N/A | #N/A | #N/A | #N/A | #N/A | #N/A | #N/A | #N/A | #N/A
FALSE | #N/A | #N/A | #N/A | #N/A | #N/A | #N/A | #N/A | #N/A | #N/A | #N/A |  |  |  | FALSE | #N/A | #N/A | #N/A | #N/A | #N/A | #N/A | #N/A | #N/A | #N/A | #N/A
FALSE | #N/A | #N/A | #N/A | #N/A | #N/A | #N/A | #N/A | #N/A | #N/A | #N/A |  |  |  | FALSE | #N/A | #N/A | #N/A | #N/A | #N/A | #N/A | #N/A | #N/A | #N/A | #N/A
FALSE | #N/A | #N/A | #N/A | #N/A | #N/A | #N/A | #N/A | #N/A | #N/A | #N/A |  |  |  | FALSE | #N/A | #N/A | #N/A | #N/A | #N/A | #N/A | #N/A | #N/A | #N/A | #N/A
FALSE | #N/A | #N/A | #N/A | #N/A | #N/A | #N/A | #N/A | #N/A | #N/A | #N/A |  |  |  | FALSE | #N/A | #N/A | #N/A | #N/A | #N/A | #N/A | #N/A | #N/A | #N/A | #N/A
FALSE | #N/A | #N/A | #N/A | #N/A | #N/A | #N/A | #N/A | #N/A | #N/A | #N/A |  |  |  | FALSE | #N/A | #N/A | #N/A | #N/A | #N/A | #N/A | #N/A | #N/A | #N/A | #N/A
FALSE | #N/A | #N/A | #N/A | #N/A | #N/A | #N/A | #N/A | #N/A | #N/A | #N/A |  |  |  | FALSE | #N/A | #N/A | #N/A | #N/A | #N/A | #N/A | #N/A | #N/A | #N/A | #N/A
FALSE | #N/A | #N/A | #N/A | #N/A | #N/A | #N/A | #N/A | #N/A | #N/A | #N/A |  |  |  | FALSE | #N/A | #N/A | #N/A | #N/A | #N/A | #N/A | #N/A | #N/A | #N/A | #N/A
FALSE | #N/A | #N/A | #N/A | #N/A | #N/A | #N/A | #N/A | #N/A | #N/A | #N/A |  |  |  | FALSE | #N/A | #N/A | #N/A | #N/A | #N/A | #N/A | #N/A | #N/A | #N/A | #N/A
FALSE | #N/A | #N/A | #N/A | #N/A | #N/A | #N/A | #N/A | #N/A | #N/A | #N/A |  |  |  | FALSE | #N/A | #N/A | #N/A | #N/A | #N/A | #N/A | #N/A | #N/A | #N/A | #N/A
FALSE | #N/A | #N/A | #N/A | #N/A | #N/A | #N/A | #N/A | #N/A | #N/A | #N/A |  |  |  | FALSE | #N/A | #N/A | #N/A | #N/A | #N/A | #N/A | #N/A | #N/A | #N/A | #N/A
FALSE | #N/A | #N/A | #N/A | #N/A | #N/A | #N/A | #N/A | #N/A | #N/A | #N/A |  |  |  | FALSE | #N/A | #N/A | #N/A | #N/A | #N/A | #N/A | #N/A | #N/A | #N/A | #N/A
FALSE | #N/A | #N/A | #N/A | #N/A | #N/A | #N/A | #N/A | #N/A | #N/A | #N/A |  |  |  | FALSE | #N/A | #N/A | #N/A | #N/A | #N/A | #N/A | #N/A | #N/A | #N/A | #N/A
FALSE | #N/A | #N/A | #N/A | #N/A | #N/A | #N/A | #N/A | #N/A | #N/A | #N/A |  |  |  | FALSE | #N/A | #N/A | #N/A | #N/A | #N/A | #N/A | #N/A | #N/A | #N/A | #N/A
FALSE | #N/A | #N/A | #N/A | #N/A | #N/A | #N/A | #N/A | #N/A | #N/A | #N/A |  |  |  | FALSE | #N/A | #N/A | #N/A | #N/A | #N/A | #N/A | #N/A | #N/A | #N/A | #N/A
FALSE | #N/A | #N/A | #N/A | #N/A | #N/A | #N/A | #N/A | #N/A | #N/A | #N/A |  |  |  | FALSE | #N/A | #N/A | #N/A | #N/A | #N/A | #N/A | #N/A | #N/A | #N/A | #N/A
FALSE | #N/A | #N/A | #N/A | #N/A | #N/A | #N/A | #N/A | #N/A | #N/A | #N/A |  |  |  | FALSE | #N/A | #N/A | #N/A | #N/A | #N/A | #N/A | #N/A | #N/A | #N/A | #N/A
FALSE | #N/A | #N/A | #N/A | #N/A | #N/A | #N/A | #N/A | #N/A | #N/A | #N/A |  |  |  | FALSE | #N/A | #N/A | #N/A | #N/A | #N/A | #N/A | #N/A | #N/A | #N/A | #N/A
FALSE | #N/A | #N/A | #N/A | #N/A | #N/A | #N/A | #N/A | #N/A | #N/A | #N/A |  |  |  | FALSE | #N/A | #N/A | #N/A | #N/A | #N/A | #N/A | #N/A | #N/A | #N/A | #N/A
FALSE | #N/A | #N/A | #N/A | #N/A | #N/A | #N/A | #N/A | #N/A | #N/A | #N/A |  |  |  | FALSE | #N/A | #N/A | #N/A | #N/A | #N/A | #N/A | #N/A | #N/A | #N/A | #N/A
FALSE | #N/A | #N/A | #N/A | #N/A | #N/A | #N/A | #N/A | #N/A | #N/A | #N/A |  |  |  | FALSE | #N/A | #N/A | #N/A | #N/A | #N/A | #N/A | #N/A | #N/A | #N/A | #N/A
FALSE | #N/A | #N/A | #N/A | #N/A | #N/A | #N/A | #N/A | #N/A | #N/A | #N/A |  |  |  | FALSE | #N/A | #N/A | #N/A | #N/A | #N/A | #N/A | #N/A | #N/A | #N/A | #N/A
FALSE | #N/A | #N/A | #N/A | #N/A | #N/A | #N/A | #N/A | #N/A | #N/A | #N/A |  |  |  | FALSE | #N/A | #N/A | #N/A | #N/A | #N/A | #N/A | #N/A | #N/A | #N/A | #N/A
FALSE | #N/A | #N/A | #N/A | #N/A | #N/A | #N/A | #N/A | #N/A | #N/A | #N/A |  |  |  | FALSE | #N/A | #N/A | #N/A | #N/A | #N/A | #N/A | #N/A | #N/A | #N/A | #N/A
FALSE | #N/A | #N/A | #N/A | #N/A | #N/A | #N/A | #N/A | #N/A | #N/A | #N/A |  |  |  | FALSE | #N/A | #N/A | #N/A | #N/A | #N/A | #N/A | #N/A | #N/A | #N/A | #N/A
FALSE | #N/A | #N/A | #N/A | #N/A | #N/A | #N/A | #N/A | #N/A | #N/A | #N/A |  |  |  | FALSE | #N/A | #N/A | #N/A | #N/A | #N/A | #N/A | #N/A | #N/A | #N/A | #N/A
FALSE | #N/A | #N/A | #N/A | #N/A | #N/A | #N/A | #N/A | #N/A | #N/A | #N/A |  |  |  | FALSE | #N/A | #N/A | #N/A | #N/A | #N/A | #N/A | #N/A | #N/A | #N/A | #N/A
FALSE | #N/A | #N/A | #N/A | #N/A | #N/A | #N/A | #N/A | #N/A | #N/A | #N/A |  |  |  | FALSE | #N/A | #N/A | #N/A | #N/A | #N/A | #N/A | #N/A | #N/A | #N/A | #N/A
FALSE | #N/A | #N/A | #N/A | #N/A | #N/A | #N/A | #N/A | #N/A | #N/A | #N/A |  |  |  | FALSE | #N/A | #N/A | #N/A | #N/A | #N/A | #N/A | #N/A | #N/A | #N/A | #N/A
FALSE | #N/A | #N/A | #N/A | #N/A | #N/A | #N/A | #N/A | #N/A | #N/A | #N/A |  |  |  | FALSE | #N/A | #N/A | #N/A | #N/A | #N/A | #N/A | #N/A | #N/A | #N/A | #N/A
FALSE | #N/A | #N/A | #N/A | #N/A | #N/A | #N/A | #N/A | #N/A | #N/A | #N/A |  |  |  | FALSE | #N/A | #N/A | #N/A | #N/A | #N/A | #N/A | #N/A | #N/A | #N/A | #N/A
FALSE | #N/A | #N/A | #N/A | #N/A | #N/A | #N/A | #N/A | #N/A | #N/A | #N/A |  |  |  | FALSE | #N/A | #N/A | #N/A | #N/A | #N/A | #N/A | #N/A | #N/A | #N/A | #N/A
FALSE | #N/A | #N/A | #N/A | #N/A | #N/A | #N/A | #N/A | #N/A | #N/A | #N/A |  |  |  | FALSE | #N/A | #N/A | #N/A | #N/A | #N/A | #N/A | #N/A | #N/A | #N/A | #N/A
FALSE | #N/A | #N/A | #N/A | #N/A | #N/A | #N/A | #N/A | #N/A | #N/A | #N/A |  |  |  | FALSE | #N/A | #N/A | #N/A | #N/A | #N/A | #N/A | #N/A | #N/A | #N/A | #N/A
FALSE | #N/A | #N/A | #N/A | #N/A | #N/A | #N/A | #N/A | #N/A | #N/A | #N/A |  |  |  | FALSE | #N/A | #N/A | #N/A | #N/A | #N/A | #N/A | #N/A | #N/A | #N/A | #N/A
FALSE | #N/A | #N/A | #N/A | #N/A | #N/A | #N/A | #N/A | #N/A | #N/A | #N/A |  |  |  | FALSE | #N/A | #N/A | #N/A | #N/A | #N/A | #N/A | #N/A | #N/A | #N/A | #N/A
FALSE | #N/A | #N/A | #N/A | #N/A | #N/A | #N/A | #N/A | #N/A | #N/A | #N/A |  |  |  | FALSE | #N/A | #N/A | #N/A | #N/A | #N/A | #N/A | #N/A | #N/A | #N/A | #N/A
FALSE | #N/A | #N/A | #N/A | #N/A | #N/A | #N/A | #N/A | #N/A | #N/A | #N/A |  |  |  | FALSE | #N/A | #N/A | #N/A | #N/A | #N/A | #N/A | #N/A | #N/A | #N/A | #N/A
FALSE | #N/A | #N/A | #N/A | #N/A | #N/A | #N/A | #N/A | #N/A | #N/A | #N/A |  |  |  | FALSE | #N/A | #N/A | #N/A | #N/A | #N/A | #N/A | #N/A | #N/A | #N/A | #N/A
FALSE | #N/A | #N/A | #N/A | #N/A | #N/A | #N/A | #N/A | #N/A | #N/A | #N/A |  |  |  | FALSE | #N/A | #N/A | #N/A | #N/A | #N/A | #N/A | #N/A | #N/A | #N/A | #N/A
FALSE | #N/A | #N/A | #N/A | #N/A | #N/A | #N/A | #N/A | #N/A | #N/A | #N/A |  |  |  | FALSE | #N/A | #N/A | #N/A | #N/A | #N/A | #N/A | #N/A | #N/A | #N/A | #N/A
FALSE | #N/A | #N/A | #N/A | #N/A | #N/A | #N/A | #N/A | #N/A | #N/A | #N/A |  |  |  | FALSE | #N/A | #N/A | #N/A | #N/A | #N/A | #N/A | #N/A | #N/A | #N/A | #N/A
FALSE | #N/A | #N/A | #N/A | #N/A | #N/A | #N/A | #N/A | #N/A | #N/A | #N/A |  |  |  | FALSE | #N/A | #N/A | #N/A | #N/A | #N/A | #N/A | #N/A | #N/A | #N/A | #N/A
FALSE | #N/A | #N/A | #N/A | #N/A | #N/A | #N/A | #N/A | #N/A | #N/A | #N/A |  |  |  | FALSE | #N/A | #N/A | #N/A | #N/A | #N/A | #N/A | #N/A | #N/A | #N/A | #N/A
FALSE | #N/A | #N/A | #N/A | #N/A | #N/A | #N/A | #N/A | #N/A | #N/A | #N/A |  |  |  | FALSE | #N/A | #N/A | #N/A | #N/A | #N/A | #N/A | #N/A | #N/A | #N/A | #N/A
FALSE | #N/A | #N/A | #N/A | #N/A | #N/A | #N/A | #N/A | #N/A | #N/A | #N/A |  |  |  | FALSE | #N/A | #N/A | #N/A | #N/A | #N/A | #N/A | #N/A | #N/A | #N/A | #N/A
FALSE | #N/A | #N/A | #N/A | #N/A | #N/A | #N/A | #N/A | #N/A | #N/A | #N/A |  |  |  | FALSE | #N/A | #N/A | #N/A | #N/A | #N/A | #N/A | #N/A | #N/A | #N/A | #N/A
FALSE | #N/A | #N/A | #N/A | #N/A | #N/A | #N/A | #N/A | #N/A | #N/A | #N/A |  |  |  | FALSE | #N/A | #N/A | #N/A | #N/A | #N/A | #N/A | #N/A | #N/A | #N/A | #N/A
FALSE | #N/A | #N/A | #N/A | #N/A | #N/A | #N/A | #N/A | #N/A | #N/A | #N/A |  |  |  | FALSE | #N/A | #N/A | #N/A | #N/A | #N/A | #N/A | #N/A | #N/A | #N/A | #N/A
FALSE | #N/A | #N/A | #N/A | #N/A | #N/A | #N/A | #N/A | #N/A | #N/A | #N/A |  |  |  | FALSE | #N/A | #N/A | #N/A | #N/A | #N/A | #N/A | #N/A | #N/A | #N/A | #N/A
FALSE | #N/A | #N/A | #N/A | #N/A | #N/A | #N/A | #N/A | #N/A | #N/A | #N/A |  |  |  | FALSE | #N/A | #N/A | #N/A | #N/A | #N/A | #N/A | #N/A | #N/A | #N/A | #N/A
FALSE | #N/A | #N/A | #N/A | #N/A | #N/A | #N/A | #N/A | #N/A | #N/A | #N/A |  |  |  | FALSE | #N/A | #N/A | #N/A | #N/A | #N/A | #N/A | #N/A | #N/A | #N/A | #N/A
FALSE | #N/A | #N/A | #N/A | #N/A | #N/A | #N/A | #N/A | #N/A | #N/A | #N/A |  |  |  | FALSE | #N/A | #N/A | #N/A | #N/A | #N/A | #N/A | #N/A | #N/A | #N/A | #N/A
FALSE | #N/A | #N/A | #N/A | #N/A | #N/A | #N/A | #N/A | #N/A | #N/A | #N/A |  |  |  | FALSE | #N/A | #N/A | #N/A | #N/A | #N/A | #N/A | #N/A | #N/A | #N/A | #N/A
FALSE | #N/A | #N/A | #N/A | #N/A | #N/A | #N/A | #N/A | #N/A | #N/A | #N/A |  |  |  | FALSE | #N/A | #N/A | #N/A | #N/A | #N/A | #N/A | #N/A | #N/A | #N/A | #N/A
FALSE | #N/A | #N/A | #N/A | #N/A | #N/A | #N/A | #N/A | #N/A | #N/A | #N/A |  |  |  | FALSE | #N/A | #N/A | #N/A | #N/A | #N/A | #N/A | #N/A | #N/A | #N/A | #N/A
FALSE | #N/A | #N/A | #N/A | #N/A | #N/A | #N/A | #N/A | #N/A | #N/A | #N/A |  |  |  | FALSE | #N/A | #N/A | #N/A | #N/A | #N/A | #N/A | #N/A | #N/A | #N/A | #N/A
FALSE | #N/A | #N/A | #N/A | #N/A | #N/A | #N/A | #N/A | #N/A | #N/A | #N/A |  |  |  | FALSE | #N/A | #N/A | #N/A | #N/A | #N/A | #N/A | #N/A | #N/A | #N/A | #N/A
FALSE | #N/A | #N/A | #N/A | #N/A | #N/A | #N/A | #N/A | #N/A | #N/A | #N/A |  |  |  | FALSE | #N/A | #N/A | #N/A | #N/A | #N/A | #N/A | #N/A | #N/A | #N/A | #N/A
FALSE | #N/A | #N/A | #N/A | #N/A | #N/A | #N/A | #N/A | #N/A | #N/A | #N/A |  |  |  | FALSE | #N/A | #N/A | #N/A | #N/A | #N/A | #N/A | #N/A | #N/A | #N/A | #N/A
FALSE | #N/A | #N/A | #N/A | #N/A | #N/A | #N/A | #N/A | #N/A | #N/A | #N/A |  |  |  | FALSE | #N/A | #N/A | #N/A | #N/A | #N/A | #N/A | #N/A | #N/A | #N/A | #N/A
FALSE | #N/A | #N/A | #N/A | #N/A | #N/A | #N/A | #N/A | #N/A | #N/A | #N/A |  |  |  | FALSE | #N/A | #N/A | #N/A | #N/A | #N/A | #N/A | #N/A | #N/A | #N/A | #N/A
FALSE | #N/A | #N/A | #N/A | #N/A | #N/A | #N/A | #N/A | #N/A | #N/A | #N/A |  |  |  | FALSE | #N/A | #N/A | #N/A | #N/A | #N/A | #N/A | #N/A | #N/A | #N/A | #N/A
FALSE | #N/A | #N/A | #N/A | #N/A | #N/A | #N/A | #N/A | #N/A | #N/A | #N/A |  |  |  | FALSE | #N/A | #N/A | #N/A | #N/A | #N/A | #N/A | #N/A | #N/A | #N/A | #N/A
FALSE | #N/A | #N/A | #N/A | #N/A | #N/A | #N/A | #N/A | #N/A | #N/A | #N/A |  |  |  | FALSE | #N/A | #N/A | #N/A | #N/A | #N/A | #N/A | #N/A | #N/A | #N/A | #N/A
FALSE | #N/A | #N/A | #N/A | #N/A | #N/A | #N/A | #N/A | #N/A | #N/A | #N/A |  |  |  | FALSE | #N/A | #N/A | #N/A | #N/A | #N/A | #N/A | #N/A | #N/A | #N/A | #N/A
FALSE | #N/A | #N/A | #N/A | #N/A | #N/A | #N/A | #N/A | #N/A | #N/A | #N/A |  |  |  | FALSE | #N/A | #N/A | #N/A | #N/A | #N/A | #N/A | #N/A | #N/A | #N/A | #N/A
FALSE | #N/A | #N/A | #N/A | #N/A | #N/A | #N/A | #N/A | #N/A | #N/A | #N/A |  |  |  | FALSE | #N/A | #N/A | #N/A | #N/A | #N/A | #N/A | #N/A | #N/A | #N/A | #N/A
FALSE | #N/A | #N/A | #N/A | #N/A | #N/A | #N/A | #N/A | #N/A | #N/A | #N/A |  |  |  | FALSE | #N/A | #N/A | #N/A | #N/A | #N/A | #N/A | #N/A | #N/A | #N/A | #N/A
FALSE | #N/A | #N/A | #N/A | #N/A | #N/A | #N/A | #N/A | #N/A | #N/A | #N/A |  |  |  | FALSE | #N/A | #N/A | #N/A | #N/A | #N/A | #N/A | #N/A | #N/A | #N/A | #N/A
FALSE | #N/A | #N/A | #N/A | #N/A | #N/A | #N/A | #N/A | #N/A | #N/A | #N/A |  |  |  | FALSE | #N/A | #N/A | #N/A | #N/A | #N/A | #N/A | #N/A | #N/A | #N/A | #N/A
FALSE | #N/A | #N/A | #N/A | #N/A | #N/A | #N/A | #N/A | #N/A | #N/A | #N/A |  |  |  | FALSE | #N/A | #N/A | #N/A | #N/A | #N/A | #N/A | #N/A | #N/A | #N/A | #N/A
FALSE | #N/A | #N/A | #N/A | #N/A | #N/A | #N/A | #N/A | #N/A | #N/A | #N/A |  |  |  | FALSE | #N/A | #N/A | #N/A | #N/A | #N/A | #N/A | #N/A | #N/A | #N/A | #N/A
FALSE | #N/A | #N/A | #N/A | #N/A | #N/A | #N/A | #N/A | #N/A | #N/A | #N/A |  |  |  | FALSE | #N/A | #N/A | #N/A | #N/A | #N/A | #N/A | #N/A | #N/A | #N/A | #N/A
FALSE | #N/A | #N/A | #N/A | #N/A | #N/A | #N/A | #N/A | #N/A | #N/A | #N/A |  |  |  | FALSE | #N/A | #N/A | #N/A | #N/A | #N/A | #N/A | #N/A | #N/A | #N/A | #N/A
FALSE | #N/A | #N/A | #N/A | #N/A | #N/A | #N/A | #N/A | #N/A | #N/A | #N/A |  |  |  | FALSE | #N/A | #N/A | #N/A | #N/A | #N/A | #N/A | #N/A | #N/A | #N/A | #N/A
FALSE | #N/A | #N/A | #N/A | #N/A | #N/A | #N/A | #N/A | #N/A | #N/A | #N/A |  |  |  | FALSE | #N/A | #N/A | #N/A | #N/A | #N/A | #N/A | #N/A | #N/A | #N/A | #N/A
FALSE | #N/A | #N/A | #N/A | #N/A | #N/A | #N/A | #N/A | #N/A | #N/A | #N/A |  |  |  | FALSE | #N/A | #N/A | #N/A | #N/A | #N/A | #N/A | #N/A | #N/A | #N/A | #N/A
FALSE | #N/A | #N/A | #N/A | #N/A | #N/A | #N/A | #N/A | #N/A | #N/A | #N/A |  |  |  | FALSE | #N/A | #N/A | #N/A | #N/A | #N/A | #N/A | #N/A | #N/A | #N/A | #N/A
FALSE | #N/A | #N/A | #N/A | #N/A | #N/A | #N/A | #N/A | #N/A | #N/A | #N/A |  |  |  | FALSE | #N/A | #N/A | #N/A | #N/A | #N/A | #N/A | #N/A | #N/A | #N/A | #N/A
FALSE | #N/A | #N/A | #N/A | #N/A | #N/A | #N/A | #N/A | #N/A | #N/A | #N/A |  |  |  | FALSE | #N/A | #N/A | #N/A | #N/A | #N/A | #N/A | #N/A | #N/A | #N/A | #N/A
FALSE | #N/A | #N/A | #N/A | #N/A | #N/A | #N/A | #N/A | #N/A | #N/A | #N/A |  |  |  | FALSE | #N/A | #N/A | #N/A | #N/A | #N/A | #N/A | #N/A | #N/A | #N/A | #N/A
FALSE | #N/A | #N/A | #N/A | #N/A | #N/A | #N/A | #N/A | #N/A | #N/A | #N/A |  |  |  | FALSE | #N/A | #N/A | #N/A | #N/A | #N/A | #N/A | #N/A | #N/A | #N/A | #N/A
FALSE | #N/A | #N/A | #N/A | #N/A | #N/A | #N/A | #N/A | #N/A | #N/A | #N/A |  |  |  | FALSE | #N/A | #N/A | #N/A | #N/A | #N/A | #N/A | #N/A | #N/A | #N/A | #N/A
FALSE | #N/A | #N/A | #N/A | #N/A | #N/A | #N/A | #N/A | #N/A | #N/A | #N/A |  |  |  | FALSE | #N/A | #N/A | #N/A | #N/A | #N/A | #N/A | #N/A | #N/A | #N/A | #N/A
FALSE | #N/A | #N/A | #N/A | #N/A | #N/A | #N/A | #N/A | #N/A | #N/A | #N/A |  |  |  | FALSE | #N/A | #N/A | #N/A | #N/A | #N/A | #N/A | #N/A | #N/A | #N/A | #N/A
FALSE | #N/A | #N/A | #N/A | #N/A | #N/A | #N/A | #N/A | #N/A | #N/A | #N/A |  |  |  | FALSE | #N/A | #N/A | #N/A | #N/A | #N/A | #N/A | #N/A | #N/A | #N/A | #N/A
FALSE | #N/A | #N/A | #N/A | #N/A | #N/A | #N/A | #N/A | #N/A | #N/A | #N/A |  |  |  | FALSE | #N/A | #N/A | #N/A | #N/A | #N/A | #N/A | #N/A | #N/A | #N/A | #N/A
FALSE | #N/A | #N/A | #N/A | #N/A | #N/A | #N/A | #N/A | #N/A | #N/A | #N/A |  |  |  | FALSE | #N/A | #N/A | #N/A | #N/A | #N/A | #N/A | #N/A | #N/A | #N/A | #N/A
FALSE | #N/A | #N/A | #N/A | #N/A | #N/A | #N/A | #N/A | #N/A | #N/A | #N/A |  |  |  | FALSE | #N/A | #N/A | #N/A | #N/A | #N/A | #N/A | #N/A | #N/A | #N/A | #N/A
FALSE | #N/A | #N/A | #N/A | #N/A | #N/A | #N/A | #N/A | #N/A | #N/A | #N/A |  |  |  | FALSE | #N/A | #N/A | #N/A | #N/A | #N/A | #N/A | #N/A | #N/A | #N/A | #N/A
FALSE | #N/A | #N/A | #N/A | #N/A | #N/A | #N/A | #N/A | #N/A | #N/A | #N/A |  |  |  | FALSE | #N/A | #N/A | #N/A | #N/A | #N/A | #N/A | #N/A | #N/A | #N/A | #N/A
FALSE | #N/A | #N/A | #N/A | #N/A | #N/A | #N/A | #N/A | #N/A | #N/A | #N/A |  |  |  | FALSE | #N/A | #N/A | #N/A | #N/A | #N/A | #N/A | #N/A | #N/A | #N/A | #N/A
FALSE | #N/A | #N/A | #N/A | #N/A | #N/A | #N/A | #N/A | #N/A | #N/A | #N/A |  |  |  | FALSE | #N/A | #N/A | #N/A | #N/A | #N/A | #N/A | #N/A | #N/A | #N/A | #N/A
FALSE | #N/A | #N/A | #N/A | #N/A | #N/A | #N/A | #N/A | #N/A | #N/A | #N/A |  |  |  | FALSE | #N/A | #N/A | #N/A | #N/A | #N/A | #N/A | #N/A | #N/A | #N/A | #N/A
FALSE | #N/A | #N/A | #N/A | #N/A | #N/A | #N/A | #N/A | #N/A | #N/A | #N/A |  |  |  | FALSE | #N/A | #N/A | #N/A | #N/A | #N/A | #N/A | #N/A | #N/A | #N/A | #N/A
FALSE | #N/A | #N/A | #N/A | #N/A | #N/A | #N/A | #N/A | #N/A | #N/A | #N/A |  |  |  | FALSE | #N/A | #N/A | #N/A | #N/A | #N/A | #N/A | #N/A | #N/A | #N/A | #N/A
FALSE | #N/A | #N/A | #N/A | #N/A | #N/A | #N/A | #N/A | #N/A | #N/A | #N/A |  |  |  | FALSE | #N/A | #N/A | #N/A | #N/A | #N/A | #N/A | #N/A | #N/A | #N/A | #N/A
FALSE | #N/A | #N/A | #N/A | #N/A | #N/A | #N/A | #N/A | #N/A | #N/A | #N/A |  |  |  | FALSE | #N/A | #N/A | #N/A | #N/A | #N/A | #N/A | #N/A | #N/A | #N/A | #N/A
FALSE | #N/A | #N/A | #N/A | #N/A | #N/A | #N/A | #N/A | #N/A | #N/A | #N/A |  |  |  | FALSE | #N/A | #N/A | #N/A | #N/A | #N/A | #N/A | #N/A | #N/A | #N/A | #N/A
FALSE | #N/A | #N/A | #N/A | #N/A | #N/A | #N/A | #N/A | #N/A | #N/A | #N/A |  |  |  | FALSE | #N/A | #N/A | #N/A | #N/A | #N/A | #N/A | #N/A | #N/A | #N/A | #N/A
FALSE | #N/A | #N/A | #N/A | #N/A | #N/A | #N/A | #N/A | #N/A | #N/A | #N/A |  |  |  | FALSE | #N/A | #N/A | #N/A | #N/A | #N/A | #N/A | #N/A | #N/A | #N/A | #N/A
FALSE | #N/A | #N/A | #N/A | #N/A | #N/A | #N/A | #N/A | #N/A | #N/A | #N/A |  |  |  | FALSE | #N/A | #N/A | #N/A | #N/A | #N/A | #N/A | #N/A | #N/A | #N/A | #N/A
FALSE | #N/A | #N/A | #N/A | #N/A | #N/A | #N/A | #N/A | #N/A | #N/A | #N/A |  |  |  | FALSE | #N/A | #N/A | #N/A | #N/A | #N/A | #N/A | #N/A | #N/A | #N/A | #N/A
FALSE | #N/A | #N/A | #N/A | #N/A | #N/A | #N/A | #N/A | #N/A | #N/A | #N/A |  |  |  | FALSE | #N/A | #N/A | #N/A | #N/A | #N/A | #N/A | #N/A | #N/A | #N/A | #N/A
FALSE | #N/A | #N/A | #N/A | #N/A | #N/A | #N/A | #N/A | #N/A | #N/A | #N/A |  |  |  | FALSE | #N/A | #N/A | #N/A | #N/A | #N/A | #N/A | #N/A | #N/A | #N/A | #N/A
FALSE | #N/A | #N/A | #N/A | #N/A | #N/A | #N/A | #N/A | #N/A | #N/A | #N/A |  |  |  | FALSE | #N/A | #N/A | #N/A | #N/A | #N/A | #N/A | #N/A | #N/A | #N/A | #N/A
FALSE | #N/A | #N/A | #N/A | #N/A | #N/A | #N/A | #N/A | #N/A | #N/A | #N/A |  |  |  | FALSE | #N/A | #N/A | #N/A | #N/A | #N/A | #N/A | #N/A | #N/A | #N/A | #N/A
FALSE | #N/A | #N/A | #N/A | #N/A | #N/A | #N/A | #N/A | #N/A | #N/A | #N/A |  |  |  | FALSE | #N/A | #N/A | #N/A | #N/A | #N/A | #N/A | #N/A | #N/A | #N/A | #N/A
FALSE | #N/A | #N/A | #N/A | #N/A | #N/A | #N/A | #N/A | #N/A | #N/A | #N/A |  |  |  | FALSE | #N/A | #N/A | #N/A | #N/A | #N/A | #N/A | #N/A | #N/A | #N/A | #N/A
FALSE | #N/A | #N/A | #N/A | #N/A | #N/A | #N/A | #N/A | #N/A | #N/A | #N/A |  |  |  | FALSE | #N/A | #N/A | #N/A | #N/A | #N/A | #N/A | #N/A | #N/A | #N/A | #N/A
FALSE | #N/A | #N/A | #N/A | #N/A | #N/A | #N/A | #N/A | #N/A | #N/A | #N/A |  |  |  | FALSE | #N/A | #N/A | #N/A | #N/A | #N/A | #N/A | #N/A | #N/A | #N/A | #N/A
FALSE | #N/A | #N/A | #N/A | #N/A | #N/A | #N/A | #N/A | #N/A | #N/A | #N/A |  |  |  | FALSE | #N/A | #N/A | #N/A | #N/A | #N/A | #N/A | #N/A | #N/A | #N/A | #N/A
FALSE | #N/A | #N/A | #N/A | #N/A | #N/A | #N/A | #N/A | #N/A | #N/A | #N/A |  |  |  | FALSE | #N/A | #N/A | #N/A | #N/A | #N/A | #N/A | #N/A | #N/A | #N/A | #N/A
FALSE | #N/A | #N/A | #N/A | #N/A | #N/A | #N/A | #N/A | #N/A | #N/A | #N/A |  |  |  | FALSE | #N/A | #N/A | #N/A | #N/A | #N/A | #N/A | #N/A | #N/A | #N/A | #N/A
FALSE | #N/A | #N/A | #N/A | #N/A | #N/A | #N/A | #N/A | #N/A | #N/A | #N/A |  |  |  | FALSE | #N/A | #N/A | #N/A | #N/A | #N/A | #N/A | #N/A | #N/A | #N/A | #N/A
FALSE | #N/A | #N/A | #N/A | #N/A | #N/A | #N/A | #N/A | #N/A | #N/A | #N/A |  |  |  | FALSE | #N/A | #N/A | #N/A | #N/A | #N/A | #N/A | #N/A | #N/A | #N/A | #N/A
FALSE | #N/A | #N/A | #N/A | #N/A | #N/A | #N/A | #N/A | #N/A | #N/A | #N/A |  |  |  | FALSE | #N/A | #N/A | #N/A | #N/A | #N/A | #N/A | #N/A | #N/A | #N/A | #N/A
FALSE | #N/A | #N/A | #N/A | #N/A | #N/A | #N/A | #N/A | #N/A | #N/A | #N/A |  |  |  | FALSE | #N/A | #N/A | #N/A | #N/A | #N/A | #N/A | #N/A | #N/A | #N/A | #N/A
FALSE | #N/A | #N/A | #N/A | #N/A | #N/A | #N/A | #N/A | #N/A | #N/A | #N/A |  |  |  | FALSE | #N/A | #N/A | #N/A | #N/A | #N/A | #N/A | #N/A | #N/A | #N/A | #N/A
FALSE | #N/A | #N/A | #N/A | #N/A | #N/A | #N/A | #N/A | #N/A | #N/A | #N/A |  |  |  | FALSE | #N/A | #N/A | #N/A | #N/A | #N/A | #N/A | #N/A | #N/A | #N/A | #N/A
FALSE | #N/A | #N/A | #N/A | #N/A | #N/A | #N/A | #N/A | #N/A | #N/A | #N/A |  |  |  | FALSE | #N/A | #N/A | #N/A | #N/A | #N/A | #N/A | #N/A | #N/A | #N/A | #N/A
FALSE | #N/A | #N/A | #N/A | #N/A | #N/A | #N/A | #N/A | #N/A | #N/A | #N/A |  |  |  | FALSE | #N/A | #N/A | #N/A | #N/A | #N/A | #N/A | #N/A | #N/A | #N/A | #N/A
FALSE | #N/A | #N/A | #N/A | #N/A | #N/A | #N/A | #N/A | #N/A | #N/A | #N/A |  |  |  | FALSE | #N/A | #N/A | #N/A | #N/A | #N/A | #N/A | #N/A | #N/A | #N/A | #N/A
FALSE | #N/A | #N/A | #N/A | #N/A | #N/A | #N/A | #N/A | #N/A | #N/A | #N/A |  |  |  | FALSE | #N/A | #N/A | #N/A | #N/A | #N/A | #N/A | #N/A | #N/A | #N/A | #N/A
FALSE | #N/A | #N/A | #N/A | #N/A | #N/A | #N/A | #N/A | #N/A | #N/A | #N/A |  |  |  | FALSE | #N/A | #N/A | #N/A | #N/A | #N/A | #N/A | #N/A | #N/A | #N/A | #N/A
FALSE | #N/A | #N/A | #N/A | #N/A | #N/A | #N/A | #N/A | #N/A | #N/A | #N/A |  |  |  | FALSE | #N/A | #N/A | #N/A | #N/A | #N/A | #N/A | #N/A | #N/A | #N/A | #N/A
FALSE | #N/A | #N/A | #N/A | #N/A | #N/A | #N/A | #N/A | #N/A | #N/A | #N/A |  |  |  | FALSE | #N/A | #N/A | #N/A | #N/A | #N/A | #N/A | #N/A | #N/A | #N/A | #N/A
FALSE | #N/A | #N/A | #N/A | #N/A | #N/A | #N/A | #N/A | #N/A | #N/A | #N/A |  |  |  | FALSE | #N/A | #N/A | #N/A | #N/A | #N/A | #N/A | #N/A | #N/A | #N/A | #N/A
FALSE | #N/A | #N/A | #N/A | #N/A | #N/A | #N/A | #N/A | #N/A | #N/A | #N/A |  |  |  | FALSE | #N/A | #N/A | #N/A | #N/A | #N/A | #N/A | #N/A | #N/A | #N/A | #N/A
FALSE | #N/A | #N/A | #N/A | #N/A | #N/A | #N/A | #N/A | #N/A | #N/A | #N/A |  |  |  | FALSE | #N/A | #N/A | #N/A | #N/A | #N/A | #N/A | #N/A | #N/A | #N/A | #N/A
FALSE | #N/A | #N/A | #N/A | #N/A | #N/A | #N/A | #N/A | #N/A | #N/A | #N/A |  |  |  | FALSE | #N/A | #N/A | #N/A | #N/A | #N/A | #N/A | #N/A | #N/A | #N/A | #N/A
FALSE | #N/A | #N/A | #N/A | #N/A | #N/A | #N/A | #N/A | #N/A | #N/A | #N/A |  |  |  | FALSE | #N/A | #N/A | #N/A | #N/A | #N/A | #N/A | #N/A | #N/A | #N/A | #N/A
FALSE | #N/A | #N/A | #N/A | #N/A | #N/A | #N/A | #N/A | #N/A | #N/A | #N/A |  |  |  | FALSE | #N/A | #N/A | #N/A | #N/A | #N/A | #N/A | #N/A | #N/A | #N/A | #N/A
FALSE | #N/A | #N/A | #N/A | #N/A | #N/A | #N/A | #N/A | #N/A | #N/A | #N/A |  |  |  | FALSE | #N/A | #N/A | #N/A | #N/A | #N/A | #N/A | #N/A | #N/A | #N/A | #N/A
FALSE | #N/A | #N/A | #N/A | #N/A | #N/A | #N/A | #N/A | #N/A | #N/A | #N/A |  |  |  | FALSE | #N/A | #N/A | #N/A | #N/A | #N/A | #N/A | #N/A | #N/A | #N/A | #N/A
FALSE | #N/A | #N/A | #N/A | #N/A | #N/A | #N/A | #N/A | #N/A | #N/A | #N/A |  |  |  | FALSE | #N/A | #N/A | #N/A | #N/A | #N/A | #N/A | #N/A | #N/A | #N/A | #N/A
FALSE | #N/A | #N/A | #N/A | #N/A | #N/A | #N/A | #N/A | #N/A | #N/A | #N/A |  |  |  | FALSE | #N/A | #N/A | #N/A | #N/A | #N/A | #N/A | #N/A | #N/A | #N/A | #N/A
FALSE | #N/A | #N/A | #N/A | #N/A | #N/A | #N/A | #N/A | #N/A | #N/A | #N/A |  |  |  | FALSE | #N/A | #N/A | #N/A | #N/A | #N/A | #N/A | #N/A | #N/A | #N/A | #N/A
FALSE | #N/A | #N/A | #N/A | #N/A | #N/A | #N/A | #N/A | #N/A | #N/A | #N/A |  |  |  | FALSE | #N/A | #N/A | #N/A | #N/A | #N/A | #N/A | #N/A | #N/A | #N/A | #N/A
FALSE | #N/A | #N/A | #N/A | #N/A | #N/A | #N/A | #N/A | #N/A | #N/A | #N/A |  |  |  | FALSE | #N/A | #N/A | #N/A | #N/A | #N/A | #N/A | #N/A | #N/A | #N/A | #N/A
FALSE | #N/A | #N/A | #N/A | #N/A | #N/A | #N/A | #N/A | #N/A | #N/A | #N/A |  |  |  | FALSE | #N/A | #N/A | #N/A | #N/A | #N/A | #N/A | #N/A | #N/A | #N/A | #N/A
FALSE | #N/A | #N/A | #N/A | #N/A | #N/A | #N/A | #N/A | #N/A | #N/A | #N/A |  |  |  | FALSE | #N/A | #N/A | #N/A | #N/A | #N/A | #N/A | #N/A | #N/A | #N/A | #N/A
FALSE | #N/A | #N/A | #N/A | #N/A | #N/A | #N/A | #N/A | #N/A | #N/A | #N/A |  |  |  | FALSE | #N/A | #N/A | #N/A | #N/A | #N/A | #N/A | #N/A | #N/A | #N/A | #N/A
FALSE | #N/A | #N/A | #N/A | #N/A | #N/A | #N/A | #N/A | #N/A | #N/A | #N/A |  |  |  | FALSE | #N/A | #N/A | #N/A | #N/A | #N/A | #N/A | #N/A | #N/A | #N/A | #N/A
FALSE | #N/A | #N/A | #N/A | #N/A | #N/A | #N/A | #N/A | #N/A | #N/A | #N/A |  |  |  | FALSE | #N/A | #N/A | #N/A | #N/A | #N/A | #N/A | #N/A | #N/A | #N/A | #N/A
FALSE | #N/A | #N/A | #N/A | #N/A | #N/A | #N/A | #N/A | #N/A | #N/A | #N/A |  |  |  | FALSE | #N/A | #N/A | #N/A | #N/A | #N/A | #N/A | #N/A | #N/A | #N/A | #N/A
FALSE | #N/A | #N/A | #N/A | #N/A | #N/A | #N/A | #N/A | #N/A | #N/A | #N/A |  |  |  | FALSE | #N/A | #N/A | #N/A | #N/A | #N/A | #N/A | #N/A | #N/A | #N/A | #N/A
FALSE | #N/A | #N/A | #N/A | #N/A | #N/A | #N/A | #N/A | #N/A | #N/A | #N/A |  |  |  | FALSE | #N/A | #N/A | #N/A | #N/A | #N/A | #N/A | #N/A | #N/A | #N/A | #N/A
FALSE | #N/A | #N/A | #N/A | #N/A | #N/A | #N/A | #N/A | #N/A | #N/A | #N/A |  |  |  | FALSE | #N/A | #N/A | #N/A | #N/A | #N/A | #N/A | #N/A | #N/A | #N/A | #N/A
FALSE | #N/A | #N/A | #N/A | #N/A | #N/A | #N/A | #N/A | #N/A | #N/A | #N/A |  |  |  | FALSE | #N/A | #N/A | #N/A | #N/A | #N/A | #N/A | #N/A | #N/A | #N/A | #N/A
FALSE | #N/A | #N/A | #N/A | #N/A | #N/A | #N/A | #N/A | #N/A | #N/A | #N/A |  |  |  | FALSE | #N/A | #N/A | #N/A | #N/A | #N/A | #N/A | #N/A | #N/A | #N/A | #N/A
FALSE | #N/A | #N/A | #N/A | #N/A | #N/A | #N/A | #N/A | #N/A | #N/A | #N/A |  |  |  | FALSE | #N/A | #N/A | #N/A | #N/A | #N/A | #N/A | #N/A | #N/A | #N/A | #N/A
FALSE | #N/A | #N/A | #N/A | #N/A | #N/A | #N/A | #N/A | #N/A | #N/A | #N/A |  |  |  | FALSE | #N/A | #N/A | #N/A | #N/A | #N/A | #N/A | #N/A | #N/A | #N/A | #N/A
FALSE | #N/A | #N/A | #N/A | #N/A | #N/A | #N/A | #N/A | #N/A | #N/A | #N/A |  |  |  | FALSE | #N/A | #N/A | #N/A | #N/A | #N/A | #N/A | #N/A | #N/A | #N/A | #N/A
FALSE | #N/A | #N/A | #N/A | #N/A | #N/A | #N/A | #N/A | #N/A | #N/A | #N/A |  |  |  | FALSE | #N/A | #N/A | #N/A | #N/A | #N/A | #N/A | #N/A | #N/A | #N/A | #N/A
FALSE | #N/A | #N/A | #N/A | #N/A | #N/A | #N/A | #N/A | #N/A | #N/A | #N/A |  |  |  | FALSE | #N/A | #N/A | #N/A | #N/A | #N/A | #N/A | #N/A | #N/A | #N/A | #N/A
FALSE | #N/A | #N/A | #N/A | #N/A | #N/A | #N/A | #N/A | #N/A | #N/A | #N/A |  |  |  | FALSE | #N/A | #N/A | #N/A | #N/A | #N/A | #N/A | #N/A | #N/A | #N/A | #N/A
FALSE | #N/A | #N/A | #N/A | #N/A | #N/A | #N/A | #N/A | #N/A | #N/A | #N/A |  |  |  | FALSE | #N/A | #N/A | #N/A | #N/A | #N/A | #N/A | #N/A | #N/A | #N/A | #N/A
FALSE | #N/A | #N/A | #N/A | #N/A | #N/A | #N/A | #N/A | #N/A | #N/A | #N/A |  |  |  | FALSE | #N/A | #N/A | #N/A | #N/A | #N/A | #N/A | #N/A | #N/A | #N/A | #N/A
FALSE | #N/A | #N/A | #N/A | #N/A | #N/A | #N/A | #N/A | #N/A | #N/A | #N/A |  |  |  | FALSE | #N/A | #N/A | #N/A | #N/A | #N/A | #N/A | #N/A | #N/A | #N/A | #N/A
FALSE | #N/A | #N/A | #N/A | #N/A | #N/A | #N/A | #N/A | #N/A | #N/A | #N/A |  |  |  | FALSE | #N/A | #N/A | #N/A | #N/A | #N/A | #N/A | #N/A | #N/A | #N/A | #N/A
FALSE | #N/A | #N/A | #N/A | #N/A | #N/A | #N/A | #N/A | #N/A | #N/A | #N/A |  |  |  | FALSE | #N/A | #N/A | #N/A | #N/A | #N/A | #N/A | #N/A | #N/A | #N/A | #N/A
FALSE | #N/A | #N/A | #N/A | #N/A | #N/A | #N/A | #N/A | #N/A | #N/A | #N/A |  |  |  | FALSE | #N/A | #N/A | #N/A | #N/A | #N/A | #N/A | #N/A | #N/A | #N/A | #N/A
FALSE | #N/A | #N/A | #N/A | #N/A | #N/A | #N/A | #N/A | #N/A | #N/A | #N/A |  |  |  | FALSE | #N/A | #N/A | #N/A | #N/A | #N/A | #N/A | #N/A | #N/A | #N/A | #N/A
FALSE | #N/A | #N/A | #N/A | #N/A | #N/A | #N/A | #N/A | #N/A | #N/A | #N/A |  |  |  | FALSE | #N/A | #N/A | #N/A | #N/A | #N/A | #N/A | #N/A | #N/A | #N/A | #N/A
FALSE | #N/A | #N/A | #N/A | #N/A | #N/A | #N/A | #N/A | #N/A | #N/A | #N/A |  |  |  | FALSE | #N/A | #N/A | #N/A | #N/A | #N/A | #N/A | #N/A | #N/A | #N/A | #N/A
FALSE | #N/A | #N/A | #N/A | #N/A | #N/A | #N/A | #N/A | #N/A | #N/A | #N/A |  |  |  | FALSE | #N/A | #N/A | #N/A | #N/A | #N/A | #N/A | #N/A | #N/A | #N/A | #N/A
FALSE | #N/A | #N/A | #N/A | #N/A | #N/A | #N/A | #N/A | #N/A | #N/A | #N/A |  |  |  | FALSE | #N/A | #N/A | #N/A | #N/A | #N/A | #N/A | #N/A | #N/A | #N/A | #N/A
FALSE | #N/A | #N/A | #N/A | #N/A | #N/A | #N/A | #N/A | #N/A | #N/A | #N/A |  |  |  | FALSE | #N/A | #N/A | #N/A | #N/A | #N/A | #N/A | #N/A | #N/A | #N/A | #N/A
FALSE | #N/A | #N/A | #N/A | #N/A | #N/A | #N/A | #N/A | #N/A | #N/A | #N/A |  |  |  | FALSE | #N/A | #N/A | #N/A | #N/A | #N/A | #N/A | #N/A | #N/A | #N/A | #N/A
FALSE | #N/A | #N/A | #N/A | #N/A | #N/A | #N/A | #N/A | #N/A | #N/A | #N/A |  |  |  | FALSE | #N/A | #N/A | #N/A | #N/A | #N/A | #N/A | #N/A | #N/A | #N/A | #N/A
FALSE | #N/A | #N/A | #N/A | #N/A | #N/A | #N/A | #N/A | #N/A | #N/A | #N/A |  |  |  | FALSE | #N/A | #N/A | #N/A | #N/A | #N/A | #N/A | #N/A | #N/A | #N/A | #N/A
FALSE | #N/A | #N/A | #N/A | #N/A | #N/A | #N/A | #N/A | #N/A | #N/A | #N/A |  |  |  | FALSE | #N/A | #N/A | #N/A | #N/A | #N/A | #N/A | #N/A | #N/A | #N/A | #N/A
FALSE | #N/A | #N/A | #N/A | #N/A | #N/A | #N/A | #N/A | #N/A | #N/A | #N/A |  |  |  | FALSE | #N/A | #N/A | #N/A | #N/A | #N/A | #N/A | #N/A | #N/A | #N/A | #N/A
FALSE | #N/A | #N/A | #N/A | #N/A | #N/A | #N/A | #N/A | #N/A | #N/A | #N/A |  |  |  | FALSE | #N/A | #N/A | #N/A | #N/A | #N/A | #N/A | #N/A | #N/A | #N/A | #N/A
FALSE | #N/A | #N/A | #N/A | #N/A | #N/A | #N/A | #N/A | #N/A | #N/A | #N/A |  |  |  | FALSE | #N/A | #N/A | #N/A | #N/A | #N/A | #N/A | #N/A | #N/A | #N/A | #N/A
FALSE | #N/A | #N/A | #N/A | #N/A | #N/A | #N/A | #N/A | #N/A | #N/A | #N/A |  |  |  | FALSE | #N/A | #N/A | #N/A | #N/A | #N/A | #N/A | #N/A | #N/A | #N/A | #N/A
FALSE | #N/A | #N/A | #N/A | #N/A | #N/A | #N/A | #N/A | #N/A | #N/A | #N/A |  |  |  | FALSE | #N/A | #N/A | #N/A | #N/A | #N/A | #N/A | #N/A | #N/A | #N/A | #N/A
FALSE | #N/A | #N/A | #N/A | #N/A | #N/A | #N/A | #N/A | #N/A | #N/A | #N/A |  |  |  | FALSE | #N/A | #N/A | #N/A | #N/A | #N/A | #N/A | #N/A | #N/A | #N/A | #N/A
FALSE | #N/A | #N/A | #N/A | #N/A | #N/A | #N/A | #N/A | #N/A | #N/A | #N/A |  |  |  | FALSE | #N/A | #N/A | #N/A | #N/A | #N/A | #N/A | #N/A | #N/A | #N/A | #N/A
FALSE | #N/A | #N/A | #N/A | #N/A | #N/A | #N/A | #N/A | #N/A | #N/A | #N/A |  |  |  | FALSE | #N/A | #N/A | #N/A | #N/A | #N/A | #N/A | #N/A | #N/A | #N/A | #N/A
FALSE | #N/A | #N/A | #N/A | #N/A | #N/A | #N/A | #N/A | #N/A | #N/A | #N/A |  |  |  | FALSE | #N/A | #N/A | #N/A | #N/A | #N/A | #N/A | #N/A | #N/A | #N/A | #N/A
FALSE | #N/A | #N/A | #N/A | #N/A | #N/A | #N/A | #N/A | #N/A | #N/A | #N/A |  |  |  | FALSE | #N/A | #N/A | #N/A | #N/A | #N/A | #N/A | #N/A | #N/A | #N/A | #N/A
FALSE | #N/A | #N/A | #N/A | #N/A | #N/A | #N/A | #N/A | #N/A | #N/A | #N/A |  |  |  | FALSE | #N/A | #N/A | #N/A | #N/A | #N/A | #N/A | #N/A | #N/A | #N/A | #N/A
FALSE | #N/A | #N/A | #N/A | #N/A | #N/A | #N/A | #N/A | #N/A | #N/A | #N/A |  |  |  | FALSE | #N/A | #N/A | #N/A | #N/A | #N/A | #N/A | #N/A | #N/A | #N/A | #N/A
FALSE | #N/A | #N/A | #N/A | #N/A | #N/A | #N/A | #N/A | #N/A | #N/A | #N/A |  |  |  | FALSE | #N/A | #N/A | #N/A | #N/A | #N/A | #N/A | #N/A | #N/A | #N/A | #N/A
FALSE | #N/A | #N/A | #N/A | #N/A | #N/A | #N/A | #N/A | #N/A | #N/A | #N/A |  |  |  | FALSE | #N/A | #N/A | #N/A | #N/A | #N/A | #N/A | #N/A | #N/A | #N/A | #N/A
FALSE | #N/A | #N/A | #N/A | #N/A | #N/A | #N/A | #N/A | #N/A | #N/A | #N/A |  |  |  | FALSE | #N/A | #N/A | #N/A | #N/A | #N/A | #N/A | #N/A | #N/A | #N/A | #N/A
FALSE | #N/A | #N/A | #N/A | #N/A | #N/A | #N/A | #N/A | #N/A | #N/A | #N/A |  |  |  | FALSE | #N/A | #N/A | #N/A | #N/A | #N/A | #N/A | #N/A | #N/A | #N/A | #N/A
FALSE | #N/A | #N/A | #N/A | #N/A | #N/A | #N/A | #N/A | #N/A | #N/A | #N/A |  |  |  | FALSE | #N/A | #N/A | #N/A | #N/A | #N/A | #N/A | #N/A | #N/A | #N/A | #N/A
FALSE | #N/A | #N/A | #N/A | #N/A | #N/A | #N/A | #N/A | #N/A | #N/A | #N/A |  |  |  | FALSE | #N/A | #N/A | #N/A | #N/A | #N/A | #N/A | #N/A | #N/A | #N/A | #N/A
FALSE | #N/A | #N/A | #N/A | #N/A | #N/A | #N/A | #N/A | #N/A | #N/A | #N/A |  |  |  | FALSE | #N/A | #N/A | #N/A | #N/A | #N/A | #N/A | #N/A | #N/A | #N/A | #N/A
FALSE | #N/A | #N/A | #N/A | #N/A | #N/A | #N/A | #N/A | #N/A | #N/A | #N/A |  |  |  | FALSE | #N/A | #N/A | #N/A | #N/A | #N/A | #N/A | #N/A | #N/A | #N/A | #N/A
FALSE | #N/A | #N/A | #N/A | #N/A | #N/A | #N/A | #N/A | #N/A | #N/A | #N/A |  |  |  | FALSE | #N/A | #N/A | #N/A | #N/A | #N/A | #N/A | #N/A | #N/A | #N/A | #N/A
FALSE | #N/A | #N/A | #N/A | #N/A | #N/A | #N/A | #N/A | #N/A | #N/A | #N/A |  |  |  | FALSE | #N/A | #N/A | #N/A | #N/A | #N/A | #N/A | #N/A | #N/A | #N/A | #N/A
FALSE | #N/A | #N/A | #N/A | #N/A | #N/A | #N/A | #N/A | #N/A | #N/A | #N/A |  |  |  | FALSE | #N/A | #N/A | #N/A | #N/A | #N/A | #N/A | #N/A | #N/A | #N/A | #N/A
FALSE | #N/A | #N/A | #N/A | #N/A | #N/A | #N/A | #N/A | #N/A | #N/A | #N/A |  |  |  | FALSE | #N/A | #N/A | #N/A | #N/A | #N/A | #N/A | #N/A | #N/A | #N/A | #N/A
FALSE | #N/A | #N/A | #N/A | #N/A | #N/A | #N/A | #N/A | #N/A | #N/A | #N/A |  |  |  | FALSE | #N/A | #N/A | #N/A | #N/A | #N/A | #N/A | #N/A | #N/A | #N/A | #N/A
FALSE | #N/A | #N/A | #N/A | #N/A | #N/A | #N/A | #N/A | #N/A | #N/A | #N/A |  |  |  | FALSE | #N/A | #N/A | #N/A | #N/A | #N/A | #N/A | #N/A | #N/A | #N/A | #N/A
FALSE | #N/A | #N/A | #N/A | #N/A | #N/A | #N/A | #N/A | #N/A | #N/A | #N/A |  |  |  | FALSE | #N/A | #N/A | #N/A | #N/A | #N/A | #N/A | #N/A | #N/A | #N/A | #N/A
FALSE | #N/A | #N/A | #N/A | #N/A | #N/A | #N/A | #N/A | #N/A | #N/A | #N/A |  |  |  | FALSE | #N/A | #N/A | #N/A | #N/A | #N/A | #N/A | #N/A | #N/A | #N/A | #N/A
FALSE | #N/A | #N/A | #N/A | #N/A | #N/A | #N/A | #N/A | #N/A | #N/A | #N/A |  |  |  | FALSE | #N/A | #N/A | #N/A | #N/A | #N/A | #N/A | #N/A | #N/A | #N/A | #N/A
FALSE | #N/A | #N/A | #N/A | #N/A | #N/A | #N/A | #N/A | #N/A | #N/A | #N/A |  |  |  | FALSE | #N/A | #N/A | #N/A | #N/A | #N/A | #N/A | #N/A | #N/A | #N/A | #N/A
FALSE | #N/A | #N/A | #N/A | #N/A | #N/A | #N/A | #N/A | #N/A | #N/A | #N/A |  |  |  | FALSE | #N/A | #N/A | #N/A | #N/A | #N/A | #N/A | #N/A | #N/A | #N/A | #N/A
FALSE | #N/A | #N/A | #N/A | #N/A | #N/A | #N/A | #N/A | #N/A | #N/A | #N/A |  |  |  | FALSE | #N/A | #N/A | #N/A | #N/A | #N/A | #N/A | #N/A | #N/A | #N/A | #N/A
FALSE | #N/A | #N/A | #N/A | #N/A | #N/A | #N/A | #N/A | #N/A | #N/A | #N/A |  |  |  | FALSE | #N/A | #N/A | #N/A | #N/A | #N/A | #N/A | #N/A | #N/A | #N/A | #N/A
FALSE | #N/A | #N/A | #N/A | #N/A | #N/A | #N/A | #N/A | #N/A | #N/A | #N/A |  |  |  | FALSE | #N/A | #N/A | #N/A | #N/A | #N/A | #N/A | #N/A | #N/A | #N/A | #N/A
FALSE | #N/A | #N/A | #N/A | #N/A | #N/A | #N/A | #N/A | #N/A | #N/A | #N/A |  |  |  | FALSE | #N/A | #N/A | #N/A | #N/A | #N/A | #N/A | #N/A | #N/A | #N/A | #N/A
FALSE | #N/A | #N/A | #N/A | #N/A | #N/A | #N/A | #N/A | #N/A | #N/A | #N/A |  |  |  | FALSE | #N/A | #N/A | #N/A | #N/A | #N/A | #N/A | #N/A | #N/A | #N/A | #N/A
FALSE | #N/A | #N/A | #N/A | #N/A | #N/A | #N/A | #N/A | #N/A | #N/A | #N/A |  |  |  | FALSE | #N/A | #N/A | #N/A | #N/A | #N/A | #N/A | #N/A | #N/A | #N/A | #N/A
FALSE | #N/A | #N/A | #N/A | #N/A | #N/A | #N/A | #N/A | #N/A | #N/A | #N/A |  |  |  | FALSE | #N/A | #N/A | #N/A | #N/A | #N/A | #N/A | #N/A | #N/A | #N/A | #N/A
FALSE | #N/A | #N/A | #N/A | #N/A | #N/A | #N/A | #N/A | #N/A | #N/A | #N/A |  |  |  | FALSE | #N/A | #N/A | #N/A | #N/A | #N/A | #N/A | #N/A | #N/A | #N/A | #N/A
FALSE | #N/A | #N/A | #N/A | #N/A | #N/A | #N/A | #N/A | #N/A | #N/A | #N/A |  |  |  | FALSE | #N/A | #N/A | #N/A | #N/A | #N/A | #N/A | #N/A | #N/A | #N/A | #N/A
FALSE | #N/A | #N/A | #N/A | #N/A | #N/A | #N/A | #N/A | #N/A | #N/A | #N/A |  |  |  | FALSE | #N/A | #N/A | #N/A | #N/A | #N/A | #N/A | #N/A | #N/A | #N/A | #N/A
FALSE | #N/A | #N/A | #N/A | #N/A | #N/A | #N/A | #N/A | #N/A | #N/A | #N/A |  |  |  | FALSE | #N/A | #N/A | #N/A | #N/A | #N/A | #N/A | #N/A | #N/A | #N/A | #N/A
FALSE | #N/A | #N/A | #N/A | #N/A | #N/A | #N/A | #N/A | #N/A | #N/A | #N/A |  |  |  | FALSE | #N/A | #N/A | #N/A | #N/A | #N/A | #N/A | #N/A | #N/A | #N/A | #N/A
FALSE | #N/A | #N/A | #N/A | #N/A | #N/A | #N/A | #N/A | #N/A | #N/A | #N/A |  |  |  | FALSE | #N/A | #N/A | #N/A | #N/A | #N/A | #N/A | #N/A | #N/A | #N/A | #N/A
FALSE | #N/A | #N/A | #N/A | #N/A | #N/A | #N/A | #N/A | #N/A | #N/A | #N/A |  |  |  | FALSE | #N/A | #N/A | #N/A | #N/A | #N/A | #N/A | #N/A | #N/A | #N/A | #N/A
FALSE | #N/A | #N/A | #N/A | #N/A | #N/A | #N/A | #N/A | #N/A | #N/A | #N/A |  |  |  | FALSE | #N/A | #N/A | #N/A | #N/A | #N/A | #N/A | #N/A | #N/A | #N/A | #N/A
FALSE | #N/A | #N/A | #N/A | #N/A | #N/A | #N/A | #N/A | #N/A | #N/A | #N/A |  |  |  | FALSE | #N/A | #N/A | #N/A | #N/A | #N/A | #N/A | #N/A | #N/A | #N/A | #N/A
FALSE | #N/A | #N/A | #N/A | #N/A | #N/A | #N/A | #N/A | #N/A | #N/A | #N/A |  |  |  | FALSE | #N/A | #N/A | #N/A | #N/A | #N/A | #N/A | #N/A | #N/A | #N/A | #N/A
FALSE | #N/A | #N/A | #N/A | #N/A | #N/A | #N/A | #N/A | #N/A | #N/A | #N/A |  |  |  | FALSE | #N/A | #N/A | #N/A | #N/A | #N/A | #N/A | #N/A | #N/A | #N/A | #N/A
FALSE | #N/A | #N/A | #N/A | #N/A | #N/A | #N/A | #N/A | #N/A | #N/A | #N/A |  |  |  | FALSE | #N/A | #N/A | #N/A | #N/A | #N/A | #N/A | #N/A | #N/A | #N/A | #N/A
FALSE | #N/A | #N/A | #N/A | #N/A | #N/A | #N/A | #N/A | #N/A | #N/A | #N/A |  |  |  | FALSE | #N/A | #N/A | #N/A | #N/A | #N/A | #N/A | #N/A | #N/A | #N/A | #N/A
FALSE | #N/A | #N/A | #N/A | #N/A | #N/A | #N/A | #N/A | #N/A | #N/A | #N/A |  |  |  | FALSE | #N/A | #N/A | #N/A | #N/A | #N/A | #N/A | #N/A | #N/A | #N/A | #N/A
FALSE | #N/A | #N/A | #N/A | #N/A | #N/A | #N/A | #N/A | #N/A | #N/A | #N/A |  |  |  | FALSE | #N/A | #N/A | #N/A | #N/A | #N/A | #N/A | #N/A | #N/A | #N/A | #N/A
FALSE | #N/A | #N/A | #N/A | #N/A | #N/A | #N/A | #N/A | #N/A | #N/A | #N/A |  |  |  | FALSE | #N/A | #N/A | #N/A | #N/A | #N/A | #N/A | #N/A | #N/A | #N/A | #N/A
FALSE | #N/A | #N/A | #N/A | #N/A | #N/A | #N/A | #N/A | #N/A | #N/A | #N/A |  |  |  | FALSE | #N/A | #N/A | #N/A | #N/A | #N/A | #N/A | #N/A | #N/A | #N/A | #N/A
FALSE | #N/A | #N/A | #N/A | #N/A | #N/A | #N/A | #N/A | #N/A | #N/A | #N/A |  |  |  | FALSE | #N/A | #N/A | #N/A | #N/A | #N/A | #N/A | #N/A | #N/A | #N/A | #N/A
FALSE | #N/A | #N/A | #N/A | #N/A | #N/A | #N/A | #N/A | #N/A | #N/A | #N/A |  |  |  | FALSE | #N/A | #N/A | #N/A | #N/A | #N/A | #N/A | #N/A | #N/A | #N/A | #N/A
FALSE | #N/A | #N/A | #N/A | #N/A | #N/A | #N/A | #N/A | #N/A | #N/A | #N/A |  |  |  | FALSE | #N/A | #N/A | #N/A | #N/A | #N/A | #N/A | #N/A | #N/A | #N/A | #N/A
FALSE | #N/A | #N/A | #N/A | #N/A | #N/A | #N/A | #N/A | #N/A | #N/A | #N/A |  |  |  | FALSE | #N/A | #N/A | #N/A | #N/A | #N/A | #N/A | #N/A | #N/A | #N/A | #N/A
FALSE | #N/A | #N/A | #N/A | #N/A | #N/A | #N/A | #N/A | #N/A | #N/A | #N/A |  |  |  | FALSE | #N/A | #N/A | #N/A | #N/A | #N/A | #N/A | #N/A | #N/A | #N/A | #N/A
FALSE | #N/A | #N/A | #N/A | #N/A | #N/A | #N/A | #N/A | #N/A | #N/A | #N/A |  |  |  | FALSE | #N/A | #N/A | #N/A | #N/A | #N/A | #N/A | #N/A | #N/A | #N/A | #N/A
FALSE | #N/A | #N/A | #N/A | #N/A | #N/A | #N/A | #N/A | #N/A | #N/A | #N/A |  |  |  | FALSE | #N/A | #N/A | #N/A | #N/A | #N/A | #N/A | #N/A | #N/A | #N/A | #N/A
FALSE | #N/A | #N/A | #N/A | #N/A | #N/A | #N/A | #N/A | #N/A | #N/A | #N/A |  |  |  | FALSE | #N/A | #N/A | #N/A | #N/A | #N/A | #N/A | #N/A | #N/A | #N/A | #N/A
FALSE | #N/A | #N/A | #N/A | #N/A | #N/A | #N/A | #N/A | #N/A | #N/A | #N/A |  |  |  | FALSE | #N/A | #N/A | #N/A | #N/A | #N/A | #N/A | #N/A | #N/A | #N/A | #N/A
FALSE | #N/A | #N/A | #N/A | #N/A | #N/A | #N/A | #N/A | #N/A | #N/A | #N/A |  |  |  | FALSE | #N/A | #N/A | #N/A | #N/A | #N/A | #N/A | #N/A | #N/A | #N/A | #N/A
FALSE | #N/A | #N/A | #N/A | #N/A | #N/A | #N/A | #N/A | #N/A | #N/A | #N/A |  |  |  | FALSE | #N/A | #N/A | #N/A | #N/A | #N/A | #N/A | #N/A | #N/A | #N/A | #N/A
FALSE | #N/A | #N/A | #N/A | #N/A | #N/A | #N/A | #N/A | #N/A | #N/A | #N/A |  |  |  | FALSE | #N/A | #N/A | #N/A | #N/A | #N/A | #N/A | #N/A | #N/A | #N/A | #N/A
FALSE | #N/A | #N/A | #N/A | #N/A | #N/A | #N/A | #N/A | #N/A | #N/A | #N/A |  |  |  | FALSE | #N/A | #N/A | #N/A | #N/A | #N/A | #N/A | #N/A | #N/A | #N/A | #N/A
FALSE | #N/A | #N/A | #N/A | #N/A | #N/A | #N/A | #N/A | #N/A | #N/A | #N/A |  |  |  | FALSE | #N/A | #N/A | #N/A | #N/A | #N/A | #N/A | #N/A | #N/A | #N/A | #N/A
FALSE | #N/A | #N/A | #N/A | #N/A | #N/A | #N/A | #N/A | #N/A | #N/A | #N/A |  |  |  | FALSE | #N/A | #N/A | #N/A | #N/A | #N/A | #N/A | #N/A | #N/A | #N/A | #N/A
FALSE | #N/A | #N/A | #N/A | #N/A | #N/A | #N/A | #N/A | #N/A | #N/A | #N/A |  |  |  | FALSE | #N/A | #N/A | #N/A | #N/A | #N/A | #N/A | #N/A | #N/A | #N/A | #N/A
FALSE | #N/A | #N/A | #N/A | #N/A | #N/A | #N/A | #N/A | #N/A | #N/A | #N/A |  |  |  | FALSE | #N/A | #N/A | #N/A | #N/A | #N/A | #N/A | #N/A | #N/A | #N/A | #N/A
FALSE | #N/A | #N/A | #N/A | #N/A | #N/A | #N/A | #N/A | #N/A | #N/A | #N/A |  |  |  | FALSE | #N/A | #N/A | #N/A | #N/A | #N/A | #N/A | #N/A | #N/A | #N/A | #N/A
FALSE | #N/A | #N/A | #N/A | #N/A | #N/A | #N/A | #N/A | #N/A | #N/A | #N/A |  |  |  | FALSE | #N/A | #N/A | #N/A | #N/A | #N/A | #N/A | #N/A | #N/A | #N/A | #N/A
FALSE | #N/A | #N/A | #N/A | #N/A | #N/A | #N/A | #N/A | #N/A | #N/A | #N/A |  |  |  | FALSE | #N/A | #N/A | #N/A | #N/A | #N/A | #N/A | #N/A | #N/A | #N/A | #N/A
FALSE | #N/A | #N/A | #N/A | #N/A | #N/A | #N/A | #N/A | #N/A | #N/A | #N/A |  |  |  | FALSE | #N/A | #N/A | #N/A | #N/A | #N/A | #N/A | #N/A | #N/A | #N/A | #N/A
FALSE | #N/A | #N/A | #N/A | #N/A | #N/A | #N/A | #N/A | #N/A | #N/A | #N/A |  |  |  | FALSE | #N/A | #N/A | #N/A | #N/A | #N/A | #N/A | #N/A | #N/A | #N/A | #N/A
FALSE | #N/A | #N/A | #N/A | #N/A | #N/A | #N/A | #N/A | #N/A | #N/A | #N/A |  |  |  | FALSE | #N/A | #N/A | #N/A | #N/A | #N/A | #N/A | #N/A | #N/A | #N/A | #N/A
FALSE | #N/A | #N/A | #N/A | #N/A | #N/A | #N/A | #N/A | #N/A | #N/A | #N/A |  |  |  | FALSE | #N/A | #N/A | #N/A | #N/A | #N/A | #N/A | #N/A | #N/A | #N/A | #N/A
FALSE | #N/A | #N/A | #N/A | #N/A | #N/A | #N/A | #N/A | #N/A | #N/A | #N/A |  |  |  | FALSE | #N/A | #N/A | #N/A | #N/A | #N/A | #N/A | #N/A | #N/A | #N/A | #N/A
FALSE | #N/A | #N/A | #N/A | #N/A | #N/A | #N/A | #N/A | #N/A | #N/A | #N/A |  |  |  | FALSE | #N/A | #N/A | #N/A | #N/A | #N/A | #N/A | #N/A | #N/A | #N/A | #N/A
FALSE | #N/A | #N/A | #N/A | #N/A | #N/A | #N/A | #N/A | #N/A | #N/A | #N/A |  |  |  | FALSE | #N/A | #N/A | #N/A | #N/A | #N/A | #N/A | #N/A | #N/A | #N/A | #N/A
FALSE | #N/A | #N/A | #N/A | #N/A | #N/A | #N/A | #N/A | #N/A | #N/A | #N/A |  |  |  | FALSE | #N/A | #N/A | #N/A | #N/A | #N/A | #N/A | #N/A | #N/A | #N/A | #N/A
FALSE | #N/A | #N/A | #N/A | #N/A | #N/A | #N/A | #N/A | #N/A | #N/A | #N/A |  |  |  | FALSE | #N/A | #N/A | #N/A | #N/A | #N/A | #N/A | #N/A | #N/A | #N/A | #N/A
FALSE | #N/A | #N/A | #N/A | #N/A | #N/A | #N/A | #N/A | #N/A | #N/A | #N/A |  |  |  | FALSE | #N/A | #N/A | #N/A | #N/A | #N/A | #N/A | #N/A | #N/A | #N/A | #N/A
FALSE | #N/A | #N/A | #N/A | #N/A | #N/A | #N/A | #N/A | #N/A | #N/A | #N/A |  |  |  | FALSE | #N/A | #N/A | #N/A | #N/A | #N/A | #N/A | #N/A | #N/A | #N/A | #N/A
FALSE | #N/A | #N/A | #N/A | #N/A | #N/A | #N/A | #N/A | #N/A | #N/A | #N/A |  |  |  | FALSE | #N/A | #N/A | #N/A | #N/A | #N/A | #N/A | #N/A | #N/A | #N/A | #N/A
FALSE | #N/A | #N/A | #N/A | #N/A | #N/A | #N/A | #N/A | #N/A | #N/A | #N/A |  |  |  | FALSE | #N/A | #N/A | #N/A | #N/A | #N/A | #N/A | #N/A | #N/A | #N/A | #N/A
FALSE | #N/A | #N/A | #N/A | #N/A | #N/A | #N/A | #N/A | #N/A | #N/A | #N/A |  |  |  | FALSE | #N/A | #N/A | #N/A | #N/A | #N/A | #N/A | #N/A | #N/A | #N/A | #N/A
FALSE | #N/A | #N/A | #N/A | #N/A | #N/A | #N/A | #N/A | #N/A | #N/A | #N/A |  |  |  | FALSE | #N/A | #N/A | #N/A | #N/A | #N/A | #N/A | #N/A | #N/A | #N/A | #N/A
FALSE | #N/A | #N/A | #N/A | #N/A | #N/A | #N/A | #N/A | #N/A | #N/A | #N/A |  |  |  | FALSE | #N/A | #N/A | #N/A | #N/A | #N/A | #N/A | #N/A | #N/A | #N/A | #N/A
FALSE | #N/A | #N/A | #N/A | #N/A | #N/A | #N/A | #N/A | #N/A | #N/A | #N/A |  |  |  | FALSE | #N/A | #N/A | #N/A | #N/A | #N/A | #N/A | #N/A | #N/A | #N/A | #N/A
FALSE | #N/A | #N/A | #N/A | #N/A | #N/A | #N/A | #N/A | #N/A | #N/A | #N/A |  |  |  | FALSE | #N/A | #N/A | #N/A | #N/A | #N/A | #N/A | #N/A | #N/A | #N/A | #N/A
FALSE | #N/A | #N/A | #N/A | #N/A | #N/A | #N/A | #N/A | #N/A | #N/A | #N/A |  |  |  | FALSE | #N/A | #N/A | #N/A | #N/A | #N/A | #N/A | #N/A | #N/A | #N/A | #N/A
FALSE | #N/A | #N/A | #N/A | #N/A | #N/A | #N/A | #N/A | #N/A | #N/A | #N/A |  |  |  | FALSE | #N/A | #N/A | #N/A | #N/A | #N/A | #N/A | #N/A | #N/A | #N/A | #N/A
FALSE | #N/A | #N/A | #N/A | #N/A | #N/A | #N/A | #N/A | #N/A | #N/A | #N/A |  |  |  | FALSE | #N/A | #N/A | #N/A | #N/A | #N/A | #N/A | #N/A | #N/A | #N/A | #N/A
FALSE | #N/A | #N/A | #N/A | #N/A | #N/A | #N/A | #N/A | #N/A | #N/A | #N/A |  |  |  | FALSE | #N/A | #N/A | #N/A | #N/A | #N/A | #N/A | #N/A | #N/A | #N/A | #N/A
FALSE | #N/A | #N/A | #N/A | #N/A | #N/A | #N/A | #N/A | #N/A | #N/A | #N/A |  |  |  | FALSE | #N/A | #N/A | #N/A | #N/A | #N/A | #N/A | #N/A | #N/A | #N/A | #N/A
FALSE | #N/A | #N/A | #N/A | #N/A | #N/A | #N/A | #N/A | #N/A | #N/A | #N/A |  |  |  | FALSE | #N/A | #N/A | #N/A | #N/A | #N/A | #N/A | #N/A | #N/A | #N/A | #N/A
FALSE | #N/A | #N/A | #N/A | #N/A | #N/A | #N/A | #N/A | #N/A | #N/A | #N/A |  |  |  | FALSE | #N/A | #N/A | #N/A | #N/A | #N/A | #N/A | #N/A | #N/A | #N/A | #N/A
FALSE | #N/A | #N/A | #N/A | #N/A | #N/A | #N/A | #N/A | #N/A | #N/A | #N/A |  |  |  | FALSE | #N/A | #N/A | #N/A | #N/A | #N/A | #N/A | #N/A | #N/A | #N/A | #N/A
FALSE | #N/A | #N/A | #N/A | #N/A | #N/A | #N/A | #N/A | #N/A | #N/A | #N/A |  |  |  | FALSE | #N/A | #N/A | #N/A | #N/A | #N/A | #N/A | #N/A | #N/A | #N/A | #N/A
FALSE | #N/A | #N/A | #N/A | #N/A | #N/A | #N/A | #N/A | #N/A | #N/A | #N/A |  |  |  | FALSE | #N/A | #N/A | #N/A | #N/A | #N/A | #N/A | #N/A | #N/A | #N/A | #N/A
FALSE | #N/A | #N/A | #N/A | #N/A | #N/A | #N/A | #N/A | #N/A | #N/A | #N/A |  |  |  | FALSE | #N/A | #N/A | #N/A | #N/A | #N/A | #N/A | #N/A | #N/A | #N/A | #N/A
FALSE | #N/A | #N/A | #N/A | #N/A | #N/A | #N/A | #N/A | #N/A | #N/A | #N/A |  |  |  | FALSE | #N/A | #N/A | #N/A | #N/A | #N/A | #N/A | #N/A | #N/A | #N/A | #N/A
FALSE | #N/A | #N/A | #N/A | #N/A | #N/A | #N/A | #N/A | #N/A | #N/A | #N/A |  |  |  | FALSE | #N/A | #N/A | #N/A | #N/A | #N/A | #N/A | #N/A | #N/A | #N/A | #N/A
FALSE | #N/A | #N/A | #N/A | #N/A | #N/A | #N/A | #N/A | #N/A | #N/A | #N/A |  |  |  | FALSE | #N/A | #N/A | #N/A | #N/A | #N/A | #N/A | #N/A | #N/A | #N/A | #N/A
FALSE | #N/A | #N/A | #N/A | #N/A | #N/A | #N/A | #N/A | #N/A | #N/A | #N/A |  |  |  | FALSE | #N/A | #N/A | #N/A | #N/A | #N/A | #N/A | #N/A | #N/A | #N/A | #N/A
FALSE | #N/A | #N/A | #N/A | #N/A | #N/A | #N/A | #N/A | #N/A | #N/A | #N/A |  |  |  | FALSE | #N/A | #N/A | #N/A | #N/A | #N/A | #N/A | #N/A | #N/A | #N/A | #N/A
FALSE | #N/A | #N/A | #N/A | #N/A | #N/A | #N/A | #N/A | #N/A | #N/A | #N/A |  |  |  | FALSE | #N/A | #N/A | #N/A | #N/A | #N/A | #N/A | #N/A | #N/A | #N/A | #N/A
FALSE | #N/A | #N/A | #N/A | #N/A | #N/A | #N/A | #N/A | #N/A | #N/A | #N/A |  |  |  | FALSE | #N/A | #N/A | #N/A | #N/A | #N/A | #N/A | #N/A | #N/A | #N/A | #N/A
FALSE | #N/A | #N/A | #N/A | #N/A | #N/A | #N/A | #N/A | #N/A | #N/A | #N/A |  |  |  | FALSE | #N/A | #N/A | #N/A | #N/A | #N/A | #N/A | #N/A | #N/A | #N/A | #N/A
FALSE | #N/A | #N/A | #N/A | #N/A | #N/A | #N/A | #N/A | #N/A | #N/A | #N/A |  |  |  | FALSE | #N/A | #N/A | #N/A | #N/A | #N/A | #N/A | #N/A | #N/A | #N/A | #N/A
FALSE | #N/A | #N/A | #N/A | #N/A | #N/A | #N/A | #N/A | #N/A | #N/A | #N/A |  |  |  | FALSE | #N/A | #N/A | #N/A | #N/A | #N/A | #N/A | #N/A | #N/A | #N/A | #N/A
FALSE | #N/A | #N/A | #N/A | #N/A | #N/A | #N/A | #N/A | #N/A | #N/A | #N/A |  |  |  | FALSE | #N/A | #N/A | #N/A | #N/A | #N/A | #N/A | #N/A | #N/A | #N/A | #N/A
FALSE | #N/A | #N/A | #N/A | #N/A | #N/A | #N/A | #N/A | #N/A | #N/A | #N/A |  |  |  | FALSE | #N/A | #N/A | #N/A | #N/A | #N/A | #N/A | #N/A | #N/A | #N/A | #N/A
FALSE | #N/A | #N/A | #N/A | #N/A | #N/A | #N/A | #N/A | #N/A | #N/A | #N/A |  |  |  | FALSE | #N/A | #N/A | #N/A | #N/A | #N/A | #N/A | #N/A | #N/A | #N/A | #N/A
FALSE | #N/A | #N/A | #N/A | #N/A | #N/A | #N/A | #N/A | #N/A | #N/A | #N/A |  |  |  | FALSE | #N/A | #N/A | #N/A | #N/A | #N/A | #N/A | #N/A | #N/A | #N/A | #N/A
FALSE | #N/A | #N/A | #N/A | #N/A | #N/A | #N/A | #N/A | #N/A | #N/A | #N/A |  |  |  | FALSE | #N/A | #N/A | #N/A | #N/A | #N/A | #N/A | #N/A | #N/A | #N/A | #N/A
FALSE | #N/A | #N/A | #N/A | #N/A | #N/A | #N/A | #N/A | #N/A | #N/A | #N/A |  |  |  | FALSE | #N/A | #N/A | #N/A | #N/A | #N/A | #N/A | #N/A | #N/A | #N/A | #N/A
FALSE | #N/A | #N/A | #N/A | #N/A | #N/A | #N/A | #N/A | #N/A | #N/A | #N/A |  |  |  | FALSE | #N/A | #N/A | #N/A | #N/A | #N/A | #N/A | #N/A | #N/A | #N/A | #N/A
FALSE | #N/A | #N/A | #N/A | #N/A | #N/A | #N/A | #N/A | #N/A | #N/A | #N/A |  |  |  | FALSE | #N/A | #N/A | #N/A | #N/A | #N/A | #N/A | #N/A | #N/A | #N/A | #N/A
FALSE | #N/A | #N/A | #N/A | #N/A | #N/A | #N/A | #N/A | #N/A | #N/A | #N/A |  |  |  | FALSE | #N/A | #N/A | #N/A | #N/A | #N/A | #N/A | #N/A | #N/A | #N/A | #N/A
FALSE | #N/A | #N/A | #N/A | #N/A | #N/A | #N/A | #N/A | #N/A | #N/A | #N/A |  |  |  | FALSE | #N/A | #N/A | #N/A | #N/A | #N/A | #N/A | #N/A | #N/A | #N/A | #N/A
FALSE | #N/A | #N/A | #N/A | #N/A | #N/A | #N/A | #N/A | #N/A | #N/A | #N/A |  |  |  | FALSE | #N/A | #N/A | #N/A | #N/A | #N/A | #N/A | #N/A | #N/A | #N/A | #N/A
FALSE | #N/A | #N/A | #N/A | #N/A | #N/A | #N/A | #N/A | #N/A | #N/A | #N/A |  |  |  | FALSE | #N/A | #N/A | #N/A | #N/A | #N/A | #N/A | #N/A | #N/A | #N/A | #N/A
FALSE | #N/A | #N/A | #N/A | #N/A | #N/A | #N/A | #N/A | #N/A | #N/A | #N/A |  |  |  | FALSE | #N/A | #N/A | #N/A | #N/A | #N/A | #N/A | #N/A | #N/A | #N/A | #N/A
FALSE | #N/A | #N/A | #N/A | #N/A | #N/A | #N/A | #N/A | #N/A | #N/A | #N/A |  |  |  | FALSE | #N/A | #N/A | #N/A | #N/A | #N/A | #N/A | #N/A | #N/A | #N/A | #N/A
FALSE | #N/A | #N/A | #N/A | #N/A | #N/A | #N/A | #N/A | #N/A | #N/A | #N/A |  |  |  | FALSE | #N/A | #N/A | #N/A | #N/A | #N/A | #N/A | #N/A | #N/A | #N/A | #N/A
FALSE | #N/A | #N/A | #N/A | #N/A | #N/A | #N/A | #N/A | #N/A | #N/A | #N/A |  |  |  | FALSE | #N/A | #N/A | #N/A | #N/A | #N/A | #N/A | #N/A | #N/A | #N/A | #N/A
FALSE | #N/A | #N/A | #N/A | #N/A | #N/A | #N/A | #N/A | #N/A | #N/A | #N/A |  |  |  | FALSE | #N/A | #N/A | #N/A | #N/A | #N/A | #N/A | #N/A | #N/A | #N/A | #N/A
FALSE | #N/A | #N/A | #N/A | #N/A | #N/A | #N/A | #N/A | #N/A | #N/A | #N/A |  |  |  | FALSE | #N/A | #N/A | #N/A | #N/A | #N/A | #N/A | #N/A | #N/A | #N/A | #N/A
FALSE | #N/A | #N/A | #N/A | #N/A | #N/A | #N/A | #N/A | #N/A | #N/A | #N/A |  |  |  | FALSE | #N/A | #N/A | #N/A | #N/A | #N/A | #N/A | #N/A | #N/A | #N/A | #N/A
FALSE | #N/A | #N/A | #N/A | #N/A | #N/A | #N/A | #N/A | #N/A | #N/A | #N/A |  |  |  | FALSE | #N/A | #N/A | #N/A | #N/A | #N/A | #N/A | #N/A | #N/A | #N/A | #N/A
FALSE | #N/A | #N/A | #N/A | #N/A | #N/A | #N/A | #N/A | #N/A | #N/A | #N/A |  |  |  | FALSE | #N/A | #N/A | #N/A | #N/A | #N/A | #N/A | #N/A | #N/A | #N/A | #N/A
FALSE | #N/A | #N/A | #N/A | #N/A | #N/A | #N/A | #N/A | #N/A | #N/A | #N/A |  |  |  | FALSE | #N/A | #N/A | #N/A | #N/A | #N/A | #N/A | #N/A | #N/A | #N/A | #N/A
FALSE | #N/A | #N/A | #N/A | #N/A | #N/A | #N/A | #N/A | #N/A | #N/A | #N/A |  |  |  | FALSE | #N/A | #N/A | #N/A | #N/A | #N/A | #N/A | #N/A | #N/A | #N/A | #N/A
FALSE | #N/A | #N/A | #N/A | #N/A | #N/A | #N/A | #N/A | #N/A | #N/A | #N/A |  |  |  | FALSE | #N/A | #N/A | #N/A | #N/A | #N/A | #N/A | #N/A | #N/A | #N/A | #N/A
FALSE | #N/A | #N/A | #N/A | #N/A | #N/A | #N/A | #N/A | #N/A | #N/A | #N/A |  |  |  | FALSE | #N/A | #N/A | #N/A | #N/A | #N/A | #N/A | #N/A | #N/A | #N/A | #N/A
FALSE | #N/A | #N/A | #N/A | #N/A | #N/A | #N/A | #N/A | #N/A | #N/A | #N/A |  |  |  | FALSE | #N/A | #N/A | #N/A | #N/A | #N/A | #N/A | #N/A | #N/A | #N/A | #N/A
FALSE | #N/A | #N/A | #N/A | #N/A | #N/A | #N/A | #N/A | #N/A | #N/A | #N/A |  |  |  | FALSE | #N/A | #N/A | #N/A | #N/A | #N/A | #N/A | #N/A | #N/A | #N/A | #N/A
FALSE | #N/A | #N/A | #N/A | #N/A | #N/A | #N/A | #N/A | #N/A | #N/A | #N/A |  |  |  | FALSE | #N/A | #N/A | #N/A | #N/A | #N/A | #N/A | #N/A | #N/A | #N/A | #N/A
FALSE | #N/A | #N/A | #N/A | #N/A | #N/A | #N/A | #N/A | #N/A | #N/A | #N/A |  |  |  | FALSE | #N/A | #N/A | #N/A | #N/A | #N/A | #N/A | #N/A | #N/A | #N/A | #N/A
FALSE | #N/A | #N/A | #N/A | #N/A | #N/A | #N/A | #N/A | #N/A | #N/A | #N/A |  |  |  | FALSE | #N/A | #N/A | #N/A | #N/A | #N/A | #N/A | #N/A | #N/A | #N/A | #N/A
FALSE | #N/A | #N/A | #N/A | #N/A | #N/A | #N/A | #N/A | #N/A | #N/A | #N/A |  |  |  | FALSE | #N/A | #N/A | #N/A | #N/A | #N/A | #N/A | #N/A | #N/A | #N/A | #N/A
FALSE | #N/A | #N/A | #N/A | #N/A | #N/A | #N/A | #N/A | #N/A | #N/A | #N/A |  |  |  | FALSE | #N/A | #N/A | #N/A | #N/A | #N/A | #N/A | #N/A | #N/A | #N/A | #N/A
FALSE | #N/A | #N/A | #N/A | #N/A | #N/A | #N/A | #N/A | #N/A | #N/A | #N/A |  |  |  | FALSE | #N/A | #N/A | #N/A | #N/A | #N/A | #N/A | #N/A | #N/A | #N/A | #N/A
FALSE | #N/A | #N/A | #N/A | #N/A | #N/A | #N/A | #N/A | #N/A | #N/A | #N/A |  |  |  | FALSE | #N/A | #N/A | #N/A | #N/A | #N/A | #N/A | #N/A | #N/A | #N/A | #N/A
FALSE | #N/A | #N/A | #N/A | #N/A | #N/A | #N/A | #N/A | #N/A | #N/A | #N/A |  |  |  | FALSE | #N/A | #N/A | #N/A | #N/A | #N/A | #N/A | #N/A | #N/A | #N/A | #N/A
FALSE | #N/A | #N/A | #N/A | #N/A | #N/A | #N/A | #N/A | #N/A | #N/A | #N/A |  |  |  | FALSE | #N/A | #N/A | #N/A | #N/A | #N/A | #N/A | #N/A | #N/A | #N/A | #N/A
FALSE | #N/A | #N/A | #N/A | #N/A | #N/A | #N/A | #N/A | #N/A | #N/A | #N/A |  |  |  | FALSE | #N/A | #N/A | #N/A | #N/A | #N/A | #N/A | #N/A | #N/A | #N/A | #N/A
FALSE | #N/A | #N/A | #N/A | #N/A | #N/A | #N/A | #N/A | #N/A | #N/A | #N/A |  |  |  | FALSE | #N/A | #N/A | #N/A | #N/A | #N/A | #N/A | #N/A | #N/A | #N/A | #N/A
FALSE | #N/A | #N/A | #N/A | #N/A | #N/A | #N/A | #N/A | #N/A | #N/A | #N/A |  |  |  | FALSE | #N/A | #N/A | #N/A | #N/A | #N/A | #N/A | #N/A | #N/A | #N/A | #N/A
FALSE | #N/A | #N/A | #N/A | #N/A | #N/A | #N/A | #N/A | #N/A | #N/A | #N/A |  |  |  | FALSE | #N/A | #N/A | #N/A | #N/A | #N/A | #N/A | #N/A | #N/A | #N/A | #N/A
FALSE | #N/A | #N/A | #N/A | #N/A | #N/A | #N/A | #N/A | #N/A | #N/A | #N/A |  |  |  | FALSE | #N/A | #N/A | #N/A | #N/A | #N/A | #N/A | #N/A | #N/A | #N/A | #N/A
FALSE | #N/A | #N/A | #N/A | #N/A | #N/A | #N/A | #N/A | #N/A | #N/A | #N/A |  |  |  | FALSE | #N/A | #N/A | #N/A | #N/A | #N/A | #N/A | #N/A | #N/A | #N/A | #N/A
FALSE | #N/A | #N/A | #N/A | #N/A | #N/A | #N/A | #N/A | #N/A | #N/A | #N/A |  |  |  | FALSE | #N/A | #N/A | #N/A | #N/A | #N/A | #N/A | #N/A | #N/A | #N/A | #N/A
FALSE | #N/A | #N/A | #N/A | #N/A | #N/A | #N/A | #N/A | #N/A | #N/A | #N/A |  |  |  | FALSE | #N/A | #N/A | #N/A | #N/A | #N/A | #N/A | #N/A | #N/A | #N/A | #N/A
FALSE | #N/A | #N/A | #N/A | #N/A | #N/A | #N/A | #N/A | #N/A | #N/A | #N/A |  |  |  | FALSE | #N/A | #N/A | #N/A | #N/A | #N/A | #N/A | #N/A | #N/A | #N/A | #N/A
FALSE | #N/A | #N/A | #N/A | #N/A | #N/A | #N/A | #N/A | #N/A | #N/A | #N/A |  |  |  | FALSE | #N/A | #N/A | #N/A | #N/A | #N/A | #N/A | #N/A | #N/A | #N/A | #N/A
FALSE | #N/A | #N/A | #N/A | #N/A | #N/A | #N/A | #N/A | #N/A | #N/A | #N/A |  |  |  | FALSE | #N/A | #N/A | #N/A | #N/A | #N/A | #N/A | #N/A | #N/A | #N/A | #N/A
FALSE | #N/A | #N/A | #N/A | #N/A | #N/A | #N/A | #N/A | #N/A | #N/A | #N/A |  |  |  | FALSE | #N/A | #N/A | #N/A | #N/A | #N/A | #N/A | #N/A | #N/A | #N/A | #N/A
FALSE | #N/A | #N/A | #N/A | #N/A | #N/A | #N/A | #N/A | #N/A | #N/A | #N/A |  |  |  | FALSE | #N/A | #N/A | #N/A | #N/A | #N/A | #N/A | #N/A | #N/A | #N/A | #N/A
FALSE | #N/A | #N/A | #N/A | #N/A | #N/A | #N/A | #N/A | #N/A | #N/A | #N/A |  |  |  | FALSE | #N/A | #N/A | #N/A | #N/A | #N/A | #N/A | #N/A | #N/A | #N/A | #N/A
FALSE | #N/A | #N/A | #N/A | #N/A | #N/A | #N/A | #N/A | #N/A | #N/A | #N/A |  |  |  | FALSE | #N/A | #N/A | #N/A | #N/A | #N/A | #N/A | #N/A | #N/A | #N/A | #N/A
FALSE | #N/A | #N/A | #N/A | #N/A | #N/A | #N/A | #N/A | #N/A | #N/A | #N/A |  |  |  | FALSE | #N/A | #N/A | #N/A | #N/A | #N/A | #N/A | #N/A | #N/A | #N/A | #N/A
FALSE | #N/A | #N/A | #N/A | #N/A | #N/A | #N/A | #N/A | #N/A | #N/A | #N/A |  |  |  | FALSE | #N/A | #N/A | #N/A | #N/A | #N/A | #N/A | #N/A | #N/A | #N/A | #N/A
FALSE | #N/A | #N/A | #N/A | #N/A | #N/A | #N/A | #N/A | #N/A | #N/A | #N/A |  |  |  | FALSE | #N/A | #N/A | #N/A | #N/A | #N/A | #N/A | #N/A | #N/A | #N/A | #N/A
FALSE | #N/A | #N/A | #N/A | #N/A | #N/A | #N/A | #N/A | #N/A | #N/A | #N/A |  |  |  | FALSE | #N/A | #N/A | #N/A | #N/A | #N/A | #N/A | #N/A | #N/A | #N/A | #N/A
FALSE | #N/A | #N/A | #N/A | #N/A | #N/A | #N/A | #N/A | #N/A | #N/A | #N/A |  |  |  | FALSE | #N/A | #N/A | #N/A | #N/A | #N/A | #N/A | #N/A | #N/A | #N/A | #N/A
FALSE | #N/A | #N/A | #N/A | #N/A | #N/A | #N/A | #N/A | #N/A | #N/A | #N/A |  |  |  | FALSE | #N/A | #N/A | #N/A | #N/A | #N/A | #N/A | #N/A | #N/A | #N/A | #N/A
FALSE | #N/A | #N/A | #N/A | #N/A | #N/A | #N/A | #N/A | #N/A | #N/A | #N/A |  |  |  | FALSE | #N/A | #N/A | #N/A | #N/A | #N/A | #N/A | #N/A | #N/A | #N/A | #N/A
FALSE | #N/A | #N/A | #N/A | #N/A | #N/A | #N/A | #N/A | #N/A | #N/A | #N/A |  |  |  | FALSE | #N/A | #N/A | #N/A | #N/A | #N/A | #N/A | #N/A | #N/A | #N/A | #N/A
FALSE | #N/A | #N/A | #N/A | #N/A | #N/A | #N/A | #N/A | #N/A | #N/A | #N/A |  |  |  | FALSE | #N/A | #N/A | #N/A | #N/A | #N/A | #N/A | #N/A | #N/A | #N/A | #N/A
FALSE | #N/A | #N/A | #N/A | #N/A | #N/A | #N/A | #N/A | #N/A | #N/A | #N/A |  |  |  | FALSE | #N/A | #N/A | #N/A | #N/A | #N/A | #N/A | #N/A | #N/A | #N/A | #N/A
FALSE | #N/A | #N/A | #N/A | #N/A | #N/A | #N/A | #N/A | #N/A | #N/A | #N/A |  |  |  | FALSE | #N/A | #N/A | #N/A | #N/A | #N/A | #N/A | #N/A | #N/A | #N/A | #N/A
FALSE | #N/A | #N/A | #N/A | #N/A | #N/A | #N/A | #N/A | #N/A | #N/A | #N/A |  |  |  | FALSE | #N/A | #N/A | #N/A | #N/A | #N/A | #N/A | #N/A | #N/A | #N/A | #N/A
FALSE | #N/A | #N/A | #N/A | #N/A | #N/A | #N/A | #N/A | #N/A | #N/A | #N/A |  |  |  | FALSE | #N/A | #N/A | #N/A | #N/A | #N/A | #N/A | #N/A | #N/A | #N/A | #N/A
FALSE | #N/A | #N/A | #N/A | #N/A | #N/A | #N/A | #N/A | #N/A | #N/A | #N/A |  |  |  | FALSE | #N/A | #N/A | #N/A | #N/A | #N/A | #N/A | #N/A | #N/A | #N/A | #N/A
FALSE | #N/A | #N/A | #N/A | #N/A | #N/A | #N/A | #N/A | #N/A | #N/A | #N/A |  |  |  | FALSE | #N/A | #N/A | #N/A | #N/A | #N/A | #N/A | #N/A | #N/A | #N/A | #N/A
FALSE | #N/A | #N/A | #N/A | #N/A | #N/A | #N/A | #N/A | #N/A | #N/A | #N/A |  |  |  | FALSE | #N/A | #N/A | #N/A | #N/A | #N/A | #N/A | #N/A | #N/A | #N/A | #N/A
FALSE | #N/A | #N/A | #N/A | #N/A | #N/A | #N/A | #N/A | #N/A | #N/A | #N/A |  |  |  | FALSE | #N/A | #N/A | #N/A | #N/A | #N/A | #N/A | #N/A | #N/A | #N/A | #N/A
FALSE | #N/A | #N/A | #N/A | #N/A | #N/A | #N/A | #N/A | #N/A | #N/A | #N/A |  |  |  | FALSE | #N/A | #N/A | #N/A | #N/A | #N/A | #N/A | #N/A | #N/A | #N/A | #N/A
FALSE | #N/A | #N/A | #N/A | #N/A | #N/A | #N/A | #N/A | #N/A | #N/A | #N/A |  |  |  | FALSE | #N/A | #N/A | #N/A | #N/A | #N/A | #N/A | #N/A | #N/A | #N/A | #N/A
FALSE | #N/A | #N/A | #N/A | #N/A | #N/A | #N/A | #N/A | #N/A | #N/A | #N/A |  |  |  | FALSE | #N/A | #N/A | #N/A | #N/A | #N/A | #N/A | #N/A | #N/A | #N/A | #N/A
FALSE | #N/A | #N/A | #N/A | #N/A | #N/A | #N/A | #N/A | #N/A | #N/A | #N/A |  |  |  | FALSE | #N/A | #N/A | #N/A | #N/A | #N/A | #N/A | #N/A | #N/A | #N/A | #N/A
FALSE | #N/A | #N/A | #N/A | #N/A | #N/A | #N/A | #N/A | #N/A | #N/A | #N/A |  |  |  | FALSE | #N/A | #N/A | #N/A | #N/A | #N/A | #N/A | #N/A | #N/A | #N/A | #N/A
FALSE | #N/A | #N/A | #N/A | #N/A | #N/A | #N/A | #N/A | #N/A | #N/A | #N/A |  |  |  | FALSE | #N/A | #N/A | #N/A | #N/A | #N/A | #N/A | #N/A | #N/A | #N/A | #N/A
FALSE | #N/A | #N/A | #N/A | #N/A | #N/A | #N/A | #N/A | #N/A | #N/A | #N/A |  |  |  | FALSE | #N/A | #N/A | #N/A | #N/A | #N/A | #N/A | #N/A | #N/A | #N/A | #N/A
FALSE | #N/A | #N/A | #N/A | #N/A | #N/A | #N/A | #N/A | #N/A | #N/A | #N/A |  |  |  | FALSE | #N/A | #N/A | #N/A | #N/A | #N/A | #N/A | #N/A | #N/A | #N/A | #N/A
FALSE | #N/A | #N/A | #N/A | #N/A | #N/A | #N/A | #N/A | #N/A | #N/A | #N/A |  |  |  | FALSE | #N/A | #N/A | #N/A | #N/A | #N/A | #N/A | #N/A | #N/A | #N/A | #N/A
FALSE | #N/A | #N/A | #N/A | #N/A | #N/A | #N/A | #N/A | #N/A | #N/A | #N/A |  |  |  | FALSE | #N/A | #N/A | #N/A | #N/A | #N/A | #N/A | #N/A | #N/A | #N/A | #N/A
FALSE | #N/A | #N/A | #N/A | #N/A | #N/A | #N/A | #N/A | #N/A | #N/A | #N/A |  |  |  | FALSE | #N/A | #N/A | #N/A | #N/A | #N/A | #N/A | #N/A | #N/A | #N/A | #N/A
FALSE | #N/A | #N/A | #N/A | #N/A | #N/A | #N/A | #N/A | #N/A | #N/A | #N/A |  |  |  | FALSE | #N/A | #N/A | #N/A | #N/A | #N/A | #N/A | #N/A | #N/A | #N/A | #N/A
FALSE | #N/A | #N/A | #N/A | #N/A | #N/A | #N/A | #N/A | #N/A | #N/A | #N/A |  |  |  | FALSE | #N/A | #N/A | #N/A | #N/A | #N/A | #N/A | #N/A | #N/A | #N/A | #N/A
FALSE | #N/A | #N/A | #N/A | #N/A | #N/A | #N/A | #N/A | #N/A | #N/A | #N/A |  |  |  | FALSE | #N/A | #N/A | #N/A | #N/A | #N/A | #N/A | #N/A | #N/A | #N/A | #N/A
FALSE | #N/A | #N/A | #N/A | #N/A | #N/A | #N/A | #N/A | #N/A | #N/A | #N/A |  |  |  | FALSE | #N/A | #N/A | #N/A | #N/A | #N/A | #N/A | #N/A | #N/A | #N/A | #N/A
FALSE | #N/A | #N/A | #N/A | #N/A | #N/A | #N/A | #N/A | #N/A | #N/A | #N/A |  |  |  | FALSE | #N/A | #N/A | #N/A | #N/A | #N/A | #N/A | #N/A | #N/A | #N/A | #N/A
FALSE | #N/A | #N/A | #N/A | #N/A | #N/A | #N/A | #N/A | #N/A | #N/A | #N/A |  |  |  | FALSE | #N/A | #N/A | #N/A | #N/A | #N/A | #N/A | #N/A | #N/A | #N/A | #N/A
FALSE | #N/A | #N/A | #N/A | #N/A | #N/A | #N/A | #N/A | #N/A | #N/A | #N/A |  |  |  | FALSE | #N/A | #N/A | #N/A | #N/A | #N/A | #N/A | #N/A | #N/A | #N/A | #N/A
FALSE | #N/A | #N/A | #N/A | #N/A | #N/A | #N/A | #N/A | #N/A | #N/A | #N/A |  |  |  | FALSE | #N/A | #N/A | #N/A | #N/A | #N/A | #N/A | #N/A | #N/A | #N/A | #N/A
FALSE | #N/A | #N/A | #N/A | #N/A | #N/A | #N/A | #N/A | #N/A | #N/A | #N/A |  |  |  | FALSE | #N/A | #N/A | #N/A | #N/A | #N/A | #N/A | #N/A | #N/A | #N/A | #N/A
FALSE | #N/A | #N/A | #N/A | #N/A | #N/A | #N/A | #N/A | #N/A | #N/A | #N/A |  |  |  | FALSE | #N/A | #N/A | #N/A | #N/A | #N/A | #N/A | #N/A | #N/A | #N/A | #N/A
FALSE | #N/A | #N/A | #N/A | #N/A | #N/A | #N/A | #N/A | #N/A | #N/A | #N/A |  |  |  | FALSE | #N/A | #N/A | #N/A | #N/A | #N/A | #N/A | #N/A | #N/A | #N/A | #N/A
FALSE | #N/A | #N/A | #N/A | #N/A | #N/A | #N/A | #N/A | #N/A | #N/A | #N/A |  |  |  | FALSE | #N/A | #N/A | #N/A | #N/A | #N/A | #N/A | #N/A | #N/A | #N/A | #N/A
FALSE | #N/A | #N/A | #N/A | #N/A | #N/A | #N/A | #N/A | #N/A | #N/A | #N/A |  |  |  | FALSE | #N/A | #N/A | #N/A | #N/A | #N/A | #N/A | #N/A | #N/A | #N/A | #N/A
FALSE | #N/A | #N/A | #N/A | #N/A | #N/A | #N/A | #N/A | #N/A | #N/A | #N/A |  |  |  | FALSE | #N/A | #N/A | #N/A | #N/A | #N/A | #N/A | #N/A | #N/A | #N/A | #N/A
FALSE | #N/A | #N/A | #N/A | #N/A | #N/A | #N/A | #N/A | #N/A | #N/A | #N/A |  |  |  | FALSE | #N/A | #N/A | #N/A | #N/A | #N/A | #N/A | #N/A | #N/A | #N/A | #N/A
FALSE | #N/A | #N/A | #N/A | #N/A | #N/A | #N/A | #N/A | #N/A | #N/A | #N/A |  |  |  | FALSE | #N/A | #N/A | #N/A | #N/A | #N/A | #N/A | #N/A | #N/A | #N/A | #N/A
FALSE | #N/A | #N/A | #N/A | #N/A | #N/A | #N/A | #N/A | #N/A | #N/A | #N/A |  |  |  | FALSE | #N/A | #N/A | #N/A | #N/A | #N/A | #N/A | #N/A | #N/A | #N/A | #N/A
FALSE | #N/A | #N/A | #N/A | #N/A | #N/A | #N/A | #N/A | #N/A | #N/A | #N/A |  |  |  | FALSE | #N/A | #N/A | #N/A | #N/A | #N/A | #N/A | #N/A | #N/A | #N/A | #N/A
FALSE | #N/A | #N/A | #N/A | #N/A | #N/A | #N/A | #N/A | #N/A | #N/A | #N/A |  |  |  | FALSE | #N/A | #N/A | #N/A | #N/A | #N/A | #N/A | #N/A | #N/A | #N/A | #N/A
FALSE | #N/A | #N/A | #N/A | #N/A | #N/A | #N/A | #N/A | #N/A | #N/A | #N/A |  |  |  | FALSE | #N/A | #N/A | #N/A | #N/A | #N/A | #N/A | #N/A | #N/A | #N/A | #N/A
FALSE | #N/A | #N/A | #N/A | #N/A | #N/A | #N/A | #N/A | #N/A | #N/A | #N/A |  |  |  | FALSE | #N/A | #N/A | #N/A | #N/A | #N/A | #N/A | #N/A | #N/A | #N/A | #N/A
FALSE | #N/A | #N/A | #N/A | #N/A | #N/A | #N/A | #N/A | #N/A | #N/A | #N/A |  |  |  | FALSE | #N/A | #N/A | #N/A | #N/A | #N/A | #N/A | #N/A | #N/A | #N/A | #N/A
FALSE | #N/A | #N/A | #N/A | #N/A | #N/A | #N/A | #N/A | #N/A | #N/A | #N/A |  |  |  | FALSE | #N/A | #N/A | #N/A | #N/A | #N/A | #N/A | #N/A | #N/A | #N/A | #N/A
FALSE | #N/A | #N/A | #N/A | #N/A | #N/A | #N/A | #N/A | #N/A | #N/A | #N/A |  |  |  | FALSE | #N/A | #N/A | #N/A | #N/A | #N/A | #N/A | #N/A | #N/A | #N/A | #N/A
FALSE | #N/A | #N/A | #N/A | #N/A | #N/A | #N/A | #N/A | #N/A | #N/A | #N/A |  |  |  | FALSE | #N/A | #N/A | #N/A | #N/A | #N/A | #N/A | #N/A | #N/A | #N/A | #N/A
FALSE | #N/A | #N/A | #N/A | #N/A | #N/A | #N/A | #N/A | #N/A | #N/A | #N/A |  |  |  | FALSE | #N/A | #N/A | #N/A | #N/A | #N/A | #N/A | #N/A | #N/A | #N/A | #N/A
FALSE | #N/A | #N/A | #N/A | #N/A | #N/A | #N/A | #N/A | #N/A | #N/A | #N/A |  |  |  | FALSE | #N/A | #N/A | #N/A | #N/A | #N/A | #N/A | #N/A | #N/A | #N/A | #N/A
FALSE | #N/A | #N/A | #N/A | #N/A | #N/A | #N/A | #N/A | #N/A | #N/A | #N/A |  |  |  | FALSE | #N/A | #N/A | #N/A | #N/A | #N/A | #N/A | #N/A | #N/A | #N/A | #N/A
FALSE | #N/A | #N/A | #N/A | #N/A | #N/A | #N/A | #N/A | #N/A | #N/A | #N/A |  |  |  | FALSE | #N/A | #N/A | #N/A | #N/A | #N/A | #N/A | #N/A | #N/A | #N/A | #N/A
FALSE | #N/A | #N/A | #N/A | #N/A | #N/A | #N/A | #N/A | #N/A | #N/A | #N/A |  |  |  | FALSE | #N/A | #N/A | #N/A | #N/A | #N/A | #N/A | #N/A | #N/A | #N/A | #N/A
FALSE | #N/A | #N/A | #N/A | #N/A | #N/A | #N/A | #N/A | #N/A | #N/A | #N/A |  |  |  | FALSE | #N/A | #N/A | #N/A | #N/A | #N/A | #N/A | #N/A | #N/A | #N/A | #N/A
FALSE | #N/A | #N/A | #N/A | #N/A | #N/A | #N/A | #N/A | #N/A | #N/A | #N/A |  |  |  | FALSE | #N/A | #N/A | #N/A | #N/A | #N/A | #N/A | #N/A | #N/A | #N/A | #N/A
FALSE | #N/A | #N/A | #N/A | #N/A | #N/A | #N/A | #N/A | #N/A | #N/A | #N/A |  |  |  | FALSE | #N/A | #N/A | #N/A | #N/A | #N/A | #N/A | #N/A | #N/A | #N/A | #N/A
FALSE | #N/A | #N/A | #N/A | #N/A | #N/A | #N/A | #N/A | #N/A | #N/A | #N/A |  |  |  | FALSE | #N/A | #N/A | #N/A | #N/A | #N/A | #N/A | #N/A | #N/A | #N/A | #N/A
FALSE | #N/A | #N/A | #N/A | #N/A | #N/A | #N/A | #N/A | #N/A | #N/A | #N/A |  |  |  | FALSE | #N/A | #N/A | #N/A | #N/A | #N/A | #N/A | #N/A | #N/A | #N/A | #N/A
FALSE | #N/A | #N/A | #N/A | #N/A | #N/A | #N/A | #N/A | #N/A | #N/A | #N/A |  |  |  | FALSE | #N/A | #N/A | #N/A | #N/A | #N/A | #N/A | #N/A | #N/A | #N/A | #N/A
FALSE | #N/A | #N/A | #N/A | #N/A | #N/A | #N/A | #N/A | #N/A | #N/A | #N/A |  |  |  | FALSE | #N/A | #N/A | #N/A | #N/A | #N/A | #N/A | #N/A | #N/A | #N/A | #N/A
FALSE | #N/A | #N/A | #N/A | #N/A | #N/A | #N/A | #N/A | #N/A | #N/A | #N/A |  |  |  | FALSE | #N/A | #N/A | #N/A | #N/A | #N/A | #N/A | #N/A | #N/A | #N/A | #N/A
FALSE | #N/A | #N/A | #N/A | #N/A | #N/A | #N/A | #N/A | #N/A | #N/A | #N/A |  |  |  | FALSE | #N/A | #N/A | #N/A | #N/A | #N/A | #N/A | #N/A | #N/A | #N/A | #N/A
FALSE | #N/A | #N/A | #N/A | #N/A | #N/A | #N/A | #N/A | #N/A | #N/A | #N/A |  |  |  | FALSE | #N/A | #N/A | #N/A | #N/A | #N/A | #N/A | #N/A | #N/A | #N/A | #N/A
FALSE | #N/A | #N/A | #N/A | #N/A | #N/A | #N/A | #N/A | #N/A | #N/A | #N/A |  |  |  | FALSE | #N/A | #N/A | #N/A | #N/A | #N/A | #N/A | #N/A | #N/A | #N/A | #N/A
FALSE | #N/A | #N/A | #N/A | #N/A | #N/A | #N/A | #N/A | #N/A | #N/A | #N/A |  |  |  | FALSE | #N/A | #N/A | #N/A | #N/A | #N/A | #N/A | #N/A | #N/A | #N/A | #N/A
FALSE | #N/A | #N/A | #N/A | #N/A | #N/A | #N/A | #N/A | #N/A | #N/A | #N/A |  |  |  | FALSE | #N/A | #N/A | #N/A | #N/A | #N/A | #N/A | #N/A | #N/A | #N/A | #N/A
FALSE | #N/A | #N/A | #N/A | #N/A | #N/A | #N/A | #N/A | #N/A | #N/A | #N/A |  |  |  | FALSE | #N/A | #N/A | #N/A | #N/A | #N/A | #N/A | #N/A | #N/A | #N/A | #N/A
FALSE | #N/A | #N/A | #N/A | #N/A | #N/A | #N/A | #N/A | #N/A | #N/A | #N/A |  |  |  | FALSE | #N/A | #N/A | #N/A | #N/A | #N/A | #N/A | #N/A | #N/A | #N/A | #N/A
FALSE | #N/A | #N/A | #N/A | #N/A | #N/A | #N/A | #N/A | #N/A | #N/A | #N/A |  |  |  | FALSE | #N/A | #N/A | #N/A | #N/A | #N/A | #N/A | #N/A | #N/A | #N/A | #N/A
FALSE | #N/A | #N/A | #N/A | #N/A | #N/A | #N/A | #N/A | #N/A | #N/A | #N/A |  |  |  | FALSE | #N/A | #N/A | #N/A | #N/A | #N/A | #N/A | #N/A | #N/A | #N/A | #N/A
FALSE | #N/A | #N/A | #N/A | #N/A | #N/A | #N/A | #N/A | #N/A | #N/A | #N/A |  |  |  | FALSE | #N/A | #N/A | #N/A | #N/A | #N/A | #N/A | #N/A | #N/A | #N/A | #N/A
FALSE | #N/A | #N/A | #N/A | #N/A | #N/A | #N/A | #N/A | #N/A | #N/A | #N/A |  |  |  | FALSE | #N/A | #N/A | #N/A | #N/A | #N/A | #N/A | #N/A | #N/A | #N/A | #N/A
FALSE | #N/A | #N/A | #N/A | #N/A | #N/A | #N/A | #N/A | #N/A | #N/A | #N/A |  |  |  | FALSE | #N/A | #N/A | #N/A | #N/A | #N/A | #N/A | #N/A | #N/A | #N/A | #N/A
FALSE | #N/A | #N/A | #N/A | #N/A | #N/A | #N/A | #N/A | #N/A | #N/A | #N/A |  |  |  | FALSE | #N/A | #N/A | #N/A | #N/A | #N/A | #N/A | #N/A | #N/A | #N/A | #N/A
FALSE | #N/A | #N/A | #N/A | #N/A | #N/A | #N/A | #N/A | #N/A | #N/A | #N/A |  |  |  | FALSE | #N/A | #N/A | #N/A | #N/A | #N/A | #N/A | #N/A | #N/A | #N/A | #N/A
FALSE | #N/A | #N/A | #N/A | #N/A | #N/A | #N/A | #N/A | #N/A | #N/A | #N/A |  |  |  | FALSE | #N/A | #N/A | #N/A | #N/A | #N/A | #N/A | #N/A | #N/A | #N/A | #N/A
FALSE | #N/A | #N/A | #N/A | #N/A | #N/A | #N/A | #N/A | #N/A | #N/A | #N/A |  |  |  | FALSE | #N/A | #N/A | #N/A | #N/A | #N/A | #N/A | #N/A | #N/A | #N/A | #N/A
FALSE | #N/A | #N/A | #N/A | #N/A | #N/A | #N/A | #N/A | #N/A | #N/A | #N/A |  |  |  | FALSE | #N/A | #N/A | #N/A | #N/A | #N/A | #N/A | #N/A | #N/A | #N/A | #N/A
FALSE | #N/A | #N/A | #N/A | #N/A | #N/A | #N/A | #N/A | #N/A | #N/A | #N/A |  |  |  | FALSE | #N/A | #N/A | #N/A | #N/A | #N/A | #N/A | #N/A | #N/A | #N/A | #N/A
FALSE | #N/A | #N/A | #N/A | #N/A | #N/A | #N/A | #N/A | #N/A | #N/A | #N/A |  |  |  | FALSE | #N/A | #N/A | #N/A | #N/A | #N/A | #N/A | #N/A | #N/A | #N/A | #N/A
FALSE | #N/A | #N/A | #N/A | #N/A | #N/A | #N/A | #N/A | #N/A | #N/A | #N/A |  |  |  | FALSE | #N/A | #N/A | #N/A | #N/A | #N/A | #N/A | #N/A | #N/A | #N/A | #N/A
FALSE | #N/A | #N/A | #N/A | #N/A | #N/A | #N/A | #N/A | #N/A | #N/A | #N/A |  |  |  | FALSE | #N/A | #N/A | #N/A | #N/A | #N/A | #N/A | #N/A | #N/A | #N/A | #N/A
FALSE | #N/A | #N/A | #N/A | #N/A | #N/A | #N/A | #N/A | #N/A | #N/A | #N/A |  |  |  | FALSE | #N/A | #N/A | #N/A | #N/A | #N/A | #N/A | #N/A | #N/A | #N/A | #N/A
FALSE | #N/A | #N/A | #N/A | #N/A | #N/A | #N/A | #N/A | #N/A | #N/A | #N/A |  |  |  | FALSE | #N/A | #N/A | #N/A | #N/A | #N/A | #N/A | #N/A | #N/A | #N/A | #N/A
FALSE | #N/A | #N/A | #N/A | #N/A | #N/A | #N/A | #N/A | #N/A | #N/A | #N/A |  |  |  | FALSE | #N/A | #N/A | #N/A | #N/A | #N/A | #N/A | #N/A | #N/A | #N/A | #N/A
FALSE | #N/A | #N/A | #N/A | #N/A | #N/A | #N/A | #N/A | #N/A | #N/A | #N/A |  |  |  | FALSE | #N/A | #N/A | #N/A | #N/A | #N/A | #N/A | #N/A | #N/A | #N/A | #N/A
FALSE | #N/A | #N/A | #N/A | #N/A | #N/A | #N/A | #N/A | #N/A | #N/A | #N/A |  |  |  | FALSE | #N/A | #N/A | #N/A | #N/A | #N/A | #N/A | #N/A | #N/A | #N/A | #N/A
FALSE | #N/A | #N/A | #N/A | #N/A | #N/A | #N/A | #N/A | #N/A | #N/A | #N/A |  |  |  | FALSE | #N/A | #N/A | #N/A | #N/A | #N/A | #N/A | #N/A | #N/A | #N/A | #N/A
FALSE | #N/A | #N/A | #N/A | #N/A | #N/A | #N/A | #N/A | #N/A | #N/A | #N/A |  |  |  | FALSE | #N/A | #N/A | #N/A | #N/A | #N/A | #N/A | #N/A | #N/A | #N/A | #N/A
FALSE | #N/A | #N/A | #N/A | #N/A | #N/A | #N/A | #N/A | #N/A | #N/A | #N/A |  |  |  | FALSE | #N/A | #N/A | #N/A | #N/A | #N/A | #N/A | #N/A | #N/A | #N/A | #N/A
FALSE | #N/A | #N/A | #N/A | #N/A | #N/A | #N/A | #N/A | #N/A | #N/A | #N/A |  |  |  | FALSE | #N/A | #N/A | #N/A | #N/A | #N/A | #N/A | #N/A | #N/A | #N/A | #N/A
FALSE | #N/A | #N/A | #N/A | #N/A | #N/A | #N/A | #N/A | #N/A | #N/A | #N/A |  |  |  | FALSE | #N/A | #N/A | #N/A | #N/A | #N/A | #N/A | #N/A | #N/A | #N/A | #N/A
FALSE | #N/A | #N/A | #N/A | #N/A | #N/A | #N/A | #N/A | #N/A | #N/A | #N/A |  |  |  | FALSE | #N/A | #N/A | #N/A | #N/A | #N/A | #N/A | #N/A | #N/A | #N/A | #N/A
FALSE | #N/A | #N/A | #N/A | #N/A | #N/A | #N/A | #N/A | #N/A | #N/A | #N/A |  |  |  | FALSE | #N/A | #N/A | #N/A | #N/A | #N/A | #N/A | #N/A | #N/A | #N/A | #N/A
FALSE | #N/A | #N/A | #N/A | #N/A | #N/A | #N/A | #N/A | #N/A | #N/A | #N/A |  |  |  | FALSE | #N/A | #N/A | #N/A | #N/A | #N/A | #N/A | #N/A | #N/A | #N/A | #N/A
FALSE | #N/A | #N/A | #N/A | #N/A | #N/A | #N/A | #N/A | #N/A | #N/A | #N/A |  |  |  | FALSE | #N/A | #N/A | #N/A | #N/A | #N/A | #N/A | #N/A | #N/A | #N/A | #N/A
FALSE | #N/A | #N/A | #N/A | #N/A | #N/A | #N/A | #N/A | #N/A | #N/A | #N/A |  |  |  | FALSE | #N/A | #N/A | #N/A | #N/A | #N/A | #N/A | #N/A | #N/A | #N/A | #N/A
FALSE | #N/A | #N/A | #N/A | #N/A | #N/A | #N/A | #N/A | #N/A | #N/A | #N/A |  |  |  | FALSE | #N/A | #N/A | #N/A | #N/A | #N/A | #N/A | #N/A | #N/A | #N/A | #N/A
FALSE | #N/A | #N/A | #N/A | #N/A | #N/A | #N/A | #N/A | #N/A | #N/A | #N/A |  |  |  | FALSE | #N/A | #N/A | #N/A | #N/A | #N/A | #N/A | #N/A | #N/A | #N/A | #N/A
FALSE | #N/A | #N/A | #N/A | #N/A | #N/A | #N/A | #N/A | #N/A | #N/A | #N/A |  |  |  | FALSE | #N/A | #N/A | #N/A | #N/A | #N/A | #N/A | #N/A | #N/A | #N/A | #N/A
FALSE | #N/A | #N/A | #N/A | #N/A | #N/A | #N/A | #N/A | #N/A | #N/A | #N/A |  |  |  | FALSE | #N/A | #N/A | #N/A | #N/A | #N/A | #N/A | #N/A | #N/A | #N/A | #N/A
FALSE | #N/A | #N/A | #N/A | #N/A | #N/A | #N/A | #N/A | #N/A | #N/A | #N/A |  |  |  | FALSE | #N/A | #N/A | #N/A | #N/A | #N/A | #N/A | #N/A | #N/A | #N/A | #N/A
FALSE | #N/A | #N/A | #N/A | #N/A | #N/A | #N/A | #N/A | #N/A | #N/A | #N/A |  |  |  | FALSE | #N/A | #N/A | #N/A | #N/A | #N/A | #N/A | #N/A | #N/A | #N/A | #N/A
FALSE | #N/A | #N/A | #N/A | #N/A | #N/A | #N/A | #N/A | #N/A | #N/A | #N/A |  |  |  | FALSE | #N/A | #N/A | #N/A | #N/A | #N/A | #N/A | #N/A | #N/A | #N/A | #N/A
FALSE | #N/A | #N/A | #N/A | #N/A | #N/A | #N/A | #N/A | #N/A | #N/A | #N/A |  |  |  | FALSE | #N/A | #N/A | #N/A | #N/A | #N/A | #N/A | #N/A | #N/A | #N/A | #N/A
FALSE | #N/A | #N/A | #N/A | #N/A | #N/A | #N/A | #N/A | #N/A | #N/A | #N/A |  |  |  | FALSE | #N/A | #N/A | #N/A | #N/A | #N/A | #N/A | #N/A | #N/A | #N/A | #N/A
FALSE | #N/A | #N/A | #N/A | #N/A | #N/A | #N/A | #N/A | #N/A | #N/A | #N/A |  |  |  | FALSE | #N/A | #N/A | #N/A | #N/A | #N/A | #N/A | #N/A | #N/A | #N/A | #N/A
FALSE | #N/A | #N/A | #N/A | #N/A | #N/A | #N/A | #N/A | #N/A | #N/A | #N/A |  |  |  | FALSE | #N/A | #N/A | #N/A | #N/A | #N/A | #N/A | #N/A | #N/A | #N/A | #N/A
FALSE | #N/A | #N/A | #N/A | #N/A | #N/A | #N/A | #N/A | #N/A | #N/A | #N/A |  |  |  | FALSE | #N/A | #N/A | #N/A | #N/A | #N/A | #N/A | #N/A | #N/A | #N/A | #N/A
FALSE | #N/A | #N/A | #N/A | #N/A | #N/A | #N/A | #N/A | #N/A | #N/A | #N/A |  |  |  | FALSE | #N/A | #N/A | #N/A | #N/A | #N/A | #N/A | #N/A | #N/A | #N/A | #N/A
FALSE | #N/A | #N/A | #N/A | #N/A | #N/A | #N/A | #N/A | #N/A | #N/A | #N/A |  |  |  | FALSE | #N/A | #N/A | #N/A | #N/A | #N/A | #N/A | #N/A | #N/A | #N/A | #N/A
FALSE | #N/A | #N/A | #N/A | #N/A | #N/A | #N/A | #N/A | #N/A | #N/A | #N/A |  |  |  | FALSE | #N/A | #N/A | #N/A | #N/A | #N/A | #N/A | #N/A | #N/A | #N/A | #N/A
FALSE | #N/A | #N/A | #N/A | #N/A | #N/A | #N/A | #N/A | #N/A | #N/A | #N/A |  |  |  | FALSE | #N/A | #N/A | #N/A | #N/A | #N/A | #N/A | #N/A | #N/A | #N/A | #N/A
FALSE | #N/A | #N/A | #N/A | #N/A | #N/A | #N/A | #N/A | #N/A | #N/A | #N/A |  |  |  | FALSE | #N/A | #N/A | #N/A | #N/A | #N/A | #N/A | #N/A | #N/A | #N/A | #N/A
FALSE | #N/A | #N/A | #N/A | #N/A | #N/A | #N/A | #N/A | #N/A | #N/A | #N/A |  |  |  | FALSE | #N/A | #N/A | #N/A | #N/A | #N/A | #N/A | #N/A | #N/A | #N/A | #N/A
FALSE | #N/A | #N/A | #N/A | #N/A | #N/A | #N/A | #N/A | #N/A | #N/A | #N/A |  |  |  | FALSE | #N/A | #N/A | #N/A | #N/A | #N/A | #N/A | #N/A | #N/A | #N/A | #N/A
FALSE | #N/A | #N/A | #N/A | #N/A | #N/A | #N/A | #N/A | #N/A | #N/A | #N/A |  |  |  | FALSE | #N/A | #N/A | #N/A | #N/A | #N/A | #N/A | #N/A | #N/A | #N/A | #N/A
FALSE | #N/A | #N/A | #N/A | #N/A | #N/A | #N/A | #N/A | #N/A | #N/A | #N/A |  |  |  | FALSE | #N/A | #N/A | #N/A | #N/A | #N/A | #N/A | #N/A | #N/A | #N/A | #N/A
FALSE | #N/A | #N/A | #N/A | #N/A | #N/A | #N/A | #N/A | #N/A | #N/A | #N/A |  |  |  | FALSE | #N/A | #N/A | #N/A | #N/A | #N/A | #N/A | #N/A | #N/A | #N/A | #N/A
FALSE | #N/A | #N/A | #N/A | #N/A | #N/A | #N/A | #N/A | #N/A | #N/A | #N/A |  |  |  | FALSE | #N/A | #N/A | #N/A | #N/A | #N/A | #N/A | #N/A | #N/A | #N/A | #N/A
FALSE | #N/A | #N/A | #N/A | #N/A | #N/A | #N/A | #N/A | #N/A | #N/A | #N/A |  |  |  | FALSE | #N/A | #N/A | #N/A | #N/A | #N/A | #N/A | #N/A | #N/A | #N/A | #N/A
FALSE | #N/A | #N/A | #N/A | #N/A | #N/A | #N/A | #N/A | #N/A | #N/A | #N/A |  |  |  | FALSE | #N/A | #N/A | #N/A | #N/A | #N/A | #N/A | #N/A | #N/A | #N/A | #N/A
FALSE | #N/A | #N/A | #N/A | #N/A | #N/A | #N/A | #N/A | #N/A | #N/A | #N/A |  |  |  | FALSE | #N/A | #N/A | #N/A | #N/A | #N/A | #N/A | #N/A | #N/A | #N/A | #N/A
FALSE | #N/A | #N/A | #N/A | #N/A | #N/A | #N/A | #N/A | #N/A | #N/A | #N/A |  |  |  | FALSE | #N/A | #N/A | #N/A | #N/A | #N/A | #N/A | #N/A | #N/A | #N/A | #N/A
FALSE | #N/A | #N/A | #N/A | #N/A | #N/A | #N/A | #N/A | #N/A | #N/A | #N/A |  |  |  | FALSE | #N/A | #N/A | #N/A | #N/A | #N/A | #N/A | #N/A | #N/A | #N/A | #N/A
FALSE | #N/A | #N/A | #N/A | #N/A | #N/A | #N/A | #N/A | #N/A | #N/A | #N/A |  |  |  | FALSE | #N/A | #N/A | #N/A | #N/A | #N/A | #N/A | #N/A | #N/A | #N/A | #N/A
FALSE | #N/A | #N/A | #N/A | #N/A | #N/A | #N/A | #N/A | #N/A | #N/A | #N/A |  |  |  | FALSE | #N/A | #N/A | #N/A | #N/A | #N/A | #N/A | #N/A | #N/A | #N/A | #N/A
FALSE | #N/A | #N/A | #N/A | #N/A | #N/A | #N/A | #N/A | #N/A | #N/A | #N/A |  |  |  | FALSE | #N/A | #N/A | #N/A | #N/A | #N/A | #N/A | #N/A | #N/A | #N/A | #N/A
FALSE | #N/A | #N/A | #N/A | #N/A | #N/A | #N/A | #N/A | #N/A | #N/A | #N/A |  |  |  | FALSE | #N/A | #N/A | #N/A | #N/A | #N/A | #N/A | #N/A | #N/A | #N/A | #N/A
FALSE | #N/A | #N/A | #N/A | #N/A | #N/A | #N/A | #N/A | #N/A | #N/A | #N/A |  |  |  | FALSE | #N/A | #N/A | #N/A | #N/A | #N/A | #N/A | #N/A | #N/A | #N/A | #N/A
FALSE | #N/A | #N/A | #N/A | #N/A | #N/A | #N/A | #N/A | #N/A | #N/A | #N/A |  |  |  | FALSE | #N/A | #N/A | #N/A | #N/A | #N/A | #N/A | #N/A | #N/A | #N/A | #N/A
FALSE | #N/A | #N/A | #N/A | #N/A | #N/A | #N/A | #N/A | #N/A | #N/A | #N/A |  |  |  | FALSE | #N/A | #N/A | #N/A | #N/A | #N/A | #N/A | #N/A | #N/A | #N/A | #N/A
FALSE | #N/A | #N/A | #N/A | #N/A | #N/A | #N/A | #N/A | #N/A | #N/A | #N/A |  |  |  | FALSE | #N/A | #N/A | #N/A | #N/A | #N/A | #N/A | #N/A | #N/A | #N/A | #N/A
FALSE | #N/A | #N/A | #N/A | #N/A | #N/A | #N/A | #N/A | #N/A | #N/A | #N/A |  |  |  | FALSE | #N/A | #N/A | #N/A | #N/A | #N/A | #N/A | #N/A | #N/A | #N/A | #N/A
FALSE | #N/A | #N/A | #N/A | #N/A | #N/A | #N/A | #N/A | #N/A | #N/A | #N/A |  |  |  | FALSE | #N/A | #N/A | #N/A | #N/A | #N/A | #N/A | #N/A | #N/A | #N/A | #N/A
FALSE | #N/A | #N/A | #N/A | #N/A | #N/A | #N/A | #N/A | #N/A | #N/A | #N/A |  |  |  | FALSE | #N/A | #N/A | #N/A | #N/A | #N/A | #N/A | #N/A | #N/A | #N/A | #N/A
FALSE | #N/A | #N/A | #N/A | #N/A | #N/A | #N/A | #N/A | #N/A | #N/A | #N/A |  |  |  | FALSE | #N/A | #N/A | #N/A | #N/A | #N/A | #N/A | #N/A | #N/A | #N/A | #N/A
FALSE | #N/A | #N/A | #N/A | #N/A | #N/A | #N/A | #N/A | #N/A | #N/A | #N/A |  |  |  | FALSE | #N/A | #N/A | #N/A | #N/A | #N/A | #N/A | #N/A | #N/A | #N/A | #N/A
FALSE | #N/A | #N/A | #N/A | #N/A | #N/A | #N/A | #N/A | #N/A | #N/A | #N/A |  |  |  | FALSE | #N/A | #N/A | #N/A | #N/A | #N/A | #N/A | #N/A | #N/A | #N/A | #N/A
FALSE | #N/A | #N/A | #N/A | #N/A | #N/A | #N/A | #N/A | #N/A | #N/A | #N/A |  |  |  | FALSE | #N/A | #N/A | #N/A | #N/A | #N/A | #N/A | #N/A | #N/A | #N/A | #N/A
FALSE | #N/A | #N/A | #N/A | #N/A | #N/A | #N/A | #N/A | #N/A | #N/A | #N/A |  |  |  | FALSE | #N/A | #N/A | #N/A | #N/A | #N/A | #N/A | #N/A | #N/A | #N/A | #N/A
FALSE | #N/A | #N/A | #N/A | #N/A | #N/A | #N/A | #N/A | #N/A | #N/A | #N/A |  |  |  | FALSE | #N/A | #N/A | #N/A | #N/A | #N/A | #N/A | #N/A | #N/A | #N/A | #N/A
FALSE | #N/A | #N/A | #N/A | #N/A | #N/A | #N/A | #N/A | #N/A | #N/A | #N/A |  |  |  | FALSE | #N/A | #N/A | #N/A | #N/A | #N/A | #N/A | #N/A | #N/A | #N/A | #N/A
FALSE | #N/A | #N/A | #N/A | #N/A | #N/A | #N/A | #N/A | #N/A | #N/A | #N/A |  |  |  | FALSE | #N/A | #N/A | #N/A | #N/A | #N/A | #N/A | #N/A | #N/A | #N/A | #N/A
FALSE | #N/A | #N/A | #N/A | #N/A | #N/A | #N/A | #N/A | #N/A | #N/A | #N/A |  |  |  | FALSE | #N/A | #N/A | #N/A | #N/A | #N/A | #N/A | #N/A | #N/A | #N/A | #N/A
FALSE | #N/A | #N/A | #N/A | #N/A | #N/A | #N/A | #N/A | #N/A | #N/A | #N/A |  |  |  | FALSE | #N/A | #N/A | #N/A | #N/A | #N/A | #N/A | #N/A | #N/A | #N/A | #N/A
FALSE | #N/A | #N/A | #N/A | #N/A | #N/A | #N/A | #N/A | #N/A | #N/A | #N/A |  |  |  | FALSE | #N/A | #N/A | #N/A | #N/A | #N/A | #N/A | #N/A | #N/A | #N/A | #N/A
FALSE | #N/A | #N/A | #N/A | #N/A | #N/A | #N/A | #N/A | #N/A | #N/A | #N/A |  |  |  | FALSE | #N/A | #N/A | #N/A | #N/A | #N/A | #N/A | #N/A | #N/A | #N/A | #N/A
FALSE | #N/A | #N/A | #N/A | #N/A | #N/A | #N/A | #N/A | #N/A | #N/A | #N/A |  |  |  | FALSE | #N/A | #N/A | #N/A | #N/A | #N/A | #N/A | #N/A | #N/A | #N/A | #N/A
FALSE | #N/A | #N/A | #N/A | #N/A | #N/A | #N/A | #N/A | #N/A | #N/A | #N/A |  |  |  | FALSE | #N/A | #N/A | #N/A | #N/A | #N/A | #N/A | #N/A | #N/A | #N/A | #N/A
FALSE | #N/A | #N/A | #N/A | #N/A | #N/A | #N/A | #N/A | #N/A | #N/A | #N/A |  |  |  | FALSE | #N/A | #N/A | #N/A | #N/A | #N/A | #N/A | #N/A | #N/A | #N/A | #N/A
FALSE | #N/A | #N/A | #N/A | #N/A | #N/A | #N/A | #N/A | #N/A | #N/A | #N/A |  |  |  | FALSE | #N/A | #N/A | #N/A | #N/A | #N/A | #N/A | #N/A | #N/A | #N/A | #N/A
FALSE | #N/A | #N/A | #N/A | #N/A | #N/A | #N/A | #N/A | #N/A | #N/A | #N/A |  |  |  | FALSE | #N/A | #N/A | #N/A | #N/A | #N/A | #N/A | #N/A | #N/A | #N/A | #N/A
FALSE | #N/A | #N/A | #N/A | #N/A | #N/A | #N/A | #N/A | #N/A | #N/A | #N/A |  |  |  | FALSE | #N/A | #N/A | #N/A | #N/A | #N/A | #N/A | #N/A | #N/A | #N/A | #N/A
FALSE | #N/A | #N/A | #N/A | #N/A | #N/A | #N/A | #N/A | #N/A | #N/A | #N/A |  |  |  | FALSE | #N/A | #N/A | #N/A | #N/A | #N/A | #N/A | #N/A | #N/A | #N/A | #N/A
FALSE | #N/A | #N/A | #N/A | #N/A | #N/A | #N/A | #N/A | #N/A | #N/A | #N/A |  |  |  | FALSE | #N/A | #N/A | #N/A | #N/A | #N/A | #N/A | #N/A | #N/A | #N/A | #N/A
FALSE | #N/A | #N/A | #N/A | #N/A | #N/A | #N/A | #N/A | #N/A | #N/A | #N/A |  |  |  | FALSE | #N/A | #N/A | #N/A | #N/A | #N/A | #N/A | #N/A | #N/A | #N/A | #N/A
FALSE | #N/A | #N/A | #N/A | #N/A | #N/A | #N/A | #N/A | #N/A | #N/A | #N/A |  |  |  | FALSE | #N/A | #N/A | #N/A | #N/A | #N/A | #N/A | #N/A | #N/A | #N/A | #N/A
FALSE | #N/A | #N/A | #N/A | #N/A | #N/A | #N/A | #N/A | #N/A | #N/A | #N/A |  |  |  | FALSE | #N/A | #N/A | #N/A | #N/A | #N/A | #N/A | #N/A | #N/A | #N/A | #N/A
FALSE | #N/A | #N/A | #N/A | #N/A | #N/A | #N/A | #N/A | #N/A | #N/A | #N/A |  |  |  | FALSE | #N/A | #N/A | #N/A | #N/A | #N/A | #N/A | #N/A | #N/A | #N/A | #N/A
FALSE | #N/A | #N/A | #N/A | #N/A | #N/A | #N/A | #N/A | #N/A | #N/A | #N/A |  |  |  | FALSE | #N/A | #N/A | #N/A | #N/A | #N/A | #N/A | #N/A | #N/A | #N/A | #N/A
FALSE | #N/A | #N/A | #N/A | #N/A | #N/A | #N/A | #N/A | #N/A | #N/A | #N/A |  |  |  | FALSE | #N/A | #N/A | #N/A | #N/A | #N/A | #N/A | #N/A | #N/A | #N/A | #N/A
FALSE | #N/A | #N/A | #N/A | #N/A | #N/A | #N/A | #N/A | #N/A | #N/A | #N/A |  |  |  | FALSE | #N/A | #N/A | #N/A | #N/A | #N/A | #N/A | #N/A | #N/A | #N/A | #N/A
FALSE | #N/A | #N/A | #N/A | #N/A | #N/A | #N/A | #N/A | #N/A | #N/A | #N/A |  |  |  | FALSE | #N/A | #N/A | #N/A | #N/A | #N/A | #N/A | #N/A | #N/A | #N/A | #N/A
FALSE | #N/A | #N/A | #N/A | #N/A | #N/A | #N/A | #N/A | #N/A | #N/A | #N/A |  |  |  | FALSE | #N/A | #N/A | #N/A | #N/A | #N/A | #N/A | #N/A | #N/A | #N/A | #N/A
FALSE | #N/A | #N/A | #N/A | #N/A | #N/A | #N/A | #N/A | #N/A | #N/A | #N/A |  |  |  | FALSE | #N/A | #N/A | #N/A | #N/A | #N/A | #N/A | #N/A | #N/A | #N/A | #N/A
FALSE | #N/A | #N/A | #N/A | #N/A | #N/A | #N/A | #N/A | #N/A | #N/A | #N/A |  |  |  | FALSE | #N/A | #N/A | #N/A | #N/A | #N/A | #N/A | #N/A | #N/A | #N/A | #N/A
FALSE | #N/A | #N/A | #N/A | #N/A | #N/A | #N/A | #N/A | #N/A | #N/A | #N/A |  |  |  | FALSE | #N/A | #N/A | #N/A | #N/A | #N/A | #N/A | #N/A | #N/A | #N/A | #N/A
FALSE | #N/A | #N/A | #N/A | #N/A | #N/A | #N/A | #N/A | #N/A | #N/A | #N/A |  |  |  | FALSE | #N/A | #N/A | #N/A | #N/A | #N/A | #N/A | #N/A | #N/A | #N/A | #N/A
FALSE | #N/A | #N/A | #N/A | #N/A | #N/A | #N/A | #N/A | #N/A | #N/A | #N/A |  |  |  | FALSE | #N/A | #N/A | #N/A | #N/A | #N/A | #N/A | #N/A | #N/A | #N/A | #N/A
FALSE | #N/A | #N/A | #N/A | #N/A | #N/A | #N/A | #N/A | #N/A | #N/A | #N/A |  |  |  | FALSE | #N/A | #N/A | #N/A | #N/A | #N/A | #N/A | #N/A | #N/A | #N/A | #N/A
FALSE | #N/A | #N/A | #N/A | #N/A | #N/A | #N/A | #N/A | #N/A | #N/A | #N/A |  |  |  | FALSE | #N/A | #N/A | #N/A | #N/A | #N/A | #N/A | #N/A | #N/A | #N/A | #N/A
FALSE | #N/A | #N/A | #N/A | #N/A | #N/A | #N/A | #N/A | #N/A | #N/A | #N/A |  |  |  | FALSE | #N/A | #N/A | #N/A | #N/A | #N/A | #N/A | #N/A | #N/A | #N/A | #N/A
FALSE | #N/A | #N/A | #N/A | #N/A | #N/A | #N/A | #N/A | #N/A | #N/A | #N/A |  |  |  | FALSE | #N/A | #N/A | #N/A | #N/A | #N/A | #N/A | #N/A | #N/A | #N/A | #N/A
FALSE | #N/A | #N/A | #N/A | #N/A | #N/A | #N/A | #N/A | #N/A | #N/A | #N/A |  |  |  | FALSE | #N/A | #N/A | #N/A | #N/A | #N/A | #N/A | #N/A | #N/A | #N/A | #N/A
FALSE | #N/A | #N/A | #N/A | #N/A | #N/A | #N/A | #N/A | #N/A | #N/A | #N/A |  |  |  | FALSE | #N/A | #N/A | #N/A | #N/A | #N/A | #N/A | #N/A | #N/A | #N/A | #N/A
FALSE | #N/A | #N/A | #N/A | #N/A | #N/A | #N/A | #N/A | #N/A | #N/A | #N/A |  |  |  | FALSE | #N/A | #N/A | #N/A | #N/A | #N/A | #N/A | #N/A | #N/A | #N/A | #N/A
FALSE | #N/A | #N/A | #N/A | #N/A | #N/A | #N/A | #N/A | #N/A | #N/A | #N/A |  |  |  | FALSE | #N/A | #N/A | #N/A | #N/A | #N/A | #N/A | #N/A | #N/A | #N/A | #N/A
FALSE | #N/A | #N/A | #N/A | #N/A | #N/A | #N/A | #N/A | #N/A | #N/A | #N/A |  |  |  | FALSE | #N/A | #N/A | #N/A | #N/A | #N/A | #N/A | #N/A | #N/A | #N/A | #N/A
FALSE | #N/A | #N/A | #N/A | #N/A | #N/A | #N/A | #N/A | #N/A | #N/A | #N/A |  |  |  | FALSE | #N/A | #N/A | #N/A | #N/A | #N/A | #N/A | #N/A | #N/A | #N/A | #N/A
FALSE | #N/A | #N/A | #N/A | #N/A | #N/A | #N/A | #N/A | #N/A | #N/A | #N/A |  |  |  | FALSE | #N/A | #N/A | #N/A | #N/A | #N/A | #N/A | #N/A | #N/A | #N/A | #N/A
FALSE | #N/A | #N/A | #N/A | #N/A | #N/A | #N/A | #N/A | #N/A | #N/A | #N/A |  |  |  | FALSE | #N/A | #N/A | #N/A | #N/A | #N/A | #N/A | #N/A | #N/A | #N/A | #N/A
FALSE | #N/A | #N/A | #N/A | #N/A | #N/A | #N/A | #N/A | #N/A | #N/A | #N/A |  |  |  | FALSE | #N/A | #N/A | #N/A | #N/A | #N/A | #N/A | #N/A | #N/A | #N/A | #N/A
FALSE | #N/A | #N/A | #N/A | #N/A | #N/A | #N/A | #N/A | #N/A | #N/A | #N/A |  |  |  | FALSE | #N/A | #N/A | #N/A | #N/A | #N/A | #N/A | #N/A | #N/A | #N/A | #N/A
FALSE | #N/A | #N/A | #N/A | #N/A | #N/A | #N/A | #N/A | #N/A | #N/A | #N/A |  |  |  | FALSE | #N/A | #N/A | #N/A | #N/A | #N/A | #N/A | #N/A | #N/A | #N/A | #N/A
FALSE | #N/A | #N/A | #N/A | #N/A | #N/A | #N/A | #N/A | #N/A | #N/A | #N/A |  |  |  | FALSE | #N/A | #N/A | #N/A | #N/A | #N/A | #N/A | #N/A | #N/A | #N/A | #N/A
FALSE | #N/A | #N/A | #N/A | #N/A | #N/A | #N/A | #N/A | #N/A | #N/A | #N/A |  |  |  | FALSE | #N/A | #N/A | #N/A | #N/A | #N/A | #N/A | #N/A | #N/A | #N/A | #N/A
FALSE | #N/A | #N/A | #N/A | #N/A | #N/A | #N/A | #N/A | #N/A | #N/A | #N/A |  |  |  | FALSE | #N/A | #N/A | #N/A | #N/A | #N/A | #N/A | #N/A | #N/A | #N/A | #N/A
FALSE | #N/A | #N/A | #N/A | #N/A | #N/A | #N/A | #N/A | #N/A | #N/A | #N/A |  |  |  | FALSE | #N/A | #N/A | #N/A | #N/A | #N/A | #N/A | #N/A | #N/A | #N/A | #N/A
FALSE | #N/A | #N/A | #N/A | #N/A | #N/A | #N/A | #N/A | #N/A | #N/A | #N/A |  |  |  | FALSE | #N/A | #N/A | #N/A | #N/A | #N/A | #N/A | #N/A | #N/A | #N/A | #N/A
FALSE | #N/A | #N/A | #N/A | #N/A | #N/A | #N/A | #N/A | #N/A | #N/A | #N/A |  |  |  | FALSE | #N/A | #N/A | #N/A | #N/A | #N/A | #N/A | #N/A | #N/A | #N/A | #N/A
FALSE | #N/A | #N/A | #N/A | #N/A | #N/A | #N/A | #N/A | #N/A | #N/A | #N/A |  |  |  | FALSE | #N/A | #N/A | #N/A | #N/A | #N/A | #N/A | #N/A | #N/A | #N/A | #N/A
FALSE | #N/A | #N/A | #N/A | #N/A | #N/A | #N/A | #N/A | #N/A | #N/A | #N/A |  |  |  | FALSE | #N/A | #N/A | #N/A | #N/A | #N/A | #N/A | #N/A | #N/A | #N/A | #N/A
FALSE | #N/A | #N/A | #N/A | #N/A | #N/A | #N/A | #N/A | #N/A | #N/A | #N/A |  |  |  | FALSE | #N/A | #N/A | #N/A | #N/A | #N/A | #N/A | #N/A | #N/A | #N/A | #N/A
FALSE | #N/A | #N/A | #N/A | #N/A | #N/A | #N/A | #N/A | #N/A | #N/A | #N/A |  |  |  | FALSE | #N/A | #N/A | #N/A | #N/A | #N/A | #N/A | #N/A | #N/A | #N/A | #N/A
FALSE | #N/A | #N/A | #N/A | #N/A | #N/A | #N/A | #N/A | #N/A | #N/A | #N/A |  |  |  | FALSE | #N/A | #N/A | #N/A | #N/A | #N/A | #N/A | #N/A | #N/A | #N/A | #N/A
FALSE | #N/A | #N/A | #N/A | #N/A | #N/A | #N/A | #N/A | #N/A | #N/A | #N/A |  |  |  | FALSE | #N/A | #N/A | #N/A | #N/A | #N/A | #N/A | #N/A | #N/A | #N/A | #N/A
FALSE | #N/A | #N/A | #N/A | #N/A | #N/A | #N/A | #N/A | #N/A | #N/A | #N/A |  |  |  | FALSE | #N/A | #N/A | #N/A | #N/A | #N/A | #N/A | #N/A | #N/A | #N/A | #N/A
FALSE | #N/A | #N/A | #N/A | #N/A | #N/A | #N/A | #N/A | #N/A | #N/A | #N/A |  |  |  | FALSE | #N/A | #N/A | #N/A | #N/A | #N/A | #N/A | #N/A | #N/A | #N/A | #N/A
FALSE | #N/A | #N/A | #N/A | #N/A | #N/A | #N/A | #N/A | #N/A | #N/A | #N/A |  |  |  | FALSE | #N/A | #N/A | #N/A | #N/A | #N/A | #N/A | #N/A | #N/A | #N/A | #N/A
FALSE | #N/A | #N/A | #N/A | #N/A | #N/A | #N/A | #N/A | #N/A | #N/A | #N/A |  |  |  | FALSE | #N/A | #N/A | #N/A | #N/A | #N/A | #N/A | #N/A | #N/A | #N/A | #N/A
FALSE | #N/A | #N/A | #N/A | #N/A | #N/A | #N/A | #N/A | #N/A | #N/A | #N/A |  |  |  | FALSE | #N/A | #N/A | #N/A | #N/A | #N/A | #N/A | #N/A | #N/A | #N/A | #N/A
FALSE | #N/A | #N/A | #N/A | #N/A | #N/A | #N/A | #N/A | #N/A | #N/A | #N/A |  |  |  | FALSE | #N/A | #N/A | #N/A | #N/A | #N/A | #N/A | #N/A | #N/A | #N/A | #N/A
FALSE | #N/A | #N/A | #N/A | #N/A | #N/A | #N/A | #N/A | #N/A | #N/A | #N/A |  |  |  | FALSE | #N/A | #N/A | #N/A | #N/A | #N/A | #N/A | #N/A | #N/A | #N/A | #N/A
FALSE | #N/A | #N/A | #N/A | #N/A | #N/A | #N/A | #N/A | #N/A | #N/A | #N/A |  |  |  | FALSE | #N/A | #N/A | #N/A | #N/A | #N/A | #N/A | #N/A | #N/A | #N/A | #N/A
FALSE | #N/A | #N/A | #N/A | #N/A | #N/A | #N/A | #N/A | #N/A | #N/A | #N/A |  |  |  | FALSE | #N/A | #N/A | #N/A | #N/A | #N/A | #N/A | #N/A | #N/A | #N/A | #N/A
FALSE | #N/A | #N/A | #N/A | #N/A | #N/A | #N/A | #N/A | #N/A | #N/A | #N/A |  |  |  | FALSE | #N/A | #N/A | #N/A | #N/A | #N/A | #N/A | #N/A | #N/A | #N/A | #N/A
FALSE | #N/A | #N/A | #N/A | #N/A | #N/A | #N/A | #N/A | #N/A | #N/A | #N/A |  |  |  | FALSE | #N/A | #N/A | #N/A | #N/A | #N/A | #N/A | #N/A | #N/A | #N/A | #N/A
FALSE | #N/A | #N/A | #N/A | #N/A | #N/A | #N/A | #N/A | #N/A | #N/A | #N/A |  |  |  | FALSE | #N/A | #N/A | #N/A | #N/A | #N/A | #N/A | #N/A | #N/A | #N/A | #N/A
FALSE | #N/A | #N/A | #N/A | #N/A | #N/A | #N/A | #N/A | #N/A | #N/A | #N/A |  |  |  | FALSE | #N/A | #N/A | #N/A | #N/A | #N/A | #N/A | #N/A | #N/A | #N/A | #N/A
FALSE | #N/A | #N/A | #N/A | #N/A | #N/A | #N/A | #N/A | #N/A | #N/A | #N/A |  |  |  | FALSE | #N/A | #N/A | #N/A | #N/A | #N/A | #N/A | #N/A | #N/A | #N/A | #N/A
FALSE | #N/A | #N/A | #N/A | #N/A | #N/A | #N/A | #N/A | #N/A | #N/A | #N/A |  |  |  | FALSE | #N/A | #N/A | #N/A | #N/A | #N/A | #N/A | #N/A | #N/A | #N/A | #N/A
FALSE | #N/A | #N/A | #N/A | #N/A | #N/A | #N/A | #N/A | #N/A | #N/A | #N/A |  |  |  | FALSE | #N/A | #N/A | #N/A | #N/A | #N/A | #N/A | #N/A | #N/A | #N/A | #N/A
FALSE | #N/A | #N/A | #N/A | #N/A | #N/A | #N/A | #N/A | #N/A | #N/A | #N/A |  |  |  | FALSE | #N/A | #N/A | #N/A | #N/A | #N/A | #N/A | #N/A | #N/A | #N/A | #N/A
FALSE | #N/A | #N/A | #N/A | #N/A | #N/A | #N/A | #N/A | #N/A | #N/A | #N/A |  |  |  | FALSE | #N/A | #N/A | #N/A | #N/A | #N/A | #N/A | #N/A | #N/A | #N/A | #N/A
FALSE | #N/A | #N/A | #N/A | #N/A | #N/A | #N/A | #N/A | #N/A | #N/A | #N/A |  |  |  | FALSE | #N/A | #N/A | #N/A | #N/A | #N/A | #N/A | #N/A | #N/A | #N/A | #N/A
FALSE | #N/A | #N/A | #N/A | #N/A | #N/A | #N/A | #N/A | #N/A | #N/A | #N/A |  |  |  | FALSE | #N/A | #N/A | #N/A | #N/A | #N/A | #N/A | #N/A | #N/A | #N/A | #N/A
FALSE | #N/A | #N/A | #N/A | #N/A | #N/A | #N/A | #N/A | #N/A | #N/A | #N/A |  |  |  | FALSE | #N/A | #N/A | #N/A | #N/A | #N/A | #N/A | #N/A | #N/A | #N/A | #N/A
FALSE | #N/A | #N/A | #N/A | #N/A | #N/A | #N/A | #N/A | #N/A | #N/A | #N/A |  |  |  | FALSE | #N/A | #N/A | #N/A | #N/A | #N/A | #N/A | #N/A | #N/A | #N/A | #N/A
FALSE | #N/A | #N/A | #N/A | #N/A | #N/A | #N/A | #N/A | #N/A | #N/A | #N/A |  |  |  | FALSE | #N/A | #N/A | #N/A | #N/A | #N/A | #N/A | #N/A | #N/A | #N/A | #N/A
FALSE | #N/A | #N/A | #N/A | #N/A | #N/A | #N/A | #N/A | #N/A | #N/A | #N/A |  |  |  | FALSE | #N/A | #N/A | #N/A | #N/A | #N/A | #N/A | #N/A | #N/A | #N/A | #N/A
FALSE | #N/A | #N/A | #N/A | #N/A | #N/A | #N/A | #N/A | #N/A | #N/A | #N/A |  |  |  | FALSE | #N/A | #N/A | #N/A | #N/A | #N/A | #N/A | #N/A | #N/A | #N/A | #N/A
FALSE | #N/A | #N/A | #N/A | #N/A | #N/A | #N/A | #N/A | #N/A | #N/A | #N/A |  |  |  | FALSE | #N/A | #N/A | #N/A | #N/A | #N/A | #N/A | #N/A | #N/A | #N/A | #N/A
FALSE | #N/A | #N/A | #N/A | #N/A | #N/A | #N/A | #N/A | #N/A | #N/A | #N/A |  |  |  | FALSE | #N/A | #N/A | #N/A | #N/A | #N/A | #N/A | #N/A | #N/A | #N/A | #N/A
FALSE | #N/A | #N/A | #N/A | #N/A | #N/A | #N/A | #N/A | #N/A | #N/A | #N/A |  |  |  | FALSE | #N/A | #N/A | #N/A | #N/A | #N/A | #N/A | #N/A | #N/A | #N/A | #N/A
FALSE | #N/A | #N/A | #N/A | #N/A | #N/A | #N/A | #N/A | #N/A | #N/A | #N/A |  |  |  | FALSE | #N/A | #N/A | #N/A | #N/A | #N/A | #N/A | #N/A | #N/A | #N/A | #N/A
FALSE | #N/A | #N/A | #N/A | #N/A | #N/A | #N/A | #N/A | #N/A | #N/A | #N/A |  |  |  | FALSE | #N/A | #N/A | #N/A | #N/A | #N/A | #N/A | #N/A | #N/A | #N/A | #N/A
FALSE | #N/A | #N/A | #N/A | #N/A | #N/A | #N/A | #N/A | #N/A | #N/A | #N/A |  |  |  | FALSE | #N/A | #N/A | #N/A | #N/A | #N/A | #N/A | #N/A | #N/A | #N/A | #N/A
FALSE | #N/A | #N/A | #N/A | #N/A | #N/A | #N/A | #N/A | #N/A | #N/A | #N/A |  |  |  | FALSE | #N/A | #N/A | #N/A | #N/A | #N/A | #N/A | #N/A | #N/A | #N/A | #N/A
FALSE | #N/A | #N/A | #N/A | #N/A | #N/A | #N/A | #N/A | #N/A | #N/A | #N/A |  |  |  | FALSE | #N/A | #N/A | #N/A | #N/A | #N/A | #N/A | #N/A | #N/A | #N/A | #N/A
FALSE | #N/A | #N/A | #N/A | #N/A | #N/A | #N/A | #N/A | #N/A | #N/A | #N/A |  |  |  | FALSE | #N/A | #N/A | #N/A | #N/A | #N/A | #N/A | #N/A | #N/A | #N/A | #N/A
FALSE | #N/A | #N/A | #N/A | #N/A | #N/A | #N/A | #N/A | #N/A | #N/A | #N/A |  |  |  | FALSE | #N/A | #N/A | #N/A | #N/A | #N/A | #N/A | #N/A | #N/A | #N/A | #N/A
FALSE | #N/A | #N/A | #N/A | #N/A | #N/A | #N/A | #N/A | #N/A | #N/A | #N/A |  |  |  | FALSE | #N/A | #N/A | #N/A | #N/A | #N/A | #N/A | #N/A | #N/A | #N/A | #N/A
FALSE | #N/A | #N/A | #N/A | #N/A | #N/A | #N/A | #N/A | #N/A | #N/A | #N/A |  |  |  | FALSE | #N/A | #N/A | #N/A | #N/A | #N/A | #N/A | #N/A | #N/A | #N/A | #N/A
FALSE | #N/A | #N/A | #N/A | #N/A | #N/A | #N/A | #N/A | #N/A | #N/A | #N/A |  |  |  | FALSE | #N/A | #N/A | #N/A | #N/A | #N/A | #N/A | #N/A | #N/A | #N/A | #N/A
FALSE | #N/A | #N/A | #N/A | #N/A | #N/A | #N/A | #N/A | #N/A | #N/A | #N/A |  |  |  | FALSE | #N/A | #N/A | #N/A | #N/A | #N/A | #N/A | #N/A | #N/A | #N/A | #N/A
FALSE | #N/A | #N/A | #N/A | #N/A | #N/A | #N/A | #N/A | #N/A | #N/A | #N/A |  |  |  | FALSE | #N/A | #N/A | #N/A | #N/A | #N/A | #N/A | #N/A | #N/A | #N/A | #N/A
FALSE | #N/A | #N/A | #N/A | #N/A | #N/A | #N/A | #N/A | #N/A | #N/A | #N/A |  |  |  | FALSE | #N/A | #N/A | #N/A | #N/A | #N/A | #N/A | #N/A | #N/A | #N/A | #N/A
FALSE | #N/A | #N/A | #N/A | #N/A | #N/A | #N/A | #N/A | #N/A | #N/A | #N/A |  |  |  | FALSE | #N/A | #N/A | #N/A | #N/A | #N/A | #N/A | #N/A | #N/A | #N/A | #N/A
FALSE | #N/A | #N/A | #N/A | #N/A | #N/A | #N/A | #N/A | #N/A | #N/A | #N/A |  |  |  | FALSE | #N/A | #N/A | #N/A | #N/A | #N/A | #N/A | #N/A | #N/A | #N/A | #N/A
FALSE | #N/A | #N/A | #N/A | #N/A | #N/A | #N/A | #N/A | #N/A | #N/A | #N/A |  |  |  | FALSE | #N/A | #N/A | #N/A | #N/A | #N/A | #N/A | #N/A | #N/A | #N/A | #N/A
FALSE | #N/A | #N/A | #N/A | #N/A | #N/A | #N/A | #N/A | #N/A | #N/A | #N/A |  |  |  | FALSE | #N/A | #N/A | #N/A | #N/A | #N/A | #N/A | #N/A | #N/A | #N/A | #N/A
FALSE | #N/A | #N/A | #N/A | #N/A | #N/A | #N/A | #N/A | #N/A | #N/A | #N/A |  |  |  | FALSE | #N/A | #N/A | #N/A | #N/A | #N/A | #N/A | #N/A | #N/A | #N/A | #N/A
FALSE | #N/A | #N/A | #N/A | #N/A | #N/A | #N/A | #N/A | #N/A | #N/A | #N/A |  |  |  | FALSE | #N/A | #N/A | #N/A | #N/A | #N/A | #N/A | #N/A | #N/A | #N/A | #N/A
FALSE | #N/A | #N/A | #N/A | #N/A | #N/A | #N/A | #N/A | #N/A | #N/A | #N/A |  |  |  | FALSE | #N/A | #N/A | #N/A | #N/A | #N/A | #N/A | #N/A | #N/A | #N/A | #N/A
FALSE | #N/A | #N/A | #N/A | #N/A | #N/A | #N/A | #N/A | #N/A | #N/A | #N/A |  |  |  | FALSE | #N/A | #N/A | #N/A | #N/A | #N/A | #N/A | #N/A | #N/A | #N/A | #N/A
FALSE | #N/A | #N/A | #N/A | #N/A | #N/A | #N/A | #N/A | #N/A | #N/A | #N/A |  |  |  | FALSE | #N/A | #N/A | #N/A | #N/A | #N/A | #N/A | #N/A | #N/A | #N/A | #N/A
FALSE | #N/A | #N/A | #N/A | #N/A | #N/A | #N/A | #N/A | #N/A | #N/A | #N/A |  |  |  | FALSE | #N/A | #N/A | #N/A | #N/A | #N/A | #N/A | #N/A | #N/A | #N/A | #N/A
FALSE | #N/A | #N/A | #N/A | #N/A | #N/A | #N/A | #N/A | #N/A | #N/A | #N/A |  |  |  | FALSE | #N/A | #N/A | #N/A | #N/A | #N/A | #N/A | #N/A | #N/A | #N/A | #N/A
FALSE | #N/A | #N/A | #N/A | #N/A | #N/A | #N/A | #N/A | #N/A | #N/A | #N/A |  |  |  | FALSE | #N/A | #N/A | #N/A | #N/A | #N/A | #N/A | #N/A | #N/A | #N/A | #N/A
FALSE | #N/A | #N/A | #N/A | #N/A | #N/A | #N/A | #N/A | #N/A | #N/A | #N/A |  |  |  | FALSE | #N/A | #N/A | #N/A | #N/A | #N/A | #N/A | #N/A | #N/A | #N/A | #N/A
FALSE | #N/A | #N/A | #N/A | #N/A | #N/A | #N/A | #N/A | #N/A | #N/A | #N/A |  |  |  | FALSE | #N/A | #N/A | #N/A | #N/A | #N/A | #N/A | #N/A | #N/A | #N/A | #N/A
FALSE | #N/A | #N/A | #N/A | #N/A | #N/A | #N/A | #N/A | #N/A | #N/A | #N/A |  |  |  | FALSE | #N/A | #N/A | #N/A | #N/A | #N/A | #N/A | #N/A | #N/A | #N/A | #N/A
FALSE | #N/A | #N/A | #N/A | #N/A | #N/A | #N/A | #N/A | #N/A | #N/A | #N/A |  |  |  | FALSE | #N/A | #N/A | #N/A | #N/A | #N/A | #N/A | #N/A | #N/A | #N/A | #N/A
FALSE | #N/A | #N/A | #N/A | #N/A | #N/A | #N/A | #N/A | #N/A | #N/A | #N/A |  |  |  | FALSE | #N/A | #N/A | #N/A | #N/A | #N/A | #N/A | #N/A | #N/A | #N/A | #N/A
FALSE | #N/A | #N/A | #N/A | #N/A | #N/A | #N/A | #N/A | #N/A | #N/A | #N/A |  |  |  | FALSE | #N/A | #N/A | #N/A | #N/A | #N/A | #N/A | #N/A | #N/A | #N/A | #N/A
FALSE | #N/A | #N/A | #N/A | #N/A | #N/A | #N/A | #N/A | #N/A | #N/A | #N/A |  |  |  | FALSE | #N/A | #N/A | #N/A | #N/A | #N/A | #N/A | #N/A | #N/A | #N/A | #N/A
FALSE | #N/A | #N/A | #N/A | #N/A | #N/A | #N/A | #N/A | #N/A | #N/A | #N/A |  |  |  | FALSE | #N/A | #N/A | #N/A | #N/A | #N/A | #N/A | #N/A | #N/A | #N/A | #N/A
FALSE | #N/A | #N/A | #N/A | #N/A | #N/A | #N/A | #N/A | #N/A | #N/A | #N/A |  |  |  | FALSE | #N/A | #N/A | #N/A | #N/A | #N/A | #N/A | #N/A | #N/A | #N/A | #N/A
FALSE | #N/A | #N/A | #N/A | #N/A | #N/A | #N/A | #N/A | #N/A | #N/A | #N/A |  |  |  | FALSE | #N/A | #N/A | #N/A | #N/A | #N/A | #N/A | #N/A | #N/A | #N/A | #N/A
FALSE | #N/A | #N/A | #N/A | #N/A | #N/A | #N/A | #N/A | #N/A | #N/A | #N/A |  |  |  | FALSE | #N/A | #N/A | #N/A | #N/A | #N/A | #N/A | #N/A | #N/A | #N/A | #N/A
FALSE | #N/A | #N/A | #N/A | #N/A | #N/A | #N/A | #N/A | #N/A | #N/A | #N/A |  |  |  | FALSE | #N/A | #N/A | #N/A | #N/A | #N/A | #N/A | #N/A | #N/A | #N/A | #N/A
FALSE | #N/A | #N/A | #N/A | #N/A | #N/A | #N/A | #N/A | #N/A | #N/A | #N/A |  |  |  | FALSE | #N/A | #N/A | #N/A | #N/A | #N/A | #N/A | #N/A | #N/A | #N/A | #N/A
FALSE | #N/A | #N/A | #N/A | #N/A | #N/A | #N/A | #N/A | #N/A | #N/A | #N/A |  |  |  | FALSE | #N/A | #N/A | #N/A | #N/A | #N/A | #N/A | #N/A | #N/A | #N/A | #N/A
FALSE | #N/A | #N/A | #N/A | #N/A | #N/A | #N/A | #N/A | #N/A | #N/A | #N/A |  |  |  | FALSE | #N/A | #N/A | #N/A | #N/A | #N/A | #N/A | #N/A | #N/A | #N/A | #N/A
FALSE | #N/A | #N/A | #N/A | #N/A | #N/A | #N/A | #N/A | #N/A | #N/A | #N/A |  |  |  | FALSE | #N/A | #N/A | #N/A | #N/A | #N/A | #N/A | #N/A | #N/A | #N/A | #N/A
FALSE | #N/A | #N/A | #N/A | #N/A | #N/A | #N/A | #N/A | #N/A | #N/A | #N/A |  |  |  | FALSE | #N/A | #N/A | #N/A | #N/A | #N/A | #N/A | #N/A | #N/A | #N/A | #N/A
FALSE | #N/A | #N/A | #N/A | #N/A | #N/A | #N/A | #N/A | #N/A | #N/A | #N/A |  |  |  | FALSE | #N/A | #N/A | #N/A | #N/A | #N/A | #N/A | #N/A | #N/A | #N/A | #N/A
FALSE | #N/A | #N/A | #N/A | #N/A | #N/A | #N/A | #N/A | #N/A | #N/A | #N/A |  |  |  | FALSE | #N/A | #N/A | #N/A | #N/A | #N/A | #N/A | #N/A | #N/A | #N/A | #N/A
FALSE | #N/A | #N/A | #N/A | #N/A | #N/A | #N/A | #N/A | #N/A | #N/A | #N/A |  |  |  | FALSE | #N/A | #N/A | #N/A | #N/A | #N/A | #N/A | #N/A | #N/A | #N/A | #N/A
FALSE | #N/A | #N/A | #N/A | #N/A | #N/A | #N/A | #N/A | #N/A | #N/A | #N/A |  |  |  | FALSE | #N/A | #N/A | #N/A | #N/A | #N/A | #N/A | #N/A | #N/A | #N/A | #N/A
FALSE | #N/A | #N/A | #N/A | #N/A | #N/A | #N/A | #N/A | #N/A | #N/A | #N/A |  |  |  | FALSE | #N/A | #N/A | #N/A | #N/A | #N/A | #N/A | #N/A | #N/A | #N/A | #N/A
FALSE | #N/A | #N/A | #N/A | #N/A | #N/A | #N/A | #N/A | #N/A | #N/A | #N/A |  |  |  | FALSE | #N/A | #N/A | #N/A | #N/A | #N/A | #N/A | #N/A | #N/A | #N/A | #N/A
FALSE | #N/A | #N/A | #N/A | #N/A | #N/A | #N/A | #N/A | #N/A | #N/A | #N/A |  |  |  | FALSE | #N/A | #N/A | #N/A | #N/A | #N/A | #N/A | #N/A | #N/A | #N/A | #N/A
FALSE | #N/A | #N/A | #N/A | #N/A | #N/A | #N/A | #N/A | #N/A | #N/A | #N/A |  |  |  | FALSE | #N/A | #N/A | #N/A | #N/A | #N/A | #N/A | #N/A | #N/A | #N/A | #N/A
FALSE | #N/A | #N/A | #N/A | #N/A | #N/A | #N/A | #N/A | #N/A | #N/A | #N/A |  |  |  | FALSE | #N/A | #N/A | #N/A | #N/A | #N/A | #N/A | #N/A | #N/A | #N/A | #N/A
FALSE | #N/A | #N/A | #N/A | #N/A | #N/A | #N/A | #N/A | #N/A | #N/A | #N/A |  |  |  | FALSE | #N/A | #N/A | #N/A | #N/A | #N/A | #N/A | #N/A | #N/A | #N/A | #N/A
FALSE | #N/A | #N/A | #N/A | #N/A | #N/A | #N/A | #N/A | #N/A | #N/A | #N/A |  |  |  | FALSE | #N/A | #N/A | #N/A | #N/A | #N/A | #N/A | #N/A | #N/A | #N/A | #N/A
FALSE | #N/A | #N/A | #N/A | #N/A | #N/A | #N/A | #N/A | #N/A | #N/A | #N/A |  |  |  | FALSE | #N/A | #N/A | #N/A | #N/A | #N/A | #N/A | #N/A | #N/A | #N/A | #N/A
FALSE | #N/A | #N/A | #N/A | #N/A | #N/A | #N/A | #N/A | #N/A | #N/A | #N/A |  |  |  | FALSE | #N/A | #N/A | #N/A | #N/A | #N/A | #N/A | #N/A | #N/A | #N/A | #N/A
FALSE | #N/A | #N/A | #N/A | #N/A | #N/A | #N/A | #N/A | #N/A | #N/A | #N/A |  |  |  | FALSE | #N/A | #N/A | #N/A | #N/A | #N/A | #N/A | #N/A | #N/A | #N/A | #N/A
FALSE | #N/A | #N/A | #N/A | #N/A | #N/A | #N/A | #N/A | #N/A | #N/A | #N/A |  |  |  | FALSE | #N/A | #N/A | #N/A | #N/A | #N/A | #N/A | #N/A | #N/A | #N/A | #N/A
FALSE | #N/A | #N/A | #N/A | #N/A | #N/A | #N/A | #N/A | #N/A | #N/A | #N/A |  |  |  | FALSE | #N/A | #N/A | #N/A | #N/A | #N/A | #N/A | #N/A | #N/A | #N/A | #N/A
FALSE | #N/A | #N/A | #N/A | #N/A | #N/A | #N/A | #N/A | #N/A | #N/A | #N/A |  |  |  | FALSE | #N/A | #N/A | #N/A | #N/A | #N/A | #N/A | #N/A | #N/A | #N/A | #N/A
FALSE | #N/A | #N/A | #N/A | #N/A | #N/A | #N/A | #N/A | #N/A | #N/A | #N/A |  |  |  | FALSE | #N/A | #N/A | #N/A | #N/A | #N/A | #N/A | #N/A | #N/A | #N/A | #N/A
FALSE | #N/A | #N/A | #N/A | #N/A | #N/A | #N/A | #N/A | #N/A | #N/A | #N/A |  |  |  | FALSE | #N/A | #N/A | #N/A | #N/A | #N/A | #N/A | #N/A | #N/A | #N/A | #N/A
FALSE | #N/A | #N/A | #N/A | #N/A | #N/A | #N/A | #N/A | #N/A | #N/A | #N/A |  |  |  | FALSE | #N/A | #N/A | #N/A | #N/A | #N/A | #N/A | #N/A | #N/A | #N/A | #N/A
FALSE | #N/A | #N/A | #N/A | #N/A | #N/A | #N/A | #N/A | #N/A | #N/A | #N/A |  |  |  | FALSE | #N/A | #N/A | #N/A | #N/A | #N/A | #N/A | #N/A | #N/A | #N/A | #N/A
FALSE | #N/A | #N/A | #N/A | #N/A | #N/A | #N/A | #N/A | #N/A | #N/A | #N/A |  |  |  | FALSE | #N/A | #N/A | #N/A | #N/A | #N/A | #N/A | #N/A | #N/A | #N/A | #N/A
FALSE | #N/A | #N/A | #N/A | #N/A | #N/A | #N/A | #N/A | #N/A | #N/A | #N/A |  |  |  | FALSE | #N/A | #N/A | #N/A | #N/A | #N/A | #N/A | #N/A | #N/A | #N/A | #N/A
FALSE | #N/A | #N/A | #N/A | #N/A | #N/A | #N/A | #N/A | #N/A | #N/A | #N/A |  |  |  | FALSE | #N/A | #N/A | #N/A | #N/A | #N/A | #N/A | #N/A | #N/A | #N/A | #N/A
FALSE | #N/A | #N/A | #N/A | #N/A | #N/A | #N/A | #N/A | #N/A | #N/A | #N/A |  |  |  | FALSE | #N/A | #N/A | #N/A | #N/A | #N/A | #N/A | #N/A | #N/A | #N/A | #N/A
FALSE | #N/A | #N/A | #N/A | #N/A | #N/A | #N/A | #N/A | #N/A | #N/A | #N/A |  |  |  | FALSE | #N/A | #N/A | #N/A | #N/A | #N/A | #N/A | #N/A | #N/A | #N/A | #N/A
FALSE | #N/A | #N/A | #N/A | #N/A | #N/A | #N/A | #N/A | #N/A | #N/A | #N/A |  |  |  | FALSE | #N/A | #N/A | #N/A | #N/A | #N/A | #N/A | #N/A | #N/A | #N/A | #N/A
FALSE | #N/A | #N/A | #N/A | #N/A | #N/A | #N/A | #N/A | #N/A | #N/A | #N/A |  |  |  | FALSE | #N/A | #N/A | #N/A | #N/A | #N/A | #N/A | #N/A | #N/A | #N/A | #N/A
FALSE | #N/A | #N/A | #N/A | #N/A | #N/A | #N/A | #N/A | #N/A | #N/A | #N/A |  |  |  | FALSE | #N/A | #N/A | #N/A | #N/A | #N/A | #N/A | #N/A | #N/A | #N/A | #N/A
FALSE | #N/A | #N/A | #N/A | #N/A | #N/A | #N/A | #N/A | #N/A | #N/A | #N/A |  |  |  | FALSE | #N/A | #N/A | #N/A | #N/A | #N/A | #N/A | #N/A | #N/A | #N/A | #N/A
FALSE | #N/A | #N/A | #N/A | #N/A | #N/A | #N/A | #N/A | #N/A | #N/A | #N/A |  |  |  | FALSE | #N/A | #N/A | #N/A | #N/A | #N/A | #N/A | #N/A | #N/A | #N/A | #N/A
FALSE | #N/A | #N/A | #N/A | #N/A | #N/A | #N/A | #N/A | #N/A | #N/A | #N/A |  |  |  | FALSE | #N/A | #N/A | #N/A | #N/A | #N/A | #N/A | #N/A | #N/A | #N/A | #N/A
FALSE | #N/A | #N/A | #N/A | #N/A | #N/A | #N/A | #N/A | #N/A | #N/A | #N/A |  |  |  | FALSE | #N/A | #N/A | #N/A | #N/A | #N/A | #N/A | #N/A | #N/A | #N/A | #N/A
FALSE | #N/A | #N/A | #N/A | #N/A | #N/A | #N/A | #N/A | #N/A | #N/A | #N/A |  |  |  | FALSE | #N/A | #N/A | #N/A | #N/A | #N/A | #N/A | #N/A | #N/A | #N/A | #N/A
FALSE | #N/A | #N/A | #N/A | #N/A | #N/A | #N/A | #N/A | #N/A | #N/A | #N/A |  |  |  | FALSE | #N/A | #N/A | #N/A | #N/A | #N/A | #N/A | #N/A | #N/A | #N/A | #N/A
FALSE | #N/A | #N/A | #N/A | #N/A | #N/A | #N/A | #N/A | #N/A | #N/A | #N/A |  |  |  | FALSE | #N/A | #N/A | #N/A | #N/A | #N/A | #N/A | #N/A | #N/A | #N/A | #N/A
FALSE | #N/A | #N/A | #N/A | #N/A | #N/A | #N/A | #N/A | #N/A | #N/A | #N/A |  |  |  | FALSE | #N/A | #N/A | #N/A | #N/A | #N/A | #N/A | #N/A | #N/A | #N/A | #N/A
FALSE | #N/A | #N/A | #N/A | #N/A | #N/A | #N/A | #N/A | #N/A | #N/A | #N/A |  |  |  | FALSE | #N/A | #N/A | #N/A | #N/A | #N/A | #N/A | #N/A | #N/A | #N/A | #N/A
FALSE | #N/A | #N/A | #N/A | #N/A | #N/A | #N/A | #N/A | #N/A | #N/A | #N/A |  |  |  | FALSE | #N/A | #N/A | #N/A | #N/A | #N/A | #N/A | #N/A | #N/A | #N/A | #N/A
FALSE | #N/A | #N/A | #N/A | #N/A | #N/A | #N/A | #N/A | #N/A | #N/A | #N/A |  |  |  | FALSE | #N/A | #N/A | #N/A | #N/A | #N/A | #N/A | #N/A | #N/A | #N/A | #N/A
FALSE | #N/A | #N/A | #N/A | #N/A | #N/A | #N/A | #N/A | #N/A | #N/A | #N/A |  |  |  | FALSE | #N/A | #N/A | #N/A | #N/A | #N/A | #N/A | #N/A | #N/A | #N/A | #N/A
FALSE | #N/A | #N/A | #N/A | #N/A | #N/A | #N/A | #N/A | #N/A | #N/A | #N/A |  |  |  | FALSE | #N/A | #N/A | #N/A | #N/A | #N/A | #N/A | #N/A | #N/A | #N/A | #N/A
FALSE | #N/A | #N/A | #N/A | #N/A | #N/A | #N/A | #N/A | #N/A | #N/A | #N/A |  |  |  | FALSE | #N/A | #N/A | #N/A | #N/A | #N/A | #N/A | #N/A | #N/A | #N/A | #N/A
FALSE | #N/A | #N/A | #N/A | #N/A | #N/A | #N/A | #N/A | #N/A | #N/A | #N/A |  |  |  | FALSE | #N/A | #N/A | #N/A | #N/A | #N/A | #N/A | #N/A | #N/A | #N/A | #N/A
FALSE | #N/A | #N/A | #N/A | #N/A | #N/A | #N/A | #N/A | #N/A | #N/A | #N/A |  |  |  | FALSE | #N/A | #N/A | #N/A | #N/A | #N/A | #N/A | #N/A | #N/A | #N/A | #N/A
FALSE | #N/A | #N/A | #N/A | #N/A | #N/A | #N/A | #N/A | #N/A | #N/A | #N/A |  |  |  | FALSE | #N/A | #N/A | #N/A | #N/A | #N/A | #N/A | #N/A | #N/A | #N/A | #N/A
FALSE | #N/A | #N/A | #N/A | #N/A | #N/A | #N/A | #N/A | #N/A | #N/A | #N/A |  |  |  | FALSE | #N/A | #N/A | #N/A | #N/A | #N/A | #N/A | #N/A | #N/A | #N/A | #N/A
FALSE | #N/A | #N/A | #N/A | #N/A | #N/A | #N/A | #N/A | #N/A | #N/A | #N/A |  |  |  | FALSE | #N/A | #N/A | #N/A | #N/A | #N/A | #N/A | #N/A | #N/A | #N/A | #N/A
FALSE | #N/A | #N/A | #N/A | #N/A | #N/A | #N/A | #N/A | #N/A | #N/A | #N/A |  |  |  | FALSE | #N/A | #N/A | #N/A | #N/A | #N/A | #N/A | #N/A | #N/A | #N/A | #N/A
FALSE | #N/A | #N/A | #N/A | #N/A | #N/A | #N/A | #N/A | #N/A | #N/A | #N/A |  |  |  | FALSE | #N/A | #N/A | #N/A | #N/A | #N/A | #N/A | #N/A | #N/A | #N/A | #N/A
FALSE | #N/A | #N/A | #N/A | #N/A | #N/A | #N/A | #N/A | #N/A | #N/A | #N/A |  |  |  | FALSE | #N/A | #N/A | #N/A | #N/A | #N/A | #N/A | #N/A | #N/A | #N/A | #N/A
FALSE | #N/A | #N/A | #N/A | #N/A | #N/A | #N/A | #N/A | #N/A | #N/A | #N/A |  |  |  | FALSE | #N/A | #N/A | #N/A | #N/A | #N/A | #N/A | #N/A | #N/A | #N/A | #N/A
FALSE | #N/A | #N/A | #N/A | #N/A | #N/A | #N/A | #N/A | #N/A | #N/A | #N/A |  |  |  | FALSE | #N/A | #N/A | #N/A | #N/A | #N/A | #N/A | #N/A | #N/A | #N/A | #N/A
FALSE | #N/A | #N/A | #N/A | #N/A | #N/A | #N/A | #N/A | #N/A | #N/A | #N/A |  |  |  | FALSE | #N/A | #N/A | #N/A | #N/A | #N/A | #N/A | #N/A | #N/A | #N/A | #N/A
FALSE | #N/A | #N/A | #N/A | #N/A | #N/A | #N/A | #N/A | #N/A | #N/A | #N/A |  |  |  | FALSE | #N/A | #N/A | #N/A | #N/A | #N/A | #N/A | #N/A | #N/A | #N/A | #N/A
FALSE | #N/A | #N/A | #N/A | #N/A | #N/A | #N/A | #N/A | #N/A | #N/A | #N/A |  |  |  | FALSE | #N/A | #N/A | #N/A | #N/A | #N/A | #N/A | #N/A | #N/A | #N/A | #N/A
FALSE | #N/A | #N/A | #N/A | #N/A | #N/A | #N/A | #N/A | #N/A | #N/A | #N/A |  |  |  | FALSE | #N/A | #N/A | #N/A | #N/A | #N/A | #N/A | #N/A | #N/A | #N/A | #N/A
FALSE | #N/A | #N/A | #N/A | #N/A | #N/A | #N/A | #N/A | #N/A | #N/A | #N/A |  |  |  | FALSE | #N/A | #N/A | #N/A | #N/A | #N/A | #N/A | #N/A | #N/A | #N/A | #N/A
FALSE | #N/A | #N/A | #N/A | #N/A | #N/A | #N/A | #N/A | #N/A | #N/A | #N/A |  |  |  | FALSE | #N/A | #N/A | #N/A | #N/A | #N/A | #N/A | #N/A | #N/A | #N/A | #N/A
FALSE | #N/A | #N/A | #N/A | #N/A | #N/A | #N/A | #N/A | #N/A | #N/A | #N/A |  |  |  | FALSE | #N/A | #N/A | #N/A | #N/A | #N/A | #N/A | #N/A | #N/A | #N/A | #N/A
FALSE | #N/A | #N/A | #N/A | #N/A | #N/A | #N/A | #N/A | #N/A | #N/A | #N/A |  |  |  | FALSE | #N/A | #N/A | #N/A | #N/A | #N/A | #N/A | #N/A | #N/A | #N/A | #N/A
FALSE | #N/A | #N/A | #N/A | #N/A | #N/A | #N/A | #N/A | #N/A | #N/A | #N/A |  |  |  | FALSE | #N/A | #N/A | #N/A | #N/A | #N/A | #N/A | #N/A | #N/A | #N/A | #N/A
FALSE | #N/A | #N/A | #N/A | #N/A | #N/A | #N/A | #N/A | #N/A | #N/A | #N/A |  |  |  | FALSE | #N/A | #N/A | #N/A | #N/A | #N/A | #N/A | #N/A | #N/A | #N/A | #N/A
FALSE | #N/A | #N/A | #N/A | #N/A | #N/A | #N/A | #N/A | #N/A | #N/A | #N/A |  |  |  | FALSE | #N/A | #N/A | #N/A | #N/A | #N/A | #N/A | #N/A | #N/A | #N/A | #N/A
FALSE | #N/A | #N/A | #N/A | #N/A | #N/A | #N/A | #N/A | #N/A | #N/A | #N/A |  |  |  | FALSE | #N/A | #N/A | #N/A | #N/A | #N/A | #N/A | #N/A | #N/A | #N/A | #N/A
FALSE | #N/A | #N/A | #N/A | #N/A | #N/A | #N/A | #N/A | #N/A | #N/A | #N/A |  |  |  | FALSE | #N/A | #N/A | #N/A | #N/A | #N/A | #N/A | #N/A | #N/A | #N/A | #N/A
FALSE | #N/A | #N/A | #N/A | #N/A | #N/A | #N/A | #N/A | #N/A | #N/A | #N/A |  |  |  | FALSE | #N/A | #N/A | #N/A | #N/A | #N/A | #N/A | #N/A | #N/A | #N/A | #N/A
FALSE | #N/A | #N/A | #N/A | #N/A | #N/A | #N/A | #N/A | #N/A | #N/A | #N/A |  |  |  | FALSE | #N/A | #N/A | #N/A | #N/A | #N/A | #N/A | #N/A | #N/A | #N/A | #N/A
FALSE | #N/A | #N/A | #N/A | #N/A | #N/A | #N/A | #N/A | #N/A | #N/A | #N/A |  |  |  | FALSE | #N/A | #N/A | #N/A | #N/A | #N/A | #N/A | #N/A | #N/A | #N/A | #N/A
FALSE | #N/A | #N/A | #N/A | #N/A | #N/A | #N/A | #N/A | #N/A | #N/A | #N/A |  |  |  | FALSE | #N/A | #N/A | #N/A | #N/A | #N/A | #N/A | #N/A | #N/A | #N/A | #N/A
FALSE | #N/A | #N/A | #N/A | #N/A | #N/A | #N/A | #N/A | #N/A | #N/A | #N/A |  |  |  | FALSE | #N/A | #N/A | #N/A | #N/A | #N/A | #N/A | #N/A | #N/A | #N/A | #N/A
FALSE | #N/A | #N/A | #N/A | #N/A | #N/A | #N/A | #N/A | #N/A | #N/A | #N/A |  |  |  | FALSE | #N/A | #N/A | #N/A | #N/A | #N/A | #N/A | #N/A | #N/A | #N/A | #N/A
FALSE | #N/A | #N/A | #N/A | #N/A | #N/A | #N/A | #N/A | #N/A | #N/A | #N/A |  |  |  | FALSE | #N/A | #N/A | #N/A | #N/A | #N/A | #N/A | #N/A | #N/A | #N/A | #N/A
FALSE | #N/A | #N/A | #N/A | #N/A | #N/A | #N/A | #N/A | #N/A | #N/A | #N/A |  |  |  | FALSE | #N/A | #N/A | #N/A | #N/A | #N/A | #N/A | #N/A | #N/A | #N/A | #N/A
FALSE | #N/A | #N/A | #N/A | #N/A | #N/A | #N/A | #N/A | #N/A | #N/A | #N/A |  |  |  | FALSE | #N/A | #N/A | #N/A | #N/A | #N/A | #N/A | #N/A | #N/A | #N/A | #N/A
FALSE | #N/A | #N/A | #N/A | #N/A | #N/A | #N/A | #N/A | #N/A | #N/A | #N/A |  |  |  | FALSE | #N/A | #N/A | #N/A | #N/A | #N/A | #N/A | #N/A | #N/A | #N/A | #N/A
FALSE | #N/A | #N/A | #N/A | #N/A | #N/A | #N/A | #N/A | #N/A | #N/A | #N/A |  |  |  | FALSE | #N/A | #N/A | #N/A | #N/A | #N/A | #N/A | #N/A | #N/A | #N/A | #N/A
FALSE | #N/A | #N/A | #N/A | #N/A | #N/A | #N/A | #N/A | #N/A | #N/A | #N/A |  |  |  | FALSE | #N/A | #N/A | #N/A | #N/A | #N/A | #N/A | #N/A | #N/A | #N/A | #N/A
FALSE | #N/A | #N/A | #N/A | #N/A | #N/A | #N/A | #N/A | #N/A | #N/A | #N/A |  |  |  | FALSE | #N/A | #N/A | #N/A | #N/A | #N/A | #N/A | #N/A | #N/A | #N/A | #N/A
FALSE | #N/A | #N/A | #N/A | #N/A | #N/A | #N/A | #N/A | #N/A | #N/A | #N/A |  |  |  | FALSE | #N/A | #N/A | #N/A | #N/A | #N/A | #N/A | #N/A | #N/A | #N/A | #N/A
FALSE | #N/A | #N/A | #N/A | #N/A | #N/A | #N/A | #N/A | #N/A | #N/A | #N/A |  |  |  | FALSE | #N/A | #N/A | #N/A | #N/A | #N/A | #N/A | #N/A | #N/A | #N/A | #N/A
FALSE | #N/A | #N/A | #N/A | #N/A | #N/A | #N/A | #N/A | #N/A | #N/A | #N/A |  |  |  | FALSE | #N/A | #N/A | #N/A | #N/A | #N/A | #N/A | #N/A | #N/A | #N/A | #N/A
FALSE | #N/A | #N/A | #N/A | #N/A | #N/A | #N/A | #N/A | #N/A | #N/A | #N/A |  |  |  | FALSE | #N/A | #N/A | #N/A | #N/A | #N/A | #N/A | #N/A | #N/A | #N/A | #N/A
FALSE | #N/A | #N/A | #N/A | #N/A | #N/A | #N/A | #N/A | #N/A | #N/A | #N/A |  |  |  | FALSE | #N/A | #N/A | #N/A | #N/A | #N/A | #N/A | #N/A | #N/A | #N/A | #N/A
FALSE | #N/A | #N/A | #N/A | #N/A | #N/A | #N/A | #N/A | #N/A | #N/A | #N/A |  |  |  | FALSE | #N/A | #N/A | #N/A | #N/A | #N/A | #N/A | #N/A | #N/A | #N/A | #N/A
FALSE | #N/A | #N/A | #N/A | #N/A | #N/A | #N/A | #N/A | #N/A | #N/A | #N/A |  |  |  | FALSE | #N/A | #N/A | #N/A | #N/A | #N/A | #N/A | #N/A | #N/A | #N/A | #N/A
FALSE | #N/A | #N/A | #N/A | #N/A | #N/A | #N/A | #N/A | #N/A | #N/A | #N/A |  |  |  | FALSE | #N/A | #N/A | #N/A | #N/A | #N/A | #N/A | #N/A | #N/A | #N/A | #N/A
FALSE | #N/A | #N/A | #N/A | #N/A | #N/A | #N/A | #N/A | #N/A | #N/A | #N/A |  |  |  | FALSE | #N/A | #N/A | #N/A | #N/A | #N/A | #N/A | #N/A | #N/A | #N/A | #N/A
FALSE | #N/A | #N/A | #N/A | #N/A | #N/A | #N/A | #N/A | #N/A | #N/A | #N/A |  |  |  | FALSE | #N/A | #N/A | #N/A | #N/A | #N/A | #N/A | #N/A | #N/A | #N/A | #N/A
FALSE | #N/A | #N/A | #N/A | #N/A | #N/A | #N/A | #N/A | #N/A | #N/A | #N/A |  |  |  | FALSE | #N/A | #N/A | #N/A | #N/A | #N/A | #N/A | #N/A | #N/A | #N/A | #N/A
FALSE | #N/A | #N/A | #N/A | #N/A | #N/A | #N/A | #N/A | #N/A | #N/A | #N/A |  |  |  | FALSE | #N/A | #N/A | #N/A | #N/A | #N/A | #N/A | #N/A | #N/A | #N/A | #N/A
FALSE | #N/A | #N/A | #N/A | #N/A | #N/A | #N/A | #N/A | #N/A | #N/A | #N/A |  |  |  | FALSE | #N/A | #N/A | #N/A | #N/A | #N/A | #N/A | #N/A | #N/A | #N/A | #N/A
FALSE | #N/A | #N/A | #N/A | #N/A | #N/A | #N/A | #N/A | #N/A | #N/A | #N/A |  |  |  | FALSE | #N/A | #N/A | #N/A | #N/A | #N/A | #N/A | #N/A | #N/A | #N/A | #N/A
FALSE | #N/A | #N/A | #N/A | #N/A | #N/A | #N/A | #N/A | #N/A | #N/A | #N/A |  |  |  | FALSE | #N/A | #N/A | #N/A | #N/A | #N/A | #N/A | #N/A | #N/A | #N/A | #N/A
FALSE | #N/A | #N/A | #N/A | #N/A | #N/A | #N/A | #N/A | #N/A | #N/A | #N/A |  |  |  | FALSE | #N/A | #N/A | #N/A | #N/A | #N/A | #N/A | #N/A | #N/A | #N/A | #N/A
FALSE | #N/A | #N/A | #N/A | #N/A | #N/A | #N/A | #N/A | #N/A | #N/A | #N/A |  |  |  | FALSE | #N/A | #N/A | #N/A | #N/A | #N/A | #N/A | #N/A | #N/A | #N/A | #N/A
FALSE | #N/A | #N/A | #N/A | #N/A | #N/A | #N/A | #N/A | #N/A | #N/A | #N/A |  |  |  | FALSE | #N/A | #N/A | #N/A | #N/A | #N/A | #N/A | #N/A | #N/A | #N/A | #N/A
FALSE | #N/A | #N/A | #N/A | #N/A | #N/A | #N/A | #N/A | #N/A | #N/A | #N/A |  |  |  | FALSE | #N/A | #N/A | #N/A | #N/A | #N/A | #N/A | #N/A | #N/A | #N/A | #N/A
FALSE | #N/A | #N/A | #N/A | #N/A | #N/A | #N/A | #N/A | #N/A | #N/A | #N/A |  |  |  | FALSE | #N/A | #N/A | #N/A | #N/A | #N/A | #N/A | #N/A | #N/A | #N/A | #N/A
FALSE | #N/A | #N/A | #N/A | #N/A | #N/A | #N/A | #N/A | #N/A | #N/A | #N/A |  |  |  | FALSE | #N/A | #N/A | #N/A | #N/A | #N/A | #N/A | #N/A | #N/A | #N/A | #N/A
FALSE | #N/A | #N/A | #N/A | #N/A | #N/A | #N/A | #N/A | #N/A | #N/A | #N/A |  |  |  | FALSE | #N/A | #N/A | #N/A | #N/A | #N/A | #N/A | #N/A | #N/A | #N/A | #N/A
FALSE | #N/A | #N/A | #N/A | #N/A | #N/A | #N/A | #N/A | #N/A | #N/A | #N/A |  |  |  | FALSE | #N/A | #N/A | #N/A | #N/A | #N/A | #N/A | #N/A | #N/A | #N/A | #N/A
FALSE | #N/A | #N/A | #N/A | #N/A | #N/A | #N/A | #N/A | #N/A | #N/A | #N/A |  |  |  | FALSE | #N/A | #N/A | #N/A | #N/A | #N/A | #N/A | #N/A | #N/A | #N/A | #N/A
FALSE | #N/A | #N/A | #N/A | #N/A | #N/A | #N/A | #N/A | #N/A | #N/A | #N/A |  |  |  | FALSE | #N/A | #N/A | #N/A | #N/A | #N/A | #N/A | #N/A | #N/A | #N/A | #N/A
FALSE | #N/A | #N/A | #N/A | #N/A | #N/A | #N/A | #N/A | #N/A | #N/A | #N/A |  |  |  | FALSE | #N/A | #N/A | #N/A | #N/A | #N/A | #N/A | #N/A | #N/A | #N/A | #N/A
FALSE | #N/A | #N/A | #N/A | #N/A | #N/A | #N/A | #N/A | #N/A | #N/A | #N/A |  |  |  | FALSE | #N/A | #N/A | #N/A | #N/A | #N/A | #N/A | #N/A | #N/A | #N/A | #N/A
FALSE | #N/A | #N/A | #N/A | #N/A | #N/A | #N/A | #N/A | #N/A | #N/A | #N/A |  |  |  | FALSE | #N/A | #N/A | #N/A | #N/A | #N/A | #N/A | #N/A | #N/A | #N/A | #N/A
FALSE | #N/A | #N/A | #N/A | #N/A | #N/A | #N/A | #N/A | #N/A | #N/A | #N/A |  |  |  | FALSE | #N/A | #N/A | #N/A | #N/A | #N/A | #N/A | #N/A | #N/A | #N/A | #N/A
FALSE | #N/A | #N/A | #N/A | #N/A | #N/A | #N/A | #N/A | #N/A | #N/A | #N/A |  |  |  | FALSE | #N/A | #N/A | #N/A | #N/A | #N/A | #N/A | #N/A | #N/A | #N/A | #N/A
FALSE | #N/A | #N/A | #N/A | #N/A | #N/A | #N/A | #N/A | #N/A | #N/A | #N/A |  |  |  | FALSE | #N/A | #N/A | #N/A | #N/A | #N/A | #N/A | #N/A | #N/A | #N/A | #N/A
FALSE | #N/A | #N/A | #N/A | #N/A | #N/A | #N/A | #N/A | #N/A | #N/A | #N/A |  |  |  | FALSE | #N/A | #N/A | #N/A | #N/A | #N/A | #N/A | #N/A | #N/A | #N/A | #N/A
FALSE | #N/A | #N/A | #N/A | #N/A | #N/A | #N/A | #N/A | #N/A | #N/A | #N/A |  |  |  | FALSE | #N/A | #N/A | #N/A | #N/A | #N/A | #N/A | #N/A | #N/A | #N/A | #N/A
FALSE | #N/A | #N/A | #N/A | #N/A | #N/A | #N/A | #N/A | #N/A | #N/A | #N/A |  |  |  | FALSE | #N/A | #N/A | #N/A | #N/A | #N/A | #N/A | #N/A | #N/A | #N/A | #N/A
FALSE | #N/A | #N/A | #N/A | #N/A | #N/A | #N/A | #N/A | #N/A | #N/A | #N/A |  |  |  | FALSE | #N/A | #N/A | #N/A | #N/A | #N/A | #N/A | #N/A | #N/A | #N/A | #N/A
FALSE | #N/A | #N/A | #N/A | #N/A | #N/A | #N/A | #N/A | #N/A | #N/A | #N/A |  |  |  | FALSE | #N/A | #N/A | #N/A | #N/A | #N/A | #N/A | #N/A | #N/A | #N/A | #N/A
FALSE | #N/A | #N/A | #N/A | #N/A | #N/A | #N/A | #N/A | #N/A | #N/A | #N/A |  |  |  | FALSE | #N/A | #N/A | #N/A | #N/A | #N/A | #N/A | #N/A | #N/A | #N/A | #N/A
FALSE | #N/A | #N/A | #N/A | #N/A | #N/A | #N/A | #N/A | #N/A | #N/A | #N/A |  |  |  | FALSE | #N/A | #N/A | #N/A | #N/A | #N/A | #N/A | #N/A | #N/A | #N/A | #N/A
FALSE | #N/A | #N/A | #N/A | #N/A | #N/A | #N/A | #N/A | #N/A | #N/A | #N/A |  |  |  | FALSE | #N/A | #N/A | #N/A | #N/A | #N/A | #N/A | #N/A | #N/A | #N/A | #N/A
FALSE | #N/A | #N/A | #N/A | #N/A | #N/A | #N/A | #N/A | #N/A | #N/A | #N/A |  |  |  | FALSE | #N/A | #N/A | #N/A | #N/A | #N/A | #N/A | #N/A | #N/A | #N/A | #N/A
FALSE | #N/A | #N/A | #N/A | #N/A | #N/A | #N/A | #N/A | #N/A | #N/A | #N/A |  |  |  | FALSE | #N/A | #N/A | #N/A | #N/A | #N/A | #N/A | #N/A | #N/A | #N/A | #N/A
FALSE | #N/A | #N/A | #N/A | #N/A | #N/A | #N/A | #N/A | #N/A | #N/A | #N/A |  |  |  | FALSE | #N/A | #N/A | #N/A | #N/A | #N/A | #N/A | #N/A | #N/A | #N/A | #N/A
FALSE | #N/A | #N/A | #N/A | #N/A | #N/A | #N/A | #N/A | #N/A | #N/A | #N/A |  |  |  | FALSE | #N/A | #N/A | #N/A | #N/A | #N/A | #N/A | #N/A | #N/A | #N/A | #N/A
FALSE | #N/A | #N/A | #N/A | #N/A | #N/A | #N/A | #N/A | #N/A | #N/A | #N/A |  |  |  | FALSE | #N/A | #N/A | #N/A | #N/A | #N/A | #N/A | #N/A | #N/A | #N/A | #N/A
FALSE | #N/A | #N/A | #N/A | #N/A | #N/A | #N/A | #N/A | #N/A | #N/A | #N/A |  |  |  | FALSE | #N/A | #N/A | #N/A | #N/A | #N/A | #N/A | #N/A | #N/A | #N/A | #N/A
FALSE | #N/A | #N/A | #N/A | #N/A | #N/A | #N/A | #N/A | #N/A | #N/A | #N/A |  |  |  | FALSE | #N/A | #N/A | #N/A | #N/A | #N/A | #N/A | #N/A | #N/A | #N/A | #N/A
FALSE | #N/A | #N/A | #N/A | #N/A | #N/A | #N/A | #N/A | #N/A | #N/A | #N/A |  |  |  | FALSE | #N/A | #N/A | #N/A | #N/A | #N/A | #N/A | #N/A | #N/A | #N/A | #N/A
FALSE | #N/A | #N/A | #N/A | #N/A | #N/A | #N/A | #N/A | #N/A | #N/A | #N/A |  |  |  | FALSE | #N/A | #N/A | #N/A | #N/A | #N/A | #N/A | #N/A | #N/A | #N/A | #N/A
FALSE | #N/A | #N/A | #N/A | #N/A | #N/A | #N/A | #N/A | #N/A | #N/A | #N/A |  |  |  | FALSE | #N/A | #N/A | #N/A | #N/A | #N/A | #N/A | #N/A | #N/A | #N/A | #N/A
FALSE | #N/A | #N/A | #N/A | #N/A | #N/A | #N/A | #N/A | #N/A | #N/A | #N/A |  |  |  | FALSE | #N/A | #N/A | #N/A | #N/A | #N/A | #N/A | #N/A | #N/A | #N/A | #N/A
FALSE | #N/A | #N/A | #N/A | #N/A | #N/A | #N/A | #N/A | #N/A | #N/A | #N/A |  |  |  | FALSE | #N/A | #N/A | #N/A | #N/A | #N/A | #N/A | #N/A | #N/A | #N/A | #N/A
FALSE | #N/A | #N/A | #N/A | #N/A | #N/A | #N/A | #N/A | #N/A | #N/A | #N/A |  |  |  | FALSE | #N/A | #N/A | #N/A | #N/A | #N/A | #N/A | #N/A | #N/A | #N/A | #N/A
FALSE | #N/A | #N/A | #N/A | #N/A | #N/A | #N/A | #N/A | #N/A | #N/A | #N/A |  |  |  | FALSE | #N/A | #N/A | #N/A | #N/A | #N/A | #N/A | #N/A | #N/A | #N/A | #N/A
FALSE | #N/A | #N/A | #N/A | #N/A | #N/A | #N/A | #N/A | #N/A | #N/A | #N/A |  |  |  | FALSE | #N/A | #N/A | #N/A | #N/A | #N/A | #N/A | #N/A | #N/A | #N/A | #N/A
FALSE | #N/A | #N/A | #N/A | #N/A | #N/A | #N/A | #N/A | #N/A | #N/A | #N/A |  |  |  | FALSE | #N/A | #N/A | #N/A | #N/A | #N/A | #N/A | #N/A | #N/A | #N/A | #N/A
FALSE | #N/A | #N/A | #N/A | #N/A | #N/A | #N/A | #N/A | #N/A | #N/A | #N/A |  |  |  | FALSE | #N/A | #N/A | #N/A | #N/A | #N/A | #N/A | #N/A | #N/A | #N/A | #N/A
FALSE | #N/A | #N/A | #N/A | #N/A | #N/A | #N/A | #N/A | #N/A | #N/A | #N/A |  |  |  | FALSE | #N/A | #N/A | #N/A | #N/A | #N/A | #N/A | #N/A | #N/A | #N/A | #N/A
FALSE | #N/A | #N/A | #N/A | #N/A | #N/A | #N/A | #N/A | #N/A | #N/A | #N/A |  |  |  | FALSE | #N/A | #N/A | #N/A | #N/A | #N/A | #N/A | #N/A | #N/A | #N/A | #N/A
FALSE | #N/A | #N/A | #N/A | #N/A | #N/A | #N/A | #N/A | #N/A | #N/A | #N/A |  |  |  | FALSE | #N/A | #N/A | #N/A | #N/A | #N/A | #N/A | #N/A | #N/A | #N/A | #N/A
FALSE | #N/A | #N/A | #N/A | #N/A | #N/A | #N/A | #N/A | #N/A | #N/A | #N/A |  |  |  | FALSE | #N/A | #N/A | #N/A | #N/A | #N/A | #N/A | #N/A | #N/A | #N/A | #N/A
FALSE | #N/A | #N/A | #N/A | #N/A | #N/A | #N/A | #N/A | #N/A | #N/A | #N/A |  |  |  | FALSE | #N/A | #N/A | #N/A | #N/A | #N/A | #N/A | #N/A | #N/A | #N/A | #N/A
FALSE | #N/A | #N/A | #N/A | #N/A | #N/A | #N/A | #N/A | #N/A | #N/A | #N/A |  |  |  | FALSE | #N/A | #N/A | #N/A | #N/A | #N/A | #N/A | #N/A | #N/A | #N/A | #N/A
FALSE | #N/A | #N/A | #N/A | #N/A | #N/A | #N/A | #N/A | #N/A | #N/A | #N/A |  |  |  | FALSE | #N/A | #N/A | #N/A | #N/A | #N/A | #N/A | #N/A | #N/A | #N/A | #N/A
FALSE | #N/A | #N/A | #N/A | #N/A | #N/A | #N/A | #N/A | #N/A | #N/A | #N/A |  |  |  | FALSE | #N/A | #N/A | #N/A | #N/A | #N/A | #N/A | #N/A | #N/A | #N/A | #N/A
FALSE | #N/A | #N/A | #N/A | #N/A | #N/A | #N/A | #N/A | #N/A | #N/A | #N/A |  |  |  | FALSE | #N/A | #N/A | #N/A | #N/A | #N/A | #N/A | #N/A | #N/A | #N/A | #N/A
FALSE | #N/A | #N/A | #N/A | #N/A | #N/A | #N/A | #N/A | #N/A | #N/A | #N/A |  |  |  | FALSE | #N/A | #N/A | #N/A | #N/A | #N/A | #N/A | #N/A | #N/A | #N/A | #N/A
FALSE | #N/A | #N/A | #N/A | #N/A | #N/A | #N/A | #N/A | #N/A | #N/A | #N/A |  |  |  | FALSE | #N/A | #N/A | #N/A | #N/A | #N/A | #N/A | #N/A | #N/A | #N/A | #N/A
FALSE | #N/A | #N/A | #N/A | #N/A | #N/A | #N/A | #N/A | #N/A | #N/A | #N/A |  |  |  | FALSE | #N/A | #N/A | #N/A | #N/A | #N/A | #N/A | #N/A | #N/A | #N/A | #N/A
FALSE | #N/A | #N/A | #N/A | #N/A | #N/A | #N/A | #N/A | #N/A | #N/A | #N/A |  |  |  | FALSE | #N/A | #N/A | #N/A | #N/A | #N/A | #N/A | #N/A | #N/A | #N/A | #N/A
FALSE | #N/A | #N/A | #N/A | #N/A | #N/A | #N/A | #N/A | #N/A | #N/A | #N/A |  |  |  | FALSE | #N/A | #N/A | #N/A | #N/A | #N/A | #N/A | #N/A | #N/A | #N/A | #N/A
FALSE | #N/A | #N/A | #N/A | #N/A | #N/A | #N/A | #N/A | #N/A | #N/A | #N/A |  |  |  | FALSE | #N/A | #N/A | #N/A | #N/A | #N/A | #N/A | #N/A | #N/A | #N/A | #N/A
FALSE | #N/A | #N/A | #N/A | #N/A | #N/A | #N/A | #N/A | #N/A | #N/A | #N/A |  |  |  | FALSE | #N/A | #N/A | #N/A | #N/A | #N/A | #N/A | #N/A | #N/A | #N/A | #N/A
FALSE | #N/A | #N/A | #N/A | #N/A | #N/A | #N/A | #N/A | #N/A | #N/A | #N/A |  |  |  | FALSE | #N/A | #N/A | #N/A | #N/A | #N/A | #N/A | #N/A | #N/A | #N/A | #N/A
FALSE | #N/A | #N/A | #N/A | #N/A | #N/A | #N/A | #N/A | #N/A | #N/A | #N/A |  |  |  | FALSE | #N/A | #N/A | #N/A | #N/A | #N/A | #N/A | #N/A | #N/A | #N/A | #N/A
FALSE | #N/A | #N/A | #N/A | #N/A | #N/A | #N/A | #N/A | #N/A | #N/A | #N/A |  |  |  | FALSE | #N/A | #N/A | #N/A | #N/A | #N/A | #N/A | #N/A | #N/A | #N/A | #N/A
FALSE | #N/A | #N/A | #N/A | #N/A | #N/A | #N/A | #N/A | #N/A | #N/A | #N/A |  |  |  | FALSE | #N/A | #N/A | #N/A | #N/A | #N/A | #N/A | #N/A | #N/A | #N/A | #N/A
FALSE | #N/A | #N/A | #N/A | #N/A | #N/A | #N/A | #N/A | #N/A | #N/A | #N/A |  |  |  | FALSE | #N/A | #N/A | #N/A | #N/A | #N/A | #N/A | #N/A | #N/A | #N/A | #N/A
FALSE | #N/A | #N/A | #N/A | #N/A | #N/A | #N/A | #N/A | #N/A | #N/A | #N/A |  |  |  | FALSE | #N/A | #N/A | #N/A | #N/A | #N/A | #N/A | #N/A | #N/A | #N/A | #N/A
FALSE | #N/A | #N/A | #N/A | #N/A | #N/A | #N/A | #N/A | #N/A | #N/A | #N/A |  |  |  | FALSE | #N/A | #N/A | #N/A | #N/A | #N/A | #N/A | #N/A | #N/A | #N/A | #N/A
FALSE | #N/A | #N/A | #N/A | #N/A | #N/A | #N/A | #N/A | #N/A | #N/A | #N/A |  |  |  | FALSE | #N/A | #N/A | #N/A | #N/A | #N/A | #N/A | #N/A | #N/A | #N/A | #N/A
FALSE | #N/A | #N/A | #N/A | #N/A | #N/A | #N/A | #N/A | #N/A | #N/A | #N/A |  |  |  | FALSE | #N/A | #N/A | #N/A | #N/A | #N/A | #N/A | #N/A | #N/A | #N/A | #N/A
FALSE | #N/A | #N/A | #N/A | #N/A | #N/A | #N/A | #N/A | #N/A | #N/A | #N/A |  |  |  | FALSE | #N/A | #N/A | #N/A | #N/A | #N/A | #N/A | #N/A | #N/A | #N/A | #N/A
FALSE | #N/A | #N/A | #N/A | #N/A | #N/A | #N/A | #N/A | #N/A | #N/A | #N/A |  |  |  | FALSE | #N/A | #N/A | #N/A | #N/A | #N/A | #N/A | #N/A | #N/A | #N/A | #N/A
FALSE | #N/A | #N/A | #N/A | #N/A | #N/A | #N/A | #N/A | #N/A | #N/A | #N/A |  |  |  | FALSE | #N/A | #N/A | #N/A | #N/A | #N/A | #N/A | #N/A | #N/A | #N/A | #N/A
FALSE | #N/A | #N/A | #N/A | #N/A | #N/A | #N/A | #N/A | #N/A | #N/A | #N/A |  |  |  | FALSE | #N/A | #N/A | #N/A | #N/A | #N/A | #N/A | #N/A | #N/A | #N/A | #N/A
FALSE | #N/A | #N/A | #N/A | #N/A | #N/A | #N/A | #N/A | #N/A | #N/A | #N/A |  |  |  | FALSE | #N/A | #N/A | #N/A | #N/A | #N/A | #N/A | #N/A | #N/A | #N/A | #N/A
FALSE | #N/A | #N/A | #N/A | #N/A | #N/A | #N/A | #N/A | #N/A | #N/A | #N/A |  |  |  | FALSE | #N/A | #N/A | #N/A | #N/A | #N/A | #N/A | #N/A | #N/A | #N/A | #N/A
FALSE | #N/A | #N/A | #N/A | #N/A | #N/A | #N/A | #N/A | #N/A | #N/A | #N/A |  |  |  | FALSE | #N/A | #N/A | #N/A | #N/A | #N/A | #N/A | #N/A | #N/A | #N/A | #N/A
FALSE | #N/A | #N/A | #N/A | #N/A | #N/A | #N/A | #N/A | #N/A | #N/A | #N/A |  |  |  | FALSE | #N/A | #N/A | #N/A | #N/A | #N/A | #N/A | #N/A | #N/A | #N/A | #N/A
FALSE | #N/A | #N/A | #N/A | #N/A | #N/A | #N/A | #N/A | #N/A | #N/A | #N/A |  |  |  | FALSE | #N/A | #N/A | #N/A | #N/A | #N/A | #N/A | #N/A | #N/A | #N/A | #N/A
FALSE | #N/A | #N/A | #N/A | #N/A | #N/A | #N/A | #N/A | #N/A | #N/A | #N/A |  |  |  | FALSE | #N/A | #N/A | #N/A | #N/A | #N/A | #N/A | #N/A | #N/A | #N/A | #N/A
FALSE | #N/A | #N/A | #N/A | #N/A | #N/A | #N/A | #N/A | #N/A | #N/A | #N/A |  |  |  | FALSE | #N/A | #N/A | #N/A | #N/A | #N/A | #N/A | #N/A | #N/A | #N/A | #N/A
FALSE | #N/A | #N/A | #N/A | #N/A | #N/A | #N/A | #N/A | #N/A | #N/A | #N/A |  |  |  | FALSE | #N/A | #N/A | #N/A | #N/A | #N/A | #N/A | #N/A | #N/A | #N/A | #N/A
FALSE | #N/A | #N/A | #N/A | #N/A | #N/A | #N/A | #N/A | #N/A | #N/A | #N/A |  |  |  | FALSE | #N/A | #N/A | #N/A | #N/A | #N/A | #N/A | #N/A | #N/A | #N/A | #N/A
FALSE | #N/A | #N/A | #N/A | #N/A | #N/A | #N/A | #N/A | #N/A | #N/A | #N/A |  |  |  | FALSE | #N/A | #N/A | #N/A | #N/A | #N/A | #N/A | #N/A | #N/A | #N/A | #N/A
FALSE | #N/A | #N/A | #N/A | #N/A | #N/A | #N/A | #N/A | #N/A | #N/A | #N/A |  |  |  | FALSE | #N/A | #N/A | #N/A | #N/A | #N/A | #N/A | #N/A | #N/A | #N/A | #N/A
FALSE | #N/A | #N/A | #N/A | #N/A | #N/A | #N/A | #N/A | #N/A | #N/A | #N/A |  |  |  | FALSE | #N/A | #N/A | #N/A | #N/A | #N/A | #N/A | #N/A | #N/A | #N/A | #N/A
FALSE | #N/A | #N/A | #N/A | #N/A | #N/A | #N/A | #N/A | #N/A | #N/A | #N/A |  |  |  | FALSE | #N/A | #N/A | #N/A | #N/A | #N/A | #N/A | #N/A | #N/A | #N/A | #N/A
FALSE | #N/A | #N/A | #N/A | #N/A | #N/A | #N/A | #N/A | #N/A | #N/A | #N/A |  |  |  | FALSE | #N/A | #N/A | #N/A | #N/A | #N/A | #N/A | #N/A | #N/A | #N/A | #N/A
FALSE | #N/A | #N/A | #N/A | #N/A | #N/A | #N/A | #N/A | #N/A | #N/A | #N/A |  |  |  | FALSE | #N/A | #N/A | #N/A | #N/A | #N/A | #N/A | #N/A | #N/A | #N/A | #N/A
FALSE | #N/A | #N/A | #N/A | #N/A | #N/A | #N/A | #N/A | #N/A | #N/A | #N/A |  |  |  | FALSE | #N/A | #N/A | #N/A | #N/A | #N/A | #N/A | #N/A | #N/A | #N/A | #N/A
FALSE | #N/A | #N/A | #N/A | #N/A | #N/A | #N/A | #N/A | #N/A | #N/A | #N/A |  |  |  | FALSE | #N/A | #N/A | #N/A | #N/A | #N/A | #N/A | #N/A | #N/A | #N/A | #N/A
FALSE | #N/A | #N/A | #N/A | #N/A | #N/A | #N/A | #N/A | #N/A | #N/A | #N/A |  |  |  | FALSE | #N/A | #N/A | #N/A | #N/A | #N/A | #N/A | #N/A | #N/A | #N/A | #N/A
FALSE | #N/A | #N/A | #N/A | #N/A | #N/A | #N/A | #N/A | #N/A | #N/A | #N/A |  |  |  | FALSE | #N/A | #N/A | #N/A | #N/A | #N/A | #N/A | #N/A | #N/A | #N/A | #N/A
FALSE | #N/A | #N/A | #N/A | #N/A | #N/A | #N/A | #N/A | #N/A | #N/A | #N/A |  |  |  | FALSE | #N/A | #N/A | #N/A | #N/A | #N/A | #N/A | #N/A | #N/A | #N/A | #N/A
FALSE | #N/A | #N/A | #N/A | #N/A | #N/A | #N/A | #N/A | #N/A | #N/A | #N/A |  |  |  | FALSE | #N/A | #N/A | #N/A | #N/A | #N/A | #N/A | #N/A | #N/A | #N/A | #N/A
FALSE | #N/A | #N/A | #N/A | #N/A | #N/A | #N/A | #N/A | #N/A | #N/A | #N/A |  |  |  | FALSE | #N/A | #N/A | #N/A | #N/A | #N/A | #N/A | #N/A | #N/A | #N/A | #N/A
FALSE | #N/A | #N/A | #N/A | #N/A | #N/A | #N/A | #N/A | #N/A | #N/A | #N/A |  |  |  | FALSE | #N/A | #N/A | #N/A | #N/A | #N/A | #N/A | #N/A | #N/A | #N/A | #N/A
FALSE | #N/A | #N/A | #N/A | #N/A | #N/A | #N/A | #N/A | #N/A | #N/A | #N/A |  |  |  | FALSE | #N/A | #N/A | #N/A | #N/A | #N/A | #N/A | #N/A | #N/A | #N/A | #N/A
FALSE | #N/A | #N/A | #N/A | #N/A | #N/A | #N/A | #N/A | #N/A | #N/A | #N/A |  |  |  | FALSE | #N/A | #N/A | #N/A | #N/A | #N/A | #N/A | #N/A | #N/A | #N/A | #N/A
FALSE | #N/A | #N/A | #N/A | #N/A | #N/A | #N/A | #N/A | #N/A | #N/A | #N/A |  |  |  | FALSE | #N/A | #N/A | #N/A | #N/A | #N/A | #N/A | #N/A | #N/A | #N/A | #N/A
FALSE | #N/A | #N/A | #N/A | #N/A | #N/A | #N/A | #N/A | #N/A | #N/A | #N/A |  |  |  | FALSE | #N/A | #N/A | #N/A | #N/A | #N/A | #N/A | #N/A | #N/A | #N/A | #N/A
FALSE | #N/A | #N/A | #N/A | #N/A | #N/A | #N/A | #N/A | #N/A | #N/A | #N/A |  |  |  | FALSE | #N/A | #N/A | #N/A | #N/A | #N/A | #N/A | #N/A | #N/A | #N/A | #N/A
FALSE | #N/A | #N/A | #N/A | #N/A | #N/A | #N/A | #N/A | #N/A | #N/A | #N/A |  |  |  | FALSE | #N/A | #N/A | #N/A | #N/A | #N/A | #N/A | #N/A | #N/A | #N/A | #N/A
FALSE | #N/A | #N/A | #N/A | #N/A | #N/A | #N/A | #N/A | #N/A | #N/A | #N/A |  |  |  | FALSE | #N/A | #N/A | #N/A | #N/A | #N/A | #N/A | #N/A | #N/A | #N/A | #N/A
FALSE | #N/A | #N/A | #N/A | #N/A | #N/A | #N/A | #N/A | #N/A | #N/A | #N/A |  |  |  | FALSE | #N/A | #N/A | #N/A | #N/A | #N/A | #N/A | #N/A | #N/A | #N/A | #N/A
FALSE | #N/A | #N/A | #N/A | #N/A | #N/A | #N/A | #N/A | #N/A | #N/A | #N/A |  |  |  | FALSE | #N/A | #N/A | #N/A | #N/A | #N/A | #N/A | #N/A | #N/A | #N/A | #N/A
FALSE | #N/A | #N/A | #N/A | #N/A | #N/A | #N/A | #N/A | #N/A | #N/A | #N/A |  |  |  | FALSE | #N/A | #N/A | #N/A | #N/A | #N/A | #N/A | #N/A | #N/A | #N/A | #N/A
FALSE | #N/A | #N/A | #N/A | #N/A | #N/A | #N/A | #N/A | #N/A | #N/A | #N/A |  |  |  | FALSE | #N/A | #N/A | #N/A | #N/A | #N/A | #N/A | #N/A | #N/A | #N/A | #N/A
FALSE | #N/A | #N/A | #N/A | #N/A | #N/A | #N/A | #N/A | #N/A | #N/A | #N/A |  |  |  | FALSE | #N/A | #N/A | #N/A | #N/A | #N/A | #N/A | #N/A | #N/A | #N/A | #N/A
FALSE | #N/A | #N/A | #N/A | #N/A | #N/A | #N/A | #N/A | #N/A | #N/A | #N/A |  |  |  | FALSE | #N/A | #N/A | #N/A | #N/A | #N/A | #N/A | #N/A | #N/A | #N/A | #N/A
FALSE | #N/A | #N/A | #N/A | #N/A | #N/A | #N/A | #N/A | #N/A | #N/A | #N/A |  |  |  | FALSE | #N/A | #N/A | #N/A | #N/A | #N/A | #N/A | #N/A | #N/A | #N/A | #N/A
FALSE | #N/A | #N/A | #N/A | #N/A | #N/A | #N/A | #N/A | #N/A | #N/A | #N/A |  |  |  | FALSE | #N/A | #N/A | #N/A | #N/A | #N/A | #N/A | #N/A | #N/A | #N/A | #N/A
FALSE | #N/A | #N/A | #N/A | #N/A | #N/A | #N/A | #N/A | #N/A | #N/A | #N/A |  |  |  | FALSE | #N/A | #N/A | #N/A | #N/A | #N/A | #N/A | #N/A | #N/A | #N/A | #N/A
FALSE | #N/A | #N/A | #N/A | #N/A | #N/A | #N/A | #N/A | #N/A | #N/A | #N/A |  |  |  | FALSE | #N/A | #N/A | #N/A | #N/A | #N/A | #N/A | #N/A | #N/A | #N/A | #N/A
FALSE | #N/A | #N/A | #N/A | #N/A | #N/A | #N/A | #N/A | #N/A | #N/A | #N/A |  |  |  | FALSE | #N/A | #N/A | #N/A | #N/A | #N/A | #N/A | #N/A | #N/A | #N/A | #N/A
FALSE | #N/A | #N/A | #N/A | #N/A | #N/A | #N/A | #N/A | #N/A | #N/A | #N/A |  |  |  | FALSE | #N/A | #N/A | #N/A | #N/A | #N/A | #N/A | #N/A | #N/A | #N/A | #N/A
FALSE | #N/A | #N/A | #N/A | #N/A | #N/A | #N/A | #N/A | #N/A | #N/A | #N/A |  |  |  | FALSE | #N/A | #N/A | #N/A | #N/A | #N/A | #N/A | #N/A | #N/A | #N/A | #N/A
FALSE | #N/A | #N/A | #N/A | #N/A | #N/A | #N/A | #N/A | #N/A | #N/A | #N/A |  |  |  | FALSE | #N/A | #N/A | #N/A | #N/A | #N/A | #N/A | #N/A | #N/A | #N/A | #N/A
FALSE | #N/A | #N/A | #N/A | #N/A | #N/A | #N/A | #N/A | #N/A | #N/A | #N/A |  |  |  | FALSE | #N/A | #N/A | #N/A | #N/A | #N/A | #N/A | #N/A | #N/A | #N/A | #N/A
FALSE | #N/A | #N/A | #N/A | #N/A | #N/A | #N/A | #N/A | #N/A | #N/A | #N/A |  |  |  | FALSE | #N/A | #N/A | #N/A | #N/A | #N/A | #N/A | #N/A | #N/A | #N/A | #N/A
FALSE | #N/A | #N/A | #N/A | #N/A | #N/A | #N/A | #N/A | #N/A | #N/A | #N/A |  |  |  | FALSE | #N/A | #N/A | #N/A | #N/A | #N/A | #N/A | #N/A | #N/A | #N/A | #N/A
FALSE | #N/A | #N/A | #N/A | #N/A | #N/A | #N/A | #N/A | #N/A | #N/A | #N/A |  |  |  | FALSE | #N/A | #N/A | #N/A | #N/A | #N/A | #N/A | #N/A | #N/A | #N/A | #N/A
FALSE | #N/A | #N/A | #N/A | #N/A | #N/A | #N/A | #N/A | #N/A | #N/A | #N/A |  |  |  | FALSE | #N/A | #N/A | #N/A | #N/A | #N/A | #N/A | #N/A | #N/A | #N/A | #N/A
FALSE | #N/A | #N/A | #N/A | #N/A | #N/A | #N/A | #N/A | #N/A | #N/A | #N/A |  |  |  | FALSE | #N/A | #N/A | #N/A | #N/A | #N/A | #N/A | #N/A | #N/A | #N/A | #N/A
FALSE | #N/A | #N/A | #N/A | #N/A | #N/A | #N/A | #N/A | #N/A | #N/A | #N/A |  |  |  | FALSE | #N/A | #N/A | #N/A | #N/A | #N/A | #N/A | #N/A | #N/A | #N/A | #N/A
FALSE | #N/A | #N/A | #N/A | #N/A | #N/A | #N/A | #N/A | #N/A | #N/A | #N/A |  |  |  | FALSE | #N/A | #N/A | #N/A | #N/A | #N/A | #N/A | #N/A | #N/A | #N/A | #N/A
FALSE | #N/A | #N/A | #N/A | #N/A | #N/A | #N/A | #N/A | #N/A | #N/A | #N/A |  |  |  | FALSE | #N/A | #N/A | #N/A | #N/A | #N/A | #N/A | #N/A | #N/A | #N/A | #N/A
FALSE | #N/A | #N/A | #N/A | #N/A | #N/A | #N/A | #N/A | #N/A | #N/A | #N/A |  |  |  | FALSE | #N/A | #N/A | #N/A | #N/A | #N/A | #N/A | #N/A | #N/A | #N/A | #N/A
FALSE | #N/A | #N/A | #N/A | #N/A | #N/A | #N/A | #N/A | #N/A | #N/A | #N/A |  |  |  | FALSE | #N/A | #N/A | #N/A | #N/A | #N/A | #N/A | #N/A | #N/A | #N/A | #N/A
FALSE | #N/A | #N/A | #N/A | #N/A | #N/A | #N/A | #N/A | #N/A | #N/A | #N/A |  |  |  | FALSE | #N/A | #N/A | #N/A | #N/A | #N/A | #N/A | #N/A | #N/A | #N/A | #N/A
FALSE | #N/A | #N/A | #N/A | #N/A | #N/A | #N/A | #N/A | #N/A | #N/A | #N/A |  |  |  | FALSE | #N/A | #N/A | #N/A | #N/A | #N/A | #N/A | #N/A | #N/A | #N/A | #N/A
FALSE | #N/A | #N/A | #N/A | #N/A | #N/A | #N/A | #N/A | #N/A | #N/A | #N/A |  |  |  | FALSE | #N/A | #N/A | #N/A | #N/A | #N/A | #N/A | #N/A | #N/A | #N/A | #N/A
FALSE | #N/A | #N/A | #N/A | #N/A | #N/A | #N/A | #N/A | #N/A | #N/A | #N/A |  |  |  | FALSE | #N/A | #N/A | #N/A | #N/A | #N/A | #N/A | #N/A | #N/A | #N/A | #N/A
FALSE | #N/A | #N/A | #N/A | #N/A | #N/A | #N/A | #N/A | #N/A | #N/A | #N/A |  |  |  | FALSE | #N/A | #N/A | #N/A | #N/A | #N/A | #N/A | #N/A | #N/A | #N/A | #N/A
FALSE | #N/A | #N/A | #N/A | #N/A | #N/A | #N/A | #N/A | #N/A | #N/A | #N/A |  |  |  | FALSE | #N/A | #N/A | #N/A | #N/A | #N/A | #N/A | #N/A | #N/A | #N/A | #N/A
FALSE | #N/A | #N/A | #N/A | #N/A | #N/A | #N/A | #N/A | #N/A | #N/A | #N/A |  |  |  | FALSE | #N/A | #N/A | #N/A | #N/A | #N/A | #N/A | #N/A | #N/A | #N/A | #N/A
FALSE | #N/A | #N/A | #N/A | #N/A | #N/A | #N/A | #N/A | #N/A | #N/A | #N/A |  |  |  | FALSE | #N/A | #N/A | #N/A | #N/A | #N/A | #N/A | #N/A | #N/A | #N/A | #N/A
FALSE | #N/A | #N/A | #N/A | #N/A | #N/A | #N/A | #N/A | #N/A | #N/A | #N/A |  |  |  | FALSE | #N/A | #N/A | #N/A | #N/A | #N/A | #N/A | #N/A | #N/A | #N/A | #N/A
FALSE | #N/A | #N/A | #N/A | #N/A | #N/A | #N/A | #N/A | #N/A | #N/A | #N/A |  |  |  | FALSE | #N/A | #N/A | #N/A | #N/A | #N/A | #N/A | #N/A | #N/A | #N/A | #N/A
FALSE | #N/A | #N/A | #N/A | #N/A | #N/A | #N/A | #N/A | #N/A | #N/A | #N/A |  |  |  | FALSE | #N/A | #N/A | #N/A | #N/A | #N/A | #N/A | #N/A | #N/A | #N/A | #N/A
FALSE | #N/A | #N/A | #N/A | #N/A | #N/A | #N/A | #N/A | #N/A | #N/A | #N/A |  |  |  | FALSE | #N/A | #N/A | #N/A | #N/A | #N/A | #N/A | #N/A | #N/A | #N/A | #N/A
FALSE | #N/A | #N/A | #N/A | #N/A | #N/A | #N/A | #N/A | #N/A | #N/A | #N/A |  |  |  | FALSE | #N/A | #N/A | #N/A | #N/A | #N/A | #N/A | #N/A | #N/A | #N/A | #N/A
FALSE | #N/A | #N/A | #N/A | #N/A | #N/A | #N/A | #N/A | #N/A | #N/A | #N/A |  |  |  | FALSE | #N/A | #N/A | #N/A | #N/A | #N/A | #N/A | #N/A | #N/A | #N/A | #N/A
FALSE | #N/A | #N/A | #N/A | #N/A | #N/A | #N/A | #N/A | #N/A | #N/A | #N/A |  |  |  | FALSE | #N/A | #N/A | #N/A | #N/A | #N/A | #N/A | #N/A | #N/A | #N/A | #N/A
FALSE | #N/A | #N/A | #N/A | #N/A | #N/A | #N/A | #N/A | #N/A | #N/A | #N/A |  |  |  | FALSE | #N/A | #N/A | #N/A | #N/A | #N/A | #N/A | #N/A | #N/A | #N/A | #N/A
FALSE | #N/A | #N/A | #N/A | #N/A | #N/A | #N/A | #N/A | #N/A | #N/A | #N/A |  |  |  | FALSE | #N/A | #N/A | #N/A | #N/A | #N/A | #N/A | #N/A | #N/A | #N/A | #N/A
FALSE | #N/A | #N/A | #N/A | #N/A | #N/A | #N/A | #N/A | #N/A | #N/A | #N/A |  |  |  | FALSE | #N/A | #N/A | #N/A | #N/A | #N/A | #N/A | #N/A | #N/A | #N/A | #N/A
FALSE | #N/A | #N/A | #N/A | #N/A | #N/A | #N/A | #N/A | #N/A | #N/A | #N/A |  |  |  | FALSE | #N/A | #N/A | #N/A | #N/A | #N/A | #N/A | #N/A | #N/A | #N/A | #N/A
FALSE | #N/A | #N/A | #N/A | #N/A | #N/A | #N/A | #N/A | #N/A | #N/A | #N/A |  |  |  | FALSE | #N/A | #N/A | #N/A | #N/A | #N/A | #N/A | #N/A | #N/A | #N/A | #N/A
FALSE | #N/A | #N/A | #N/A | #N/A | #N/A | #N/A | #N/A | #N/A | #N/A | #N/A |  |  |  | FALSE | #N/A | #N/A | #N/A | #N/A | #N/A | #N/A | #N/A | #N/A | #N/A | #N/A
FALSE | #N/A | #N/A | #N/A | #N/A | #N/A | #N/A | #N/A | #N/A | #N/A | #N/A |  |  |  | FALSE | #N/A | #N/A | #N/A | #N/A | #N/A | #N/A | #N/A | #N/A | #N/A | #N/A
FALSE | #N/A | #N/A | #N/A | #N/A | #N/A | #N/A | #N/A | #N/A | #N/A | #N/A |  |  |  | FALSE | #N/A | #N/A | #N/A | #N/A | #N/A | #N/A | #N/A | #N/A | #N/A | #N/A
FALSE | #N/A | #N/A | #N/A | #N/A | #N/A | #N/A | #N/A | #N/A | #N/A | #N/A |  |  |  | FALSE | #N/A | #N/A | #N/A | #N/A | #N/A | #N/A | #N/A | #N/A | #N/A | #N/A
FALSE | #N/A | #N/A | #N/A | #N/A | #N/A | #N/A | #N/A | #N/A | #N/A | #N/A |  |  |  | FALSE | #N/A | #N/A | #N/A | #N/A | #N/A | #N/A | #N/A | #N/A | #N/A | #N/A
FALSE | #N/A | #N/A | #N/A | #N/A | #N/A | #N/A | #N/A | #N/A | #N/A | #N/A |  |  |  | FALSE | #N/A | #N/A | #N/A | #N/A | #N/A | #N/A | #N/A | #N/A | #N/A | #N/A
FALSE | #N/A | #N/A | #N/A | #N/A | #N/A | #N/A | #N/A | #N/A | #N/A | #N/A |  |  |  | FALSE | #N/A | #N/A | #N/A | #N/A | #N/A | #N/A | #N/A | #N/A | #N/A | #N/A
FALSE | #N/A | #N/A | #N/A | #N/A | #N/A | #N/A | #N/A | #N/A | #N/A | #N/A |  |  |  | FALSE | #N/A | #N/A | #N/A | #N/A | #N/A | #N/A | #N/A | #N/A | #N/A | #N/A
FALSE | #N/A | #N/A | #N/A | #N/A | #N/A | #N/A | #N/A | #N/A | #N/A | #N/A |  |  |  | FALSE | #N/A | #N/A | #N/A | #N/A | #N/A | #N/A | #N/A | #N/A | #N/A | #N/A
FALSE | #N/A | #N/A | #N/A | #N/A | #N/A | #N/A | #N/A | #N/A | #N/A | #N/A |  |  |  | FALSE | #N/A | #N/A | #N/A | #N/A | #N/A | #N/A | #N/A | #N/A | #N/A | #N/A
FALSE | #N/A | #N/A | #N/A | #N/A | #N/A | #N/A | #N/A | #N/A | #N/A | #N/A |  |  |  | FALSE | #N/A | #N/A | #N/A | #N/A | #N/A | #N/A | #N/A | #N/A | #N/A | #N/A
FALSE | #N/A | #N/A | #N/A | #N/A | #N/A | #N/A | #N/A | #N/A | #N/A | #N/A |  |  |  | FALSE | #N/A | #N/A | #N/A | #N/A | #N/A | #N/A | #N/A | #N/A | #N/A | #N/A
FALSE | #N/A | #N/A | #N/A | #N/A | #N/A | #N/A | #N/A | #N/A | #N/A | #N/A |  |  |  | FALSE | #N/A | #N/A | #N/A | #N/A | #N/A | #N/A | #N/A | #N/A | #N/A | #N/A
FALSE | #N/A | #N/A | #N/A | #N/A | #N/A | #N/A | #N/A | #N/A | #N/A | #N/A |  |  |  | FALSE | #N/A | #N/A | #N/A | #N/A | #N/A | #N/A | #N/A | #N/A | #N/A | #N/A
FALSE | #N/A | #N/A | #N/A | #N/A | #N/A | #N/A | #N/A | #N/A | #N/A | #N/A |  |  |  | FALSE | #N/A | #N/A | #N/A | #N/A | #N/A | #N/A | #N/A | #N/A | #N/A | #N/A
FALSE | #N/A | #N/A | #N/A | #N/A | #N/A | #N/A | #N/A | #N/A | #N/A | #N/A |  |  |  | FALSE | #N/A | #N/A | #N/A | #N/A | #N/A | #N/A | #N/A | #N/A | #N/A | #N/A
FALSE | #N/A | #N/A | #N/A | #N/A | #N/A | #N/A | #N/A | #N/A | #N/A | #N/A |  |  |  | FALSE | #N/A | #N/A | #N/A | #N/A | #N/A | #N/A | #N/A | #N/A | #N/A | #N/A
FALSE | #N/A | #N/A | #N/A | #N/A | #N/A | #N/A | #N/A | #N/A | #N/A | #N/A |  |  |  | FALSE | #N/A | #N/A | #N/A | #N/A | #N/A | #N/A | #N/A | #N/A | #N/A | #N/A
FALSE | #N/A | #N/A | #N/A | #N/A | #N/A | #N/A | #N/A | #N/A | #N/A | #N/A |  |  |  | FALSE | #N/A | #N/A | #N/A | #N/A | #N/A | #N/A | #N/A | #N/A | #N/A | #N/A
FALSE | #N/A | #N/A | #N/A | #N/A | #N/A | #N/A | #N/A | #N/A | #N/A | #N/A |  |  |  | FALSE | #N/A | #N/A | #N/A | #N/A | #N/A | #N/A | #N/A | #N/A | #N/A | #N/A
FALSE | #N/A | #N/A | #N/A | #N/A | #N/A | #N/A | #N/A | #N/A | #N/A | #N/A |  |  |  | FALSE | #N/A | #N/A | #N/A | #N/A | #N/A | #N/A | #N/A | #N/A | #N/A | #N/A
FALSE | #N/A | #N/A | #N/A | #N/A | #N/A | #N/A | #N/A | #N/A | #N/A | #N/A |  |  |  | FALSE | #N/A | #N/A | #N/A | #N/A | #N/A | #N/A | #N/A | #N/A | #N/A | #N/A
FALSE | #N/A | #N/A | #N/A | #N/A | #N/A | #N/A | #N/A | #N/A | #N/A | #N/A |  |  |  | FALSE | #N/A | #N/A | #N/A | #N/A | #N/A | #N/A | #N/A | #N/A | #N/A | #N/A
FALSE | #N/A | #N/A | #N/A | #N/A | #N/A | #N/A | #N/A | #N/A | #N/A | #N/A |  |  |  | FALSE | #N/A | #N/A | #N/A | #N/A | #N/A | #N/A | #N/A | #N/A | #N/A | #N/A
FALSE | #N/A | #N/A | #N/A | #N/A | #N/A | #N/A | #N/A | #N/A | #N/A | #N/A |  |  |  | FALSE | #N/A | #N/A | #N/A | #N/A | #N/A | #N/A | #N/A | #N/A | #N/A | #N/A
FALSE | #N/A | #N/A | #N/A | #N/A | #N/A | #N/A | #N/A | #N/A | #N/A | #N/A |  |  |  | FALSE | #N/A | #N/A | #N/A | #N/A | #N/A | #N/A | #N/A | #N/A | #N/A | #N/A
FALSE | #N/A | #N/A | #N/A | #N/A | #N/A | #N/A | #N/A | #N/A | #N/A | #N/A |  |  |  | FALSE | #N/A | #N/A | #N/A | #N/A | #N/A | #N/A | #N/A | #N/A | #N/A | #N/A
FALSE | #N/A | #N/A | #N/A | #N/A | #N/A | #N/A | #N/A | #N/A | #N/A | #N/A |  |  |  | FALSE | #N/A | #N/A | #N/A | #N/A | #N/A | #N/A | #N/A | #N/A | #N/A | #N/A
FALSE | #N/A | #N/A | #N/A | #N/A | #N/A | #N/A | #N/A | #N/A | #N/A | #N/A |  |  |  | FALSE | #N/A | #N/A | #N/A | #N/A | #N/A | #N/A | #N/A | #N/A | #N/A | #N/A
FALSE | #N/A | #N/A | #N/A | #N/A | #N/A | #N/A | #N/A | #N/A | #N/A | #N/A |  |  |  | FALSE | #N/A | #N/A | #N/A | #N/A | #N/A | #N/A | #N/A | #N/A | #N/A | #N/A
FALSE | #N/A | #N/A | #N/A | #N/A | #N/A | #N/A | #N/A | #N/A | #N/A | #N/A |  |  |  | FALSE | #N/A | #N/A | #N/A | #N/A | #N/A | #N/A | #N/A | #N/A | #N/A | #N/A
FALSE | #N/A | #N/A | #N/A | #N/A | #N/A | #N/A | #N/A | #N/A | #N/A | #N/A |  |  |  | FALSE | #N/A | #N/A | #N/A | #N/A | #N/A | #N/A | #N/A | #N/A | #N/A | #N/A
FALSE | #N/A | #N/A | #N/A | #N/A | #N/A | #N/A | #N/A | #N/A | #N/A | #N/A |  |  |  | FALSE | #N/A | #N/A | #N/A | #N/A | #N/A | #N/A | #N/A | #N/A | #N/A | #N/A
FALSE | #N/A | #N/A | #N/A | #N/A | #N/A | #N/A | #N/A | #N/A | #N/A | #N/A |  |  |  | FALSE | #N/A | #N/A | #N/A | #N/A | #N/A | #N/A | #N/A | #N/A | #N/A | #N/A
FALSE | #N/A | #N/A | #N/A | #N/A | #N/A | #N/A | #N/A | #N/A | #N/A | #N/A |  |  |  | FALSE | #N/A | #N/A | #N/A | #N/A | #N/A | #N/A | #N/A | #N/A | #N/A | #N/A
FALSE | #N/A | #N/A | #N/A | #N/A | #N/A | #N/A | #N/A | #N/A | #N/A | #N/A |  |  |  | FALSE | #N/A | #N/A | #N/A | #N/A | #N/A | #N/A | #N/A | #N/A | #N/A | #N/A
FALSE | #N/A | #N/A | #N/A | #N/A | #N/A | #N/A | #N/A | #N/A | #N/A | #N/A |  |  |  | FALSE | #N/A | #N/A | #N/A | #N/A | #N/A | #N/A | #N/A | #N/A | #N/A | #N/A
FALSE | #N/A | #N/A | #N/A | #N/A | #N/A | #N/A | #N/A | #N/A | #N/A | #N/A |  |  |  | FALSE | #N/A | #N/A | #N/A | #N/A | #N/A | #N/A | #N/A | #N/A | #N/A | #N/A
FALSE | #N/A | #N/A | #N/A | #N/A | #N/A | #N/A | #N/A | #N/A | #N/A | #N/A |  |  |  | FALSE | #N/A | #N/A | #N/A | #N/A | #N/A | #N/A | #N/A | #N/A | #N/A | #N/A
FALSE | #N/A | #N/A | #N/A | #N/A | #N/A | #N/A | #N/A | #N/A | #N/A | #N/A |  |  |  | FALSE | #N/A | #N/A | #N/A | #N/A | #N/A | #N/A | #N/A | #N/A | #N/A | #N/A
FALSE | #N/A | #N/A | #N/A | #N/A | #N/A | #N/A | #N/A | #N/A | #N/A | #N/A |  |  |  | FALSE | #N/A | #N/A | #N/A | #N/A | #N/A | #N/A | #N/A | #N/A | #N/A | #N/A
FALSE | #N/A | #N/A | #N/A | #N/A | #N/A | #N/A | #N/A | #N/A | #N/A | #N/A |  |  |  | FALSE | #N/A | #N/A | #N/A | #N/A | #N/A | #N/A | #N/A | #N/A | #N/A | #N/A
FALSE | #N/A | #N/A | #N/A | #N/A | #N/A | #N/A | #N/A | #N/A | #N/A | #N/A |  |  |  | FALSE | #N/A | #N/A | #N/A | #N/A | #N/A | #N/A | #N/A | #N/A | #N/A | #N/A
FALSE | #N/A | #N/A | #N/A | #N/A | #N/A | #N/A | #N/A | #N/A | #N/A | #N/A |  |  |  | FALSE | #N/A | #N/A | #N/A | #N/A | #N/A | #N/A | #N/A | #N/A | #N/A | #N/A
FALSE | #N/A | #N/A | #N/A | #N/A | #N/A | #N/A | #N/A | #N/A | #N/A | #N/A |  |  |  | FALSE | #N/A | #N/A | #N/A | #N/A | #N/A | #N/A | #N/A | #N/A | #N/A | #N/A
FALSE | #N/A | #N/A | #N/A | #N/A | #N/A | #N/A | #N/A | #N/A | #N/A | #N/A |  |  |  | FALSE | #N/A | #N/A | #N/A | #N/A | #N/A | #N/A | #N/A | #N/A | #N/A | #N/A
FALSE | #N/A | #N/A | #N/A | #N/A | #N/A | #N/A | #N/A | #N/A | #N/A | #N/A |  |  |  | FALSE | #N/A | #N/A | #N/A | #N/A | #N/A | #N/A | #N/A | #N/A | #N/A | #N/A
FALSE | #N/A | #N/A | #N/A | #N/A | #N/A | #N/A | #N/A | #N/A | #N/A | #N/A |  |  |  | FALSE | #N/A | #N/A | #N/A | #N/A | #N/A | #N/A | #N/A | #N/A | #N/A | #N/A
FALSE | #N/A | #N/A | #N/A | #N/A | #N/A | #N/A | #N/A | #N/A | #N/A | #N/A |  |  |  | FALSE | #N/A | #N/A | #N/A | #N/A | #N/A | #N/A | #N/A | #N/A | #N/A | #N/A
FALSE | #N/A | #N/A | #N/A | #N/A | #N/A | #N/A | #N/A | #N/A | #N/A | #N/A |  |  |  | FALSE | #N/A | #N/A | #N/A | #N/A | #N/A | #N/A | #N/A | #N/A | #N/A | #N/A
FALSE | #N/A | #N/A | #N/A | #N/A | #N/A | #N/A | #N/A | #N/A | #N/A | #N/A |  |  |  | FALSE | #N/A | #N/A | #N/A | #N/A | #N/A | #N/A | #N/A | #N/A | #N/A | #N/A
FALSE | #N/A | #N/A | #N/A | #N/A | #N/A | #N/A | #N/A | #N/A | #N/A | #N/A |  |  |  | FALSE | #N/A | #N/A | #N/A | #N/A | #N/A | #N/A | #N/A | #N/A | #N/A | #N/A
FALSE | #N/A | #N/A | #N/A | #N/A | #N/A | #N/A | #N/A | #N/A | #N/A | #N/A |  |  |  | FALSE | #N/A | #N/A | #N/A | #N/A | #N/A | #N/A | #N/A | #N/A | #N/A | #N/A
FALSE | #N/A | #N/A | #N/A | #N/A | #N/A | #N/A | #N/A | #N/A | #N/A | #N/A |  |  |  | FALSE | #N/A | #N/A | #N/A | #N/A | #N/A | #N/A | #N/A | #N/A | #N/A | #N/A
FALSE | #N/A | #N/A | #N/A | #N/A | #N/A | #N/A | #N/A | #N/A | #N/A | #N/A |  |  |  | FALSE | #N/A | #N/A | #N/A | #N/A | #N/A | #N/A | #N/A | #N/A | #N/A | #N/A
FALSE | #N/A | #N/A | #N/A | #N/A | #N/A | #N/A | #N/A | #N/A | #N/A | #N/A |  |  |  | FALSE | #N/A | #N/A | #N/A | #N/A | #N/A | #N/A | #N/A | #N/A | #N/A | #N/A
FALSE | #N/A | #N/A | #N/A | #N/A | #N/A | #N/A | #N/A | #N/A | #N/A | #N/A |  |  |  | FALSE | #N/A | #N/A | #N/A | #N/A | #N/A | #N/A | #N/A | #N/A | #N/A | #N/A
FALSE | #N/A | #N/A | #N/A | #N/A | #N/A | #N/A | #N/A | #N/A | #N/A | #N/A |  |  |  | FALSE | #N/A | #N/A | #N/A | #N/A | #N/A | #N/A | #N/A | #N/A | #N/A | #N/A
FALSE | #N/A | #N/A | #N/A | #N/A | #N/A | #N/A | #N/A | #N/A | #N/A | #N/A |  |  |  | FALSE | #N/A | #N/A | #N/A | #N/A | #N/A | #N/A | #N/A | #N/A | #N/A | #N/A
FALSE | #N/A | #N/A | #N/A | #N/A | #N/A | #N/A | #N/A | #N/A | #N/A | #N/A |  |  |  | FALSE | #N/A | #N/A | #N/A | #N/A | #N/A | #N/A | #N/A | #N/A | #N/A | #N/A
FALSE | #N/A | #N/A | #N/A | #N/A | #N/A | #N/A | #N/A | #N/A | #N/A | #N/A |  |  |  | FALSE | #N/A | #N/A | #N/A | #N/A | #N/A | #N/A | #N/A | #N/A | #N/A | #N/A
FALSE | #N/A | #N/A | #N/A | #N/A | #N/A | #N/A | #N/A | #N/A | #N/A | #N/A |  |  |  | FALSE | #N/A | #N/A | #N/A | #N/A | #N/A | #N/A | #N/A | #N/A | #N/A | #N/A
FALSE | #N/A | #N/A | #N/A | #N/A | #N/A | #N/A | #N/A | #N/A | #N/A | #N/A |  |  |  | FALSE | #N/A | #N/A | #N/A | #N/A | #N/A | #N/A | #N/A | #N/A | #N/A | #N/A
FALSE | #N/A | #N/A | #N/A | #N/A | #N/A | #N/A | #N/A | #N/A | #N/A | #N/A |  |  |  | FALSE | #N/A | #N/A | #N/A | #N/A | #N/A | #N/A | #N/A | #N/A | #N/A | #N/A
FALSE | #N/A | #N/A | #N/A | #N/A | #N/A | #N/A | #N/A | #N/A | #N/A | #N/A |  |  |  | FALSE | #N/A | #N/A | #N/A | #N/A | #N/A | #N/A | #N/A | #N/A | #N/A | #N/A
FALSE | #N/A | #N/A | #N/A | #N/A | #N/A | #N/A | #N/A | #N/A | #N/A | #N/A |  |  |  | FALSE | #N/A | #N/A | #N/A | #N/A | #N/A | #N/A | #N/A | #N/A | #N/A | #N/A
FALSE | #N/A | #N/A | #N/A | #N/A | #N/A | #N/A | #N/A | #N/A | #N/A | #N/A |  |  |  | FALSE | #N/A | #N/A | #N/A | #N/A | #N/A | #N/A | #N/A | #N/A | #N/A | #N/A
FALSE | #N/A | #N/A | #N/A | #N/A | #N/A | #N/A | #N/A | #N/A | #N/A | #N/A |  |  |  | FALSE | #N/A | #N/A | #N/A | #N/A | #N/A | #N/A | #N/A | #N/A | #N/A | #N/A
FALSE | #N/A | #N/A | #N/A | #N/A | #N/A | #N/A | #N/A | #N/A | #N/A | #N/A |  |  |  | FALSE | #N/A | #N/A | #N/A | #N/A | #N/A | #N/A | #N/A | #N/A | #N/A | #N/A
FALSE | #N/A | #N/A | #N/A | #N/A | #N/A | #N/A | #N/A | #N/A | #N/A | #N/A |  |  |  | FALSE | #N/A | #N/A | #N/A | #N/A | #N/A | #N/A | #N/A | #N/A | #N/A | #N/A
FALSE | #N/A | #N/A | #N/A | #N/A | #N/A | #N/A | #N/A | #N/A | #N/A | #N/A |  |  |  | FALSE | #N/A | #N/A | #N/A | #N/A | #N/A | #N/A | #N/A | #N/A | #N/A | #N/A
FALSE | #N/A | #N/A | #N/A | #N/A | #N/A | #N/A | #N/A | #N/A | #N/A | #N/A |  |  |  | FALSE | #N/A | #N/A | #N/A | #N/A | #N/A | #N/A | #N/A | #N/A | #N/A | #N/A
FALSE | #N/A | #N/A | #N/A | #N/A | #N/A | #N/A | #N/A | #N/A | #N/A | #N/A |  |  |  | FALSE | #N/A | #N/A | #N/A | #N/A | #N/A | #N/A | #N/A | #N/A | #N/A | #N/A
FALSE | #N/A | #N/A | #N/A | #N/A | #N/A | #N/A | #N/A | #N/A | #N/A | #N/A |  |  |  | FALSE | #N/A | #N/A | #N/A | #N/A | #N/A | #N/A | #N/A | #N/A | #N/A | #N/A
FALSE | #N/A | #N/A | #N/A | #N/A | #N/A | #N/A | #N/A | #N/A | #N/A | #N/A |  |  |  | FALSE | #N/A | #N/A | #N/A | #N/A | #N/A | #N/A | #N/A | #N/A | #N/A | #N/A
FALSE | #N/A | #N/A | #N/A | #N/A | #N/A | #N/A | #N/A | #N/A | #N/A | #N/A |  |  |  | FALSE | #N/A | #N/A | #N/A | #N/A | #N/A | #N/A | #N/A | #N/A | #N/A | #N/A
FALSE | #N/A | #N/A | #N/A | #N/A | #N/A | #N/A | #N/A | #N/A | #N/A | #N/A |  |  |  | FALSE | #N/A | #N/A | #N/A | #N/A | #N/A | #N/A | #N/A | #N/A | #N/A | #N/A
FALSE | #N/A | #N/A | #N/A | #N/A | #N/A | #N/A | #N/A | #N/A | #N/A | #N/A |  |  |  | FALSE | #N/A | #N/A | #N/A | #N/A | #N/A | #N/A | #N/A | #N/A | #N/A | #N/A
FALSE | #N/A | #N/A | #N/A | #N/A | #N/A | #N/A | #N/A | #N/A | #N/A | #N/A |  |  |  | FALSE | #N/A | #N/A | #N/A | #N/A | #N/A | #N/A | #N/A | #N/A | #N/A | #N/A
FALSE | #N/A | #N/A | #N/A | #N/A | #N/A | #N/A | #N/A | #N/A | #N/A | #N/A |  |  |  | FALSE | #N/A | #N/A | #N/A | #N/A | #N/A | #N/A | #N/A | #N/A | #N/A | #N/A
FALSE | #N/A | #N/A | #N/A | #N/A | #N/A | #N/A | #N/A | #N/A | #N/A | #N/A |  |  |  | FALSE | #N/A | #N/A | #N/A | #N/A | #N/A | #N/A | #N/A | #N/A | #N/A | #N/A
FALSE | #N/A | #N/A | #N/A | #N/A | #N/A | #N/A | #N/A | #N/A | #N/A | #N/A |  |  |  | FALSE | #N/A | #N/A | #N/A | #N/A | #N/A | #N/A | #N/A | #N/A | #N/A | #N/A
FALSE | #N/A | #N/A | #N/A | #N/A | #N/A | #N/A | #N/A | #N/A | #N/A | #N/A |  |  |  | FALSE | #N/A | #N/A | #N/A | #N/A | #N/A | #N/A | #N/A | #N/A | #N/A | #N/A
FALSE | #N/A | #N/A | #N/A | #N/A | #N/A | #N/A | #N/A | #N/A | #N/A | #N/A |  |  |  | FALSE | #N/A | #N/A | #N/A | #N/A | #N/A | #N/A | #N/A | #N/A | #N/A | #N/A
FALSE | #N/A | #N/A | #N/A | #N/A | #N/A | #N/A | #N/A | #N/A | #N/A | #N/A |  |  |  | FALSE | #N/A | #N/A | #N/A | #N/A | #N/A | #N/A | #N/A | #N/A | #N/A | #N/A
FALSE | #N/A | #N/A | #N/A | #N/A | #N/A | #N/A | #N/A | #N/A | #N/A | #N/A |  |  |  | FALSE | #N/A | #N/A | #N/A | #N/A | #N/A | #N/A | #N/A | #N/A | #N/A | #N/A
FALSE | #N/A | #N/A | #N/A | #N/A | #N/A | #N/A | #N/A | #N/A | #N/A | #N/A |  |  |  | FALSE | #N/A | #N/A | #N/A | #N/A | #N/A | #N/A | #N/A | #N/A | #N/A | #N/A
FALSE | #N/A | #N/A | #N/A | #N/A | #N/A | #N/A | #N/A | #N/A | #N/A | #N/A |  |  |  | FALSE | #N/A | #N/A | #N/A | #N/A | #N/A | #N/A | #N/A | #N/A | #N/A | #N/A
FALSE | #N/A | #N/A | #N/A | #N/A | #N/A | #N/A | #N/A | #N/A | #N/A | #N/A |  |  |  | FALSE | #N/A | #N/A | #N/A | #N/A | #N/A | #N/A | #N/A | #N/A | #N/A | #N/A
FALSE | #N/A | #N/A | #N/A | #N/A | #N/A | #N/A | #N/A | #N/A | #N/A | #N/A |  |  |  | FALSE | #N/A | #N/A | #N/A | #N/A | #N/A | #N/A | #N/A | #N/A | #N/A | #N/A
FALSE | #N/A | #N/A | #N/A | #N/A | #N/A | #N/A | #N/A | #N/A | #N/A | #N/A |  |  |  | FALSE | #N/A | #N/A | #N/A | #N/A | #N/A | #N/A | #N/A | #N/A | #N/A | #N/A
FALSE | #N/A | #N/A | #N/A | #N/A | #N/A | #N/A | #N/A | #N/A | #N/A | #N/A |  |  |  | FALSE | #N/A | #N/A | #N/A | #N/A | #N/A | #N/A | #N/A | #N/A | #N/A | #N/A
FALSE | #N/A | #N/A | #N/A | #N/A | #N/A | #N/A | #N/A | #N/A | #N/A | #N/A |  |  |  | FALSE | #N/A | #N/A | #N/A | #N/A | #N/A | #N/A | #N/A | #N/A | #N/A | #N/A
FALSE | #N/A | #N/A | #N/A | #N/A | #N/A | #N/A | #N/A | #N/A | #N/A | #N/A |  |  |  | FALSE | #N/A | #N/A | #N/A | #N/A | #N/A | #N/A | #N/A | #N/A | #N/A | #N/A
FALSE | #N/A | #N/A | #N/A | #N/A | #N/A | #N/A | #N/A | #N/A | #N/A | #N/A |  |  |  | FALSE | #N/A | #N/A | #N/A | #N/A | #N/A | #N/A | #N/A | #N/A | #N/A | #N/A
FALSE | #N/A | #N/A | #N/A | #N/A | #N/A | #N/A | #N/A | #N/A | #N/A | #N/A |  |  |  | FALSE | #N/A | #N/A | #N/A | #N/A | #N/A | #N/A | #N/A | #N/A | #N/A | #N/A
FALSE | #N/A | #N/A | #N/A | #N/A | #N/A | #N/A | #N/A | #N/A | #N/A | #N/A |  |  |  | FALSE | #N/A | #N/A | #N/A | #N/A | #N/A | #N/A | #N/A | #N/A | #N/A | #N/A
FALSE | #N/A | #N/A | #N/A | #N/A | #N/A | #N/A | #N/A | #N/A | #N/A | #N/A |  |  |  | FALSE | #N/A | #N/A | #N/A | #N/A | #N/A | #N/A | #N/A | #N/A | #N/A | #N/A
FALSE | #N/A | #N/A | #N/A | #N/A | #N/A | #N/A | #N/A | #N/A | #N/A | #N/A |  |  |  | FALSE | #N/A | #N/A | #N/A | #N/A | #N/A | #N/A | #N/A | #N/A | #N/A | #N/A
FALSE | #N/A | #N/A | #N/A | #N/A | #N/A | #N/A | #N/A | #N/A | #N/A | #N/A |  |  |  | FALSE | #N/A | #N/A | #N/A | #N/A | #N/A | #N/A | #N/A | #N/A | #N/A | #N/A
FALSE | #N/A | #N/A | #N/A | #N/A | #N/A | #N/A | #N/A | #N/A | #N/A | #N/A |  |  |  | FALSE | #N/A | #N/A | #N/A | #N/A | #N/A | #N/A | #N/A | #N/A | #N/A | #N/A
FALSE | #N/A | #N/A | #N/A | #N/A | #N/A | #N/A | #N/A | #N/A | #N/A | #N/A |  |  |  | FALSE | #N/A | #N/A | #N/A | #N/A | #N/A | #N/A | #N/A | #N/A | #N/A | #N/A
FALSE | #N/A | #N/A | #N/A | #N/A | #N/A | #N/A | #N/A | #N/A | #N/A | #N/A |  |  |  | FALSE | #N/A | #N/A | #N/A | #N/A | #N/A | #N/A | #N/A | #N/A | #N/A | #N/A
FALSE | #N/A | #N/A | #N/A | #N/A | #N/A | #N/A | #N/A | #N/A | #N/A | #N/A |  |  |  | FALSE | #N/A | #N/A | #N/A | #N/A | #N/A | #N/A | #N/A | #N/A | #N/A | #N/A
FALSE | #N/A | #N/A | #N/A | #N/A | #N/A | #N/A | #N/A | #N/A | #N/A | #N/A |  |  |  | FALSE | #N/A | #N/A | #N/A | #N/A | #N/A | #N/A | #N/A | #N/A | #N/A | #N/A
FALSE | #N/A | #N/A | #N/A | #N/A | #N/A | #N/A | #N/A | #N/A | #N/A | #N/A |  |  |  | FALSE | #N/A | #N/A | #N/A | #N/A | #N/A | #N/A | #N/A | #N/A | #N/A | #N/A
FALSE | #N/A | #N/A | #N/A | #N/A | #N/A | #N/A | #N/A | #N/A | #N/A | #N/A |  |  |  | FALSE | #N/A | #N/A | #N/A | #N/A | #N/A | #N/A | #N/A | #N/A | #N/A | #N/A
FALSE | #N/A | #N/A | #N/A | #N/A | #N/A | #N/A | #N/A | #N/A | #N/A | #N/A |  |  |  | FALSE | #N/A | #N/A | #N/A | #N/A | #N/A | #N/A | #N/A | #N/A | #N/A | #N/A
FALSE | #N/A | #N/A | #N/A | #N/A | #N/A | #N/A | #N/A | #N/A | #N/A | #N/A |  |  |  | FALSE | #N/A | #N/A | #N/A | #N/A | #N/A | #N/A | #N/A | #N/A | #N/A | #N/A
FALSE | #N/A | #N/A | #N/A | #N/A | #N/A | #N/A | #N/A | #N/A | #N/A | #N/A |  |  |  | FALSE | #N/A | #N/A | #N/A | #N/A | #N/A | #N/A | #N/A | #N/A | #N/A | #N/A
FALSE | #N/A | #N/A | #N/A | #N/A | #N/A | #N/A | #N/A | #N/A | #N/A | #N/A |  |  |  | FALSE | #N/A | #N/A | #N/A | #N/A | #N/A | #N/A | #N/A | #N/A | #N/A | #N/A
FALSE | #N/A | #N/A | #N/A | #N/A | #N/A | #N/A | #N/A | #N/A | #N/A | #N/A |  |  |  | FALSE | #N/A | #N/A | #N/A | #N/A | #N/A | #N/A | #N/A | #N/A | #N/A | #N/A
FALSE | #N/A | #N/A | #N/A | #N/A | #N/A | #N/A | #N/A | #N/A | #N/A | #N/A |  |  |  | FALSE | #N/A | #N/A | #N/A | #N/A | #N/A | #N/A | #N/A | #N/A | #N/A | #N/A
FALSE | #N/A | #N/A | #N/A | #N/A | #N/A | #N/A | #N/A | #N/A | #N/A | #N/A |  |  |  | FALSE | #N/A | #N/A | #N/A | #N/A | #N/A | #N/A | #N/A | #N/A | #N/A | #N/A
FALSE | #N/A | #N/A | #N/A | #N/A | #N/A | #N/A | #N/A | #N/A | #N/A | #N/A |  |  |  | FALSE | #N/A | #N/A | #N/A | #N/A | #N/A | #N/A | #N/A | #N/A | #N/A | #N/A
FALSE | #N/A | #N/A | #N/A | #N/A | #N/A | #N/A | #N/A | #N/A | #N/A | #N/A |  |  |  | FALSE | #N/A | #N/A | #N/A | #N/A | #N/A | #N/A | #N/A | #N/A | #N/A | #N/A
FALSE | #N/A | #N/A | #N/A | #N/A | #N/A | #N/A | #N/A | #N/A | #N/A | #N/A |  |  |  | FALSE | #N/A | #N/A | #N/A | #N/A | #N/A | #N/A | #N/A | #N/A | #N/A | #N/A
FALSE | #N/A | #N/A | #N/A | #N/A | #N/A | #N/A | #N/A | #N/A | #N/A | #N/A |  |  |  | FALSE | #N/A | #N/A | #N/A | #N/A | #N/A | #N/A | #N/A | #N/A | #N/A | #N/A
FALSE | #N/A | #N/A | #N/A | #N/A | #N/A | #N/A | #N/A | #N/A | #N/A | #N/A |  |  |  | FALSE | #N/A | #N/A | #N/A | #N/A | #N/A | #N/A | #N/A | #N/A | #N/A | #N/A
FALSE | #N/A | #N/A | #N/A | #N/A | #N/A | #N/A | #N/A | #N/A | #N/A | #N/A |  |  |  | FALSE | #N/A | #N/A | #N/A | #N/A | #N/A | #N/A | #N/A | #N/A | #N/A | #N/A
FALSE | #N/A | #N/A | #N/A | #N/A | #N/A | #N/A | #N/A | #N/A | #N/A | #N/A |  |  |  | FALSE | #N/A | #N/A | #N/A | #N/A | #N/A | #N/A | #N/A | #N/A | #N/A | #N/A
FALSE | #N/A | #N/A | #N/A | #N/A | #N/A | #N/A | #N/A | #N/A | #N/A | #N/A |  |  |  | FALSE | #N/A | #N/A | #N/A | #N/A | #N/A | #N/A | #N/A | #N/A | #N/A | #N/A
FALSE | #N/A | #N/A | #N/A | #N/A | #N/A | #N/A | #N/A | #N/A | #N/A | #N/A |  |  |  | FALSE | #N/A | #N/A | #N/A | #N/A | #N/A | #N/A | #N/A | #N/A | #N/A | #N/A
FALSE | #N/A | #N/A | #N/A | #N/A | #N/A | #N/A | #N/A | #N/A | #N/A | #N/A |  |  |  | FALSE | #N/A | #N/A | #N/A | #N/A | #N/A | #N/A | #N/A | #N/A | #N/A | #N/A
FALSE | #N/A | #N/A | #N/A | #N/A | #N/A | #N/A | #N/A | #N/A | #N/A | #N/A |  |  |  | FALSE | #N/A | #N/A | #N/A | #N/A | #N/A | #N/A | #N/A | #N/A | #N/A | #N/A
FALSE | #N/A | #N/A | #N/A | #N/A | #N/A | #N/A | #N/A | #N/A | #N/A | #N/A |  |  |  | FALSE | #N/A | #N/A | #N/A | #N/A | #N/A | #N/A | #N/A | #N/A | #N/A | #N/A
FALSE | #N/A | #N/A | #N/A | #N/A | #N/A | #N/A | #N/A | #N/A | #N/A | #N/A |  |  |  | FALSE | #N/A | #N/A | #N/A | #N/A | #N/A | #N/A | #N/A | #N/A | #N/A | #N/A
FALSE | #N/A | #N/A | #N/A | #N/A | #N/A | #N/A | #N/A | #N/A | #N/A | #N/A |  |  |  | FALSE | #N/A | #N/A | #N/A | #N/A | #N/A | #N/A | #N/A | #N/A | #N/A | #N/A
FALSE | #N/A | #N/A | #N/A | #N/A | #N/A | #N/A | #N/A | #N/A | #N/A | #N/A |  |  |  | FALSE | #N/A | #N/A | #N/A | #N/A | #N/A | #N/A | #N/A | #N/A | #N/A | #N/A
FALSE | #N/A | #N/A | #N/A | #N/A | #N/A | #N/A | #N/A | #N/A | #N/A | #N/A |  |  |  | FALSE | #N/A | #N/A | #N/A | #N/A | #N/A | #N/A | #N/A | #N/A | #N/A | #N/A
FALSE | #N/A | #N/A | #N/A | #N/A | #N/A | #N/A | #N/A | #N/A | #N/A | #N/A |  |  |  | FALSE | #N/A | #N/A | #N/A | #N/A | #N/A | #N/A | #N/A | #N/A | #N/A | #N/A
FALSE | #N/A | #N/A | #N/A | #N/A | #N/A | #N/A | #N/A | #N/A | #N/A | #N/A |  |  |  | FALSE | #N/A | #N/A | #N/A | #N/A | #N/A | #N/A | #N/A | #N/A | #N/A | #N/A
FALSE | #N/A | #N/A | #N/A | #N/A | #N/A | #N/A | #N/A | #N/A | #N/A | #N/A |  |  |  | FALSE | #N/A | #N/A | #N/A | #N/A | #N/A | #N/A | #N/A | #N/A | #N/A | #N/A
FALSE | #N/A | #N/A | #N/A | #N/A | #N/A | #N/A | #N/A | #N/A | #N/A | #N/A |  |  |  | FALSE | #N/A | #N/A | #N/A | #N/A | #N/A | #N/A | #N/A | #N/A | #N/A | #N/A
FALSE | #N/A | #N/A | #N/A | #N/A | #N/A | #N/A | #N/A | #N/A | #N/A | #N/A |  |  |  | FALSE | #N/A | #N/A | #N/A | #N/A | #N/A | #N/A | #N/A | #N/A | #N/A | #N/A
FALSE | #N/A | #N/A | #N/A | #N/A | #N/A | #N/A | #N/A | #N/A | #N/A | #N/A |  |  |  | FALSE | #N/A | #N/A | #N/A | #N/A | #N/A | #N/A | #N/A | #N/A | #N/A | #N/A
FALSE | #N/A | #N/A | #N/A | #N/A | #N/A | #N/A | #N/A | #N/A | #N/A | #N/A |  |  |  | FALSE | #N/A | #N/A | #N/A | #N/A | #N/A | #N/A | #N/A | #N/A | #N/A | #N/A
FALSE | #N/A | #N/A | #N/A | #N/A | #N/A | #N/A | #N/A | #N/A | #N/A | #N/A |  |  |  | FALSE | #N/A | #N/A | #N/A | #N/A | #N/A | #N/A | #N/A | #N/A | #N/A | #N/A
FALSE | #N/A | #N/A | #N/A | #N/A | #N/A | #N/A | #N/A | #N/A | #N/A | #N/A |  |  |  | FALSE | #N/A | #N/A | #N/A | #N/A | #N/A | #N/A | #N/A | #N/A | #N/A | #N/A
FALSE | #N/A | #N/A | #N/A | #N/A | #N/A | #N/A | #N/A | #N/A | #N/A | #N/A |  |  |  | FALSE | #N/A | #N/A | #N/A | #N/A | #N/A | #N/A | #N/A | #N/A | #N/A | #N/A
FALSE | #N/A | #N/A | #N/A | #N/A | #N/A | #N/A | #N/A | #N/A | #N/A | #N/A |  |  |  | FALSE | #N/A | #N/A | #N/A | #N/A | #N/A | #N/A | #N/A | #N/A | #N/A | #N/A
FALSE | #N/A | #N/A | #N/A | #N/A | #N/A | #N/A | #N/A | #N/A | #N/A | #N/A |  |  |  | FALSE | #N/A | #N/A | #N/A | #N/A | #N/A | #N/A | #N/A | #N/A | #N/A | #N/A
FALSE | #N/A | #N/A | #N/A | #N/A | #N/A | #N/A | #N/A | #N/A | #N/A | #N/A |  |  |  | FALSE | #N/A | #N/A | #N/A | #N/A | #N/A | #N/A | #N/A | #N/A | #N/A | #N/A
FALSE | #N/A | #N/A | #N/A | #N/A | #N/A | #N/A | #N/A | #N/A | #N/A | #N/A |  |  |  | FALSE | #N/A | #N/A | #N/A | #N/A | #N/A | #N/A | #N/A | #N/A | #N/A | #N/A
FALSE | #N/A | #N/A | #N/A | #N/A | #N/A | #N/A | #N/A | #N/A | #N/A | #N/A |  |  |  | FALSE | #N/A | #N/A | #N/A | #N/A | #N/A | #N/A | #N/A | #N/A | #N/A | #N/A
FALSE | #N/A | #N/A | #N/A | #N/A | #N/A | #N/A | #N/A | #N/A | #N/A | #N/A |  |  |  | FALSE | #N/A | #N/A | #N/A | #N/A | #N/A | #N/A | #N/A | #N/A | #N/A | #N/A
FALSE | #N/A | #N/A | #N/A | #N/A | #N/A | #N/A | #N/A | #N/A | #N/A | #N/A |  |  |  | FALSE | #N/A | #N/A | #N/A | #N/A | #N/A | #N/A | #N/A | #N/A | #N/A | #N/A
FALSE | #N/A | #N/A | #N/A | #N/A | #N/A | #N/A | #N/A | #N/A | #N/A | #N/A |  |  |  | FALSE | #N/A | #N/A | #N/A | #N/A | #N/A | #N/A | #N/A | #N/A | #N/A | #N/A
FALSE | #N/A | #N/A | #N/A | #N/A | #N/A | #N/A | #N/A | #N/A | #N/A | #N/A |  |  |  | FALSE | #N/A | #N/A | #N/A | #N/A | #N/A | #N/A | #N/A | #N/A | #N/A | #N/A
FALSE | #N/A | #N/A | #N/A | #N/A | #N/A | #N/A | #N/A | #N/A | #N/A | #N/A |  |  |  | FALSE | #N/A | #N/A | #N/A | #N/A | #N/A | #N/A | #N/A | #N/A | #N/A | #N/A
FALSE | #N/A | #N/A | #N/A | #N/A | #N/A | #N/A | #N/A | #N/A | #N/A | #N/A |  |  |  | FALSE | #N/A | #N/A | #N/A | #N/A | #N/A | #N/A | #N/A | #N/A | #N/A | #N/A
FALSE | #N/A | #N/A | #N/A | #N/A | #N/A | #N/A | #N/A | #N/A | #N/A | #N/A |  |  |  | FALSE | #N/A | #N/A | #N/A | #N/A | #N/A | #N/A | #N/A | #N/A | #N/A | #N/A
FALSE | #N/A | #N/A | #N/A | #N/A | #N/A | #N/A | #N/A | #N/A | #N/A | #N/A |  |  |  | FALSE | #N/A | #N/A | #N/A | #N/A | #N/A | #N/A | #N/A | #N/A | #N/A | #N/A
FALSE | #N/A | #N/A | #N/A | #N/A | #N/A | #N/A | #N/A | #N/A | #N/A | #N/A |  |  |  | FALSE | #N/A | #N/A | #N/A | #N/A | #N/A | #N/A | #N/A | #N/A | #N/A | #N/A
FALSE | #N/A | #N/A | #N/A | #N/A | #N/A | #N/A | #N/A | #N/A | #N/A | #N/A |  |  |  | FALSE | #N/A | #N/A | #N/A | #N/A | #N/A | #N/A | #N/A | #N/A | #N/A | #N/A
FALSE | #N/A | #N/A | #N/A | #N/A | #N/A | #N/A | #N/A | #N/A | #N/A | #N/A |  |  |  | FALSE | #N/A | #N/A | #N/A | #N/A | #N/A | #N/A | #N/A | #N/A | #N/A | #N/A
FALSE | #N/A | #N/A | #N/A | #N/A | #N/A | #N/A | #N/A | #N/A | #N/A | #N/A |  |  |  | FALSE | #N/A | #N/A | #N/A | #N/A | #N/A | #N/A | #N/A | #N/A | #N/A | #N/A
FALSE | #N/A | #N/A | #N/A | #N/A | #N/A | #N/A | #N/A | #N/A | #N/A | #N/A |  |  |  | FALSE | #N/A | #N/A | #N/A | #N/A | #N/A | #N/A | #N/A | #N/A | #N/A | #N/A
FALSE | #N/A | #N/A | #N/A | #N/A | #N/A | #N/A | #N/A | #N/A | #N/A | #N/A |  |  |  | FALSE | #N/A | #N/A | #N/A | #N/A | #N/A | #N/A | #N/A | #N/A | #N/A | #N/A
FALSE | #N/A | #N/A | #N/A | #N/A | #N/A | #N/A | #N/A | #N/A | #N/A | #N/A |  |  |  | FALSE | #N/A | #N/A | #N/A | #N/A | #N/A | #N/A | #N/A | #N/A | #N/A | #N/A
FALSE | #N/A | #N/A | #N/A | #N/A | #N/A | #N/A | #N/A | #N/A | #N/A | #N/A |  |  |  | FALSE | #N/A | #N/A | #N/A | #N/A | #N/A | #N/A | #N/A | #N/A | #N/A | #N/A
FALSE | #N/A | #N/A | #N/A | #N/A | #N/A | #N/A | #N/A | #N/A | #N/A | #N/A |  |  |  | FALSE | #N/A | #N/A | #N/A | #N/A | #N/A | #N/A | #N/A | #N/A | #N/A | #N/A
FALSE | #N/A | #N/A | #N/A | #N/A | #N/A | #N/A | #N/A | #N/A | #N/A | #N/A |  |  |  | FALSE | #N/A | #N/A | #N/A | #N/A | #N/A | #N/A | #N/A | #N/A | #N/A | #N/A
FALSE | #N/A | #N/A | #N/A | #N/A | #N/A | #N/A | #N/A | #N/A | #N/A | #N/A |  |  |  | FALSE | #N/A | #N/A | #N/A | #N/A | #N/A | #N/A | #N/A | #N/A | #N/A | #N/A
FALSE | #N/A | #N/A | #N/A | #N/A | #N/A | #N/A | #N/A | #N/A | #N/A | #N/A |  |  |  | FALSE | #N/A | #N/A | #N/A | #N/A | #N/A | #N/A | #N/A | #N/A | #N/A | #N/A
FALSE | #N/A | #N/A | #N/A | #N/A | #N/A | #N/A | #N/A | #N/A | #N/A | #N/A |  |  |  | FALSE | #N/A | #N/A | #N/A | #N/A | #N/A | #N/A | #N/A | #N/A | #N/A | #N/A
FALSE | #N/A | #N/A | #N/A | #N/A | #N/A | #N/A | #N/A | #N/A | #N/A | #N/A |  |  |  | FALSE | #N/A | #N/A | #N/A | #N/A | #N/A | #N/A | #N/A | #N/A | #N/A | #N/A
FALSE | #N/A | #N/A | #N/A | #N/A | #N/A | #N/A | #N/A | #N/A | #N/A | #N/A |  |  |  | FALSE | #N/A | #N/A | #N/A | #N/A | #N/A | #N/A | #N/A | #N/A | #N/A | #N/A
FALSE | #N/A | #N/A | #N/A | #N/A | #N/A | #N/A | #N/A | #N/A | #N/A | #N/A |  |  |  | FALSE | #N/A | #N/A | #N/A | #N/A | #N/A | #N/A | #N/A | #N/A | #N/A | #N/A
FALSE | #N/A | #N/A | #N/A | #N/A | #N/A | #N/A | #N/A | #N/A | #N/A | #N/A |  |  |  | FALSE | #N/A | #N/A | #N/A | #N/A | #N/A | #N/A | #N/A | #N/A | #N/A | #N/A
FALSE | #N/A | #N/A | #N/A | #N/A | #N/A | #N/A | #N/A | #N/A | #N/A | #N/A |  |  |  | FALSE | #N/A | #N/A | #N/A | #N/A | #N/A | #N/A | #N/A | #N/A | #N/A | #N/A
FALSE | #N/A | #N/A | #N/A | #N/A | #N/A | #N/A | #N/A | #N/A | #N/A | #N/A |  |  |  | FALSE | #N/A | #N/A | #N/A | #N/A | #N/A | #N/A | #N/A | #N/A | #N/A | #N/A
FALSE | #N/A | #N/A | #N/A | #N/A | #N/A | #N/A | #N/A | #N/A | #N/A | #N/A |  |  |  | FALSE | #N/A | #N/A | #N/A | #N/A | #N/A | #N/A | #N/A | #N/A | #N/A | #N/A
FALSE | #N/A | #N/A | #N/A | #N/A | #N/A | #N/A | #N/A | #N/A | #N/A | #N/A |  |  |  | FALSE | #N/A | #N/A | #N/A | #N/A | #N/A | #N/A | #N/A | #N/A | #N/A | #N/A
FALSE | #N/A | #N/A | #N/A | #N/A | #N/A | #N/A | #N/A | #N/A | #N/A | #N/A |  |  |  | FALSE | #N/A | #N/A | #N/A | #N/A | #N/A | #N/A | #N/A | #N/A | #N/A | #N/A
FALSE | #N/A | #N/A | #N/A | #N/A | #N/A | #N/A | #N/A | #N/A | #N/A | #N/A |  |  |  | FALSE | #N/A | #N/A | #N/A | #N/A | #N/A | #N/A | #N/A | #N/A | #N/A | #N/A
FALSE | #N/A | #N/A | #N/A | #N/A | #N/A | #N/A | #N/A | #N/A | #N/A | #N/A |  |  |  | FALSE | #N/A | #N/A | #N/A | #N/A | #N/A | #N/A | #N/A | #N/A | #N/A | #N/A
FALSE | #N/A | #N/A | #N/A | #N/A | #N/A | #N/A | #N/A | #N/A | #N/A | #N/A |  |  |  | FALSE | #N/A | #N/A | #N/A | #N/A | #N/A | #N/A | #N/A | #N/A | #N/A | #N/A
FALSE | #N/A | #N/A | #N/A | #N/A | #N/A | #N/A | #N/A | #N/A | #N/A | #N/A |  |  |  | FALSE | #N/A | #N/A | #N/A | #N/A | #N/A | #N/A | #N/A | #N/A | #N/A | #N/A
FALSE | #N/A | #N/A | #N/A | #N/A | #N/A | #N/A | #N/A | #N/A | #N/A | #N/A |  |  |  | FALSE | #N/A | #N/A | #N/A | #N/A | #N/A | #N/A | #N/A | #N/A | #N/A | #N/A
FALSE | #N/A | #N/A | #N/A | #N/A | #N/A | #N/A | #N/A | #N/A | #N/A | #N/A |  |  |  | FALSE | #N/A | #N/A | #N/A | #N/A | #N/A | #N/A | #N/A | #N/A | #N/A | #N/A
FALSE | #N/A | #N/A | #N/A | #N/A | #N/A | #N/A | #N/A | #N/A | #N/A | #N/A |  |  |  | FALSE | #N/A | #N/A | #N/A | #N/A | #N/A | #N/A | #N/A | #N/A | #N/A | #N/A
FALSE | #N/A | #N/A | #N/A | #N/A | #N/A | #N/A | #N/A | #N/A | #N/A | #N/A |  |  |  | FALSE | #N/A | #N/A | #N/A | #N/A | #N/A | #N/A | #N/A | #N/A | #N/A | #N/A
FALSE | #N/A | #N/A | #N/A | #N/A | #N/A | #N/A | #N/A | #N/A | #N/A | #N/A |  |  |  | FALSE | #N/A | #N/A | #N/A | #N/A | #N/A | #N/A | #N/A | #N/A | #N/A | #N/A
FALSE | #N/A | #N/A | #N/A | #N/A | #N/A | #N/A | #N/A | #N/A | #N/A | #N/A |  |  |  | FALSE | #N/A | #N/A | #N/A | #N/A | #N/A | #N/A | #N/A | #N/A | #N/A | #N/A
FALSE | #N/A | #N/A | #N/A | #N/A | #N/A | #N/A | #N/A | #N/A | #N/A | #N/A |  |  |  | FALSE | #N/A | #N/A | #N/A | #N/A | #N/A | #N/A | #N/A | #N/A | #N/A | #N/A
FALSE | #N/A | #N/A | #N/A | #N/A | #N/A | #N/A | #N/A | #N/A | #N/A | #N/A |  |  |  | FALSE | #N/A | #N/A | #N/A | #N/A | #N/A | #N/A | #N/A | #N/A | #N/A | #N/A
FALSE | #N/A | #N/A | #N/A | #N/A | #N/A | #N/A | #N/A | #N/A | #N/A | #N/A |  |  |  | FALSE | #N/A | #N/A | #N/A | #N/A | #N/A | #N/A | #N/A | #N/A | #N/A | #N/A
FALSE | #N/A | #N/A | #N/A | #N/A | #N/A | #N/A | #N/A | #N/A | #N/A | #N/A |  |  |  | FALSE | #N/A | #N/A | #N/A | #N/A | #N/A | #N/A | #N/A | #N/A | #N/A | #N/A
FALSE | #N/A | #N/A | #N/A | #N/A | #N/A | #N/A | #N/A | #N/A | #N/A | #N/A |  |  |  | FALSE | #N/A | #N/A | #N/A | #N/A | #N/A | #N/A | #N/A | #N/A | #N/A | #N/A
FALSE | #N/A | #N/A | #N/A | #N/A | #N/A | #N/A | #N/A | #N/A | #N/A | #N/A |  |  |  | FALSE | #N/A | #N/A | #N/A | #N/A | #N/A | #N/A | #N/A | #N/A | #N/A | #N/A
FALSE | #N/A | #N/A | #N/A | #N/A | #N/A | #N/A | #N/A | #N/A | #N/A | #N/A |  |  |  | FALSE | #N/A | #N/A | #N/A | #N/A | #N/A | #N/A | #N/A | #N/A | #N/A | #N/A
FALSE | #N/A | #N/A | #N/A | #N/A | #N/A | #N/A | #N/A | #N/A | #N/A | #N/A |  |  |  | FALSE | #N/A | #N/A | #N/A | #N/A | #N/A | #N/A | #N/A | #N/A | #N/A | #N/A
FALSE | #N/A | #N/A | #N/A | #N/A | #N/A | #N/A | #N/A | #N/A | #N/A | #N/A |  |  |  | FALSE | #N/A | #N/A | #N/A | #N/A | #N/A | #N/A | #N/A | #N/A | #N/A | #N/A
FALSE | #N/A | #N/A | #N/A | #N/A | #N/A | #N/A | #N/A | #N/A | #N/A | #N/A |  |  |  | FALSE | #N/A | #N/A | #N/A | #N/A | #N/A | #N/A | #N/A | #N/A | #N/A | #N/A
FALSE | #N/A | #N/A | #N/A | #N/A | #N/A | #N/A | #N/A | #N/A | #N/A | #N/A |  |  |  | FALSE | #N/A | #N/A | #N/A | #N/A | #N/A | #N/A | #N/A | #N/A | #N/A | #N/A
FALSE | #N/A | #N/A | #N/A | #N/A | #N/A | #N/A | #N/A | #N/A | #N/A | #N/A |  |  |  | FALSE | #N/A | #N/A | #N/A | #N/A | #N/A | #N/A | #N/A | #N/A | #N/A | #N/A
FALSE | #N/A | #N/A | #N/A | #N/A | #N/A | #N/A | #N/A | #N/A | #N/A | #N/A |  |  |  | FALSE | #N/A | #N/A | #N/A | #N/A | #N/A | #N/A | #N/A | #N/A | #N/A | #N/A
FALSE | #N/A | #N/A | #N/A | #N/A | #N/A | #N/A | #N/A | #N/A | #N/A | #N/A |  |  |  | FALSE | #N/A | #N/A | #N/A | #N/A | #N/A | #N/A | #N/A | #N/A | #N/A | #N/A
FALSE | #N/A | #N/A | #N/A | #N/A | #N/A | #N/A | #N/A | #N/A | #N/A | #N/A |  |  |  | FALSE | #N/A | #N/A | #N/A | #N/A | #N/A | #N/A | #N/A | #N/A | #N/A | #N/A
FALSE | #N/A | #N/A | #N/A | #N/A | #N/A | #N/A | #N/A | #N/A | #N/A | #N/A |  |  |  | FALSE | #N/A | #N/A | #N/A | #N/A | #N/A | #N/A | #N/A | #N/A | #N/A | #N/A
FALSE | #N/A | #N/A | #N/A | #N/A | #N/A | #N/A | #N/A | #N/A | #N/A | #N/A |  |  |  | FALSE | #N/A | #N/A | #N/A | #N/A | #N/A | #N/A | #N/A | #N/A | #N/A | #N/A
FALSE | #N/A | #N/A | #N/A | #N/A | #N/A | #N/A | #N/A | #N/A | #N/A | #N/A |  |  |  | FALSE | #N/A | #N/A | #N/A | #N/A | #N/A | #N/A | #N/A | #N/A | #N/A | #N/A
FALSE | #N/A | #N/A | #N/A | #N/A | #N/A | #N/A | #N/A | #N/A | #N/A | #N/A |  |  |  | FALSE | #N/A | #N/A | #N/A | #N/A | #N/A | #N/A | #N/A | #N/A | #N/A | #N/A
FALSE | #N/A | #N/A | #N/A | #N/A | #N/A | #N/A | #N/A | #N/A | #N/A | #N/A |  |  |  | FALSE | #N/A | #N/A | #N/A | #N/A | #N/A | #N/A | #N/A | #N/A | #N/A | #N/A
FALSE | #N/A | #N/A | #N/A | #N/A | #N/A | #N/A | #N/A | #N/A | #N/A | #N/A |  |  |  | FALSE | #N/A | #N/A | #N/A | #N/A | #N/A | #N/A | #N/A | #N/A | #N/A | #N/A
FALSE | #N/A | #N/A | #N/A | #N/A | #N/A | #N/A | #N/A | #N/A | #N/A | #N/A |  |  |  | FALSE | #N/A | #N/A | #N/A | #N/A | #N/A | #N/A | #N/A | #N/A | #N/A | #N/A
FALSE | #N/A | #N/A | #N/A | #N/A | #N/A | #N/A | #N/A | #N/A | #N/A | #N/A |  |  |  | FALSE | #N/A | #N/A | #N/A | #N/A | #N/A | #N/A | #N/A | #N/A | #N/A | #N/A
FALSE | #N/A | #N/A | #N/A | #N/A | #N/A | #N/A | #N/A | #N/A | #N/A | #N/A |  |  |  | FALSE | #N/A | #N/A | #N/A | #N/A | #N/A | #N/A | #N/A | #N/A | #N/A | #N/A
FALSE | #N/A | #N/A | #N/A | #N/A | #N/A | #N/A | #N/A | #N/A | #N/A | #N/A |  |  |  | FALSE | #N/A | #N/A | #N/A | #N/A | #N/A | #N/A | #N/A | #N/A | #N/A | #N/A
FALSE | #N/A | #N/A | #N/A | #N/A | #N/A | #N/A | #N/A | #N/A | #N/A | #N/A |  |  |  | FALSE | #N/A | #N/A | #N/A | #N/A | #N/A | #N/A | #N/A | #N/A | #N/A | #N/A
FALSE | #N/A | #N/A | #N/A | #N/A | #N/A | #N/A | #N/A | #N/A | #N/A | #N/A |  |  |  | FALSE | #N/A | #N/A | #N/A | #N/A | #N/A | #N/A | #N/A | #N/A | #N/A | #N/A
FALSE | #N/A | #N/A | #N/A | #N/A | #N/A | #N/A | #N/A | #N/A | #N/A | #N/A |  |  |  | FALSE | #N/A | #N/A | #N/A | #N/A | #N/A | #N/A | #N/A | #N/A | #N/A | #N/A
FALSE | #N/A | #N/A | #N/A | #N/A | #N/A | #N/A | #N/A | #N/A | #N/A | #N/A |  |  |  | FALSE | #N/A | #N/A | #N/A | #N/A | #N/A | #N/A | #N/A | #N/A | #N/A | #N/A
FALSE | #N/A | #N/A | #N/A | #N/A | #N/A | #N/A | #N/A | #N/A | #N/A | #N/A |  |  |  | FALSE | #N/A | #N/A | #N/A | #N/A | #N/A | #N/A | #N/A | #N/A | #N/A | #N/A
FALSE | #N/A | #N/A | #N/A | #N/A | #N/A | #N/A | #N/A | #N/A | #N/A | #N/A |  |  |  | FALSE | #N/A | #N/A | #N/A | #N/A | #N/A | #N/A | #N/A | #N/A | #N/A | #N/A
FALSE | #N/A | #N/A | #N/A | #N/A | #N/A | #N/A | #N/A | #N/A | #N/A | #N/A |  |  |  | FALSE | #N/A | #N/A | #N/A | #N/A | #N/A | #N/A | #N/A | #N/A | #N/A | #N/A
FALSE | #N/A | #N/A | #N/A | #N/A | #N/A | #N/A | #N/A | #N/A | #N/A | #N/A |  |  |  | FALSE | #N/A | #N/A | #N/A | #N/A | #N/A | #N/A | #N/A | #N/A | #N/A | #N/A
FALSE | #N/A | #N/A | #N/A | #N/A | #N/A | #N/A | #N/A | #N/A | #N/A | #N/A |  |  |  | FALSE | #N/A | #N/A | #N/A | #N/A | #N/A | #N/A | #N/A | #N/A | #N/A | #N/A
FALSE | #N/A | #N/A | #N/A | #N/A | #N/A | #N/A | #N/A | #N/A | #N/A | #N/A |  |  |  | FALSE | #N/A | #N/A | #N/A | #N/A | #N/A | #N/A | #N/A | #N/A | #N/A | #N/A
FALSE | #N/A | #N/A | #N/A | #N/A | #N/A | #N/A | #N/A | #N/A | #N/A | #N/A |  |  |  | FALSE | #N/A | #N/A | #N/A | #N/A | #N/A | #N/A | #N/A | #N/A | #N/A | #N/A
FALSE | #N/A | #N/A | #N/A | #N/A | #N/A | #N/A | #N/A | #N/A | #N/A | #N/A |  |  |  | FALSE | #N/A | #N/A | #N/A | #N/A | #N/A | #N/A | #N/A | #N/A | #N/A | #N/A
FALSE | #N/A | #N/A | #N/A | #N/A | #N/A | #N/A | #N/A | #N/A | #N/A | #N/A |  |  |  | FALSE | #N/A | #N/A | #N/A | #N/A | #N/A | #N/A | #N/A | #N/A | #N/A | #N/A
FALSE | #N/A | #N/A | #N/A | #N/A | #N/A | #N/A | #N/A | #N/A | #N/A | #N/A |  |  |  | FALSE | #N/A | #N/A | #N/A | #N/A | #N/A | #N/A | #N/A | #N/A | #N/A | #N/A
FALSE | #N/A | #N/A | #N/A | #N/A | #N/A | #N/A | #N/A | #N/A | #N/A | #N/A |  |  |  | FALSE | #N/A | #N/A | #N/A | #N/A | #N/A | #N/A | #N/A | #N/A | #N/A | #N/A
FALSE | #N/A | #N/A | #N/A | #N/A | #N/A | #N/A | #N/A | #N/A | #N/A | #N/A |  |  |  | FALSE | #N/A | #N/A | #N/A | #N/A | #N/A | #N/A | #N/A | #N/A | #N/A | #N/A
FALSE | #N/A | #N/A | #N/A | #N/A | #N/A | #N/A | #N/A | #N/A | #N/A | #N/A |  |  |  | FALSE | #N/A | #N/A | #N/A | #N/A | #N/A | #N/A | #N/A | #N/A | #N/A | #N/A
FALSE | #N/A | #N/A | #N/A | #N/A | #N/A | #N/A | #N/A | #N/A | #N/A | #N/A |  |  |  | FALSE | #N/A | #N/A | #N/A | #N/A | #N/A | #N/A | #N/A | #N/A | #N/A | #N/A
FALSE | #N/A | #N/A | #N/A | #N/A | #N/A | #N/A | #N/A | #N/A | #N/A | #N/A |  |  |  | FALSE | #N/A | #N/A | #N/A | #N/A | #N/A | #N/A | #N/A | #N/A | #N/A | #N/A
FALSE | #N/A | #N/A | #N/A | #N/A | #N/A | #N/A | #N/A | #N/A | #N/A | #N/A |  |  |  | FALSE | #N/A | #N/A | #N/A | #N/A | #N/A | #N/A | #N/A | #N/A | #N/A | #N/A
FALSE | #N/A | #N/A | #N/A | #N/A | #N/A | #N/A | #N/A | #N/A | #N/A | #N/A |  |  |  | FALSE | #N/A | #N/A | #N/A | #N/A | #N/A | #N/A | #N/A | #N/A | #N/A | #N/A
FALSE | #N/A | #N/A | #N/A | #N/A | #N/A | #N/A | #N/A | #N/A | #N/A | #N/A |  |  |  | FALSE | #N/A | #N/A | #N/A | #N/A | #N/A | #N/A | #N/A | #N/A | #N/A | #N/A
FALSE | #N/A | #N/A | #N/A | #N/A | #N/A | #N/A | #N/A | #N/A | #N/A | #N/A |  |  |  | FALSE | #N/A | #N/A | #N/A | #N/A | #N/A | #N/A | #N/A | #N/A | #N/A | #N/A
FALSE | #N/A | #N/A | #N/A | #N/A | #N/A | #N/A | #N/A | #N/A | #N/A | #N/A |  |  |  | FALSE | #N/A | #N/A | #N/A | #N/A | #N/A | #N/A | #N/A | #N/A | #N/A | #N/A
FALSE | #N/A | #N/A | #N/A | #N/A | #N/A | #N/A | #N/A | #N/A | #N/A | #N/A |  |  |  | FALSE | #N/A | #N/A | #N/A | #N/A | #N/A | #N/A | #N/A | #N/A | #N/A | #N/A
FALSE | #N/A | #N/A | #N/A | #N/A | #N/A | #N/A | #N/A | #N/A | #N/A | #N/A |  |  |  | FALSE | #N/A | #N/A | #N/A | #N/A | #N/A | #N/A | #N/A | #N/A | #N/A | #N/A
FALSE | #N/A | #N/A | #N/A | #N/A | #N/A | #N/A | #N/A | #N/A | #N/A | #N/A |  |  |  | FALSE | #N/A | #N/A | #N/A | #N/A | #N/A | #N/A | #N/A | #N/A | #N/A | #N/A
FALSE | #N/A | #N/A | #N/A | #N/A | #N/A | #N/A | #N/A | #N/A | #N/A | #N/A |  |  |  | FALSE | #N/A | #N/A | #N/A | #N/A | #N/A | #N/A | #N/A | #N/A | #N/A | #N/A
FALSE | #N/A | #N/A | #N/A | #N/A | #N/A | #N/A | #N/A | #N/A | #N/A | #N/A |  |  |  | FALSE | #N/A | #N/A | #N/A | #N/A | #N/A | #N/A | #N/A | #N/A | #N/A | #N/A
FALSE | #N/A | #N/A | #N/A | #N/A | #N/A | #N/A | #N/A | #N/A | #N/A | #N/A |  |  |  | FALSE | #N/A | #N/A | #N/A | #N/A | #N/A | #N/A | #N/A | #N/A | #N/A | #N/A
FALSE | #N/A | #N/A | #N/A | #N/A | #N/A | #N/A | #N/A | #N/A | #N/A | #N/A |  |  |  | FALSE | #N/A | #N/A | #N/A | #N/A | #N/A | #N/A | #N/A | #N/A | #N/A | #N/A
FALSE | #N/A | #N/A | #N/A | #N/A | #N/A | #N/A | #N/A | #N/A | #N/A | #N/A |  |  |  | FALSE | #N/A | #N/A | #N/A | #N/A | #N/A | #N/A | #N/A | #N/A | #N/A | #N/A
FALSE | #N/A | #N/A | #N/A | #N/A | #N/A | #N/A | #N/A | #N/A | #N/A | #N/A |  |  |  | FALSE | #N/A | #N/A | #N/A | #N/A | #N/A | #N/A | #N/A | #N/A | #N/A | #N/A
FALSE | #N/A | #N/A | #N/A | #N/A | #N/A | #N/A | #N/A | #N/A | #N/A | #N/A |  |  |  | FALSE | #N/A | #N/A | #N/A | #N/A | #N/A | #N/A | #N/A | #N/A | #N/A | #N/A
FALSE | #N/A | #N/A | #N/A | #N/A | #N/A | #N/A | #N/A | #N/A | #N/A | #N/A |  |  |  | FALSE | #N/A | #N/A | #N/A | #N/A | #N/A | #N/A | #N/A | #N/A | #N/A | #N/A
FALSE | #N/A | #N/A | #N/A | #N/A | #N/A | #N/A | #N/A | #N/A | #N/A | #N/A |  |  |  | FALSE | #N/A | #N/A | #N/A | #N/A | #N/A | #N/A | #N/A | #N/A | #N/A | #N/A
FALSE | #N/A | #N/A | #N/A | #N/A | #N/A | #N/A | #N/A | #N/A | #N/A | #N/A |  |  |  | FALSE | #N/A | #N/A | #N/A | #N/A | #N/A | #N/A | #N/A | #N/A | #N/A | #N/A
FALSE | #N/A | #N/A | #N/A | #N/A | #N/A | #N/A | #N/A | #N/A | #N/A | #N/A |  |  |  | FALSE | #N/A | #N/A | #N/A | #N/A | #N/A | #N/A | #N/A | #N/A | #N/A | #N/A
FALSE | #N/A | #N/A | #N/A | #N/A | #N/A | #N/A | #N/A | #N/A | #N/A | #N/A |  |  |  | FALSE | #N/A | #N/A | #N/A | #N/A | #N/A | #N/A | #N/A | #N/A | #N/A | #N/A
FALSE | #N/A | #N/A | #N/A | #N/A | #N/A | #N/A | #N/A | #N/A | #N/A | #N/A |  |  |  | FALSE | #N/A | #N/A | #N/A | #N/A | #N/A | #N/A | #N/A | #N/A | #N/A | #N/A
FALSE | #N/A | #N/A | #N/A | #N/A | #N/A | #N/A | #N/A | #N/A | #N/A | #N/A |  |  |  | FALSE | #N/A | #N/A | #N/A | #N/A | #N/A | #N/A | #N/A | #N/A | #N/A | #N/A
FALSE | #N/A | #N/A | #N/A | #N/A | #N/A | #N/A | #N/A | #N/A | #N/A | #N/A |  |  |  | FALSE | #N/A | #N/A | #N/A | #N/A | #N/A | #N/A | #N/A | #N/A | #N/A | #N/A
FALSE | #N/A | #N/A | #N/A | #N/A | #N/A | #N/A | #N/A | #N/A | #N/A | #N/A |  |  |  | FALSE | #N/A | #N/A | #N/A | #N/A | #N/A | #N/A | #N/A | #N/A | #N/A | #N/A
FALSE | #N/A | #N/A | #N/A | #N/A | #N/A | #N/A | #N/A | #N/A | #N/A | #N/A |  |  |  | FALSE | #N/A | #N/A | #N/A | #N/A | #N/A | #N/A | #N/A | #N/A | #N/A | #N/A
FALSE | #N/A | #N/A | #N/A | #N/A | #N/A | #N/A | #N/A | #N/A | #N/A | #N/A |  |  |  | FALSE | #N/A | #N/A | #N/A | #N/A | #N/A | #N/A | #N/A | #N/A | #N/A | #N/A
FALSE | #N/A | #N/A | #N/A | #N/A | #N/A | #N/A | #N/A | #N/A | #N/A | #N/A |  |  |  | FALSE | #N/A | #N/A | #N/A | #N/A | #N/A | #N/A | #N/A | #N/A | #N/A | #N/A
FALSE | #N/A | #N/A | #N/A | #N/A | #N/A | #N/A | #N/A | #N/A | #N/A | #N/A |  |  |  | FALSE | #N/A | #N/A | #N/A | #N/A | #N/A | #N/A | #N/A | #N/A | #N/A | #N/A
FALSE | #N/A | #N/A | #N/A | #N/A | #N/A | #N/A | #N/A | #N/A | #N/A | #N/A |  |  |  | FALSE | #N/A | #N/A | #N/A | #N/A | #N/A | #N/A | #N/A | #N/A | #N/A | #N/A
FALSE | #N/A | #N/A | #N/A | #N/A | #N/A | #N/A | #N/A | #N/A | #N/A | #N/A |  |  |  | FALSE | #N/A | #N/A | #N/A | #N/A | #N/A | #N/A | #N/A | #N/A | #N/A | #N/A
FALSE | #N/A | #N/A | #N/A | #N/A | #N/A | #N/A | #N/A | #N/A | #N/A | #N/A |  |  |  | FALSE | #N/A | #N/A | #N/A | #N/A | #N/A | #N/A | #N/A | #N/A | #N/A | #N/A
FALSE | #N/A | #N/A | #N/A | #N/A | #N/A | #N/A | #N/A | #N/A | #N/A | #N/A |  |  |  | FALSE | #N/A | #N/A | #N/A | #N/A | #N/A | #N/A | #N/A | #N/A | #N/A | #N/A
FALSE | #N/A | #N/A | #N/A | #N/A | #N/A | #N/A | #N/A | #N/A | #N/A | #N/A |  |  |  | FALSE | #N/A | #N/A | #N/A | #N/A | #N/A | #N/A | #N/A | #N/A | #N/A | #N/A
FALSE | #N/A | #N/A | #N/A | #N/A | #N/A | #N/A | #N/A | #N/A | #N/A | #N/A |  |  |  | FALSE | #N/A | #N/A | #N/A | #N/A | #N/A | #N/A | #N/A | #N/A | #N/A | #N/A
FALSE | #N/A | #N/A | #N/A | #N/A | #N/A | #N/A | #N/A | #N/A | #N/A | #N/A |  |  |  | FALSE | #N/A | #N/A | #N/A | #N/A | #N/A | #N/A | #N/A | #N/A | #N/A | #N/A
FALSE | #N/A | #N/A | #N/A | #N/A | #N/A | #N/A | #N/A | #N/A | #N/A | #N/A |  |  |  | FALSE | #N/A | #N/A | #N/A | #N/A | #N/A | #N/A | #N/A | #N/A | #N/A | #N/A
FALSE | #N/A | #N/A | #N/A | #N/A | #N/A | #N/A | #N/A | #N/A | #N/A | #N/A |  |  |  | FALSE | #N/A | #N/A | #N/A | #N/A | #N/A | #N/A | #N/A | #N/A | #N/A | #N/A
FALSE | #N/A | #N/A | #N/A | #N/A | #N/A | #N/A | #N/A | #N/A | #N/A | #N/A |  |  |  | FALSE | #N/A | #N/A | #N/A | #N/A | #N/A | #N/A | #N/A | #N/A | #N/A | #N/A
FALSE | #N/A | #N/A | #N/A | #N/A | #N/A | #N/A | #N/A | #N/A | #N/A | #N/A |  |  |  | FALSE | #N/A | #N/A | #N/A | #N/A | #N/A | #N/A | #N/A | #N/A | #N/A | #N/A
FALSE | #N/A | #N/A | #N/A | #N/A | #N/A | #N/A | #N/A | #N/A | #N/A | #N/A |  |  |  | FALSE | #N/A | #N/A | #N/A | #N/A | #N/A | #N/A | #N/A | #N/A | #N/A | #N/A
FALSE | #N/A | #N/A | #N/A | #N/A | #N/A | #N/A | #N/A | #N/A | #N/A | #N/A |  |  |  | FALSE | #N/A | #N/A | #N/A | #N/A | #N/A | #N/A | #N/A | #N/A | #N/A | #N/A
FALSE | #N/A | #N/A | #N/A | #N/A | #N/A | #N/A | #N/A | #N/A | #N/A | #N/A |  |  |  | FALSE | #N/A | #N/A | #N/A | #N/A | #N/A | #N/A | #N/A | #N/A | #N/A | #N/A
FALSE | #N/A | #N/A | #N/A | #N/A | #N/A | #N/A | #N/A | #N/A | #N/A | #N/A |  |  |  | FALSE | #N/A | #N/A | #N/A | #N/A | #N/A | #N/A | #N/A | #N/A | #N/A | #N/A
FALSE | #N/A | #N/A | #N/A | #N/A | #N/A | #N/A | #N/A | #N/A | #N/A | #N/A |  |  |  | FALSE | #N/A | #N/A | #N/A | #N/A | #N/A | #N/A | #N/A | #N/A | #N/A | #N/A
FALSE | #N/A | #N/A | #N/A | #N/A | #N/A | #N/A | #N/A | #N/A | #N/A | #N/A |  |  |  | FALSE | #N/A | #N/A | #N/A | #N/A | #N/A | #N/A | #N/A | #N/A | #N/A | #N/A
FALSE | #N/A | #N/A | #N/A | #N/A | #N/A | #N/A | #N/A | #N/A | #N/A | #N/A |  |  |  | FALSE | #N/A | #N/A | #N/A | #N/A | #N/A | #N/A | #N/A | #N/A | #N/A | #N/A
FALSE | #N/A | #N/A | #N/A | #N/A | #N/A | #N/A | #N/A | #N/A | #N/A | #N/A |  |  |  | FALSE | #N/A | #N/A | #N/A | #N/A | #N/A | #N/A | #N/A | #N/A | #N/A | #N/A
FALSE | #N/A | #N/A | #N/A | #N/A | #N/A | #N/A | #N/A | #N/A | #N/A | #N/A |  |  |  | FALSE | #N/A | #N/A | #N/A | #N/A | #N/A | #N/A | #N/A | #N/A | #N/A | #N/A
FALSE | #N/A | #N/A | #N/A | #N/A | #N/A | #N/A | #N/A | #N/A | #N/A | #N/A |  |  |  | FALSE | #N/A | #N/A | #N/A | #N/A | #N/A | #N/A | #N/A | #N/A | #N/A | #N/A
FALSE | #N/A | #N/A | #N/A | #N/A | #N/A | #N/A | #N/A | #N/A | #N/A | #N/A |  |  |  | FALSE | #N/A | #N/A | #N/A | #N/A | #N/A | #N/A | #N/A | #N/A | #N/A | #N/A
FALSE | #N/A | #N/A | #N/A | #N/A | #N/A | #N/A | #N/A | #N/A | #N/A | #N/A |  |  |  | FALSE | #N/A | #N/A | #N/A | #N/A | #N/A | #N/A | #N/A | #N/A | #N/A | #N/A
FALSE | #N/A | #N/A | #N/A | #N/A | #N/A | #N/A | #N/A | #N/A | #N/A | #N/A |  |  |  | FALSE | #N/A | #N/A | #N/A | #N/A | #N/A | #N/A | #N/A | #N/A | #N/A | #N/A
FALSE | #N/A | #N/A | #N/A | #N/A | #N/A | #N/A | #N/A | #N/A | #N/A | #N/A |  |  |  | FALSE | #N/A | #N/A | #N/A | #N/A | #N/A | #N/A | #N/A | #N/A | #N/A | #N/A
FALSE | #N/A | #N/A | #N/A | #N/A | #N/A | #N/A | #N/A | #N/A | #N/A | #N/A |  |  |  | FALSE | #N/A | #N/A | #N/A | #N/A | #N/A | #N/A | #N/A | #N/A | #N/A | #N/A
FALSE | #N/A | #N/A | #N/A | #N/A | #N/A | #N/A | #N/A | #N/A | #N/A | #N/A |  |  |  | FALSE | #N/A | #N/A | #N/A | #N/A | #N/A | #N/A | #N/A | #N/A | #N/A | #N/A
FALSE | #N/A | #N/A | #N/A | #N/A | #N/A | #N/A | #N/A | #N/A | #N/A | #N/A |  |  |  | FALSE | #N/A | #N/A | #N/A | #N/A | #N/A | #N/A | #N/A | #N/A | #N/A | #N/A
FALSE | #N/A | #N/A | #N/A | #N/A | #N/A | #N/A | #N/A | #N/A | #N/A | #N/A |  |  |  | FALSE | #N/A | #N/A | #N/A | #N/A | #N/A | #N/A | #N/A | #N/A | #N/A | #N/A
FALSE | #N/A | #N/A | #N/A | #N/A | #N/A | #N/A | #N/A | #N/A | #N/A | #N/A |  |  |  | FALSE | #N/A | #N/A | #N/A | #N/A | #N/A | #N/A | #N/A | #N/A | #N/A | #N/A
FALSE | #N/A | #N/A | #N/A | #N/A | #N/A | #N/A | #N/A | #N/A | #N/A | #N/A |  |  |  | FALSE | #N/A | #N/A | #N/A | #N/A | #N/A | #N/A | #N/A | #N/A | #N/A | #N/A
FALSE | #N/A | #N/A | #N/A | #N/A | #N/A | #N/A | #N/A | #N/A | #N/A | #N/A |  |  |  | FALSE | #N/A | #N/A | #N/A | #N/A | #N/A | #N/A | #N/A | #N/A | #N/A | #N/A
FALSE | #N/A | #N/A | #N/A | #N/A | #N/A | #N/A | #N/A | #N/A | #N/A | #N/A |  |  |  | FALSE | #N/A | #N/A | #N/A | #N/A | #N/A | #N/A | #N/A | #N/A | #N/A | #N/A
FALSE | #N/A | #N/A | #N/A | #N/A | #N/A | #N/A | #N/A | #N/A | #N/A | #N/A |  |  |  | FALSE | #N/A | #N/A | #N/A | #N/A | #N/A | #N/A | #N/A | #N/A | #N/A | #N/A
FALSE | #N/A | #N/A | #N/A | #N/A | #N/A | #N/A | #N/A | #N/A | #N/A | #N/A |  |  |  | FALSE | #N/A | #N/A | #N/A | #N/A | #N/A | #N/A | #N/A | #N/A | #N/A | #N/A
FALSE | #N/A | #N/A | #N/A | #N/A | #N/A | #N/A | #N/A | #N/A | #N/A | #N/A |  |  |  | FALSE | #N/A | #N/A | #N/A | #N/A | #N/A | #N/A | #N/A | #N/A | #N/A | #N/A
FALSE | #N/A | #N/A | #N/A | #N/A | #N/A | #N/A | #N/A | #N/A | #N/A | #N/A |  |  |  | FALSE | #N/A | #N/A | #N/A | #N/A | #N/A | #N/A | #N/A | #N/A | #N/A | #N/A
FALSE | #N/A | #N/A | #N/A | #N/A | #N/A | #N/A | #N/A | #N/A | #N/A | #N/A |  |  |  | FALSE | #N/A | #N/A | #N/A | #N/A | #N/A | #N/A | #N/A | #N/A | #N/A | #N/A
FALSE | #N/A | #N/A | #N/A | #N/A | #N/A | #N/A | #N/A | #N/A | #N/A | #N/A |  |  |  | FALSE | #N/A | #N/A | #N/A | #N/A | #N/A | #N/A | #N/A | #N/A | #N/A | #N/A
FALSE | #N/A | #N/A | #N/A | #N/A | #N/A | #N/A | #N/A | #N/A | #N/A | #N/A |  |  |  | FALSE | #N/A | #N/A | #N/A | #N/A | #N/A | #N/A | #N/A | #N/A | #N/A | #N/A
FALSE | #N/A | #N/A | #N/A | #N/A | #N/A | #N/A | #N/A | #N/A | #N/A | #N/A |  |  |  | FALSE | #N/A | #N/A | #N/A | #N/A | #N/A | #N/A | #N/A | #N/A | #N/A | #N/A
FALSE | #N/A | #N/A | #N/A | #N/A | #N/A | #N/A | #N/A | #N/A | #N/A | #N/A |  |  |  | FALSE | #N/A | #N/A | #N/A | #N/A | #N/A | #N/A | #N/A | #N/A | #N/A | #N/A
FALSE | #N/A | #N/A | #N/A | #N/A | #N/A | #N/A | #N/A | #N/A | #N/A | #N/A |  |  |  | FALSE | #N/A | #N/A | #N/A | #N/A | #N/A | #N/A | #N/A | #N/A | #N/A | #N/A
FALSE | #N/A | #N/A | #N/A | #N/A | #N/A | #N/A | #N/A | #N/A | #N/A | #N/A |  |  |  | FALSE | #N/A | #N/A | #N/A | #N/A | #N/A | #N/A | #N/A | #N/A | #N/A | #N/A
FALSE | #N/A | #N/A | #N/A | #N/A | #N/A | #N/A | #N/A | #N/A | #N/A | #N/A |  |  |  | FALSE | #N/A | #N/A | #N/A | #N/A | #N/A | #N/A | #N/A | #N/A | #N/A | #N/A
FALSE | #N/A | #N/A | #N/A | #N/A | #N/A | #N/A | #N/A | #N/A | #N/A | #N/A |  |  |  | FALSE | #N/A | #N/A | #N/A | #N/A | #N/A | #N/A | #N/A | #N/A | #N/A | #N/A
FALSE | #N/A | #N/A | #N/A | #N/A | #N/A | #N/A | #N/A | #N/A | #N/A | #N/A |  |  |  | FALSE | #N/A | #N/A | #N/A | #N/A | #N/A | #N/A | #N/A | #N/A | #N/A | #N/A
FALSE | #N/A | #N/A | #N/A | #N/A | #N/A | #N/A | #N/A | #N/A | #N/A | #N/A |  |  |  | FALSE | #N/A | #N/A | #N/A | #N/A | #N/A | #N/A | #N/A | #N/A | #N/A | #N/A
FALSE | #N/A | #N/A | #N/A | #N/A | #N/A | #N/A | #N/A | #N/A | #N/A | #N/A |  |  |  | FALSE | #N/A | #N/A | #N/A | #N/A | #N/A | #N/A | #N/A | #N/A | #N/A | #N/A
FALSE | #N/A | #N/A | #N/A | #N/A | #N/A | #N/A | #N/A | #N/A | #N/A | #N/A |  |  |  | FALSE | #N/A | #N/A | #N/A | #N/A | #N/A | #N/A | #N/A | #N/A | #N/A | #N/A
FALSE | #N/A | #N/A | #N/A | #N/A | #N/A | #N/A | #N/A | #N/A | #N/A | #N/A |  |  |  | FALSE | #N/A | #N/A | #N/A | #N/A | #N/A | #N/A | #N/A | #N/A | #N/A | #N/A
FALSE | #N/A | #N/A | #N/A | #N/A | #N/A | #N/A | #N/A | #N/A | #N/A | #N/A |  |  |  | FALSE | #N/A | #N/A | #N/A | #N/A | #N/A | #N/A | #N/A | #N/A | #N/A | #N/A
FALSE | #N/A | #N/A | #N/A | #N/A | #N/A | #N/A | #N/A | #N/A | #N/A | #N/A |  |  |  | FALSE | #N/A | #N/A | #N/A | #N/A | #N/A | #N/A | #N/A | #N/A | #N/A | #N/A
FALSE | #N/A | #N/A | #N/A | #N/A | #N/A | #N/A | #N/A | #N/A | #N/A | #N/A |  |  |  | FALSE | #N/A | #N/A | #N/A | #N/A | #N/A | #N/A | #N/A | #N/A | #N/A | #N/A
FALSE | #N/A | #N/A | #N/A | #N/A | #N/A | #N/A | #N/A | #N/A | #N/A | #N/A |  |  |  | FALSE | #N/A | #N/A | #N/A | #N/A | #N/A | #N/A | #N/A | #N/A | #N/A | #N/A
FALSE | #N/A | #N/A | #N/A | #N/A | #N/A | #N/A | #N/A | #N/A | #N/A | #N/A |  |  |  | FALSE | #N/A | #N/A | #N/A | #N/A | #N/A | #N/A | #N/A | #N/A | #N/A | #N/A
FALSE | #N/A | #N/A | #N/A | #N/A | #N/A | #N/A | #N/A | #N/A | #N/A | #N/A |  |  |  | FALSE | #N/A | #N/A | #N/A | #N/A | #N/A | #N/A | #N/A | #N/A | #N/A | #N/A
FALSE | #N/A | #N/A | #N/A | #N/A | #N/A | #N/A | #N/A | #N/A | #N/A | #N/A |  |  |  | FALSE | #N/A | #N/A | #N/A | #N/A | #N/A | #N/A | #N/A | #N/A | #N/A | #N/A
FALSE | #N/A | #N/A | #N/A | #N/A | #N/A | #N/A | #N/A | #N/A | #N/A | #N/A |  |  |  | FALSE | #N/A | #N/A | #N/A | #N/A | #N/A | #N/A | #N/A | #N/A | #N/A | #N/A
FALSE | #N/A | #N/A | #N/A | #N/A | #N/A | #N/A | #N/A | #N/A | #N/A | #N/A |  |  |  | FALSE | #N/A | #N/A | #N/A | #N/A | #N/A | #N/A | #N/A | #N/A | #N/A | #N/A
FALSE | #N/A | #N/A | #N/A | #N/A | #N/A | #N/A | #N/A | #N/A | #N/A | #N/A |  |  |  | FALSE | #N/A | #N/A | #N/A | #N/A | #N/A | #N/A | #N/A | #N/A | #N/A | #N/A
FALSE | #N/A | #N/A | #N/A | #N/A | #N/A | #N/A | #N/A | #N/A | #N/A | #N/A |  |  |  | FALSE | #N/A | #N/A | #N/A | #N/A | #N/A | #N/A | #N/A | #N/A | #N/A | #N/A
FALSE | #N/A | #N/A | #N/A | #N/A | #N/A | #N/A | #N/A | #N/A | #N/A | #N/A |  |  |  | FALSE | #N/A | #N/A | #N/A | #N/A | #N/A | #N/A | #N/A | #N/A | #N/A | #N/A
FALSE | #N/A | #N/A | #N/A | #N/A | #N/A | #N/A | #N/A | #N/A | #N/A | #N/A |  |  |  | FALSE | #N/A | #N/A | #N/A | #N/A | #N/A | #N/A | #N/A | #N/A | #N/A | #N/A
FALSE | #N/A | #N/A | #N/A | #N/A | #N/A | #N/A | #N/A | #N/A | #N/A | #N/A |  |  |  | FALSE | #N/A | #N/A | #N/A | #N/A | #N/A | #N/A | #N/A | #N/A | #N/A | #N/A
FALSE | #N/A | #N/A | #N/A | #N/A | #N/A | #N/A | #N/A | #N/A | #N/A | #N/A |  |  |  | FALSE | #N/A | #N/A | #N/A | #N/A | #N/A | #N/A | #N/A | #N/A | #N/A | #N/A
FALSE | #N/A | #N/A | #N/A | #N/A | #N/A | #N/A | #N/A | #N/A | #N/A | #N/A |  |  |  | FALSE | #N/A | #N/A | #N/A | #N/A | #N/A | #N/A | #N/A | #N/A | #N/A | #N/A
FALSE | #N/A | #N/A | #N/A | #N/A | #N/A | #N/A | #N/A | #N/A | #N/A | #N/A |  |  |  | FALSE | #N/A | #N/A | #N/A | #N/A | #N/A | #N/A | #N/A | #N/A | #N/A | #N/A
FALSE | #N/A | #N/A | #N/A | #N/A | #N/A | #N/A | #N/A | #N/A | #N/A | #N/A |  |  |  | FALSE | #N/A | #N/A | #N/A | #N/A | #N/A | #N/A | #N/A | #N/A | #N/A | #N/A
FALSE | #N/A | #N/A | #N/A | #N/A | #N/A | #N/A | #N/A | #N/A | #N/A | #N/A |  |  |  | FALSE | #N/A | #N/A | #N/A | #N/A | #N/A | #N/A | #N/A | #N/A | #N/A | #N/A
FALSE | #N/A | #N/A | #N/A | #N/A | #N/A | #N/A | #N/A | #N/A | #N/A | #N/A |  |  |  | FALSE | #N/A | #N/A | #N/A | #N/A | #N/A | #N/A | #N/A | #N/A | #N/A | #N/A
FALSE | #N/A | #N/A | #N/A | #N/A | #N/A | #N/A | #N/A | #N/A | #N/A | #N/A |  |  |  | FALSE | #N/A | #N/A | #N/A | #N/A | #N/A | #N/A | #N/A | #N/A | #N/A | #N/A
FALSE | #N/A | #N/A | #N/A | #N/A | #N/A | #N/A | #N/A | #N/A | #N/A | #N/A |  |  |  | FALSE | #N/A | #N/A | #N/A | #N/A | #N/A | #N/A | #N/A | #N/A | #N/A | #N/A
FALSE | #N/A | #N/A | #N/A | #N/A | #N/A | #N/A | #N/A | #N/A | #N/A | #N/A |  |  |  | FALSE | #N/A | #N/A | #N/A | #N/A | #N/A | #N/A | #N/A | #N/A | #N/A | #N/A
FALSE | #N/A | #N/A | #N/A | #N/A | #N/A | #N/A | #N/A | #N/A | #N/A | #N/A |  |  |  | FALSE | #N/A | #N/A | #N/A | #N/A | #N/A | #N/A | #N/A | #N/A | #N/A | #N/A
FALSE | #N/A | #N/A | #N/A | #N/A | #N/A | #N/A | #N/A | #N/A | #N/A | #N/A |  |  |  | FALSE | #N/A | #N/A | #N/A | #N/A | #N/A | #N/A | #N/A | #N/A | #N/A | #N/A
FALSE | #N/A | #N/A | #N/A | #N/A | #N/A | #N/A | #N/A | #N/A | #N/A | #N/A |  |  |  | FALSE | #N/A | #N/A | #N/A | #N/A | #N/A | #N/A | #N/A | #N/A | #N/A | #N/A
FALSE | #N/A | #N/A | #N/A | #N/A | #N/A | #N/A | #N/A | #N/A | #N/A | #N/A |  |  |  | FALSE | #N/A | #N/A | #N/A | #N/A | #N/A | #N/A | #N/A | #N/A | #N/A | #N/A
FALSE | #N/A | #N/A | #N/A | #N/A | #N/A | #N/A | #N/A | #N/A | #N/A | #N/A |  |  |  | FALSE | #N/A | #N/A | #N/A | #N/A | #N/A | #N/A | #N/A | #N/A | #N/A | #N/A
FALSE | #N/A | #N/A | #N/A | #N/A | #N/A | #N/A | #N/A | #N/A | #N/A | #N/A |  |  |  | FALSE | #N/A | #N/A | #N/A | #N/A | #N/A | #N/A | #N/A | #N/A | #N/A | #N/A
FALSE | #N/A | #N/A | #N/A | #N/A | #N/A | #N/A | #N/A | #N/A | #N/A | #N/A |  |  |  | FALSE | #N/A | #N/A | #N/A | #N/A | #N/A | #N/A | #N/A | #N/A | #N/A | #N/A
FALSE | #N/A | #N/A | #N/A | #N/A | #N/A | #N/A | #N/A | #N/A | #N/A | #N/A |  |  |  | FALSE | #N/A | #N/A | #N/A | #N/A | #N/A | #N/A | #N/A | #N/A | #N/A | #N/A
FALSE | #N/A | #N/A | #N/A | #N/A | #N/A | #N/A | #N/A | #N/A | #N/A | #N/A |  |  |  | FALSE | #N/A | #N/A | #N/A | #N/A | #N/A | #N/A | #N/A | #N/A | #N/A | #N/A
FALSE | #N/A | #N/A | #N/A | #N/A | #N/A | #N/A | #N/A | #N/A | #N/A | #N/A |  |  |  | FALSE | #N/A | #N/A | #N/A | #N/A | #N/A | #N/A | #N/A | #N/A | #N/A | #N/A
FALSE | #N/A | #N/A | #N/A | #N/A | #N/A | #N/A | #N/A | #N/A | #N/A | #N/A |  |  |  | FALSE | #N/A | #N/A | #N/A | #N/A | #N/A | #N/A | #N/A | #N/A | #N/A | #N/A
FALSE | #N/A | #N/A | #N/A | #N/A | #N/A | #N/A | #N/A | #N/A | #N/A | #N/A |  |  |  | FALSE | #N/A | #N/A | #N/A | #N/A | #N/A | #N/A | #N/A | #N/A | #N/A | #N/A
FALSE | #N/A | #N/A | #N/A | #N/A | #N/A | #N/A | #N/A | #N/A | #N/A | #N/A |  |  |  | FALSE | #N/A | #N/A | #N/A | #N/A | #N/A | #N/A | #N/A | #N/A | #N/A | #N/A
FALSE | #N/A | #N/A | #N/A | #N/A | #N/A | #N/A | #N/A | #N/A | #N/A | #N/A |  |  |  | FALSE | #N/A | #N/A | #N/A | #N/A | #N/A | #N/A | #N/A | #N/A | #N/A | #N/A
FALSE | #N/A | #N/A | #N/A | #N/A | #N/A | #N/A | #N/A | #N/A | #N/A | #N/A |  |  |  | FALSE | #N/A | #N/A | #N/A | #N/A | #N/A | #N/A | #N/A | #N/A | #N/A | #N/A
FALSE | #N/A | #N/A | #N/A | #N/A | #N/A | #N/A | #N/A | #N/A | #N/A | #N/A |  |  |  | FALSE | #N/A | #N/A | #N/A | #N/A | #N/A | #N/A | #N/A | #N/A | #N/A | #N/A
FALSE | #N/A | #N/A | #N/A | #N/A | #N/A | #N/A | #N/A | #N/A | #N/A | #N/A |  |  |  | FALSE | #N/A | #N/A | #N/A | #N/A | #N/A | #N/A | #N/A | #N/A | #N/A | #N/A
FALSE | #N/A | #N/A | #N/A | #N/A | #N/A | #N/A | #N/A | #N/A | #N/A | #N/A |  |  |  | FALSE | #N/A | #N/A | #N/A | #N/A | #N/A | #N/A | #N/A | #N/A | #N/A | #N/A
FALSE | #N/A | #N/A | #N/A | #N/A | #N/A | #N/A | #N/A | #N/A | #N/A | #N/A |  |  |  | FALSE | #N/A | #N/A | #N/A | #N/A | #N/A | #N/A | #N/A | #N/A | #N/A | #N/A
FALSE | #N/A | #N/A | #N/A | #N/A | #N/A | #N/A | #N/A | #N/A | #N/A | #N/A |  |  |  | FALSE | #N/A | #N/A | #N/A | #N/A | #N/A | #N/A | #N/A | #N/A | #N/A | #N/A
FALSE | #N/A | #N/A | #N/A | #N/A | #N/A | #N/A | #N/A | #N/A | #N/A | #N/A |  |  |  | FALSE | #N/A | #N/A | #N/A | #N/A | #N/A | #N/A | #N/A | #N/A | #N/A | #N/A
FALSE | #N/A | #N/A | #N/A | #N/A | #N/A | #N/A | #N/A | #N/A | #N/A | #N/A |  |  |  | FALSE | #N/A | #N/A | #N/A | #N/A | #N/A | #N/A | #N/A | #N/A | #N/A | #N/A
FALSE | #N/A | #N/A | #N/A | #N/A | #N/A | #N/A | #N/A | #N/A | #N/A | #N/A |  |  |  | FALSE | #N/A | #N/A | #N/A | #N/A | #N/A | #N/A | #N/A | #N/A | #N/A | #N/A
FALSE | #N/A | #N/A | #N/A | #N/A | #N/A | #N/A | #N/A | #N/A | #N/A | #N/A |  |  |  | FALSE | #N/A | #N/A | #N/A | #N/A | #N/A | #N/A | #N/A | #N/A | #N/A | #N/A
FALSE | #N/A | #N/A | #N/A | #N/A | #N/A | #N/A | #N/A | #N/A | #N/A | #N/A |  |  |  | FALSE | #N/A | #N/A | #N/A | #N/A | #N/A | #N/A | #N/A | #N/A | #N/A | #N/A
FALSE | #N/A | #N/A | #N/A | #N/A | #N/A | #N/A | #N/A | #N/A | #N/A | #N/A |  |  |  | FALSE | #N/A | #N/A | #N/A | #N/A | #N/A | #N/A | #N/A | #N/A | #N/A | #N/A
FALSE | #N/A | #N/A | #N/A | #N/A | #N/A | #N/A | #N/A | #N/A | #N/A | #N/A |  |  |  | FALSE | #N/A | #N/A | #N/A | #N/A | #N/A | #N/A | #N/A | #N/A | #N/A | #N/A
FALSE | #N/A | #N/A | #N/A | #N/A | #N/A | #N/A | #N/A | #N/A | #N/A | #N/A |  |  |  | FALSE | #N/A | #N/A | #N/A | #N/A | #N/A | #N/A | #N/A | #N/A | #N/A | #N/A
FALSE | #N/A | #N/A | #N/A | #N/A | #N/A | #N/A | #N/A | #N/A | #N/A | #N/A |  |  |  | FALSE | #N/A | #N/A | #N/A | #N/A | #N/A | #N/A | #N/A | #N/A | #N/A | #N/A
FALSE | #N/A | #N/A | #N/A | #N/A | #N/A | #N/A | #N/A | #N/A | #N/A | #N/A |  |  |  | FALSE | #N/A | #N/A | #N/A | #N/A | #N/A | #N/A | #N/A | #N/A | #N/A | #N/A
FALSE | #N/A | #N/A | #N/A | #N/A | #N/A | #N/A | #N/A | #N/A | #N/A | #N/A |  |  |  | FALSE | #N/A | #N/A | #N/A | #N/A | #N/A | #N/A | #N/A | #N/A | #N/A | #N/A
FALSE | #N/A | #N/A | #N/A | #N/A | #N/A | #N/A | #N/A | #N/A | #N/A | #N/A |  |  |  | FALSE | #N/A | #N/A | #N/A | #N/A | #N/A | #N/A | #N/A | #N/A | #N/A | #N/A
FALSE | #N/A | #N/A | #N/A | #N/A | #N/A | #N/A | #N/A | #N/A | #N/A | #N/A |  |  |  | FALSE | #N/A | #N/A | #N/A | #N/A | #N/A | #N/A | #N/A | #N/A | #N/A | #N/A
FALSE | #N/A | #N/A | #N/A | #N/A | #N/A | #N/A | #N/A | #N/A | #N/A | #N/A |  |  |  | FALSE | #N/A | #N/A | #N/A | #N/A | #N/A | #N/A | #N/A | #N/A | #N/A | #N/A
FALSE | #N/A | #N/A | #N/A | #N/A | #N/A | #N/A | #N/A | #N/A | #N/A | #N/A |  |  |  | FALSE | #N/A | #N/A | #N/A | #N/A | #N/A | #N/A | #N/A | #N/A | #N/A | #N/A
FALSE | #N/A | #N/A | #N/A | #N/A | #N/A | #N/A | #N/A | #N/A | #N/A | #N/A |  |  |  | FALSE | #N/A | #N/A | #N/A | #N/A | #N/A | #N/A | #N/A | #N/A | #N/A | #N/A
FALSE | #N/A | #N/A | #N/A | #N/A | #N/A | #N/A | #N/A | #N/A | #N/A | #N/A |  |  |  | FALSE | #N/A | #N/A | #N/A | #N/A | #N/A | #N/A | #N/A | #N/A | #N/A | #N/A
FALSE | #N/A | #N/A | #N/A | #N/A | #N/A | #N/A | #N/A | #N/A | #N/A | #N/A |  |  |  | FALSE | #N/A | #N/A | #N/A | #N/A | #N/A | #N/A | #N/A | #N/A | #N/A | #N/A
FALSE | #N/A | #N/A | #N/A | #N/A | #N/A | #N/A | #N/A | #N/A | #N/A | #N/A |  |  |  | FALSE | #N/A | #N/A | #N/A | #N/A | #N/A | #N/A | #N/A | #N/A | #N/A | #N/A
FALSE | #N/A | #N/A | #N/A | #N/A | #N/A | #N/A | #N/A | #N/A | #N/A | #N/A |  |  |  | FALSE | #N/A | #N/A | #N/A | #N/A | #N/A | #N/A | #N/A | #N/A | #N/A | #N/A
FALSE | #N/A | #N/A | #N/A | #N/A | #N/A | #N/A | #N/A | #N/A | #N/A | #N/A |  |  |  | FALSE | #N/A | #N/A | #N/A | #N/A | #N/A | #N/A | #N/A | #N/A | #N/A | #N/A
FALSE | #N/A | #N/A | #N/A | #N/A | #N/A | #N/A | #N/A | #N/A | #N/A | #N/A |  |  |  | FALSE | #N/A | #N/A | #N/A | #N/A | #N/A | #N/A | #N/A | #N/A | #N/A | #N/A
FALSE | #N/A | #N/A | #N/A | #N/A | #N/A | #N/A | #N/A | #N/A | #N/A | #N/A |  |  |  | FALSE | #N/A | #N/A | #N/A | #N/A | #N/A | #N/A | #N/A | #N/A | #N/A | #N/A
FALSE | #N/A | #N/A | #N/A | #N/A | #N/A | #N/A | #N/A | #N/A | #N/A | #N/A |  |  |  | FALSE | #N/A | #N/A | #N/A | #N/A | #N/A | #N/A | #N/A | #N/A | #N/A | #N/A
FALSE | #N/A | #N/A | #N/A | #N/A | #N/A | #N/A | #N/A | #N/A | #N/A | #N/A |  |  |  | FALSE | #N/A | #N/A | #N/A | #N/A | #N/A | #N/A | #N/A | #N/A | #N/A | #N/A
FALSE | #N/A | #N/A | #N/A | #N/A | #N/A | #N/A | #N/A | #N/A | #N/A | #N/A |  |  |  | FALSE | #N/A | #N/A | #N/A | #N/A | #N/A | #N/A | #N/A | #N/A | #N/A | #N/A
FALSE | #N/A | #N/A | #N/A | #N/A | #N/A | #N/A | #N/A | #N/A | #N/A | #N/A |  |  |  | FALSE | #N/A | #N/A | #N/A | #N/A | #N/A | #N/A | #N/A | #N/A | #N/A | #N/A
FALSE | #N/A | #N/A | #N/A | #N/A | #N/A | #N/A | #N/A | #N/A | #N/A | #N/A |  |  |  | FALSE | #N/A | #N/A | #N/A | #N/A | #N/A | #N/A | #N/A | #N/A | #N/A | #N/A
FALSE | #N/A | #N/A | #N/A | #N/A | #N/A | #N/A | #N/A | #N/A | #N/A | #N/A |  |  |  | FALSE | #N/A | #N/A | #N/A | #N/A | #N/A | #N/A | #N/A | #N/A | #N/A | #N/A
FALSE | #N/A | #N/A | #N/A | #N/A | #N/A | #N/A | #N/A | #N/A | #N/A | #N/A |  |  |  | FALSE | #N/A | #N/A | #N/A | #N/A | #N/A | #N/A | #N/A | #N/A | #N/A | #N/A
FALSE | #N/A | #N/A | #N/A | #N/A | #N/A | #N/A | #N/A | #N/A | #N/A | #N/A |  |  |  | FALSE | #N/A | #N/A | #N/A | #N/A | #N/A | #N/A | #N/A | #N/A | #N/A | #N/A
FALSE | #N/A | #N/A | #N/A | #N/A | #N/A | #N/A | #N/A | #N/A | #N/A | #N/A |  |  |  | FALSE | #N/A | #N/A | #N/A | #N/A | #N/A | #N/A | #N/A | #N/A | #N/A | #N/A
FALSE | #N/A | #N/A | #N/A | #N/A | #N/A | #N/A | #N/A | #N/A | #N/A | #N/A |  |  |  | FALSE | #N/A | #N/A | #N/A | #N/A | #N/A | #N/A | #N/A | #N/A | #N/A | #N/A
FALSE | #N/A | #N/A | #N/A | #N/A | #N/A | #N/A | #N/A | #N/A | #N/A | #N/A |  |  |  | FALSE | #N/A | #N/A | #N/A | #N/A | #N/A | #N/A | #N/A | #N/A | #N/A | #N/A
FALSE | #N/A | #N/A | #N/A | #N/A | #N/A | #N/A | #N/A | #N/A | #N/A | #N/A |  |  |  | FALSE | #N/A | #N/A | #N/A | #N/A | #N/A | #N/A | #N/A | #N/A | #N/A | #N/A
FALSE | #N/A | #N/A | #N/A | #N/A | #N/A | #N/A | #N/A | #N/A | #N/A | #N/A |  |  |  | FALSE | #N/A | #N/A | #N/A | #N/A | #N/A | #N/A | #N/A | #N/A | #N/A | #N/A
FALSE | #N/A | #N/A | #N/A | #N/A | #N/A | #N/A | #N/A | #N/A | #N/A | #N/A |  |  |  | FALSE | #N/A | #N/A | #N/A | #N/A | #N/A | #N/A | #N/A | #N/A | #N/A | #N/A
FALSE | #N/A | #N/A | #N/A | #N/A | #N/A | #N/A | #N/A | #N/A | #N/A | #N/A |  |  |  | FALSE | #N/A | #N/A | #N/A | #N/A | #N/A | #N/A | #N/A | #N/A | #N/A | #N/A
FALSE | #N/A | #N/A | #N/A | #N/A | #N/A | #N/A | #N/A | #N/A | #N/A | #N/A |  |  |  | FALSE | #N/A | #N/A | #N/A | #N/A | #N/A | #N/A | #N/A | #N/A | #N/A | #N/A
FALSE | #N/A | #N/A | #N/A | #N/A | #N/A | #N/A | #N/A | #N/A | #N/A | #N/A |  |  |  | FALSE | #N/A | #N/A | #N/A | #N/A | #N/A | #N/A | #N/A | #N/A | #N/A | #N/A
FALSE | #N/A | #N/A | #N/A | #N/A | #N/A | #N/A | #N/A | #N/A | #N/A | #N/A |  |  |  | FALSE | #N/A | #N/A | #N/A | #N/A | #N/A | #N/A | #N/A | #N/A | #N/A | #N/A
FALSE | #N/A | #N/A | #N/A | #N/A | #N/A | #N/A | #N/A | #N/A | #N/A | #N/A |  |  |  | FALSE | #N/A | #N/A | #N/A | #N/A | #N/A | #N/A | #N/A | #N/A | #N/A | #N/A
FALSE | #N/A | #N/A | #N/A | #N/A | #N/A | #N/A | #N/A | #N/A | #N/A | #N/A |  |  |  | FALSE | #N/A | #N/A | #N/A | #N/A | #N/A | #N/A | #N/A | #N/A | #N/A | #N/A
FALSE | #N/A | #N/A | #N/A | #N/A | #N/A | #N/A | #N/A | #N/A | #N/A | #N/A |  |  |  | FALSE | #N/A | #N/A | #N/A | #N/A | #N/A | #N/A | #N/A | #N/A | #N/A | #N/A
FALSE | #N/A | #N/A | #N/A | #N/A | #N/A | #N/A | #N/A | #N/A | #N/A | #N/A |  |  |  | FALSE | #N/A | #N/A | #N/A | #N/A | #N/A | #N/A | #N/A | #N/A | #N/A | #N/A
FALSE | #N/A | #N/A | #N/A | #N/A | #N/A | #N/A | #N/A | #N/A | #N/A | #N/A |  |  |  | FALSE | #N/A | #N/A | #N/A | #N/A | #N/A | #N/A | #N/A | #N/A | #N/A | #N/A
FALSE | #N/A | #N/A | #N/A | #N/A | #N/A | #N/A | #N/A | #N/A | #N/A | #N/A |  |  |  | FALSE | #N/A | #N/A | #N/A | #N/A | #N/A | #N/A | #N/A | #N/A | #N/A | #N/A
FALSE | #N/A | #N/A | #N/A | #N/A | #N/A | #N/A | #N/A | #N/A | #N/A | #N/A |  |  |  | FALSE | #N/A | #N/A | #N/A | #N/A | #N/A | #N/A | #N/A | #N/A | #N/A | #N/A
FALSE | #N/A | #N/A | #N/A | #N/A | #N/A | #N/A | #N/A | #N/A | #N/A | #N/A |  |  |  | FALSE | #N/A | #N/A | #N/A | #N/A | #N/A | #N/A | #N/A | #N/A | #N/A | #N/A
FALSE | #N/A | #N/A | #N/A | #N/A | #N/A | #N/A | #N/A | #N/A | #N/A | #N/A |  |  |  | FALSE | #N/A | #N/A | #N/A | #N/A | #N/A | #N/A | #N/A | #N/A | #N/A | #N/A
FALSE | #N/A | #N/A | #N/A | #N/A | #N/A | #N/A | #N/A | #N/A | #N/A | #N/A |  |  |  | FALSE | #N/A | #N/A | #N/A | #N/A | #N/A | #N/A | #N/A | #N/A | #N/A | #N/A
FALSE | #N/A | #N/A | #N/A | #N/A | #N/A | #N/A | #N/A | #N/A | #N/A | #N/A |  |  |  | FALSE | #N/A | #N/A | #N/A | #N/A | #N/A | #N/A | #N/A | #N/A | #N/A | #N/A
FALSE | #N/A | #N/A | #N/A | #N/A | #N/A | #N/A | #N/A | #N/A | #N/A | #N/A |  |  |  | FALSE | #N/A | #N/A | #N/A | #N/A | #N/A | #N/A | #N/A | #N/A | #N/A | #N/A
FALSE | #N/A | #N/A | #N/A | #N/A | #N/A | #N/A | #N/A | #N/A | #N/A | #N/A |  |  |  | FALSE | #N/A | #N/A | #N/A | #N/A | #N/A | #N/A | #N/A | #N/A | #N/A | #N/A
FALSE | #N/A | #N/A | #N/A | #N/A | #N/A | #N/A | #N/A | #N/A | #N/A | #N/A |  |  |  | FALSE | #N/A | #N/A | #N/A | #N/A | #N/A | #N/A | #N/A | #N/A | #N/A | #N/A
FALSE | #N/A | #N/A | #N/A | #N/A | #N/A | #N/A | #N/A | #N/A | #N/A | #N/A |  |  |  | FALSE | #N/A | #N/A | #N/A | #N/A | #N/A | #N/A | #N/A | #N/A | #N/A | #N/A
FALSE | #N/A | #N/A | #N/A | #N/A | #N/A | #N/A | #N/A | #N/A | #N/A | #N/A |  |  |  | FALSE | #N/A | #N/A | #N/A | #N/A | #N/A | #N/A | #N/A | #N/A | #N/A | #N/A
FALSE | #N/A | #N/A | #N/A | #N/A | #N/A | #N/A | #N/A | #N/A | #N/A | #N/A |  |  |  | FALSE | #N/A | #N/A | #N/A | #N/A | #N/A | #N/A | #N/A | #N/A | #N/A | #N/A
FALSE | #N/A | #N/A | #N/A | #N/A | #N/A | #N/A | #N/A | #N/A | #N/A | #N/A |  |  |  | FALSE | #N/A | #N/A | #N/A | #N/A | #N/A | #N/A | #N/A | #N/A | #N/A | #N/A
FALSE | #N/A | #N/A | #N/A | #N/A | #N/A | #N/A | #N/A | #N/A | #N/A | #N/A |  |  |  | FALSE | #N/A | #N/A | #N/A | #N/A | #N/A | #N/A | #N/A | #N/A | #N/A | #N/A
FALSE | #N/A | #N/A | #N/A | #N/A | #N/A | #N/A | #N/A | #N/A | #N/A | #N/A |  |  |  | FALSE | #N/A | #N/A | #N/A | #N/A | #N/A | #N/A | #N/A | #N/A | #N/A | #N/A
FALSE | #N/A | #N/A | #N/A | #N/A | #N/A | #N/A | #N/A | #N/A | #N/A | #N/A |  |  |  | FALSE | #N/A | #N/A | #N/A | #N/A | #N/A | #N/A | #N/A | #N/A | #N/A | #N/A
FALSE | #N/A | #N/A | #N/A | #N/A | #N/A | #N/A | #N/A | #N/A | #N/A | #N/A |  |  |  | FALSE | #N/A | #N/A | #N/A | #N/A | #N/A | #N/A | #N/A | #N/A | #N/A | #N/A
FALSE | #N/A | #N/A | #N/A | #N/A | #N/A | #N/A | #N/A | #N/A | #N/A | #N/A |  |  |  | FALSE | #N/A | #N/A | #N/A | #N/A | #N/A | #N/A | #N/A | #N/A | #N/A | #N/A
FALSE | #N/A | #N/A | #N/A | #N/A | #N/A | #N/A | #N/A | #N/A | #N/A | #N/A |  |  |  | FALSE | #N/A | #N/A | #N/A | #N/A | #N/A | #N/A | #N/A | #N/A | #N/A | #N/A
FALSE | #N/A | #N/A | #N/A | #N/A | #N/A | #N/A | #N/A | #N/A | #N/A | #N/A |  |  |  | FALSE | #N/A | #N/A | #N/A | #N/A | #N/A | #N/A | #N/A | #N/A | #N/A | #N/A
FALSE | #N/A | #N/A | #N/A | #N/A | #N/A | #N/A | #N/A | #N/A | #N/A | #N/A |  |  |  | FALSE | #N/A | #N/A | #N/A | #N/A | #N/A | #N/A | #N/A | #N/A | #N/A | #N/A
FALSE | #N/A | #N/A | #N/A | #N/A | #N/A | #N/A | #N/A | #N/A | #N/A | #N/A |  |  |  | FALSE | #N/A | #N/A | #N/A | #N/A | #N/A | #N/A | #N/A | #N/A | #N/A | #N/A
FALSE | #N/A | #N/A | #N/A | #N/A | #N/A | #N/A | #N/A | #N/A | #N/A | #N/A |  |  |  | FALSE | #N/A | #N/A | #N/A | #N/A | #N/A | #N/A | #N/A | #N/A | #N/A | #N/A
FALSE | #N/A | #N/A | #N/A | #N/A | #N/A | #N/A | #N/A | #N/A | #N/A | #N/A |  |  |  | FALSE | #N/A | #N/A | #N/A | #N/A | #N/A | #N/A | #N/A | #N/A | #N/A | #N/A
FALSE | #N/A | #N/A | #N/A | #N/A | #N/A | #N/A | #N/A | #N/A | #N/A | #N/A |  |  |  | FALSE | #N/A | #N/A | #N/A | #N/A | #N/A | #N/A | #N/A | #N/A | #N/A | #N/A
FALSE | #N/A | #N/A | #N/A | #N/A | #N/A | #N/A | #N/A | #N/A | #N/A | #N/A |  |  |  | FALSE | #N/A | #N/A | #N/A | #N/A | #N/A | #N/A | #N/A | #N/A | #N/A | #N/A
FALSE | #N/A | #N/A | #N/A | #N/A | #N/A | #N/A | #N/A | #N/A | #N/A | #N/A |  |  |  | FALSE | #N/A | #N/A | #N/A | #N/A | #N/A | #N/A | #N/A | #N/A | #N/A | #N/A
FALSE | #N/A | #N/A | #N/A | #N/A | #N/A | #N/A | #N/A | #N/A | #N/A | #N/A |  |  |  | FALSE | #N/A | #N/A | #N/A | #N/A | #N/A | #N/A | #N/A | #N/A | #N/A | #N/A
FALSE | #N/A | #N/A | #N/A | #N/A | #N/A | #N/A | #N/A | #N/A | #N/A | #N/A |  |  |  | FALSE | #N/A | #N/A | #N/A | #N/A | #N/A | #N/A | #N/A | #N/A | #N/A | #N/A
FALSE | #N/A | #N/A | #N/A | #N/A | #N/A | #N/A | #N/A | #N/A | #N/A | #N/A |  |  |  | FALSE | #N/A | #N/A | #N/A | #N/A | #N/A | #N/A | #N/A | #N/A | #N/A | #N/A
FALSE | #N/A | #N/A | #N/A | #N/A | #N/A | #N/A | #N/A | #N/A | #N/A | #N/A |  |  |  | FALSE | #N/A | #N/A | #N/A | #N/A | #N/A | #N/A | #N/A | #N/A | #N/A | #N/A
FALSE | #N/A | #N/A | #N/A | #N/A | #N/A | #N/A | #N/A | #N/A | #N/A | #N/A |  |  |  | FALSE | #N/A | #N/A | #N/A | #N/A | #N/A | #N/A | #N/A | #N/A | #N/A | #N/A
FALSE | #N/A | #N/A | #N/A | #N/A | #N/A | #N/A | #N/A | #N/A | #N/A | #N/A |  |  |  | FALSE | #N/A | #N/A | #N/A | #N/A | #N/A | #N/A | #N/A | #N/A | #N/A | #N/A
FALSE | #N/A | #N/A | #N/A | #N/A | #N/A | #N/A | #N/A | #N/A | #N/A | #N/A |  |  |  | FALSE | #N/A | #N/A | #N/A | #N/A | #N/A | #N/A | #N/A | #N/A | #N/A | #N/A
FALSE | #N/A | #N/A | #N/A | #N/A | #N/A | #N/A | #N/A | #N/A | #N/A | #N/A |  |  |  | FALSE | #N/A | #N/A | #N/A | #N/A | #N/A | #N/A | #N/A | #N/A | #N/A | #N/A
FALSE | #N/A | #N/A | #N/A | #N/A | #N/A | #N/A | #N/A | #N/A | #N/A | #N/A |  |  |  | FALSE | #N/A | #N/A | #N/A | #N/A | #N/A | #N/A | #N/A | #N/A | #N/A | #N/A
FALSE | #N/A | #N/A | #N/A | #N/A | #N/A | #N/A | #N/A | #N/A | #N/A | #N/A |  |  |  | FALSE | #N/A | #N/A | #N/A | #N/A | #N/A | #N/A | #N/A | #N/A | #N/A | #N/A
FALSE | #N/A | #N/A | #N/A | #N/A | #N/A | #N/A | #N/A | #N/A | #N/A | #N/A |  |  |  | FALSE | #N/A | #N/A | #N/A | #N/A | #N/A | #N/A | #N/A | #N/A | #N/A | #N/A
FALSE | #N/A | #N/A | #N/A | #N/A | #N/A | #N/A | #N/A | #N/A | #N/A | #N/A |  |  |  | FALSE | #N/A | #N/A | #N/A | #N/A | #N/A | #N/A | #N/A | #N/A | #N/A | #N/A
FALSE | #N/A | #N/A | #N/A | #N/A | #N/A | #N/A | #N/A | #N/A | #N/A | #N/A |  |  |  | FALSE | #N/A | #N/A | #N/A | #N/A | #N/A | #N/A | #N/A | #N/A | #N/A | #N/A
FALSE | #N/A | #N/A | #N/A | #N/A | #N/A | #N/A | #N/A | #N/A | #N/A | #N/A |  |  |  | FALSE | #N/A | #N/A | #N/A | #N/A | #N/A | #N/A | #N/A | #N/A | #N/A | #N/A
FALSE | #N/A | #N/A | #N/A | #N/A | #N/A | #N/A | #N/A | #N/A | #N/A | #N/A |  |  |  | FALSE | #N/A | #N/A | #N/A | #N/A | #N/A | #N/A | #N/A | #N/A | #N/A | #N/A
FALSE | #N/A | #N/A | #N/A | #N/A | #N/A | #N/A | #N/A | #N/A | #N/A | #N/A |  |  |  | FALSE | #N/A | #N/A | #N/A | #N/A | #N/A | #N/A | #N/A | #N/A | #N/A | #N/A
FALSE | #N/A | #N/A | #N/A | #N/A | #N/A | #N/A | #N/A | #N/A | #N/A | #N/A |  |  |  | FALSE | #N/A | #N/A | #N/A | #N/A | #N/A | #N/A | #N/A | #N/A | #N/A | #N/A
FALSE | #N/A | #N/A | #N/A | #N/A | #N/A | #N/A | #N/A | #N/A | #N/A | #N/A |  |  |  | FALSE | #N/A | #N/A | #N/A | #N/A | #N/A | #N/A | #N/A | #N/A | #N/A | #N/A
FALSE | #N/A | #N/A | #N/A | #N/A | #N/A | #N/A | #N/A | #N/A | #N/A | #N/A |  |  |  | FALSE | #N/A | #N/A | #N/A | #N/A | #N/A | #N/A | #N/A | #N/A | #N/A | #N/A
FALSE | #N/A | #N/A | #N/A | #N/A | #N/A | #N/A | #N/A | #N/A | #N/A | #N/A |  |  |  | FALSE | #N/A | #N/A | #N/A | #N/A | #N/A | #N/A | #N/A | #N/A | #N/A | #N/A
FALSE | #N/A | #N/A | #N/A | #N/A | #N/A | #N/A | #N/A | #N/A | #N/A | #N/A |  |  |  | FALSE | #N/A | #N/A | #N/A | #N/A | #N/A | #N/A | #N/A | #N/A | #N/A | #N/A
FALSE | #N/A | #N/A | #N/A | #N/A | #N/A | #N/A | #N/A | #N/A | #N/A | #N/A |  |  |  | FALSE | #N/A | #N/A | #N/A | #N/A | #N/A | #N/A | #N/A | #N/A | #N/A | #N/A
FALSE | #N/A | #N/A | #N/A | #N/A | #N/A | #N/A | #N/A | #N/A | #N/A | #N/A |  |  |  | FALSE | #N/A | #N/A | #N/A | #N/A | #N/A | #N/A | #N/A | #N/A | #N/A | #N/A
FALSE | #N/A | #N/A | #N/A | #N/A | #N/A | #N/A | #N/A | #N/A | #N/A | #N/A |  |  |  | FALSE | #N/A | #N/A | #N/A | #N/A | #N/A | #N/A | #N/A | #N/A | #N/A | #N/A
FALSE | #N/A | #N/A | #N/A | #N/A | #N/A | #N/A | #N/A | #N/A | #N/A | #N/A |  |  |  | FALSE | #N/A | #N/A | #N/A | #N/A | #N/A | #N/A | #N/A | #N/A | #N/A | #N/A
FALSE | #N/A | #N/A | #N/A | #N/A | #N/A | #N/A | #N/A | #N/A | #N/A | #N/A |  |  |  | FALSE | #N/A | #N/A | #N/A | #N/A | #N/A | #N/A | #N/A | #N/A | #N/A | #N/A
FALSE | #N/A | #N/A | #N/A | #N/A | #N/A | #N/A | #N/A | #N/A | #N/A | #N/A |  |  |  | FALSE | #N/A | #N/A | #N/A | #N/A | #N/A | #N/A | #N/A | #N/A | #N/A | #N/A
FALSE | #N/A | #N/A | #N/A | #N/A | #N/A | #N/A | #N/A | #N/A | #N/A | #N/A |  |  |  | FALSE | #N/A | #N/A | #N/A | #N/A | #N/A | #N/A | #N/A | #N/A | #N/A | #N/A
FALSE | #N/A | #N/A | #N/A | #N/A | #N/A | #N/A | #N/A | #N/A | #N/A | #N/A |  |  |  | FALSE | #N/A | #N/A | #N/A | #N/A | #N/A | #N/A | #N/A | #N/A | #N/A | #N/A
FALSE | #N/A | #N/A | #N/A | #N/A | #N/A | #N/A | #N/A | #N/A | #N/A | #N/A |  |  |  | FALSE | #N/A | #N/A | #N/A | #N/A | #N/A | #N/A | #N/A | #N/A | #N/A | #N/A
FALSE | #N/A | #N/A | #N/A | #N/A | #N/A | #N/A | #N/A | #N/A | #N/A | #N/A |  |  |  | FALSE | #N/A | #N/A | #N/A | #N/A | #N/A | #N/A | #N/A | #N/A | #N/A | #N/A
FALSE | #N/A | #N/A | #N/A | #N/A | #N/A | #N/A | #N/A | #N/A | #N/A | #N/A |  |  |  | FALSE | #N/A | #N/A | #N/A | #N/A | #N/A | #N/A | #N/A | #N/A | #N/A | #N/A
FALSE | #N/A | #N/A | #N/A | #N/A | #N/A | #N/A | #N/A | #N/A | #N/A | #N/A |  |  |  | FALSE | #N/A | #N/A | #N/A | #N/A | #N/A | #N/A | #N/A | #N/A | #N/A | #N/A
FALSE | #N/A | #N/A | #N/A | #N/A | #N/A | #N/A | #N/A | #N/A | #N/A | #N/A |  |  |  | FALSE | #N/A | #N/A | #N/A | #N/A | #N/A | #N/A | #N/A | #N/A | #N/A | #N/A
FALSE | #N/A | #N/A | #N/A | #N/A | #N/A | #N/A | #N/A | #N/A | #N/A | #N/A |  |  |  | FALSE | #N/A | #N/A | #N/A | #N/A | #N/A | #N/A | #N/A | #N/A | #N/A | #N/A
FALSE | #N/A | #N/A | #N/A | #N/A | #N/A | #N/A | #N/A | #N/A | #N/A | #N/A |  |  |  | FALSE | #N/A | #N/A | #N/A | #N/A | #N/A | #N/A | #N/A | #N/A | #N/A | #N/A
FALSE | #N/A | #N/A | #N/A | #N/A | #N/A | #N/A | #N/A | #N/A | #N/A | #N/A |  |  |  | FALSE | #N/A | #N/A | #N/A | #N/A | #N/A | #N/A | #N/A | #N/A | #N/A | #N/A
FALSE | #N/A | #N/A | #N/A | #N/A | #N/A | #N/A | #N/A | #N/A | #N/A | #N/A |  |  |  | FALSE | #N/A | #N/A | #N/A | #N/A | #N/A | #N/A | #N/A | #N/A | #N/A | #N/A
FALSE | #N/A | #N/A | #N/A | #N/A | #N/A | #N/A | #N/A | #N/A | #N/A | #N/A |  |  |  | FALSE | #N/A | #N/A | #N/A | #N/A | #N/A | #N/A | #N/A | #N/A | #N/A | #N/A
FALSE | #N/A | #N/A | #N/A | #N/A | #N/A | #N/A | #N/A | #N/A | #N/A | #N/A |  |  |  | FALSE | #N/A | #N/A | #N/A | #N/A | #N/A | #N/A | #N/A | #N/A | #N/A | #N/A
FALSE | #N/A | #N/A | #N/A | #N/A | #N/A | #N/A | #N/A | #N/A | #N/A | #N/A |  |  |  | FALSE | #N/A | #N/A | #N/A | #N/A | #N/A | #N/A | #N/A | #N/A | #N/A | #N/A
FALSE | #N/A | #N/A | #N/A | #N/A | #N/A | #N/A | #N/A | #N/A | #N/A | #N/A |  |  |  | FALSE | #N/A | #N/A | #N/A | #N/A | #N/A | #N/A | #N/A | #N/A | #N/A | #N/A
FALSE | #N/A | #N/A | #N/A | #N/A | #N/A | #N/A | #N/A | #N/A | #N/A | #N/A |  |  |  | FALSE | #N/A | #N/A | #N/A | #N/A | #N/A | #N/A | #N/A | #N/A | #N/A | #N/A
FALSE | #N/A | #N/A | #N/A | #N/A | #N/A | #N/A | #N/A | #N/A | #N/A | #N/A |  |  |  | FALSE | #N/A | #N/A | #N/A | #N/A | #N/A | #N/A | #N/A | #N/A | #N/A | #N/A
FALSE | #N/A | #N/A | #N/A | #N/A | #N/A | #N/A | #N/A | #N/A | #N/A | #N/A |  |  |  | FALSE | #N/A | #N/A | #N/A | #N/A | #N/A | #N/A | #N/A | #N/A | #N/A | #N/A
FALSE | #N/A | #N/A | #N/A | #N/A | #N/A | #N/A | #N/A | #N/A | #N/A | #N/A |  |  |  | FALSE | #N/A | #N/A | #N/A | #N/A | #N/A | #N/A | #N/A | #N/A | #N/A | #N/A
FALSE | #N/A | #N/A | #N/A | #N/A | #N/A | #N/A | #N/A | #N/A | #N/A | #N/A |  |  |  | FALSE | #N/A | #N/A | #N/A | #N/A | #N/A | #N/A | #N/A | #N/A | #N/A | #N/A
FALSE | #N/A | #N/A | #N/A | #N/A | #N/A | #N/A | #N/A | #N/A | #N/A | #N/A |  |  |  | FALSE | #N/A | #N/A | #N/A | #N/A | #N/A | #N/A | #N/A | #N/A | #N/A | #N/A
FALSE | #N/A | #N/A | #N/A | #N/A | #N/A | #N/A | #N/A | #N/A | #N/A | #N/A |  |  |  | FALSE | #N/A | #N/A | #N/A | #N/A | #N/A | #N/A | #N/A | #N/A | #N/A | #N/A
FALSE | #N/A | #N/A | #N/A | #N/A | #N/A | #N/A | #N/A | #N/A | #N/A | #N/A |  |  |  | FALSE | #N/A | #N/A | #N/A | #N/A | #N/A | #N/A | #N/A | #N/A | #N/A | #N/A
FALSE | #N/A | #N/A | #N/A | #N/A | #N/A | #N/A | #N/A | #N/A | #N/A | #N/A |  |  |  | FALSE | #N/A | #N/A | #N/A | #N/A | #N/A | #N/A | #N/A | #N/A | #N/A | #N/A
FALSE | #N/A | #N/A | #N/A | #N/A | #N/A | #N/A | #N/A | #N/A | #N/A | #N/A |  |  |  | FALSE | #N/A | #N/A | #N/A | #N/A | #N/A | #N/A | #N/A | #N/A | #N/A | #N/A
FALSE | #N/A | #N/A | #N/A | #N/A | #N/A | #N/A | #N/A | #N/A | #N/A | #N/A |  |  |  | FALSE | #N/A | #N/A | #N/A | #N/A | #N/A | #N/A | #N/A | #N/A | #N/A | #N/A
FALSE | #N/A | #N/A | #N/A | #N/A | #N/A | #N/A | #N/A | #N/A | #N/A | #N/A |  |  |  | FALSE | #N/A | #N/A | #N/A | #N/A | #N/A | #N/A | #N/A | #N/A | #N/A | #N/A
FALSE | #N/A | #N/A | #N/A | #N/A | #N/A | #N/A | #N/A | #N/A | #N/A | #N/A |  |  |  | FALSE | #N/A | #N/A | #N/A | #N/A | #N/A | #N/A | #N/A | #N/A | #N/A | #N/A
FALSE | #N/A | #N/A | #N/A | #N/A | #N/A | #N/A | #N/A | #N/A | #N/A | #N/A |  |  |  | FALSE | #N/A | #N/A | #N/A | #N/A | #N/A | #N/A | #N/A | #N/A | #N/A | #N/A
FALSE | #N/A | #N/A | #N/A | #N/A | #N/A | #N/A | #N/A | #N/A | #N/A | #N/A |  |  |  | FALSE | #N/A | #N/A | #N/A | #N/A | #N/A | #N/A | #N/A | #N/A | #N/A | #N/A
FALSE | #N/A | #N/A | #N/A | #N/A | #N/A | #N/A | #N/A | #N/A | #N/A | #N/A |  |  |  | FALSE | #N/A | #N/A | #N/A | #N/A | #N/A | #N/A | #N/A | #N/A | #N/A | #N/A
FALSE | #N/A | #N/A | #N/A | #N/A | #N/A | #N/A | #N/A | #N/A | #N/A | #N/A |  |  |  | FALSE | #N/A | #N/A | #N/A | #N/A | #N/A | #N/A | #N/A | #N/A | #N/A | #N/A
FALSE | #N/A | #N/A | #N/A | #N/A | #N/A | #N/A | #N/A | #N/A | #N/A | #N/A |  |  |  | FALSE | #N/A | #N/A | #N/A | #N/A | #N/A | #N/A | #N/A | #N/A | #N/A | #N/A
FALSE | #N/A | #N/A | #N/A | #N/A | #N/A | #N/A | #N/A | #N/A | #N/A | #N/A |  |  |  | FALSE | #N/A | #N/A | #N/A | #N/A | #N/A | #N/A | #N/A | #N/A | #N/A | #N/A
FALSE | #N/A | #N/A | #N/A | #N/A | #N/A | #N/A | #N/A | #N/A | #N/A | #N/A |  |  |  | FALSE | #N/A | #N/A | #N/A | #N/A | #N/A | #N/A | #N/A | #N/A | #N/A | #N/A
FALSE | #N/A | #N/A | #N/A | #N/A | #N/A | #N/A | #N/A | #N/A | #N/A | #N/A |  |  |  | FALSE | #N/A | #N/A | #N/A | #N/A | #N/A | #N/A | #N/A | #N/A | #N/A | #N/A
FALSE | #N/A | #N/A | #N/A | #N/A | #N/A | #N/A | #N/A | #N/A | #N/A | #N/A |  |  |  | FALSE | #N/A | #N/A | #N/A | #N/A | #N/A | #N/A | #N/A | #N/A | #N/A | #N/A
FALSE | #N/A | #N/A | #N/A | #N/A | #N/A | #N/A | #N/A | #N/A | #N/A | #N/A |  |  |  | FALSE | #N/A | #N/A | #N/A | #N/A | #N/A | #N/A | #N/A | #N/A | #N/A | #N/A
FALSE | #N/A | #N/A | #N/A | #N/A | #N/A | #N/A | #N/A | #N/A | #N/A | #N/A |  |  |  | FALSE | #N/A | #N/A | #N/A | #N/A | #N/A | #N/A | #N/A | #N/A | #N/A | #N/A
FALSE | #N/A | #N/A | #N/A | #N/A | #N/A | #N/A | #N/A | #N/A | #N/A | #N/A |  |  |  | FALSE | #N/A | #N/A | #N/A | #N/A | #N/A | #N/A | #N/A | #N/A | #N/A | #N/A
FALSE | #N/A | #N/A | #N/A | #N/A | #N/A | #N/A | #N/A | #N/A | #N/A | #N/A |  |  |  | FALSE | #N/A | #N/A | #N/A | #N/A | #N/A | #N/A | #N/A | #N/A | #N/A | #N/A
FALSE | #N/A | #N/A | #N/A | #N/A | #N/A | #N/A | #N/A | #N/A | #N/A | #N/A |  |  |  | FALSE | #N/A | #N/A | #N/A | #N/A | #N/A | #N/A | #N/A | #N/A | #N/A | #N/A
FALSE | #N/A | #N/A | #N/A | #N/A | #N/A | #N/A | #N/A | #N/A | #N/A | #N/A |  |  |  | FALSE | #N/A | #N/A | #N/A | #N/A | #N/A | #N/A | #N/A | #N/A | #N/A | #N/A
FALSE | #N/A | #N/A | #N/A | #N/A | #N/A | #N/A | #N/A | #N/A | #N/A | #N/A |  |  |  | FALSE | #N/A | #N/A | #N/A | #N/A | #N/A | #N/A | #N/A | #N/A | #N/A | #N/A
FALSE | #N/A | #N/A | #N/A | #N/A | #N/A | #N/A | #N/A | #N/A | #N/A | #N/A |  |  |  | FALSE | #N/A | #N/A | #N/A | #N/A | #N/A | #N/A | #N/A | #N/A | #N/A | #N/A
FALSE | #N/A | #N/A | #N/A | #N/A | #N/A | #N/A | #N/A | #N/A | #N/A | #N/A |  |  |  | FALSE | #N/A | #N/A | #N/A | #N/A | #N/A | #N/A | #N/A | #N/A | #N/A | #N/A
FALSE | #N/A | #N/A | #N/A | #N/A | #N/A | #N/A | #N/A | #N/A | #N/A | #N/A |  |  |  | FALSE | #N/A | #N/A | #N/A | #N/A | #N/A | #N/A | #N/A | #N/A | #N/A | #N/A
FALSE | #N/A | #N/A | #N/A | #N/A | #N/A | #N/A | #N/A | #N/A | #N/A | #N/A |  |  |  | FALSE | #N/A | #N/A | #N/A | #N/A | #N/A | #N/A | #N/A | #N/A | #N/A | #N/A
FALSE | #N/A | #N/A | #N/A | #N/A | #N/A | #N/A | #N/A | #N/A | #N/A | #N/A |  |  |  | FALSE | #N/A | #N/A | #N/A | #N/A | #N/A | #N/A | #N/A | #N/A | #N/A | #N/A
FALSE | #N/A | #N/A | #N/A | #N/A | #N/A | #N/A | #N/A | #N/A | #N/A | #N/A |  |  |  | FALSE | #N/A | #N/A | #N/A | #N/A | #N/A | #N/A | #N/A | #N/A | #N/A | #N/A
FALSE | #N/A | #N/A | #N/A | #N/A | #N/A | #N/A | #N/A | #N/A | #N/A | #N/A |  |  |  | FALSE | #N/A | #N/A | #N/A | #N/A | #N/A | #N/A | #N/A | #N/A | #N/A | #N/A
FALSE | #N/A | #N/A | #N/A | #N/A | #N/A | #N/A | #N/A | #N/A | #N/A | #N/A |  |  |  | FALSE | #N/A | #N/A | #N/A | #N/A | #N/A | #N/A | #N/A | #N/A | #N/A | #N/A
FALSE | #N/A | #N/A | #N/A | #N/A | #N/A | #N/A | #N/A | #N/A | #N/A | #N/A |  |  |  | FALSE | #N/A | #N/A | #N/A | #N/A | #N/A | #N/A | #N/A | #N/A | #N/A | #N/A
FALSE | #N/A | #N/A | #N/A | #N/A | #N/A | #N/A | #N/A | #N/A | #N/A | #N/A |  |  |  | FALSE | #N/A | #N/A | #N/A | #N/A | #N/A | #N/A | #N/A | #N/A | #N/A | #N/A
FALSE | #N/A | #N/A | #N/A | #N/A | #N/A | #N/A | #N/A | #N/A | #N/A | #N/A |  |  |  | FALSE | #N/A | #N/A | #N/A | #N/A | #N/A | #N/A | #N/A | #N/A | #N/A | #N/A
FALSE | #N/A | #N/A | #N/A | #N/A | #N/A | #N/A | #N/A | #N/A | #N/A | #N/A |  |  |  | FALSE | #N/A | #N/A | #N/A | #N/A | #N/A | #N/A | #N/A | #N/A | #N/A | #N/A
FALSE | #N/A | #N/A | #N/A | #N/A | #N/A | #N/A | #N/A | #N/A | #N/A | #N/A |  |  |  | FALSE | #N/A | #N/A | #N/A | #N/A | #N/A | #N/A | #N/A | #N/A | #N/A | #N/A
FALSE | #N/A | #N/A | #N/A | #N/A | #N/A | #N/A | #N/A | #N/A | #N/A | #N/A |  |  |  | FALSE | #N/A | #N/A | #N/A | #N/A | #N/A | #N/A | #N/A | #N/A | #N/A | #N/A
FALSE | #N/A | #N/A | #N/A | #N/A | #N/A | #N/A | #N/A | #N/A | #N/A | #N/A |  |  |  | FALSE | #N/A | #N/A | #N/A | #N/A | #N/A | #N/A | #N/A | #N/A | #N/A | #N/A
FALSE | #N/A | #N/A | #N/A | #N/A | #N/A | #N/A | #N/A | #N/A | #N/A | #N/A |  |  |  | FALSE | #N/A | #N/A | #N/A | #N/A | #N/A | #N/A | #N/A | #N/A | #N/A | #N/A
FALSE | #N/A | #N/A | #N/A | #N/A | #N/A | #N/A | #N/A | #N/A | #N/A | #N/A |  |  |  | FALSE | #N/A | #N/A | #N/A | #N/A | #N/A | #N/A | #N/A | #N/A | #N/A | #N/A
FALSE | #N/A | #N/A | #N/A | #N/A | #N/A | #N/A | #N/A | #N/A | #N/A | #N/A |  |  |  | FALSE | #N/A | #N/A | #N/A | #N/A | #N/A | #N/A | #N/A | #N/A | #N/A | #N/A
FALSE | #N/A | #N/A | #N/A | #N/A | #N/A | #N/A | #N/A | #N/A | #N/A | #N/A |  |  |  | FALSE | #N/A | #N/A | #N/A | #N/A | #N/A | #N/A | #N/A | #N/A | #N/A | #N/A
FALSE | #N/A | #N/A | #N/A | #N/A | #N/A | #N/A | #N/A | #N/A | #N/A | #N/A |  |  |  | FALSE | #N/A | #N/A | #N/A | #N/A | #N/A | #N/A | #N/A | #N/A | #N/A | #N/A
FALSE | #N/A | #N/A | #N/A | #N/A | #N/A | #N/A | #N/A | #N/A | #N/A | #N/A |  |  |  | FALSE | #N/A | #N/A | #N/A | #N/A | #N/A | #N/A | #N/A | #N/A | #N/A | #N/A
FALSE | #N/A | #N/A | #N/A | #N/A | #N/A | #N/A | #N/A | #N/A | #N/A | #N/A |  |  |  | FALSE | #N/A | #N/A | #N/A | #N/A | #N/A | #N/A | #N/A | #N/A | #N/A | #N/A
FALSE | #N/A | #N/A | #N/A | #N/A | #N/A | #N/A | #N/A | #N/A | #N/A | #N/A |  |  |  | FALSE | #N/A | #N/A | #N/A | #N/A | #N/A | #N/A | #N/A | #N/A | #N/A | #N/A
FALSE | #N/A | #N/A | #N/A | #N/A | #N/A | #N/A | #N/A | #N/A | #N/A | #N/A |  |  |  | FALSE | #N/A | #N/A | #N/A | #N/A | #N/A | #N/A | #N/A | #N/A | #N/A | #N/A
FALSE | #N/A | #N/A | #N/A | #N/A | #N/A | #N/A | #N/A | #N/A | #N/A | #N/A |  |  |  | FALSE | #N/A | #N/A | #N/A | #N/A | #N/A | #N/A | #N/A | #N/A | #N/A | #N/A
FALSE | #N/A | #N/A | #N/A | #N/A | #N/A | #N/A | #N/A | #N/A | #N/A | #N/A |  |  |  | FALSE | #N/A | #N/A | #N/A | #N/A | #N/A | #N/A | #N/A | #N/A | #N/A | #N/A
FALSE | #N/A | #N/A | #N/A | #N/A | #N/A | #N/A | #N/A | #N/A | #N/A | #N/A |  |  |  | FALSE | #N/A | #N/A | #N/A | #N/A | #N/A | #N/A | #N/A | #N/A | #N/A | #N/A
FALSE | #N/A | #N/A | #N/A | #N/A | #N/A | #N/A | #N/A | #N/A | #N/A | #N/A |  |  |  | FALSE | #N/A | #N/A | #N/A | #N/A | #N/A | #N/A | #N/A | #N/A | #N/A | #N/A
FALSE | #N/A | #N/A | #N/A | #N/A | #N/A | #N/A | #N/A | #N/A | #N/A | #N/A |  |  |  | FALSE | #N/A | #N/A | #N/A | #N/A | #N/A | #N/A | #N/A | #N/A | #N/A | #N/A
FALSE | #N/A | #N/A | #N/A | #N/A | #N/A | #N/A | #N/A | #N/A | #N/A | #N/A |  |  |  | FALSE | #N/A | #N/A | #N/A | #N/A | #N/A | #N/A | #N/A | #N/A | #N/A | #N/A
FALSE | #N/A | #N/A | #N/A | #N/A | #N/A | #N/A | #N/A | #N/A | #N/A | #N/A |  |  |  | FALSE | #N/A | #N/A | #N/A | #N/A | #N/A | #N/A | #N/A | #N/A | #N/A | #N/A
FALSE | #N/A | #N/A | #N/A | #N/A | #N/A | #N/A | #N/A | #N/A | #N/A | #N/A |  |  |  | FALSE | #N/A | #N/A | #N/A | #N/A | #N/A | #N/A | #N/A | #N/A | #N/A | #N/A
FALSE | #N/A | #N/A | #N/A | #N/A | #N/A | #N/A | #N/A | #N/A | #N/A | #N/A |  |  |  | FALSE | #N/A | #N/A | #N/A | #N/A | #N/A | #N/A | #N/A | #N/A | #N/A | #N/A
FALSE | #N/A | #N/A | #N/A | #N/A | #N/A | #N/A | #N/A | #N/A | #N/A | #N/A |  |  |  | FALSE | #N/A | #N/A | #N/A | #N/A | #N/A | #N/A | #N/A | #N/A | #N/A | #N/A
FALSE | #N/A | #N/A | #N/A | #N/A | #N/A | #N/A | #N/A | #N/A | #N/A | #N/A |  |  |  | FALSE | #N/A | #N/A | #N/A | #N/A | #N/A | #N/A | #N/A | #N/A | #N/A | #N/A
FALSE | #N/A | #N/A | #N/A | #N/A | #N/A | #N/A | #N/A | #N/A | #N/A | #N/A |  |  |  | FALSE | #N/A | #N/A | #N/A | #N/A | #N/A | #N/A | #N/A | #N/A | #N/A | #N/A
FALSE | #N/A | #N/A | #N/A | #N/A | #N/A | #N/A | #N/A | #N/A | #N/A | #N/A |  |  |  | FALSE | #N/A | #N/A | #N/A | #N/A | #N/A | #N/A | #N/A | #N/A | #N/A | #N/A
FALSE | #N/A | #N/A | #N/A | #N/A | #N/A | #N/A | #N/A | #N/A | #N/A | #N/A |  |  |  | FALSE | #N/A | #N/A | #N/A | #N/A | #N/A | #N/A | #N/A | #N/A | #N/A | #N/A
FALSE | #N/A | #N/A | #N/A | #N/A | #N/A | #N/A | #N/A | #N/A | #N/A | #N/A |  |  |  | FALSE | #N/A | #N/A | #N/A | #N/A | #N/A | #N/A | #N/A | #N/A | #N/A | #N/A
FALSE | #N/A | #N/A | #N/A | #N/A | #N/A | #N/A | #N/A | #N/A | #N/A | #N/A |  |  |  | FALSE | #N/A | #N/A | #N/A | #N/A | #N/A | #N/A | #N/A | #N/A | #N/A | #N/A
FALSE | #N/A | #N/A | #N/A | #N/A | #N/A | #N/A | #N/A | #N/A | #N/A | #N/A |  |  |  | FALSE | #N/A | #N/A | #N/A | #N/A | #N/A | #N/A | #N/A | #N/A | #N/A | #N/A
FALSE | #N/A | #N/A | #N/A | #N/A | #N/A | #N/A | #N/A | #N/A | #N/A | #N/A |  |  |  | FALSE | #N/A | #N/A | #N/A | #N/A | #N/A | #N/A | #N/A | #N/A | #N/A | #N/A
FALSE | #N/A | #N/A | #N/A | #N/A | #N/A | #N/A | #N/A | #N/A | #N/A | #N/A |  |  |  | FALSE | #N/A | #N/A | #N/A | #N/A | #N/A | #N/A | #N/A | #N/A | #N/A | #N/A
FALSE | #N/A | #N/A | #N/A | #N/A | #N/A | #N/A | #N/A | #N/A | #N/A | #N/A |  |  |  | FALSE | #N/A | #N/A | #N/A | #N/A | #N/A | #N/A | #N/A | #N/A | #N/A | #N/A
FALSE | #N/A | #N/A | #N/A | #N/A | #N/A | #N/A | #N/A | #N/A | #N/A | #N/A |  |  |  | FALSE | #N/A | #N/A | #N/A | #N/A | #N/A | #N/A | #N/A | #N/A | #N/A | #N/A
FALSE | #N/A | #N/A | #N/A | #N/A | #N/A | #N/A | #N/A | #N/A | #N/A | #N/A |  |  |  | FALSE | #N/A | #N/A | #N/A | #N/A | #N/A | #N/A | #N/A | #N/A | #N/A | #N/A
FALSE | #N/A | #N/A | #N/A | #N/A | #N/A | #N/A | #N/A | #N/A | #N/A | #N/A |  |  |  | FALSE | #N/A | #N/A | #N/A | #N/A | #N/A | #N/A | #N/A | #N/A | #N/A | #N/A
FALSE | #N/A | #N/A | #N/A | #N/A | #N/A | #N/A | #N/A | #N/A | #N/A | #N/A |  |  |  | FALSE | #N/A | #N/A | #N/A | #N/A | #N/A | #N/A | #N/A | #N/A | #N/A | #N/A
FALSE | #N/A | #N/A | #N/A | #N/A | #N/A | #N/A | #N/A | #N/A | #N/A | #N/A |  |  |  | FALSE | #N/A | #N/A | #N/A | #N/A | #N/A | #N/A | #N/A | #N/A | #N/A | #N/A
FALSE | #N/A | #N/A | #N/A | #N/A | #N/A | #N/A | #N/A | #N/A | #N/A | #N/A |  |  |  | FALSE | #N/A | #N/A | #N/A | #N/A | #N/A | #N/A | #N/A | #N/A | #N/A | #N/A
FALSE | #N/A | #N/A | #N/A | #N/A | #N/A | #N/A | #N/A | #N/A | #N/A | #N/A |  |  |  | FALSE | #N/A | #N/A | #N/A | #N/A | #N/A | #N/A | #N/A | #N/A | #N/A | #N/A
FALSE | #N/A | #N/A | #N/A | #N/A | #N/A | #N/A | #N/A | #N/A | #N/A | #N/A |  |  |  | FALSE | #N/A | #N/A | #N/A | #N/A | #N/A | #N/A | #N/A | #N/A | #N/A | #N/A
FALSE | #N/A | #N/A | #N/A | #N/A | #N/A | #N/A | #N/A | #N/A | #N/A | #N/A |  |  |  | FALSE | #N/A | #N/A | #N/A | #N/A | #N/A | #N/A | #N/A | #N/A | #N/A | #N/A
FALSE | #N/A | #N/A | #N/A | #N/A | #N/A | #N/A | #N/A | #N/A | #N/A | #N/A |  |  |  | FALSE | #N/A | #N/A | #N/A | #N/A | #N/A | #N/A | #N/A | #N/A | #N/A | #N/A
FALSE | #N/A | #N/A | #N/A | #N/A | #N/A | #N/A | #N/A | #N/A | #N/A | #N/A |  |  |  | FALSE | #N/A | #N/A | #N/A | #N/A | #N/A | #N/A | #N/A | #N/A | #N/A | #N/A
FALSE | #N/A | #N/A | #N/A | #N/A | #N/A | #N/A | #N/A | #N/A | #N/A | #N/A |  |  |  | FALSE | #N/A | #N/A | #N/A | #N/A | #N/A | #N/A | #N/A | #N/A | #N/A | #N/A
FALSE | #N/A | #N/A | #N/A | #N/A | #N/A | #N/A | #N/A | #N/A | #N/A | #N/A |  |  |  | FALSE | #N/A | #N/A | #N/A | #N/A | #N/A | #N/A | #N/A | #N/A | #N/A | #N/A
FALSE | #N/A | #N/A | #N/A | #N/A | #N/A | #N/A | #N/A | #N/A | #N/A | #N/A |  |  |  | FALSE | #N/A | #N/A | #N/A | #N/A | #N/A | #N/A | #N/A | #N/A | #N/A | #N/A
FALSE | #N/A | #N/A | #N/A | #N/A | #N/A | #N/A | #N/A | #N/A | #N/A | #N/A |  |  |  | FALSE | #N/A | #N/A | #N/A | #N/A | #N/A | #N/A | #N/A | #N/A | #N/A | #N/A
FALSE | #N/A | #N/A | #N/A | #N/A | #N/A | #N/A | #N/A | #N/A | #N/A | #N/A |  |  |  | FALSE | #N/A | #N/A | #N/A | #N/A | #N/A | #N/A | #N/A | #N/A | #N/A | #N/A
FALSE | #N/A | #N/A | #N/A | #N/A | #N/A | #N/A | #N/A | #N/A | #N/A | #N/A |  |  |  | FALSE | #N/A | #N/A | #N/A | #N/A | #N/A | #N/A | #N/A | #N/A | #N/A | #N/A
FALSE | #N/A | #N/A | #N/A | #N/A | #N/A | #N/A | #N/A | #N/A | #N/A | #N/A |  |  |  | FALSE | #N/A | #N/A | #N/A | #N/A | #N/A | #N/A | #N/A | #N/A | #N/A | #N/A
FALSE | #N/A | #N/A | #N/A | #N/A | #N/A | #N/A | #N/A | #N/A | #N/A | #N/A |  |  |  | FALSE | #N/A | #N/A | #N/A | #N/A | #N/A | #N/A | #N/A | #N/A | #N/A | #N/A
FALSE | #N/A | #N/A | #N/A | #N/A | #N/A | #N/A | #N/A | #N/A | #N/A | #N/A |  |  |  | FALSE | #N/A | #N/A | #N/A | #N/A | #N/A | #N/A | #N/A | #N/A | #N/A | #N/A
FALSE | #N/A | #N/A | #N/A | #N/A | #N/A | #N/A | #N/A | #N/A | #N/A | #N/A |  |  |  | FALSE | #N/A | #N/A | #N/A | #N/A | #N/A | #N/A | #N/A | #N/A | #N/A | #N/A
FALSE | #N/A | #N/A | #N/A | #N/A | #N/A | #N/A | #N/A | #N/A | #N/A | #N/A |  |  |  | FALSE | #N/A | #N/A | #N/A | #N/A | #N/A | #N/A | #N/A | #N/A | #N/A | #N/A
FALSE | #N/A | #N/A | #N/A | #N/A | #N/A | #N/A | #N/A | #N/A | #N/A | #N/A |  |  |  | FALSE | #N/A | #N/A | #N/A | #N/A | #N/A | #N/A | #N/A | #N/A | #N/A | #N/A
FALSE | #N/A | #N/A | #N/A | #N/A | #N/A | #N/A | #N/A | #N/A | #N/A | #N/A |  |  |  | FALSE | #N/A | #N/A | #N/A | #N/A | #N/A | #N/A | #N/A | #N/A | #N/A | #N/A
FALSE | #N/A | #N/A | #N/A | #N/A | #N/A | #N/A | #N/A | #N/A | #N/A | #N/A |  |  |  | FALSE | #N/A | #N/A | #N/A | #N/A | #N/A | #N/A | #N/A | #N/A | #N/A | #N/A
FALSE | #N/A | #N/A | #N/A | #N/A | #N/A | #N/A | #N/A | #N/A | #N/A | #N/A |  |  |  | FALSE | #N/A | #N/A | #N/A | #N/A | #N/A | #N/A | #N/A | #N/A | #N/A | #N/A
FALSE | #N/A | #N/A | #N/A | #N/A | #N/A | #N/A | #N/A | #N/A | #N/A | #N/A |  |  |  | FALSE | #N/A | #N/A | #N/A | #N/A | #N/A | #N/A | #N/A | #N/A | #N/A | #N/A
FALSE | #N/A | #N/A | #N/A | #N/A | #N/A | #N/A | #N/A | #N/A | #N/A | #N/A |  |  |  | FALSE | #N/A | #N/A | #N/A | #N/A | #N/A | #N/A | #N/A | #N/A | #N/A | #N/A
FALSE | #N/A | #N/A | #N/A | #N/A | #N/A | #N/A | #N/A | #N/A | #N/A | #N/A |  |  |  | FALSE | #N/A | #N/A | #N/A | #N/A | #N/A | #N/A | #N/A | #N/A | #N/A | #N/A
FALSE | #N/A | #N/A | #N/A | #N/A | #N/A | #N/A | #N/A | #N/A | #N/A | #N/A |  |  |  | FALSE | #N/A | #N/A | #N/A | #N/A | #N/A | #N/A | #N/A | #N/A | #N/A | #N/A
FALSE | #N/A | #N/A | #N/A | #N/A | #N/A | #N/A | #N/A | #N/A | #N/A | #N/A |  |  |  | FALSE | #N/A | #N/A | #N/A | #N/A | #N/A | #N/A | #N/A | #N/A | #N/A | #N/A
FALSE | #N/A | #N/A | #N/A | #N/A | #N/A | #N/A | #N/A | #N/A | #N/A | #N/A |  |  |  | FALSE | #N/A | #N/A | #N/A | #N/A | #N/A | #N/A | #N/A | #N/A | #N/A | #N/A
FALSE | #N/A | #N/A | #N/A | #N/A | #N/A | #N/A | #N/A | #N/A | #N/A | #N/A |  |  |  | FALSE | #N/A | #N/A | #N/A | #N/A | #N/A | #N/A | #N/A | #N/A | #N/A | #N/A
FALSE | #N/A | #N/A | #N/A | #N/A | #N/A | #N/A | #N/A | #N/A | #N/A | #N/A |  |  |  | FALSE | #N/A | #N/A | #N/A | #N/A | #N/A | #N/A | #N/A | #N/A | #N/A | #N/A
FALSE | #N/A | #N/A | #N/A | #N/A | #N/A | #N/A | #N/A | #N/A | #N/A | #N/A |  |  |  | FALSE | #N/A | #N/A | #N/A | #N/A | #N/A | #N/A | #N/A | #N/A | #N/A | #N/A
FALSE | #N/A | #N/A | #N/A | #N/A | #N/A | #N/A | #N/A | #N/A | #N/A | #N/A |  |  |  | FALSE | #N/A | #N/A | #N/A | #N/A | #N/A | #N/A | #N/A | #N/A | #N/A | #N/A
FALSE | #N/A | #N/A | #N/A | #N/A | #N/A | #N/A | #N/A | #N/A | #N/A | #N/A |  |  |  | FALSE | #N/A | #N/A | #N/A | #N/A | #N/A | #N/A | #N/A | #N/A | #N/A | #N/A
FALSE | #N/A | #N/A | #N/A | #N/A | #N/A | #N/A | #N/A | #N/A | #N/A | #N/A |  |  |  | FALSE | #N/A | #N/A | #N/A | #N/A | #N/A | #N/A | #N/A | #N/A | #N/A | #N/A
FALSE | #N/A | #N/A | #N/A | #N/A | #N/A | #N/A | #N/A | #N/A | #N/A | #N/A |  |  |  | FALSE | #N/A | #N/A | #N/A | #N/A | #N/A | #N/A | #N/A | #N/A | #N/A | #N/A
FALSE | #N/A | #N/A | #N/A | #N/A | #N/A | #N/A | #N/A | #N/A | #N/A | #N/A |  |  |  | FALSE | #N/A | #N/A | #N/A | #N/A | #N/A | #N/A | #N/A | #N/A | #N/A | #N/A
FALSE | #N/A | #N/A | #N/A | #N/A | #N/A | #N/A | #N/A | #N/A | #N/A | #N/A |  |  |  | FALSE | #N/A | #N/A | #N/A | #N/A | #N/A | #N/A | #N/A | #N/A | #N/A | #N/A
FALSE | #N/A | #N/A | #N/A | #N/A | #N/A | #N/A | #N/A | #N/A | #N/A | #N/A |  |  |  | FALSE | #N/A | #N/A | #N/A | #N/A | #N/A | #N/A | #N/A | #N/A | #N/A | #N/A
FALSE | #N/A | #N/A | #N/A | #N/A | #N/A | #N/A | #N/A | #N/A | #N/A | #N/A |  |  |  | FALSE | #N/A | #N/A | #N/A | #N/A | #N/A | #N/A | #N/A | #N/A | #N/A | #N/A
FALSE | #N/A | #N/A | #N/A | #N/A | #N/A | #N/A | #N/A | #N/A | #N/A | #N/A |  |  |  | FALSE | #N/A | #N/A | #N/A | #N/A | #N/A | #N/A | #N/A | #N/A | #N/A | #N/A
FALSE | #N/A | #N/A | #N/A | #N/A | #N/A | #N/A | #N/A | #N/A | #N/A | #N/A |  |  |  | FALSE | #N/A | #N/A | #N/A | #N/A | #N/A | #N/A | #N/A | #N/A | #N/A | #N/A
FALSE | #N/A | #N/A | #N/A | #N/A | #N/A | #N/A | #N/A | #N/A | #N/A | #N/A |  |  |  | FALSE | #N/A | #N/A | #N/A | #N/A | #N/A | #N/A | #N/A | #N/A | #N/A | #N/A
FALSE | #N/A | #N/A | #N/A | #N/A | #N/A | #N/A | #N/A | #N/A | #N/A | #N/A |  |  |  | FALSE | #N/A | #N/A | #N/A | #N/A | #N/A | #N/A | #N/A | #N/A | #N/A | #N/A
FALSE | #N/A | #N/A | #N/A | #N/A | #N/A | #N/A | #N/A | #N/A | #N/A | #N/A |  |  |  | FALSE | #N/A | #N/A | #N/A | #N/A | #N/A | #N/A | #N/A | #N/A | #N/A | #N/A
FALSE | #N/A | #N/A | #N/A | #N/A | #N/A | #N/A | #N/A | #N/A | #N/A | #N/A |  |  |  | FALSE | #N/A | #N/A | #N/A | #N/A | #N/A | #N/A | #N/A | #N/A | #N/A | #N/A
FALSE | #N/A | #N/A | #N/A | #N/A | #N/A | #N/A | #N/A | #N/A | #N/A | #N/A |  |  |  | FALSE | #N/A | #N/A | #N/A | #N/A | #N/A | #N/A | #N/A | #N/A | #N/A | #N/A
FALSE | #N/A | #N/A | #N/A | #N/A | #N/A | #N/A | #N/A | #N/A | #N/A | #N/A |  |  |  | FALSE | #N/A | #N/A | #N/A | #N/A | #N/A | #N/A | #N/A | #N/A | #N/A | #N/A
FALSE | #N/A | #N/A | #N/A | #N/A | #N/A | #N/A | #N/A | #N/A | #N/A | #N/A |  |  |  | FALSE | #N/A | #N/A | #N/A | #N/A | #N/A | #N/A | #N/A | #N/A | #N/A | #N/A
FALSE | #N/A | #N/A | #N/A | #N/A | #N/A | #N/A | #N/A | #N/A | #N/A | #N/A |  |  |  | FALSE | #N/A | #N/A | #N/A | #N/A | #N/A | #N/A | #N/A | #N/A | #N/A | #N/A
FALSE | #N/A | #N/A | #N/A | #N/A | #N/A | #N/A | #N/A | #N/A | #N/A | #N/A |  |  |  | FALSE | #N/A | #N/A | #N/A | #N/A | #N/A | #N/A | #N/A | #N/A | #N/A | #N/A
FALSE | #N/A | #N/A | #N/A | #N/A | #N/A | #N/A | #N/A | #N/A | #N/A | #N/A |  |  |  | FALSE | #N/A | #N/A | #N/A | #N/A | #N/A | #N/A | #N/A | #N/A | #N/A | #N/A
FALSE | #N/A | #N/A | #N/A | #N/A | #N/A | #N/A | #N/A | #N/A | #N/A | #N/A |  |  |  | FALSE | #N/A | #N/A | #N/A | #N/A | #N/A | #N/A | #N/A | #N/A | #N/A | #N/A
FALSE | #N/A | #N/A | #N/A | #N/A | #N/A | #N/A | #N/A | #N/A | #N/A | #N/A |  |  |  | FALSE | #N/A | #N/A | #N/A | #N/A | #N/A | #N/A | #N/A | #N/A | #N/A | #N/A
FALSE | #N/A | #N/A | #N/A | #N/A | #N/A | #N/A | #N/A | #N/A | #N/A | #N/A |  |  |  | FALSE | #N/A | #N/A | #N/A | #N/A | #N/A | #N/A | #N/A | #N/A | #N/A | #N/A
FALSE | #N/A | #N/A | #N/A | #N/A | #N/A | #N/A | #N/A | #N/A | #N/A | #N/A |  |  |  | FALSE | #N/A | #N/A | #N/A | #N/A | #N/A | #N/A | #N/A | #N/A | #N/A | #N/A
FALSE | #N/A | #N/A | #N/A | #N/A | #N/A | #N/A | #N/A | #N/A | #N/A | #N/A |  |  |  | FALSE | #N/A | #N/A | #N/A | #N/A | #N/A | #N/A | #N/A | #N/A | #N/A | #N/A
FALSE | #N/A | #N/A | #N/A | #N/A | #N/A | #N/A | #N/A | #N/A | #N/A | #N/A |  |  |  | FALSE | #N/A | #N/A | #N/A | #N/A | #N/A | #N/A | #N/A | #N/A | #N/A | #N/A
FALSE | #N/A | #N/A | #N/A | #N/A | #N/A | #N/A | #N/A | #N/A | #N/A | #N/A |  |  |  | FALSE | #N/A | #N/A | #N/A | #N/A | #N/A | #N/A | #N/A | #N/A | #N/A | #N/A
FALSE | #N/A | #N/A | #N/A | #N/A | #N/A | #N/A | #N/A | #N/A | #N/A | #N/A |  |  |  | FALSE | #N/A | #N/A | #N/A | #N/A | #N/A | #N/A | #N/A | #N/A | #N/A | #N/A
FALSE | #N/A | #N/A | #N/A | #N/A | #N/A | #N/A | #N/A | #N/A | #N/A | #N/A |  |  |  | FALSE | #N/A | #N/A | #N/A | #N/A | #N/A | #N/A | #N/A | #N/A | #N/A | #N/A
FALSE | #N/A | #N/A | #N/A | #N/A | #N/A | #N/A | #N/A | #N/A | #N/A | #N/A |  |  |  | FALSE | #N/A | #N/A | #N/A | #N/A | #N/A | #N/A | #N/A | #N/A | #N/A | #N/A
FALSE | #N/A | #N/A | #N/A | #N/A | #N/A | #N/A | #N/A | #N/A | #N/A | #N/A |  |  |  | FALSE | #N/A | #N/A | #N/A | #N/A | #N/A | #N/A | #N/A | #N/A | #N/A | #N/A
FALSE | #N/A | #N/A | #N/A | #N/A | #N/A | #N/A | #N/A | #N/A | #N/A | #N/A |  |  |  | FALSE | #N/A | #N/A | #N/A | #N/A | #N/A | #N/A | #N/A | #N/A | #N/A | #N/A
FALSE | #N/A | #N/A | #N/A | #N/A | #N/A | #N/A | #N/A | #N/A | #N/A | #N/A |  |  |  | FALSE | #N/A | #N/A | #N/A | #N/A | #N/A | #N/A | #N/A | #N/A | #N/A | #N/A
FALSE | #N/A | #N/A | #N/A | #N/A | #N/A | #N/A | #N/A | #N/A | #N/A | #N/A |  |  |  | FALSE | #N/A | #N/A | #N/A | #N/A | #N/A | #N/A | #N/A | #N/A | #N/A | #N/A
FALSE | #N/A | #N/A | #N/A | #N/A | #N/A | #N/A | #N/A | #N/A | #N/A | #N/A |  |  |  | FALSE | #N/A | #N/A | #N/A | #N/A | #N/A | #N/A | #N/A | #N/A | #N/A | #N/A
FALSE | #N/A | #N/A | #N/A | #N/A | #N/A | #N/A | #N/A | #N/A | #N/A | #N/A |  |  |  | FALSE | #N/A | #N/A | #N/A | #N/A | #N/A | #N/A | #N/A | #N/A | #N/A | #N/A
FALSE | #N/A | #N/A | #N/A | #N/A | #N/A | #N/A | #N/A | #N/A | #N/A | #N/A |  |  |  | FALSE | #N/A | #N/A | #N/A | #N/A | #N/A | #N/A | #N/A | #N/A | #N/A | #N/A
FALSE | #N/A | #N/A | #N/A | #N/A | #N/A | #N/A | #N/A | #N/A | #N/A | #N/A |  |  |  | FALSE | #N/A | #N/A | #N/A | #N/A | #N/A | #N/A | #N/A | #N/A | #N/A | #N/A
FALSE | #N/A | #N/A | #N/A | #N/A | #N/A | #N/A | #N/A | #N/A | #N/A | #N/A |  |  |  | FALSE | #N/A | #N/A | #N/A | #N/A | #N/A | #N/A | #N/A | #N/A | #N/A | #N/A
FALSE | #N/A | #N/A | #N/A | #N/A | #N/A | #N/A | #N/A | #N/A | #N/A | #N/A |  |  |  | FALSE | #N/A | #N/A | #N/A | #N/A | #N/A | #N/A | #N/A | #N/A | #N/A | #N/A
FALSE | #N/A | #N/A | #N/A | #N/A | #N/A | #N/A | #N/A | #N/A | #N/A | #N/A |  |  |  | FALSE | #N/A | #N/A | #N/A | #N/A | #N/A | #N/A | #N/A | #N/A | #N/A | #N/A
FALSE | #N/A | #N/A | #N/A | #N/A | #N/A | #N/A | #N/A | #N/A | #N/A | #N/A |  |  |  | FALSE | #N/A | #N/A | #N/A | #N/A | #N/A | #N/A | #N/A | #N/A | #N/A | #N/A
FALSE | #N/A | #N/A | #N/A | #N/A | #N/A | #N/A | #N/A | #N/A | #N/A | #N/A |  |  |  | FALSE | #N/A | #N/A | #N/A | #N/A | #N/A | #N/A | #N/A | #N/A | #N/A | #N/A
FALSE | #N/A | #N/A | #N/A | #N/A | #N/A | #N/A | #N/A | #N/A | #N/A | #N/A |  |  |  | FALSE | #N/A | #N/A | #N/A | #N/A | #N/A | #N/A | #N/A | #N/A | #N/A | #N/A
FALSE | #N/A | #N/A | #N/A | #N/A | #N/A | #N/A | #N/A | #N/A | #N/A | #N/A |  |  |  | FALSE | #N/A | #N/A | #N/A | #N/A | #N/A | #N/A | #N/A | #N/A | #N/A | #N/A
FALSE | #N/A | #N/A | #N/A | #N/A | #N/A | #N/A | #N/A | #N/A | #N/A | #N/A |  |  |  | FALSE | #N/A | #N/A | #N/A | #N/A | #N/A | #N/A | #N/A | #N/A | #N/A | #N/A
FALSE | #N/A | #N/A | #N/A | #N/A | #N/A | #N/A | #N/A | #N/A | #N/A | #N/A |  |  |  | FALSE | #N/A | #N/A | #N/A | #N/A | #N/A | #N/A | #N/A | #N/A | #N/A | #N/A
FALSE | #N/A | #N/A | #N/A | #N/A | #N/A | #N/A | #N/A | #N/A | #N/A | #N/A |  |  |  | FALSE | #N/A | #N/A | #N/A | #N/A | #N/A | #N/A | #N/A | #N/A | #N/A | #N/A
FALSE | #N/A | #N/A | #N/A | #N/A | #N/A | #N/A | #N/A | #N/A | #N/A | #N/A |  |  |  | FALSE | #N/A | #N/A | #N/A | #N/A | #N/A | #N/A | #N/A | #N/A | #N/A | #N/A
FALSE | #N/A | #N/A | #N/A | #N/A | #N/A | #N/A | #N/A | #N/A | #N/A | #N/A |  |  |  | FALSE | #N/A | #N/A | #N/A | #N/A | #N/A | #N/A | #N/A | #N/A | #N/A | #N/A
FALSE | #N/A | #N/A | #N/A | #N/A | #N/A | #N/A | #N/A | #N/A | #N/A | #N/A |  |  |  | FALSE | #N/A | #N/A | #N/A | #N/A | #N/A | #N/A | #N/A | #N/A | #N/A | #N/A
FALSE | #N/A | #N/A | #N/A | #N/A | #N/A | #N/A | #N/A | #N/A | #N/A | #N/A |  |  |  | FALSE | #N/A | #N/A | #N/A | #N/A | #N/A | #N/A | #N/A | #N/A | #N/A | #N/A
FALSE | #N/A | #N/A | #N/A | #N/A | #N/A | #N/A | #N/A | #N/A | #N/A | #N/A |  |  |  | FALSE | #N/A | #N/A | #N/A | #N/A | #N/A | #N/A | #N/A | #N/A | #N/A | #N/A
FALSE | #N/A | #N/A | #N/A | #N/A | #N/A | #N/A | #N/A | #N/A | #N/A | #N/A |  |  |  | FALSE | #N/A | #N/A | #N/A | #N/A | #N/A | #N/A | #N/A | #N/A | #N/A | #N/A
FALSE | #N/A | #N/A | #N/A | #N/A | #N/A | #N/A | #N/A | #N/A | #N/A | #N/A |  |  |  | FALSE | #N/A | #N/A | #N/A | #N/A | #N/A | #N/A | #N/A | #N/A | #N/A | #N/A
FALSE | #N/A | #N/A | #N/A | #N/A | #N/A | #N/A | #N/A | #N/A | #N/A | #N/A |  |  |  | FALSE | #N/A | #N/A | #N/A | #N/A | #N/A | #N/A | #N/A | #N/A | #N/A | #N/A
FALSE | #N/A | #N/A | #N/A | #N/A | #N/A | #N/A | #N/A | #N/A | #N/A | #N/A |  |  |  | FALSE | #N/A | #N/A | #N/A | #N/A | #N/A | #N/A | #N/A | #N/A | #N/A | #N/A
FALSE | #N/A | #N/A | #N/A | #N/A | #N/A | #N/A | #N/A | #N/A | #N/A | #N/A |  |  |  | FALSE | #N/A | #N/A | #N/A | #N/A | #N/A | #N/A | #N/A | #N/A | #N/A | #N/A
FALSE | #N/A | #N/A | #N/A | #N/A | #N/A | #N/A | #N/A | #N/A | #N/A | #N/A |  |  |  | FALSE | #N/A | #N/A | #N/A | #N/A | #N/A | #N/A | #N/A | #N/A | #N/A | #N/A
FALSE | #N/A | #N/A | #N/A | #N/A | #N/A | #N/A | #N/A | #N/A | #N/A | #N/A |  |  |  | FALSE | #N/A | #N/A | #N/A | #N/A | #N/A | #N/A | #N/A | #N/A | #N/A | #N/A
FALSE | #N/A | #N/A | #N/A | #N/A | #N/A | #N/A | #N/A | #N/A | #N/A | #N/A |  |  |  | FALSE | #N/A | #N/A | #N/A | #N/A | #N/A | #N/A | #N/A | #N/A | #N/A | #N/A
FALSE | #N/A | #N/A | #N/A | #N/A | #N/A | #N/A | #N/A | #N/A | #N/A | #N/A |  |  |  | FALSE | #N/A | #N/A | #N/A | #N/A | #N/A | #N/A | #N/A | #N/A | #N/A | #N/A
FALSE | #N/A | #N/A | #N/A | #N/A | #N/A | #N/A | #N/A | #N/A | #N/A | #N/A |  |  |  | FALSE | #N/A | #N/A | #N/A | #N/A | #N/A | #N/A | #N/A | #N/A | #N/A | #N/A
FALSE | #N/A | #N/A | #N/A | #N/A | #N/A | #N/A | #N/A | #N/A | #N/A | #N/A |  |  |  | FALSE | #N/A | #N/A | #N/A | #N/A | #N/A | #N/A | #N/A | #N/A | #N/A | #N/A
FALSE | #N/A | #N/A | #N/A | #N/A | #N/A | #N/A | #N/A | #N/A | #N/A | #N/A |  |  |  | FALSE | #N/A | #N/A | #N/A | #N/A | #N/A | #N/A | #N/A | #N/A | #N/A | #N/A
FALSE | #N/A | #N/A | #N/A | #N/A | #N/A | #N/A | #N/A | #N/A | #N/A | #N/A |  |  |  | FALSE | #N/A | #N/A | #N/A | #N/A | #N/A | #N/A | #N/A | #N/A | #N/A | #N/A
FALSE | #N/A | #N/A | #N/A | #N/A | #N/A | #N/A | #N/A | #N/A | #N/A | #N/A |  |  |  | FALSE | #N/A | #N/A | #N/A | #N/A | #N/A | #N/A | #N/A | #N/A | #N/A | #N/A
FALSE | #N/A | #N/A | #N/A | #N/A | #N/A | #N/A | #N/A | #N/A | #N/A | #N/A |  |  |  | FALSE | #N/A | #N/A | #N/A | #N/A | #N/A | #N/A | #N/A | #N/A | #N/A | #N/A
FALSE | #N/A | #N/A | #N/A | #N/A | #N/A | #N/A | #N/A | #N/A | #N/A | #N/A |  |  |  | FALSE | #N/A | #N/A | #N/A | #N/A | #N/A | #N/A | #N/A | #N/A | #N/A | #N/A
FALSE | #N/A | #N/A | #N/A | #N/A | #N/A | #N/A | #N/A | #N/A | #N/A | #N/A |  |  |  | FALSE | #N/A | #N/A | #N/A | #N/A | #N/A | #N/A | #N/A | #N/A | #N/A | #N/A
FALSE | #N/A | #N/A | #N/A | #N/A | #N/A | #N/A | #N/A | #N/A | #N/A | #N/A |  |  |  | FALSE | #N/A | #N/A | #N/A | #N/A | #N/A | #N/A | #N/A | #N/A | #N/A | #N/A
FALSE | #N/A | #N/A | #N/A | #N/A | #N/A | #N/A | #N/A | #N/A | #N/A | #N/A |  |  |  | FALSE | #N/A | #N/A | #N/A | #N/A | #N/A | #N/A | #N/A | #N/A | #N/A | #N/A
FALSE | #N/A | #N/A | #N/A | #N/A | #N/A | #N/A | #N/A | #N/A | #N/A | #N/A |  |  |  | FALSE | #N/A | #N/A | #N/A | #N/A | #N/A | #N/A | #N/A | #N/A | #N/A | #N/A
FALSE | #N/A | #N/A | #N/A | #N/A | #N/A | #N/A | #N/A | #N/A | #N/A | #N/A |  |  |  | FALSE | #N/A | #N/A | #N/A | #N/A | #N/A | #N/A | #N/A | #N/A | #N/A | #N/A
FALSE | #N/A | #N/A | #N/A | #N/A | #N/A | #N/A | #N/A | #N/A | #N/A | #N/A |  |  |  | FALSE | #N/A | #N/A | #N/A | #N/A | #N/A | #N/A | #N/A | #N/A | #N/A | #N/A
FALSE | #N/A | #N/A | #N/A | #N/A | #N/A | #N/A | #N/A | #N/A | #N/A | #N/A |  |  |  | FALSE | #N/A | #N/A | #N/A | #N/A | #N/A | #N/A | #N/A | #N/A | #N/A | #N/A
FALSE | #N/A | #N/A | #N/A | #N/A | #N/A | #N/A | #N/A | #N/A | #N/A | #N/A |  |  |  | FALSE | #N/A | #N/A | #N/A | #N/A | #N/A | #N/A | #N/A | #N/A | #N/A | #N/A
FALSE | #N/A | #N/A | #N/A | #N/A | #N/A | #N/A | #N/A | #N/A | #N/A | #N/A |  |  |  | FALSE | #N/A | #N/A | #N/A | #N/A | #N/A | #N/A | #N/A | #N/A | #N/A | #N/A
FALSE | #N/A | #N/A | #N/A | #N/A | #N/A | #N/A | #N/A | #N/A | #N/A | #N/A |  |  |  | FALSE | #N/A | #N/A | #N/A | #N/A | #N/A | #N/A | #N/A | #N/A | #N/A | #N/A
FALSE | #N/A | #N/A | #N/A | #N/A | #N/A | #N/A | #N/A | #N/A | #N/A | #N/A |  |  |  | FALSE | #N/A | #N/A | #N/A | #N/A | #N/A | #N/A | #N/A | #N/A | #N/A | #N/A
FALSE | #N/A | #N/A | #N/A | #N/A | #N/A | #N/A | #N/A | #N/A | #N/A | #N/A |  |  |  | FALSE | #N/A | #N/A | #N/A | #N/A | #N/A | #N/A | #N/A | #N/A | #N/A | #N/A
FALSE | #N/A | #N/A | #N/A | #N/A | #N/A | #N/A | #N/A | #N/A | #N/A | #N/A |  |  |  | FALSE | #N/A | #N/A | #N/A | #N/A | #N/A | #N/A | #N/A | #N/A | #N/A | #N/A
FALSE | #N/A | #N/A | #N/A | #N/A | #N/A | #N/A | #N/A | #N/A | #N/A | #N/A |  |  |  | FALSE | #N/A | #N/A | #N/A | #N/A | #N/A | #N/A | #N/A | #N/A | #N/A | #N/A
FALSE | #N/A | #N/A | #N/A | #N/A | #N/A | #N/A | #N/A | #N/A | #N/A | #N/A |  |  |  | FALSE | #N/A | #N/A | #N/A | #N/A | #N/A | #N/A | #N/A | #N/A | #N/A | #N/A
FALSE | #N/A | #N/A | #N/A | #N/A | #N/A | #N/A | #N/A | #N/A | #N/A | #N/A |  |  |  | FALSE | #N/A | #N/A | #N/A | #N/A | #N/A | #N/A | #N/A | #N/A | #N/A | #N/A
FALSE | #N/A | #N/A | #N/A | #N/A | #N/A | #N/A | #N/A | #N/A | #N/A | #N/A |  |  |  | FALSE | #N/A | #N/A | #N/A | #N/A | #N/A | #N/A | #N/A | #N/A | #N/A | #N/A
FALSE | #N/A | #N/A | #N/A | #N/A | #N/A | #N/A | #N/A | #N/A | #N/A | #N/A |  |  |  | FALSE | #N/A | #N/A | #N/A | #N/A | #N/A | #N/A | #N/A | #N/A | #N/A | #N/A
FALSE | #N/A | #N/A | #N/A | #N/A | #N/A | #N/A | #N/A | #N/A | #N/A | #N/A |  |  |  | FALSE | #N/A | #N/A | #N/A | #N/A | #N/A | #N/A | #N/A | #N/A | #N/A | #N/A
FALSE | #N/A | #N/A | #N/A | #N/A | #N/A | #N/A | #N/A | #N/A | #N/A | #N/A |  |  |  | FALSE | #N/A | #N/A | #N/A | #N/A | #N/A | #N/A | #N/A | #N/A | #N/A | #N/A
FALSE | #N/A | #N/A | #N/A | #N/A | #N/A | #N/A | #N/A | #N/A | #N/A | #N/A |  |  |  | FALSE | #N/A | #N/A | #N/A | #N/A | #N/A | #N/A | #N/A | #N/A | #N/A | #N/A
FALSE | #N/A | #N/A | #N/A | #N/A | #N/A | #N/A | #N/A | #N/A | #N/A | #N/A |  |  |  | FALSE | #N/A | #N/A | #N/A | #N/A | #N/A | #N/A | #N/A | #N/A | #N/A | #N/A
FALSE | #N/A | #N/A | #N/A | #N/A | #N/A | #N/A | #N/A | #N/A | #N/A | #N/A |  |  |  | FALSE | #N/A | #N/A | #N/A | #N/A | #N/A | #N/A | #N/A | #N/A | #N/A | #N/A
FALSE | #N/A | #N/A | #N/A | #N/A | #N/A | #N/A | #N/A | #N/A | #N/A | #N/A |  |  |  | FALSE | #N/A | #N/A | #N/A | #N/A | #N/A | #N/A | #N/A | #N/A | #N/A | #N/A
FALSE | #N/A | #N/A | #N/A | #N/A | #N/A | #N/A | #N/A | #N/A | #N/A | #N/A |  |  |  | FALSE | #N/A | #N/A | #N/A | #N/A | #N/A | #N/A | #N/A | #N/A | #N/A | #N/A
FALSE | #N/A | #N/A | #N/A | #N/A | #N/A | #N/A | #N/A | #N/A | #N/A | #N/A |  |  |  | FALSE | #N/A | #N/A | #N/A | #N/A | #N/A | #N/A | #N/A | #N/A | #N/A | #N/A
FALSE | #N/A | #N/A | #N/A | #N/A | #N/A | #N/A | #N/A | #N/A | #N/A | #N/A |  |  |  | FALSE | #N/A | #N/A | #N/A | #N/A | #N/A | #N/A | #N/A | #N/A | #N/A | #N/A
FALSE | #N/A | #N/A | #N/A | #N/A | #N/A | #N/A | #N/A | #N/A | #N/A | #N/A |  |  |  | FALSE | #N/A | #N/A | #N/A | #N/A | #N/A | #N/A | #N/A | #N/A | #N/A | #N/A
FALSE | #N/A | #N/A | #N/A | #N/A | #N/A | #N/A | #N/A | #N/A | #N/A | #N/A |  |  |  | FALSE | #N/A | #N/A | #N/A | #N/A | #N/A | #N/A | #N/A | #N/A | #N/A | #N/A
FALSE | #N/A | #N/A | #N/A | #N/A | #N/A | #N/A | #N/A | #N/A | #N/A | #N/A |  |  |  | FALSE | #N/A | #N/A | #N/A | #N/A | #N/A | #N/A | #N/A | #N/A | #N/A | #N/A
FALSE | #N/A | #N/A | #N/A | #N/A | #N/A | #N/A | #N/A | #N/A | #N/A | #N/A |  |  |  | FALSE | #N/A | #N/A | #N/A | #N/A | #N/A | #N/A | #N/A | #N/A | #N/A | #N/A
FALSE | #N/A | #N/A | #N/A | #N/A | #N/A | #N/A | #N/A | #N/A | #N/A | #N/A |  |  |  | FALSE | #N/A | #N/A | #N/A | #N/A | #N/A | #N/A | #N/A | #N/A | #N/A | #N/A
FALSE | #N/A | #N/A | #N/A | #N/A | #N/A | #N/A | #N/A | #N/A | #N/A | #N/A |  |  |  | FALSE | #N/A | #N/A | #N/A | #N/A | #N/A | #N/A | #N/A | #N/A | #N/A | #N/A
FALSE | #N/A | #N/A | #N/A | #N/A | #N/A | #N/A | #N/A | #N/A | #N/A | #N/A |  |  |  | FALSE | #N/A | #N/A | #N/A | #N/A | #N/A | #N/A | #N/A | #N/A | #N/A | #N/A
FALSE | #N/A | #N/A | #N/A | #N/A | #N/A | #N/A | #N/A | #N/A | #N/A | #N/A |  |  |  | FALSE | #N/A | #N/A | #N/A | #N/A | #N/A | #N/A | #N/A | #N/A | #N/A | #N/A
FALSE | #N/A | #N/A | #N/A | #N/A | #N/A | #N/A | #N/A | #N/A | #N/A | #N/A |  |  |  | FALSE | #N/A | #N/A | #N/A | #N/A | #N/A | #N/A | #N/A | #N/A | #N/A | #N/A
FALSE | #N/A | #N/A | #N/A | #N/A | #N/A | #N/A | #N/A | #N/A | #N/A | #N/A |  |  |  | FALSE | #N/A | #N/A | #N/A | #N/A | #N/A | #N/A | #N/A | #N/A | #N/A | #N/A
FALSE | #N/A | #N/A | #N/A | #N/A | #N/A | #N/A | #N/A | #N/A | #N/A | #N/A |  |  |  | FALSE | #N/A | #N/A | #N/A | #N/A | #N/A | #N/A | #N/A | #N/A | #N/A | #N/A
FALSE | #N/A | #N/A | #N/A | #N/A | #N/A | #N/A | #N/A | #N/A | #N/A | #N/A |  |  |  | FALSE | #N/A | #N/A | #N/A | #N/A | #N/A | #N/A | #N/A | #N/A | #N/A | #N/A
FALSE | #N/A | #N/A | #N/A | #N/A | #N/A | #N/A | #N/A | #N/A | #N/A | #N/A |  |  |  | FALSE | #N/A | #N/A | #N/A | #N/A | #N/A | #N/A | #N/A | #N/A | #N/A | #N/A
FALSE | #N/A | #N/A | #N/A | #N/A | #N/A | #N/A | #N/A | #N/A | #N/A | #N/A |  |  |  | FALSE | #N/A | #N/A | #N/A | #N/A | #N/A | #N/A | #N/A | #N/A | #N/A | #N/A
FALSE | #N/A | #N/A | #N/A | #N/A | #N/A | #N/A | #N/A | #N/A | #N/A | #N/A |  |  |  | FALSE | #N/A | #N/A | #N/A | #N/A | #N/A | #N/A | #N/A | #N/A | #N/A | #N/A
FALSE | #N/A | #N/A | #N/A | #N/A | #N/A | #N/A | #N/A | #N/A | #N/A | #N/A |  |  |  | FALSE | #N/A | #N/A | #N/A | #N/A | #N/A | #N/A | #N/A | #N/A | #N/A | #N/A
FALSE | #N/A | #N/A | #N/A | #N/A | #N/A | #N/A | #N/A | #N/A | #N/A | #N/A |  |  |  | FALSE | #N/A | #N/A | #N/A | #N/A | #N/A | #N/A | #N/A | #N/A | #N/A | #N/A
FALSE | #N/A | #N/A | #N/A | #N/A | #N/A | #N/A | #N/A | #N/A | #N/A | #N/A |  |  |  | FALSE | #N/A | #N/A | #N/A | #N/A | #N/A | #N/A | #N/A | #N/A | #N/A | #N/A
FALSE | #N/A | #N/A | #N/A | #N/A | #N/A | #N/A | #N/A | #N/A | #N/A | #N/A |  |  |  | FALSE | #N/A | #N/A | #N/A | #N/A | #N/A | #N/A | #N/A | #N/A | #N/A | #N/A
FALSE | #N/A | #N/A | #N/A | #N/A | #N/A | #N/A | #N/A | #N/A | #N/A | #N/A |  |  |  | FALSE | #N/A | #N/A | #N/A | #N/A | #N/A | #N/A | #N/A | #N/A | #N/A | #N/A
FALSE | #N/A | #N/A | #N/A | #N/A | #N/A | #N/A | #N/A | #N/A | #N/A | #N/A |  |  |  | FALSE | #N/A | #N/A | #N/A | #N/A | #N/A | #N/A | #N/A | #N/A | #N/A | #N/A
FALSE | #N/A | #N/A | #N/A | #N/A | #N/A | #N/A | #N/A | #N/A | #N/A | #N/A |  |  |  | FALSE | #N/A | #N/A | #N/A | #N/A | #N/A | #N/A | #N/A | #N/A | #N/A | #N/A
FALSE | #N/A | #N/A | #N/A | #N/A | #N/A | #N/A | #N/A | #N/A | #N/A | #N/A |  |  |  | FALSE | #N/A | #N/A | #N/A | #N/A | #N/A | #N/A | #N/A | #N/A | #N/A | #N/A
FALSE | #N/A | #N/A | #N/A | #N/A | #N/A | #N/A | #N/A | #N/A | #N/A | #N/A |  |  |  | FALSE | #N/A | #N/A | #N/A | #N/A | #N/A | #N/A | #N/A | #N/A | #N/A | #N/A
FALSE | #N/A | #N/A | #N/A | #N/A | #N/A | #N/A | #N/A | #N/A | #N/A | #N/A |  |  |  | FALSE | #N/A | #N/A | #N/A | #N/A | #N/A | #N/A | #N/A | #N/A | #N/A | #N/A
FALSE | #N/A | #N/A | #N/A | #N/A | #N/A | #N/A | #N/A | #N/A | #N/A | #N/A |  |  |  | FALSE | #N/A | #N/A | #N/A | #N/A | #N/A | #N/A | #N/A | #N/A | #N/A | #N/A
FALSE | #N/A | #N/A | #N/A | #N/A | #N/A | #N/A | #N/A | #N/A | #N/A | #N/A |  |  |  | FALSE | #N/A | #N/A | #N/A | #N/A | #N/A | #N/A | #N/A | #N/A | #N/A | #N/A
FALSE | #N/A | #N/A | #N/A | #N/A | #N/A | #N/A | #N/A | #N/A | #N/A | #N/A |  |  |  | FALSE | #N/A | #N/A | #N/A | #N/A | #N/A | #N/A | #N/A | #N/A | #N/A | #N/A
FALSE | #N/A | #N/A | #N/A | #N/A | #N/A | #N/A | #N/A | #N/A | #N/A | #N/A |  |  |  | FALSE | #N/A | #N/A | #N/A | #N/A | #N/A | #N/A | #N/A | #N/A | #N/A | #N/A
FALSE | #N/A | #N/A | #N/A | #N/A | #N/A | #N/A | #N/A | #N/A | #N/A | #N/A |  |  |  | FALSE | #N/A | #N/A | #N/A | #N/A | #N/A | #N/A | #N/A | #N/A | #N/A | #N/A
FALSE | #N/A | #N/A | #N/A | #N/A | #N/A | #N/A | #N/A | #N/A | #N/A | #N/A |  |  |  | FALSE | #N/A | #N/A | #N/A | #N/A | #N/A | #N/A | #N/A | #N/A | #N/A | #N/A
FALSE | #N/A | #N/A | #N/A | #N/A | #N/A | #N/A | #N/A | #N/A | #N/A | #N/A |  |  |  | FALSE | #N/A | #N/A | #N/A | #N/A | #N/A | #N/A | #N/A | #N/A | #N/A | #N/A
FALSE | #N/A | #N/A | #N/A | #N/A | #N/A | #N/A | #N/A | #N/A | #N/A | #N/A |  |  |  | FALSE | #N/A | #N/A | #N/A | #N/A | #N/A | #N/A | #N/A | #N/A | #N/A | #N/A
FALSE | #N/A | #N/A | #N/A | #N/A | #N/A | #N/A | #N/A | #N/A | #N/A | #N/A |  |  |  | FALSE | #N/A | #N/A | #N/A | #N/A | #N/A | #N/A | #N/A | #N/A | #N/A | #N/A
FALSE | #N/A | #N/A | #N/A | #N/A | #N/A | #N/A | #N/A | #N/A | #N/A | #N/A |  |  |  | FALSE | #N/A | #N/A | #N/A | #N/A | #N/A | #N/A | #N/A | #N/A | #N/A | #N/A
FALSE | #N/A | #N/A | #N/A | #N/A | #N/A | #N/A | #N/A | #N/A | #N/A | #N/A |  |  |  | FALSE | #N/A | #N/A | #N/A | #N/A | #N/A | #N/A | #N/A | #N/A | #N/A | #N/A
FALSE | #N/A | #N/A | #N/A | #N/A | #N/A | #N/A | #N/A | #N/A | #N/A | #N/A |  |  |  | FALSE | #N/A | #N/A | #N/A | #N/A | #N/A | #N/A | #N/A | #N/A | #N/A | #N/A
FALSE | #N/A | #N/A | #N/A | #N/A | #N/A | #N/A | #N/A | #N/A | #N/A | #N/A |  |  |  | FALSE | #N/A | #N/A | #N/A | #N/A | #N/A | #N/A | #N/A | #N/A | #N/A | #N/A
FALSE | #N/A | #N/A | #N/A | #N/A | #N/A | #N/A | #N/A | #N/A | #N/A | #N/A |  |  |  | FALSE | #N/A | #N/A | #N/A | #N/A | #N/A | #N/A | #N/A | #N/A | #N/A | #N/A
FALSE | #N/A | #N/A | #N/A | #N/A | #N/A | #N/A | #N/A | #N/A | #N/A | #N/A |  |  |  | FALSE | #N/A | #N/A | #N/A | #N/A | #N/A | #N/A | #N/A | #N/A | #N/A | #N/A
FALSE | #N/A | #N/A | #N/A | #N/A | #N/A | #N/A | #N/A | #N/A | #N/A | #N/A |  |  |  | FALSE | #N/A | #N/A | #N/A | #N/A | #N/A | #N/A | #N/A | #N/A | #N/A | #N/A
FALSE | #N/A | #N/A | #N/A | #N/A | #N/A | #N/A | #N/A | #N/A | #N/A | #N/A |  |  |  | FALSE | #N/A | #N/A | #N/A | #N/A | #N/A | #N/A | #N/A | #N/A | #N/A | #N/A
FALSE | #N/A | #N/A | #N/A | #N/A | #N/A | #N/A | #N/A | #N/A | #N/A | #N/A |  |  |  | FALSE | #N/A | #N/A | #N/A | #N/A | #N/A | #N/A | #N/A | #N/A | #N/A | #N/A
FALSE | #N/A | #N/A | #N/A | #N/A | #N/A | #N/A | #N/A | #N/A | #N/A | #N/A |  |  |  | FALSE | #N/A | #N/A | #N/A | #N/A | #N/A | #N/A | #N/A | #N/A | #N/A | #N/A
FALSE | #N/A | #N/A | #N/A | #N/A | #N/A | #N/A | #N/A | #N/A | #N/A | #N/A |  |  |  | FALSE | #N/A | #N/A | #N/A | #N/A | #N/A | #N/A | #N/A | #N/A | #N/A | #N/A
FALSE | #N/A | #N/A | #N/A | #N/A | #N/A | #N/A | #N/A | #N/A | #N/A | #N/A |  |  |  | FALSE | #N/A | #N/A | #N/A | #N/A | #N/A | #N/A | #N/A | #N/A | #N/A | #N/A
FALSE | #N/A | #N/A | #N/A | #N/A | #N/A | #N/A | #N/A | #N/A | #N/A | #N/A |  |  |  | FALSE | #N/A | #N/A | #N/A | #N/A | #N/A | #N/A | #N/A | #N/A | #N/A | #N/A
FALSE | #N/A | #N/A | #N/A | #N/A | #N/A | #N/A | #N/A | #N/A | #N/A | #N/A |  |  |  | FALSE | #N/A | #N/A | #N/A | #N/A | #N/A | #N/A | #N/A | #N/A | #N/A | #N/A
FALSE | #N/A | #N/A | #N/A | #N/A | #N/A | #N/A | #N/A | #N/A | #N/A | #N/A |  |  |  | FALSE | #N/A | #N/A | #N/A | #N/A | #N/A | #N/A | #N/A | #N/A | #N/A | #N/A
FALSE | #N/A | #N/A | #N/A | #N/A | #N/A | #N/A | #N/A | #N/A | #N/A | #N/A |  |  |  | FALSE | #N/A | #N/A | #N/A | #N/A | #N/A | #N/A | #N/A | #N/A | #N/A | #N/A
FALSE | #N/A | #N/A | #N/A | #N/A | #N/A | #N/A | #N/A | #N/A | #N/A | #N/A |  |  |  | FALSE | #N/A | #N/A | #N/A | #N/A | #N/A | #N/A | #N/A | #N/A | #N/A | #N/A
FALSE | #N/A | #N/A | #N/A | #N/A | #N/A | #N/A | #N/A | #N/A | #N/A | #N/A |  |  |  | FALSE | #N/A | #N/A | #N/A | #N/A | #N/A | #N/A | #N/A | #N/A | #N/A | #N/A
FALSE | #N/A | #N/A | #N/A | #N/A | #N/A | #N/A | #N/A | #N/A | #N/A | #N/A |  |  |  | FALSE | #N/A | #N/A | #N/A | #N/A | #N/A | #N/A | #N/A | #N/A | #N/A | #N/A
FALSE | #N/A | #N/A | #N/A | #N/A | #N/A | #N/A | #N/A | #N/A | #N/A | #N/A |  |  |  | FALSE | #N/A | #N/A | #N/A | #N/A | #N/A | #N/A | #N/A | #N/A | #N/A | #N/A
FALSE | #N/A | #N/A | #N/A | #N/A | #N/A | #N/A | #N/A | #N/A | #N/A | #N/A |  |  |  | FALSE | #N/A | #N/A | #N/A | #N/A | #N/A | #N/A | #N/A | #N/A | #N/A | #N/A
FALSE | #N/A | #N/A | #N/A | #N/A | #N/A | #N/A | #N/A | #N/A | #N/A | #N/A |  |  |  | FALSE | #N/A | #N/A | #N/A | #N/A | #N/A | #N/A | #N/A | #N/A | #N/A | #N/A
FALSE | #N/A | #N/A | #N/A | #N/A | #N/A | #N/A | #N/A | #N/A | #N/A | #N/A |  |  |  | FALSE | #N/A | #N/A | #N/A | #N/A | #N/A | #N/A | #N/A | #N/A | #N/A | #N/A
FALSE | #N/A | #N/A | #N/A | #N/A | #N/A | #N/A | #N/A | #N/A | #N/A | #N/A |  |  |  | FALSE | #N/A | #N/A | #N/A | #N/A | #N/A | #N/A | #N/A | #N/A | #N/A | #N/A
FALSE | #N/A | #N/A | #N/A | #N/A | #N/A | #N/A | #N/A | #N/A | #N/A | #N/A |  |  |  | FALSE | #N/A | #N/A | #N/A | #N/A | #N/A | #N/A | #N/A | #N/A | #N/A | #N/A
FALSE | #N/A | #N/A | #N/A | #N/A | #N/A | #N/A | #N/A | #N/A | #N/A | #N/A |  |  |  | FALSE | #N/A | #N/A | #N/A | #N/A | #N/A | #N/A | #N/A | #N/A | #N/A | #N/A
FALSE | #N/A | #N/A | #N/A | #N/A | #N/A | #N/A | #N/A | #N/A | #N/A | #N/A |  |  |  | FALSE | #N/A | #N/A | #N/A | #N/A | #N/A | #N/A | #N/A | #N/A | #N/A | #N/A
FALSE | #N/A | #N/A | #N/A | #N/A | #N/A | #N/A | #N/A | #N/A | #N/A | #N/A |  |  |  | FALSE | #N/A | #N/A | #N/A | #N/A | #N/A | #N/A | #N/A | #N/A | #N/A | #N/A
FALSE | #N/A | #N/A | #N/A | #N/A | #N/A | #N/A | #N/A | #N/A | #N/A | #N/A |  |  |  | FALSE | #N/A | #N/A | #N/A | #N/A | #N/A | #N/A | #N/A | #N/A | #N/A | #N/A
FALSE | #N/A | #N/A | #N/A | #N/A | #N/A | #N/A | #N/A | #N/A | #N/A | #N/A |  |  |  | FALSE | #N/A | #N/A | #N/A | #N/A | #N/A | #N/A | #N/A | #N/A | #N/A | #N/A
FALSE | #N/A | #N/A | #N/A | #N/A | #N/A | #N/A | #N/A | #N/A | #N/A | #N/A |  |  |  | FALSE | #N/A | #N/A | #N/A | #N/A | #N/A | #N/A | #N/A | #N/A | #N/A | #N/A
FALSE | #N/A | #N/A | #N/A | #N/A | #N/A | #N/A | #N/A | #N/A | #N/A | #N/A |  |  |  | FALSE | #N/A | #N/A | #N/A | #N/A | #N/A | #N/A | #N/A | #N/A | #N/A | #N/A
FALSE | #N/A | #N/A | #N/A | #N/A | #N/A | #N/A | #N/A | #N/A | #N/A | #N/A |  |  |  | FALSE | #N/A | #N/A | #N/A | #N/A | #N/A | #N/A | #N/A | #N/A | #N/A | #N/A
FALSE | #N/A | #N/A | #N/A | #N/A | #N/A | #N/A | #N/A | #N/A | #N/A | #N/A |  |  |  | FALSE | #N/A | #N/A | #N/A | #N/A | #N/A | #N/A | #N/A | #N/A | #N/A | #N/A
FALSE | #N/A | #N/A | #N/A | #N/A | #N/A | #N/A | #N/A | #N/A | #N/A | #N/A |  |  |  | FALSE | #N/A | #N/A | #N/A | #N/A | #N/A | #N/A | #N/A | #N/A | #N/A | #N/A
FALSE | #N/A | #N/A | #N/A | #N/A | #N/A | #N/A | #N/A | #N/A | #N/A | #N/A |  |  |  | FALSE | #N/A | #N/A | #N/A | #N/A | #N/A | #N/A | #N/A | #N/A | #N/A | #N/A
FALSE | #N/A | #N/A | #N/A | #N/A | #N/A | #N/A | #N/A | #N/A | #N/A | #N/A |  |  |  | FALSE | #N/A | #N/A | #N/A | #N/A | #N/A | #N/A | #N/A | #N/A | #N/A | #N/A
FALSE | #N/A | #N/A | #N/A | #N/A | #N/A | #N/A | #N/A | #N/A | #N/A | #N/A |  |  |  | FALSE | #N/A | #N/A | #N/A | #N/A | #N/A | #N/A | #N/A | #N/A | #N/A | #N/A
FALSE | #N/A | #N/A | #N/A | #N/A | #N/A | #N/A | #N/A | #N/A | #N/A | #N/A |  |  |  | FALSE | #N/A | #N/A | #N/A | #N/A | #N/A | #N/A | #N/A | #N/A | #N/A | #N/A
FALSE | #N/A | #N/A | #N/A | #N/A | #N/A | #N/A | #N/A | #N/A | #N/A | #N/A |  |  |  | FALSE | #N/A | #N/A | #N/A | #N/A | #N/A | #N/A | #N/A | #N/A | #N/A | #N/A
FALSE | #N/A | #N/A | #N/A | #N/A | #N/A | #N/A | #N/A | #N/A | #N/A | #N/A |  |  |  | FALSE | #N/A | #N/A | #N/A | #N/A | #N/A | #N/A | #N/A | #N/A | #N/A | #N/A
FALSE | #N/A | #N/A | #N/A | #N/A | #N/A | #N/A | #N/A | #N/A | #N/A | #N/A |  |  |  | FALSE | #N/A | #N/A | #N/A | #N/A | #N/A | #N/A | #N/A | #N/A | #N/A | #N/A
FALSE | #N/A | #N/A | #N/A | #N/A | #N/A | #N/A | #N/A | #N/A | #N/A | #N/A |  |  |  | FALSE | #N/A | #N/A | #N/A | #N/A | #N/A | #N/A | #N/A | #N/A | #N/A | #N/A
FALSE | #N/A | #N/A | #N/A | #N/A | #N/A | #N/A | #N/A | #N/A | #N/A | #N/A |  |  |  | FALSE | #N/A | #N/A | #N/A | #N/A | #N/A | #N/A | #N/A | #N/A | #N/A | #N/A
FALSE | #N/A | #N/A | #N/A | #N/A | #N/A | #N/A | #N/A | #N/A | #N/A | #N/A |  |  |  | FALSE | #N/A | #N/A | #N/A | #N/A | #N/A | #N/A | #N/A | #N/A | #N/A | #N/A
FALSE | #N/A | #N/A | #N/A | #N/A | #N/A | #N/A | #N/A | #N/A | #N/A | #N/A |  |  |  | FALSE | #N/A | #N/A | #N/A | #N/A | #N/A | #N/A | #N/A | #N/A | #N/A | #N/A
FALSE | #N/A | #N/A | #N/A | #N/A | #N/A | #N/A | #N/A | #N/A | #N/A | #N/A |  |  |  | FALSE | #N/A | #N/A | #N/A | #N/A | #N/A | #N/A | #N/A | #N/A | #N/A | #N/A
FALSE | #N/A | #N/A | #N/A | #N/A | #N/A | #N/A | #N/A | #N/A | #N/A | #N/A |  |  |  | FALSE | #N/A | #N/A | #N/A | #N/A | #N/A | #N/A | #N/A | #N/A | #N/A | #N/A
FALSE | #N/A | #N/A | #N/A | #N/A | #N/A | #N/A | #N/A | #N/A | #N/A | #N/A |  |  |  | FALSE | #N/A | #N/A | #N/A | #N/A | #N/A | #N/A | #N/A | #N/A | #N/A | #N/A
FALSE | #N/A | #N/A | #N/A | #N/A | #N/A | #N/A | #N/A | #N/A | #N/A | #N/A |  |  |  | FALSE | #N/A | #N/A | #N/A | #N/A | #N/A | #N/A | #N/A | #N/A | #N/A | #N/A
FALSE | #N/A | #N/A | #N/A | #N/A | #N/A | #N/A | #N/A | #N/A | #N/A | #N/A |  |  |  | FALSE | #N/A | #N/A | #N/A | #N/A | #N/A | #N/A | #N/A | #N/A | #N/A | #N/A
FALSE | #N/A | #N/A | #N/A | #N/A | #N/A | #N/A | #N/A | #N/A | #N/A | #N/A |  |  |  | FALSE | #N/A | #N/A | #N/A | #N/A | #N/A | #N/A | #N/A | #N/A | #N/A | #N/A
FALSE | #N/A | #N/A | #N/A | #N/A | #N/A | #N/A | #N/A | #N/A | #N/A | #N/A |  |  |  | FALSE | #N/A | #N/A | #N/A | #N/A | #N/A | #N/A | #N/A | #N/A | #N/A | #N/A
FALSE | #N/A | #N/A | #N/A | #N/A | #N/A | #N/A | #N/A | #N/A | #N/A | #N/A |  |  |  | FALSE | #N/A | #N/A | #N/A | #N/A | #N/A | #N/A | #N/A | #N/A | #N/A | #N/A
FALSE | #N/A | #N/A | #N/A | #N/A | #N/A | #N/A | #N/A | #N/A | #N/A | #N/A |  |  |  | FALSE | #N/A | #N/A | #N/A | #N/A | #N/A | #N/A | #N/A | #N/A | #N/A | #N/A
FALSE | #N/A | #N/A | #N/A | #N/A | #N/A | #N/A | #N/A | #N/A | #N/A | #N/A |  |  |  | FALSE | #N/A | #N/A | #N/A | #N/A | #N/A | #N/A | #N/A | #N/A | #N/A | #N/A
FALSE | #N/A | #N/A | #N/A | #N/A | #N/A | #N/A | #N/A | #N/A | #N/A | #N/A |  |  |  | FALSE | #N/A | #N/A | #N/A | #N/A | #N/A | #N/A | #N/A | #N/A | #N/A | #N/A
FALSE | #N/A | #N/A | #N/A | #N/A | #N/A | #N/A | #N/A | #N/A | #N/A | #N/A |  |  |  | FALSE | #N/A | #N/A | #N/A | #N/A | #N/A | #N/A | #N/A | #N/A | #N/A | #N/A
FALSE | #N/A | #N/A | #N/A | #N/A | #N/A | #N/A | #N/A | #N/A | #N/A | #N/A |  |  |  | FALSE | #N/A | #N/A | #N/A | #N/A | #N/A | #N/A | #N/A | #N/A | #N/A | #N/A
FALSE | #N/A | #N/A | #N/A | #N/A | #N/A | #N/A | #N/A | #N/A | #N/A | #N/A |  |  |  | FALSE | #N/A | #N/A | #N/A | #N/A | #N/A | #N/A | #N/A | #N/A | #N/A | #N/A
FALSE | #N/A | #N/A | #N/A | #N/A | #N/A | #N/A | #N/A | #N/A | #N/A | #N/A |  |  |  | FALSE | #N/A | #N/A | #N/A | #N/A | #N/A | #N/A | #N/A | #N/A | #N/A | #N/A
FALSE | #N/A | #N/A | #N/A | #N/A | #N/A | #N/A | #N/A | #N/A | #N/A | #N/A |  |  |  | FALSE | #N/A | #N/A | #N/A | #N/A | #N/A | #N/A | #N/A | #N/A | #N/A | #N/A
FALSE | #N/A | #N/A | #N/A | #N/A | #N/A | #N/A | #N/A | #N/A | #N/A | #N/A |  |  |  | FALSE | #N/A | #N/A | #N/A | #N/A | #N/A | #N/A | #N/A | #N/A | #N/A | #N/A
FALSE | #N/A | #N/A | #N/A | #N/A | #N/A | #N/A | #N/A | #N/A | #N/A | #N/A |  |  |  | FALSE | #N/A | #N/A | #N/A | #N/A | #N/A | #N/A | #N/A | #N/A | #N/A | #N/A
FALSE | #N/A | #N/A | #N/A | #N/A | #N/A | #N/A | #N/A | #N/A | #N/A | #N/A |  |  |  | FALSE | #N/A | #N/A | #N/A | #N/A | #N/A | #N/A | #N/A | #N/A | #N/A | #N/A
FALSE | #N/A | #N/A | #N/A | #N/A | #N/A | #N/A | #N/A | #N/A | #N/A | #N/A |  |  |  | FALSE | #N/A | #N/A | #N/A | #N/A | #N/A | #N/A | #N/A | #N/A | #N/A | #N/A
FALSE | #N/A | #N/A | #N/A | #N/A | #N/A | #N/A | #N/A | #N/A | #N/A | #N/A |  |  |  | FALSE | #N/A | #N/A | #N/A | #N/A | #N/A | #N/A | #N/A | #N/A | #N/A | #N/A
FALSE | #N/A | #N/A | #N/A | #N/A | #N/A | #N/A | #N/A | #N/A | #N/A | #N/A |  |  |  | FALSE | #N/A | #N/A | #N/A | #N/A | #N/A | #N/A | #N/A | #N/A | #N/A | #N/A
FALSE | #N/A | #N/A | #N/A | #N/A | #N/A | #N/A | #N/A | #N/A | #N/A | #N/A |  |  |  | FALSE | #N/A | #N/A | #N/A | #N/A | #N/A | #N/A | #N/A | #N/A | #N/A | #N/A
FALSE | #N/A | #N/A | #N/A | #N/A | #N/A | #N/A | #N/A | #N/A | #N/A | #N/A |  |  |  | FALSE | #N/A | #N/A | #N/A | #N/A | #N/A | #N/A | #N/A | #N/A | #N/A | #N/A
FALSE | #N/A | #N/A | #N/A | #N/A | #N/A | #N/A | #N/A | #N/A | #N/A | #N/A |  |  |  | FALSE | #N/A | #N/A | #N/A | #N/A | #N/A | #N/A | #N/A | #N/A | #N/A | #N/A
FALSE | #N/A | #N/A | #N/A | #N/A | #N/A | #N/A | #N/A | #N/A | #N/A | #N/A |  |  |  | FALSE | #N/A | #N/A | #N/A | #N/A | #N/A | #N/A | #N/A | #N/A | #N/A | #N/A
FALSE | #N/A | #N/A | #N/A | #N/A | #N/A | #N/A | #N/A | #N/A | #N/A | #N/A |  |  |  | FALSE | #N/A | #N/A | #N/A | #N/A | #N/A | #N/A | #N/A | #N/A | #N/A | #N/A
FALSE | #N/A | #N/A | #N/A | #N/A | #N/A | #N/A | #N/A | #N/A | #N/A | #N/A |  |  |  | FALSE | #N/A | #N/A | #N/A | #N/A | #N/A | #N/A | #N/A | #N/A | #N/A | #N/A
FALSE | #N/A | #N/A | #N/A | #N/A | #N/A | #N/A | #N/A | #N/A | #N/A | #N/A |  |  |  | FALSE | #N/A | #N/A | #N/A | #N/A | #N/A | #N/A | #N/A | #N/A | #N/A | #N/A
FALSE | #N/A | #N/A | #N/A | #N/A | #N/A | #N/A | #N/A | #N/A | #N/A | #N/A |  |  |  | FALSE | #N/A | #N/A | #N/A | #N/A | #N/A | #N/A | #N/A | #N/A | #N/A | #N/A
FALSE | #N/A | #N/A | #N/A | #N/A | #N/A | #N/A | #N/A | #N/A | #N/A | #N/A |  |  |  | FALSE | #N/A | #N/A | #N/A | #N/A | #N/A | #N/A | #N/A | #N/A | #N/A | #N/A
FALSE | #N/A | #N/A | #N/A | #N/A | #N/A | #N/A | #N/A | #N/A | #N/A | #N/A |  |  |  | FALSE | #N/A | #N/A | #N/A | #N/A | #N/A | #N/A | #N/A | #N/A | #N/A | #N/A
FALSE | #N/A | #N/A | #N/A | #N/A | #N/A | #N/A | #N/A | #N/A | #N/A | #N/A |  |  |  | FALSE | #N/A | #N/A | #N/A | #N/A | #N/A | #N/A | #N/A | #N/A | #N/A | #N/A
FALSE | #N/A | #N/A | #N/A | #N/A | #N/A | #N/A | #N/A | #N/A | #N/A | #N/A |  |  |  | FALSE | #N/A | #N/A | #N/A | #N/A | #N/A | #N/A | #N/A | #N/A | #N/A | #N/A
FALSE | #N/A | #N/A | #N/A | #N/A | #N/A | #N/A | #N/A | #N/A | #N/A | #N/A |  |  |  | FALSE | #N/A | #N/A | #N/A | #N/A | #N/A | #N/A | #N/A | #N/A | #N/A | #N/A
FALSE | #N/A | #N/A | #N/A | #N/A | #N/A | #N/A | #N/A | #N/A | #N/A | #N/A |  |  |  | FALSE | #N/A | #N/A | #N/A | #N/A | #N/A | #N/A | #N/A | #N/A | #N/A | #N/A
FALSE | #N/A | #N/A | #N/A | #N/A | #N/A | #N/A | #N/A | #N/A | #N/A | #N/A |  |  |  | FALSE | #N/A | #N/A | #N/A | #N/A | #N/A | #N/A | #N/A | #N/A | #N/A | #N/A
FALSE | #N/A | #N/A | #N/A | #N/A | #N/A | #N/A | #N/A | #N/A | #N/A | #N/A |  |  |  | FALSE | #N/A | #N/A | #N/A | #N/A | #N/A | #N/A | #N/A | #N/A | #N/A | #N/A
FALSE | #N/A | #N/A | #N/A | #N/A | #N/A | #N/A | #N/A | #N/A | #N/A | #N/A |  |  |  | FALSE | #N/A | #N/A | #N/A | #N/A | #N/A | #N/A | #N/A | #N/A | #N/A | #N/A
FALSE | #N/A | #N/A | #N/A | #N/A | #N/A | #N/A | #N/A | #N/A | #N/A | #N/A |  |  |  | FALSE | #N/A | #N/A | #N/A | #N/A | #N/A | #N/A | #N/A | #N/A | #N/A | #N/A
FALSE | #N/A | #N/A | #N/A | #N/A | #N/A | #N/A | #N/A | #N/A | #N/A | #N/A |  |  |  | FALSE | #N/A | #N/A | #N/A | #N/A | #N/A | #N/A | #N/A | #N/A | #N/A | #N/A
FALSE | #N/A | #N/A | #N/A | #N/A | #N/A | #N/A | #N/A | #N/A | #N/A | #N/A |  |  |  | FALSE | #N/A | #N/A | #N/A | #N/A | #N/A | #N/A | #N/A | #N/A | #N/A | #N/A
FALSE | #N/A | #N/A | #N/A | #N/A | #N/A | #N/A | #N/A | #N/A | #N/A | #N/A |  |  |  | FALSE | #N/A | #N/A | #N/A | #N/A | #N/A | #N/A | #N/A | #N/A | #N/A | #N/A
FALSE | #N/A | #N/A | #N/A | #N/A | #N/A | #N/A | #N/A | #N/A | #N/A | #N/A |  |  |  | FALSE | #N/A | #N/A | #N/A | #N/A | #N/A | #N/A | #N/A | #N/A | #N/A | #N/A
FALSE | #N/A | #N/A | #N/A | #N/A | #N/A | #N/A | #N/A | #N/A | #N/A | #N/A |  |  |  | FALSE | #N/A | #N/A | #N/A | #N/A | #N/A | #N/A | #N/A | #N/A | #N/A | #N/A
FALSE | #N/A | #N/A | #N/A | #N/A | #N/A | #N/A | #N/A | #N/A | #N/A | #N/A |  |  |  | FALSE | #N/A | #N/A | #N/A | #N/A | #N/A | #N/A | #N/A | #N/A | #N/A | #N/A
FALSE | #N/A | #N/A | #N/A | #N/A | #N/A | #N/A | #N/A | #N/A | #N/A | #N/A |  |  |  | FALSE | #N/A | #N/A | #N/A | #N/A | #N/A | #N/A | #N/A | #N/A | #N/A | #N/A
FALSE | #N/A | #N/A | #N/A | #N/A | #N/A | #N/A | #N/A | #N/A | #N/A | #N/A |  |  |  | FALSE | #N/A | #N/A | #N/A | #N/A | #N/A | #N/A | #N/A | #N/A | #N/A | #N/A
FALSE | #N/A | #N/A | #N/A | #N/A | #N/A | #N/A | #N/A | #N/A | #N/A | #N/A |  |  |  | FALSE | #N/A | #N/A | #N/A | #N/A | #N/A | #N/A | #N/A | #N/A | #N/A | #N/A
FALSE | #N/A | #N/A | #N/A | #N/A | #N/A | #N/A | #N/A | #N/A | #N/A | #N/A |  |  |  | FALSE | #N/A | #N/A | #N/A | #N/A | #N/A | #N/A | #N/A | #N/A | #N/A | #N/A
FALSE | #N/A | #N/A | #N/A | #N/A | #N/A | #N/A | #N/A | #N/A | #N/A | #N/A |  |  |  | FALSE | #N/A | #N/A | #N/A | #N/A | #N/A | #N/A | #N/A | #N/A | #N/A | #N/A
FALSE | #N/A | #N/A | #N/A | #N/A | #N/A | #N/A | #N/A | #N/A | #N/A | #N/A |  |  |  | FALSE | #N/A | #N/A | #N/A | #N/A | #N/A | #N/A | #N/A | #N/A | #N/A | #N/A
FALSE | #N/A | #N/A | #N/A | #N/A | #N/A | #N/A | #N/A | #N/A | #N/A | #N/A |  |  |  | FALSE | #N/A | #N/A | #N/A | #N/A | #N/A | #N/A | #N/A | #N/A | #N/A | #N/A
FALSE | #N/A | #N/A | #N/A | #N/A | #N/A | #N/A | #N/A | #N/A | #N/A | #N/A |  |  |  | FALSE | #N/A | #N/A | #N/A | #N/A | #N/A | #N/A | #N/A | #N/A | #N/A | #N/A
FALSE | #N/A | #N/A | #N/A | #N/A | #N/A | #N/A | #N/A | #N/A | #N/A | #N/A |  |  |  | FALSE | #N/A | #N/A | #N/A | #N/A | #N/A | #N/A | #N/A | #N/A | #N/A | #N/A
FALSE | #N/A | #N/A | #N/A | #N/A | #N/A | #N/A | #N/A | #N/A | #N/A | #N/A |  |  |  | FALSE | #N/A | #N/A | #N/A | #N/A | #N/A | #N/A | #N/A | #N/A | #N/A | #N/A
FALSE | #N/A | #N/A | #N/A | #N/A | #N/A | #N/A | #N/A | #N/A | #N/A | #N/A |  |  |  | FALSE | #N/A | #N/A | #N/A | #N/A | #N/A | #N/A | #N/A | #N/A | #N/A | #N/A
FALSE | #N/A | #N/A | #N/A | #N/A | #N/A | #N/A | #N/A | #N/A | #N/A | #N/A |  |  |  | FALSE | #N/A | #N/A | #N/A | #N/A | #N/A | #N/A | #N/A | #N/A | #N/A | #N/A
FALSE | #N/A | #N/A | #N/A | #N/A | #N/A | #N/A | #N/A | #N/A | #N/A | #N/A |  |  |  | FALSE | #N/A | #N/A | #N/A | #N/A | #N/A | #N/A | #N/A | #N/A | #N/A | #N/A
FALSE | #N/A | #N/A | #N/A | #N/A | #N/A | #N/A | #N/A | #N/A | #N/A | #N/A |  |  |  | FALSE | #N/A | #N/A | #N/A | #N/A | #N/A | #N/A | #N/A | #N/A | #N/A | #N/A
FALSE | #N/A | #N/A | #N/A | #N/A | #N/A | #N/A | #N/A | #N/A | #N/A | #N/A |  |  |  | FALSE | #N/A | #N/A | #N/A | #N/A | #N/A | #N/A | #N/A | #N/A | #N/A | #N/A
FALSE | #N/A | #N/A | #N/A | #N/A | #N/A | #N/A | #N/A | #N/A | #N/A | #N/A |  |  |  | FALSE | #N/A | #N/A | #N/A | #N/A | #N/A | #N/A | #N/A | #N/A | #N/A | #N/A
FALSE | #N/A | #N/A | #N/A | #N/A | #N/A | #N/A | #N/A | #N/A | #N/A | #N/A |  |  |  | FALSE | #N/A | #N/A | #N/A | #N/A | #N/A | #N/A | #N/A | #N/A | #N/A | #N/A
FALSE | #N/A | #N/A | #N/A | #N/A | #N/A | #N/A | #N/A | #N/A | #N/A | #N/A |  |  |  | FALSE | #N/A | #N/A | #N/A | #N/A | #N/A | #N/A | #N/A | #N/A | #N/A | #N/A
FALSE | #N/A | #N/A | #N/A | #N/A | #N/A | #N/A | #N/A | #N/A | #N/A | #N/A |  |  |  | FALSE | #N/A | #N/A | #N/A | #N/A | #N/A | #N/A | #N/A | #N/A | #N/A | #N/A
FALSE | #N/A | #N/A | #N/A | #N/A | #N/A | #N/A | #N/A | #N/A | #N/A | #N/A |  |  |  | FALSE | #N/A | #N/A | #N/A | #N/A | #N/A | #N/A | #N/A | #N/A | #N/A | #N/A
FALSE | #N/A | #N/A | #N/A | #N/A | #N/A | #N/A | #N/A | #N/A | #N/A | #N/A |  |  |  | FALSE | #N/A | #N/A | #N/A | #N/A | #N/A | #N/A | #N/A | #N/A | #N/A | #N/A
FALSE | #N/A | #N/A | #N/A | #N/A | #N/A | #N/A | #N/A | #N/A | #N/A | #N/A |  |  |  | FALSE | #N/A | #N/A | #N/A | #N/A | #N/A | #N/A | #N/A | #N/A | #N/A | #N/A
FALSE | #N/A | #N/A | #N/A | #N/A | #N/A | #N/A | #N/A | #N/A | #N/A | #N/A |  |  |  | FALSE | #N/A | #N/A | #N/A | #N/A | #N/A | #N/A | #N/A | #N/A | #N/A | #N/A
FALSE | #N/A | #N/A | #N/A | #N/A | #N/A | #N/A | #N/A | #N/A | #N/A | #N/A |  |  |  | FALSE | #N/A | #N/A | #N/A | #N/A | #N/A | #N/A | #N/A | #N/A | #N/A | #N/A
FALSE | #N/A | #N/A | #N/A | #N/A | #N/A | #N/A | #N/A | #N/A | #N/A | #N/A |  |  |  | FALSE | #N/A | #N/A | #N/A | #N/A | #N/A | #N/A | #N/A | #N/A | #N/A | #N/A
FALSE | #N/A | #N/A | #N/A | #N/A | #N/A | #N/A | #N/A | #N/A | #N/A | #N/A |  |  |  | FALSE | #N/A | #N/A | #N/A | #N/A | #N/A | #N/A | #N/A | #N/A | #N/A | #N/A
FALSE | #N/A | #N/A | #N/A | #N/A | #N/A | #N/A | #N/A | #N/A | #N/A | #N/A |  |  |  | FALSE | #N/A | #N/A | #N/A | #N/A | #N/A | #N/A | #N/A | #N/A | #N/A | #N/A
FALSE | #N/A | #N/A | #N/A | #N/A | #N/A | #N/A | #N/A | #N/A | #N/A | #N/A |  |  |  | FALSE | #N/A | #N/A | #N/A | #N/A | #N/A | #N/A | #N/A | #N/A | #N/A | #N/A
FALSE | #N/A | #N/A | #N/A | #N/A | #N/A | #N/A | #N/A | #N/A | #N/A | #N/A |  |  |  | FALSE | #N/A | #N/A | #N/A | #N/A | #N/A | #N/A | #N/A | #N/A | #N/A | #N/A
FALSE | #N/A | #N/A | #N/A | #N/A | #N/A | #N/A | #N/A | #N/A | #N/A | #N/A |  |  |  | FALSE | #N/A | #N/A | #N/A | #N/A | #N/A | #N/A | #N/A | #N/A | #N/A | #N/A
FALSE | #N/A | #N/A | #N/A | #N/A | #N/A | #N/A | #N/A | #N/A | #N/A | #N/A |  |  |  | FALSE | #N/A | #N/A | #N/A | #N/A | #N/A | #N/A | #N/A | #N/A | #N/A | #N/A
FALSE | #N/A | #N/A | #N/A | #N/A | #N/A | #N/A | #N/A | #N/A | #N/A | #N/A |  |  |  | FALSE | #N/A | #N/A | #N/A | #N/A | #N/A | #N/A | #N/A | #N/A | #N/A | #N/A
FALSE | #N/A | #N/A | #N/A | #N/A | #N/A | #N/A | #N/A | #N/A | #N/A | #N/A |  |  |  | FALSE | #N/A | #N/A | #N/A | #N/A | #N/A | #N/A | #N/A | #N/A | #N/A | #N/A
FALSE | #N/A | #N/A | #N/A | #N/A | #N/A | #N/A | #N/A | #N/A | #N/A | #N/A |  |  |  | FALSE | #N/A | #N/A | #N/A | #N/A | #N/A | #N/A | #N/A | #N/A | #N/A | #N/A
FALSE | #N/A | #N/A | #N/A | #N/A | #N/A | #N/A | #N/A | #N/A | #N/A | #N/A |  |  |  | FALSE | #N/A | #N/A | #N/A | #N/A | #N/A | #N/A | #N/A | #N/A | #N/A | #N/A
FALSE | #N/A | #N/A | #N/A | #N/A | #N/A | #N/A | #N/A | #N/A | #N/A | #N/A |  |  |  | FALSE | #N/A | #N/A | #N/A | #N/A | #N/A | #N/A | #N/A | #N/A | #N/A | #N/A
FALSE | #N/A | #N/A | #N/A | #N/A | #N/A | #N/A | #N/A | #N/A | #N/A | #N/A |  |  |  | FALSE | #N/A | #N/A | #N/A | #N/A | #N/A | #N/A | #N/A | #N/A | #N/A | #N/A
FALSE | #N/A | #N/A | #N/A | #N/A | #N/A | #N/A | #N/A | #N/A | #N/A | #N/A |  |  |  | FALSE | #N/A | #N/A | #N/A | #N/A | #N/A | #N/A | #N/A | #N/A | #N/A | #N/A
FALSE | #N/A | #N/A | #N/A | #N/A | #N/A | #N/A | #N/A | #N/A | #N/A | #N/A |  |  |  | FALSE | #N/A | #N/A | #N/A | #N/A | #N/A | #N/A | #N/A | #N/A | #N/A | #N/A
FALSE | #N/A | #N/A | #N/A | #N/A | #N/A | #N/A | #N/A | #N/A | #N/A | #N/A |  |  |  | FALSE | #N/A | #N/A | #N/A | #N/A | #N/A | #N/A | #N/A | #N/A | #N/A | #N/A
FALSE | #N/A | #N/A | #N/A | #N/A | #N/A | #N/A | #N/A | #N/A | #N/A | #N/A |  |  |  | FALSE | #N/A | #N/A | #N/A | #N/A | #N/A | #N/A | #N/A | #N/A | #N/A | #N/A
FALSE | #N/A | #N/A | #N/A | #N/A | #N/A | #N/A | #N/A | #N/A | #N/A | #N/A |  |  |  | FALSE | #N/A | #N/A | #N/A | #N/A | #N/A | #N/A | #N/A | #N/A | #N/A | #N/A
FALSE | #N/A | #N/A | #N/A | #N/A | #N/A | #N/A | #N/A | #N/A | #N/A | #N/A |  |  |  | FALSE | #N/A | #N/A | #N/A | #N/A | #N/A | #N/A | #N/A | #N/A | #N/A | #N/A
FALSE | #N/A | #N/A | #N/A | #N/A | #N/A | #N/A | #N/A | #N/A | #N/A | #N/A |  |  |  | FALSE | #N/A | #N/A | #N/A | #N/A | #N/A | #N/A | #N/A | #N/A | #N/A | #N/A
FALSE | #N/A | #N/A | #N/A | #N/A | #N/A | #N/A | #N/A | #N/A | #N/A | #N/A |  |  |  | FALSE | #N/A | #N/A | #N/A | #N/A | #N/A | #N/A | #N/A | #N/A | #N/A | #N/A
FALSE | #N/A | #N/A | #N/A | #N/A | #N/A | #N/A | #N/A | #N/A | #N/A | #N/A |  |  |  | FALSE | #N/A | #N/A | #N/A | #N/A | #N/A | #N/A | #N/A | #N/A | #N/A | #N/A
FALSE | #N/A | #N/A | #N/A | #N/A | #N/A | #N/A | #N/A | #N/A | #N/A | #N/A |  |  |  | FALSE | #N/A | #N/A | #N/A | #N/A | #N/A | #N/A | #N/A | #N/A | #N/A | #N/A
FALSE | #N/A | #N/A | #N/A | #N/A | #N/A | #N/A | #N/A | #N/A | #N/A | #N/A |  |  |  | FALSE | #N/A | #N/A | #N/A | #N/A | #N/A | #N/A | #N/A | #N/A | #N/A | #N/A
FALSE | #N/A | #N/A | #N/A | #N/A | #N/A | #N/A | #N/A | #N/A | #N/A | #N/A |  |  |  | FALSE | #N/A | #N/A | #N/A | #N/A | #N/A | #N/A | #N/A | #N/A | #N/A | #N/A
FALSE | #N/A | #N/A | #N/A | #N/A | #N/A | #N/A | #N/A | #N/A | #N/A | #N/A |  |  |  | FALSE | #N/A | #N/A | #N/A | #N/A | #N/A | #N/A | #N/A | #N/A | #N/A | #N/A
FALSE | #N/A | #N/A | #N/A | #N/A | #N/A | #N/A | #N/A | #N/A | #N/A | #N/A |  |  |  | FALSE | #N/A | #N/A | #N/A | #N/A | #N/A | #N/A | #N/A | #N/A | #N/A | #N/A
FALSE | #N/A | #N/A | #N/A | #N/A | #N/A | #N/A | #N/A | #N/A | #N/A | #N/A |  |  |  | FALSE | #N/A | #N/A | #N/A | #N/A | #N/A | #N/A | #N/A | #N/A | #N/A | #N/A
FALSE | #N/A | #N/A | #N/A | #N/A | #N/A | #N/A | #N/A | #N/A | #N/A | #N/A |  |  |  | FALSE | #N/A | #N/A | #N/A | #N/A | #N/A | #N/A | #N/A | #N/A | #N/A | #N/A
FALSE | #N/A | #N/A | #N/A | #N/A | #N/A | #N/A | #N/A | #N/A | #N/A | #N/A |  |  |  | FALSE | #N/A | #N/A | #N/A | #N/A | #N/A | #N/A | #N/A | #N/A | #N/A | #N/A
FALSE | #N/A | #N/A | #N/A | #N/A | #N/A | #N/A | #N/A | #N/A | #N/A | #N/A |  |  |  | FALSE | #N/A | #N/A | #N/A | #N/A | #N/A | #N/A | #N/A | #N/A | #N/A | #N/A
FALSE | #N/A | #N/A | #N/A | #N/A | #N/A | #N/A | #N/A | #N/A | #N/A | #N/A |  |  |  | FALSE | #N/A | #N/A | #N/A | #N/A | #N/A | #N/A | #N/A | #N/A | #N/A | #N/A
FALSE | #N/A | #N/A | #N/A | #N/A | #N/A | #N/A | #N/A | #N/A | #N/A | #N/A |  |  |  | FALSE | #N/A | #N/A | #N/A | #N/A | #N/A | #N/A | #N/A | #N/A | #N/A | #N/A
FALSE | #N/A | #N/A | #N/A | #N/A | #N/A | #N/A | #N/A | #N/A | #N/A | #N/A |  |  |  | FALSE | #N/A | #N/A | #N/A | #N/A | #N/A | #N/A | #N/A | #N/A | #N/A | #N/A
FALSE | #N/A | #N/A | #N/A | #N/A | #N/A | #N/A | #N/A | #N/A | #N/A | #N/A |  |  |  | FALSE | #N/A | #N/A | #N/A | #N/A | #N/A | #N/A | #N/A | #N/A | #N/A | #N/A
FALSE | #N/A | #N/A | #N/A | #N/A | #N/A | #N/A | #N/A | #N/A | #N/A | #N/A |  |  |  | FALSE | #N/A | #N/A | #N/A | #N/A | #N/A | #N/A | #N/A | #N/A | #N/A | #N/A
FALSE | #N/A | #N/A | #N/A | #N/A | #N/A | #N/A | #N/A | #N/A | #N/A | #N/A |  |  |  | FALSE | #N/A | #N/A | #N/A | #N/A | #N/A | #N/A | #N/A | #N/A | #N/A | #N/A
FALSE | #N/A | #N/A | #N/A | #N/A | #N/A | #N/A | #N/A | #N/A | #N/A | #N/A |  |  |  | FALSE | #N/A | #N/A | #N/A | #N/A | #N/A | #N/A | #N/A | #N/A | #N/A | #N/A
FALSE | #N/A | #N/A | #N/A | #N/A | #N/A | #N/A | #N/A | #N/A | #N/A | #N/A |  |  |  | FALSE | #N/A | #N/A | #N/A | #N/A | #N/A | #N/A | #N/A | #N/A | #N/A | #N/A
FALSE | #N/A | #N/A | #N/A | #N/A | #N/A | #N/A | #N/A | #N/A | #N/A | #N/A |  |  |  | FALSE | #N/A | #N/A | #N/A | #N/A | #N/A | #N/A | #N/A | #N/A | #N/A | #N/A
FALSE | #N/A | #N/A | #N/A | #N/A | #N/A | #N/A | #N/A | #N/A | #N/A | #N/A |  |  |  | FALSE | #N/A | #N/A | #N/A | #N/A | #N/A | #N/A | #N/A | #N/A | #N/A | #N/A
FALSE | #N/A | #N/A | #N/A | #N/A | #N/A | #N/A | #N/A | #N/A | #N/A | #N/A |  |  |  | FALSE | #N/A | #N/A | #N/A | #N/A | #N/A | #N/A | #N/A | #N/A | #N/A | #N/A
FALSE | #N/A | #N/A | #N/A | #N/A | #N/A | #N/A | #N/A | #N/A | #N/A | #N/A |  |  |  | FALSE | #N/A | #N/A | #N/A | #N/A | #N/A | #N/A | #N/A | #N/A | #N/A | #N/A
FALSE | #N/A | #N/A | #N/A | #N/A | #N/A | #N/A | #N/A | #N/A | #N/A | #N/A |  |  |  | FALSE | #N/A | #N/A | #N/A | #N/A | #N/A | #N/A | #N/A | #N/A | #N/A | #N/A
FALSE | #N/A | #N/A | #N/A | #N/A | #N/A | #N/A | #N/A | #N/A | #N/A | #N/A |  |  |  | FALSE | #N/A | #N/A | #N/A | #N/A | #N/A | #N/A | #N/A | #N/A | #N/A | #N/A
FALSE | #N/A | #N/A | #N/A | #N/A | #N/A | #N/A | #N/A | #N/A | #N/A | #N/A |  |  |  | FALSE | #N/A | #N/A | #N/A | #N/A | #N/A | #N/A | #N/A | #N/A | #N/A | #N/A
FALSE | #N/A | #N/A | #N/A | #N/A | #N/A | #N/A | #N/A | #N/A | #N/A | #N/A |  |  |  | FALSE | #N/A | #N/A | #N/A | #N/A | #N/A | #N/A | #N/A | #N/A | #N/A | #N/A
FALSE | #N/A | #N/A | #N/A | #N/A | #N/A | #N/A | #N/A | #N/A | #N/A | #N/A |  |  |  | FALSE | #N/A | #N/A | #N/A | #N/A | #N/A | #N/A | #N/A | #N/A | #N/A | #N/A
FALSE | #N/A | #N/A | #N/A | #N/A | #N/A | #N/A | #N/A | #N/A | #N/A | #N/A |  |  |  | FALSE | #N/A | #N/A | #N/A | #N/A | #N/A | #N/A | #N/A | #N/A | #N/A | #N/A
FALSE | #N/A | #N/A | #N/A | #N/A | #N/A | #N/A | #N/A | #N/A | #N/A | #N/A |  |  |  | FALSE | #N/A | #N/A | #N/A | #N/A | #N/A | #N/A | #N/A | #N/A | #N/A | #N/A
FALSE | #N/A | #N/A | #N/A | #N/A | #N/A | #N/A | #N/A | #N/A | #N/A | #N/A |  |  |  | FALSE | #N/A | #N/A | #N/A | #N/A | #N/A | #N/A | #N/A | #N/A | #N/A | #N/A
FALSE | #N/A | #N/A | #N/A | #N/A | #N/A | #N/A | #N/A | #N/A | #N/A | #N/A |  |  |  | FALSE | #N/A | #N/A | #N/A | #N/A | #N/A | #N/A | #N/A | #N/A | #N/A | #N/A
FALSE | #N/A | #N/A | #N/A | #N/A | #N/A | #N/A | #N/A | #N/A | #N/A | #N/A |  |  |  | FALSE | #N/A | #N/A | #N/A | #N/A | #N/A | #N/A | #N/A | #N/A | #N/A | #N/A
FALSE | #N/A | #N/A | #N/A | #N/A | #N/A | #N/A | #N/A | #N/A | #N/A | #N/A |  |  |  | FALSE | #N/A | #N/A | #N/A | #N/A | #N/A | #N/A | #N/A | #N/A | #N/A | #N/A
FALSE | #N/A | #N/A | #N/A | #N/A | #N/A | #N/A | #N/A | #N/A | #N/A | #N/A |  |  |  | FALSE | #N/A | #N/A | #N/A | #N/A | #N/A | #N/A | #N/A | #N/A | #N/A | #N/A
FALSE | #N/A | #N/A | #N/A | #N/A | #N/A | #N/A | #N/A | #N/A | #N/A | #N/A |  |  |  | FALSE | #N/A | #N/A | #N/A | #N/A | #N/A | #N/A | #N/A | #N/A | #N/A | #N/A
FALSE | #N/A | #N/A | #N/A | #N/A | #N/A | #N/A | #N/A | #N/A | #N/A | #N/A |  |  |  | FALSE | #N/A | #N/A | #N/A | #N/A | #N/A | #N/A | #N/A | #N/A | #N/A | #N/A
FALSE | #N/A | #N/A | #N/A | #N/A | #N/A | #N/A | #N/A | #N/A | #N/A | #N/A |  |  |  | FALSE | #N/A | #N/A | #N/A | #N/A | #N/A | #N/A | #N/A | #N/A | #N/A | #N/A
FALSE | #N/A | #N/A | #N/A | #N/A | #N/A | #N/A | #N/A | #N/A | #N/A | #N/A |  |  |  | FALSE | #N/A | #N/A | #N/A | #N/A | #N/A | #N/A | #N/A | #N/A | #N/A | #N/A
FALSE | #N/A | #N/A | #N/A | #N/A | #N/A | #N/A | #N/A | #N/A | #N/A | #N/A |  |  |  | FALSE | #N/A | #N/A | #N/A | #N/A | #N/A | #N/A | #N/A | #N/A | #N/A | #N/A
FALSE | #N/A | #N/A | #N/A | #N/A | #N/A | #N/A | #N/A | #N/A | #N/A | #N/A |  |  |  | FALSE | #N/A | #N/A | #N/A | #N/A | #N/A | #N/A | #N/A | #N/A | #N/A | #N/A
FALSE | #N/A | #N/A | #N/A | #N/A | #N/A | #N/A | #N/A | #N/A | #N/A | #N/A |  |  |  | FALSE | #N/A | #N/A | #N/A | #N/A | #N/A | #N/A | #N/A | #N/A | #N/A | #N/A
FALSE | #N/A | #N/A | #N/A | #N/A | #N/A | #N/A | #N/A | #N/A | #N/A | #N/A |  |  |  | FALSE | #N/A | #N/A | #N/A | #N/A | #N/A | #N/A | #N/A | #N/A | #N/A | #N/A
FALSE | #N/A | #N/A | #N/A | #N/A | #N/A | #N/A | #N/A | #N/A | #N/A | #N/A |  |  |  | FALSE | #N/A | #N/A | #N/A | #N/A | #N/A | #N/A | #N/A | #N/A | #N/A | #N/A
FALSE | #N/A | #N/A | #N/A | #N/A | #N/A | #N/A | #N/A | #N/A | #N/A | #N/A |  |  |  | FALSE | #N/A | #N/A | #N/A | #N/A | #N/A | #N/A | #N/A | #N/A | #N/A | #N/A
FALSE | #N/A | #N/A | #N/A | #N/A | #N/A | #N/A | #N/A | #N/A | #N/A | #N/A |  |  |  | FALSE | #N/A | #N/A | #N/A | #N/A | #N/A | #N/A | #N/A | #N/A | #N/A | #N/A
FALSE | #N/A | #N/A | #N/A | #N/A | #N/A | #N/A | #N/A | #N/A | #N/A | #N/A |  |  |  | FALSE | #N/A | #N/A | #N/A | #N/A | #N/A | #N/A | #N/A | #N/A | #N/A | #N/A
FALSE | #N/A | #N/A | #N/A | #N/A | #N/A | #N/A | #N/A | #N/A | #N/A | #N/A |  |  |  | FALSE | #N/A | #N/A | #N/A | #N/A | #N/A | #N/A | #N/A | #N/A | #N/A | #N/A
FALSE | #N/A | #N/A | #N/A | #N/A | #N/A | #N/A | #N/A | #N/A | #N/A | #N/A |  |  |  | FALSE | #N/A | #N/A | #N/A | #N/A | #N/A | #N/A | #N/A | #N/A | #N/A | #N/A
FALSE | #N/A | #N/A | #N/A | #N/A | #N/A | #N/A | #N/A | #N/A | #N/A | #N/A |  |  |  | FALSE | #N/A | #N/A | #N/A | #N/A | #N/A | #N/A | #N/A | #N/A | #N/A | #N/A
FALSE | #N/A | #N/A | #N/A | #N/A | #N/A | #N/A | #N/A | #N/A | #N/A | #N/A |  |  |  | FALSE | #N/A | #N/A | #N/A | #N/A | #N/A | #N/A | #N/A | #N/A | #N/A | #N/A
FALSE | #N/A | #N/A | #N/A | #N/A | #N/A | #N/A | #N/A | #N/A | #N/A | #N/A |  |  |  | FALSE | #N/A | #N/A | #N/A | #N/A | #N/A | #N/A | #N/A | #N/A | #N/A | #N/A
FALSE | #N/A | #N/A | #N/A | #N/A | #N/A | #N/A | #N/A | #N/A | #N/A | #N/A |  |  |  | FALSE | #N/A | #N/A | #N/A | #N/A | #N/A | #N/A | #N/A | #N/A | #N/A | #N/A
FALSE | #N/A | #N/A | #N/A | #N/A | #N/A | #N/A | #N/A | #N/A | #N/A | #N/A |  |  |  | FALSE | #N/A | #N/A | #N/A | #N/A | #N/A | #N/A | #N/A | #N/A | #N/A | #N/A
FALSE | #N/A | #N/A | #N/A | #N/A | #N/A | #N/A | #N/A | #N/A | #N/A | #N/A |  |  |  | FALSE | #N/A | #N/A | #N/A | #N/A | #N/A | #N/A | #N/A | #N/A | #N/A | #N/A
FALSE | #N/A | #N/A | #N/A | #N/A | #N/A | #N/A | #N/A | #N/A | #N/A | #N/A |  |  |  | FALSE | #N/A | #N/A | #N/A | #N/A | #N/A | #N/A | #N/A | #N/A | #N/A | #N/A
FALSE | #N/A | #N/A | #N/A | #N/A | #N/A | #N/A | #N/A | #N/A | #N/A | #N/A |  |  |  | FALSE | #N/A | #N/A | #N/A | #N/A | #N/A | #N/A | #N/A | #N/A | #N/A | #N/A
FALSE | #N/A | #N/A | #N/A | #N/A | #N/A | #N/A | #N/A | #N/A | #N/A | #N/A |  |  |  | FALSE | #N/A | #N/A | #N/A | #N/A | #N/A | #N/A | #N/A | #N/A | #N/A | #N/A
FALSE | #N/A | #N/A | #N/A | #N/A | #N/A | #N/A | #N/A | #N/A | #N/A | #N/A |  |  |  | FALSE | #N/A | #N/A | #N/A | #N/A | #N/A | #N/A | #N/A | #N/A | #N/A | #N/A
FALSE | #N/A | #N/A | #N/A | #N/A | #N/A | #N/A | #N/A | #N/A | #N/A | #N/A |  |  |  | FALSE | #N/A | #N/A | #N/A | #N/A | #N/A | #N/A | #N/A | #N/A | #N/A | #N/A
FALSE | #N/A | #N/A | #N/A | #N/A | #N/A | #N/A | #N/A | #N/A | #N/A | #N/A |  |  |  | FALSE | #N/A | #N/A | #N/A | #N/A | #N/A | #N/A | #N/A | #N/A | #N/A | #N/A
FALSE | #N/A | #N/A | #N/A | #N/A | #N/A | #N/A | #N/A | #N/A | #N/A | #N/A |  |  |  | FALSE | #N/A | #N/A | #N/A | #N/A | #N/A | #N/A | #N/A | #N/A | #N/A | #N/A
FALSE | #N/A | #N/A | #N/A | #N/A | #N/A | #N/A | #N/A | #N/A | #N/A | #N/A |  |  |  | FALSE | #N/A | #N/A | #N/A | #N/A | #N/A | #N/A | #N/A | #N/A | #N/A | #N/A
FALSE | #N/A | #N/A | #N/A | #N/A | #N/A | #N/A | #N/A | #N/A | #N/A | #N/A |  |  |  | FALSE | #N/A | #N/A | #N/A | #N/A | #N/A | #N/A | #N/A | #N/A | #N/A | #N/A
FALSE | #N/A | #N/A | #N/A | #N/A | #N/A | #N/A | #N/A | #N/A | #N/A | #N/A |  |  |  | FALSE | #N/A | #N/A | #N/A | #N/A | #N/A | #N/A | #N/A | #N/A | #N/A | #N/A
FALSE | #N/A | #N/A | #N/A | #N/A | #N/A | #N/A | #N/A | #N/A | #N/A | #N/A |  |  |  | FALSE | #N/A | #N/A | #N/A | #N/A | #N/A | #N/A | #N/A | #N/A | #N/A | #N/A
FALSE | #N/A | #N/A | #N/A | #N/A | #N/A | #N/A | #N/A | #N/A | #N/A | #N/A |  |  |  | FALSE | #N/A | #N/A | #N/A | #N/A | #N/A | #N/A | #N/A | #N/A | #N/A | #N/A
FALSE | #N/A | #N/A | #N/A | #N/A | #N/A | #N/A | #N/A | #N/A | #N/A | #N/A |  |  |  | FALSE | #N/A | #N/A | #N/A | #N/A | #N/A | #N/A | #N/A | #N/A | #N/A | #N/A
FALSE | #N/A | #N/A | #N/A | #N/A | #N/A | #N/A | #N/A | #N/A | #N/A | #N/A |  |  |  | FALSE | #N/A | #N/A | #N/A | #N/A | #N/A | #N/A | #N/A | #N/A | #N/A | #N/A
FALSE | #N/A | #N/A | #N/A | #N/A | #N/A | #N/A | #N/A | #N/A | #N/A | #N/A |  |  |  | FALSE | #N/A | #N/A | #N/A | #N/A | #N/A | #N/A | #N/A | #N/A | #N/A | #N/A
FALSE | #N/A | #N/A | #N/A | #N/A | #N/A | #N/A | #N/A | #N/A | #N/A | #N/A |  |  |  | FALSE | #N/A | #N/A | #N/A | #N/A | #N/A | #N/A | #N/A | #N/A | #N/A | #N/A
FALSE | #N/A | #N/A | #N/A | #N/A | #N/A | #N/A | #N/A | #N/A | #N/A | #N/A |  |  |  | FALSE | #N/A | #N/A | #N/A | #N/A | #N/A | #N/A | #N/A | #N/A | #N/A | #N/A
FALSE | #N/A | #N/A | #N/A | #N/A | #N/A | #N/A | #N/A | #N/A | #N/A | #N/A |  |  |  | FALSE | #N/A | #N/A | #N/A | #N/A | #N/A | #N/A | #N/A | #N/A | #N/A | #N/A
FALSE | #N/A | #N/A | #N/A | #N/A | #N/A | #N/A | #N/A | #N/A | #N/A | #N/A |  |  |  | FALSE | #N/A | #N/A | #N/A | #N/A | #N/A | #N/A | #N/A | #N/A | #N/A | #N/A
FALSE | #N/A | #N/A | #N/A | #N/A | #N/A | #N/A | #N/A | #N/A | #N/A | #N/A |  |  |  | FALSE | #N/A | #N/A | #N/A | #N/A | #N/A | #N/A | #N/A | #N/A | #N/A | #N/A
FALSE | #N/A | #N/A | #N/A | #N/A | #N/A | #N/A | #N/A | #N/A | #N/A | #N/A |  |  |  | FALSE | #N/A | #N/A | #N/A | #N/A | #N/A | #N/A | #N/A | #N/A | #N/A | #N/A
FALSE | #N/A | #N/A | #N/A | #N/A | #N/A | #N/A | #N/A | #N/A | #N/A | #N/A |  |  |  | FALSE | #N/A | #N/A | #N/A | #N/A | #N/A | #N/A | #N/A | #N/A | #N/A | #N/A
FALSE | #N/A | #N/A | #N/A | #N/A | #N/A | #N/A | #N/A | #N/A | #N/A | #N/A |  |  |  | FALSE | #N/A | #N/A | #N/A | #N/A | #N/A | #N/A | #N/A | #N/A | #N/A | #N/A
FALSE | #N/A | #N/A | #N/A | #N/A | #N/A | #N/A | #N/A | #N/A | #N/A | #N/A |  |  |  | FALSE | #N/A | #N/A | #N/A | #N/A | #N/A | #N/A | #N/A | #N/A | #N/A | #N/A
FALSE | #N/A | #N/A | #N/A | #N/A | #N/A | #N/A | #N/A | #N/A | #N/A | #N/A |  |  |  | FALSE | #N/A | #N/A | #N/A | #N/A | #N/A | #N/A | #N/A | #N/A | #N/A | #N/A
FALSE | #N/A | #N/A | #N/A | #N/A | #N/A | #N/A | #N/A | #N/A | #N/A | #N/A |  |  |  | FALSE | #N/A | #N/A | #N/A | #N/A | #N/A | #N/A | #N/A | #N/A | #N/A | #N/A
FALSE | #N/A | #N/A | #N/A | #N/A | #N/A | #N/A | #N/A | #N/A | #N/A | #N/A |  |  |  | FALSE | #N/A | #N/A | #N/A | #N/A | #N/A | #N/A | #N/A | #N/A | #N/A | #N/A
FALSE | #N/A | #N/A | #N/A | #N/A | #N/A | #N/A | #N/A | #N/A | #N/A | #N/A |  |  |  | FALSE | #N/A | #N/A | #N/A | #N/A | #N/A | #N/A | #N/A | #N/A | #N/A | #N/A
FALSE | #N/A | #N/A | #N/A | #N/A | #N/A | #N/A | #N/A | #N/A | #N/A | #N/A |  |  |  | FALSE | #N/A | #N/A | #N/A | #N/A | #N/A | #N/A | #N/A | #N/A | #N/A | #N/A
FALSE | #N/A | #N/A | #N/A | #N/A | #N/A | #N/A | #N/A | #N/A | #N/A | #N/A |  |  |  | FALSE | #N/A | #N/A | #N/A | #N/A | #N/A | #N/A | #N/A | #N/A | #N/A | #N/A
FALSE | #N/A | #N/A | #N/A | #N/A | #N/A | #N/A | #N/A | #N/A | #N/A | #N/A |  |  |  | FALSE | #N/A | #N/A | #N/A | #N/A | #N/A | #N/A | #N/A | #N/A | #N/A | #N/A
FALSE | #N/A | #N/A | #N/A | #N/A | #N/A | #N/A | #N/A | #N/A | #N/A | #N/A |  |  |  | FALSE | #N/A | #N/A | #N/A | #N/A | #N/A | #N/A | #N/A | #N/A | #N/A | #N/A
FALSE | #N/A | #N/A | #N/A | #N/A | #N/A | #N/A | #N/A | #N/A | #N/A | #N/A |  |  |  | FALSE | #N/A | #N/A | #N/A | #N/A | #N/A | #N/A | #N/A | #N/A | #N/A | #N/A
FALSE | #N/A | #N/A | #N/A | #N/A | #N/A | #N/A | #N/A | #N/A | #N/A | #N/A |  |  |  | FALSE | #N/A | #N/A | #N/A | #N/A | #N/A | #N/A | #N/A | #N/A | #N/A | #N/A
FALSE | #N/A | #N/A | #N/A | #N/A | #N/A | #N/A | #N/A | #N/A | #N/A | #N/A |  |  |  | FALSE | #N/A | #N/A | #N/A | #N/A | #N/A | #N/A | #N/A | #N/A | #N/A | #N/A
FALSE | #N/A | #N/A | #N/A | #N/A | #N/A | #N/A | #N/A | #N/A | #N/A | #N/A |  |  |  | FALSE | #N/A | #N/A | #N/A | #N/A | #N/A | #N/A | #N/A | #N/A | #N/A | #N/A
FALSE | #N/A | #N/A | #N/A | #N/A | #N/A | #N/A | #N/A | #N/A | #N/A | #N/A |  |  |  | FALSE | #N/A | #N/A | #N/A | #N/A | #N/A | #N/A | #N/A | #N/A | #N/A | #N/A
FALSE | #N/A | #N/A | #N/A | #N/A | #N/A | #N/A | #N/A | #N/A | #N/A | #N/A |  |  |  | FALSE | #N/A | #N/A | #N/A | #N/A | #N/A | #N/A | #N/A | #N/A | #N/A | #N/A
FALSE | #N/A | #N/A | #N/A | #N/A | #N/A | #N/A | #N/A | #N/A | #N/A | #N/A |  |  |  | FALSE | #N/A | #N/A | #N/A | #N/A | #N/A | #N/A | #N/A | #N/A | #N/A | #N/A
FALSE | #N/A | #N/A | #N/A | #N/A | #N/A | #N/A | #N/A | #N/A | #N/A | #N/A |  |  |  | FALSE | #N/A | #N/A | #N/A | #N/A | #N/A | #N/A | #N/A | #N/A | #N/A | #N/A
FALSE | #N/A | #N/A | #N/A | #N/A | #N/A | #N/A | #N/A | #N/A | #N/A | #N/A |  |  |  | FALSE | #N/A | #N/A | #N/A | #N/A | #N/A | #N/A | #N/A | #N/A | #N/A | #N/A
FALSE | #N/A | #N/A | #N/A | #N/A | #N/A | #N/A | #N/A | #N/A | #N/A | #N/A |  |  |  | FALSE | #N/A | #N/A | #N/A | #N/A | #N/A | #N/A | #N/A | #N/A | #N/A | #N/A
FALSE | #N/A | #N/A | #N/A | #N/A | #N/A | #N/A | #N/A | #N/A | #N/A | #N/A |  |  |  | FALSE | #N/A | #N/A | #N/A | #N/A | #N/A | #N/A | #N/A | #N/A | #N/A | #N/A
FALSE | #N/A | #N/A | #N/A | #N/A | #N/A | #N/A | #N/A | #N/A | #N/A | #N/A |  |  |  | FALSE | #N/A | #N/A | #N/A | #N/A | #N/A | #N/A | #N/A | #N/A | #N/A | #N/A
FALSE | #N/A | #N/A | #N/A | #N/A | #N/A | #N/A | #N/A | #N/A | #N/A | #N/A |  |  |  | FALSE | #N/A | #N/A | #N/A | #N/A | #N/A | #N/A | #N/A | #N/A | #N/A | #N/A
FALSE | #N/A | #N/A | #N/A | #N/A | #N/A | #N/A | #N/A | #N/A | #N/A | #N/A |  |  |  | FALSE | #N/A | #N/A | #N/A | #N/A | #N/A | #N/A | #N/A | #N/A | #N/A | #N/A
FALSE | #N/A | #N/A | #N/A | #N/A | #N/A | #N/A | #N/A | #N/A | #N/A | #N/A |  |  |  | FALSE | #N/A | #N/A | #N/A | #N/A | #N/A | #N/A | #N/A | #N/A | #N/A | #N/A
FALSE | #N/A | #N/A | #N/A | #N/A | #N/A | #N/A | #N/A | #N/A | #N/A | #N/A |  |  |  | FALSE | #N/A | #N/A | #N/A | #N/A | #N/A | #N/A | #N/A | #N/A | #N/A | #N/A
FALSE | #N/A | #N/A | #N/A | #N/A | #N/A | #N/A | #N/A | #N/A | #N/A | #N/A |  |  |  | FALSE | #N/A | #N/A | #N/A | #N/A | #N/A | #N/A | #N/A | #N/A | #N/A | #N/A
FALSE | #N/A | #N/A | #N/A | #N/A | #N/A | #N/A | #N/A | #N/A | #N/A | #N/A |  |  |  | FALSE | #N/A | #N/A | #N/A | #N/A | #N/A | #N/A | #N/A | #N/A | #N/A | #N/A
FALSE | #N/A | #N/A | #N/A | #N/A | #N/A | #N/A | #N/A | #N/A | #N/A | #N/A |  |  |  | FALSE | #N/A | #N/A | #N/A | #N/A | #N/A | #N/A | #N/A | #N/A | #N/A | #N/A
FALSE | #N/A | #N/A | #N/A | #N/A | #N/A | #N/A | #N/A | #N/A | #N/A | #N/A |  |  |  | FALSE | #N/A | #N/A | #N/A | #N/A | #N/A | #N/A | #N/A | #N/A | #N/A | #N/A
FALSE | #N/A | #N/A | #N/A | #N/A | #N/A | #N/A | #N/A | #N/A | #N/A | #N/A |  |  |  | FALSE | #N/A | #N/A | #N/A | #N/A | #N/A | #N/A | #N/A | #N/A | #N/A | #N/A
FALSE | #N/A | #N/A | #N/A | #N/A | #N/A | #N/A | #N/A | #N/A | #N/A | #N/A |  |  |  | FALSE | #N/A | #N/A | #N/A | #N/A | #N/A | #N/A | #N/A | #N/A | #N/A | #N/A
FALSE | #N/A | #N/A | #N/A | #N/A | #N/A | #N/A | #N/A | #N/A | #N/A | #N/A |  |  |  | FALSE | #N/A | #N/A | #N/A | #N/A | #N/A | #N/A | #N/A | #N/A | #N/A | #N/A
FALSE | #N/A | #N/A | #N/A | #N/A | #N/A | #N/A | #N/A | #N/A | #N/A | #N/A |  |  |  | FALSE | #N/A | #N/A | #N/A | #N/A | #N/A | #N/A | #N/A | #N/A | #N/A | #N/A
FALSE | #N/A | #N/A | #N/A | #N/A | #N/A | #N/A | #N/A | #N/A | #N/A | #N/A |  |  |  | FALSE | #N/A | #N/A | #N/A | #N/A | #N/A | #N/A | #N/A | #N/A | #N/A | #N/A
FALSE | #N/A | #N/A | #N/A | #N/A | #N/A | #N/A | #N/A | #N/A | #N/A | #N/A |  |  |  | FALSE | #N/A | #N/A | #N/A | #N/A | #N/A | #N/A | #N/A | #N/A | #N/A | #N/A
FALSE | #N/A | #N/A | #N/A | #N/A | #N/A | #N/A | #N/A | #N/A | #N/A | #N/A |  |  |  | FALSE | #N/A | #N/A | #N/A | #N/A | #N/A | #N/A | #N/A | #N/A | #N/A | #N/A
FALSE | #N/A | #N/A | #N/A | #N/A | #N/A | #N/A | #N/A | #N/A | #N/A | #N/A |  |  |  | FALSE | #N/A | #N/A | #N/A | #N/A | #N/A | #N/A | #N/A | #N/A | #N/A | #N/A
FALSE | #N/A | #N/A | #N/A | #N/A | #N/A | #N/A | #N/A | #N/A | #N/A | #N/A |  |  |  | FALSE | #N/A | #N/A | #N/A | #N/A | #N/A | #N/A | #N/A | #N/A | #N/A | #N/A
FALSE | #N/A | #N/A | #N/A | #N/A | #N/A | #N/A | #N/A | #N/A | #N/A | #N/A |  |  |  | FALSE | #N/A | #N/A | #N/A | #N/A | #N/A | #N/A | #N/A | #N/A | #N/A | #N/A
FALSE | #N/A | #N/A | #N/A | #N/A | #N/A | #N/A | #N/A | #N/A | #N/A | #N/A |  |  |  | FALSE | #N/A | #N/A | #N/A | #N/A | #N/A | #N/A | #N/A | #N/A | #N/A | #N/A
FALSE | #N/A | #N/A | #N/A | #N/A | #N/A | #N/A | #N/A | #N/A | #N/A | #N/A |  |  |  | FALSE | #N/A | #N/A | #N/A | #N/A | #N/A | #N/A | #N/A | #N/A | #N/A | #N/A
FALSE | #N/A | #N/A | #N/A | #N/A | #N/A | #N/A | #N/A | #N/A | #N/A | #N/A |  |  |  | FALSE | #N/A | #N/A | #N/A | #N/A | #N/A | #N/A | #N/A | #N/A | #N/A | #N/A
FALSE | #N/A | #N/A | #N/A | #N/A | #N/A | #N/A | #N/A | #N/A | #N/A | #N/A |  |  |  | FALSE | #N/A | #N/A | #N/A | #N/A | #N/A | #N/A | #N/A | #N/A | #N/A | #N/A
FALSE | #N/A | #N/A | #N/A | #N/A | #N/A | #N/A | #N/A | #N/A | #N/A | #N/A |  |  |  | FALSE | #N/A | #N/A | #N/A | #N/A | #N/A | #N/A | #N/A | #N/A | #N/A | #N/A
FALSE | #N/A | #N/A | #N/A | #N/A | #N/A | #N/A | #N/A | #N/A | #N/A | #N/A |  |  |  | FALSE | #N/A | #N/A | #N/A | #N/A | #N/A | #N/A | #N/A | #N/A | #N/A | #N/A
FALSE | #N/A | #N/A | #N/A | #N/A | #N/A | #N/A | #N/A | #N/A | #N/A | #N/A |  |  |  | FALSE | #N/A | #N/A | #N/A | #N/A | #N/A | #N/A | #N/A | #N/A | #N/A | #N/A
FALSE | #N/A | #N/A | #N/A | #N/A | #N/A | #N/A | #N/A | #N/A | #N/A | #N/A |  |  |  | FALSE | #N/A | #N/A | #N/A | #N/A | #N/A | #N/A | #N/A | #N/A | #N/A | #N/A
FALSE | #N/A | #N/A | #N/A | #N/A | #N/A | #N/A | #N/A | #N/A | #N/A | #N/A |  |  |  | FALSE | #N/A | #N/A | #N/A | #N/A | #N/A | #N/A | #N/A | #N/A | #N/A | #N/A
FALSE | #N/A | #N/A | #N/A | #N/A | #N/A | #N/A | #N/A | #N/A | #N/A | #N/A |  |  |  | FALSE | #N/A | #N/A | #N/A | #N/A | #N/A | #N/A | #N/A | #N/A | #N/A | #N/A
FALSE | #N/A | #N/A | #N/A | #N/A | #N/A | #N/A | #N/A | #N/A | #N/A | #N/A |  |  |  | FALSE | #N/A | #N/A | #N/A | #N/A | #N/A | #N/A | #N/A | #N/A | #N/A | #N/A
FALSE | #N/A | #N/A | #N/A | #N/A | #N/A | #N/A | #N/A | #N/A | #N/A | #N/A |  |  |  | FALSE | #N/A | #N/A | #N/A | #N/A | #N/A | #N/A | #N/A | #N/A | #N/A | #N/A
FALSE | #N/A | #N/A | #N/A | #N/A | #N/A | #N/A | #N/A | #N/A | #N/A | #N/A |  |  |  | FALSE | #N/A | #N/A | #N/A | #N/A | #N/A | #N/A | #N/A | #N/A | #N/A | #N/A
FALSE | #N/A | #N/A | #N/A | #N/A | #N/A | #N/A | #N/A | #N/A | #N/A | #N/A |  |  |  | FALSE | #N/A | #N/A | #N/A | #N/A | #N/A | #N/A | #N/A | #N/A | #N/A | #N/A
FALSE | #N/A | #N/A | #N/A | #N/A | #N/A | #N/A | #N/A | #N/A | #N/A | #N/A |  |  |  | FALSE | #N/A | #N/A | #N/A | #N/A | #N/A | #N/A | #N/A | #N/A | #N/A | #N/A
FALSE | #N/A | #N/A | #N/A | #N/A | #N/A | #N/A | #N/A | #N/A | #N/A | #N/A |  |  |  | FALSE | #N/A | #N/A | #N/A | #N/A | #N/A | #N/A | #N/A | #N/A | #N/A | #N/A
FALSE | #N/A | #N/A | #N/A | #N/A | #N/A | #N/A | #N/A | #N/A | #N/A | #N/A |  |  |  | FALSE | #N/A | #N/A | #N/A | #N/A | #N/A | #N/A | #N/A | #N/A | #N/A | #N/A
FALSE | #N/A | #N/A | #N/A | #N/A | #N/A | #N/A | #N/A | #N/A | #N/A | #N/A |  |  |  | FALSE | #N/A | #N/A | #N/A | #N/A | #N/A | #N/A | #N/A | #N/A | #N/A | #N/A
FALSE | #N/A | #N/A | #N/A | #N/A | #N/A | #N/A | #N/A | #N/A | #N/A | #N/A |  |  |  | FALSE | #N/A | #N/A | #N/A | #N/A | #N/A | #N/A | #N/A | #N/A | #N/A | #N/A
FALSE | #N/A | #N/A | #N/A | #N/A | #N/A | #N/A | #N/A | #N/A | #N/A | #N/A |  |  |  | FALSE | #N/A | #N/A | #N/A | #N/A | #N/A | #N/A | #N/A | #N/A | #N/A | #N/A
FALSE | #N/A | #N/A | #N/A | #N/A | #N/A | #N/A | #N/A | #N/A | #N/A | #N/A |  |  |  | FALSE | #N/A | #N/A | #N/A | #N/A | #N/A | #N/A | #N/A | #N/A | #N/A | #N/A
FALSE | #N/A | #N/A | #N/A | #N/A | #N/A | #N/A | #N/A | #N/A | #N/A | #N/A |  |  |  | FALSE | #N/A | #N/A | #N/A | #N/A | #N/A | #N/A | #N/A | #N/A | #N/A | #N/A
FALSE | #N/A | #N/A | #N/A | #N/A | #N/A | #N/A | #N/A | #N/A | #N/A | #N/A |  |  |  | FALSE | #N/A | #N/A | #N/A | #N/A | #N/A | #N/A | #N/A | #N/A | #N/A | #N/A
FALSE | #N/A | #N/A | #N/A | #N/A | #N/A | #N/A | #N/A | #N/A | #N/A | #N/A |  |  |  | FALSE | #N/A | #N/A | #N/A | #N/A | #N/A | #N/A | #N/A | #N/A | #N/A | #N/A
FALSE | #N/A | #N/A | #N/A | #N/A | #N/A | #N/A | #N/A | #N/A | #N/A | #N/A |  |  |  | FALSE | #N/A | #N/A | #N/A | #N/A | #N/A | #N/A | #N/A | #N/A | #N/A | #N/A
FALSE | #N/A | #N/A | #N/A | #N/A | #N/A | #N/A | #N/A | #N/A | #N/A | #N/A |  |  |  | FALSE | #N/A | #N/A | #N/A | #N/A | #N/A | #N/A | #N/A | #N/A | #N/A | #N/A
FALSE | #N/A | #N/A | #N/A | #N/A | #N/A | #N/A | #N/A | #N/A | #N/A | #N/A |  |  |  | FALSE | #N/A | #N/A | #N/A | #N/A | #N/A | #N/A | #N/A | #N/A | #N/A | #N/A
FALSE | #N/A | #N/A | #N/A | #N/A | #N/A | #N/A | #N/A | #N/A | #N/A | #N/A |  |  |  | FALSE | #N/A | #N/A | #N/A | #N/A | #N/A | #N/A | #N/A | #N/A | #N/A | #N/A
FALSE | #N/A | #N/A | #N/A | #N/A | #N/A | #N/A | #N/A | #N/A | #N/A | #N/A |  |  |  | FALSE | #N/A | #N/A | #N/A | #N/A | #N/A | #N/A | #N/A | #N/A | #N/A | #N/A
FALSE | #N/A | #N/A | #N/A | #N/A | #N/A | #N/A | #N/A | #N/A | #N/A | #N/A |  |  |  | FALSE | #N/A | #N/A | #N/A | #N/A | #N/A | #N/A | #N/A | #N/A | #N/A | #N/A
FALSE | #N/A | #N/A | #N/A | #N/A | #N/A | #N/A | #N/A | #N/A | #N/A | #N/A |  |  |  | FALSE | #N/A | #N/A | #N/A | #N/A | #N/A | #N/A | #N/A | #N/A | #N/A | #N/A
FALSE | #N/A | #N/A | #N/A | #N/A | #N/A | #N/A | #N/A | #N/A | #N/A | #N/A |  |  |  | FALSE | #N/A | #N/A | #N/A | #N/A | #N/A | #N/A | #N/A | #N/A | #N/A | #N/A
FALSE | #N/A | #N/A | #N/A | #N/A | #N/A | #N/A | #N/A | #N/A | #N/A | #N/A |  |  |  | FALSE | #N/A | #N/A | #N/A | #N/A | #N/A | #N/A | #N/A | #N/A | #N/A | #N/A
FALSE | #N/A | #N/A | #N/A | #N/A | #N/A | #N/A | #N/A | #N/A | #N/A | #N/A |  |  |  | FALSE | #N/A | #N/A | #N/A | #N/A | #N/A | #N/A | #N/A | #N/A | #N/A | #N/A
FALSE | #N/A | #N/A | #N/A | #N/A | #N/A | #N/A | #N/A | #N/A | #N/A | #N/A |  |  |  | FALSE | #N/A | #N/A | #N/A | #N/A | #N/A | #N/A | #N/A | #N/A | #N/A | #N/A
FALSE | #N/A | #N/A | #N/A | #N/A | #N/A | #N/A | #N/A | #N/A | #N/A | #N/A |  |  |  | FALSE | #N/A | #N/A | #N/A | #N/A | #N/A | #N/A | #N/A | #N/A | #N/A | #N/A
FALSE | #N/A | #N/A | #N/A | #N/A | #N/A | #N/A | #N/A | #N/A | #N/A | #N/A |  |  |  | FALSE | #N/A | #N/A | #N/A | #N/A | #N/A | #N/A | #N/A | #N/A | #N/A | #N/A
FALSE | #N/A | #N/A | #N/A | #N/A | #N/A | #N/A | #N/A | #N/A | #N/A | #N/A |  |  |  | FALSE | #N/A | #N/A | #N/A | #N/A | #N/A | #N/A | #N/A | #N/A | #N/A | #N/A
FALSE | #N/A | #N/A | #N/A | #N/A | #N/A | #N/A | #N/A | #N/A | #N/A | #N/A |  |  |  | FALSE | #N/A | #N/A | #N/A | #N/A | #N/A | #N/A | #N/A | #N/A | #N/A | #N/A
FALSE | #N/A | #N/A | #N/A | #N/A | #N/A | #N/A | #N/A | #N/A | #N/A | #N/A |  |  |  | FALSE | #N/A | #N/A | #N/A | #N/A | #N/A | #N/A | #N/A | #N/A | #N/A | #N/A
FALSE | #N/A | #N/A | #N/A | #N/A | #N/A | #N/A | #N/A | #N/A | #N/A | #N/A |  |  |  | FALSE | #N/A | #N/A | #N/A | #N/A | #N/A | #N/A | #N/A | #N/A | #N/A | #N/A
FALSE | #N/A | #N/A | #N/A | #N/A | #N/A | #N/A | #N/A | #N/A | #N/A | #N/A |  |  |  | FALSE | #N/A | #N/A | #N/A | #N/A | #N/A | #N/A | #N/A | #N/A | #N/A | #N/A
FALSE | #N/A | #N/A | #N/A | #N/A | #N/A | #N/A | #N/A | #N/A | #N/A | #N/A |  |  |  | FALSE | #N/A | #N/A | #N/A | #N/A | #N/A | #N/A | #N/A | #N/A | #N/A | #N/A
FALSE | #N/A | #N/A | #N/A | #N/A | #N/A | #N/A | #N/A | #N/A | #N/A | #N/A |  |  |  | FALSE | #N/A | #N/A | #N/A | #N/A | #N/A | #N/A | #N/A | #N/A | #N/A | #N/A
FALSE | #N/A | #N/A | #N/A | #N/A | #N/A | #N/A | #N/A | #N/A | #N/A | #N/A |  |  |  | FALSE | #N/A | #N/A | #N/A | #N/A | #N/A | #N/A | #N/A | #N/A | #N/A | #N/A
FALSE | #N/A | #N/A | #N/A | #N/A | #N/A | #N/A | #N/A | #N/A | #N/A | #N/A |  |  |  | FALSE | #N/A | #N/A | #N/A | #N/A | #N/A | #N/A | #N/A | #N/A | #N/A | #N/A
FALSE | #N/A | #N/A | #N/A | #N/A | #N/A | #N/A | #N/A | #N/A | #N/A | #N/A |  |  |  | FALSE | #N/A | #N/A | #N/A | #N/A | #N/A | #N/A | #N/A | #N/A | #N/A | #N/A
FALSE | #N/A | #N/A | #N/A | #N/A | #N/A | #N/A | #N/A | #N/A | #N/A | #N/A |  |  |  | FALSE | #N/A | #N/A | #N/A | #N/A | #N/A | #N/A | #N/A | #N/A | #N/A | #N/A
FALSE | #N/A | #N/A | #N/A | #N/A | #N/A | #N/A | #N/A | #N/A | #N/A | #N/A |  |  |  | FALSE | #N/A | #N/A | #N/A | #N/A | #N/A | #N/A | #N/A | #N/A | #N/A | #N/A
FALSE | #N/A | #N/A | #N/A | #N/A | #N/A | #N/A | #N/A | #N/A | #N/A | #N/A |  |  |  | FALSE | #N/A | #N/A | #N/A | #N/A | #N/A | #N/A | #N/A | #N/A | #N/A | #N/A
FALSE | #N/A | #N/A | #N/A | #N/A | #N/A | #N/A | #N/A | #N/A | #N/A | #N/A |  |  |  | FALSE | #N/A | #N/A | #N/A | #N/A | #N/A | #N/A | #N/A | #N/A | #N/A | #N/A
FALSE | #N/A | #N/A | #N/A | #N/A | #N/A | #N/A | #N/A | #N/A | #N/A | #N/A |  |  |  | FALSE | #N/A | #N/A | #N/A | #N/A | #N/A | #N/A | #N/A | #N/A | #N/A | #N/A
FALSE | #N/A | #N/A | #N/A | #N/A | #N/A | #N/A | #N/A | #N/A | #N/A | #N/A |  |  |  | FALSE | #N/A | #N/A | #N/A | #N/A | #N/A | #N/A | #N/A | #N/A | #N/A | #N/A
FALSE | #N/A | #N/A | #N/A | #N/A | #N/A | #N/A | #N/A | #N/A | #N/A | #N/A |  |  |  | FALSE | #N/A | #N/A | #N/A | #N/A | #N/A | #N/A | #N/A | #N/A | #N/A | #N/A
FALSE | #N/A | #N/A | #N/A | #N/A | #N/A | #N/A | #N/A | #N/A | #N/A | #N/A |  |  |  | FALSE | #N/A | #N/A | #N/A | #N/A | #N/A | #N/A | #N/A | #N/A | #N/A | #N/A
FALSE | #N/A | #N/A | #N/A | #N/A | #N/A | #N/A | #N/A | #N/A | #N/A | #N/A |  |  |  | FALSE | #N/A | #N/A | #N/A | #N/A | #N/A | #N/A | #N/A | #N/A | #N/A | #N/A
FALSE | #N/A | #N/A | #N/A | #N/A | #N/A | #N/A | #N/A | #N/A | #N/A | #N/A |  |  |  | FALSE | #N/A | #N/A | #N/A | #N/A | #N/A | #N/A | #N/A | #N/A | #N/A | #N/A
FALSE | #N/A | #N/A | #N/A | #N/A | #N/A | #N/A | #N/A | #N/A | #N/A | #N/A |  |  |  | FALSE | #N/A | #N/A | #N/A | #N/A | #N/A | #N/A | #N/A | #N/A | #N/A | #N/A
FALSE | #N/A | #N/A | #N/A | #N/A | #N/A | #N/A | #N/A | #N/A | #N/A | #N/A |  |  |  | FALSE | #N/A | #N/A | #N/A | #N/A | #N/A | #N/A | #N/A | #N/A | #N/A | #N/A
FALSE | #N/A | #N/A | #N/A | #N/A | #N/A | #N/A | #N/A | #N/A | #N/A | #N/A |  |  |  | FALSE | #N/A | #N/A | #N/A | #N/A | #N/A | #N/A | #N/A | #N/A | #N/A | #N/A
FALSE | #N/A | #N/A | #N/A | #N/A | #N/A | #N/A | #N/A | #N/A | #N/A | #N/A |  |  |  | FALSE | #N/A | #N/A | #N/A | #N/A | #N/A | #N/A | #N/A | #N/A | #N/A | #N/A
FALSE | #N/A | #N/A | #N/A | #N/A | #N/A | #N/A | #N/A | #N/A | #N/A | #N/A |  |  |  | FALSE | #N/A | #N/A | #N/A | #N/A | #N/A | #N/A | #N/A | #N/A | #N/A | #N/A
FALSE | #N/A | #N/A | #N/A | #N/A | #N/A | #N/A | #N/A | #N/A | #N/A | #N/A |  |  |  | FALSE | #N/A | #N/A | #N/A | #N/A | #N/A | #N/A | #N/A | #N/A | #N/A | #N/A
FALSE | #N/A | #N/A | #N/A | #N/A | #N/A | #N/A | #N/A | #N/A | #N/A | #N/A |  |  |  | FALSE | #N/A | #N/A | #N/A | #N/A | #N/A | #N/A | #N/A | #N/A | #N/A | #N/A
FALSE | #N/A | #N/A | #N/A | #N/A | #N/A | #N/A | #N/A | #N/A | #N/A | #N/A |  |  |  | FALSE | #N/A | #N/A | #N/A | #N/A | #N/A | #N/A | #N/A | #N/A | #N/A | #N/A
FALSE | #N/A | #N/A | #N/A | #N/A | #N/A | #N/A | #N/A | #N/A | #N/A | #N/A |  |  |  | FALSE | #N/A | #N/A | #N/A | #N/A | #N/A | #N/A | #N/A | #N/A | #N/A | #N/A
FALSE | #N/A | #N/A | #N/A | #N/A | #N/A | #N/A | #N/A | #N/A | #N/A | #N/A |  |  |  | FALSE | #N/A | #N/A | #N/A | #N/A | #N/A | #N/A | #N/A | #N/A | #N/A | #N/A
FALSE | #N/A | #N/A | #N/A | #N/A | #N/A | #N/A | #N/A | #N/A | #N/A | #N/A |  |  |  | FALSE | #N/A | #N/A | #N/A | #N/A | #N/A | #N/A | #N/A | #N/A | #N/A | #N/A
FALSE | #N/A | #N/A | #N/A | #N/A | #N/A | #N/A | #N/A | #N/A | #N/A | #N/A |  |  |  | FALSE | #N/A | #N/A | #N/A | #N/A | #N/A | #N/A | #N/A | #N/A | #N/A | #N/A
FALSE | #N/A | #N/A | #N/A | #N/A | #N/A | #N/A | #N/A | #N/A | #N/A | #N/A |  |  |  | FALSE | #N/A | #N/A | #N/A | #N/A | #N/A | #N/A | #N/A | #N/A | #N/A | #N/A
FALSE | #N/A | #N/A | #N/A | #N/A | #N/A | #N/A | #N/A | #N/A | #N/A | #N/A |  |  |  | FALSE | #N/A | #N/A | #N/A | #N/A | #N/A | #N/A | #N/A | #N/A | #N/A | #N/A
FALSE | #N/A | #N/A | #N/A | #N/A | #N/A | #N/A | #N/A | #N/A | #N/A | #N/A |  |  |  | FALSE | #N/A | #N/A | #N/A | #N/A | #N/A | #N/A | #N/A | #N/A | #N/A | #N/A
FALSE | #N/A | #N/A | #N/A | #N/A | #N/A | #N/A | #N/A | #N/A | #N/A | #N/A |  |  |  | FALSE | #N/A | #N/A | #N/A | #N/A | #N/A | #N/A | #N/A | #N/A | #N/A | #N/A
FALSE | #N/A | #N/A | #N/A | #N/A | #N/A | #N/A | #N/A | #N/A | #N/A | #N/A |  |  |  | FALSE | #N/A | #N/A | #N/A | #N/A | #N/A | #N/A | #N/A | #N/A | #N/A | #N/A
FALSE | #N/A | #N/A | #N/A | #N/A | #N/A | #N/A | #N/A | #N/A | #N/A | #N/A |  |  |  | FALSE | #N/A | #N/A | #N/A | #N/A | #N/A | #N/A | #N/A | #N/A | #N/A | #N/A
FALSE | #N/A | #N/A | #N/A | #N/A | #N/A | #N/A | #N/A | #N/A | #N/A | #N/A |  |  |  | FALSE | #N/A | #N/A | #N/A | #N/A | #N/A | #N/A | #N/A | #N/A | #N/A | #N/A
FALSE | #N/A | #N/A | #N/A | #N/A | #N/A | #N/A | #N/A | #N/A | #N/A | #N/A |  |  |  | FALSE | #N/A | #N/A | #N/A | #N/A | #N/A | #N/A | #N/A | #N/A | #N/A | #N/A
FALSE | #N/A | #N/A | #N/A | #N/A | #N/A | #N/A | #N/A | #N/A | #N/A | #N/A |  |  |  | FALSE | #N/A | #N/A | #N/A | #N/A | #N/A | #N/A | #N/A | #N/A | #N/A | #N/A
FALSE | #N/A | #N/A | #N/A | #N/A | #N/A | #N/A | #N/A | #N/A | #N/A | #N/A |  |  |  | FALSE | #N/A | #N/A | #N/A | #N/A | #N/A | #N/A | #N/A | #N/A | #N/A | #N/A
FALSE | #N/A | #N/A | #N/A | #N/A | #N/A | #N/A | #N/A | #N/A | #N/A | #N/A |  |  |  | FALSE | #N/A | #N/A | #N/A | #N/A | #N/A | #N/A | #N/A | #N/A | #N/A | #N/A
FALSE | #N/A | #N/A | #N/A | #N/A | #N/A | #N/A | #N/A | #N/A | #N/A | #N/A |  |  |  | FALSE | #N/A | #N/A | #N/A | #N/A | #N/A | #N/A | #N/A | #N/A | #N/A | #N/A
FALSE | #N/A | #N/A | #N/A | #N/A | #N/A | #N/A | #N/A | #N/A | #N/A | #N/A |  |  |  | FALSE | #N/A | #N/A | #N/A | #N/A | #N/A | #N/A | #N/A | #N/A | #N/A | #N/A
FALSE | #N/A | #N/A | #N/A | #N/A | #N/A | #N/A | #N/A | #N/A | #N/A | #N/A |  |  |  | FALSE | #N/A | #N/A | #N/A | #N/A | #N/A | #N/A | #N/A | #N/A | #N/A | #N/A
FALSE | #N/A | #N/A | #N/A | #N/A | #N/A | #N/A | #N/A | #N/A | #N/A | #N/A |  |  |  | FALSE | #N/A | #N/A | #N/A | #N/A | #N/A | #N/A | #N/A | #N/A | #N/A | #N/A
FALSE | #N/A | #N/A | #N/A | #N/A | #N/A | #N/A | #N/A | #N/A | #N/A | #N/A |  |  |  | FALSE | #N/A | #N/A | #N/A | #N/A | #N/A | #N/A | #N/A | #N/A | #N/A | #N/A
FALSE | #N/A | #N/A | #N/A | #N/A | #N/A | #N/A | #N/A | #N/A | #N/A | #N/A |  |  |  | FALSE | #N/A | #N/A | #N/A | #N/A | #N/A | #N/A | #N/A | #N/A | #N/A | #N/A
FALSE | #N/A | #N/A | #N/A | #N/A | #N/A | #N/A | #N/A | #N/A | #N/A | #N/A |  |  |  | FALSE | #N/A | #N/A | #N/A | #N/A | #N/A | #N/A | #N/A | #N/A | #N/A | #N/A
FALSE | #N/A | #N/A | #N/A | #N/A | #N/A | #N/A | #N/A | #N/A | #N/A | #N/A |  |  |  | FALSE | #N/A | #N/A | #N/A | #N/A | #N/A | #N/A | #N/A | #N/A | #N/A | #N/A
FALSE | #N/A | #N/A | #N/A | #N/A | #N/A | #N/A | #N/A | #N/A | #N/A | #N/A |  |  |  | FALSE | #N/A | #N/A | #N/A | #N/A | #N/A | #N/A | #N/A | #N/A | #N/A | #N/A
FALSE | #N/A | #N/A | #N/A | #N/A | #N/A | #N/A | #N/A | #N/A | #N/A | #N/A |  |  |  | FALSE | #N/A | #N/A | #N/A | #N/A | #N/A | #N/A | #N/A | #N/A | #N/A | #N/A
FALSE | #N/A | #N/A | #N/A | #N/A | #N/A | #N/A | #N/A | #N/A | #N/A | #N/A |  |  |  | FALSE | #N/A | #N/A | #N/A | #N/A | #N/A | #N/A | #N/A | #N/A | #N/A | #N/A
FALSE | #N/A | #N/A | #N/A | #N/A | #N/A | #N/A | #N/A | #N/A | #N/A | #N/A |  |  |  | FALSE | #N/A | #N/A | #N/A | #N/A | #N/A | #N/A | #N/A | #N/A | #N/A | #N/A
FALSE | #N/A | #N/A | #N/A | #N/A | #N/A | #N/A | #N/A | #N/A | #N/A | #N/A |  |  |  | FALSE | #N/A | #N/A | #N/A | #N/A | #N/A | #N/A | #N/A | #N/A | #N/A | #N/A
FALSE | #N/A | #N/A | #N/A | #N/A | #N/A | #N/A | #N/A | #N/A | #N/A | #N/A |  |  |  | FALSE | #N/A | #N/A | #N/A | #N/A | #N/A | #N/A | #N/A | #N/A | #N/A | #N/A
FALSE | #N/A | #N/A | #N/A | #N/A | #N/A | #N/A | #N/A | #N/A | #N/A | #N/A |  |  |  | FALSE | #N/A | #N/A | #N/A | #N/A | #N/A | #N/A | #N/A | #N/A | #N/A | #N/A
FALSE | #N/A | #N/A | #N/A | #N/A | #N/A | #N/A | #N/A | #N/A | #N/A | #N/A |  |  |  | FALSE | #N/A | #N/A | #N/A | #N/A | #N/A | #N/A | #N/A | #N/A | #N/A | #N/A
FALSE | #N/A | #N/A | #N/A | #N/A | #N/A | #N/A | #N/A | #N/A | #N/A | #N/A |  |  |  | FALSE | #N/A | #N/A | #N/A | #N/A | #N/A | #N/A | #N/A | #N/A | #N/A | #N/A
FALSE | #N/A | #N/A | #N/A | #N/A | #N/A | #N/A | #N/A | #N/A | #N/A | #N/A |  |  |  | FALSE | #N/A | #N/A | #N/A | #N/A | #N/A | #N/A | #N/A | #N/A | #N/A | #N/A
FALSE | #N/A | #N/A | #N/A | #N/A | #N/A | #N/A | #N/A | #N/A | #N/A | #N/A |  |  |  | FALSE | #N/A | #N/A | #N/A | #N/A | #N/A | #N/A | #N/A | #N/A | #N/A | #N/A
FALSE | #N/A | #N/A | #N/A | #N/A | #N/A | #N/A | #N/A | #N/A | #N/A | #N/A |  |  |  | FALSE | #N/A | #N/A | #N/A | #N/A | #N/A | #N/A | #N/A | #N/A | #N/A | #N/A
FALSE | #N/A | #N/A | #N/A | #N/A | #N/A | #N/A | #N/A | #N/A | #N/A | #N/A |  |  |  | FALSE | #N/A | #N/A | #N/A | #N/A | #N/A | #N/A | #N/A | #N/A | #N/A | #N/A
FALSE | #N/A | #N/A | #N/A | #N/A | #N/A | #N/A | #N/A | #N/A | #N/A | #N/A |  |  |  | FALSE | #N/A | #N/A | #N/A | #N/A | #N/A | #N/A | #N/A | #N/A | #N/A | #N/A
FALSE | #N/A | #N/A | #N/A | #N/A | #N/A | #N/A | #N/A | #N/A | #N/A | #N/A |  |  |  | FALSE | #N/A | #N/A | #N/A | #N/A | #N/A | #N/A | #N/A | #N/A | #N/A | #N/A
FALSE | #N/A | #N/A | #N/A | #N/A | #N/A | #N/A | #N/A | #N/A | #N/A | #N/A |  |  |  | FALSE | #N/A | #N/A | #N/A | #N/A | #N/A | #N/A | #N/A | #N/A | #N/A | #N/A
FALSE | #N/A | #N/A | #N/A | #N/A | #N/A | #N/A | #N/A | #N/A | #N/A | #N/A |  |  |  | FALSE | #N/A | #N/A | #N/A | #N/A | #N/A | #N/A | #N/A | #N/A | #N/A | #N/A
FALSE | #N/A | #N/A | #N/A | #N/A | #N/A | #N/A | #N/A | #N/A | #N/A | #N/A |  |  |  | FALSE | #N/A | #N/A | #N/A | #N/A | #N/A | #N/A | #N/A | #N/A | #N/A | #N/A
FALSE | #N/A | #N/A | #N/A | #N/A | #N/A | #N/A | #N/A | #N/A | #N/A | #N/A |  |  |  | FALSE | #N/A | #N/A | #N/A | #N/A | #N/A | #N/A | #N/A | #N/A | #N/A | #N/A
FALSE | #N/A | #N/A | #N/A | #N/A | #N/A | #N/A | #N/A | #N/A | #N/A | #N/A |  |  |  | FALSE | #N/A | #N/A | #N/A | #N/A | #N/A | #N/A | #N/A | #N/A | #N/A | #N/A
FALSE | #N/A | #N/A | #N/A | #N/A | #N/A | #N/A | #N/A | #N/A | #N/A | #N/A |  |  |  | FALSE | #N/A | #N/A | #N/A | #N/A | #N/A | #N/A | #N/A | #N/A | #N/A | #N/A
FALSE | #N/A | #N/A | #N/A | #N/A | #N/A | #N/A | #N/A | #N/A | #N/A | #N/A |  |  |  | FALSE | #N/A | #N/A | #N/A | #N/A | #N/A | #N/A | #N/A | #N/A | #N/A | #N/A
FALSE | #N/A | #N/A | #N/A | #N/A | #N/A | #N/A | #N/A | #N/A | #N/A | #N/A |  |  |  | FALSE | #N/A | #N/A | #N/A | #N/A | #N/A | #N/A | #N/A | #N/A | #N/A | #N/A
FALSE | #N/A | #N/A | #N/A | #N/A | #N/A | #N/A | #N/A | #N/A | #N/A | #N/A |  |  |  | FALSE | #N/A | #N/A | #N/A | #N/A | #N/A | #N/A | #N/A | #N/A | #N/A | #N/A
FALSE | #N/A | #N/A | #N/A | #N/A | #N/A | #N/A | #N/A | #N/A | #N/A | #N/A |  |  |  | FALSE | #N/A | #N/A | #N/A | #N/A | #N/A | #N/A | #N/A | #N/A | #N/A | #N/A
FALSE | #N/A | #N/A | #N/A | #N/A | #N/A | #N/A | #N/A | #N/A | #N/A | #N/A |  |  |  | FALSE | #N/A | #N/A | #N/A | #N/A | #N/A | #N/A | #N/A | #N/A | #N/A | #N/A
FALSE | #N/A | #N/A | #N/A | #N/A | #N/A | #N/A | #N/A | #N/A | #N/A | #N/A |  |  |  | FALSE | #N/A | #N/A | #N/A | #N/A | #N/A | #N/A | #N/A | #N/A | #N/A | #N/A
FALSE | #N/A | #N/A | #N/A | #N/A | #N/A | #N/A | #N/A | #N/A | #N/A | #N/A |  |  |  | FALSE | #N/A | #N/A | #N/A | #N/A | #N/A | #N/A | #N/A | #N/A | #N/A | #N/A
FALSE | #N/A | #N/A | #N/A | #N/A | #N/A | #N/A | #N/A | #N/A | #N/A | #N/A |  |  |  | FALSE | #N/A | #N/A | #N/A | #N/A | #N/A | #N/A | #N/A | #N/A | #N/A | #N/A
FALSE | #N/A | #N/A | #N/A | #N/A | #N/A | #N/A | #N/A | #N/A | #N/A | #N/A |  |  |  | FALSE | #N/A | #N/A | #N/A | #N/A | #N/A | #N/A | #N/A | #N/A | #N/A | #N/A
FALSE | #N/A | #N/A | #N/A | #N/A | #N/A | #N/A | #N/A | #N/A | #N/A | #N/A |  |  |  | FALSE | #N/A | #N/A | #N/A | #N/A | #N/A | #N/A | #N/A | #N/A | #N/A | #N/A
FALSE | #N/A | #N/A | #N/A | #N/A | #N/A | #N/A | #N/A | #N/A | #N/A | #N/A |  |  |  | FALSE | #N/A | #N/A | #N/A | #N/A | #N/A | #N/A | #N/A | #N/A | #N/A | #N/A
FALSE | #N/A | #N/A | #N/A | #N/A | #N/A | #N/A | #N/A | #N/A | #N/A | #N/A |  |  |  | FALSE | #N/A | #N/A | #N/A | #N/A | #N/A | #N/A | #N/A | #N/A | #N/A | #N/A
FALSE | #N/A | #N/A | #N/A | #N/A | #N/A | #N/A | #N/A | #N/A | #N/A | #N/A |  |  |  | FALSE | #N/A | #N/A | #N/A | #N/A | #N/A | #N/A | #N/A | #N/A | #N/A | #N/A
FALSE | #N/A | #N/A | #N/A | #N/A | #N/A | #N/A | #N/A | #N/A | #N/A | #N/A |  |  |  | FALSE | #N/A | #N/A | #N/A | #N/A | #N/A | #N/A | #N/A | #N/A | #N/A | #N/A
FALSE | #N/A | #N/A | #N/A | #N/A | #N/A | #N/A | #N/A | #N/A | #N/A | #N/A |  |  |  | FALSE | #N/A | #N/A | #N/A | #N/A | #N/A | #N/A | #N/A | #N/A | #N/A | #N/A
FALSE | #N/A | #N/A | #N/A | #N/A | #N/A | #N/A | #N/A | #N/A | #N/A | #N/A |  |  |  | FALSE | #N/A | #N/A | #N/A | #N/A | #N/A | #N/A | #N/A | #N/A | #N/A | #N/A
FALSE | #N/A | #N/A | #N/A | #N/A | #N/A | #N/A | #N/A | #N/A | #N/A | #N/A |  |  |  | FALSE | #N/A | #N/A | #N/A | #N/A | #N/A | #N/A | #N/A | #N/A | #N/A | #N/A
FALSE | #N/A | #N/A | #N/A | #N/A | #N/A | #N/A | #N/A | #N/A | #N/A | #N/A |  |  |  | FALSE | #N/A | #N/A | #N/A | #N/A | #N/A | #N/A | #N/A | #N/A | #N/A | #N/A
FALSE | #N/A | #N/A | #N/A | #N/A | #N/A | #N/A | #N/A | #N/A | #N/A | #N/A |  |  |  | FALSE | #N/A | #N/A | #N/A | #N/A | #N/A | #N/A | #N/A | #N/A | #N/A | #N/A
FALSE | #N/A | #N/A | #N/A | #N/A | #N/A | #N/A | #N/A | #N/A | #N/A | #N/A |  |  |  | FALSE | #N/A | #N/A | #N/A | #N/A | #N/A | #N/A | #N/A | #N/A | #N/A | #N/A
FALSE | #N/A | #N/A | #N/A | #N/A | #N/A | #N/A | #N/A | #N/A | #N/A | #N/A |  |  |  | FALSE | #N/A | #N/A | #N/A | #N/A | #N/A | #N/A | #N/A | #N/A | #N/A | #N/A
FALSE | #N/A | #N/A | #N/A | #N/A | #N/A | #N/A | #N/A | #N/A | #N/A | #N/A |  |  |  | FALSE | #N/A | #N/A | #N/A | #N/A | #N/A | #N/A | #N/A | #N/A | #N/A | #N/A
FALSE | #N/A | #N/A | #N/A | #N/A | #N/A | #N/A | #N/A | #N/A | #N/A | #N/A |  |  |  | FALSE | #N/A | #N/A | #N/A | #N/A | #N/A | #N/A | #N/A | #N/A | #N/A | #N/A
FALSE | #N/A | #N/A | #N/A | #N/A | #N/A | #N/A | #N/A | #N/A | #N/A | #N/A |  |  |  | FALSE | #N/A | #N/A | #N/A | #N/A | #N/A | #N/A | #N/A | #N/A | #N/A | #N/A
FALSE | #N/A | #N/A | #N/A | #N/A | #N/A | #N/A | #N/A | #N/A | #N/A | #N/A |  |  |  | FALSE | #N/A | #N/A | #N/A | #N/A | #N/A | #N/A | #N/A | #N/A | #N/A | #N/A
FALSE | #N/A | #N/A | #N/A | #N/A | #N/A | #N/A | #N/A | #N/A | #N/A | #N/A |  |  |  | FALSE | #N/A | #N/A | #N/A | #N/A | #N/A | #N/A | #N/A | #N/A | #N/A | #N/A
FALSE | #N/A | #N/A | #N/A | #N/A | #N/A | #N/A | #N/A | #N/A | #N/A | #N/A |  |  |  | FALSE | #N/A | #N/A | #N/A | #N/A | #N/A | #N/A | #N/A | #N/A | #N/A | #N/A
FALSE | #N/A | #N/A | #N/A | #N/A | #N/A | #N/A | #N/A | #N/A | #N/A | #N/A |  |  |  | FALSE | #N/A | #N/A | #N/A | #N/A | #N/A | #N/A | #N/A | #N/A | #N/A | #N/A
FALSE | #N/A | #N/A | #N/A | #N/A | #N/A | #N/A | #N/A | #N/A | #N/A | #N/A |  |  |  | FALSE | #N/A | #N/A | #N/A | #N/A | #N/A | #N/A | #N/A | #N/A | #N/A | #N/A
FALSE | #N/A | #N/A | #N/A | #N/A | #N/A | #N/A | #N/A | #N/A | #N/A | #N/A |  |  |  | FALSE | #N/A | #N/A | #N/A | #N/A | #N/A | #N/A | #N/A | #N/A | #N/A | #N/A
FALSE | #N/A | #N/A | #N/A | #N/A | #N/A | #N/A | #N/A | #N/A | #N/A | #N/A |  |  |  | FALSE | #N/A | #N/A | #N/A | #N/A | #N/A | #N/A | #N/A | #N/A | #N/A | #N/A
FALSE | #N/A | #N/A | #N/A | #N/A | #N/A | #N/A | #N/A | #N/A | #N/A | #N/A |  |  |  | FALSE | #N/A | #N/A | #N/A | #N/A | #N/A | #N/A | #N/A | #N/A | #N/A | #N/A
FALSE | #N/A | #N/A | #N/A | #N/A | #N/A | #N/A | #N/A | #N/A | #N/A | #N/A |  |  |  | FALSE | #N/A | #N/A | #N/A | #N/A | #N/A | #N/A | #N/A | #N/A | #N/A | #N/A
FALSE | #N/A | #N/A | #N/A | #N/A | #N/A | #N/A | #N/A | #N/A | #N/A | #N/A |  |  |  | FALSE | #N/A | #N/A | #N/A | #N/A | #N/A | #N/A | #N/A | #N/A | #N/A | #N/A
FALSE | #N/A | #N/A | #N/A | #N/A | #N/A | #N/A | #N/A | #N/A | #N/A | #N/A |  |  |  | FALSE | #N/A | #N/A | #N/A | #N/A | #N/A | #N/A | #N/A | #N/A | #N/A | #N/A
FALSE | #N/A | #N/A | #N/A | #N/A | #N/A | #N/A | #N/A | #N/A | #N/A | #N/A |  |  |  | FALSE | #N/A | #N/A | #N/A | #N/A | #N/A | #N/A | #N/A | #N/A | #N/A | #N/A
FALSE | #N/A | #N/A | #N/A | #N/A | #N/A | #N/A | #N/A | #N/A | #N/A | #N/A |  |  |  | FALSE | #N/A | #N/A | #N/A | #N/A | #N/A | #N/A | #N/A | #N/A | #N/A | #N/A
FALSE | #N/A | #N/A | #N/A | #N/A | #N/A | #N/A | #N/A | #N/A | #N/A | #N/A |  |  |  | FALSE | #N/A | #N/A | #N/A | #N/A | #N/A | #N/A | #N/A | #N/A | #N/A | #N/A
FALSE | #N/A | #N/A | #N/A | #N/A | #N/A | #N/A | #N/A | #N/A | #N/A | #N/A |  |  |  | FALSE | #N/A | #N/A | #N/A | #N/A | #N/A | #N/A | #N/A | #N/A | #N/A | #N/A
FALSE | #N/A | #N/A | #N/A | #N/A | #N/A | #N/A | #N/A | #N/A | #N/A | #N/A |  |  |  | FALSE | #N/A | #N/A | #N/A | #N/A | #N/A | #N/A | #N/A | #N/A | #N/A | #N/A
FALSE | #N/A | #N/A | #N/A | #N/A | #N/A | #N/A | #N/A | #N/A | #N/A | #N/A |  |  |  | FALSE | #N/A | #N/A | #N/A | #N/A | #N/A | #N/A | #N/A | #N/A | #N/A | #N/A
FALSE | #N/A | #N/A | #N/A | #N/A | #N/A | #N/A | #N/A | #N/A | #N/A | #N/A |  |  |  | FALSE | #N/A | #N/A | #N/A | #N/A | #N/A | #N/A | #N/A | #N/A | #N/A | #N/A
FALSE | #N/A | #N/A | #N/A | #N/A | #N/A | #N/A | #N/A | #N/A | #N/A | #N/A |  |  |  | FALSE | #N/A | #N/A | #N/A | #N/A | #N/A | #N/A | #N/A | #N/A | #N/A | #N/A
FALSE | #N/A | #N/A | #N/A | #N/A | #N/A | #N/A | #N/A | #N/A | #N/A | #N/A |  |  |  | FALSE | #N/A | #N/A | #N/A | #N/A | #N/A | #N/A | #N/A | #N/A | #N/A | #N/A
FALSE | #N/A | #N/A | #N/A | #N/A | #N/A | #N/A | #N/A | #N/A | #N/A | #N/A |  |  |  | FALSE | #N/A | #N/A | #N/A | #N/A | #N/A | #N/A | #N/A | #N/A | #N/A | #N/A
FALSE | #N/A | #N/A | #N/A | #N/A | #N/A | #N/A | #N/A | #N/A | #N/A | #N/A |  |  |  | FALSE | #N/A | #N/A | #N/A | #N/A | #N/A | #N/A | #N/A | #N/A | #N/A | #N/A
FALSE | #N/A | #N/A | #N/A | #N/A | #N/A | #N/A | #N/A | #N/A | #N/A | #N/A |  |  |  | FALSE | #N/A | #N/A | #N/A | #N/A | #N/A | #N/A | #N/A | #N/A | #N/A | #N/A
FALSE | #N/A | #N/A | #N/A | #N/A | #N/A | #N/A | #N/A | #N/A | #N/A | #N/A |  |  |  | FALSE | #N/A | #N/A | #N/A | #N/A | #N/A | #N/A | #N/A | #N/A | #N/A | #N/A
FALSE | #N/A | #N/A | #N/A | #N/A | #N/A | #N/A | #N/A | #N/A | #N/A | #N/A |  |  |  | FALSE | #N/A | #N/A | #N/A | #N/A | #N/A | #N/A | #N/A | #N/A | #N/A | #N/A
FALSE | #N/A | #N/A | #N/A | #N/A | #N/A | #N/A | #N/A | #N/A | #N/A | #N/A |  |  |  | FALSE | #N/A | #N/A | #N/A | #N/A | #N/A | #N/A | #N/A | #N/A | #N/A | #N/A
FALSE | #N/A | #N/A | #N/A | #N/A | #N/A | #N/A | #N/A | #N/A | #N/A | #N/A |  |  |  | FALSE | #N/A | #N/A | #N/A | #N/A | #N/A | #N/A | #N/A | #N/A | #N/A | #N/A
FALSE | #N/A | #N/A | #N/A | #N/A | #N/A | #N/A | #N/A | #N/A | #N/A | #N/A |  |  |  | FALSE | #N/A | #N/A | #N/A | #N/A | #N/A | #N/A | #N/A | #N/A | #N/A | #N/A
FALSE | #N/A | #N/A | #N/A | #N/A | #N/A | #N/A | #N/A | #N/A | #N/A | #N/A |  |  |  | FALSE | #N/A | #N/A | #N/A | #N/A | #N/A | #N/A | #N/A | #N/A | #N/A | #N/A
FALSE | #N/A | #N/A | #N/A | #N/A | #N/A | #N/A | #N/A | #N/A | #N/A | #N/A |  |  |  | FALSE | #N/A | #N/A | #N/A | #N/A | #N/A | #N/A | #N/A | #N/A | #N/A | #N/A
FALSE | #N/A | #N/A | #N/A | #N/A | #N/A | #N/A | #N/A | #N/A | #N/A | #N/A |  |  |  | FALSE | #N/A | #N/A | #N/A | #N/A | #N/A | #N/A | #N/A | #N/A | #N/A | #N/A
FALSE | #N/A | #N/A | #N/A | #N/A | #N/A | #N/A | #N/A | #N/A | #N/A | #N/A |  |  |  | FALSE | #N/A | #N/A | #N/A | #N/A | #N/A | #N/A | #N/A | #N/A | #N/A | #N/A
FALSE | #N/A | #N/A | #N/A | #N/A | #N/A | #N/A | #N/A | #N/A | #N/A | #N/A |  |  |  | FALSE | #N/A | #N/A | #N/A | #N/A | #N/A | #N/A | #N/A | #N/A | #N/A | #N/A
FALSE | #N/A | #N/A | #N/A | #N/A | #N/A | #N/A | #N/A | #N/A | #N/A | #N/A |  |  |  | FALSE | #N/A | #N/A | #N/A | #N/A | #N/A | #N/A | #N/A | #N/A | #N/A | #N/A
FALSE | #N/A | #N/A | #N/A | #N/A | #N/A | #N/A | #N/A | #N/A | #N/A | #N/A |  |  |  | FALSE | #N/A | #N/A | #N/A | #N/A | #N/A | #N/A | #N/A | #N/A | #N/A | #N/A
FALSE | #N/A | #N/A | #N/A | #N/A | #N/A | #N/A | #N/A | #N/A | #N/A | #N/A |  |  |  | FALSE | #N/A | #N/A | #N/A | #N/A | #N/A | #N/A | #N/A | #N/A | #N/A | #N/A
FALSE | #N/A | #N/A | #N/A | #N/A | #N/A | #N/A | #N/A | #N/A | #N/A | #N/A |  |  |  | FALSE | #N/A | #N/A | #N/A | #N/A | #N/A | #N/A | #N/A | #N/A | #N/A | #N/A
FALSE | #N/A | #N/A | #N/A | #N/A | #N/A | #N/A | #N/A | #N/A | #N/A | #N/A |  |  |  | FALSE | #N/A | #N/A | #N/A | #N/A | #N/A | #N/A | #N/A | #N/A | #N/A | #N/A
FALSE | #N/A | #N/A | #N/A | #N/A | #N/A | #N/A | #N/A | #N/A | #N/A | #N/A |  |  |  | FALSE | #N/A | #N/A | #N/A | #N/A | #N/A | #N/A | #N/A | #N/A | #N/A | #N/A
FALSE | #N/A | #N/A | #N/A | #N/A | #N/A | #N/A | #N/A | #N/A | #N/A | #N/A |  |  |  | FALSE | #N/A | #N/A | #N/A | #N/A | #N/A | #N/A | #N/A | #N/A | #N/A | #N/A
FALSE | #N/A | #N/A | #N/A | #N/A | #N/A | #N/A | #N/A | #N/A | #N/A | #N/A |  |  |  | FALSE | #N/A | #N/A | #N/A | #N/A | #N/A | #N/A | #N/A | #N/A | #N/A | #N/A
FALSE | #N/A | #N/A | #N/A | #N/A | #N/A | #N/A | #N/A | #N/A | #N/A | #N/A |  |  |  | FALSE | #N/A | #N/A | #N/A | #N/A | #N/A | #N/A | #N/A | #N/A | #N/A | #N/A
FALSE | #N/A | #N/A | #N/A | #N/A | #N/A | #N/A | #N/A | #N/A | #N/A | #N/A |  |  |  | FALSE | #N/A | #N/A | #N/A | #N/A | #N/A | #N/A | #N/A | #N/A | #N/A | #N/A
FALSE | #N/A | #N/A | #N/A | #N/A | #N/A | #N/A | #N/A | #N/A | #N/A | #N/A |  |  |  | FALSE | #N/A | #N/A | #N/A | #N/A | #N/A | #N/A | #N/A | #N/A | #N/A | #N/A
FALSE | #N/A | #N/A | #N/A | #N/A | #N/A | #N/A | #N/A | #N/A | #N/A | #N/A |  |  |  | FALSE | #N/A | #N/A | #N/A | #N/A | #N/A | #N/A | #N/A | #N/A | #N/A | #N/A
FALSE | #N/A | #N/A | #N/A | #N/A | #N/A | #N/A | #N/A | #N/A | #N/A | #N/A |  |  |  | FALSE | #N/A | #N/A | #N/A | #N/A | #N/A | #N/A | #N/A | #N/A | #N/A | #N/A
FALSE | #N/A | #N/A | #N/A | #N/A | #N/A | #N/A | #N/A | #N/A | #N/A | #N/A |  |  |  | FALSE | #N/A | #N/A | #N/A | #N/A | #N/A | #N/A | #N/A | #N/A | #N/A | #N/A
FALSE | #N/A | #N/A | #N/A | #N/A | #N/A | #N/A | #N/A | #N/A | #N/A | #N/A |  |  |  | FALSE | #N/A | #N/A | #N/A | #N/A | #N/A | #N/A | #N/A | #N/A | #N/A | #N/A
FALSE | #N/A | #N/A | #N/A | #N/A | #N/A | #N/A | #N/A | #N/A | #N/A | #N/A |  |  |  | FALSE | #N/A | #N/A | #N/A | #N/A | #N/A | #N/A | #N/A | #N/A | #N/A | #N/A
FALSE | #N/A | #N/A | #N/A | #N/A | #N/A | #N/A | #N/A | #N/A | #N/A | #N/A |  |  |  | FALSE | #N/A | #N/A | #N/A | #N/A | #N/A | #N/A | #N/A | #N/A | #N/A | #N/A
FALSE | #N/A | #N/A | #N/A | #N/A | #N/A | #N/A | #N/A | #N/A | #N/A | #N/A |  |  |  | FALSE | #N/A | #N/A | #N/A | #N/A | #N/A | #N/A | #N/A | #N/A | #N/A | #N/A
FALSE | #N/A | #N/A | #N/A | #N/A | #N/A | #N/A | #N/A | #N/A | #N/A | #N/A |  |  |  | FALSE | #N/A | #N/A | #N/A | #N/A | #N/A | #N/A | #N/A | #N/A | #N/A | #N/A
FALSE | #N/A | #N/A | #N/A | #N/A | #N/A | #N/A | #N/A | #N/A | #N/A | #N/A |  |  |  | FALSE | #N/A | #N/A | #N/A | #N/A | #N/A | #N/A | #N/A | #N/A | #N/A | #N/A
FALSE | #N/A | #N/A | #N/A | #N/A | #N/A | #N/A | #N/A | #N/A | #N/A | #N/A |  |  |  | FALSE | #N/A | #N/A | #N/A | #N/A | #N/A | #N/A | #N/A | #N/A | #N/A | #N/A
FALSE | #N/A | #N/A | #N/A | #N/A | #N/A | #N/A | #N/A | #N/A | #N/A | #N/A |  |  |  | FALSE | #N/A | #N/A | #N/A | #N/A | #N/A | #N/A | #N/A | #N/A | #N/A | #N/A
FALSE | #N/A | #N/A | #N/A | #N/A | #N/A | #N/A | #N/A | #N/A | #N/A | #N/A |  |  |  | FALSE | #N/A | #N/A | #N/A | #N/A | #N/A | #N/A | #N/A | #N/A | #N/A | #N/A
FALSE | #N/A | #N/A | #N/A | #N/A | #N/A | #N/A | #N/A | #N/A | #N/A | #N/A |  |  |  | FALSE | #N/A | #N/A | #N/A | #N/A | #N/A | #N/A | #N/A | #N/A | #N/A | #N/A
FALSE | #N/A | #N/A | #N/A | #N/A | #N/A | #N/A | #N/A | #N/A | #N/A | #N/A |  |  |  | FALSE | #N/A | #N/A | #N/A | #N/A | #N/A | #N/A | #N/A | #N/A | #N/A | #N/A
FALSE | #N/A | #N/A | #N/A | #N/A | #N/A | #N/A | #N/A | #N/A | #N/A | #N/A |  |  |  | FALSE | #N/A | #N/A | #N/A | #N/A | #N/A | #N/A | #N/A | #N/A | #N/A | #N/A
FALSE | #N/A | #N/A | #N/A | #N/A | #N/A | #N/A | #N/A | #N/A | #N/A | #N/A |  |  |  | FALSE | #N/A | #N/A | #N/A | #N/A | #N/A | #N/A | #N/A | #N/A | #N/A | #N/A
FALSE | #N/A | #N/A | #N/A | #N/A | #N/A | #N/A | #N/A | #N/A | #N/A | #N/A |  |  |  | FALSE | #N/A | #N/A | #N/A | #N/A | #N/A | #N/A | #N/A | #N/A | #N/A | #N/A
FALSE | #N/A | #N/A | #N/A | #N/A | #N/A | #N/A | #N/A | #N/A | #N/A | #N/A |  |  |  | FALSE | #N/A | #N/A | #N/A | #N/A | #N/A | #N/A | #N/A | #N/A | #N/A | #N/A
FALSE | #N/A | #N/A | #N/A | #N/A | #N/A | #N/A | #N/A | #N/A | #N/A | #N/A |  |  |  | FALSE | #N/A | #N/A | #N/A | #N/A | #N/A | #N/A | #N/A | #N/A | #N/A | #N/A
FALSE | #N/A | #N/A | #N/A | #N/A | #N/A | #N/A | #N/A | #N/A | #N/A | #N/A |  |  |  | FALSE | #N/A | #N/A | #N/A | #N/A | #N/A | #N/A | #N/A | #N/A | #N/A | #N/A
FALSE | #N/A | #N/A | #N/A | #N/A | #N/A | #N/A | #N/A | #N/A | #N/A | #N/A |  |  |  | FALSE | #N/A | #N/A | #N/A | #N/A | #N/A | #N/A | #N/A | #N/A | #N/A | #N/A
FALSE | #N/A | #N/A | #N/A | #N/A | #N/A | #N/A | #N/A | #N/A | #N/A | #N/A |  |  |  | FALSE | #N/A | #N/A | #N/A | #N/A | #N/A | #N/A | #N/A | #N/A | #N/A | #N/A
FALSE | #N/A | #N/A | #N/A | #N/A | #N/A | #N/A | #N/A | #N/A | #N/A | #N/A |  |  |  | FALSE | #N/A | #N/A | #N/A | #N/A | #N/A | #N/A | #N/A | #N/A | #N/A | #N/A
FALSE | #N/A | #N/A | #N/A | #N/A | #N/A | #N/A | #N/A | #N/A | #N/A | #N/A |  |  |  | FALSE | #N/A | #N/A | #N/A | #N/A | #N/A | #N/A | #N/A | #N/A | #N/A | #N/A
FALSE | #N/A | #N/A | #N/A | #N/A | #N/A | #N/A | #N/A | #N/A | #N/A | #N/A |  |  |  | FALSE | #N/A | #N/A | #N/A | #N/A | #N/A | #N/A | #N/A | #N/A | #N/A | #N/A
FALSE | #N/A | #N/A | #N/A | #N/A | #N/A | #N/A | #N/A | #N/A | #N/A | #N/A |  |  |  | FALSE | #N/A | #N/A | #N/A | #N/A | #N/A | #N/A | #N/A | #N/A | #N/A | #N/A
FALSE | #N/A | #N/A | #N/A | #N/A | #N/A | #N/A | #N/A | #N/A | #N/A | #N/A |  |  |  | FALSE | #N/A | #N/A | #N/A | #N/A | #N/A | #N/A | #N/A | #N/A | #N/A | #N/A
FALSE | #N/A | #N/A | #N/A | #N/A | #N/A | #N/A | #N/A | #N/A | #N/A | #N/A |  |  |  | FALSE | #N/A | #N/A | #N/A | #N/A | #N/A | #N/A | #N/A | #N/A | #N/A | #N/A
FALSE | #N/A | #N/A | #N/A | #N/A | #N/A | #N/A | #N/A | #N/A | #N/A | #N/A |  |  |  | FALSE | #N/A | #N/A | #N/A | #N/A | #N/A | #N/A | #N/A | #N/A | #N/A | #N/A
FALSE | #N/A | #N/A | #N/A | #N/A | #N/A | #N/A | #N/A | #N/A | #N/A | #N/A |  |  |  | FALSE | #N/A | #N/A | #N/A | #N/A | #N/A | #N/A | #N/A | #N/A | #N/A | #N/A
FALSE | #N/A | #N/A | #N/A | #N/A | #N/A | #N/A | #N/A | #N/A | #N/A | #N/A |  |  |  | FALSE | #N/A | #N/A | #N/A | #N/A | #N/A | #N/A | #N/A | #N/A | #N/A | #N/A
FALSE | #N/A | #N/A | #N/A | #N/A | #N/A | #N/A | #N/A | #N/A | #N/A | #N/A |  |  |  | FALSE | #N/A | #N/A | #N/A | #N/A | #N/A | #N/A | #N/A | #N/A | #N/A | #N/A
FALSE | #N/A | #N/A | #N/A | #N/A | #N/A | #N/A | #N/A | #N/A | #N/A | #N/A |  |  |  | FALSE | #N/A | #N/A | #N/A | #N/A | #N/A | #N/A | #N/A | #N/A | #N/A | #N/A
FALSE | #N/A | #N/A | #N/A | #N/A | #N/A | #N/A | #N/A | #N/A | #N/A | #N/A |  |  |  | FALSE | #N/A | #N/A | #N/A | #N/A | #N/A | #N/A | #N/A | #N/A | #N/A | #N/A
FALSE | #N/A | #N/A | #N/A | #N/A | #N/A | #N/A | #N/A | #N/A | #N/A | #N/A |  |  |  | FALSE | #N/A | #N/A | #N/A | #N/A | #N/A | #N/A | #N/A | #N/A | #N/A | #N/A
FALSE | #N/A | #N/A | #N/A | #N/A | #N/A | #N/A | #N/A | #N/A | #N/A | #N/A |  |  |  | FALSE | #N/A | #N/A | #N/A | #N/A | #N/A | #N/A | #N/A | #N/A | #N/A | #N/A
FALSE | #N/A | #N/A | #N/A | #N/A | #N/A | #N/A | #N/A | #N/A | #N/A | #N/A |  |  |  | FALSE | #N/A | #N/A | #N/A | #N/A | #N/A | #N/A | #N/A | #N/A | #N/A | #N/A
FALSE | #N/A | #N/A | #N/A | #N/A | #N/A | #N/A | #N/A | #N/A | #N/A | #N/A |  |  |  | FALSE | #N/A | #N/A | #N/A | #N/A | #N/A | #N/A | #N/A | #N/A | #N/A | #N/A
FALSE | #N/A | #N/A | #N/A | #N/A | #N/A | #N/A | #N/A | #N/A | #N/A | #N/A |  |  |  | FALSE | #N/A | #N/A | #N/A | #N/A | #N/A | #N/A | #N/A | #N/A | #N/A | #N/A
FALSE | #N/A | #N/A | #N/A | #N/A | #N/A | #N/A | #N/A | #N/A | #N/A | #N/A |  |  |  | FALSE | #N/A | #N/A | #N/A | #N/A | #N/A | #N/A | #N/A | #N/A | #N/A | #N/A
FALSE | #N/A | #N/A | #N/A | #N/A | #N/A | #N/A | #N/A | #N/A | #N/A | #N/A |  |  |  | FALSE | #N/A | #N/A | #N/A | #N/A | #N/A | #N/A | #N/A | #N/A | #N/A | #N/A
FALSE | #N/A | #N/A | #N/A | #N/A | #N/A | #N/A | #N/A | #N/A | #N/A | #N/A |  |  |  | FALSE | #N/A | #N/A | #N/A | #N/A | #N/A | #N/A | #N/A | #N/A | #N/A | #N/A
FALSE | #N/A | #N/A | #N/A | #N/A | #N/A | #N/A | #N/A | #N/A | #N/A | #N/A |  |  |  | FALSE | #N/A | #N/A | #N/A | #N/A | #N/A | #N/A | #N/A | #N/A | #N/A | #N/A
FALSE | #N/A | #N/A | #N/A | #N/A | #N/A | #N/A | #N/A | #N/A | #N/A | #N/A |  |  |  | FALSE | #N/A | #N/A | #N/A | #N/A | #N/A | #N/A | #N/A | #N/A | #N/A | #N/A
FALSE | #N/A | #N/A | #N/A | #N/A | #N/A | #N/A | #N/A | #N/A | #N/A | #N/A |  |  |  | FALSE | #N/A | #N/A | #N/A | #N/A | #N/A | #N/A | #N/A | #N/A | #N/A | #N/A
FALSE | #N/A | #N/A | #N/A | #N/A | #N/A | #N/A | #N/A | #N/A | #N/A | #N/A |  |  |  | FALSE | #N/A | #N/A | #N/A | #N/A | #N/A | #N/A | #N/A | #N/A | #N/A | #N/A
FALSE | #N/A | #N/A | #N/A | #N/A | #N/A | #N/A | #N/A | #N/A | #N/A | #N/A |  |  |  | FALSE | #N/A | #N/A | #N/A | #N/A | #N/A | #N/A | #N/A | #N/A | #N/A | #N/A
FALSE | #N/A | #N/A | #N/A | #N/A | #N/A | #N/A | #N/A | #N/A | #N/A | #N/A |  |  |  | FALSE | #N/A | #N/A | #N/A | #N/A | #N/A | #N/A | #N/A | #N/A | #N/A | #N/A
FALSE | #N/A | #N/A | #N/A | #N/A | #N/A | #N/A | #N/A | #N/A | #N/A | #N/A |  |  |  | FALSE | #N/A | #N/A | #N/A | #N/A | #N/A | #N/A | #N/A | #N/A | #N/A | #N/A
FALSE | #N/A | #N/A | #N/A | #N/A | #N/A | #N/A | #N/A | #N/A | #N/A | #N/A |  |  |  | FALSE | #N/A | #N/A | #N/A | #N/A | #N/A | #N/A | #N/A | #N/A | #N/A | #N/A
FALSE | #N/A | #N/A | #N/A | #N/A | #N/A | #N/A | #N/A | #N/A | #N/A | #N/A |  |  |  | FALSE | #N/A | #N/A | #N/A | #N/A | #N/A | #N/A | #N/A | #N/A | #N/A | #N/A
FALSE | #N/A | #N/A | #N/A | #N/A | #N/A | #N/A | #N/A | #N/A | #N/A | #N/A |  |  |  | FALSE | #N/A | #N/A | #N/A | #N/A | #N/A | #N/A | #N/A | #N/A | #N/A | #N/A
FALSE | #N/A | #N/A | #N/A | #N/A | #N/A | #N/A | #N/A | #N/A | #N/A | #N/A |  |  |  | FALSE | #N/A | #N/A | #N/A | #N/A | #N/A | #N/A | #N/A | #N/A | #N/A | #N/A
FALSE | #N/A | #N/A | #N/A | #N/A | #N/A | #N/A | #N/A | #N/A | #N/A | #N/A |  |  |  | FALSE | #N/A | #N/A | #N/A | #N/A | #N/A | #N/A | #N/A | #N/A | #N/A | #N/A
FALSE | #N/A | #N/A | #N/A | #N/A | #N/A | #N/A | #N/A | #N/A | #N/A | #N/A |  |  |  | FALSE | #N/A | #N/A | #N/A | #N/A | #N/A | #N/A | #N/A | #N/A | #N/A | #N/A
FALSE | #N/A | #N/A | #N/A | #N/A | #N/A | #N/A | #N/A | #N/A | #N/A | #N/A |  |  |  | FALSE | #N/A | #N/A | #N/A | #N/A | #N/A | #N/A | #N/A | #N/A | #N/A | #N/A
FALSE | #N/A | #N/A | #N/A | #N/A | #N/A | #N/A | #N/A | #N/A | #N/A | #N/A |  |  |  | FALSE | #N/A | #N/A | #N/A | #N/A | #N/A | #N/A | #N/A | #N/A | #N/A | #N/A
FALSE | #N/A | #N/A | #N/A | #N/A | #N/A | #N/A | #N/A | #N/A | #N/A | #N/A |  |  |  | FALSE | #N/A | #N/A | #N/A | #N/A | #N/A | #N/A | #N/A | #N/A | #N/A | #N/A
FALSE | #N/A | #N/A | #N/A | #N/A | #N/A | #N/A | #N/A | #N/A | #N/A | #N/A |  |  |  | FALSE | #N/A | #N/A | #N/A | #N/A | #N/A | #N/A | #N/A | #N/A | #N/A | #N/A
FALSE | #N/A | #N/A | #N/A | #N/A | #N/A | #N/A | #N/A | #N/A | #N/A | #N/A |  |  |  | FALSE | #N/A | #N/A | #N/A | #N/A | #N/A | #N/A | #N/A | #N/A | #N/A | #N/A
FALSE | #N/A | #N/A | #N/A | #N/A | #N/A | #N/A | #N/A | #N/A | #N/A | #N/A |  |  |  | FALSE | #N/A | #N/A | #N/A | #N/A | #N/A | #N/A | #N/A | #N/A | #N/A | #N/A
FALSE | #N/A | #N/A | #N/A | #N/A | #N/A | #N/A | #N/A | #N/A | #N/A | #N/A |  |  |  | FALSE | #N/A | #N/A | #N/A | #N/A | #N/A | #N/A | #N/A | #N/A | #N/A | #N/A
FALSE | #N/A | #N/A | #N/A | #N/A | #N/A | #N/A | #N/A | #N/A | #N/A | #N/A |  |  |  | FALSE | #N/A | #N/A | #N/A | #N/A | #N/A | #N/A | #N/A | #N/A | #N/A | #N/A
FALSE | #N/A | #N/A | #N/A | #N/A | #N/A | #N/A | #N/A | #N/A | #N/A | #N/A |  |  |  | FALSE | #N/A | #N/A | #N/A | #N/A | #N/A | #N/A | #N/A | #N/A | #N/A | #N/A
FALSE | #N/A | #N/A | #N/A | #N/A | #N/A | #N/A | #N/A | #N/A | #N/A | #N/A |  |  |  | FALSE | #N/A | #N/A | #N/A | #N/A | #N/A | #N/A | #N/A | #N/A | #N/A | #N/A
FALSE | #N/A | #N/A | #N/A | #N/A | #N/A | #N/A | #N/A | #N/A | #N/A | #N/A |  |  |  | FALSE | #N/A | #N/A | #N/A | #N/A | #N/A | #N/A | #N/A | #N/A | #N/A | #N/A
FALSE | #N/A | #N/A | #N/A | #N/A | #N/A | #N/A | #N/A | #N/A | #N/A | #N/A |  |  |  | FALSE | #N/A | #N/A | #N/A | #N/A | #N/A | #N/A | #N/A | #N/A | #N/A | #N/A
FALSE | #N/A | #N/A | #N/A | #N/A | #N/A | #N/A | #N/A | #N/A | #N/A | #N/A |  |  |  | FALSE | #N/A | #N/A | #N/A | #N/A | #N/A | #N/A | #N/A | #N/A | #N/A | #N/A
FALSE | #N/A | #N/A | #N/A | #N/A | #N/A | #N/A | #N/A | #N/A | #N/A | #N/A |  |  |  | FALSE | #N/A | #N/A | #N/A | #N/A | #N/A | #N/A | #N/A | #N/A | #N/A | #N/A
FALSE | #N/A | #N/A | #N/A | #N/A | #N/A | #N/A | #N/A | #N/A | #N/A | #N/A |  |  |  | FALSE | #N/A | #N/A | #N/A | #N/A | #N/A | #N/A | #N/A | #N/A | #N/A | #N/A
FALSE | #N/A | #N/A | #N/A | #N/A | #N/A | #N/A | #N/A | #N/A | #N/A | #N/A |  |  |  | FALSE | #N/A | #N/A | #N/A | #N/A | #N/A | #N/A | #N/A | #N/A | #N/A | #N/A
FALSE | #N/A | #N/A | #N/A | #N/A | #N/A | #N/A | #N/A | #N/A | #N/A | #N/A |  |  |  | FALSE | #N/A | #N/A | #N/A | #N/A | #N/A | #N/A | #N/A | #N/A | #N/A | #N/A
FALSE | #N/A | #N/A | #N/A | #N/A | #N/A | #N/A | #N/A | #N/A | #N/A | #N/A |  |  |  | FALSE | #N/A | #N/A | #N/A | #N/A | #N/A | #N/A | #N/A | #N/A | #N/A | #N/A
FALSE | #N/A | #N/A | #N/A | #N/A | #N/A | #N/A | #N/A | #N/A | #N/A | #N/A |  |  |  | FALSE | #N/A | #N/A | #N/A | #N/A | #N/A | #N/A | #N/A | #N/A | #N/A | #N/A
FALSE | #N/A | #N/A | #N/A | #N/A | #N/A | #N/A | #N/A | #N/A | #N/A | #N/A |  |  |  | FALSE | #N/A | #N/A | #N/A | #N/A | #N/A | #N/A | #N/A | #N/A | #N/A | #N/A
FALSE | #N/A | #N/A | #N/A | #N/A | #N/A | #N/A | #N/A | #N/A | #N/A | #N/A |  |  |  | FALSE | #N/A | #N/A | #N/A | #N/A | #N/A | #N/A | #N/A | #N/A | #N/A | #N/A
FALSE | #N/A | #N/A | #N/A | #N/A | #N/A | #N/A | #N/A | #N/A | #N/A | #N/A |  |  |  | FALSE | #N/A | #N/A | #N/A | #N/A | #N/A | #N/A | #N/A | #N/A | #N/A | #N/A
FALSE | #N/A | #N/A | #N/A | #N/A | #N/A | #N/A | #N/A | #N/A | #N/A | #N/A |  |  |  | FALSE | #N/A | #N/A | #N/A | #N/A | #N/A | #N/A | #N/A | #N/A | #N/A | #N/A
FALSE | #N/A | #N/A | #N/A | #N/A | #N/A | #N/A | #N/A | #N/A | #N/A | #N/A |  |  |  | FALSE | #N/A | #N/A | #N/A | #N/A | #N/A | #N/A | #N/A | #N/A | #N/A | #N/A
FALSE | #N/A | #N/A | #N/A | #N/A | #N/A | #N/A | #N/A | #N/A | #N/A | #N/A |  |  |  | FALSE | #N/A | #N/A | #N/A | #N/A | #N/A | #N/A | #N/A | #N/A | #N/A | #N/A
FALSE | #N/A | #N/A | #N/A | #N/A | #N/A | #N/A | #N/A | #N/A | #N/A | #N/A |  |  |  | FALSE | #N/A | #N/A | #N/A | #N/A | #N/A | #N/A | #N/A | #N/A | #N/A | #N/A
FALSE | #N/A | #N/A | #N/A | #N/A | #N/A | #N/A | #N/A | #N/A | #N/A | #N/A |  |  |  | FALSE | #N/A | #N/A | #N/A | #N/A | #N/A | #N/A | #N/A | #N/A | #N/A | #N/A
FALSE | #N/A | #N/A | #N/A | #N/A | #N/A | #N/A | #N/A | #N/A | #N/A | #N/A |  |  |  | FALSE | #N/A | #N/A | #N/A | #N/A | #N/A | #N/A | #N/A | #N/A | #N/A | #N/A
FALSE | #N/A | #N/A | #N/A | #N/A | #N/A | #N/A | #N/A | #N/A | #N/A | #N/A |  |  |  | FALSE | #N/A | #N/A | #N/A | #N/A | #N/A | #N/A | #N/A | #N/A | #N/A | #N/A
FALSE | #N/A | #N/A | #N/A | #N/A | #N/A | #N/A | #N/A | #N/A | #N/A | #N/A |  |  |  | FALSE | #N/A | #N/A | #N/A | #N/A | #N/A | #N/A | #N/A | #N/A | #N/A | #N/A
FALSE | #N/A | #N/A | #N/A | #N/A | #N/A | #N/A | #N/A | #N/A | #N/A | #N/A |  |  |  | FALSE | #N/A | #N/A | #N/A | #N/A | #N/A | #N/A | #N/A | #N/A | #N/A | #N/A
FALSE | #N/A | #N/A | #N/A | #N/A | #N/A | #N/A | #N/A | #N/A | #N/A | #N/A |  |  |  | FALSE | #N/A | #N/A | #N/A | #N/A | #N/A | #N/A | #N/A | #N/A | #N/A | #N/A
FALSE | #N/A | #N/A | #N/A | #N/A | #N/A | #N/A | #N/A | #N/A | #N/A | #N/A |  |  |  | FALSE | #N/A | #N/A | #N/A | #N/A | #N/A | #N/A | #N/A | #N/A | #N/A | #N/A
FALSE | #N/A | #N/A | #N/A | #N/A | #N/A | #N/A | #N/A | #N/A | #N/A | #N/A |  |  |  | FALSE | #N/A | #N/A | #N/A | #N/A | #N/A | #N/A | #N/A | #N/A | #N/A | #N/A
FALSE | #N/A | #N/A | #N/A | #N/A | #N/A | #N/A | #N/A | #N/A | #N/A | #N/A |  |  |  | FALSE | #N/A | #N/A | #N/A | #N/A | #N/A | #N/A | #N/A | #N/A | #N/A | #N/A
FALSE | #N/A | #N/A | #N/A | #N/A | #N/A | #N/A | #N/A | #N/A | #N/A | #N/A |  |  |  | FALSE | #N/A | #N/A | #N/A | #N/A | #N/A | #N/A | #N/A | #N/A | #N/A | #N/A
FALSE | #N/A | #N/A | #N/A | #N/A | #N/A | #N/A | #N/A | #N/A | #N/A | #N/A |  |  |  | FALSE | #N/A | #N/A | #N/A | #N/A | #N/A | #N/A | #N/A | #N/A | #N/A | #N/A
FALSE | #N/A | #N/A | #N/A | #N/A | #N/A | #N/A | #N/A | #N/A | #N/A | #N/A |  |  |  | FALSE | #N/A | #N/A | #N/A | #N/A | #N/A | #N/A | #N/A | #N/A | #N/A | #N/A
FALSE | #N/A | #N/A | #N/A | #N/A | #N/A | #N/A | #N/A | #N/A | #N/A | #N/A |  |  |  | FALSE | #N/A | #N/A | #N/A | #N/A | #N/A | #N/A | #N/A | #N/A | #N/A | #N/A
FALSE | #N/A | #N/A | #N/A | #N/A | #N/A | #N/A | #N/A | #N/A | #N/A | #N/A |  |  |  | FALSE | #N/A | #N/A | #N/A | #N/A | #N/A | #N/A | #N/A | #N/A | #N/A | #N/A
FALSE | #N/A | #N/A | #N/A | #N/A | #N/A | #N/A | #N/A | #N/A | #N/A | #N/A |  |  |  | FALSE | #N/A | #N/A | #N/A | #N/A | #N/A | #N/A | #N/A | #N/A | #N/A | #N/A
FALSE | #N/A | #N/A | #N/A | #N/A | #N/A | #N/A | #N/A | #N/A | #N/A | #N/A |  |  |  | FALSE | #N/A | #N/A | #N/A | #N/A | #N/A | #N/A | #N/A | #N/A | #N/A | #N/A
FALSE | #N/A | #N/A | #N/A | #N/A | #N/A | #N/A | #N/A | #N/A | #N/A | #N/A |  |  |  | FALSE | #N/A | #N/A | #N/A | #N/A | #N/A | #N/A | #N/A | #N/A | #N/A | #N/A
FALSE | #N/A | #N/A | #N/A | #N/A | #N/A | #N/A | #N/A | #N/A | #N/A | #N/A |  |  |  | FALSE | #N/A | #N/A | #N/A | #N/A | #N/A | #N/A | #N/A | #N/A | #N/A | #N/A
FALSE | #N/A | #N/A | #N/A | #N/A | #N/A | #N/A | #N/A | #N/A | #N/A | #N/A |  |  |  | FALSE | #N/A | #N/A | #N/A | #N/A | #N/A | #N/A | #N/A | #N/A | #N/A | #N/A
FALSE | #N/A | #N/A | #N/A | #N/A | #N/A | #N/A | #N/A | #N/A | #N/A | #N/A |  |  |  | FALSE | #N/A | #N/A | #N/A | #N/A | #N/A | #N/A | #N/A | #N/A | #N/A | #N/A
FALSE | #N/A | #N/A | #N/A | #N/A | #N/A | #N/A | #N/A | #N/A | #N/A | #N/A |  |  |  | FALSE | #N/A | #N/A | #N/A | #N/A | #N/A | #N/A | #N/A | #N/A | #N/A | #N/A
FALSE | #N/A | #N/A | #N/A | #N/A | #N/A | #N/A | #N/A | #N/A | #N/A | #N/A |  |  |  | FALSE | #N/A | #N/A | #N/A | #N/A | #N/A | #N/A | #N/A | #N/A | #N/A | #N/A
FALSE | #N/A | #N/A | #N/A | #N/A | #N/A | #N/A | #N/A | #N/A | #N/A | #N/A |  |  |  | FALSE | #N/A | #N/A | #N/A | #N/A | #N/A | #N/A | #N/A | #N/A | #N/A | #N/A
FALSE | #N/A | #N/A | #N/A | #N/A | #N/A | #N/A | #N/A | #N/A | #N/A | #N/A |  |  |  | FALSE | #N/A | #N/A | #N/A | #N/A | #N/A | #N/A | #N/A | #N/A | #N/A | #N/A
FALSE | #N/A | #N/A | #N/A | #N/A | #N/A | #N/A | #N/A | #N/A | #N/A | #N/A |  |  |  | FALSE | #N/A | #N/A | #N/A | #N/A | #N/A | #N/A | #N/A | #N/A | #N/A | #N/A
FALSE | #N/A | #N/A | #N/A | #N/A | #N/A | #N/A | #N/A | #N/A | #N/A | #N/A |  |  |  | FALSE | #N/A | #N/A | #N/A | #N/A | #N/A | #N/A | #N/A | #N/A | #N/A | #N/A
FALSE | #N/A | #N/A | #N/A | #N/A | #N/A | #N/A | #N/A | #N/A | #N/A | #N/A |  |  |  | FALSE | #N/A | #N/A | #N/A | #N/A | #N/A | #N/A | #N/A | #N/A | #N/A | #N/A
FALSE | #N/A | #N/A | #N/A | #N/A | #N/A | #N/A | #N/A | #N/A | #N/A | #N/A |  |  |  | FALSE | #N/A | #N/A | #N/A | #N/A | #N/A | #N/A | #N/A | #N/A | #N/A | #N/A
FALSE | #N/A | #N/A | #N/A | #N/A | #N/A | #N/A | #N/A | #N/A | #N/A | #N/A |  |  |  | FALSE | #N/A | #N/A | #N/A | #N/A | #N/A | #N/A | #N/A | #N/A | #N/A | #N/A
FALSE | #N/A | #N/A | #N/A | #N/A | #N/A | #N/A | #N/A | #N/A | #N/A | #N/A |  |  |  | FALSE | #N/A | #N/A | #N/A | #N/A | #N/A | #N/A | #N/A | #N/A | #N/A | #N/A
FALSE | #N/A | #N/A | #N/A | #N/A | #N/A | #N/A | #N/A | #N/A | #N/A | #N/A |  |  |  | FALSE | #N/A | #N/A | #N/A | #N/A | #N/A | #N/A | #N/A | #N/A | #N/A | #N/A
FALSE | #N/A | #N/A | #N/A | #N/A | #N/A | #N/A | #N/A | #N/A | #N/A | #N/A |  |  |  | FALSE | #N/A | #N/A | #N/A | #N/A | #N/A | #N/A | #N/A | #N/A | #N/A | #N/A
FALSE | #N/A | #N/A | #N/A | #N/A | #N/A | #N/A | #N/A | #N/A | #N/A | #N/A |  |  |  | FALSE | #N/A | #N/A | #N/A | #N/A | #N/A | #N/A | #N/A | #N/A | #N/A | #N/A
FALSE | #N/A | #N/A | #N/A | #N/A | #N/A | #N/A | #N/A | #N/A | #N/A | #N/A |  |  |  | FALSE | #N/A | #N/A | #N/A | #N/A | #N/A | #N/A | #N/A | #N/A | #N/A | #N/A
FALSE | #N/A | #N/A | #N/A | #N/A | #N/A | #N/A | #N/A | #N/A | #N/A | #N/A |  |  |  | FALSE | #N/A | #N/A | #N/A | #N/A | #N/A | #N/A | #N/A | #N/A | #N/A | #N/A
FALSE | #N/A | #N/A | #N/A | #N/A | #N/A | #N/A | #N/A | #N/A | #N/A | #N/A |  |  |  | FALSE | #N/A | #N/A | #N/A | #N/A | #N/A | #N/A | #N/A | #N/A | #N/A | #N/A
FALSE | #N/A | #N/A | #N/A | #N/A | #N/A | #N/A | #N/A | #N/A | #N/A | #N/A |  |  |  | FALSE | #N/A | #N/A | #N/A | #N/A | #N/A | #N/A | #N/A | #N/A | #N/A | #N/A
FALSE | #N/A | #N/A | #N/A | #N/A | #N/A | #N/A | #N/A | #N/A | #N/A | #N/A |  |  |  | FALSE | #N/A | #N/A | #N/A | #N/A | #N/A | #N/A | #N/A | #N/A | #N/A | #N/A
FALSE | #N/A | #N/A | #N/A | #N/A | #N/A | #N/A | #N/A | #N/A | #N/A | #N/A |  |  |  | FALSE | #N/A | #N/A | #N/A | #N/A | #N/A | #N/A | #N/A | #N/A | #N/A | #N/A
FALSE | #N/A | #N/A | #N/A | #N/A | #N/A | #N/A | #N/A | #N/A | #N/A | #N/A |  |  |  | FALSE | #N/A | #N/A | #N/A | #N/A | #N/A | #N/A | #N/A | #N/A | #N/A | #N/A
FALSE | #N/A | #N/A | #N/A | #N/A | #N/A | #N/A | #N/A | #N/A | #N/A | #N/A |  |  |  | FALSE | #N/A | #N/A | #N/A | #N/A | #N/A | #N/A | #N/A | #N/A | #N/A | #N/A
FALSE | #N/A | #N/A | #N/A | #N/A | #N/A | #N/A | #N/A | #N/A | #N/A | #N/A |  |  |  | FALSE | #N/A | #N/A | #N/A | #N/A | #N/A | #N/A | #N/A | #N/A | #N/A | #N/A
FALSE | #N/A | #N/A | #N/A | #N/A | #N/A | #N/A | #N/A | #N/A | #N/A | #N/A |  |  |  | FALSE | #N/A | #N/A | #N/A | #N/A | #N/A | #N/A | #N/A | #N/A | #N/A | #N/A
FALSE | #N/A | #N/A | #N/A | #N/A | #N/A | #N/A | #N/A | #N/A | #N/A | #N/A |  |  |  | FALSE | #N/A | #N/A | #N/A | #N/A | #N/A | #N/A | #N/A | #N/A | #N/A | #N/A
FALSE | #N/A | #N/A | #N/A | #N/A | #N/A | #N/A | #N/A | #N/A | #N/A | #N/A |  |  |  | FALSE | #N/A | #N/A | #N/A | #N/A | #N/A | #N/A | #N/A | #N/A | #N/A | #N/A
FALSE | #N/A | #N/A | #N/A | #N/A | #N/A | #N/A | #N/A | #N/A | #N/A | #N/A |  |  |  | FALSE | #N/A | #N/A | #N/A | #N/A | #N/A | #N/A | #N/A | #N/A | #N/A | #N/A
FALSE | #N/A | #N/A | #N/A | #N/A | #N/A | #N/A | #N/A | #N/A | #N/A | #N/A |  |  |  | FALSE | #N/A | #N/A | #N/A | #N/A | #N/A | #N/A | #N/A | #N/A | #N/A | #N/A
FALSE | #N/A | #N/A | #N/A | #N/A | #N/A | #N/A | #N/A | #N/A | #N/A | #N/A |  |  |  | FALSE | #N/A | #N/A | #N/A | #N/A | #N/A | #N/A | #N/A | #N/A | #N/A | #N/A
FALSE | #N/A | #N/A | #N/A | #N/A | #N/A | #N/A | #N/A | #N/A | #N/A | #N/A |  |  |  | FALSE | #N/A | #N/A | #N/A | #N/A | #N/A | #N/A | #N/A | #N/A | #N/A | #N/A
FALSE | #N/A | #N/A | #N/A | #N/A | #N/A | #N/A | #N/A | #N/A | #N/A | #N/A |  |  |  | FALSE | #N/A | #N/A | #N/A | #N/A | #N/A | #N/A | #N/A | #N/A | #N/A | #N/A
FALSE | #N/A | #N/A | #N/A | #N/A | #N/A | #N/A | #N/A | #N/A | #N/A | #N/A |  |  |  | FALSE | #N/A | #N/A | #N/A | #N/A | #N/A | #N/A | #N/A | #N/A | #N/A | #N/A
FALSE | #N/A | #N/A | #N/A | #N/A | #N/A | #N/A | #N/A | #N/A | #N/A | #N/A |  |  |  | FALSE | #N/A | #N/A | #N/A | #N/A | #N/A | #N/A | #N/A | #N/A | #N/A | #N/A
FALSE | #N/A | #N/A | #N/A | #N/A | #N/A | #N/A | #N/A | #N/A | #N/A | #N/A |  |  |  | FALSE | #N/A | #N/A | #N/A | #N/A | #N/A | #N/A | #N/A | #N/A | #N/A | #N/A
FALSE | #N/A | #N/A | #N/A | #N/A | #N/A | #N/A | #N/A | #N/A | #N/A | #N/A |  |  |  | FALSE | #N/A | #N/A | #N/A | #N/A | #N/A | #N/A | #N/A | #N/A | #N/A | #N/A
FALSE | #N/A | #N/A | #N/A | #N/A | #N/A | #N/A | #N/A | #N/A | #N/A | #N/A |  |  |  | FALSE | #N/A | #N/A | #N/A | #N/A | #N/A | #N/A | #N/A | #N/A | #N/A | #N/A
FALSE | #N/A | #N/A | #N/A | #N/A | #N/A | #N/A | #N/A | #N/A | #N/A | #N/A |  |  |  | FALSE | #N/A | #N/A | #N/A | #N/A | #N/A | #N/A | #N/A | #N/A | #N/A | #N/A
FALSE | #N/A | #N/A | #N/A | #N/A | #N/A | #N/A | #N/A | #N/A | #N/A | #N/A |  |  |  | FALSE | #N/A | #N/A | #N/A | #N/A | #N/A | #N/A | #N/A | #N/A | #N/A | #N/A
FALSE | #N/A | #N/A | #N/A | #N/A | #N/A | #N/A | #N/A | #N/A | #N/A | #N/A |  |  |  | FALSE | #N/A | #N/A | #N/A | #N/A | #N/A | #N/A | #N/A | #N/A | #N/A | #N/A
FALSE | #N/A | #N/A | #N/A | #N/A | #N/A | #N/A | #N/A | #N/A | #N/A | #N/A |  |  |  | FALSE | #N/A | #N/A | #N/A | #N/A | #N/A | #N/A | #N/A | #N/A | #N/A | #N/A
FALSE | #N/A | #N/A | #N/A | #N/A | #N/A | #N/A | #N/A | #N/A | #N/A | #N/A |  |  |  | FALSE | #N/A | #N/A | #N/A | #N/A | #N/A | #N/A | #N/A | #N/A | #N/A | #N/A
FALSE | #N/A | #N/A | #N/A | #N/A | #N/A | #N/A | #N/A | #N/A | #N/A | #N/A |  |  |  | FALSE | #N/A | #N/A | #N/A | #N/A | #N/A | #N/A | #N/A | #N/A | #N/A | #N/A
FALSE | #N/A | #N/A | #N/A | #N/A | #N/A | #N/A | #N/A | #N/A | #N/A | #N/A |  |  |  | FALSE | #N/A | #N/A | #N/A | #N/A | #N/A | #N/A | #N/A | #N/A | #N/A | #N/A
FALSE | #N/A | #N/A | #N/A | #N/A | #N/A | #N/A | #N/A | #N/A | #N/A | #N/A |  |  |  | FALSE | #N/A | #N/A | #N/A | #N/A | #N/A | #N/A | #N/A | #N/A | #N/A | #N/A
FALSE | #N/A | #N/A | #N/A | #N/A | #N/A | #N/A | #N/A | #N/A | #N/A | #N/A |  |  |  | FALSE | #N/A | #N/A | #N/A | #N/A | #N/A | #N/A | #N/A | #N/A | #N/A | #N/A
FALSE | #N/A | #N/A | #N/A | #N/A | #N/A | #N/A | #N/A | #N/A | #N/A | #N/A |  |  |  | FALSE | #N/A | #N/A | #N/A | #N/A | #N/A | #N/A | #N/A | #N/A | #N/A | #N/A
FALSE | #N/A | #N/A | #N/A | #N/A | #N/A | #N/A | #N/A | #N/A | #N/A | #N/A |  |  |  | FALSE | #N/A | #N/A | #N/A | #N/A | #N/A | #N/A | #N/A | #N/A | #N/A | #N/A
FALSE | #N/A | #N/A | #N/A | #N/A | #N/A | #N/A | #N/A | #N/A | #N/A | #N/A |  |  |  | FALSE | #N/A | #N/A | #N/A | #N/A | #N/A | #N/A | #N/A | #N/A | #N/A | #N/A
FALSE | #N/A | #N/A | #N/A | #N/A | #N/A | #N/A | #N/A | #N/A | #N/A | #N/A |  |  |  | FALSE | #N/A | #N/A | #N/A | #N/A | #N/A | #N/A | #N/A | #N/A | #N/A | #N/A
FALSE | #N/A | #N/A | #N/A | #N/A | #N/A | #N/A | #N/A | #N/A | #N/A | #N/A |  |  |  | FALSE | #N/A | #N/A | #N/A | #N/A | #N/A | #N/A | #N/A | #N/A | #N/A | #N/A
FALSE | #N/A | #N/A | #N/A | #N/A | #N/A | #N/A | #N/A | #N/A | #N/A | #N/A |  |  |  | FALSE | #N/A | #N/A | #N/A | #N/A | #N/A | #N/A | #N/A | #N/A | #N/A | #N/A
FALSE | #N/A | #N/A | #N/A | #N/A | #N/A | #N/A | #N/A | #N/A | #N/A | #N/A |  |  |  | FALSE | #N/A | #N/A | #N/A | #N/A | #N/A | #N/A | #N/A | #N/A | #N/A | #N/A
FALSE | #N/A | #N/A | #N/A | #N/A | #N/A | #N/A | #N/A | #N/A | #N/A | #N/A |  |  |  | FALSE | #N/A | #N/A | #N/A | #N/A | #N/A | #N/A | #N/A | #N/A | #N/A | #N/A
FALSE | #N/A | #N/A | #N/A | #N/A | #N/A | #N/A | #N/A | #N/A | #N/A | #N/A |  |  |  | FALSE | #N/A | #N/A | #N/A | #N/A | #N/A | #N/A | #N/A | #N/A | #N/A | #N/A
FALSE | #N/A | #N/A | #N/A | #N/A | #N/A | #N/A | #N/A | #N/A | #N/A | #N/A |  |  |  | FALSE | #N/A | #N/A | #N/A | #N/A | #N/A | #N/A | #N/A | #N/A | #N/A | #N/A
FALSE | #N/A | #N/A | #N/A | #N/A | #N/A | #N/A | #N/A | #N/A | #N/A | #N/A |  |  |  | FALSE | #N/A | #N/A | #N/A | #N/A | #N/A | #N/A | #N/A | #N/A | #N/A | #N/A
FALSE | #N/A | #N/A | #N/A | #N/A | #N/A | #N/A | #N/A | #N/A | #N/A | #N/A |  |  |  | FALSE | #N/A | #N/A | #N/A | #N/A | #N/A | #N/A | #N/A | #N/A | #N/A | #N/A
FALSE | #N/A | #N/A | #N/A | #N/A | #N/A | #N/A | #N/A | #N/A | #N/A | #N/A |  |  |  | FALSE | #N/A | #N/A | #N/A | #N/A | #N/A | #N/A | #N/A | #N/A | #N/A | #N/A
FALSE | #N/A | #N/A | #N/A | #N/A | #N/A | #N/A | #N/A | #N/A | #N/A | #N/A |  |  |  | FALSE | #N/A | #N/A | #N/A | #N/A | #N/A | #N/A | #N/A | #N/A | #N/A | #N/A
FALSE | #N/A | #N/A | #N/A | #N/A | #N/A | #N/A | #N/A | #N/A | #N/A | #N/A |  |  |  | FALSE | #N/A | #N/A | #N/A | #N/A | #N/A | #N/A | #N/A | #N/A | #N/A | #N/A
FALSE | #N/A | #N/A | #N/A | #N/A | #N/A | #N/A | #N/A | #N/A | #N/A | #N/A |  |  |  | FALSE | #N/A | #N/A | #N/A | #N/A | #N/A | #N/A | #N/A | #N/A | #N/A | #N/A
FALSE | #N/A | #N/A | #N/A | #N/A | #N/A | #N/A | #N/A | #N/A | #N/A | #N/A |  |  |  | FALSE | #N/A | #N/A | #N/A | #N/A | #N/A | #N/A | #N/A | #N/A | #N/A | #N/A
FALSE | #N/A | #N/A | #N/A | #N/A | #N/A | #N/A | #N/A | #N/A | #N/A | #N/A |  |  |  | FALSE | #N/A | #N/A | #N/A | #N/A | #N/A | #N/A | #N/A | #N/A | #N/A | #N/A
FALSE | #N/A | #N/A | #N/A | #N/A | #N/A | #N/A | #N/A | #N/A | #N/A | #N/A |  |  |  | FALSE | #N/A | #N/A | #N/A | #N/A | #N/A | #N/A | #N/A | #N/A | #N/A | #N/A
FALSE | #N/A | #N/A | #N/A | #N/A | #N/A | #N/A | #N/A | #N/A | #N/A | #N/A |  |  |  | FALSE | #N/A | #N/A | #N/A | #N/A | #N/A | #N/A | #N/A | #N/A | #N/A | #N/A
FALSE | #N/A | #N/A | #N/A | #N/A | #N/A | #N/A | #N/A | #N/A | #N/A | #N/A |  |  |  | FALSE | #N/A | #N/A | #N/A | #N/A | #N/A | #N/A | #N/A | #N/A | #N/A | #N/A
FALSE | #N/A | #N/A | #N/A | #N/A | #N/A | #N/A | #N/A | #N/A | #N/A | #N/A |  |  |  | FALSE | #N/A | #N/A | #N/A | #N/A | #N/A | #N/A | #N/A | #N/A | #N/A | #N/A
FALSE | #N/A | #N/A | #N/A | #N/A | #N/A | #N/A | #N/A | #N/A | #N/A | #N/A |  |  |  | FALSE | #N/A | #N/A | #N/A | #N/A | #N/A | #N/A | #N/A | #N/A | #N/A | #N/A
FALSE | #N/A | #N/A | #N/A | #N/A | #N/A | #N/A | #N/A | #N/A | #N/A | #N/A |  |  |  | FALSE | #N/A | #N/A | #N/A | #N/A | #N/A | #N/A | #N/A | #N/A | #N/A | #N/A
FALSE | #N/A | #N/A | #N/A | #N/A | #N/A | #N/A | #N/A | #N/A | #N/A | #N/A |  |  |  | FALSE | #N/A | #N/A | #N/A | #N/A | #N/A | #N/A | #N/A | #N/A | #N/A | #N/A
FALSE | #N/A | #N/A | #N/A | #N/A | #N/A | #N/A | #N/A | #N/A | #N/A | #N/A |  |  |  | FALSE | #N/A | #N/A | #N/A | #N/A | #N/A | #N/A | #N/A | #N/A | #N/A | #N/A
FALSE | #N/A | #N/A | #N/A | #N/A | #N/A | #N/A | #N/A | #N/A | #N/A | #N/A |  |  |  | FALSE | #N/A | #N/A | #N/A | #N/A | #N/A | #N/A | #N/A | #N/A | #N/A | #N/A
FALSE | #N/A | #N/A | #N/A | #N/A | #N/A | #N/A | #N/A | #N/A | #N/A | #N/A |  |  |  | FALSE | #N/A | #N/A | #N/A | #N/A | #N/A | #N/A | #N/A | #N/A | #N/A | #N/A
FALSE | #N/A | #N/A | #N/A | #N/A | #N/A | #N/A | #N/A | #N/A | #N/A | #N/A |  |  |  | FALSE | #N/A | #N/A | #N/A | #N/A | #N/A | #N/A | #N/A | #N/A | #N/A | #N/A
FALSE | #N/A | #N/A | #N/A | #N/A | #N/A | #N/A | #N/A | #N/A | #N/A | #N/A |  |  |  | FALSE | #N/A | #N/A | #N/A | #N/A | #N/A | #N/A | #N/A | #N/A | #N/A | #N/A
FALSE | #N/A | #N/A | #N/A | #N/A | #N/A | #N/A | #N/A | #N/A | #N/A | #N/A |  |  |  | FALSE | #N/A | #N/A | #N/A | #N/A | #N/A | #N/A | #N/A | #N/A | #N/A | #N/A
FALSE | #N/A | #N/A | #N/A | #N/A | #N/A | #N/A | #N/A | #N/A | #N/A | #N/A |  |  |  | FALSE | #N/A | #N/A | #N/A | #N/A | #N/A | #N/A | #N/A | #N/A | #N/A | #N/A
FALSE | #N/A | #N/A | #N/A | #N/A | #N/A | #N/A | #N/A | #N/A | #N/A | #N/A |  |  |  | FALSE | #N/A | #N/A | #N/A | #N/A | #N/A | #N/A | #N/A | #N/A | #N/A | #N/A
FALSE | #N/A | #N/A | #N/A | #N/A | #N/A | #N/A | #N/A | #N/A | #N/A | #N/A |  |  |  | FALSE | #N/A | #N/A | #N/A | #N/A | #N/A | #N/A | #N/A | #N/A | #N/A | #N/A
FALSE | #N/A | #N/A | #N/A | #N/A | #N/A | #N/A | #N/A | #N/A | #N/A | #N/A |  |  |  | FALSE | #N/A | #N/A | #N/A | #N/A | #N/A | #N/A | #N/A | #N/A | #N/A | #N/A
FALSE | #N/A | #N/A | #N/A | #N/A | #N/A | #N/A | #N/A | #N/A | #N/A | #N/A |  |  |  | FALSE | #N/A | #N/A | #N/A | #N/A | #N/A | #N/A | #N/A | #N/A | #N/A | #N/A
FALSE | #N/A | #N/A | #N/A | #N/A | #N/A | #N/A | #N/A | #N/A | #N/A | #N/A |  |  |  | FALSE | #N/A | #N/A | #N/A | #N/A | #N/A | #N/A | #N/A | #N/A | #N/A | #N/A
FALSE | #N/A | #N/A | #N/A | #N/A | #N/A | #N/A | #N/A | #N/A | #N/A | #N/A |  |  |  | FALSE | #N/A | #N/A | #N/A | #N/A | #N/A | #N/A | #N/A | #N/A | #N/A | #N/A
FALSE | #N/A | #N/A | #N/A | #N/A | #N/A | #N/A | #N/A | #N/A | #N/A | #N/A |  |  |  | FALSE | #N/A | #N/A | #N/A | #N/A | #N/A | #N/A | #N/A | #N/A | #N/A | #N/A
FALSE | #N/A | #N/A | #N/A | #N/A | #N/A | #N/A | #N/A | #N/A | #N/A | #N/A |  |  |  | FALSE | #N/A | #N/A | #N/A | #N/A | #N/A | #N/A | #N/A | #N/A | #N/A | #N/A
FALSE | #N/A | #N/A | #N/A | #N/A | #N/A | #N/A | #N/A | #N/A | #N/A | #N/A |  |  |  | FALSE | #N/A | #N/A | #N/A | #N/A | #N/A | #N/A | #N/A | #N/A | #N/A | #N/A
FALSE | #N/A | #N/A | #N/A | #N/A | #N/A | #N/A | #N/A | #N/A | #N/A | #N/A |  |  |  | FALSE | #N/A | #N/A | #N/A | #N/A | #N/A | #N/A | #N/A | #N/A | #N/A | #N/A
FALSE | #N/A | #N/A | #N/A | #N/A | #N/A | #N/A | #N/A | #N/A | #N/A | #N/A |  |  |  | FALSE | #N/A | #N/A | #N/A | #N/A | #N/A | #N/A | #N/A | #N/A | #N/A | #N/A
FALSE | #N/A | #N/A | #N/A | #N/A | #N/A | #N/A | #N/A | #N/A | #N/A | #N/A |  |  |  | FALSE | #N/A | #N/A | #N/A | #N/A | #N/A | #N/A | #N/A | #N/A | #N/A | #N/A
FALSE | #N/A | #N/A | #N/A | #N/A | #N/A | #N/A | #N/A | #N/A | #N/A | #N/A |  |  |  | FALSE | #N/A | #N/A | #N/A | #N/A | #N/A | #N/A | #N/A | #N/A | #N/A | #N/A
FALSE | #N/A | #N/A | #N/A | #N/A | #N/A | #N/A | #N/A | #N/A | #N/A | #N/A |  |  |  | FALSE | #N/A | #N/A | #N/A | #N/A | #N/A | #N/A | #N/A | #N/A | #N/A | #N/A
FALSE | #N/A | #N/A | #N/A | #N/A | #N/A | #N/A | #N/A | #N/A | #N/A | #N/A |  |  |  | FALSE | #N/A | #N/A | #N/A | #N/A | #N/A | #N/A | #N/A | #N/A | #N/A | #N/A
FALSE | #N/A | #N/A | #N/A | #N/A | #N/A | #N/A | #N/A | #N/A | #N/A | #N/A |  |  |  | FALSE | #N/A | #N/A | #N/A | #N/A | #N/A | #N/A | #N/A | #N/A | #N/A | #N/A
FALSE | #N/A | #N/A | #N/A | #N/A | #N/A | #N/A | #N/A | #N/A | #N/A | #N/A |  |  |  | FALSE | #N/A | #N/A | #N/A | #N/A | #N/A | #N/A | #N/A | #N/A | #N/A | #N/A
FALSE | #N/A | #N/A | #N/A | #N/A | #N/A | #N/A | #N/A | #N/A | #N/A | #N/A |  |  |  | FALSE | #N/A | #N/A | #N/A | #N/A | #N/A | #N/A | #N/A | #N/A | #N/A | #N/A
FALSE | #N/A | #N/A | #N/A | #N/A | #N/A | #N/A | #N/A | #N/A | #N/A | #N/A |  |  |  | FALSE | #N/A | #N/A | #N/A | #N/A | #N/A | #N/A | #N/A | #N/A | #N/A | #N/A
FALSE | #N/A | #N/A | #N/A | #N/A | #N/A | #N/A | #N/A | #N/A | #N/A | #N/A |  |  |  | FALSE | #N/A | #N/A | #N/A | #N/A | #N/A | #N/A | #N/A | #N/A | #N/A | #N/A
FALSE | #N/A | #N/A | #N/A | #N/A | #N/A | #N/A | #N/A | #N/A | #N/A | #N/A |  |  |  | FALSE | #N/A | #N/A | #N/A | #N/A | #N/A | #N/A | #N/A | #N/A | #N/A | #N/A
FALSE | #N/A | #N/A | #N/A | #N/A | #N/A | #N/A | #N/A | #N/A | #N/A | #N/A |  |  |  | FALSE | #N/A | #N/A | #N/A | #N/A | #N/A | #N/A | #N/A | #N/A | #N/A | #N/A
FALSE | #N/A | #N/A | #N/A | #N/A | #N/A | #N/A | #N/A | #N/A | #N/A | #N/A |  |  |  | FALSE | #N/A | #N/A | #N/A | #N/A | #N/A | #N/A | #N/A | #N/A | #N/A | #N/A
FALSE | #N/A | #N/A | #N/A | #N/A | #N/A | #N/A | #N/A | #N/A | #N/A | #N/A |  |  |  | FALSE | #N/A | #N/A | #N/A | #N/A | #N/A | #N/A | #N/A | #N/A | #N/A | #N/A
FALSE | #N/A | #N/A | #N/A | #N/A | #N/A | #N/A | #N/A | #N/A | #N/A | #N/A |  |  |  | FALSE | #N/A | #N/A | #N/A | #N/A | #N/A | #N/A | #N/A | #N/A | #N/A | #N/A
FALSE | #N/A | #N/A | #N/A | #N/A | #N/A | #N/A | #N/A | #N/A | #N/A | #N/A |  |  |  | FALSE | #N/A | #N/A | #N/A | #N/A | #N/A | #N/A | #N/A | #N/A | #N/A | #N/A
FALSE | #N/A | #N/A | #N/A | #N/A | #N/A | #N/A | #N/A | #N/A | #N/A | #N/A |  |  |  | FALSE | #N/A | #N/A | #N/A | #N/A | #N/A | #N/A | #N/A | #N/A | #N/A | #N/A
FALSE | #N/A | #N/A | #N/A | #N/A | #N/A | #N/A | #N/A | #N/A | #N/A | #N/A |  |  |  | FALSE | #N/A | #N/A | #N/A | #N/A | #N/A | #N/A | #N/A | #N/A | #N/A | #N/A
FALSE | #N/A | #N/A | #N/A | #N/A | #N/A | #N/A | #N/A | #N/A | #N/A | #N/A |  |  |  | FALSE | #N/A | #N/A | #N/A | #N/A | #N/A | #N/A | #N/A | #N/A | #N/A | #N/A
FALSE | #N/A | #N/A | #N/A | #N/A | #N/A | #N/A | #N/A | #N/A | #N/A | #N/A |  |  |  | FALSE | #N/A | #N/A | #N/A | #N/A | #N/A | #N/A | #N/A | #N/A | #N/A | #N/A
FALSE | #N/A | #N/A | #N/A | #N/A | #N/A | #N/A | #N/A | #N/A | #N/A | #N/A |  |  |  | FALSE | #N/A | #N/A | #N/A | #N/A | #N/A | #N/A | #N/A | #N/A | #N/A | #N/A
FALSE | #N/A | #N/A | #N/A | #N/A | #N/A | #N/A | #N/A | #N/A | #N/A | #N/A |  |  |  | FALSE | #N/A | #N/A | #N/A | #N/A | #N/A | #N/A | #N/A | #N/A | #N/A | #N/A
FALSE | #N/A | #N/A | #N/A | #N/A | #N/A | #N/A | #N/A | #N/A | #N/A | #N/A |  |  |  | FALSE | #N/A | #N/A | #N/A | #N/A | #N/A | #N/A | #N/A | #N/A | #N/A | #N/A
FALSE | #N/A | #N/A | #N/A | #N/A | #N/A | #N/A | #N/A | #N/A | #N/A | #N/A |  |  |  | FALSE | #N/A | #N/A | #N/A | #N/A | #N/A | #N/A | #N/A | #N/A | #N/A | #N/A
FALSE | #N/A | #N/A | #N/A | #N/A | #N/A | #N/A | #N/A | #N/A | #N/A | #N/A |  |  |  | FALSE | #N/A | #N/A | #N/A | #N/A | #N/A | #N/A | #N/A | #N/A | #N/A | #N/A
FALSE | #N/A | #N/A | #N/A | #N/A | #N/A | #N/A | #N/A | #N/A | #N/A | #N/A |  |  |  | FALSE | #N/A | #N/A | #N/A | #N/A | #N/A | #N/A | #N/A | #N/A | #N/A | #N/A
FALSE | #N/A | #N/A | #N/A | #N/A | #N/A | #N/A | #N/A | #N/A | #N/A | #N/A |  |  |  | FALSE | #N/A | #N/A | #N/A | #N/A | #N/A | #N/A | #N/A | #N/A | #N/A | #N/A
FALSE | #N/A | #N/A | #N/A | #N/A | #N/A | #N/A | #N/A | #N/A | #N/A | #N/A |  |  |  | FALSE | #N/A | #N/A | #N/A | #N/A | #N/A | #N/A | #N/A | #N/A | #N/A | #N/A
FALSE | #N/A | #N/A | #N/A | #N/A | #N/A | #N/A | #N/A | #N/A | #N/A | #N/A |  |  |  | FALSE | #N/A | #N/A | #N/A | #N/A | #N/A | #N/A | #N/A | #N/A | #N/A | #N/A
FALSE | #N/A | #N/A | #N/A | #N/A | #N/A | #N/A | #N/A | #N/A | #N/A | #N/A |  |  |  | FALSE | #N/A | #N/A | #N/A | #N/A | #N/A | #N/A | #N/A | #N/A | #N/A | #N/A
FALSE | #N/A | #N/A | #N/A | #N/A | #N/A | #N/A | #N/A | #N/A | #N/A | #N/A |  |  |  | FALSE | #N/A | #N/A | #N/A | #N/A | #N/A | #N/A | #N/A | #N/A | #N/A | #N/A
FALSE | #N/A | #N/A | #N/A | #N/A | #N/A | #N/A | #N/A | #N/A | #N/A | #N/A |  |  |  | FALSE | #N/A | #N/A | #N/A | #N/A | #N/A | #N/A | #N/A | #N/A | #N/A | #N/A
FALSE | #N/A | #N/A | #N/A | #N/A | #N/A | #N/A | #N/A | #N/A | #N/A | #N/A |  |  |  | FALSE | #N/A | #N/A | #N/A | #N/A | #N/A | #N/A | #N/A | #N/A | #N/A | #N/A
FALSE | #N/A | #N/A | #N/A | #N/A | #N/A | #N/A | #N/A | #N/A | #N/A | #N/A |  |  |  | FALSE | #N/A | #N/A | #N/A | #N/A | #N/A | #N/A | #N/A | #N/A | #N/A | #N/A
FALSE | #N/A | #N/A | #N/A | #N/A | #N/A | #N/A | #N/A | #N/A | #N/A | #N/A |  |  |  | FALSE | #N/A | #N/A | #N/A | #N/A | #N/A | #N/A | #N/A | #N/A | #N/A | #N/A
FALSE | #N/A | #N/A | #N/A | #N/A | #N/A | #N/A | #N/A | #N/A | #N/A | #N/A |  |  |  | FALSE | #N/A | #N/A | #N/A | #N/A | #N/A | #N/A | #N/A | #N/A | #N/A | #N/A
FALSE | #N/A | #N/A | #N/A | #N/A | #N/A | #N/A | #N/A | #N/A | #N/A | #N/A |  |  |  | FALSE | #N/A | #N/A | #N/A | #N/A | #N/A | #N/A | #N/A | #N/A | #N/A | #N/A
FALSE | #N/A | #N/A | #N/A | #N/A | #N/A | #N/A | #N/A | #N/A | #N/A | #N/A |  |  |  | FALSE | #N/A | #N/A | #N/A | #N/A | #N/A | #N/A | #N/A | #N/A | #N/A | #N/A
FALSE | #N/A | #N/A | #N/A | #N/A | #N/A | #N/A | #N/A | #N/A | #N/A | #N/A |  |  |  | FALSE | #N/A | #N/A | #N/A | #N/A | #N/A | #N/A | #N/A | #N/A | #N/A | #N/A
FALSE | #N/A | #N/A | #N/A | #N/A | #N/A | #N/A | #N/A | #N/A | #N/A | #N/A |  |  |  | FALSE | #N/A | #N/A | #N/A | #N/A | #N/A | #N/A | #N/A | #N/A | #N/A | #N/A
FALSE | #N/A | #N/A | #N/A | #N/A | #N/A | #N/A | #N/A | #N/A | #N/A | #N/A |  |  |  | FALSE | #N/A | #N/A | #N/A | #N/A | #N/A | #N/A | #N/A | #N/A | #N/A | #N/A
FALSE | #N/A | #N/A | #N/A | #N/A | #N/A | #N/A | #N/A | #N/A | #N/A | #N/A |  |  |  | FALSE | #N/A | #N/A | #N/A | #N/A | #N/A | #N/A | #N/A | #N/A | #N/A | #N/A
FALSE | #N/A | #N/A | #N/A | #N/A | #N/A | #N/A | #N/A | #N/A | #N/A | #N/A |  |  |  | FALSE | #N/A | #N/A | #N/A | #N/A | #N/A | #N/A | #N/A | #N/A | #N/A | #N/A
FALSE | #N/A | #N/A | #N/A | #N/A | #N/A | #N/A | #N/A | #N/A | #N/A | #N/A |  |  |  | FALSE | #N/A | #N/A | #N/A | #N/A | #N/A | #N/A | #N/A | #N/A | #N/A | #N/A
FALSE | #N/A | #N/A | #N/A | #N/A | #N/A | #N/A | #N/A | #N/A | #N/A | #N/A |  |  |  | FALSE | #N/A | #N/A | #N/A | #N/A | #N/A | #N/A | #N/A | #N/A | #N/A | #N/A
FALSE | #N/A | #N/A | #N/A | #N/A | #N/A | #N/A | #N/A | #N/A | #N/A | #N/A |  |  |  | FALSE | #N/A | #N/A | #N/A | #N/A | #N/A | #N/A | #N/A | #N/A | #N/A | #N/A
FALSE | #N/A | #N/A | #N/A | #N/A | #N/A | #N/A | #N/A | #N/A | #N/A | #N/A |  |  |  | FALSE | #N/A | #N/A | #N/A | #N/A | #N/A | #N/A | #N/A | #N/A | #N/A | #N/A
FALSE | #N/A | #N/A | #N/A | #N/A | #N/A | #N/A | #N/A | #N/A | #N/A | #N/A |  |  |  | FALSE | #N/A | #N/A | #N/A | #N/A | #N/A | #N/A | #N/A | #N/A | #N/A | #N/A
FALSE | #N/A | #N/A | #N/A | #N/A | #N/A | #N/A | #N/A | #N/A | #N/A | #N/A |  |  |  | FALSE | #N/A | #N/A | #N/A | #N/A | #N/A | #N/A | #N/A | #N/A | #N/A | #N/A
FALSE | #N/A | #N/A | #N/A | #N/A | #N/A | #N/A | #N/A | #N/A | #N/A | #N/A |  |  |  | FALSE | #N/A | #N/A | #N/A | #N/A | #N/A | #N/A | #N/A | #N/A | #N/A | #N/A
FALSE | #N/A | #N/A | #N/A | #N/A | #N/A | #N/A | #N/A | #N/A | #N/A | #N/A |  |  |  | FALSE | #N/A | #N/A | #N/A | #N/A | #N/A | #N/A | #N/A | #N/A | #N/A | #N/A
FALSE | #N/A | #N/A | #N/A | #N/A | #N/A | #N/A | #N/A | #N/A | #N/A | #N/A |  |  |  | FALSE | #N/A | #N/A | #N/A | #N/A | #N/A | #N/A | #N/A | #N/A | #N/A | #N/A
FALSE | #N/A | #N/A | #N/A | #N/A | #N/A | #N/A | #N/A | #N/A | #N/A | #N/A |  |  |  | FALSE | #N/A | #N/A | #N/A | #N/A | #N/A | #N/A | #N/A | #N/A | #N/A | #N/A
FALSE | #N/A | #N/A | #N/A | #N/A | #N/A | #N/A | #N/A | #N/A | #N/A | #N/A |  |  |  | FALSE | #N/A | #N/A | #N/A | #N/A | #N/A | #N/A | #N/A | #N/A | #N/A | #N/A
FALSE | #N/A | #N/A | #N/A | #N/A | #N/A | #N/A | #N/A | #N/A | #N/A | #N/A |  |  |  | FALSE | #N/A | #N/A | #N/A | #N/A | #N/A | #N/A | #N/A | #N/A | #N/A | #N/A
FALSE | #N/A | #N/A | #N/A | #N/A | #N/A | #N/A | #N/A | #N/A | #N/A | #N/A |  |  |  | FALSE | #N/A | #N/A | #N/A | #N/A | #N/A | #N/A | #N/A | #N/A | #N/A | #N/A
FALSE | #N/A | #N/A | #N/A | #N/A | #N/A | #N/A | #N/A | #N/A | #N/A | #N/A |  |  |  | FALSE | #N/A | #N/A | #N/A | #N/A | #N/A | #N/A | #N/A | #N/A | #N/A | #N/A
FALSE | #N/A | #N/A | #N/A | #N/A | #N/A | #N/A | #N/A | #N/A | #N/A | #N/A |  |  |  | FALSE | #N/A | #N/A | #N/A | #N/A | #N/A | #N/A | #N/A | #N/A | #N/A | #N/A
FALSE | #N/A | #N/A | #N/A | #N/A | #N/A | #N/A | #N/A | #N/A | #N/A | #N/A |  |  |  | FALSE | #N/A | #N/A | #N/A | #N/A | #N/A | #N/A | #N/A | #N/A | #N/A | #N/A
FALSE | #N/A | #N/A | #N/A | #N/A | #N/A | #N/A | #N/A | #N/A | #N/A | #N/A |  |  |  | FALSE | #N/A | #N/A | #N/A | #N/A | #N/A | #N/A | #N/A | #N/A | #N/A | #N/A
FALSE | #N/A | #N/A | #N/A | #N/A | #N/A | #N/A | #N/A | #N/A | #N/A | #N/A |  |  |  | FALSE | #N/A | #N/A | #N/A | #N/A | #N/A | #N/A | #N/A | #N/A | #N/A | #N/A
FALSE | #N/A | #N/A | #N/A | #N/A | #N/A | #N/A | #N/A | #N/A | #N/A | #N/A |  |  |  | FALSE | #N/A | #N/A | #N/A | #N/A | #N/A | #N/A | #N/A | #N/A | #N/A | #N/A
FALSE | #N/A | #N/A | #N/A | #N/A | #N/A | #N/A | #N/A | #N/A | #N/A | #N/A |  |  |  | FALSE | #N/A | #N/A | #N/A | #N/A | #N/A | #N/A | #N/A | #N/A | #N/A | #N/A
FALSE | #N/A | #N/A | #N/A | #N/A | #N/A | #N/A | #N/A | #N/A | #N/A | #N/A |  |  |  | FALSE | #N/A | #N/A | #N/A | #N/A | #N/A | #N/A | #N/A | #N/A | #N/A | #N/A
FALSE | #N/A | #N/A | #N/A | #N/A | #N/A | #N/A | #N/A | #N/A | #N/A | #N/A |  |  |  | FALSE | #N/A | #N/A | #N/A | #N/A | #N/A | #N/A | #N/A | #N/A | #N/A | #N/A
FALSE | #N/A | #N/A | #N/A | #N/A | #N/A | #N/A | #N/A | #N/A | #N/A | #N/A |  |  |  | FALSE | #N/A | #N/A | #N/A | #N/A | #N/A | #N/A | #N/A | #N/A | #N/A | #N/A
FALSE | #N/A | #N/A | #N/A | #N/A | #N/A | #N/A | #N/A | #N/A | #N/A | #N/A |  |  |  | FALSE | #N/A | #N/A | #N/A | #N/A | #N/A | #N/A | #N/A | #N/A | #N/A | #N/A
FALSE | #N/A | #N/A | #N/A | #N/A | #N/A | #N/A | #N/A | #N/A | #N/A | #N/A |  |  |  | FALSE | #N/A | #N/A | #N/A | #N/A | #N/A | #N/A | #N/A | #N/A | #N/A | #N/A
FALSE | #N/A | #N/A | #N/A | #N/A | #N/A | #N/A | #N/A | #N/A | #N/A | #N/A |  |  |  | FALSE | #N/A | #N/A | #N/A | #N/A | #N/A | #N/A | #N/A | #N/A | #N/A | #N/A
FALSE | #N/A | #N/A | #N/A | #N/A | #N/A | #N/A | #N/A | #N/A | #N/A | #N/A |  |  |  | FALSE | #N/A | #N/A | #N/A | #N/A | #N/A | #N/A | #N/A | #N/A | #N/A | #N/A
FALSE | #N/A | #N/A | #N/A | #N/A | #N/A | #N/A | #N/A | #N/A | #N/A | #N/A |  |  |  | FALSE | #N/A | #N/A | #N/A | #N/A | #N/A | #N/A | #N/A | #N/A | #N/A | #N/A
FALSE | #N/A | #N/A | #N/A | #N/A | #N/A | #N/A | #N/A | #N/A | #N/A | #N/A |  |  |  | FALSE | #N/A | #N/A | #N/A | #N/A | #N/A | #N/A | #N/A | #N/A | #N/A | #N/A
FALSE | #N/A | #N/A | #N/A | #N/A | #N/A | #N/A | #N/A | #N/A | #N/A | #N/A |  |  |  | FALSE | #N/A | #N/A | #N/A | #N/A | #N/A | #N/A | #N/A | #N/A | #N/A | #N/A
FALSE | #N/A | #N/A | #N/A | #N/A | #N/A | #N/A | #N/A | #N/A | #N/A | #N/A |  |  |  | FALSE | #N/A | #N/A | #N/A | #N/A | #N/A | #N/A | #N/A | #N/A | #N/A | #N/A
FALSE | #N/A | #N/A | #N/A | #N/A | #N/A | #N/A | #N/A | #N/A | #N/A | #N/A |  |  |  | FALSE | #N/A | #N/A | #N/A | #N/A | #N/A | #N/A | #N/A | #N/A | #N/A | #N/A
FALSE | #N/A | #N/A | #N/A | #N/A | #N/A | #N/A | #N/A | #N/A | #N/A | #N/A |  |  |  | FALSE | #N/A | #N/A | #N/A | #N/A | #N/A | #N/A | #N/A | #N/A | #N/A | #N/A
FALSE | #N/A | #N/A | #N/A | #N/A | #N/A | #N/A | #N/A | #N/A | #N/A | #N/A |  |  |  | FALSE | #N/A | #N/A | #N/A | #N/A | #N/A | #N/A | #N/A | #N/A | #N/A | #N/A
FALSE | #N/A | #N/A | #N/A | #N/A | #N/A | #N/A | #N/A | #N/A | #N/A | #N/A |  |  |  | FALSE | #N/A | #N/A | #N/A | #N/A | #N/A | #N/A | #N/A | #N/A | #N/A | #N/A
FALSE | #N/A | #N/A | #N/A | #N/A | #N/A | #N/A | #N/A | #N/A | #N/A | #N/A |  |  |  | FALSE | #N/A | #N/A | #N/A | #N/A | #N/A | #N/A | #N/A | #N/A | #N/A | #N/A
FALSE | #N/A | #N/A | #N/A | #N/A | #N/A | #N/A | #N/A | #N/A | #N/A | #N/A |  |  |  | FALSE | #N/A | #N/A | #N/A | #N/A | #N/A | #N/A | #N/A | #N/A | #N/A | #N/A
FALSE | #N/A | #N/A | #N/A | #N/A | #N/A | #N/A | #N/A | #N/A | #N/A | #N/A |  |  |  | FALSE | #N/A | #N/A | #N/A | #N/A | #N/A | #N/A | #N/A | #N/A | #N/A | #N/A
FALSE | #N/A | #N/A | #N/A | #N/A | #N/A | #N/A | #N/A | #N/A | #N/A | #N/A |  |  |  | FALSE | #N/A | #N/A | #N/A | #N/A | #N/A | #N/A | #N/A | #N/A | #N/A | #N/A
FALSE | #N/A | #N/A | #N/A | #N/A | #N/A | #N/A | #N/A | #N/A | #N/A | #N/A |  |  |  | FALSE | #N/A | #N/A | #N/A | #N/A | #N/A | #N/A | #N/A | #N/A | #N/A | #N/A
FALSE | #N/A | #N/A | #N/A | #N/A | #N/A | #N/A | #N/A | #N/A | #N/A | #N/A |  |  |  | FALSE | #N/A | #N/A | #N/A | #N/A | #N/A | #N/A | #N/A | #N/A | #N/A | #N/A
FALSE | #N/A | #N/A | #N/A | #N/A | #N/A | #N/A | #N/A | #N/A | #N/A | #N/A |  |  |  | FALSE | #N/A | #N/A | #N/A | #N/A | #N/A | #N/A | #N/A | #N/A | #N/A | #N/A
FALSE | #N/A | #N/A | #N/A | #N/A | #N/A | #N/A | #N/A | #N/A | #N/A | #N/A |  |  |  | FALSE | #N/A | #N/A | #N/A | #N/A | #N/A | #N/A | #N/A | #N/A | #N/A | #N/A
FALSE | #N/A | #N/A | #N/A | #N/A | #N/A | #N/A | #N/A | #N/A | #N/A | #N/A |  |  |  | FALSE | #N/A | #N/A | #N/A | #N/A | #N/A | #N/A | #N/A | #N/A | #N/A | #N/A
FALSE | #N/A | #N/A | #N/A | #N/A | #N/A | #N/A | #N/A | #N/A | #N/A | #N/A |  |  |  | FALSE | #N/A | #N/A | #N/A | #N/A | #N/A | #N/A | #N/A | #N/A | #N/A | #N/A
FALSE | #N/A | #N/A | #N/A | #N/A | #N/A | #N/A | #N/A | #N/A | #N/A | #N/A |  |  |  | FALSE | #N/A | #N/A | #N/A | #N/A | #N/A | #N/A | #N/A | #N/A | #N/A | #N/A
FALSE | #N/A | #N/A | #N/A | #N/A | #N/A | #N/A | #N/A | #N/A | #N/A | #N/A |  |  |  | FALSE | #N/A | #N/A | #N/A | #N/A | #N/A | #N/A | #N/A | #N/A | #N/A | #N/A
FALSE | #N/A | #N/A | #N/A | #N/A | #N/A | #N/A | #N/A | #N/A | #N/A | #N/A |  |  |  | FALSE | #N/A | #N/A | #N/A | #N/A | #N/A | #N/A | #N/A | #N/A | #N/A | #N/A
FALSE | #N/A | #N/A | #N/A | #N/A | #N/A | #N/A | #N/A | #N/A | #N/A | #N/A |  |  |  | FALSE | #N/A | #N/A | #N/A | #N/A | #N/A | #N/A | #N/A | #N/A | #N/A | #N/A
FALSE | #N/A | #N/A | #N/A | #N/A | #N/A | #N/A | #N/A | #N/A | #N/A | #N/A |  |  |  | FALSE | #N/A | #N/A | #N/A | #N/A | #N/A | #N/A | #N/A | #N/A | #N/A | #N/A
FALSE | #N/A | #N/A | #N/A | #N/A | #N/A | #N/A | #N/A | #N/A | #N/A | #N/A |  |  |  | FALSE | #N/A | #N/A | #N/A | #N/A | #N/A | #N/A | #N/A | #N/A | #N/A | #N/A
FALSE | #N/A | #N/A | #N/A | #N/A | #N/A | #N/A | #N/A | #N/A | #N/A | #N/A |  |  |  | FALSE | #N/A | #N/A | #N/A | #N/A | #N/A | #N/A | #N/A | #N/A | #N/A | #N/A
FALSE | #N/A | #N/A | #N/A | #N/A | #N/A | #N/A | #N/A | #N/A | #N/A | #N/A |  |  |  | FALSE | #N/A | #N/A | #N/A | #N/A | #N/A | #N/A | #N/A | #N/A | #N/A | #N/A
FALSE | #N/A | #N/A | #N/A | #N/A | #N/A | #N/A | #N/A | #N/A | #N/A | #N/A |  |  |  | FALSE | #N/A | #N/A | #N/A | #N/A | #N/A | #N/A | #N/A | #N/A | #N/A | #N/A
FALSE | #N/A | #N/A | #N/A | #N/A | #N/A | #N/A | #N/A | #N/A | #N/A | #N/A |  |  |  | FALSE | #N/A | #N/A | #N/A | #N/A | #N/A | #N/A | #N/A | #N/A | #N/A | #N/A
FALSE | #N/A | #N/A | #N/A | #N/A | #N/A | #N/A | #N/A | #N/A | #N/A | #N/A |  |  |  | FALSE | #N/A | #N/A | #N/A | #N/A | #N/A | #N/A | #N/A | #N/A | #N/A | #N/A
FALSE | #N/A | #N/A | #N/A | #N/A | #N/A | #N/A | #N/A | #N/A | #N/A | #N/A |  |  |  | FALSE | #N/A | #N/A | #N/A | #N/A | #N/A | #N/A | #N/A | #N/A | #N/A | #N/A
FALSE | #N/A | #N/A | #N/A | #N/A | #N/A | #N/A | #N/A | #N/A | #N/A | #N/A |  |  |  | FALSE | #N/A | #N/A | #N/A | #N/A | #N/A | #N/A | #N/A | #N/A | #N/A | #N/A
FALSE | #N/A | #N/A | #N/A | #N/A | #N/A | #N/A | #N/A | #N/A | #N/A | #N/A |  |  |  | FALSE | #N/A | #N/A | #N/A | #N/A | #N/A | #N/A | #N/A | #N/A | #N/A | #N/A
FALSE | #N/A | #N/A | #N/A | #N/A | #N/A | #N/A | #N/A | #N/A | #N/A | #N/A |  |  |  | FALSE | #N/A | #N/A | #N/A | #N/A | #N/A | #N/A | #N/A | #N/A | #N/A | #N/A
FALSE | #N/A | #N/A | #N/A | #N/A | #N/A | #N/A | #N/A | #N/A | #N/A | #N/A |  |  |  | FALSE | #N/A | #N/A | #N/A | #N/A | #N/A | #N/A | #N/A | #N/A | #N/A | #N/A
FALSE | #N/A | #N/A | #N/A | #N/A | #N/A | #N/A | #N/A | #N/A | #N/A | #N/A |  |  |  | FALSE | #N/A | #N/A | #N/A | #N/A | #N/A | #N/A | #N/A | #N/A | #N/A | #N/A
FALSE | #N/A | #N/A | #N/A | #N/A | #N/A | #N/A | #N/A | #N/A | #N/A | #N/A |  |  |  | FALSE | #N/A | #N/A | #N/A | #N/A | #N/A | #N/A | #N/A | #N/A | #N/A | #N/A
FALSE | #N/A | #N/A | #N/A | #N/A | #N/A | #N/A | #N/A | #N/A | #N/A | #N/A |  |  |  | FALSE | #N/A | #N/A | #N/A | #N/A | #N/A | #N/A | #N/A | #N/A | #N/A | #N/A
FALSE | #N/A | #N/A | #N/A | #N/A | #N/A | #N/A | #N/A | #N/A | #N/A | #N/A |  |  |  | FALSE | #N/A | #N/A | #N/A | #N/A | #N/A | #N/A | #N/A | #N/A | #N/A | #N/A
FALSE | #N/A | #N/A | #N/A | #N/A | #N/A | #N/A | #N/A | #N/A | #N/A | #N/A |  |  |  | FALSE | #N/A | #N/A | #N/A | #N/A | #N/A | #N/A | #N/A | #N/A | #N/A | #N/A
FALSE | #N/A | #N/A | #N/A | #N/A | #N/A | #N/A | #N/A | #N/A | #N/A | #N/A |  |  |  | FALSE | #N/A | #N/A | #N/A | #N/A | #N/A | #N/A | #N/A | #N/A | #N/A | #N/A
FALSE | #N/A | #N/A | #N/A | #N/A | #N/A | #N/A | #N/A | #N/A | #N/A | #N/A |  |  |  | FALSE | #N/A | #N/A | #N/A | #N/A | #N/A | #N/A | #N/A | #N/A | #N/A | #N/A
FALSE | #N/A | #N/A | #N/A | #N/A | #N/A | #N/A | #N/A | #N/A | #N/A | #N/A |  |  |  | FALSE | #N/A | #N/A | #N/A | #N/A | #N/A | #N/A | #N/A | #N/A | #N/A | #N/A
FALSE | #N/A | #N/A | #N/A | #N/A | #N/A | #N/A | #N/A | #N/A | #N/A | #N/A |  |  |  | FALSE | #N/A | #N/A | #N/A | #N/A | #N/A | #N/A | #N/A | #N/A | #N/A | #N/A
FALSE | #N/A | #N/A | #N/A | #N/A | #N/A | #N/A | #N/A | #N/A | #N/A | #N/A |  |  |  | FALSE | #N/A | #N/A | #N/A | #N/A | #N/A | #N/A | #N/A | #N/A | #N/A | #N/A
FALSE | #N/A | #N/A | #N/A | #N/A | #N/A | #N/A | #N/A | #N/A | #N/A | #N/A |  |  |  | FALSE | #N/A | #N/A | #N/A | #N/A | #N/A | #N/A | #N/A | #N/A | #N/A | #N/A
FALSE | #N/A | #N/A | #N/A | #N/A | #N/A | #N/A | #N/A | #N/A | #N/A | #N/A |  |  |  | FALSE | #N/A | #N/A | #N/A | #N/A | #N/A | #N/A | #N/A | #N/A | #N/A | #N/A
FALSE | #N/A | #N/A | #N/A | #N/A | #N/A | #N/A | #N/A | #N/A | #N/A | #N/A |  |  |  | FALSE | #N/A | #N/A | #N/A | #N/A | #N/A | #N/A | #N/A | #N/A | #N/A | #N/A
FALSE | #N/A | #N/A | #N/A | #N/A | #N/A | #N/A | #N/A | #N/A | #N/A | #N/A |  |  |  | FALSE | #N/A | #N/A | #N/A | #N/A | #N/A | #N/A | #N/A | #N/A | #N/A | #N/A
FALSE | #N/A | #N/A | #N/A | #N/A | #N/A | #N/A | #N/A | #N/A | #N/A | #N/A |  |  |  | FALSE | #N/A | #N/A | #N/A | #N/A | #N/A | #N/A | #N/A | #N/A | #N/A | #N/A
FALSE | #N/A | #N/A | #N/A | #N/A | #N/A | #N/A | #N/A | #N/A | #N/A | #N/A |  |  |  | FALSE | #N/A | #N/A | #N/A | #N/A | #N/A | #N/A | #N/A | #N/A | #N/A | #N/A
FALSE | #N/A | #N/A | #N/A | #N/A | #N/A | #N/A | #N/A | #N/A | #N/A | #N/A |  |  |  | FALSE | #N/A | #N/A | #N/A | #N/A | #N/A | #N/A | #N/A | #N/A | #N/A | #N/A
FALSE | #N/A | #N/A | #N/A | #N/A | #N/A | #N/A | #N/A | #N/A | #N/A | #N/A |  |  |  | FALSE | #N/A | #N/A | #N/A | #N/A | #N/A | #N/A | #N/A | #N/A | #N/A | #N/A
FALSE | #N/A | #N/A | #N/A | #N/A | #N/A | #N/A | #N/A | #N/A | #N/A | #N/A |  |  |  | FALSE | #N/A | #N/A | #N/A | #N/A | #N/A | #N/A | #N/A | #N/A | #N/A | #N/A
FALSE | #N/A | #N/A | #N/A | #N/A | #N/A | #N/A | #N/A | #N/A | #N/A | #N/A |  |  |  | FALSE | #N/A | #N/A | #N/A | #N/A | #N/A | #N/A | #N/A | #N/A | #N/A | #N/A
FALSE | #N/A | #N/A | #N/A | #N/A | #N/A | #N/A | #N/A | #N/A | #N/A | #N/A |  |  |  | FALSE | #N/A | #N/A | #N/A | #N/A | #N/A | #N/A | #N/A | #N/A | #N/A | #N/A
FALSE | #N/A | #N/A | #N/A | #N/A | #N/A | #N/A | #N/A | #N/A | #N/A | #N/A |  |  |  | FALSE | #N/A | #N/A | #N/A | #N/A | #N/A | #N/A | #N/A | #N/A | #N/A | #N/A
FALSE | #N/A | #N/A | #N/A | #N/A | #N/A | #N/A | #N/A | #N/A | #N/A | #N/A |  |  |  | FALSE | #N/A | #N/A | #N/A | #N/A | #N/A | #N/A | #N/A | #N/A | #N/A | #N/A
FALSE | #N/A | #N/A | #N/A | #N/A | #N/A | #N/A | #N/A | #N/A | #N/A | #N/A |  |  |  | FALSE | #N/A | #N/A | #N/A | #N/A | #N/A | #N/A | #N/A | #N/A | #N/A | #N/A
FALSE | #N/A | #N/A | #N/A | #N/A | #N/A | #N/A | #N/A | #N/A | #N/A | #N/A |  |  |  | FALSE | #N/A | #N/A | #N/A | #N/A | #N/A | #N/A | #N/A | #N/A | #N/A | #N/A
FALSE | #N/A | #N/A | #N/A | #N/A | #N/A | #N/A | #N/A | #N/A | #N/A | #N/A |  |  |  | FALSE | #N/A | #N/A | #N/A | #N/A | #N/A | #N/A | #N/A | #N/A | #N/A | #N/A
FALSE | #N/A | #N/A | #N/A | #N/A | #N/A | #N/A | #N/A | #N/A | #N/A | #N/A |  |  |  | FALSE | #N/A | #N/A | #N/A | #N/A | #N/A | #N/A | #N/A | #N/A | #N/A | #N/A
FALSE | #N/A | #N/A | #N/A | #N/A | #N/A | #N/A | #N/A | #N/A | #N/A | #N/A |  |  |  | FALSE | #N/A | #N/A | #N/A | #N/A | #N/A | #N/A | #N/A | #N/A | #N/A | #N/A
FALSE | #N/A | #N/A | #N/A | #N/A | #N/A | #N/A | #N/A | #N/A | #N/A | #N/A |  |  |  | FALSE | #N/A | #N/A | #N/A | #N/A | #N/A | #N/A | #N/A | #N/A | #N/A | #N/A
FALSE | #N/A | #N/A | #N/A | #N/A | #N/A | #N/A | #N/A | #N/A | #N/A | #N/A |  |  |  | FALSE | #N/A | #N/A | #N/A | #N/A | #N/A | #N/A | #N/A | #N/A | #N/A | #N/A
FALSE | #N/A | #N/A | #N/A | #N/A | #N/A | #N/A | #N/A | #N/A | #N/A | #N/A |  |  |  | FALSE | #N/A | #N/A | #N/A | #N/A | #N/A | #N/A | #N/A | #N/A | #N/A | #N/A
FALSE | #N/A | #N/A | #N/A | #N/A | #N/A | #N/A | #N/A | #N/A | #N/A | #N/A |  |  |  | FALSE | #N/A | #N/A | #N/A | #N/A | #N/A | #N/A | #N/A | #N/A | #N/A | #N/A
FALSE | #N/A | #N/A | #N/A | #N/A | #N/A | #N/A | #N/A | #N/A | #N/A | #N/A |  |  |  | FALSE | #N/A | #N/A | #N/A | #N/A | #N/A | #N/A | #N/A | #N/A | #N/A | #N/A
FALSE | #N/A | #N/A | #N/A | #N/A | #N/A | #N/A | #N/A | #N/A | #N/A | #N/A |  |  |  | FALSE | #N/A | #N/A | #N/A | #N/A | #N/A | #N/A | #N/A | #N/A | #N/A | #N/A
FALSE | #N/A | #N/A | #N/A | #N/A | #N/A | #N/A | #N/A | #N/A | #N/A | #N/A |  |  |  | FALSE | #N/A | #N/A | #N/A | #N/A | #N/A | #N/A | #N/A | #N/A | #N/A | #N/A
FALSE | #N/A | #N/A | #N/A | #N/A | #N/A | #N/A | #N/A | #N/A | #N/A | #N/A |  |  |  | FALSE | #N/A | #N/A | #N/A | #N/A | #N/A | #N/A | #N/A | #N/A | #N/A | #N/A
FALSE | #N/A | #N/A | #N/A | #N/A | #N/A | #N/A | #N/A | #N/A | #N/A | #N/A |  |  |  | FALSE | #N/A | #N/A | #N/A | #N/A | #N/A | #N/A | #N/A | #N/A | #N/A | #N/A
FALSE | #N/A | #N/A | #N/A | #N/A | #N/A | #N/A | #N/A | #N/A | #N/A | #N/A |  |  |  | FALSE | #N/A | #N/A | #N/A | #N/A | #N/A | #N/A | #N/A | #N/A | #N/A | #N/A
FALSE | #N/A | #N/A | #N/A | #N/A | #N/A | #N/A | #N/A | #N/A | #N/A | #N/A |  |  |  | FALSE | #N/A | #N/A | #N/A | #N/A | #N/A | #N/A | #N/A | #N/A | #N/A | #N/A
FALSE | #N/A | #N/A | #N/A | #N/A | #N/A | #N/A | #N/A | #N/A | #N/A | #N/A |  |  |  | FALSE | #N/A | #N/A | #N/A | #N/A | #N/A | #N/A | #N/A | #N/A | #N/A | #N/A
FALSE | #N/A | #N/A | #N/A | #N/A | #N/A | #N/A | #N/A | #N/A | #N/A | #N/A |  |  |  | FALSE | #N/A | #N/A | #N/A | #N/A | #N/A | #N/A | #N/A | #N/A | #N/A | #N/A
FALSE | #N/A | #N/A | #N/A | #N/A | #N/A | #N/A | #N/A | #N/A | #N/A | #N/A |  |  |  | FALSE | #N/A | #N/A | #N/A | #N/A | #N/A | #N/A | #N/A | #N/A | #N/A | #N/A
FALSE | #N/A | #N/A | #N/A | #N/A | #N/A | #N/A | #N/A | #N/A | #N/A | #N/A |  |  |  | FALSE | #N/A | #N/A | #N/A | #N/A | #N/A | #N/A | #N/A | #N/A | #N/A | #N/A
FALSE | #N/A | #N/A | #N/A | #N/A | #N/A | #N/A | #N/A | #N/A | #N/A | #N/A |  |  |  | FALSE | #N/A | #N/A | #N/A | #N/A | #N/A | #N/A | #N/A | #N/A | #N/A | #N/A
FALSE | #N/A | #N/A | #N/A | #N/A | #N/A | #N/A | #N/A | #N/A | #N/A | #N/A |  |  |  | FALSE | #N/A | #N/A | #N/A | #N/A | #N/A | #N/A | #N/A | #N/A | #N/A | #N/A
FALSE | #N/A | #N/A | #N/A | #N/A | #N/A | #N/A | #N/A | #N/A | #N/A | #N/A |  |  |  | FALSE | #N/A | #N/A | #N/A | #N/A | #N/A | #N/A | #N/A | #N/A | #N/A | #N/A
FALSE | #N/A | #N/A | #N/A | #N/A | #N/A | #N/A | #N/A | #N/A | #N/A | #N/A |  |  |  | FALSE | #N/A | #N/A | #N/A | #N/A | #N/A | #N/A | #N/A | #N/A | #N/A | #N/A
FALSE | #N/A | #N/A | #N/A | #N/A | #N/A | #N/A | #N/A | #N/A | #N/A | #N/A |  |  |  | FALSE | #N/A | #N/A | #N/A | #N/A | #N/A | #N/A | #N/A | #N/A | #N/A | #N/A
FALSE | #N/A | #N/A | #N/A | #N/A | #N/A | #N/A | #N/A | #N/A | #N/A | #N/A |  |  |  | FALSE | #N/A | #N/A | #N/A | #N/A | #N/A | #N/A | #N/A | #N/A | #N/A | #N/A
FALSE | #N/A | #N/A | #N/A | #N/A | #N/A | #N/A | #N/A | #N/A | #N/A | #N/A |  |  |  | FALSE | #N/A | #N/A | #N/A | #N/A | #N/A | #N/A | #N/A | #N/A | #N/A | #N/A
FALSE | #N/A | #N/A | #N/A | #N/A | #N/A | #N/A | #N/A | #N/A | #N/A | #N/A |  |  |  | FALSE | #N/A | #N/A | #N/A | #N/A | #N/A | #N/A | #N/A | #N/A | #N/A | #N/A
FALSE | #N/A | #N/A | #N/A | #N/A | #N/A | #N/A | #N/A | #N/A | #N/A | #N/A |  |  |  | FALSE | #N/A | #N/A | #N/A | #N/A | #N/A | #N/A | #N/A | #N/A | #N/A | #N/A
FALSE | #N/A | #N/A | #N/A | #N/A | #N/A | #N/A | #N/A | #N/A | #N/A | #N/A |  |  |  | FALSE | #N/A | #N/A | #N/A | #N/A | #N/A | #N/A | #N/A | #N/A | #N/A | #N/A
FALSE | #N/A | #N/A | #N/A | #N/A | #N/A | #N/A | #N/A | #N/A | #N/A | #N/A |  |  |  | FALSE | #N/A | #N/A | #N/A | #N/A | #N/A | #N/A | #N/A | #N/A | #N/A | #N/A
FALSE | #N/A | #N/A | #N/A | #N/A | #N/A | #N/A | #N/A | #N/A | #N/A | #N/A |  |  |  | FALSE | #N/A | #N/A | #N/A | #N/A | #N/A | #N/A | #N/A | #N/A | #N/A | #N/A
FALSE | #N/A | #N/A | #N/A | #N/A | #N/A | #N/A | #N/A | #N/A | #N/A | #N/A |  |  |  | FALSE | #N/A | #N/A | #N/A | #N/A | #N/A | #N/A | #N/A | #N/A | #N/A | #N/A
FALSE | #N/A | #N/A | #N/A | #N/A | #N/A | #N/A | #N/A | #N/A | #N/A | #N/A |  |  |  | FALSE | #N/A | #N/A | #N/A | #N/A | #N/A | #N/A | #N/A | #N/A | #N/A | #N/A
FALSE | #N/A | #N/A | #N/A | #N/A | #N/A | #N/A | #N/A | #N/A | #N/A | #N/A |  |  |  | FALSE | #N/A | #N/A | #N/A | #N/A | #N/A | #N/A | #N/A | #N/A | #N/A | #N/A
FALSE | #N/A | #N/A | #N/A | #N/A | #N/A | #N/A | #N/A | #N/A | #N/A | #N/A |  |  |  | FALSE | #N/A | #N/A | #N/A | #N/A | #N/A | #N/A | #N/A | #N/A | #N/A | #N/A
FALSE | #N/A | #N/A | #N/A | #N/A | #N/A | #N/A | #N/A | #N/A | #N/A | #N/A |  |  |  | FALSE | #N/A | #N/A | #N/A | #N/A | #N/A | #N/A | #N/A | #N/A | #N/A | #N/A
FALSE | #N/A | #N/A | #N/A | #N/A | #N/A | #N/A | #N/A | #N/A | #N/A | #N/A |  |  |  | FALSE | #N/A | #N/A | #N/A | #N/A | #N/A | #N/A | #N/A | #N/A | #N/A | #N/A
FALSE | #N/A | #N/A | #N/A | #N/A | #N/A | #N/A | #N/A | #N/A | #N/A | #N/A |  |  |  | FALSE | #N/A | #N/A | #N/A | #N/A | #N/A | #N/A | #N/A | #N/A | #N/A | #N/A
FALSE | #N/A | #N/A | #N/A | #N/A | #N/A | #N/A | #N/A | #N/A | #N/A | #N/A |  |  |  | FALSE | #N/A | #N/A | #N/A | #N/A | #N/A | #N/A | #N/A | #N/A | #N/A | #N/A
FALSE | #N/A | #N/A | #N/A | #N/A | #N/A | #N/A | #N/A | #N/A | #N/A | #N/A |  |  |  | FALSE | #N/A | #N/A | #N/A | #N/A | #N/A | #N/A | #N/A | #N/A | #N/A | #N/A
FALSE | #N/A | #N/A | #N/A | #N/A | #N/A | #N/A | #N/A | #N/A | #N/A | #N/A |  |  |  | FALSE | #N/A | #N/A | #N/A | #N/A | #N/A | #N/A | #N/A | #N/A | #N/A | #N/A
FALSE | #N/A | #N/A | #N/A | #N/A | #N/A | #N/A | #N/A | #N/A | #N/A | #N/A |  |  |  | FALSE | #N/A | #N/A | #N/A | #N/A | #N/A | #N/A | #N/A | #N/A | #N/A | #N/A
FALSE | #N/A | #N/A | #N/A | #N/A | #N/A | #N/A | #N/A | #N/A | #N/A | #N/A |  |  |  | FALSE | #N/A | #N/A | #N/A | #N/A | #N/A | #N/A | #N/A | #N/A | #N/A | #N/A
FALSE | #N/A | #N/A | #N/A | #N/A | #N/A | #N/A | #N/A | #N/A | #N/A | #N/A |  |  |  | FALSE | #N/A | #N/A | #N/A | #N/A | #N/A | #N/A | #N/A | #N/A | #N/A | #N/A
FALSE | #N/A | #N/A | #N/A | #N/A | #N/A | #N/A | #N/A | #N/A | #N/A | #N/A |  |  |  | FALSE | #N/A | #N/A | #N/A | #N/A | #N/A | #N/A | #N/A | #N/A | #N/A | #N/A
FALSE | #N/A | #N/A | #N/A | #N/A | #N/A | #N/A | #N/A | #N/A | #N/A | #N/A |  |  |  | FALSE | #N/A | #N/A | #N/A | #N/A | #N/A | #N/A | #N/A | #N/A | #N/A | #N/A
FALSE | #N/A | #N/A | #N/A | #N/A | #N/A | #N/A | #N/A | #N/A | #N/A | #N/A |  |  |  | FALSE | #N/A | #N/A | #N/A | #N/A | #N/A | #N/A | #N/A | #N/A | #N/A | #N/A
FALSE | #N/A | #N/A | #N/A | #N/A | #N/A | #N/A | #N/A | #N/A | #N/A | #N/A |  |  |  | FALSE | #N/A | #N/A | #N/A | #N/A | #N/A | #N/A | #N/A | #N/A | #N/A | #N/A
FALSE | #N/A | #N/A | #N/A | #N/A | #N/A | #N/A | #N/A | #N/A | #N/A | #N/A |  |  |  | FALSE | #N/A | #N/A | #N/A | #N/A | #N/A | #N/A | #N/A | #N/A | #N/A | #N/A
FALSE | #N/A | #N/A | #N/A | #N/A | #N/A | #N/A | #N/A | #N/A | #N/A | #N/A |  |  |  | FALSE | #N/A | #N/A | #N/A | #N/A | #N/A | #N/A | #N/A | #N/A | #N/A | #N/A
FALSE | #N/A | #N/A | #N/A | #N/A | #N/A | #N/A | #N/A | #N/A | #N/A | #N/A |  |  |  | FALSE | #N/A | #N/A | #N/A | #N/A | #N/A | #N/A | #N/A | #N/A | #N/A | #N/A
FALSE | #N/A | #N/A | #N/A | #N/A | #N/A | #N/A | #N/A | #N/A | #N/A | #N/A |  |  |  | FALSE | #N/A | #N/A | #N/A | #N/A | #N/A | #N/A | #N/A | #N/A | #N/A | #N/A
FALSE | #N/A | #N/A | #N/A | #N/A | #N/A | #N/A | #N/A | #N/A | #N/A | #N/A |  |  |  | FALSE | #N/A | #N/A | #N/A | #N/A | #N/A | #N/A | #N/A | #N/A | #N/A | #N/A
FALSE | #N/A | #N/A | #N/A | #N/A | #N/A | #N/A | #N/A | #N/A | #N/A | #N/A |  |  |  | FALSE | #N/A | #N/A | #N/A | #N/A | #N/A | #N/A | #N/A | #N/A | #N/A | #N/A
FALSE | #N/A | #N/A | #N/A | #N/A | #N/A | #N/A | #N/A | #N/A | #N/A | #N/A |  |  |  | FALSE | #N/A | #N/A | #N/A | #N/A | #N/A | #N/A | #N/A | #N/A | #N/A | #N/A
FALSE | #N/A | #N/A | #N/A | #N/A | #N/A | #N/A | #N/A | #N/A | #N/A | #N/A |  |  |  | FALSE | #N/A | #N/A | #N/A | #N/A | #N/A | #N/A | #N/A | #N/A | #N/A | #N/A
FALSE | #N/A | #N/A | #N/A | #N/A | #N/A | #N/A | #N/A | #N/A | #N/A | #N/A |  |  |  | FALSE | #N/A | #N/A | #N/A | #N/A | #N/A | #N/A | #N/A | #N/A | #N/A | #N/A
FALSE | #N/A | #N/A | #N/A | #N/A | #N/A | #N/A | #N/A | #N/A | #N/A | #N/A |  |  |  | FALSE | #N/A | #N/A | #N/A | #N/A | #N/A | #N/A | #N/A | #N/A | #N/A | #N/A
FALSE | #N/A | #N/A | #N/A | #N/A | #N/A | #N/A | #N/A | #N/A | #N/A | #N/A |  |  |  | FALSE | #N/A | #N/A | #N/A | #N/A | #N/A | #N/A | #N/A | #N/A | #N/A | #N/A
FALSE | #N/A | #N/A | #N/A | #N/A | #N/A | #N/A | #N/A | #N/A | #N/A | #N/A |  |  |  | FALSE | #N/A | #N/A | #N/A | #N/A | #N/A | #N/A | #N/A | #N/A | #N/A | #N/A
FALSE | #N/A | #N/A | #N/A | #N/A | #N/A | #N/A | #N/A | #N/A | #N/A | #N/A |  |  |  | FALSE | #N/A | #N/A | #N/A | #N/A | #N/A | #N/A | #N/A | #N/A | #N/A | #N/A
FALSE | #N/A | #N/A | #N/A | #N/A | #N/A | #N/A | #N/A | #N/A | #N/A | #N/A |  |  |  | FALSE | #N/A | #N/A | #N/A | #N/A | #N/A | #N/A | #N/A | #N/A | #N/A | #N/A
FALSE | #N/A | #N/A | #N/A | #N/A | #N/A | #N/A | #N/A | #N/A | #N/A | #N/A |  |  |  | FALSE | #N/A | #N/A | #N/A | #N/A | #N/A | #N/A | #N/A | #N/A | #N/A | #N/A
FALSE | #N/A | #N/A | #N/A | #N/A | #N/A | #N/A | #N/A | #N/A | #N/A | #N/A |  |  |  | FALSE | #N/A | #N/A | #N/A | #N/A | #N/A | #N/A | #N/A | #N/A | #N/A | #N/A
FALSE | #N/A | #N/A | #N/A | #N/A | #N/A | #N/A | #N/A | #N/A | #N/A | #N/A |  |  |  | FALSE | #N/A | #N/A | #N/A | #N/A | #N/A | #N/A | #N/A | #N/A | #N/A | #N/A
FALSE | #N/A | #N/A | #N/A | #N/A | #N/A | #N/A | #N/A | #N/A | #N/A | #N/A |  |  |  | FALSE | #N/A | #N/A | #N/A | #N/A | #N/A | #N/A | #N/A | #N/A | #N/A | #N/A
FALSE | #N/A | #N/A | #N/A | #N/A | #N/A | #N/A | #N/A | #N/A | #N/A | #N/A |  |  |  | FALSE | #N/A | #N/A | #N/A | #N/A | #N/A | #N/A | #N/A | #N/A | #N/A | #N/A
FALSE | #N/A | #N/A | #N/A | #N/A | #N/A | #N/A | #N/A | #N/A | #N/A | #N/A |  |  |  | FALSE | #N/A | #N/A | #N/A | #N/A | #N/A | #N/A | #N/A | #N/A | #N/A | #N/A
FALSE | #N/A | #N/A | #N/A | #N/A | #N/A | #N/A | #N/A | #N/A | #N/A | #N/A |  |  |  | FALSE | #N/A | #N/A | #N/A | #N/A | #N/A | #N/A | #N/A | #N/A | #N/A | #N/A
FALSE | #N/A | #N/A | #N/A | #N/A | #N/A | #N/A | #N/A | #N/A | #N/A | #N/A |  |  |  | FALSE | #N/A | #N/A | #N/A | #N/A | #N/A | #N/A | #N/A | #N/A | #N/A | #N/A
FALSE | #N/A | #N/A | #N/A | #N/A | #N/A | #N/A | #N/A | #N/A | #N/A | #N/A |  |  |  | FALSE | #N/A | #N/A | #N/A | #N/A | #N/A | #N/A | #N/A | #N/A | #N/A | #N/A
FALSE | #N/A | #N/A | #N/A | #N/A | #N/A | #N/A | #N/A | #N/A | #N/A | #N/A |  |  |  | FALSE | #N/A | #N/A | #N/A | #N/A | #N/A | #N/A | #N/A | #N/A | #N/A | #N/A
FALSE | #N/A | #N/A | #N/A | #N/A | #N/A | #N/A | #N/A | #N/A | #N/A | #N/A |  |  |  | FALSE | #N/A | #N/A | #N/A | #N/A | #N/A | #N/A | #N/A | #N/A | #N/A | #N/A
FALSE | #N/A | #N/A | #N/A | #N/A | #N/A | #N/A | #N/A | #N/A | #N/A | #N/A |  |  |  | FALSE | #N/A | #N/A | #N/A | #N/A | #N/A | #N/A | #N/A | #N/A | #N/A | #N/A
FALSE | #N/A | #N/A | #N/A | #N/A | #N/A | #N/A | #N/A | #N/A | #N/A | #N/A |  |  |  | FALSE | #N/A | #N/A | #N/A | #N/A | #N/A | #N/A | #N/A | #N/A | #N/A | #N/A
FALSE | #N/A | #N/A | #N/A | #N/A | #N/A | #N/A | #N/A | #N/A | #N/A | #N/A |  |  |  | FALSE | #N/A | #N/A | #N/A | #N/A | #N/A | #N/A | #N/A | #N/A | #N/A | #N/A
FALSE | #N/A | #N/A | #N/A | #N/A | #N/A | #N/A | #N/A | #N/A | #N/A | #N/A |  |  |  | FALSE | #N/A | #N/A | #N/A | #N/A | #N/A | #N/A | #N/A | #N/A | #N/A | #N/A
FALSE | #N/A | #N/A | #N/A | #N/A | #N/A | #N/A | #N/A | #N/A | #N/A | #N/A |  |  |  | FALSE | #N/A | #N/A | #N/A | #N/A | #N/A | #N/A | #N/A | #N/A | #N/A | #N/A
FALSE | #N/A | #N/A | #N/A | #N/A | #N/A | #N/A | #N/A | #N/A | #N/A | #N/A |  |  |  | FALSE | #N/A | #N/A | #N/A | #N/A | #N/A | #N/A | #N/A | #N/A | #N/A | #N/A
FALSE | #N/A | #N/A | #N/A | #N/A | #N/A | #N/A | #N/A | #N/A | #N/A | #N/A |  |  |  | FALSE | #N/A | #N/A | #N/A | #N/A | #N/A | #N/A | #N/A | #N/A | #N/A | #N/A
FALSE | #N/A | #N/A | #N/A | #N/A | #N/A | #N/A | #N/A | #N/A | #N/A | #N/A |  |  |  | FALSE | #N/A | #N/A | #N/A | #N/A | #N/A | #N/A | #N/A | #N/A | #N/A | #N/A
FALSE | #N/A | #N/A | #N/A | #N/A | #N/A | #N/A | #N/A | #N/A | #N/A | #N/A |  |  |  | FALSE | #N/A | #N/A | #N/A | #N/A | #N/A | #N/A | #N/A | #N/A | #N/A | #N/A
FALSE | #N/A | #N/A | #N/A | #N/A | #N/A | #N/A | #N/A | #N/A | #N/A | #N/A |  |  |  | FALSE | #N/A | #N/A | #N/A | #N/A | #N/A | #N/A | #N/A | #N/A | #N/A | #N/A
FALSE | #N/A | #N/A | #N/A | #N/A | #N/A | #N/A | #N/A | #N/A | #N/A | #N/A |  |  |  | FALSE | #N/A | #N/A | #N/A | #N/A | #N/A | #N/A | #N/A | #N/A | #N/A | #N/A
FALSE | #N/A | #N/A | #N/A | #N/A | #N/A | #N/A | #N/A | #N/A | #N/A | #N/A |  |  |  | FALSE | #N/A | #N/A | #N/A | #N/A | #N/A | #N/A | #N/A | #N/A | #N/A | #N/A
FALSE | #N/A | #N/A | #N/A | #N/A | #N/A | #N/A | #N/A | #N/A | #N/A | #N/A |  |  |  | FALSE | #N/A | #N/A | #N/A | #N/A | #N/A | #N/A | #N/A | #N/A | #N/A | #N/A
FALSE | #N/A | #N/A | #N/A | #N/A | #N/A | #N/A | #N/A | #N/A | #N/A | #N/A |  |  |  | FALSE | #N/A | #N/A | #N/A | #N/A | #N/A | #N/A | #N/A | #N/A | #N/A | #N/A
FALSE | #N/A | #N/A | #N/A | #N/A | #N/A | #N/A | #N/A | #N/A | #N/A | #N/A |  |  |  | FALSE | #N/A | #N/A | #N/A | #N/A | #N/A | #N/A | #N/A | #N/A | #N/A | #N/A
FALSE | #N/A | #N/A | #N/A | #N/A | #N/A | #N/A | #N/A | #N/A | #N/A | #N/A |  |  |  | FALSE | #N/A | #N/A | #N/A | #N/A | #N/A | #N/A | #N/A | #N/A | #N/A | #N/A
FALSE | #N/A | #N/A | #N/A | #N/A | #N/A | #N/A | #N/A | #N/A | #N/A | #N/A |  |  |  | FALSE | #N/A | #N/A | #N/A | #N/A | #N/A | #N/A | #N/A | #N/A | #N/A | #N/A
FALSE | #N/A | #N/A | #N/A | #N/A | #N/A | #N/A | #N/A | #N/A | #N/A | #N/A |  |  |  | FALSE | #N/A | #N/A | #N/A | #N/A | #N/A | #N/A | #N/A | #N/A | #N/A | #N/A
FALSE | #N/A | #N/A | #N/A | #N/A | #N/A | #N/A | #N/A | #N/A | #N/A | #N/A |  |  |  | FALSE | #N/A | #N/A | #N/A | #N/A | #N/A | #N/A | #N/A | #N/A | #N/A | #N/A
FALSE | #N/A | #N/A | #N/A | #N/A | #N/A | #N/A | #N/A | #N/A | #N/A | #N/A |  |  |  | FALSE | #N/A | #N/A | #N/A | #N/A | #N/A | #N/A | #N/A | #N/A | #N/A | #N/A
FALSE | #N/A | #N/A | #N/A | #N/A | #N/A | #N/A | #N/A | #N/A | #N/A | #N/A |  |  |  | FALSE | #N/A | #N/A | #N/A | #N/A | #N/A | #N/A | #N/A | #N/A | #N/A | #N/A
FALSE | #N/A | #N/A | #N/A | #N/A | #N/A | #N/A | #N/A | #N/A | #N/A | #N/A |  |  |  | FALSE | #N/A | #N/A | #N/A | #N/A | #N/A | #N/A | #N/A | #N/A | #N/A | #N/A
FALSE | #N/A | #N/A | #N/A | #N/A | #N/A | #N/A | #N/A | #N/A | #N/A | #N/A |  |  |  | FALSE | #N/A | #N/A | #N/A | #N/A | #N/A | #N/A | #N/A | #N/A | #N/A | #N/A
FALSE | #N/A | #N/A | #N/A | #N/A | #N/A | #N/A | #N/A | #N/A | #N/A | #N/A |  |  |  | FALSE | #N/A | #N/A | #N/A | #N/A | #N/A | #N/A | #N/A | #N/A | #N/A | #N/A
FALSE | #N/A | #N/A | #N/A | #N/A | #N/A | #N/A | #N/A | #N/A | #N/A | #N/A |  |  |  | FALSE | #N/A | #N/A | #N/A | #N/A | #N/A | #N/A | #N/A | #N/A | #N/A | #N/A
FALSE | #N/A | #N/A | #N/A | #N/A | #N/A | #N/A | #N/A | #N/A | #N/A | #N/A |  |  |  | FALSE | #N/A | #N/A | #N/A | #N/A | #N/A | #N/A | #N/A | #N/A | #N/A | #N/A
FALSE | #N/A | #N/A | #N/A | #N/A | #N/A | #N/A | #N/A | #N/A | #N/A | #N/A |  |  |  | FALSE | #N/A | #N/A | #N/A | #N/A | #N/A | #N/A | #N/A | #N/A | #N/A | #N/A
FALSE | #N/A | #N/A | #N/A | #N/A | #N/A | #N/A | #N/A | #N/A | #N/A | #N/A |  |  |  | FALSE | #N/A | #N/A | #N/A | #N/A | #N/A | #N/A | #N/A | #N/A | #N/A | #N/A
FALSE | #N/A | #N/A | #N/A | #N/A | #N/A | #N/A | #N/A | #N/A | #N/A | #N/A |  |  |  | FALSE | #N/A | #N/A | #N/A | #N/A | #N/A | #N/A | #N/A | #N/A | #N/A | #N/A
FALSE | #N/A | #N/A | #N/A | #N/A | #N/A | #N/A | #N/A | #N/A | #N/A | #N/A |  |  |  | FALSE | #N/A | #N/A | #N/A | #N/A | #N/A | #N/A | #N/A | #N/A | #N/A | #N/A
FALSE | #N/A | #N/A | #N/A | #N/A | #N/A | #N/A | #N/A | #N/A | #N/A | #N/A |  |  |  | FALSE | #N/A | #N/A | #N/A | #N/A | #N/A | #N/A | #N/A | #N/A | #N/A | #N/A
FALSE | #N/A | #N/A | #N/A | #N/A | #N/A | #N/A | #N/A | #N/A | #N/A | #N/A |  |  |  | FALSE | #N/A | #N/A | #N/A | #N/A | #N/A | #N/A | #N/A | #N/A | #N/A | #N/A
FALSE | #N/A | #N/A | #N/A | #N/A | #N/A | #N/A | #N/A | #N/A | #N/A | #N/A |  |  |  | FALSE | #N/A | #N/A | #N/A | #N/A | #N/A | #N/A | #N/A | #N/A | #N/A | #N/A
FALSE | #N/A | #N/A | #N/A | #N/A | #N/A | #N/A | #N/A | #N/A | #N/A | #N/A |  |  |  | FALSE | #N/A | #N/A | #N/A | #N/A | #N/A | #N/A | #N/A | #N/A | #N/A | #N/A
FALSE | #N/A | #N/A | #N/A | #N/A | #N/A | #N/A | #N/A | #N/A | #N/A | #N/A |  |  |  | FALSE | #N/A | #N/A | #N/A | #N/A | #N/A | #N/A | #N/A | #N/A | #N/A | #N/A
FALSE | #N/A | #N/A | #N/A | #N/A | #N/A | #N/A | #N/A | #N/A | #N/A | #N/A |  |  |  | FALSE | #N/A | #N/A | #N/A | #N/A | #N/A | #N/A | #N/A | #N/A | #N/A | #N/A
FALSE | #N/A | #N/A | #N/A | #N/A | #N/A | #N/A | #N/A | #N/A | #N/A | #N/A |  |  |  | FALSE | #N/A | #N/A | #N/A | #N/A | #N/A | #N/A | #N/A | #N/A | #N/A | #N/A
FALSE | #N/A | #N/A | #N/A | #N/A | #N/A | #N/A | #N/A | #N/A | #N/A | #N/A |  |  |  | FALSE | #N/A | #N/A | #N/A | #N/A | #N/A | #N/A | #N/A | #N/A | #N/A | #N/A
FALSE | #N/A | #N/A | #N/A | #N/A | #N/A | #N/A | #N/A | #N/A | #N/A | #N/A |  |  |  | FALSE | #N/A | #N/A | #N/A | #N/A | #N/A | #N/A | #N/A | #N/A | #N/A | #N/A
FALSE | #N/A | #N/A | #N/A | #N/A | #N/A | #N/A | #N/A | #N/A | #N/A | #N/A |  |  |  | FALSE | #N/A | #N/A | #N/A | #N/A | #N/A | #N/A | #N/A | #N/A | #N/A | #N/A
FALSE | #N/A | #N/A | #N/A | #N/A | #N/A | #N/A | #N/A | #N/A | #N/A | #N/A |  |  |  | FALSE | #N/A | #N/A | #N/A | #N/A | #N/A | #N/A | #N/A | #N/A | #N/A | #N/A
FALSE | #N/A | #N/A | #N/A | #N/A | #N/A | #N/A | #N/A | #N/A | #N/A | #N/A |  |  |  | FALSE | #N/A | #N/A | #N/A | #N/A | #N/A | #N/A | #N/A | #N/A | #N/A | #N/A
FALSE | #N/A | #N/A | #N/A | #N/A | #N/A | #N/A | #N/A | #N/A | #N/A | #N/A |  |  |  | FALSE | #N/A | #N/A | #N/A | #N/A | #N/A | #N/A | #N/A | #N/A | #N/A | #N/A
FALSE | #N/A | #N/A | #N/A | #N/A | #N/A | #N/A | #N/A | #N/A | #N/A | #N/A |  |  |  | FALSE | #N/A | #N/A | #N/A | #N/A | #N/A | #N/A | #N/A | #N/A | #N/A | #N/A
FALSE | #N/A | #N/A | #N/A | #N/A | #N/A | #N/A | #N/A | #N/A | #N/A | #N/A |  |  |  | FALSE | #N/A | #N/A | #N/A | #N/A | #N/A | #N/A | #N/A | #N/A | #N/A | #N/A
FALSE | #N/A | #N/A | #N/A | #N/A | #N/A | #N/A | #N/A | #N/A | #N/A | #N/A |  |  |  | FALSE | #N/A | #N/A | #N/A | #N/A | #N/A | #N/A | #N/A | #N/A | #N/A | #N/A
FALSE | #N/A | #N/A | #N/A | #N/A | #N/A | #N/A | #N/A | #N/A | #N/A | #N/A |  |  |  | FALSE | #N/A | #N/A | #N/A | #N/A | #N/A | #N/A | #N/A | #N/A | #N/A | #N/A
FALSE | #N/A | #N/A | #N/A | #N/A | #N/A | #N/A | #N/A | #N/A | #N/A | #N/A |  |  |  | FALSE | #N/A | #N/A | #N/A | #N/A | #N/A | #N/A | #N/A | #N/A | #N/A | #N/A
FALSE | #N/A | #N/A | #N/A | #N/A | #N/A | #N/A | #N/A | #N/A | #N/A | #N/A |  |  |  | FALSE | #N/A | #N/A | #N/A | #N/A | #N/A | #N/A | #N/A | #N/A | #N/A | #N/A
FALSE | #N/A | #N/A | #N/A | #N/A | #N/A | #N/A | #N/A | #N/A | #N/A | #N/A |  |  |  | FALSE | #N/A | #N/A | #N/A | #N/A | #N/A | #N/A | #N/A | #N/A | #N/A | #N/A
FALSE | #N/A | #N/A | #N/A | #N/A | #N/A | #N/A | #N/A | #N/A | #N/A | #N/A |  |  |  | FALSE | #N/A | #N/A | #N/A | #N/A | #N/A | #N/A | #N/A | #N/A | #N/A | #N/A
FALSE | #N/A | #N/A | #N/A | #N/A | #N/A | #N/A | #N/A | #N/A | #N/A | #N/A |  |  |  | FALSE | #N/A | #N/A | #N/A | #N/A | #N/A | #N/A | #N/A | #N/A | #N/A | #N/A
FALSE | #N/A | #N/A | #N/A | #N/A | #N/A | #N/A | #N/A | #N/A | #N/A | #N/A |  |  |  | FALSE | #N/A | #N/A | #N/A | #N/A | #N/A | #N/A | #N/A | #N/A | #N/A | #N/A
FALSE | #N/A | #N/A | #N/A | #N/A | #N/A | #N/A | #N/A | #N/A | #N/A | #N/A |  |  |  | FALSE | #N/A | #N/A | #N/A | #N/A | #N/A | #N/A | #N/A | #N/A | #N/A | #N/A
FALSE | #N/A | #N/A | #N/A | #N/A | #N/A | #N/A | #N/A | #N/A | #N/A | #N/A |  |  |  | FALSE | #N/A | #N/A | #N/A | #N/A | #N/A | #N/A | #N/A | #N/A | #N/A | #N/A
FALSE | #N/A | #N/A | #N/A | #N/A | #N/A | #N/A | #N/A | #N/A | #N/A | #N/A |  |  |  | FALSE | #N/A | #N/A | #N/A | #N/A | #N/A | #N/A | #N/A | #N/A | #N/A | #N/A
FALSE | #N/A | #N/A | #N/A | #N/A | #N/A | #N/A | #N/A | #N/A | #N/A | #N/A |  |  |  | FALSE | #N/A | #N/A | #N/A | #N/A | #N/A | #N/A | #N/A | #N/A | #N/A | #N/A
FALSE | #N/A | #N/A | #N/A | #N/A | #N/A | #N/A | #N/A | #N/A | #N/A | #N/A |  |  |  | FALSE | #N/A | #N/A | #N/A | #N/A | #N/A | #N/A | #N/A | #N/A | #N/A | #N/A
FALSE | #N/A | #N/A | #N/A | #N/A | #N/A | #N/A | #N/A | #N/A | #N/A | #N/A |  |  |  | FALSE | #N/A | #N/A | #N/A | #N/A | #N/A | #N/A | #N/A | #N/A | #N/A | #N/A
FALSE | #N/A | #N/A | #N/A | #N/A | #N/A | #N/A | #N/A | #N/A | #N/A | #N/A |  |  |  | FALSE | #N/A | #N/A | #N/A | #N/A | #N/A | #N/A | #N/A | #N/A | #N/A | #N/A
FALSE | #N/A | #N/A | #N/A | #N/A | #N/A | #N/A | #N/A | #N/A | #N/A | #N/A |  |  |  | FALSE | #N/A | #N/A | #N/A | #N/A | #N/A | #N/A | #N/A | #N/A | #N/A | #N/A
FALSE | #N/A | #N/A | #N/A | #N/A | #N/A | #N/A | #N/A | #N/A | #N/A | #N/A |  |  |  | FALSE | #N/A | #N/A | #N/A | #N/A | #N/A | #N/A | #N/A | #N/A | #N/A | #N/A
FALSE | #N/A | #N/A | #N/A | #N/A | #N/A | #N/A | #N/A | #N/A | #N/A | #N/A |  |  |  | FALSE | #N/A | #N/A | #N/A | #N/A | #N/A | #N/A | #N/A | #N/A | #N/A | #N/A
FALSE | #N/A | #N/A | #N/A | #N/A | #N/A | #N/A | #N/A | #N/A | #N/A | #N/A |  |  |  | FALSE | #N/A | #N/A | #N/A | #N/A | #N/A | #N/A | #N/A | #N/A | #N/A | #N/A
FALSE | #N/A | #N/A | #N/A | #N/A | #N/A | #N/A | #N/A | #N/A | #N/A | #N/A |  |  |  | FALSE | #N/A | #N/A | #N/A | #N/A | #N/A | #N/A | #N/A | #N/A | #N/A | #N/A
FALSE | #N/A | #N/A | #N/A | #N/A | #N/A | #N/A | #N/A | #N/A | #N/A | #N/A |  |  |  | FALSE | #N/A | #N/A | #N/A | #N/A | #N/A | #N/A | #N/A | #N/A | #N/A | #N/A
FALSE | #N/A | #N/A | #N/A | #N/A | #N/A | #N/A | #N/A | #N/A | #N/A | #N/A |  |  |  | FALSE | #N/A | #N/A | #N/A | #N/A | #N/A | #N/A | #N/A | #N/A | #N/A | #N/A
FALSE | #N/A | #N/A | #N/A | #N/A | #N/A | #N/A | #N/A | #N/A | #N/A | #N/A |  |  |  | FALSE | #N/A | #N/A | #N/A | #N/A | #N/A | #N/A | #N/A | #N/A | #N/A | #N/A
FALSE | #N/A | #N/A | #N/A | #N/A | #N/A | #N/A | #N/A | #N/A | #N/A | #N/A |  |  |  | FALSE | #N/A | #N/A | #N/A | #N/A | #N/A | #N/A | #N/A | #N/A | #N/A | #N/A
FALSE | #N/A | #N/A | #N/A | #N/A | #N/A | #N/A | #N/A | #N/A | #N/A | #N/A |  |  |  | FALSE | #N/A | #N/A | #N/A | #N/A | #N/A | #N/A | #N/A | #N/A | #N/A | #N/A
FALSE | #N/A | #N/A | #N/A | #N/A | #N/A | #N/A | #N/A | #N/A | #N/A | #N/A |  |  |  | FALSE | #N/A | #N/A | #N/A | #N/A | #N/A | #N/A | #N/A | #N/A | #N/A | #N/A
FALSE | #N/A | #N/A | #N/A | #N/A | #N/A | #N/A | #N/A | #N/A | #N/A | #N/A |  |  |  | FALSE | #N/A | #N/A | #N/A | #N/A | #N/A | #N/A | #N/A | #N/A | #N/A | #N/A
FALSE | #N/A | #N/A | #N/A | #N/A | #N/A | #N/A | #N/A | #N/A | #N/A | #N/A |  |  |  | FALSE | #N/A | #N/A | #N/A | #N/A | #N/A | #N/A | #N/A | #N/A | #N/A | #N/A
FALSE | #N/A | #N/A | #N/A | #N/A | #N/A | #N/A | #N/A | #N/A | #N/A | #N/A |  |  |  | FALSE | #N/A | #N/A | #N/A | #N/A | #N/A | #N/A | #N/A | #N/A | #N/A | #N/A
FALSE | #N/A | #N/A | #N/A | #N/A | #N/A | #N/A | #N/A | #N/A | #N/A | #N/A |  |  |  | FALSE | #N/A | #N/A | #N/A | #N/A | #N/A | #N/A | #N/A | #N/A | #N/A | #N/A
FALSE | #N/A | #N/A | #N/A | #N/A | #N/A | #N/A | #N/A | #N/A | #N/A | #N/A |  |  |  | FALSE | #N/A | #N/A | #N/A | #N/A | #N/A | #N/A | #N/A | #N/A | #N/A | #N/A
FALSE | #N/A | #N/A | #N/A | #N/A | #N/A | #N/A | #N/A | #N/A | #N/A | #N/A |  |  |  | FALSE | #N/A | #N/A | #N/A | #N/A | #N/A | #N/A | #N/A | #N/A | #N/A | #N/A
FALSE | #N/A | #N/A | #N/A | #N/A | #N/A | #N/A | #N/A | #N/A | #N/A | #N/A |  |  |  | FALSE | #N/A | #N/A | #N/A | #N/A | #N/A | #N/A | #N/A | #N/A | #N/A | #N/A
FALSE | #N/A | #N/A | #N/A | #N/A | #N/A | #N/A | #N/A | #N/A | #N/A | #N/A |  |  |  | FALSE | #N/A | #N/A | #N/A | #N/A | #N/A | #N/A | #N/A | #N/A | #N/A | #N/A
FALSE | #N/A | #N/A | #N/A | #N/A | #N/A | #N/A | #N/A | #N/A | #N/A | #N/A |  |  |  | FALSE | #N/A | #N/A | #N/A | #N/A | #N/A | #N/A | #N/A | #N/A | #N/A | #N/A
FALSE | #N/A | #N/A | #N/A | #N/A | #N/A | #N/A | #N/A | #N/A | #N/A | #N/A |  |  |  | FALSE | #N/A | #N/A | #N/A | #N/A | #N/A | #N/A | #N/A | #N/A | #N/A | #N/A
FALSE | #N/A | #N/A | #N/A | #N/A | #N/A | #N/A | #N/A | #N/A | #N/A | #N/A |  |  |  | FALSE | #N/A | #N/A | #N/A | #N/A | #N/A | #N/A | #N/A | #N/A | #N/A | #N/A
FALSE | #N/A | #N/A | #N/A | #N/A | #N/A | #N/A | #N/A | #N/A | #N/A | #N/A |  |  |  | FALSE | #N/A | #N/A | #N/A | #N/A | #N/A | #N/A | #N/A | #N/A | #N/A | #N/A
FALSE | #N/A | #N/A | #N/A | #N/A | #N/A | #N/A | #N/A | #N/A | #N/A | #N/A |  |  |  | FALSE | #N/A | #N/A | #N/A | #N/A | #N/A | #N/A | #N/A | #N/A | #N/A | #N/A
FALSE | #N/A | #N/A | #N/A | #N/A | #N/A | #N/A | #N/A | #N/A | #N/A | #N/A |  |  |  | FALSE | #N/A | #N/A | #N/A | #N/A | #N/A | #N/A | #N/A | #N/A | #N/A | #N/A
FALSE | #N/A | #N/A | #N/A | #N/A | #N/A | #N/A | #N/A | #N/A | #N/A | #N/A |  |  |  | FALSE | #N/A | #N/A | #N/A | #N/A | #N/A | #N/A | #N/A | #N/A | #N/A | #N/A
FALSE | #N/A | #N/A | #N/A | #N/A | #N/A | #N/A | #N/A | #N/A | #N/A | #N/A |  |  |  | FALSE | #N/A | #N/A | #N/A | #N/A | #N/A | #N/A | #N/A | #N/A | #N/A | #N/A
FALSE | #N/A | #N/A | #N/A | #N/A | #N/A | #N/A | #N/A | #N/A | #N/A | #N/A |  |  |  | FALSE | #N/A | #N/A | #N/A | #N/A | #N/A | #N/A | #N/A | #N/A | #N/A | #N/A
FALSE | #N/A | #N/A | #N/A | #N/A | #N/A | #N/A | #N/A | #N/A | #N/A | #N/A |  |  |  | FALSE | #N/A | #N/A | #N/A | #N/A | #N/A | #N/A | #N/A | #N/A | #N/A | #N/A
FALSE | #N/A | #N/A | #N/A | #N/A | #N/A | #N/A | #N/A | #N/A | #N/A | #N/A |  |  |  | FALSE | #N/A | #N/A | #N/A | #N/A | #N/A | #N/A | #N/A | #N/A | #N/A | #N/A
FALSE | #N/A | #N/A | #N/A | #N/A | #N/A | #N/A | #N/A | #N/A | #N/A | #N/A |  |  |  | FALSE | #N/A | #N/A | #N/A | #N/A | #N/A | #N/A | #N/A | #N/A | #N/A | #N/A
FALSE | #N/A | #N/A | #N/A | #N/A | #N/A | #N/A | #N/A | #N/A | #N/A | #N/A |  |  |  | FALSE | #N/A | #N/A | #N/A | #N/A | #N/A | #N/A | #N/A | #N/A | #N/A | #N/A
FALSE | #N/A | #N/A | #N/A | #N/A | #N/A | #N/A | #N/A | #N/A | #N/A | #N/A |  |  |  | FALSE | #N/A | #N/A | #N/A | #N/A | #N/A | #N/A | #N/A | #N/A | #N/A | #N/A
FALSE | #N/A | #N/A | #N/A | #N/A | #N/A | #N/A | #N/A | #N/A | #N/A | #N/A |  |  |  | FALSE | #N/A | #N/A | #N/A | #N/A | #N/A | #N/A | #N/A | #N/A | #N/A | #N/A
FALSE | #N/A | #N/A | #N/A | #N/A | #N/A | #N/A | #N/A | #N/A | #N/A | #N/A |  |  |  | FALSE | #N/A | #N/A | #N/A | #N/A | #N/A | #N/A | #N/A | #N/A | #N/A | #N/A
FALSE | #N/A | #N/A | #N/A | #N/A | #N/A | #N/A | #N/A | #N/A | #N/A | #N/A |  |  |  | FALSE | #N/A | #N/A | #N/A | #N/A | #N/A | #N/A | #N/A | #N/A | #N/A | #N/A
FALSE | #N/A | #N/A | #N/A | #N/A | #N/A | #N/A | #N/A | #N/A | #N/A | #N/A |  |  |  | FALSE | #N/A | #N/A | #N/A | #N/A | #N/A | #N/A | #N/A | #N/A | #N/A | #N/A
FALSE | #N/A | #N/A | #N/A | #N/A | #N/A | #N/A | #N/A | #N/A | #N/A | #N/A |  |  |  | FALSE | #N/A | #N/A | #N/A | #N/A | #N/A | #N/A | #N/A | #N/A | #N/A | #N/A
FALSE | #N/A | #N/A | #N/A | #N/A | #N/A | #N/A | #N/A | #N/A | #N/A | #N/A |  |  |  | FALSE | #N/A | #N/A | #N/A | #N/A | #N/A | #N/A | #N/A | #N/A | #N/A | #N/A
FALSE | #N/A | #N/A | #N/A | #N/A | #N/A | #N/A | #N/A | #N/A | #N/A | #N/A |  |  |  | FALSE | #N/A | #N/A | #N/A | #N/A | #N/A | #N/A | #N/A | #N/A | #N/A | #N/A
FALSE | #N/A | #N/A | #N/A | #N/A | #N/A | #N/A | #N/A | #N/A | #N/A | #N/A |  |  |  | FALSE | #N/A | #N/A | #N/A | #N/A | #N/A | #N/A | #N/A | #N/A | #N/A | #N/A
FALSE | #N/A | #N/A | #N/A | #N/A | #N/A | #N/A | #N/A | #N/A | #N/A | #N/A |  |  |  | FALSE | #N/A | #N/A | #N/A | #N/A | #N/A | #N/A | #N/A | #N/A | #N/A | #N/A
FALSE | #N/A | #N/A | #N/A | #N/A | #N/A | #N/A | #N/A | #N/A | #N/A | #N/A |  |  |  | FALSE | #N/A | #N/A | #N/A | #N/A | #N/A | #N/A | #N/A | #N/A | #N/A | #N/A
FALSE | #N/A | #N/A | #N/A | #N/A | #N/A | #N/A | #N/A | #N/A | #N/A | #N/A |  |  |  | FALSE | #N/A | #N/A | #N/A | #N/A | #N/A | #N/A | #N/A | #N/A | #N/A | #N/A
FALSE | #N/A | #N/A | #N/A | #N/A | #N/A | #N/A | #N/A | #N/A | #N/A | #N/A |  |  |  | FALSE | #N/A | #N/A | #N/A | #N/A | #N/A | #N/A | #N/A | #N/A | #N/A | #N/A
FALSE | #N/A | #N/A | #N/A | #N/A | #N/A | #N/A | #N/A | #N/A | #N/A | #N/A |  |  |  | FALSE | #N/A | #N/A | #N/A | #N/A | #N/A | #N/A | #N/A | #N/A | #N/A | #N/A
FALSE | #N/A | #N/A | #N/A | #N/A | #N/A | #N/A | #N/A | #N/A | #N/A | #N/A |  |  |  | FALSE | #N/A | #N/A | #N/A | #N/A | #N/A | #N/A | #N/A | #N/A | #N/A | #N/A
FALSE | #N/A | #N/A | #N/A | #N/A | #N/A | #N/A | #N/A | #N/A | #N/A | #N/A |  |  |  | FALSE | #N/A | #N/A | #N/A | #N/A | #N/A | #N/A | #N/A | #N/A | #N/A | #N/A
FALSE | #N/A | #N/A | #N/A | #N/A | #N/A | #N/A | #N/A | #N/A | #N/A | #N/A |  |  |  | FALSE | #N/A | #N/A | #N/A | #N/A | #N/A | #N/A | #N/A | #N/A | #N/A | #N/A
FALSE | #N/A | #N/A | #N/A | #N/A | #N/A | #N/A | #N/A | #N/A | #N/A | #N/A |  |  |  | FALSE | #N/A | #N/A | #N/A | #N/A | #N/A | #N/A | #N/A | #N/A | #N/A | #N/A
FALSE | #N/A | #N/A | #N/A | #N/A | #N/A | #N/A | #N/A | #N/A | #N/A | #N/A |  |  |  | FALSE | #N/A | #N/A | #N/A | #N/A | #N/A | #N/A | #N/A | #N/A | #N/A | #N/A
FALSE | #N/A | #N/A | #N/A | #N/A | #N/A | #N/A | #N/A | #N/A | #N/A | #N/A |  |  |  | FALSE | #N/A | #N/A | #N/A | #N/A | #N/A | #N/A | #N/A | #N/A | #N/A | #N/A
FALSE | #N/A | #N/A | #N/A | #N/A | #N/A | #N/A | #N/A | #N/A | #N/A | #N/A |  |  |  | FALSE | #N/A | #N/A | #N/A | #N/A | #N/A | #N/A | #N/A | #N/A | #N/A | #N/A
FALSE | #N/A | #N/A | #N/A | #N/A | #N/A | #N/A | #N/A | #N/A | #N/A | #N/A |  |  |  | FALSE | #N/A | #N/A | #N/A | #N/A | #N/A | #N/A | #N/A | #N/A | #N/A | #N/A
FALSE | #N/A | #N/A | #N/A | #N/A | #N/A | #N/A | #N/A | #N/A | #N/A | #N/A |  |  |  | FALSE | #N/A | #N/A | #N/A | #N/A | #N/A | #N/A | #N/A | #N/A | #N/A | #N/A
FALSE | #N/A | #N/A | #N/A | #N/A | #N/A | #N/A | #N/A | #N/A | #N/A | #N/A |  |  |  | FALSE | #N/A | #N/A | #N/A | #N/A | #N/A | #N/A | #N/A | #N/A | #N/A | #N/A
FALSE | #N/A | #N/A | #N/A | #N/A | #N/A | #N/A | #N/A | #N/A | #N/A | #N/A |  |  |  | FALSE | #N/A | #N/A | #N/A | #N/A | #N/A | #N/A | #N/A | #N/A | #N/A | #N/A
FALSE | #N/A | #N/A | #N/A | #N/A | #N/A | #N/A | #N/A | #N/A | #N/A | #N/A |  |  |  | FALSE | #N/A | #N/A | #N/A | #N/A | #N/A | #N/A | #N/A | #N/A | #N/A | #N/A
FALSE | #N/A | #N/A | #N/A | #N/A | #N/A | #N/A | #N/A | #N/A | #N/A | #N/A |  |  |  | FALSE | #N/A | #N/A | #N/A | #N/A | #N/A | #N/A | #N/A | #N/A | #N/A | #N/A
FALSE | #N/A | #N/A | #N/A | #N/A | #N/A | #N/A | #N/A | #N/A | #N/A | #N/A |  |  |  | FALSE | #N/A | #N/A | #N/A | #N/A | #N/A | #N/A | #N/A | #N/A | #N/A | #N/A
FALSE | #N/A | #N/A | #N/A | #N/A | #N/A | #N/A | #N/A | #N/A | #N/A | #N/A |  |  |  | FALSE | #N/A | #N/A | #N/A | #N/A | #N/A | #N/A | #N/A | #N/A | #N/A | #N/A
FALSE | #N/A | #N/A | #N/A | #N/A | #N/A | #N/A | #N/A | #N/A | #N/A | #N/A |  |  |  | FALSE | #N/A | #N/A | #N/A | #N/A | #N/A | #N/A | #N/A | #N/A | #N/A | #N/A
FALSE | #N/A | #N/A | #N/A | #N/A | #N/A | #N/A | #N/A | #N/A | #N/A | #N/A |  |  |  | FALSE | #N/A | #N/A | #N/A | #N/A | #N/A | #N/A | #N/A | #N/A | #N/A | #N/A
FALSE | #N/A | #N/A | #N/A | #N/A | #N/A | #N/A | #N/A | #N/A | #N/A | #N/A |  |  |  | FALSE | #N/A | #N/A | #N/A | #N/A | #N/A | #N/A | #N/A | #N/A | #N/A | #N/A
FALSE | #N/A | #N/A | #N/A | #N/A | #N/A | #N/A | #N/A | #N/A | #N/A | #N/A |  |  |  | FALSE | #N/A | #N/A | #N/A | #N/A | #N/A | #N/A | #N/A | #N/A | #N/A | #N/A
FALSE | #N/A | #N/A | #N/A | #N/A | #N/A | #N/A | #N/A | #N/A | #N/A | #N/A |  |  |  | FALSE | #N/A | #N/A | #N/A | #N/A | #N/A | #N/A | #N/A | #N/A | #N/A | #N/A
FALSE | #N/A | #N/A | #N/A | #N/A | #N/A | #N/A | #N/A | #N/A | #N/A | #N/A |  |  |  | FALSE | #N/A | #N/A | #N/A | #N/A | #N/A | #N/A | #N/A | #N/A | #N/A | #N/A
FALSE | #N/A | #N/A | #N/A | #N/A | #N/A | #N/A | #N/A | #N/A | #N/A | #N/A |  |  |  | FALSE | #N/A | #N/A | #N/A | #N/A | #N/A | #N/A | #N/A | #N/A | #N/A | #N/A
FALSE | #N/A | #N/A | #N/A | #N/A | #N/A | #N/A | #N/A | #N/A | #N/A | #N/A |  |  |  | FALSE | #N/A | #N/A | #N/A | #N/A | #N/A | #N/A | #N/A | #N/A | #N/A | #N/A
FALSE | #N/A | #N/A | #N/A | #N/A | #N/A | #N/A | #N/A | #N/A | #N/A | #N/A |  |  |  | FALSE | #N/A | #N/A | #N/A | #N/A | #N/A | #N/A | #N/A | #N/A | #N/A | #N/A
FALSE | #N/A | #N/A | #N/A | #N/A | #N/A | #N/A | #N/A | #N/A | #N/A | #N/A |  |  |  | FALSE | #N/A | #N/A | #N/A | #N/A | #N/A | #N/A | #N/A | #N/A | #N/A | #N/A
FALSE | #N/A | #N/A | #N/A | #N/A | #N/A | #N/A | #N/A | #N/A | #N/A | #N/A |  |  |  | FALSE | #N/A | #N/A | #N/A | #N/A | #N/A | #N/A | #N/A | #N/A | #N/A | #N/A
FALSE | #N/A | #N/A | #N/A | #N/A | #N/A | #N/A | #N/A | #N/A | #N/A | #N/A |  |  |  | FALSE | #N/A | #N/A | #N/A | #N/A | #N/A | #N/A | #N/A | #N/A | #N/A | #N/A
FALSE | #N/A | #N/A | #N/A | #N/A | #N/A | #N/A | #N/A | #N/A | #N/A | #N/A |  |  |  | FALSE | #N/A | #N/A | #N/A | #N/A | #N/A | #N/A | #N/A | #N/A | #N/A | #N/A
FALSE | #N/A | #N/A | #N/A | #N/A | #N/A | #N/A | #N/A | #N/A | #N/A | #N/A |  |  |  | FALSE | #N/A | #N/A | #N/A | #N/A | #N/A | #N/A | #N/A | #N/A | #N/A | #N/A
FALSE | #N/A | #N/A | #N/A | #N/A | #N/A | #N/A | #N/A | #N/A | #N/A | #N/A |  |  |  | FALSE | #N/A | #N/A | #N/A | #N/A | #N/A | #N/A | #N/A | #N/A | #N/A | #N/A
FALSE | #N/A | #N/A | #N/A | #N/A | #N/A | #N/A | #N/A | #N/A | #N/A | #N/A |  |  |  | FALSE | #N/A | #N/A | #N/A | #N/A | #N/A | #N/A | #N/A | #N/A | #N/A | #N/A
FALSE | #N/A | #N/A | #N/A | #N/A | #N/A | #N/A | #N/A | #N/A | #N/A | #N/A |  |  |  | FALSE | #N/A | #N/A | #N/A | #N/A | #N/A | #N/A | #N/A | #N/A | #N/A | #N/A
FALSE | #N/A | #N/A | #N/A | #N/A | #N/A | #N/A | #N/A | #N/A | #N/A | #N/A |  |  |  | FALSE | #N/A | #N/A | #N/A | #N/A | #N/A | #N/A | #N/A | #N/A | #N/A | #N/A
FALSE | #N/A | #N/A | #N/A | #N/A | #N/A | #N/A | #N/A | #N/A | #N/A | #N/A |  |  |  | FALSE | #N/A | #N/A | #N/A | #N/A | #N/A | #N/A | #N/A | #N/A | #N/A | #N/A
FALSE | #N/A | #N/A | #N/A | #N/A | #N/A | #N/A | #N/A | #N/A | #N/A | #N/A |  |  |  | FALSE | #N/A | #N/A | #N/A | #N/A | #N/A | #N/A | #N/A | #N/A | #N/A | #N/A
FALSE | #N/A | #N/A | #N/A | #N/A | #N/A | #N/A | #N/A | #N/A | #N/A | #N/A |  |  |  | FALSE | #N/A | #N/A | #N/A | #N/A | #N/A | #N/A | #N/A | #N/A | #N/A | #N/A
FALSE | #N/A | #N/A | #N/A | #N/A | #N/A | #N/A | #N/A | #N/A | #N/A | #N/A |  |  |  | FALSE | #N/A | #N/A | #N/A | #N/A | #N/A | #N/A | #N/A | #N/A | #N/A | #N/A
FALSE | #N/A | #N/A | #N/A | #N/A | #N/A | #N/A | #N/A | #N/A | #N/A | #N/A |  |  |  | FALSE | #N/A | #N/A | #N/A | #N/A | #N/A | #N/A | #N/A | #N/A | #N/A | #N/A
FALSE | #N/A | #N/A | #N/A | #N/A | #N/A | #N/A | #N/A | #N/A | #N/A | #N/A |  |  |  | FALSE | #N/A | #N/A | #N/A | #N/A | #N/A | #N/A | #N/A | #N/A | #N/A | #N/A
FALSE | #N/A | #N/A | #N/A | #N/A | #N/A | #N/A | #N/A | #N/A | #N/A | #N/A |  |  |  | FALSE | #N/A | #N/A | #N/A | #N/A | #N/A | #N/A | #N/A | #N/A | #N/A | #N/A
FALSE | #N/A | #N/A | #N/A | #N/A | #N/A | #N/A | #N/A | #N/A | #N/A | #N/A |  |  |  | FALSE | #N/A | #N/A | #N/A | #N/A | #N/A | #N/A | #N/A | #N/A | #N/A | #N/A
FALSE | #N/A | #N/A | #N/A | #N/A | #N/A | #N/A | #N/A | #N/A | #N/A | #N/A |  |  |  | FALSE | #N/A | #N/A | #N/A | #N/A | #N/A | #N/A | #N/A | #N/A | #N/A | #N/A
FALSE | #N/A | #N/A | #N/A | #N/A | #N/A | #N/A | #N/A | #N/A | #N/A | #N/A |  |  |  | FALSE | #N/A | #N/A | #N/A | #N/A | #N/A | #N/A | #N/A | #N/A | #N/A | #N/A
FALSE | #N/A | #N/A | #N/A | #N/A | #N/A | #N/A | #N/A | #N/A | #N/A | #N/A |  |  |  | FALSE | #N/A | #N/A | #N/A | #N/A | #N/A | #N/A | #N/A | #N/A | #N/A | #N/A
FALSE | #N/A | #N/A | #N/A | #N/A | #N/A | #N/A | #N/A | #N/A | #N/A | #N/A |  |  |  | FALSE | #N/A | #N/A | #N/A | #N/A | #N/A | #N/A | #N/A | #N/A | #N/A | #N/A
FALSE | #N/A | #N/A | #N/A | #N/A | #N/A | #N/A | #N/A | #N/A | #N/A | #N/A |  |  |  | FALSE | #N/A | #N/A | #N/A | #N/A | #N/A | #N/A | #N/A | #N/A | #N/A | #N/A
FALSE | #N/A | #N/A | #N/A | #N/A | #N/A | #N/A | #N/A | #N/A | #N/A | #N/A |  |  |  | FALSE | #N/A | #N/A | #N/A | #N/A | #N/A | #N/A | #N/A | #N/A | #N/A | #N/A
FALSE | #N/A | #N/A | #N/A | #N/A | #N/A | #N/A | #N/A | #N/A | #N/A | #N/A |  |  |  | FALSE | #N/A | #N/A | #N/A | #N/A | #N/A | #N/A | #N/A | #N/A | #N/A | #N/A
FALSE | #N/A | #N/A | #N/A | #N/A | #N/A | #N/A | #N/A | #N/A | #N/A | #N/A |  |  |  | FALSE | #N/A | #N/A | #N/A | #N/A | #N/A | #N/A | #N/A | #N/A | #N/A | #N/A
FALSE | #N/A | #N/A | #N/A | #N/A | #N/A | #N/A | #N/A | #N/A | #N/A | #N/A |  |  |  | FALSE | #N/A | #N/A | #N/A | #N/A | #N/A | #N/A | #N/A | #N/A | #N/A | #N/A
FALSE | #N/A | #N/A | #N/A | #N/A | #N/A | #N/A | #N/A | #N/A | #N/A | #N/A |  |  |  | FALSE | #N/A | #N/A | #N/A | #N/A | #N/A | #N/A | #N/A | #N/A | #N/A | #N/A
FALSE | #N/A | #N/A | #N/A | #N/A | #N/A | #N/A | #N/A | #N/A | #N/A | #N/A |  |  |  | FALSE | #N/A | #N/A | #N/A | #N/A | #N/A | #N/A | #N/A | #N/A | #N/A | #N/A
FALSE | #N/A | #N/A | #N/A | #N/A | #N/A | #N/A | #N/A | #N/A | #N/A | #N/A |  |  |  | FALSE | #N/A | #N/A | #N/A | #N/A | #N/A | #N/A | #N/A | #N/A | #N/A | #N/A
FALSE | #N/A | #N/A | #N/A | #N/A | #N/A | #N/A | #N/A | #N/A | #N/A | #N/A |  |  |  | FALSE | #N/A | #N/A | #N/A | #N/A | #N/A | #N/A | #N/A | #N/A | #N/A | #N/A
FALSE | #N/A | #N/A | #N/A | #N/A | #N/A | #N/A | #N/A | #N/A | #N/A | #N/A |  |  |  | FALSE | #N/A | #N/A | #N/A | #N/A | #N/A | #N/A | #N/A | #N/A | #N/A | #N/A
FALSE | #N/A | #N/A | #N/A | #N/A | #N/A | #N/A | #N/A | #N/A | #N/A | #N/A |  |  |  | FALSE | #N/A | #N/A | #N/A | #N/A | #N/A | #N/A | #N/A | #N/A | #N/A | #N/A
FALSE | #N/A | #N/A | #N/A | #N/A | #N/A | #N/A | #N/A | #N/A | #N/A | #N/A |  |  |  | FALSE | #N/A | #N/A | #N/A | #N/A | #N/A | #N/A | #N/A | #N/A | #N/A | #N/A
FALSE | #N/A | #N/A | #N/A | #N/A | #N/A | #N/A | #N/A | #N/A | #N/A | #N/A |  |  |  | FALSE | #N/A | #N/A | #N/A | #N/A | #N/A | #N/A | #N/A | #N/A | #N/A | #N/A
FALSE | #N/A | #N/A | #N/A | #N/A | #N/A | #N/A | #N/A | #N/A | #N/A | #N/A |  |  |  | FALSE | #N/A | #N/A | #N/A | #N/A | #N/A | #N/A | #N/A | #N/A | #N/A | #N/A
FALSE | #N/A | #N/A | #N/A | #N/A | #N/A | #N/A | #N/A | #N/A | #N/A | #N/A |  |  |  | FALSE | #N/A | #N/A | #N/A | #N/A | #N/A | #N/A | #N/A | #N/A | #N/A | #N/A
FALSE | #N/A | #N/A | #N/A | #N/A | #N/A | #N/A | #N/A | #N/A | #N/A | #N/A |  |  |  | FALSE | #N/A | #N/A | #N/A | #N/A | #N/A | #N/A | #N/A | #N/A | #N/A | #N/A
FALSE | #N/A | #N/A | #N/A | #N/A | #N/A | #N/A | #N/A | #N/A | #N/A | #N/A |  |  |  | FALSE | #N/A | #N/A | #N/A | #N/A | #N/A | #N/A | #N/A | #N/A | #N/A | #N/A
FALSE | #N/A | #N/A | #N/A | #N/A | #N/A | #N/A | #N/A | #N/A | #N/A | #N/A |  |  |  | FALSE | #N/A | #N/A | #N/A | #N/A | #N/A | #N/A | #N/A | #N/A | #N/A | #N/A
FALSE | #N/A | #N/A | #N/A | #N/A | #N/A | #N/A | #N/A | #N/A | #N/A | #N/A |  |  |  | FALSE | #N/A | #N/A | #N/A | #N/A | #N/A | #N/A | #N/A | #N/A | #N/A | #N/A
FALSE | #N/A | #N/A | #N/A | #N/A | #N/A | #N/A | #N/A | #N/A | #N/A | #N/A |  |  |  | FALSE | #N/A | #N/A | #N/A | #N/A | #N/A | #N/A | #N/A | #N/A | #N/A | #N/A
FALSE | #N/A | #N/A | #N/A | #N/A | #N/A | #N/A | #N/A | #N/A | #N/A | #N/A |  |  |  | FALSE | #N/A | #N/A | #N/A | #N/A | #N/A | #N/A | #N/A | #N/A | #N/A | #N/A
FALSE | #N/A | #N/A | #N/A | #N/A | #N/A | #N/A | #N/A | #N/A | #N/A | #N/A |  |  |  | FALSE | #N/A | #N/A | #N/A | #N/A | #N/A | #N/A | #N/A | #N/A | #N/A | #N/A
FALSE | #N/A | #N/A | #N/A | #N/A | #N/A | #N/A | #N/A | #N/A | #N/A | #N/A |  |  |  | FALSE | #N/A | #N/A | #N/A | #N/A | #N/A | #N/A | #N/A | #N/A | #N/A | #N/A
FALSE | #N/A | #N/A | #N/A | #N/A | #N/A | #N/A | #N/A | #N/A | #N/A | #N/A |  |  |  | FALSE | #N/A | #N/A | #N/A | #N/A | #N/A | #N/A | #N/A | #N/A | #N/A | #N/A
FALSE | #N/A | #N/A | #N/A | #N/A | #N/A | #N/A | #N/A | #N/A | #N/A | #N/A |  |  |  | FALSE | #N/A | #N/A | #N/A | #N/A | #N/A | #N/A | #N/A | #N/A | #N/A | #N/A
FALSE | #N/A | #N/A | #N/A | #N/A | #N/A | #N/A | #N/A | #N/A | #N/A | #N/A |  |  |  | FALSE | #N/A | #N/A | #N/A | #N/A | #N/A | #N/A | #N/A | #N/A | #N/A | #N/A
FALSE | #N/A | #N/A | #N/A | #N/A | #N/A | #N/A | #N/A | #N/A | #N/A | #N/A |  |  |  | FALSE | #N/A | #N/A | #N/A | #N/A | #N/A | #N/A | #N/A | #N/A | #N/A | #N/A
FALSE | #N/A | #N/A | #N/A | #N/A | #N/A | #N/A | #N/A | #N/A | #N/A | #N/A |  |  |  | FALSE | #N/A | #N/A | #N/A | #N/A | #N/A | #N/A | #N/A | #N/A | #N/A | #N/A
FALSE | #N/A | #N/A | #N/A | #N/A | #N/A | #N/A | #N/A | #N/A | #N/A | #N/A |  |  |  | FALSE | #N/A | #N/A | #N/A | #N/A | #N/A | #N/A | #N/A | #N/A | #N/A | #N/A
FALSE | #N/A | #N/A | #N/A | #N/A | #N/A | #N/A | #N/A | #N/A | #N/A | #N/A |  |  |  | FALSE | #N/A | #N/A | #N/A | #N/A | #N/A | #N/A | #N/A | #N/A | #N/A | #N/A
FALSE | #N/A | #N/A | #N/A | #N/A | #N/A | #N/A | #N/A | #N/A | #N/A | #N/A |  |  |  | FALSE | #N/A | #N/A | #N/A | #N/A | #N/A | #N/A | #N/A | #N/A | #N/A | #N/A
FALSE | #N/A | #N/A | #N/A | #N/A | #N/A | #N/A | #N/A | #N/A | #N/A | #N/A |  |  |  | FALSE | #N/A | #N/A | #N/A | #N/A | #N/A | #N/A | #N/A | #N/A | #N/A | #N/A
FALSE | #N/A | #N/A | #N/A | #N/A | #N/A | #N/A | #N/A | #N/A | #N/A | #N/A |  |  |  | FALSE | #N/A | #N/A | #N/A | #N/A | #N/A | #N/A | #N/A | #N/A | #N/A | #N/A
FALSE | #N/A | #N/A | #N/A | #N/A | #N/A | #N/A | #N/A | #N/A | #N/A | #N/A |  |  |  | FALSE | #N/A | #N/A | #N/A | #N/A | #N/A | #N/A | #N/A | #N/A | #N/A | #N/A
FALSE | #N/A | #N/A | #N/A | #N/A | #N/A | #N/A | #N/A | #N/A | #N/A | #N/A |  |  |  | FALSE | #N/A | #N/A | #N/A | #N/A | #N/A | #N/A | #N/A | #N/A | #N/A | #N/A
FALSE | #N/A | #N/A | #N/A | #N/A | #N/A | #N/A | #N/A | #N/A | #N/A | #N/A |  |  |  | FALSE | #N/A | #N/A | #N/A | #N/A | #N/A | #N/A | #N/A | #N/A | #N/A | #N/A
FALSE | #N/A | #N/A | #N/A | #N/A | #N/A | #N/A | #N/A | #N/A | #N/A | #N/A |  |  |  | FALSE | #N/A | #N/A | #N/A | #N/A | #N/A | #N/A | #N/A | #N/A | #N/A | #N/A
FALSE | #N/A | #N/A | #N/A | #N/A | #N/A | #N/A | #N/A | #N/A | #N/A | #N/A |  |  |  | FALSE | #N/A | #N/A | #N/A | #N/A | #N/A | #N/A | #N/A | #N/A | #N/A | #N/A
FALSE | #N/A | #N/A | #N/A | #N/A | #N/A | #N/A | #N/A | #N/A | #N/A | #N/A |  |  |  | FALSE | #N/A | #N/A | #N/A | #N/A | #N/A | #N/A | #N/A | #N/A | #N/A | #N/A
FALSE | #N/A | #N/A | #N/A | #N/A | #N/A | #N/A | #N/A | #N/A | #N/A | #N/A |  |  |  | FALSE | #N/A | #N/A | #N/A | #N/A | #N/A | #N/A | #N/A | #N/A | #N/A | #N/A
FALSE | #N/A | #N/A | #N/A | #N/A | #N/A | #N/A | #N/A | #N/A | #N/A | #N/A |  |  |  | FALSE | #N/A | #N/A | #N/A | #N/A | #N/A | #N/A | #N/A | #N/A | #N/A | #N/A
FALSE | #N/A | #N/A | #N/A | #N/A | #N/A | #N/A | #N/A | #N/A | #N/A | #N/A |  |  |  | FALSE | #N/A | #N/A | #N/A | #N/A | #N/A | #N/A | #N/A | #N/A | #N/A | #N/A
FALSE | #N/A | #N/A | #N/A | #N/A | #N/A | #N/A | #N/A | #N/A | #N/A | #N/A |  |  |  | FALSE | #N/A | #N/A | #N/A | #N/A | #N/A | #N/A | #N/A | #N/A | #N/A | #N/A
FALSE | #N/A | #N/A | #N/A | #N/A | #N/A | #N/A | #N/A | #N/A | #N/A | #N/A |  |  |  | FALSE | #N/A | #N/A | #N/A | #N/A | #N/A | #N/A | #N/A | #N/A | #N/A | #N/A
FALSE | #N/A | #N/A | #N/A | #N/A | #N/A | #N/A | #N/A | #N/A | #N/A | #N/A |  |  |  | FALSE | #N/A | #N/A | #N/A | #N/A | #N/A | #N/A | #N/A | #N/A | #N/A | #N/A
FALSE | #N/A | #N/A | #N/A | #N/A | #N/A | #N/A | #N/A | #N/A | #N/A | #N/A |  |  |  | FALSE | #N/A | #N/A | #N/A | #N/A | #N/A | #N/A | #N/A | #N/A | #N/A | #N/A
FALSE | #N/A | #N/A | #N/A | #N/A | #N/A | #N/A | #N/A | #N/A | #N/A | #N/A |  |  |  | FALSE | #N/A | #N/A | #N/A | #N/A | #N/A | #N/A | #N/A | #N/A | #N/A | #N/A
FALSE | #N/A | #N/A | #N/A | #N/A | #N/A | #N/A | #N/A | #N/A | #N/A | #N/A |  |  |  | FALSE | #N/A | #N/A | #N/A | #N/A | #N/A | #N/A | #N/A | #N/A | #N/A | #N/A
FALSE | #N/A | #N/A | #N/A | #N/A | #N/A | #N/A | #N/A | #N/A | #N/A | #N/A |  |  |  | FALSE | #N/A | #N/A | #N/A | #N/A | #N/A | #N/A | #N/A | #N/A | #N/A | #N/A
FALSE | #N/A | #N/A | #N/A | #N/A | #N/A | #N/A | #N/A | #N/A | #N/A | #N/A |  |  |  | FALSE | #N/A | #N/A | #N/A | #N/A | #N/A | #N/A | #N/A | #N/A | #N/A | #N/A
FALSE | #N/A | #N/A | #N/A | #N/A | #N/A | #N/A | #N/A | #N/A | #N/A | #N/A |  |  |  | FALSE | #N/A | #N/A | #N/A | #N/A | #N/A | #N/A | #N/A | #N/A | #N/A | #N/A
FALSE | #N/A | #N/A | #N/A | #N/A | #N/A | #N/A | #N/A | #N/A | #N/A | #N/A |  |  |  | FALSE | #N/A | #N/A | #N/A | #N/A | #N/A | #N/A | #N/A | #N/A | #N/A | #N/A
FALSE | #N/A | #N/A | #N/A | #N/A | #N/A | #N/A | #N/A | #N/A | #N/A | #N/A |  |  |  | FALSE | #N/A | #N/A | #N/A | #N/A | #N/A | #N/A | #N/A | #N/A | #N/A | #N/A
FALSE | #N/A | #N/A | #N/A | #N/A | #N/A | #N/A | #N/A | #N/A | #N/A | #N/A |  |  |  | FALSE | #N/A | #N/A | #N/A | #N/A | #N/A | #N/A | #N/A | #N/A | #N/A | #N/A
FALSE | #N/A | #N/A | #N/A | #N/A | #N/A | #N/A | #N/A | #N/A | #N/A | #N/A |  |  |  | FALSE | #N/A | #N/A | #N/A | #N/A | #N/A | #N/A | #N/A | #N/A | #N/A | #N/A
FALSE | #N/A | #N/A | #N/A | #N/A | #N/A | #N/A | #N/A | #N/A | #N/A | #N/A |  |  |  | FALSE | #N/A | #N/A | #N/A | #N/A | #N/A | #N/A | #N/A | #N/A | #N/A | #N/A
FALSE | #N/A | #N/A | #N/A | #N/A | #N/A | #N/A | #N/A | #N/A | #N/A | #N/A |  |  |  | FALSE | #N/A | #N/A | #N/A | #N/A | #N/A | #N/A | #N/A | #N/A | #N/A | #N/A
FALSE | #N/A | #N/A | #N/A | #N/A | #N/A | #N/A | #N/A | #N/A | #N/A | #N/A |  |  |  | FALSE | #N/A | #N/A | #N/A | #N/A | #N/A | #N/A | #N/A | #N/A | #N/A | #N/A
FALSE | #N/A | #N/A | #N/A | #N/A | #N/A | #N/A | #N/A | #N/A | #N/A | #N/A |  |  |  | FALSE | #N/A | #N/A | #N/A | #N/A | #N/A | #N/A | #N/A | #N/A | #N/A | #N/A
FALSE | #N/A | #N/A | #N/A | #N/A | #N/A | #N/A | #N/A | #N/A | #N/A | #N/A |  |  |  | FALSE | #N/A | #N/A | #N/A | #N/A | #N/A | #N/A | #N/A | #N/A | #N/A | #N/A
FALSE | #N/A | #N/A | #N/A | #N/A | #N/A | #N/A | #N/A | #N/A | #N/A | #N/A |  |  |  | FALSE | #N/A | #N/A | #N/A | #N/A | #N/A | #N/A | #N/A | #N/A | #N/A | #N/A
FALSE | #N/A | #N/A | #N/A | #N/A | #N/A | #N/A | #N/A | #N/A | #N/A | #N/A |  |  |  | FALSE | #N/A | #N/A | #N/A | #N/A | #N/A | #N/A | #N/A | #N/A | #N/A | #N/A
FALSE | #N/A | #N/A | #N/A | #N/A | #N/A | #N/A | #N/A | #N/A | #N/A | #N/A |  |  |  | FALSE | #N/A | #N/A | #N/A | #N/A | #N/A | #N/A | #N/A | #N/A | #N/A | #N/A
FALSE | #N/A | #N/A | #N/A | #N/A | #N/A | #N/A | #N/A | #N/A | #N/A | #N/A |  |  |  | FALSE | #N/A | #N/A | #N/A | #N/A | #N/A | #N/A | #N/A | #N/A | #N/A | #N/A
FALSE | #N/A | #N/A | #N/A | #N/A | #N/A | #N/A | #N/A | #N/A | #N/A | #N/A |  |  |  | FALSE | #N/A | #N/A | #N/A | #N/A | #N/A | #N/A | #N/A | #N/A | #N/A | #N/A
FALSE | #N/A | #N/A | #N/A | #N/A | #N/A | #N/A | #N/A | #N/A | #N/A | #N/A |  |  |  | FALSE | #N/A | #N/A | #N/A | #N/A | #N/A | #N/A | #N/A | #N/A | #N/A | #N/A
FALSE | #N/A | #N/A | #N/A | #N/A | #N/A | #N/A | #N/A | #N/A | #N/A | #N/A |  |  |  | FALSE | #N/A | #N/A | #N/A | #N/A | #N/A | #N/A | #N/A | #N/A | #N/A | #N/A
FALSE | #N/A | #N/A | #N/A | #N/A | #N/A | #N/A | #N/A | #N/A | #N/A | #N/A |  |  |  | FALSE | #N/A | #N/A | #N/A | #N/A | #N/A | #N/A | #N/A | #N/A | #N/A | #N/A
FALSE | #N/A | #N/A | #N/A | #N/A | #N/A | #N/A | #N/A | #N/A | #N/A | #N/A |  |  |  | FALSE | #N/A | #N/A | #N/A | #N/A | #N/A | #N/A | #N/A | #N/A | #N/A | #N/A
FALSE | #N/A | #N/A | #N/A | #N/A | #N/A | #N/A | #N/A | #N/A | #N/A | #N/A |  |  |  | FALSE | #N/A | #N/A | #N/A | #N/A | #N/A | #N/A | #N/A | #N/A | #N/A | #N/A
FALSE | #N/A | #N/A | #N/A | #N/A | #N/A | #N/A | #N/A | #N/A | #N/A | #N/A |  |  |  | FALSE | #N/A | #N/A | #N/A | #N/A | #N/A | #N/A | #N/A | #N/A | #N/A | #N/A
FALSE | #N/A | #N/A | #N/A | #N/A | #N/A | #N/A | #N/A | #N/A | #N/A | #N/A |  |  |  | FALSE | #N/A | #N/A | #N/A | #N/A | #N/A | #N/A | #N/A | #N/A | #N/A | #N/A
FALSE | #N/A | #N/A | #N/A | #N/A | #N/A | #N/A | #N/A | #N/A | #N/A | #N/A |  |  |  | FALSE | #N/A | #N/A | #N/A | #N/A | #N/A | #N/A | #N/A | #N/A | #N/A | #N/A
FALSE | #N/A | #N/A | #N/A | #N/A | #N/A | #N/A | #N/A | #N/A | #N/A | #N/A |  |  |  | FALSE | #N/A | #N/A | #N/A | #N/A | #N/A | #N/A | #N/A | #N/A | #N/A | #N/A
FALSE | #N/A | #N/A | #N/A | #N/A | #N/A | #N/A | #N/A | #N/A | #N/A | #N/A |  |  |  | FALSE | #N/A | #N/A | #N/A | #N/A | #N/A | #N/A | #N/A | #N/A | #N/A | #N/A
FALSE | #N/A | #N/A | #N/A | #N/A | #N/A | #N/A | #N/A | #N/A | #N/A | #N/A |  |  |  | FALSE | #N/A | #N/A | #N/A | #N/A | #N/A | #N/A | #N/A | #N/A | #N/A | #N/A
FALSE | #N/A | #N/A | #N/A | #N/A | #N/A | #N/A | #N/A | #N/A | #N/A | #N/A |  |  |  | FALSE | #N/A | #N/A | #N/A | #N/A | #N/A | #N/A | #N/A | #N/A | #N/A | #N/A
FALSE | #N/A | #N/A | #N/A | #N/A | #N/A | #N/A | #N/A | #N/A | #N/A | #N/A |  |  |  | FALSE | #N/A | #N/A | #N/A | #N/A | #N/A | #N/A | #N/A | #N/A | #N/A | #N/A
FALSE | #N/A | #N/A | #N/A | #N/A | #N/A | #N/A | #N/A | #N/A | #N/A | #N/A |  |  |  | FALSE | #N/A | #N/A | #N/A | #N/A | #N/A | #N/A | #N/A | #N/A | #N/A | #N/A
FALSE | #N/A | #N/A | #N/A | #N/A | #N/A | #N/A | #N/A | #N/A | #N/A | #N/A |  |  |  | FALSE | #N/A | #N/A | #N/A | #N/A | #N/A | #N/A | #N/A | #N/A | #N/A | #N/A
FALSE | #N/A | #N/A | #N/A | #N/A | #N/A | #N/A | #N/A | #N/A | #N/A | #N/A |  |  |  | FALSE | #N/A | #N/A | #N/A | #N/A | #N/A | #N/A | #N/A | #N/A | #N/A | #N/A
FALSE | #N/A | #N/A | #N/A | #N/A | #N/A | #N/A | #N/A | #N/A | #N/A | #N/A |  |  |  | FALSE | #N/A | #N/A | #N/A | #N/A | #N/A | #N/A | #N/A | #N/A | #N/A | #N/A
FALSE | #N/A | #N/A | #N/A | #N/A | #N/A | #N/A | #N/A | #N/A | #N/A | #N/A |  |  |  | FALSE | #N/A | #N/A | #N/A | #N/A | #N/A | #N/A | #N/A | #N/A | #N/A | #N/A
FALSE | #N/A | #N/A | #N/A | #N/A | #N/A | #N/A | #N/A | #N/A | #N/A | #N/A |  |  |  | FALSE | #N/A | #N/A | #N/A | #N/A | #N/A | #N/A | #N/A | #N/A | #N/A | #N/A
FALSE | #N/A | #N/A | #N/A | #N/A | #N/A | #N/A | #N/A | #N/A | #N/A | #N/A |  |  |  | FALSE | #N/A | #N/A | #N/A | #N/A | #N/A | #N/A | #N/A | #N/A | #N/A | #N/A
FALSE | #N/A | #N/A | #N/A | #N/A | #N/A | #N/A | #N/A | #N/A | #N/A | #N/A |  |  |  | FALSE | #N/A | #N/A | #N/A | #N/A | #N/A | #N/A | #N/A | #N/A | #N/A | #N/A
FALSE | #N/A | #N/A | #N/A | #N/A | #N/A | #N/A | #N/A | #N/A | #N/A | #N/A |  |  |  | FALSE | #N/A | #N/A | #N/A | #N/A | #N/A | #N/A | #N/A | #N/A | #N/A | #N/A
FALSE | #N/A | #N/A | #N/A | #N/A | #N/A | #N/A | #N/A | #N/A | #N/A | #N/A |  |  |  | FALSE | #N/A | #N/A | #N/A | #N/A | #N/A | #N/A | #N/A | #N/A | #N/A | #N/A
FALSE | #N/A | #N/A | #N/A | #N/A | #N/A | #N/A | #N/A | #N/A | #N/A | #N/A |  |  |  | FALSE | #N/A | #N/A | #N/A | #N/A | #N/A | #N/A | #N/A | #N/A | #N/A | #N/A
FALSE | #N/A | #N/A | #N/A | #N/A | #N/A | #N/A | #N/A | #N/A | #N/A | #N/A |  |  |  | FALSE | #N/A | #N/A | #N/A | #N/A | #N/A | #N/A | #N/A | #N/A | #N/A | #N/A
FALSE | #N/A | #N/A | #N/A | #N/A | #N/A | #N/A | #N/A | #N/A | #N/A | #N/A |  |  |  | FALSE | #N/A | #N/A | #N/A | #N/A | #N/A | #N/A | #N/A | #N/A | #N/A | #N/A
FALSE | #N/A | #N/A | #N/A | #N/A | #N/A | #N/A | #N/A | #N/A | #N/A | #N/A |  |  |  | FALSE | #N/A | #N/A | #N/A | #N/A | #N/A | #N/A | #N/A | #N/A | #N/A | #N/A
FALSE | #N/A | #N/A | #N/A | #N/A | #N/A | #N/A | #N/A | #N/A | #N/A | #N/A |  |  |  | FALSE | #N/A | #N/A | #N/A | #N/A | #N/A | #N/A | #N/A | #N/A | #N/A | #N/A
FALSE | #N/A | #N/A | #N/A | #N/A | #N/A | #N/A | #N/A | #N/A | #N/A | #N/A |  |  |  | FALSE | #N/A | #N/A | #N/A | #N/A | #N/A | #N/A | #N/A | #N/A | #N/A | #N/A
FALSE | #N/A | #N/A | #N/A | #N/A | #N/A | #N/A | #N/A | #N/A | #N/A | #N/A |  |  |  | FALSE | #N/A | #N/A | #N/A | #N/A | #N/A | #N/A | #N/A | #N/A | #N/A | #N/A
FALSE | #N/A | #N/A | #N/A | #N/A | #N/A | #N/A | #N/A | #N/A | #N/A | #N/A |  |  |  | FALSE | #N/A | #N/A | #N/A | #N/A | #N/A | #N/A | #N/A | #N/A | #N/A | #N/A
FALSE | #N/A | #N/A | #N/A | #N/A | #N/A | #N/A | #N/A | #N/A | #N/A | #N/A |  |  |  | FALSE | #N/A | #N/A | #N/A | #N/A | #N/A | #N/A | #N/A | #N/A | #N/A | #N/A
FALSE | #N/A | #N/A | #N/A | #N/A | #N/A | #N/A | #N/A | #N/A | #N/A | #N/A |  |  |  | FALSE | #N/A | #N/A | #N/A | #N/A | #N/A | #N/A | #N/A | #N/A | #N/A | #N/A
FALSE | #N/A | #N/A | #N/A | #N/A | #N/A | #N/A | #N/A | #N/A | #N/A | #N/A |  |  |  | FALSE | #N/A | #N/A | #N/A | #N/A | #N/A | #N/A | #N/A | #N/A | #N/A | #N/A
FALSE | #N/A | #N/A | #N/A | #N/A | #N/A | #N/A | #N/A | #N/A | #N/A | #N/A |  |  |  | FALSE | #N/A | #N/A | #N/A | #N/A | #N/A | #N/A | #N/A | #N/A | #N/A | #N/A
FALSE | #N/A | #N/A | #N/A | #N/A | #N/A | #N/A | #N/A | #N/A | #N/A | #N/A |  |  |  | FALSE | #N/A | #N/A | #N/A | #N/A | #N/A | #N/A | #N/A | #N/A | #N/A | #N/A
FALSE | #N/A | #N/A | #N/A | #N/A | #N/A | #N/A | #N/A | #N/A | #N/A | #N/A |  |  |  | FALSE | #N/A | #N/A | #N/A | #N/A | #N/A | #N/A | #N/A | #N/A | #N/A | #N/A
FALSE | #N/A | #N/A | #N/A | #N/A | #N/A | #N/A | #N/A | #N/A | #N/A | #N/A |  |  |  | FALSE | #N/A | #N/A | #N/A | #N/A | #N/A | #N/A | #N/A | #N/A | #N/A | #N/A
FALSE | #N/A | #N/A | #N/A | #N/A | #N/A | #N/A | #N/A | #N/A | #N/A | #N/A |  |  |  | FALSE | #N/A | #N/A | #N/A | #N/A | #N/A | #N/A | #N/A | #N/A | #N/A | #N/A
FALSE | #N/A | #N/A | #N/A | #N/A | #N/A | #N/A | #N/A | #N/A | #N/A | #N/A |  |  |  | FALSE | #N/A | #N/A | #N/A | #N/A | #N/A | #N/A | #N/A | #N/A | #N/A | #N/A
FALSE | #N/A | #N/A | #N/A | #N/A | #N/A | #N/A | #N/A | #N/A | #N/A | #N/A |  |  |  | FALSE | #N/A | #N/A | #N/A | #N/A | #N/A | #N/A | #N/A | #N/A | #N/A | #N/A
FALSE | #N/A | #N/A | #N/A | #N/A | #N/A | #N/A | #N/A | #N/A | #N/A | #N/A |  |  |  | FALSE | #N/A | #N/A | #N/A | #N/A | #N/A | #N/A | #N/A | #N/A | #N/A | #N/A
FALSE | #N/A | #N/A | #N/A | #N/A | #N/A | #N/A | #N/A | #N/A | #N/A | #N/A |  |  |  | FALSE | #N/A | #N/A | #N/A | #N/A | #N/A | #N/A | #N/A | #N/A | #N/A | #N/A
FALSE | #N/A | #N/A | #N/A | #N/A | #N/A | #N/A | #N/A | #N/A | #N/A | #N/A |  |  |  | FALSE | #N/A | #N/A | #N/A | #N/A | #N/A | #N/A | #N/A | #N/A | #N/A | #N/A
FALSE | #N/A | #N/A | #N/A | #N/A | #N/A | #N/A | #N/A | #N/A | #N/A | #N/A |  |  |  | FALSE | #N/A | #N/A | #N/A | #N/A | #N/A | #N/A | #N/A | #N/A | #N/A | #N/A
FALSE | #N/A | #N/A | #N/A | #N/A | #N/A | #N/A | #N/A | #N/A | #N/A | #N/A |  |  |  | FALSE | #N/A | #N/A | #N/A | #N/A | #N/A | #N/A | #N/A | #N/A | #N/A | #N/A
FALSE | #N/A | #N/A | #N/A | #N/A | #N/A | #N/A | #N/A | #N/A | #N/A | #N/A |  |  |  | FALSE | #N/A | #N/A | #N/A | #N/A | #N/A | #N/A | #N/A | #N/A | #N/A | #N/A
FALSE | #N/A | #N/A | #N/A | #N/A | #N/A | #N/A | #N/A | #N/A | #N/A | #N/A |  |  |  | FALSE | #N/A | #N/A | #N/A | #N/A | #N/A | #N/A | #N/A | #N/A | #N/A | #N/A
FALSE | #N/A | #N/A | #N/A | #N/A | #N/A | #N/A | #N/A | #N/A | #N/A | #N/A |  |  |  | FALSE | #N/A | #N/A | #N/A | #N/A | #N/A | #N/A | #N/A | #N/A | #N/A | #N/A
FALSE | #N/A | #N/A | #N/A | #N/A | #N/A | #N/A | #N/A | #N/A | #N/A | #N/A |  |  |  | FALSE | #N/A | #N/A | #N/A | #N/A | #N/A | #N/A | #N/A | #N/A | #N/A | #N/A
FALSE | #N/A | #N/A | #N/A | #N/A | #N/A | #N/A | #N/A | #N/A | #N/A | #N/A |  |  |  | FALSE | #N/A | #N/A | #N/A | #N/A | #N/A | #N/A | #N/A | #N/A | #N/A | #N/A
FALSE | #N/A | #N/A | #N/A | #N/A | #N/A | #N/A | #N/A | #N/A | #N/A | #N/A |  |  |  | FALSE | #N/A | #N/A | #N/A | #N/A | #N/A | #N/A | #N/A | #N/A | #N/A | #N/A
FALSE | #N/A | #N/A | #N/A | #N/A | #N/A | #N/A | #N/A | #N/A | #N/A | #N/A |  |  |  | FALSE | #N/A | #N/A | #N/A | #N/A | #N/A | #N/A | #N/A | #N/A | #N/A | #N/A
FALSE | #N/A | #N/A | #N/A | #N/A | #N/A | #N/A | #N/A | #N/A | #N/A | #N/A |  |  |  | FALSE | #N/A | #N/A | #N/A | #N/A | #N/A | #N/A | #N/A | #N/A | #N/A | #N/A
FALSE | #N/A | #N/A | #N/A | #N/A | #N/A | #N/A | #N/A | #N/A | #N/A | #N/A |  |  |  | FALSE | #N/A | #N/A | #N/A | #N/A | #N/A | #N/A | #N/A | #N/A | #N/A | #N/A
FALSE | #N/A | #N/A | #N/A | #N/A | #N/A | #N/A | #N/A | #N/A | #N/A | #N/A |  |  |  | FALSE | #N/A | #N/A | #N/A | #N/A | #N/A | #N/A | #N/A | #N/A | #N/A | #N/A
FALSE | #N/A | #N/A | #N/A | #N/A | #N/A | #N/A | #N/A | #N/A | #N/A | #N/A |  |  |  | FALSE | #N/A | #N/A | #N/A | #N/A | #N/A | #N/A | #N/A | #N/A | #N/A | #N/A
FALSE | #N/A | #N/A | #N/A | #N/A | #N/A | #N/A | #N/A | #N/A | #N/A | #N/A |  |  |  | FALSE | #N/A | #N/A | #N/A | #N/A | #N/A | #N/A | #N/A | #N/A | #N/A | #N/A
FALSE | #N/A | #N/A | #N/A | #N/A | #N/A | #N/A | #N/A | #N/A | #N/A | #N/A |  |  |  | FALSE | #N/A | #N/A | #N/A | #N/A | #N/A | #N/A | #N/A | #N/A | #N/A | #N/A
FALSE | #N/A | #N/A | #N/A | #N/A | #N/A | #N/A | #N/A | #N/A | #N/A | #N/A |  |  |  | FALSE | #N/A | #N/A | #N/A | #N/A | #N/A | #N/A | #N/A | #N/A | #N/A | #N/A
FALSE | #N/A | #N/A | #N/A | #N/A | #N/A | #N/A | #N/A | #N/A | #N/A | #N/A |  |  |  | FALSE | #N/A | #N/A | #N/A | #N/A | #N/A | #N/A | #N/A | #N/A | #N/A | #N/A
FALSE | #N/A | #N/A | #N/A | #N/A | #N/A | #N/A | #N/A | #N/A | #N/A | #N/A |  |  |  | FALSE | #N/A | #N/A | #N/A | #N/A | #N/A | #N/A | #N/A | #N/A | #N/A | #N/A
FALSE | #N/A | #N/A | #N/A | #N/A | #N/A | #N/A | #N/A | #N/A | #N/A | #N/A |  |  |  | FALSE | #N/A | #N/A | #N/A | #N/A | #N/A | #N/A | #N/A | #N/A | #N/A | #N/A
FALSE | #N/A | #N/A | #N/A | #N/A | #N/A | #N/A | #N/A | #N/A | #N/A | #N/A |  |  |  | FALSE | #N/A | #N/A | #N/A | #N/A | #N/A | #N/A | #N/A | #N/A | #N/A | #N/A
FALSE | #N/A | #N/A | #N/A | #N/A | #N/A | #N/A | #N/A | #N/A | #N/A | #N/A |  |  |  | FALSE | #N/A | #N/A | #N/A | #N/A | #N/A | #N/A | #N/A | #N/A | #N/A | #N/A
FALSE | #N/A | #N/A | #N/A | #N/A | #N/A | #N/A | #N/A | #N/A | #N/A | #N/A |  |  |  | FALSE | #N/A | #N/A | #N/A | #N/A | #N/A | #N/A | #N/A | #N/A | #N/A | #N/A
FALSE | #N/A | #N/A | #N/A | #N/A | #N/A | #N/A | #N/A | #N/A | #N/A | #N/A |  |  |  | FALSE | #N/A | #N/A | #N/A | #N/A | #N/A | #N/A | #N/A | #N/A | #N/A | #N/A
FALSE | #N/A | #N/A | #N/A | #N/A | #N/A | #N/A | #N/A | #N/A | #N/A | #N/A |  |  |  | FALSE | #N/A | #N/A | #N/A | #N/A | #N/A | #N/A | #N/A | #N/A | #N/A | #N/A
FALSE | #N/A | #N/A | #N/A | #N/A | #N/A | #N/A | #N/A | #N/A | #N/A | #N/A |  |  |  | FALSE | #N/A | #N/A | #N/A | #N/A | #N/A | #N/A | #N/A | #N/A | #N/A | #N/A
FALSE | #N/A | #N/A | #N/A | #N/A | #N/A | #N/A | #N/A | #N/A | #N/A | #N/A |  |  |  | FALSE | #N/A | #N/A | #N/A | #N/A | #N/A | #N/A | #N/A | #N/A | #N/A | #N/A
FALSE | #N/A | #N/A | #N/A | #N/A | #N/A | #N/A | #N/A | #N/A | #N/A | #N/A |  |  |  | FALSE | #N/A | #N/A | #N/A | #N/A | #N/A | #N/A | #N/A | #N/A | #N/A | #N/A
FALSE | #N/A | #N/A | #N/A | #N/A | #N/A | #N/A | #N/A | #N/A | #N/A | #N/A |  |  |  | FALSE | #N/A | #N/A | #N/A | #N/A | #N/A | #N/A | #N/A | #N/A | #N/A | #N/A
FALSE | #N/A | #N/A | #N/A | #N/A | #N/A | #N/A | #N/A | #N/A | #N/A | #N/A |  |  |  | FALSE | #N/A | #N/A | #N/A | #N/A | #N/A | #N/A | #N/A | #N/A | #N/A | #N/A
FALSE | #N/A | #N/A | #N/A | #N/A | #N/A | #N/A | #N/A | #N/A | #N/A | #N/A |  |  |  | FALSE | #N/A | #N/A | #N/A | #N/A | #N/A | #N/A | #N/A | #N/A | #N/A | #N/A
FALSE | #N/A | #N/A | #N/A | #N/A | #N/A | #N/A | #N/A | #N/A | #N/A | #N/A |  |  |  | FALSE | #N/A | #N/A | #N/A | #N/A | #N/A | #N/A | #N/A | #N/A | #N/A | #N/A
FALSE | #N/A | #N/A | #N/A | #N/A | #N/A | #N/A | #N/A | #N/A | #N/A | #N/A |  |  |  | FALSE | #N/A | #N/A | #N/A | #N/A | #N/A | #N/A | #N/A | #N/A | #N/A | #N/A
FALSE | #N/A | #N/A | #N/A | #N/A | #N/A | #N/A | #N/A | #N/A | #N/A | #N/A |  |  |  | FALSE | #N/A | #N/A | #N/A | #N/A | #N/A | #N/A | #N/A | #N/A | #N/A | #N/A
FALSE | #N/A | #N/A | #N/A | #N/A | #N/A | #N/A | #N/A | #N/A | #N/A | #N/A |  |  |  | FALSE | #N/A | #N/A | #N/A | #N/A | #N/A | #N/A | #N/A | #N/A | #N/A | #N/A
FALSE | #N/A | #N/A | #N/A | #N/A | #N/A | #N/A | #N/A | #N/A | #N/A | #N/A |  |  |  | FALSE | #N/A | #N/A | #N/A | #N/A | #N/A | #N/A | #N/A | #N/A | #N/A | #N/A
FALSE | #N/A | #N/A | #N/A | #N/A | #N/A | #N/A | #N/A | #N/A | #N/A | #N/A |  |  |  | FALSE | #N/A | #N/A | #N/A | #N/A | #N/A | #N/A | #N/A | #N/A | #N/A | #N/A
FALSE | #N/A | #N/A | #N/A | #N/A | #N/A | #N/A | #N/A | #N/A | #N/A | #N/A |  |  |  | FALSE | #N/A | #N/A | #N/A | #N/A | #N/A | #N/A | #N/A | #N/A | #N/A | #N/A
FALSE | #N/A | #N/A | #N/A | #N/A | #N/A | #N/A | #N/A | #N/A | #N/A | #N/A |  |  |  | FALSE | #N/A | #N/A | #N/A | #N/A | #N/A | #N/A | #N/A | #N/A | #N/A | #N/A
FALSE | #N/A | #N/A | #N/A | #N/A | #N/A | #N/A | #N/A | #N/A | #N/A | #N/A |  |  |  | FALSE | #N/A | #N/A | #N/A | #N/A | #N/A | #N/A | #N/A | #N/A | #N/A | #N/A
FALSE | #N/A | #N/A | #N/A | #N/A | #N/A | #N/A | #N/A | #N/A | #N/A | #N/A |  |  |  | FALSE | #N/A | #N/A | #N/A | #N/A | #N/A | #N/A | #N/A | #N/A | #N/A | #N/A
FALSE | #N/A | #N/A | #N/A | #N/A | #N/A | #N/A | #N/A | #N/A | #N/A | #N/A |  |  |  | FALSE | #N/A | #N/A | #N/A | #N/A | #N/A | #N/A | #N/A | #N/A | #N/A | #N/A
FALSE | #N/A | #N/A | #N/A | #N/A | #N/A | #N/A | #N/A | #N/A | #N/A | #N/A |  |  |  | FALSE | #N/A | #N/A | #N/A | #N/A | #N/A | #N/A | #N/A | #N/A | #N/A | #N/A
FALSE | #N/A | #N/A | #N/A | #N/A | #N/A | #N/A | #N/A | #N/A | #N/A | #N/A |  |  |  | FALSE | #N/A | #N/A | #N/A | #N/A | #N/A | #N/A | #N/A | #N/A | #N/A | #N/A
FALSE | #N/A | #N/A | #N/A | #N/A | #N/A | #N/A | #N/A | #N/A | #N/A | #N/A |  |  |  | FALSE | #N/A | #N/A | #N/A | #N/A | #N/A | #N/A | #N/A | #N/A | #N/A | #N/A
FALSE | #N/A | #N/A | #N/A | #N/A | #N/A | #N/A | #N/A | #N/A | #N/A | #N/A |  |  |  | FALSE | #N/A | #N/A | #N/A | #N/A | #N/A | #N/A | #N/A | #N/A | #N/A | #N/A
FALSE | #N/A | #N/A | #N/A | #N/A | #N/A | #N/A | #N/A | #N/A | #N/A | #N/A |  |  |  | FALSE | #N/A | #N/A | #N/A | #N/A | #N/A | #N/A | #N/A | #N/A | #N/A | #N/A
FALSE | #N/A | #N/A | #N/A | #N/A | #N/A | #N/A | #N/A | #N/A | #N/A | #N/A |  |  |  | FALSE | #N/A | #N/A | #N/A | #N/A | #N/A | #N/A | #N/A | #N/A | #N/A | #N/A
FALSE | #N/A | #N/A | #N/A | #N/A | #N/A | #N/A | #N/A | #N/A | #N/A | #N/A |  |  |  | FALSE | #N/A | #N/A | #N/A | #N/A | #N/A | #N/A | #N/A | #N/A | #N/A | #N/A
FALSE | #N/A | #N/A | #N/A | #N/A | #N/A | #N/A | #N/A | #N/A | #N/A | #N/A |  |  |  | FALSE | #N/A | #N/A | #N/A | #N/A | #N/A | #N/A | #N/A | #N/A | #N/A | #N/A
FALSE | #N/A | #N/A | #N/A | #N/A | #N/A | #N/A | #N/A | #N/A | #N/A | #N/A |  |  |  | FALSE | #N/A | #N/A | #N/A | #N/A | #N/A | #N/A | #N/A | #N/A | #N/A | #N/A
FALSE | #N/A | #N/A | #N/A | #N/A | #N/A | #N/A | #N/A | #N/A | #N/A | #N/A |  |  |  | FALSE | #N/A | #N/A | #N/A | #N/A | #N/A | #N/A | #N/A | #N/A | #N/A | #N/A
FALSE | #N/A | #N/A | #N/A | #N/A | #N/A | #N/A | #N/A | #N/A | #N/A | #N/A |  |  |  | FALSE | #N/A | #N/A | #N/A | #N/A | #N/A | #N/A | #N/A | #N/A | #N/A | #N/A
FALSE | #N/A | #N/A | #N/A | #N/A | #N/A | #N/A | #N/A | #N/A | #N/A | #N/A |  |  |  | FALSE | #N/A | #N/A | #N/A | #N/A | #N/A | #N/A | #N/A | #N/A | #N/A | #N/A
FALSE | #N/A | #N/A | #N/A | #N/A | #N/A | #N/A | #N/A | #N/A | #N/A | #N/A |  |  |  | FALSE | #N/A | #N/A | #N/A | #N/A | #N/A | #N/A | #N/A | #N/A | #N/A | #N/A
FALSE | #N/A | #N/A | #N/A | #N/A | #N/A | #N/A | #N/A | #N/A | #N/A | #N/A |  |  |  | FALSE | #N/A | #N/A | #N/A | #N/A | #N/A | #N/A | #N/A | #N/A | #N/A | #N/A
FALSE | #N/A | #N/A | #N/A | #N/A | #N/A | #N/A | #N/A | #N/A | #N/A | #N/A |  |  |  | FALSE | #N/A | #N/A | #N/A | #N/A | #N/A | #N/A | #N/A | #N/A | #N/A | #N/A
FALSE | #N/A | #N/A | #N/A | #N/A | #N/A | #N/A | #N/A | #N/A | #N/A | #N/A |  |  |  | FALSE | #N/A | #N/A | #N/A | #N/A | #N/A | #N/A | #N/A | #N/A | #N/A | #N/A
FALSE | #N/A | #N/A | #N/A | #N/A | #N/A | #N/A | #N/A | #N/A | #N/A | #N/A |  |  |  | FALSE | #N/A | #N/A | #N/A | #N/A | #N/A | #N/A | #N/A | #N/A | #N/A | #N/A
FALSE | #N/A | #N/A | #N/A | #N/A | #N/A | #N/A | #N/A | #N/A | #N/A | #N/A |  |  |  | FALSE | #N/A | #N/A | #N/A | #N/A | #N/A | #N/A | #N/A | #N/A | #N/A | #N/A
FALSE | #N/A | #N/A | #N/A | #N/A | #N/A | #N/A | #N/A | #N/A | #N/A | #N/A |  |  |  | FALSE | #N/A | #N/A | #N/A | #N/A | #N/A | #N/A | #N/A | #N/A | #N/A | #N/A
FALSE | #N/A | #N/A | #N/A | #N/A | #N/A | #N/A | #N/A | #N/A | #N/A | #N/A |  |  |  | FALSE | #N/A | #N/A | #N/A | #N/A | #N/A | #N/A | #N/A | #N/A | #N/A | #N/A
FALSE | #N/A | #N/A | #N/A | #N/A | #N/A | #N/A | #N/A | #N/A | #N/A | #N/A |  |  |  | FALSE | #N/A | #N/A | #N/A | #N/A | #N/A | #N/A | #N/A | #N/A | #N/A | #N/A
FALSE | #N/A | #N/A | #N/A | #N/A | #N/A | #N/A | #N/A | #N/A | #N/A | #N/A |  |  |  | FALSE | #N/A | #N/A | #N/A | #N/A | #N/A | #N/A | #N/A | #N/A | #N/A | #N/A
FALSE | #N/A | #N/A | #N/A | #N/A | #N/A | #N/A | #N/A | #N/A | #N/A | #N/A |  |  |  | FALSE | #N/A | #N/A | #N/A | #N/A | #N/A | #N/A | #N/A | #N/A | #N/A | #N/A
FALSE | #N/A | #N/A | #N/A | #N/A | #N/A | #N/A | #N/A | #N/A | #N/A | #N/A |  |  |  | FALSE | #N/A | #N/A | #N/A | #N/A | #N/A | #N/A | #N/A | #N/A | #N/A | #N/A
FALSE | #N/A | #N/A | #N/A | #N/A | #N/A | #N/A | #N/A | #N/A | #N/A | #N/A |  |  |  | FALSE | #N/A | #N/A | #N/A | #N/A | #N/A | #N/A | #N/A | #N/A | #N/A | #N/A
FALSE | #N/A | #N/A | #N/A | #N/A | #N/A | #N/A | #N/A | #N/A | #N/A | #N/A |  |  |  | FALSE | #N/A | #N/A | #N/A | #N/A | #N/A | #N/A | #N/A | #N/A | #N/A | #N/A
FALSE | #N/A | #N/A | #N/A | #N/A | #N/A | #N/A | #N/A | #N/A | #N/A | #N/A |  |  |  | FALSE | #N/A | #N/A | #N/A | #N/A | #N/A | #N/A | #N/A | #N/A | #N/A | #N/A
FALSE | #N/A | #N/A | #N/A | #N/A | #N/A | #N/A | #N/A | #N/A | #N/A | #N/A |  |  |  | FALSE | #N/A | #N/A | #N/A | #N/A | #N/A | #N/A | #N/A | #N/A | #N/A | #N/A
FALSE | #N/A | #N/A | #N/A | #N/A | #N/A | #N/A | #N/A | #N/A | #N/A | #N/A |  |  |  | FALSE | #N/A | #N/A | #N/A | #N/A | #N/A | #N/A | #N/A | #N/A | #N/A | #N/A
FALSE | #N/A | #N/A | #N/A | #N/A | #N/A | #N/A | #N/A | #N/A | #N/A | #N/A |  |  |  | FALSE | #N/A | #N/A | #N/A | #N/A | #N/A | #N/A | #N/A | #N/A | #N/A | #N/A
FALSE | #N/A | #N/A | #N/A | #N/A | #N/A | #N/A | #N/A | #N/A | #N/A | #N/A |  |  |  | FALSE | #N/A | #N/A | #N/A | #N/A | #N/A | #N/A | #N/A | #N/A | #N/A | #N/A
FALSE | #N/A | #N/A | #N/A | #N/A | #N/A | #N/A | #N/A | #N/A | #N/A | #N/A |  |  |  | FALSE | #N/A | #N/A | #N/A | #N/A | #N/A | #N/A | #N/A | #N/A | #N/A | #N/A
FALSE | #N/A | #N/A | #N/A | #N/A | #N/A | #N/A | #N/A | #N/A | #N/A | #N/A |  |  |  | FALSE | #N/A | #N/A | #N/A | #N/A | #N/A | #N/A | #N/A | #N/A | #N/A | #N/A
FALSE | #N/A | #N/A | #N/A | #N/A | #N/A | #N/A | #N/A | #N/A | #N/A | #N/A |  |  |  | FALSE | #N/A | #N/A | #N/A | #N/A | #N/A | #N/A | #N/A | #N/A | #N/A | #N/A
FALSE | #N/A | #N/A | #N/A | #N/A | #N/A | #N/A | #N/A | #N/A | #N/A | #N/A |  |  |  | FALSE | #N/A | #N/A | #N/A | #N/A | #N/A | #N/A | #N/A | #N/A | #N/A | #N/A
FALSE | #N/A | #N/A | #N/A | #N/A | #N/A | #N/A | #N/A | #N/A | #N/A | #N/A |  |  |  | FALSE | #N/A | #N/A | #N/A | #N/A | #N/A | #N/A | #N/A | #N/A | #N/A | #N/A
FALSE | #N/A | #N/A | #N/A | #N/A | #N/A | #N/A | #N/A | #N/A | #N/A | #N/A |  |  |  | FALSE | #N/A | #N/A | #N/A | #N/A | #N/A | #N/A | #N/A | #N/A | #N/A | #N/A
FALSE | #N/A | #N/A | #N/A | #N/A | #N/A | #N/A | #N/A | #N/A | #N/A | #N/A |  |  |  | FALSE | #N/A | #N/A | #N/A | #N/A | #N/A | #N/A | #N/A | #N/A | #N/A | #N/A
FALSE | #N/A | #N/A | #N/A | #N/A | #N/A | #N/A | #N/A | #N/A | #N/A | #N/A |  |  |  | FALSE | #N/A | #N/A | #N/A | #N/A | #N/A | #N/A | #N/A | #N/A | #N/A | #N/A
FALSE | #N/A | #N/A | #N/A | #N/A | #N/A | #N/A | #N/A | #N/A | #N/A | #N/A |  |  |  | FALSE | #N/A | #N/A | #N/A | #N/A | #N/A | #N/A | #N/A | #N/A | #N/A | #N/A
FALSE | #N/A | #N/A | #N/A | #N/A | #N/A | #N/A | #N/A | #N/A | #N/A | #N/A |  |  |  | FALSE | #N/A | #N/A | #N/A | #N/A | #N/A | #N/A | #N/A | #N/A | #N/A | #N/A
FALSE | #N/A | #N/A | #N/A | #N/A | #N/A | #N/A | #N/A | #N/A | #N/A | #N/A |  |  |  | FALSE | #N/A | #N/A | #N/A | #N/A | #N/A | #N/A | #N/A | #N/A | #N/A | #N/A
FALSE | #N/A | #N/A | #N/A | #N/A | #N/A | #N/A | #N/A | #N/A | #N/A | #N/A |  |  |  | FALSE | #N/A | #N/A | #N/A | #N/A | #N/A | #N/A | #N/A | #N/A | #N/A | #N/A
FALSE | #N/A | #N/A | #N/A | #N/A | #N/A | #N/A | #N/A | #N/A | #N/A | #N/A |  |  |  | FALSE | #N/A | #N/A | #N/A | #N/A | #N/A | #N/A | #N/A | #N/A | #N/A | #N/A
FALSE | #N/A | #N/A | #N/A | #N/A | #N/A | #N/A | #N/A | #N/A | #N/A | #N/A |  |  |  | FALSE | #N/A | #N/A | #N/A | #N/A | #N/A | #N/A | #N/A | #N/A | #N/A | #N/A
FALSE | #N/A | #N/A | #N/A | #N/A | #N/A | #N/A | #N/A | #N/A | #N/A | #N/A |  |  |  | FALSE | #N/A | #N/A | #N/A | #N/A | #N/A | #N/A | #N/A | #N/A | #N/A | #N/A
FALSE | #N/A | #N/A | #N/A | #N/A | #N/A | #N/A | #N/A | #N/A | #N/A | #N/A |  |  |  | FALSE | #N/A | #N/A | #N/A | #N/A | #N/A | #N/A | #N/A | #N/A | #N/A | #N/A
FALSE | #N/A | #N/A | #N/A | #N/A | #N/A | #N/A | #N/A | #N/A | #N/A | #N/A |  |  |  | FALSE | #N/A | #N/A | #N/A | #N/A | #N/A | #N/A | #N/A | #N/A | #N/A | #N/A
FALSE | #N/A | #N/A | #N/A | #N/A | #N/A | #N/A | #N/A | #N/A | #N/A | #N/A |  |  |  | FALSE | #N/A | #N/A | #N/A | #N/A | #N/A | #N/A | #N/A | #N/A | #N/A | #N/A
FALSE | #N/A | #N/A | #N/A | #N/A | #N/A | #N/A | #N/A | #N/A | #N/A | #N/A |  |  |  | FALSE | #N/A | #N/A | #N/A | #N/A | #N/A | #N/A | #N/A | #N/A | #N/A | #N/A
FALSE | #N/A | #N/A | #N/A | #N/A | #N/A | #N/A | #N/A | #N/A | #N/A | #N/A |  |  |  | FALSE | #N/A | #N/A | #N/A | #N/A | #N/A | #N/A | #N/A | #N/A | #N/A | #N/A
FALSE | #N/A | #N/A | #N/A | #N/A | #N/A | #N/A | #N/A | #N/A | #N/A | #N/A |  |  |  | FALSE | #N/A | #N/A | #N/A | #N/A | #N/A | #N/A | #N/A | #N/A | #N/A | #N/A
FALSE | #N/A | #N/A | #N/A | #N/A | #N/A | #N/A | #N/A | #N/A | #N/A | #N/A |  |  |  | FALSE | #N/A | #N/A | #N/A | #N/A | #N/A | #N/A | #N/A | #N/A | #N/A | #N/A
FALSE | #N/A | #N/A | #N/A | #N/A | #N/A | #N/A | #N/A | #N/A | #N/A | #N/A |  |  |  | FALSE | #N/A | #N/A | #N/A | #N/A | #N/A | #N/A | #N/A | #N/A | #N/A | #N/A
FALSE | #N/A | #N/A | #N/A | #N/A | #N/A | #N/A | #N/A | #N/A | #N/A | #N/A |  |  |  | FALSE | #N/A | #N/A | #N/A | #N/A | #N/A | #N/A | #N/A | #N/A | #N/A | #N/A
FALSE | #N/A | #N/A | #N/A | #N/A | #N/A | #N/A | #N/A | #N/A | #N/A | #N/A |  |  |  | FALSE | #N/A | #N/A | #N/A | #N/A | #N/A | #N/A | #N/A | #N/A | #N/A | #N/A
FALSE | #N/A | #N/A | #N/A | #N/A | #N/A | #N/A | #N/A | #N/A | #N/A | #N/A |  |  |  | FALSE | #N/A | #N/A | #N/A | #N/A | #N/A | #N/A | #N/A | #N/A | #N/A | #N/A
FALSE | #N/A | #N/A | #N/A | #N/A | #N/A | #N/A | #N/A | #N/A | #N/A | #N/A |  |  |  | FALSE | #N/A | #N/A | #N/A | #N/A | #N/A | #N/A | #N/A | #N/A | #N/A | #N/A
FALSE | #N/A | #N/A | #N/A | #N/A | #N/A | #N/A | #N/A | #N/A | #N/A | #N/A |  |  |  | FALSE | #N/A | #N/A | #N/A | #N/A | #N/A | #N/A | #N/A | #N/A | #N/A | #N/A
FALSE | #N/A | #N/A | #N/A | #N/A | #N/A | #N/A | #N/A | #N/A | #N/A | #N/A |  |  |  | FALSE | #N/A | #N/A | #N/A | #N/A | #N/A | #N/A | #N/A | #N/A | #N/A | #N/A
FALSE | #N/A | #N/A | #N/A | #N/A | #N/A | #N/A | #N/A | #N/A | #N/A | #N/A |  |  |  | FALSE | #N/A | #N/A | #N/A | #N/A | #N/A | #N/A | #N/A | #N/A | #N/A | #N/A
FALSE | #N/A | #N/A | #N/A | #N/A | #N/A | #N/A | #N/A | #N/A | #N/A | #N/A |  |  |  | FALSE | #N/A | #N/A | #N/A | #N/A | #N/A | #N/A | #N/A | #N/A | #N/A | #N/A
FALSE | #N/A | #N/A | #N/A | #N/A | #N/A | #N/A | #N/A | #N/A | #N/A | #N/A |  |  |  | FALSE | #N/A | #N/A | #N/A | #N/A | #N/A | #N/A | #N/A | #N/A | #N/A | #N/A
FALSE | #N/A | #N/A | #N/A | #N/A | #N/A | #N/A | #N/A | #N/A | #N/A | #N/A |  |  |  | FALSE | #N/A | #N/A | #N/A | #N/A | #N/A | #N/A | #N/A | #N/A | #N/A | #N/A
FALSE | #N/A | #N/A | #N/A | #N/A | #N/A | #N/A | #N/A | #N/A | #N/A | #N/A |  |  |  | FALSE | #N/A | #N/A | #N/A | #N/A | #N/A | #N/A | #N/A | #N/A | #N/A | #N/A
FALSE | #N/A | #N/A | #N/A | #N/A | #N/A | #N/A | #N/A | #N/A | #N/A | #N/A |  |  |  | FALSE | #N/A | #N/A | #N/A | #N/A | #N/A | #N/A | #N/A | #N/A | #N/A | #N/A
FALSE | #N/A | #N/A | #N/A | #N/A | #N/A | #N/A | #N/A | #N/A | #N/A | #N/A |  |  |  | FALSE | #N/A | #N/A | #N/A | #N/A | #N/A | #N/A | #N/A | #N/A | #N/A | #N/A
FALSE | #N/A | #N/A | #N/A | #N/A | #N/A | #N/A | #N/A | #N/A | #N/A | #N/A |  |  |  | FALSE | #N/A | #N/A | #N/A | #N/A | #N/A | #N/A | #N/A | #N/A | #N/A | #N/A
FALSE | #N/A | #N/A | #N/A | #N/A | #N/A | #N/A | #N/A | #N/A | #N/A | #N/A |  |  |  | FALSE | #N/A | #N/A | #N/A | #N/A | #N/A | #N/A | #N/A | #N/A | #N/A | #N/A
FALSE | #N/A | #N/A | #N/A | #N/A | #N/A | #N/A | #N/A | #N/A | #N/A | #N/A |  |  |  | FALSE | #N/A | #N/A | #N/A | #N/A | #N/A | #N/A | #N/A | #N/A | #N/A | #N/A
FALSE | #N/A | #N/A | #N/A | #N/A | #N/A | #N/A | #N/A | #N/A | #N/A | #N/A |  |  |  | FALSE | #N/A | #N/A | #N/A | #N/A | #N/A | #N/A | #N/A | #N/A | #N/A | #N/A
FALSE | #N/A | #N/A | #N/A | #N/A | #N/A | #N/A | #N/A | #N/A | #N/A | #N/A |  |  |  | FALSE | #N/A | #N/A | #N/A | #N/A | #N/A | #N/A | #N/A | #N/A | #N/A | #N/A
FALSE | #N/A | #N/A | #N/A | #N/A | #N/A | #N/A | #N/A | #N/A | #N/A | #N/A |  |  |  | FALSE | #N/A | #N/A | #N/A | #N/A | #N/A | #N/A | #N/A | #N/A | #N/A | #N/A
FALSE | #N/A | #N/A | #N/A | #N/A | #N/A | #N/A | #N/A | #N/A | #N/A | #N/A |  |  |  | FALSE | #N/A | #N/A | #N/A | #N/A | #N/A | #N/A | #N/A | #N/A | #N/A | #N/A
FALSE | #N/A | #N/A | #N/A | #N/A | #N/A | #N/A | #N/A | #N/A | #N/A | #N/A |  |  |  | FALSE | #N/A | #N/A | #N/A | #N/A | #N/A | #N/A | #N/A | #N/A | #N/A | #N/A
FALSE | #N/A | #N/A | #N/A | #N/A | #N/A | #N/A | #N/A | #N/A | #N/A | #N/A |  |  |  | FALSE | #N/A | #N/A | #N/A | #N/A | #N/A | #N/A | #N/A | #N/A | #N/A | #N/A
FALSE | #N/A | #N/A | #N/A | #N/A | #N/A | #N/A | #N/A | #N/A | #N/A | #N/A |  |  |  | FALSE | #N/A | #N/A | #N/A | #N/A | #N/A | #N/A | #N/A | #N/A | #N/A | #N/A
FALSE | #N/A | #N/A | #N/A | #N/A | #N/A | #N/A | #N/A | #N/A | #N/A | #N/A |  |  |  | FALSE | #N/A | #N/A | #N/A | #N/A | #N/A | #N/A | #N/A | #N/A | #N/A | #N/A
FALSE | #N/A | #N/A | #N/A | #N/A | #N/A | #N/A | #N/A | #N/A | #N/A | #N/A |  |  |  | FALSE | #N/A | #N/A | #N/A | #N/A | #N/A | #N/A | #N/A | #N/A | #N/A | #N/A
FALSE | #N/A | #N/A | #N/A | #N/A | #N/A | #N/A | #N/A | #N/A | #N/A | #N/A |  |  |  | FALSE | #N/A | #N/A | #N/A | #N/A | #N/A | #N/A | #N/A | #N/A | #N/A | #N/A
FALSE | #N/A | #N/A | #N/A | #N/A | #N/A | #N/A | #N/A | #N/A | #N/A | #N/A |  |  |  | FALSE | #N/A | #N/A | #N/A | #N/A | #N/A | #N/A | #N/A | #N/A | #N/A | #N/A
FALSE | #N/A | #N/A | #N/A | #N/A | #N/A | #N/A | #N/A | #N/A | #N/A | #N/A |  |  |  | FALSE | #N/A | #N/A | #N/A | #N/A | #N/A | #N/A | #N/A | #N/A | #N/A | #N/A
FALSE | #N/A | #N/A | #N/A | #N/A | #N/A | #N/A | #N/A | #N/A | #N/A | #N/A |  |  |  | FALSE | #N/A | #N/A | #N/A | #N/A | #N/A | #N/A | #N/A | #N/A | #N/A | #N/A
FALSE | #N/A | #N/A | #N/A | #N/A | #N/A | #N/A | #N/A | #N/A | #N/A | #N/A |  |  |  | FALSE | #N/A | #N/A | #N/A | #N/A | #N/A | #N/A | #N/A | #N/A | #N/A | #N/A
FALSE | #N/A | #N/A | #N/A | #N/A | #N/A | #N/A | #N/A | #N/A | #N/A | #N/A |  |  |  | FALSE | #N/A | #N/A | #N/A | #N/A | #N/A | #N/A | #N/A | #N/A | #N/A | #N/A
FALSE | #N/A | #N/A | #N/A | #N/A | #N/A | #N/A | #N/A | #N/A | #N/A | #N/A |  |  |  | FALSE | #N/A | #N/A | #N/A | #N/A | #N/A | #N/A | #N/A | #N/A | #N/A | #N/A
FALSE | #N/A | #N/A | #N/A | #N/A | #N/A | #N/A | #N/A | #N/A | #N/A | #N/A |  |  |  | FALSE | #N/A | #N/A | #N/A | #N/A | #N/A | #N/A | #N/A | #N/A | #N/A | #N/A
FALSE | #N/A | #N/A | #N/A | #N/A | #N/A | #N/A | #N/A | #N/A | #N/A | #N/A |  |  |  | FALSE | #N/A | #N/A | #N/A | #N/A | #N/A | #N/A | #N/A | #N/A | #N/A | #N/A
FALSE | #N/A | #N/A | #N/A | #N/A | #N/A | #N/A | #N/A | #N/A | #N/A | #N/A |  |  |  | FALSE | #N/A | #N/A | #N/A | #N/A | #N/A | #N/A | #N/A | #N/A | #N/A | #N/A
FALSE | #N/A | #N/A | #N/A | #N/A | #N/A | #N/A | #N/A | #N/A | #N/A | #N/A |  |  |  | FALSE | #N/A | #N/A | #N/A | #N/A | #N/A | #N/A | #N/A | #N/A | #N/A | #N/A
FALSE | #N/A | #N/A | #N/A | #N/A | #N/A | #N/A | #N/A | #N/A | #N/A | #N/A |  |  |  | FALSE | #N/A | #N/A | #N/A | #N/A | #N/A | #N/A | #N/A | #N/A | #N/A | #N/A
FALSE | #N/A | #N/A | #N/A | #N/A | #N/A | #N/A | #N/A | #N/A | #N/A | #N/A |  |  |  | FALSE | #N/A | #N/A | #N/A | #N/A | #N/A | #N/A | #N/A | #N/A | #N/A | #N/A
FALSE | #N/A | #N/A | #N/A | #N/A | #N/A | #N/A | #N/A | #N/A | #N/A | #N/A |  |  |  | FALSE | #N/A | #N/A | #N/A | #N/A | #N/A | #N/A | #N/A | #N/A | #N/A | #N/A
FALSE | #N/A | #N/A | #N/A | #N/A | #N/A | #N/A | #N/A | #N/A | #N/A | #N/A |  |  |  | FALSE | #N/A | #N/A | #N/A | #N/A | #N/A | #N/A | #N/A | #N/A | #N/A | #N/A
FALSE | #N/A | #N/A | #N/A | #N/A | #N/A | #N/A | #N/A | #N/A | #N/A | #N/A |  |  |  | FALSE | #N/A | #N/A | #N/A | #N/A | #N/A | #N/A | #N/A | #N/A | #N/A | #N/A
FALSE | #N/A | #N/A | #N/A | #N/A | #N/A | #N/A | #N/A | #N/A | #N/A | #N/A |  |  |  | FALSE | #N/A | #N/A | #N/A | #N/A | #N/A | #N/A | #N/A | #N/A | #N/A | #N/A
FALSE | #N/A | #N/A | #N/A | #N/A | #N/A | #N/A | #N/A | #N/A | #N/A | #N/A |  |  |  | FALSE | #N/A | #N/A | #N/A | #N/A | #N/A | #N/A | #N/A | #N/A | #N/A | #N/A
FALSE | #N/A | #N/A | #N/A | #N/A | #N/A | #N/A | #N/A | #N/A | #N/A | #N/A |  |  |  | FALSE | #N/A | #N/A | #N/A | #N/A | #N/A | #N/A | #N/A | #N/A | #N/A | #N/A
FALSE | #N/A | #N/A | #N/A | #N/A | #N/A | #N/A | #N/A | #N/A | #N/A | #N/A |  |  |  | FALSE | #N/A | #N/A | #N/A | #N/A | #N/A | #N/A | #N/A | #N/A | #N/A | #N/A
FALSE | #N/A | #N/A | #N/A | #N/A | #N/A | #N/A | #N/A | #N/A | #N/A | #N/A |  |  |  | FALSE | #N/A | #N/A | #N/A | #N/A | #N/A | #N/A | #N/A | #N/A | #N/A | #N/A
FALSE | #N/A | #N/A | #N/A | #N/A | #N/A | #N/A | #N/A | #N/A | #N/A | #N/A |  |  |  | FALSE | #N/A | #N/A | #N/A | #N/A | #N/A | #N/A | #N/A | #N/A | #N/A | #N/A
FALSE | #N/A | #N/A | #N/A | #N/A | #N/A | #N/A | #N/A | #N/A | #N/A | #N/A |  |  |  | FALSE | #N/A | #N/A | #N/A | #N/A | #N/A | #N/A | #N/A | #N/A | #N/A | #N/A
FALSE | #N/A | #N/A | #N/A | #N/A | #N/A | #N/A | #N/A | #N/A | #N/A | #N/A |  |  |  | FALSE | #N/A | #N/A | #N/A | #N/A | #N/A | #N/A | #N/A | #N/A | #N/A | #N/A
FALSE | #N/A | #N/A | #N/A | #N/A | #N/A | #N/A | #N/A | #N/A | #N/A | #N/A |  |  |  | FALSE | #N/A | #N/A | #N/A | #N/A | #N/A | #N/A | #N/A | #N/A | #N/A | #N/A
FALSE | #N/A | #N/A | #N/A | #N/A | #N/A | #N/A | #N/A | #N/A | #N/A | #N/A |  |  |  | FALSE | #N/A | #N/A | #N/A | #N/A | #N/A | #N/A | #N/A | #N/A | #N/A | #N/A
FALSE | #N/A | #N/A | #N/A | #N/A | #N/A | #N/A | #N/A | #N/A | #N/A | #N/A |  |  |  | FALSE | #N/A | #N/A | #N/A | #N/A | #N/A | #N/A | #N/A | #N/A | #N/A | #N/A
FALSE | #N/A | #N/A | #N/A | #N/A | #N/A | #N/A | #N/A | #N/A | #N/A | #N/A |  |  |  | FALSE | #N/A | #N/A | #N/A | #N/A | #N/A | #N/A | #N/A | #N/A | #N/A | #N/A
FALSE | #N/A | #N/A | #N/A | #N/A | #N/A | #N/A | #N/A | #N/A | #N/A | #N/A |  |  |  | FALSE | #N/A | #N/A | #N/A | #N/A | #N/A | #N/A | #N/A | #N/A | #N/A | #N/A
FALSE | #N/A | #N/A | #N/A | #N/A | #N/A | #N/A | #N/A | #N/A | #N/A | #N/A |  |  |  | FALSE | #N/A | #N/A | #N/A | #N/A | #N/A | #N/A | #N/A | #N/A | #N/A | #N/A
FALSE | #N/A | #N/A | #N/A | #N/A | #N/A | #N/A | #N/A | #N/A | #N/A | #N/A |  |  |  | FALSE | #N/A | #N/A | #N/A | #N/A | #N/A | #N/A | #N/A | #N/A | #N/A | #N/A
FALSE | #N/A | #N/A | #N/A | #N/A | #N/A | #N/A | #N/A | #N/A | #N/A | #N/A |  |  |  | FALSE | #N/A | #N/A | #N/A | #N/A | #N/A | #N/A | #N/A | #N/A | #N/A | #N/A
FALSE | #N/A | #N/A | #N/A | #N/A | #N/A | #N/A | #N/A | #N/A | #N/A | #N/A |  |  |  | FALSE | #N/A | #N/A | #N/A | #N/A | #N/A | #N/A | #N/A | #N/A | #N/A | #N/A
FALSE | #N/A | #N/A | #N/A | #N/A | #N/A | #N/A | #N/A | #N/A | #N/A | #N/A |  |  |  | FALSE | #N/A | #N/A | #N/A | #N/A | #N/A | #N/A | #N/A | #N/A | #N/A | #N/A
FALSE | #N/A | #N/A | #N/A | #N/A | #N/A | #N/A | #N/A | #N/A | #N/A | #N/A |  |  |  | FALSE | #N/A | #N/A | #N/A | #N/A | #N/A | #N/A | #N/A | #N/A | #N/A | #N/A
FALSE | #N/A | #N/A | #N/A | #N/A | #N/A | #N/A | #N/A | #N/A | #N/A | #N/A |  |  |  | FALSE | #N/A | #N/A | #N/A | #N/A | #N/A | #N/A | #N/A | #N/A | #N/A | #N/A
FALSE | #N/A | #N/A | #N/A | #N/A | #N/A | #N/A | #N/A | #N/A | #N/A | #N/A |  |  |  | FALSE | #N/A | #N/A | #N/A | #N/A | #N/A | #N/A | #N/A | #N/A | #N/A | #N/A
FALSE | #N/A | #N/A | #N/A | #N/A | #N/A | #N/A | #N/A | #N/A | #N/A | #N/A |  |  |  | FALSE | #N/A | #N/A | #N/A | #N/A | #N/A | #N/A | #N/A | #N/A | #N/A | #N/A
FALSE | #N/A | #N/A | #N/A | #N/A | #N/A | #N/A | #N/A | #N/A | #N/A | #N/A |  |  |  | FALSE | #N/A | #N/A | #N/A | #N/A | #N/A | #N/A | #N/A | #N/A | #N/A | #N/A
FALSE | #N/A | #N/A | #N/A | #N/A | #N/A | #N/A | #N/A | #N/A | #N/A | #N/A |  |  |  | FALSE | #N/A | #N/A | #N/A | #N/A | #N/A | #N/A | #N/A | #N/A | #N/A | #N/A
FALSE | #N/A | #N/A | #N/A | #N/A | #N/A | #N/A | #N/A | #N/A | #N/A | #N/A |  |  |  | FALSE | #N/A | #N/A | #N/A | #N/A | #N/A | #N/A | #N/A | #N/A | #N/A | #N/A
FALSE | #N/A | #N/A | #N/A | #N/A | #N/A | #N/A | #N/A | #N/A | #N/A | #N/A |  |  |  | FALSE | #N/A | #N/A | #N/A | #N/A | #N/A | #N/A | #N/A | #N/A | #N/A | #N/A
FALSE | #N/A | #N/A | #N/A | #N/A | #N/A | #N/A | #N/A | #N/A | #N/A | #N/A |  |  |  | FALSE | #N/A | #N/A | #N/A | #N/A | #N/A | #N/A | #N/A | #N/A | #N/A | #N/A
FALSE | #N/A | #N/A | #N/A | #N/A | #N/A | #N/A | #N/A | #N/A | #N/A | #N/A |  |  |  | FALSE | #N/A | #N/A | #N/A | #N/A | #N/A | #N/A | #N/A | #N/A | #N/A | #N/A
FALSE | #N/A | #N/A | #N/A | #N/A | #N/A | #N/A | #N/A | #N/A | #N/A | #N/A |  |  |  | FALSE | #N/A | #N/A | #N/A | #N/A | #N/A | #N/A | #N/A | #N/A | #N/A | #N/A
FALSE | #N/A | #N/A | #N/A | #N/A | #N/A | #N/A | #N/A | #N/A | #N/A | #N/A |  |  |  | FALSE | #N/A | #N/A | #N/A | #N/A | #N/A | #N/A | #N/A | #N/A | #N/A | #N/A
FALSE | #N/A | #N/A | #N/A | #N/A | #N/A | #N/A | #N/A | #N/A | #N/A | #N/A |  |  |  | FALSE | #N/A | #N/A | #N/A | #N/A | #N/A | #N/A | #N/A | #N/A | #N/A | #N/A
FALSE | #N/A | #N/A | #N/A | #N/A | #N/A | #N/A | #N/A | #N/A | #N/A | #N/A |  |  |  | FALSE | #N/A | #N/A | #N/A | #N/A | #N/A | #N/A | #N/A | #N/A | #N/A | #N/A
FALSE | #N/A | #N/A | #N/A | #N/A | #N/A | #N/A | #N/A | #N/A | #N/A | #N/A |  |  |  | FALSE | #N/A | #N/A | #N/A | #N/A | #N/A | #N/A | #N/A | #N/A | #N/A | #N/A
FALSE | #N/A | #N/A | #N/A | #N/A | #N/A | #N/A | #N/A | #N/A | #N/A | #N/A |  |  |  | FALSE | #N/A | #N/A | #N/A | #N/A | #N/A | #N/A | #N/A | #N/A | #N/A | #N/A
FALSE | #N/A | #N/A | #N/A | #N/A | #N/A | #N/A | #N/A | #N/A | #N/A | #N/A |  |  |  | FALSE | #N/A | #N/A | #N/A | #N/A | #N/A | #N/A | #N/A | #N/A | #N/A | #N/A
FALSE | #N/A | #N/A | #N/A | #N/A | #N/A | #N/A | #N/A | #N/A | #N/A | #N/A |  |  |  | FALSE | #N/A | #N/A | #N/A | #N/A | #N/A | #N/A | #N/A | #N/A | #N/A | #N/A
FALSE | #N/A | #N/A | #N/A | #N/A | #N/A | #N/A | #N/A | #N/A | #N/A | #N/A |  |  |  | FALSE | #N/A | #N/A | #N/A | #N/A | #N/A | #N/A | #N/A | #N/A | #N/A | #N/A
FALSE | #N/A | #N/A | #N/A | #N/A | #N/A | #N/A | #N/A | #N/A | #N/A | #N/A |  |  |  | FALSE | #N/A | #N/A | #N/A | #N/A | #N/A | #N/A | #N/A | #N/A | #N/A | #N/A
FALSE | #N/A | #N/A | #N/A | #N/A | #N/A | #N/A | #N/A | #N/A | #N/A | #N/A |  |  |  | FALSE | #N/A | #N/A | #N/A | #N/A | #N/A | #N/A | #N/A | #N/A | #N/A | #N/A
FALSE | #N/A | #N/A | #N/A | #N/A | #N/A | #N/A | #N/A | #N/A | #N/A | #N/A |  |  |  | FALSE | #N/A | #N/A | #N/A | #N/A | #N/A | #N/A | #N/A | #N/A | #N/A | #N/A
FALSE | #N/A | #N/A | #N/A | #N/A | #N/A | #N/A | #N/A | #N/A | #N/A | #N/A |  |  |  | FALSE | #N/A | #N/A | #N/A | #N/A | #N/A | #N/A | #N/A | #N/A | #N/A | #N/A
FALSE | #N/A | #N/A | #N/A | #N/A | #N/A | #N/A | #N/A | #N/A | #N/A | #N/A |  |  |  | FALSE | #N/A | #N/A | #N/A | #N/A | #N/A | #N/A | #N/A | #N/A | #N/A | #N/A
FALSE | #N/A | #N/A | #N/A | #N/A | #N/A | #N/A | #N/A | #N/A | #N/A | #N/A |  |  |  | FALSE | #N/A | #N/A | #N/A | #N/A | #N/A | #N/A | #N/A | #N/A | #N/A | #N/A
FALSE | #N/A | #N/A | #N/A | #N/A | #N/A | #N/A | #N/A | #N/A | #N/A | #N/A |  |  |  | FALSE | #N/A | #N/A | #N/A | #N/A | #N/A | #N/A | #N/A | #N/A | #N/A | #N/A
FALSE | #N/A | #N/A | #N/A | #N/A | #N/A | #N/A | #N/A | #N/A | #N/A | #N/A |  |  |  | FALSE | #N/A | #N/A | #N/A | #N/A | #N/A | #N/A | #N/A | #N/A | #N/A | #N/A
FALSE | #N/A | #N/A | #N/A | #N/A | #N/A | #N/A | #N/A | #N/A | #N/A | #N/A |  |  |  | FALSE | #N/A | #N/A | #N/A | #N/A | #N/A | #N/A | #N/A | #N/A | #N/A | #N/A
FALSE | #N/A | #N/A | #N/A | #N/A | #N/A | #N/A | #N/A | #N/A | #N/A | #N/A |  |  |  | FALSE | #N/A | #N/A | #N/A | #N/A | #N/A | #N/A | #N/A | #N/A | #N/A | #N/A
FALSE | #N/A | #N/A | #N/A | #N/A | #N/A | #N/A | #N/A | #N/A | #N/A | #N/A |  |  |  | FALSE | #N/A | #N/A | #N/A | #N/A | #N/A | #N/A | #N/A | #N/A | #N/A | #N/A
FALSE | #N/A | #N/A | #N/A | #N/A | #N/A | #N/A | #N/A | #N/A | #N/A | #N/A |  |  |  | FALSE | #N/A | #N/A | #N/A | #N/A | #N/A | #N/A | #N/A | #N/A | #N/A | #N/A
FALSE | #N/A | #N/A | #N/A | #N/A | #N/A | #N/A | #N/A | #N/A | #N/A | #N/A |  |  |  | FALSE | #N/A | #N/A | #N/A | #N/A | #N/A | #N/A | #N/A | #N/A | #N/A | #N/A
FALSE | #N/A | #N/A | #N/A | #N/A | #N/A | #N/A | #N/A | #N/A | #N/A | #N/A |  |  |  | FALSE | #N/A | #N/A | #N/A | #N/A | #N/A | #N/A | #N/A | #N/A | #N/A | #N/A
FALSE | #N/A | #N/A | #N/A | #N/A | #N/A | #N/A | #N/A | #N/A | #N/A | #N/A |  |  |  | FALSE | #N/A | #N/A | #N/A | #N/A | #N/A | #N/A | #N/A | #N/A | #N/A | #N/A
FALSE | #N/A | #N/A | #N/A | #N/A | #N/A | #N/A | #N/A | #N/A | #N/A | #N/A |  |  |  | FALSE | #N/A | #N/A | #N/A | #N/A | #N/A | #N/A | #N/A | #N/A | #N/A | #N/A
FALSE | #N/A | #N/A | #N/A | #N/A | #N/A | #N/A | #N/A | #N/A | #N/A | #N/A |  |  |  | FALSE | #N/A | #N/A | #N/A | #N/A | #N/A | #N/A | #N/A | #N/A | #N/A | #N/A
FALSE | #N/A | #N/A | #N/A | #N/A | #N/A | #N/A | #N/A | #N/A | #N/A | #N/A |  |  |  | FALSE | #N/A | #N/A | #N/A | #N/A | #N/A | #N/A | #N/A | #N/A | #N/A | #N/A
FALSE | #N/A | #N/A | #N/A | #N/A | #N/A | #N/A | #N/A | #N/A | #N/A | #N/A |  |  |  | FALSE | #N/A | #N/A | #N/A | #N/A | #N/A | #N/A | #N/A | #N/A | #N/A | #N/A
FALSE | #N/A | #N/A | #N/A | #N/A | #N/A | #N/A | #N/A | #N/A | #N/A | #N/A |  |  |  | FALSE | #N/A | #N/A | #N/A | #N/A | #N/A | #N/A | #N/A | #N/A | #N/A | #N/A
FALSE | #N/A | #N/A | #N/A | #N/A | #N/A | #N/A | #N/A | #N/A | #N/A | #N/A |  |  |  | FALSE | #N/A | #N/A | #N/A | #N/A | #N/A | #N/A | #N/A | #N/A | #N/A | #N/A
FALSE | #N/A | #N/A | #N/A | #N/A | #N/A | #N/A | #N/A | #N/A | #N/A | #N/A |  |  |  | FALSE | #N/A | #N/A | #N/A | #N/A | #N/A | #N/A | #N/A | #N/A | #N/A | #N/A
FALSE | #N/A | #N/A | #N/A | #N/A | #N/A | #N/A | #N/A | #N/A | #N/A | #N/A |  |  |  | FALSE | #N/A | #N/A | #N/A | #N/A | #N/A | #N/A | #N/A | #N/A | #N/A | #N/A
FALSE | #N/A | #N/A | #N/A | #N/A | #N/A | #N/A | #N/A | #N/A | #N/A | #N/A |  |  |  | FALSE | #N/A | #N/A | #N/A | #N/A | #N/A | #N/A | #N/A | #N/A | #N/A | #N/A
FALSE | #N/A | #N/A | #N/A | #N/A | #N/A | #N/A | #N/A | #N/A | #N/A | #N/A |  |  |  | FALSE | #N/A | #N/A | #N/A | #N/A | #N/A | #N/A | #N/A | #N/A | #N/A | #N/A
FALSE | #N/A | #N/A | #N/A | #N/A | #N/A | #N/A | #N/A | #N/A | #N/A | #N/A |  |  |  | FALSE | #N/A | #N/A | #N/A | #N/A | #N/A | #N/A | #N/A | #N/A | #N/A | #N/A
FALSE | #N/A | #N/A | #N/A | #N/A | #N/A | #N/A | #N/A | #N/A | #N/A | #N/A |  |  |  | FALSE | #N/A | #N/A | #N/A | #N/A | #N/A | #N/A | #N/A | #N/A | #N/A | #N/A
FALSE | #N/A | #N/A | #N/A | #N/A | #N/A | #N/A | #N/A | #N/A | #N/A | #N/A |  |  |  | FALSE | #N/A | #N/A | #N/A | #N/A | #N/A | #N/A | #N/A | #N/A | #N/A | #N/A
FALSE | #N/A | #N/A | #N/A | #N/A | #N/A | #N/A | #N/A | #N/A | #N/A | #N/A |  |  |  | FALSE | #N/A | #N/A | #N/A | #N/A | #N/A | #N/A | #N/A | #N/A | #N/A | #N/A
FALSE | #N/A | #N/A | #N/A | #N/A | #N/A | #N/A | #N/A | #N/A | #N/A | #N/A |  |  |  | FALSE | #N/A | #N/A | #N/A | #N/A | #N/A | #N/A | #N/A | #N/A | #N/A | #N/A
FALSE | #N/A | #N/A | #N/A | #N/A | #N/A | #N/A | #N/A | #N/A | #N/A | #N/A |  |  |  | FALSE | #N/A | #N/A | #N/A | #N/A | #N/A | #N/A | #N/A | #N/A | #N/A | #N/A
FALSE | #N/A | #N/A | #N/A | #N/A | #N/A | #N/A | #N/A | #N/A | #N/A | #N/A |  |  |  | FALSE | #N/A | #N/A | #N/A | #N/A | #N/A | #N/A | #N/A | #N/A | #N/A | #N/A
FALSE | #N/A | #N/A | #N/A | #N/A | #N/A | #N/A | #N/A | #N/A | #N/A | #N/A |  |  |  | FALSE | #N/A | #N/A | #N/A | #N/A | #N/A | #N/A | #N/A | #N/A | #N/A | #N/A
FALSE | #N/A | #N/A | #N/A | #N/A | #N/A | #N/A | #N/A | #N/A | #N/A | #N/A |  |  |  | FALSE | #N/A | #N/A | #N/A | #N/A | #N/A | #N/A | #N/A | #N/A | #N/A | #N/A
FALSE | #N/A | #N/A | #N/A | #N/A | #N/A | #N/A | #N/A | #N/A | #N/A | #N/A |  |  |  | FALSE | #N/A | #N/A | #N/A | #N/A | #N/A | #N/A | #N/A | #N/A | #N/A | #N/A
FALSE | #N/A | #N/A | #N/A | #N/A | #N/A | #N/A | #N/A | #N/A | #N/A | #N/A |  |  |  | FALSE | #N/A | #N/A | #N/A | #N/A | #N/A | #N/A | #N/A | #N/A | #N/A | #N/A
FALSE | #N/A | #N/A | #N/A | #N/A | #N/A | #N/A | #N/A | #N/A | #N/A | #N/A |  |  |  | FALSE | #N/A | #N/A | #N/A | #N/A | #N/A | #N/A | #N/A | #N/A | #N/A | #N/A
FALSE | #N/A | #N/A | #N/A | #N/A | #N/A | #N/A | #N/A | #N/A | #N/A | #N/A |  |  |  | FALSE | #N/A | #N/A | #N/A | #N/A | #N/A | #N/A | #N/A | #N/A | #N/A | #N/A
FALSE | #N/A | #N/A | #N/A | #N/A | #N/A | #N/A | #N/A | #N/A | #N/A | #N/A |  |  |  | FALSE | #N/A | #N/A | #N/A | #N/A | #N/A | #N/A | #N/A | #N/A | #N/A | #N/A
FALSE | #N/A | #N/A | #N/A | #N/A | #N/A | #N/A | #N/A | #N/A | #N/A | #N/A |  |  |  | FALSE | #N/A | #N/A | #N/A | #N/A | #N/A | #N/A | #N/A | #N/A | #N/A | #N/A
FALSE | #N/A | #N/A | #N/A | #N/A | #N/A | #N/A | #N/A | #N/A | #N/A | #N/A |  |  |  | FALSE | #N/A | #N/A | #N/A | #N/A | #N/A | #N/A | #N/A | #N/A | #N/A | #N/A
FALSE | #N/A | #N/A | #N/A | #N/A | #N/A | #N/A | #N/A | #N/A | #N/A | #N/A |  |  |  | FALSE | #N/A | #N/A | #N/A | #N/A | #N/A | #N/A | #N/A | #N/A | #N/A | #N/A
FALSE | #N/A | #N/A | #N/A | #N/A | #N/A | #N/A | #N/A | #N/A | #N/A | #N/A |  |  |  | FALSE | #N/A | #N/A | #N/A | #N/A | #N/A | #N/A | #N/A | #N/A | #N/A | #N/A
FALSE | #N/A | #N/A | #N/A | #N/A | #N/A | #N/A | #N/A | #N/A | #N/A | #N/A |  |  |  | FALSE | #N/A | #N/A | #N/A | #N/A | #N/A | #N/A | #N/A | #N/A | #N/A | #N/A
FALSE | #N/A | #N/A | #N/A | #N/A | #N/A | #N/A | #N/A | #N/A | #N/A | #N/A |  |  |  | FALSE | #N/A | #N/A | #N/A | #N/A | #N/A | #N/A | #N/A | #N/A | #N/A | #N/A
FALSE | #N/A | #N/A | #N/A | #N/A | #N/A | #N/A | #N/A | #N/A | #N/A | #N/A |  |  |  | FALSE | #N/A | #N/A | #N/A | #N/A | #N/A | #N/A | #N/A | #N/A | #N/A | #N/A
FALSE | #N/A | #N/A | #N/A | #N/A | #N/A | #N/A | #N/A | #N/A | #N/A | #N/A |  |  |  | FALSE | #N/A | #N/A | #N/A | #N/A | #N/A | #N/A | #N/A | #N/A | #N/A | #N/A
FALSE | #N/A | #N/A | #N/A | #N/A | #N/A | #N/A | #N/A | #N/A | #N/A | #N/A |  |  |  | FALSE | #N/A | #N/A | #N/A | #N/A | #N/A | #N/A | #N/A | #N/A | #N/A | #N/A
FALSE | #N/A | #N/A | #N/A | #N/A | #N/A | #N/A | #N/A | #N/A | #N/A | #N/A |  |  |  | FALSE | #N/A | #N/A | #N/A | #N/A | #N/A | #N/A | #N/A | #N/A | #N/A | #N/A
FALSE | #N/A | #N/A | #N/A | #N/A | #N/A | #N/A | #N/A | #N/A | #N/A | #N/A |  |  |  | FALSE | #N/A | #N/A | #N/A | #N/A | #N/A | #N/A | #N/A | #N/A | #N/A | #N/A
FALSE | #N/A | #N/A | #N/A | #N/A | #N/A | #N/A | #N/A | #N/A | #N/A | #N/A |  |  |  | FALSE | #N/A | #N/A | #N/A | #N/A | #N/A | #N/A | #N/A | #N/A | #N/A | #N/A
FALSE | #N/A | #N/A | #N/A | #N/A | #N/A | #N/A | #N/A | #N/A | #N/A | #N/A |  |  |  | FALSE | #N/A | #N/A | #N/A | #N/A | #N/A | #N/A | #N/A | #N/A | #N/A | #N/A
FALSE | #N/A | #N/A | #N/A | #N/A | #N/A | #N/A | #N/A | #N/A | #N/A | #N/A |  |  |  | FALSE | #N/A | #N/A | #N/A | #N/A | #N/A | #N/A | #N/A | #N/A | #N/A | #N/A
FALSE | #N/A | #N/A | #N/A | #N/A | #N/A | #N/A | #N/A | #N/A | #N/A | #N/A |  |  |  | FALSE | #N/A | #N/A | #N/A | #N/A | #N/A | #N/A | #N/A | #N/A | #N/A | #N/A
FALSE | #N/A | #N/A | #N/A | #N/A | #N/A | #N/A | #N/A | #N/A | #N/A | #N/A |  |  |  | FALSE | #N/A | #N/A | #N/A | #N/A | #N/A | #N/A | #N/A | #N/A | #N/A | #N/A
FALSE | #N/A | #N/A | #N/A | #N/A | #N/A | #N/A | #N/A | #N/A | #N/A | #N/A |  |  |  | FALSE | #N/A | #N/A | #N/A | #N/A | #N/A | #N/A | #N/A | #N/A | #N/A | #N/A
FALSE | #N/A | #N/A | #N/A | #N/A | #N/A | #N/A | #N/A | #N/A | #N/A | #N/A |  |  |  | FALSE | #N/A | #N/A | #N/A | #N/A | #N/A | #N/A | #N/A | #N/A | #N/A | #N/A
FALSE | #N/A | #N/A | #N/A | #N/A | #N/A | #N/A | #N/A | #N/A | #N/A | #N/A |  |  |  | FALSE | #N/A | #N/A | #N/A | #N/A | #N/A | #N/A | #N/A | #N/A | #N/A | #N/A
FALSE | #N/A | #N/A | #N/A | #N/A | #N/A | #N/A | #N/A | #N/A | #N/A | #N/A |  |  |  | FALSE | #N/A | #N/A | #N/A | #N/A | #N/A | #N/A | #N/A | #N/A | #N/A | #N/A
FALSE | #N/A | #N/A | #N/A | #N/A | #N/A | #N/A | #N/A | #N/A | #N/A | #N/A |  |  |  | FALSE | #N/A | #N/A | #N/A | #N/A | #N/A | #N/A | #N/A | #N/A | #N/A | #N/A
FALSE | #N/A | #N/A | #N/A | #N/A | #N/A | #N/A | #N/A | #N/A | #N/A | #N/A |  |  |  | FALSE | #N/A | #N/A | #N/A | #N/A | #N/A | #N/A | #N/A | #N/A | #N/A | #N/A
FALSE | #N/A | #N/A | #N/A | #N/A | #N/A | #N/A | #N/A | #N/A | #N/A | #N/A |  |  |  | FALSE | #N/A | #N/A | #N/A | #N/A | #N/A | #N/A | #N/A | #N/A | #N/A | #N/A
FALSE | #N/A | #N/A | #N/A | #N/A | #N/A | #N/A | #N/A | #N/A | #N/A | #N/A |  |  |  | FALSE | #N/A | #N/A | #N/A | #N/A | #N/A | #N/A | #N/A | #N/A | #N/A | #N/A
FALSE | #N/A | #N/A | #N/A | #N/A | #N/A | #N/A | #N/A | #N/A | #N/A | #N/A |  |  |  | FALSE | #N/A | #N/A | #N/A | #N/A | #N/A | #N/A | #N/A | #N/A | #N/A | #N/A
FALSE | #N/A | #N/A | #N/A | #N/A | #N/A | #N/A | #N/A | #N/A | #N/A | #N/A |  |  |  | FALSE | #N/A | #N/A | #N/A | #N/A | #N/A | #N/A | #N/A | #N/A | #N/A | #N/A
FALSE | #N/A | #N/A | #N/A | #N/A | #N/A | #N/A | #N/A | #N/A | #N/A | #N/A |  |  |  | FALSE | #N/A | #N/A | #N/A | #N/A | #N/A | #N/A | #N/A | #N/A | #N/A | #N/A
FALSE | #N/A | #N/A | #N/A | #N/A | #N/A | #N/A | #N/A | #N/A | #N/A | #N/A |  |  |  | FALSE | #N/A | #N/A | #N/A | #N/A | #N/A | #N/A | #N/A | #N/A | #N/A | #N/A
FALSE | #N/A | #N/A | #N/A | #N/A | #N/A | #N/A | #N/A | #N/A | #N/A | #N/A |  |  |  | FALSE | #N/A | #N/A | #N/A | #N/A | #N/A | #N/A | #N/A | #N/A | #N/A | #N/A
FALSE | #N/A | #N/A | #N/A | #N/A | #N/A | #N/A | #N/A | #N/A | #N/A | #N/A |  |  |  | FALSE | #N/A | #N/A | #N/A | #N/A | #N/A | #N/A | #N/A | #N/A | #N/A | #N/A
FALSE | #N/A | #N/A | #N/A | #N/A | #N/A | #N/A | #N/A | #N/A | #N/A | #N/A |  |  |  | FALSE | #N/A | #N/A | #N/A | #N/A | #N/A | #N/A | #N/A | #N/A | #N/A | #N/A
FALSE | #N/A | #N/A | #N/A | #N/A | #N/A | #N/A | #N/A | #N/A | #N/A | #N/A |  |  |  | FALSE | #N/A | #N/A | #N/A | #N/A | #N/A | #N/A | #N/A | #N/A | #N/A | #N/A
FALSE | #N/A | #N/A | #N/A | #N/A | #N/A | #N/A | #N/A | #N/A | #N/A | #N/A |  |  |  | FALSE | #N/A | #N/A | #N/A | #N/A | #N/A | #N/A | #N/A | #N/A | #N/A | #N/A
FALSE | #N/A | #N/A | #N/A | #N/A | #N/A | #N/A | #N/A | #N/A | #N/A | #N/A |  |  |  | FALSE | #N/A | #N/A | #N/A | #N/A | #N/A | #N/A | #N/A | #N/A | #N/A | #N/A
FALSE | #N/A | #N/A | #N/A | #N/A | #N/A | #N/A | #N/A | #N/A | #N/A | #N/A |  |  |  | FALSE | #N/A | #N/A | #N/A | #N/A | #N/A | #N/A | #N/A | #N/A | #N/A | #N/A
FALSE | #N/A | #N/A | #N/A | #N/A | #N/A | #N/A | #N/A | #N/A | #N/A | #N/A |  |  |  | FALSE | #N/A | #N/A | #N/A | #N/A | #N/A | #N/A | #N/A | #N/A | #N/A | #N/A
FALSE | #N/A | #N/A | #N/A | #N/A | #N/A | #N/A | #N/A | #N/A | #N/A | #N/A |  |  |  | FALSE | #N/A | #N/A | #N/A | #N/A | #N/A | #N/A | #N/A | #N/A | #N/A | #N/A
FALSE | #N/A | #N/A | #N/A | #N/A | #N/A | #N/A | #N/A | #N/A | #N/A | #N/A |  |  |  | FALSE | #N/A | #N/A | #N/A | #N/A | #N/A | #N/A | #N/A | #N/A | #N/A | #N/A
FALSE | #N/A | #N/A | #N/A | #N/A | #N/A | #N/A | #N/A | #N/A | #N/A | #N/A |  |  |  | FALSE | #N/A | #N/A | #N/A | #N/A | #N/A | #N/A | #N/A | #N/A | #N/A | #N/A
FALSE | #N/A | #N/A | #N/A | #N/A | #N/A | #N/A | #N/A | #N/A | #N/A | #N/A |  |  |  | FALSE | #N/A | #N/A | #N/A | #N/A | #N/A | #N/A | #N/A | #N/A | #N/A | #N/A
FALSE | #N/A | #N/A | #N/A | #N/A | #N/A | #N/A | #N/A | #N/A | #N/A | #N/A |  |  |  | FALSE | #N/A | #N/A | #N/A | #N/A | #N/A | #N/A | #N/A | #N/A | #N/A | #N/A
FALSE | #N/A | #N/A | #N/A | #N/A | #N/A | #N/A | #N/A | #N/A | #N/A | #N/A |  |  |  | FALSE | #N/A | #N/A | #N/A | #N/A | #N/A | #N/A | #N/A | #N/A | #N/A | #N/A
FALSE | #N/A | #N/A | #N/A | #N/A | #N/A | #N/A | #N/A | #N/A | #N/A | #N/A |  |  |  | FALSE | #N/A | #N/A | #N/A | #N/A | #N/A | #N/A | #N/A | #N/A | #N/A | #N/A
FALSE | #N/A | #N/A | #N/A | #N/A | #N/A | #N/A | #N/A | #N/A | #N/A | #N/A |  |  |  | FALSE | #N/A | #N/A | #N/A | #N/A | #N/A | #N/A | #N/A | #N/A | #N/A | #N/A
FALSE | #N/A | #N/A | #N/A | #N/A | #N/A | #N/A | #N/A | #N/A | #N/A | #N/A |  |  |  | FALSE | #N/A | #N/A | #N/A | #N/A | #N/A | #N/A | #N/A | #N/A | #N/A | #N/A
FALSE | #N/A | #N/A | #N/A | #N/A | #N/A | #N/A | #N/A | #N/A | #N/A | #N/A |  |  |  | FALSE | #N/A | #N/A | #N/A | #N/A | #N/A | #N/A | #N/A | #N/A | #N/A | #N/A
FALSE | #N/A | #N/A | #N/A | #N/A | #N/A | #N/A | #N/A | #N/A | #N/A | #N/A |  |  |  | FALSE | #N/A | #N/A | #N/A | #N/A | #N/A | #N/A | #N/A | #N/A | #N/A | #N/A
FALSE | #N/A | #N/A | #N/A | #N/A | #N/A | #N/A | #N/A | #N/A | #N/A | #N/A |  |  |  | FALSE | #N/A | #N/A | #N/A | #N/A | #N/A | #N/A | #N/A | #N/A | #N/A | #N/A
FALSE | #N/A | #N/A | #N/A | #N/A | #N/A | #N/A | #N/A | #N/A | #N/A | #N/A |  |  |  | FALSE | #N/A | #N/A | #N/A | #N/A | #N/A | #N/A | #N/A | #N/A | #N/A | #N/A
FALSE | #N/A | #N/A | #N/A | #N/A | #N/A | #N/A | #N/A | #N/A | #N/A | #N/A |  |  |  | FALSE | #N/A | #N/A | #N/A | #N/A | #N/A | #N/A | #N/A | #N/A | #N/A | #N/A
FALSE | #N/A | #N/A | #N/A | #N/A | #N/A | #N/A | #N/A | #N/A | #N/A | #N/A |  |  |  | FALSE | #N/A | #N/A | #N/A | #N/A | #N/A | #N/A | #N/A | #N/A | #N/A | #N/A
FALSE | #N/A | #N/A | #N/A | #N/A | #N/A | #N/A | #N/A | #N/A | #N/A | #N/A |  |  |  | FALSE | #N/A | #N/A | #N/A | #N/A | #N/A | #N/A | #N/A | #N/A | #N/A | #N/A
FALSE | #N/A | #N/A | #N/A | #N/A | #N/A | #N/A | #N/A | #N/A | #N/A | #N/A |  |  |  | FALSE | #N/A | #N/A | #N/A | #N/A | #N/A | #N/A | #N/A | #N/A | #N/A | #N/A
FALSE | #N/A | #N/A | #N/A | #N/A | #N/A | #N/A | #N/A | #N/A | #N/A | #N/A |  |  |  | FALSE | #N/A | #N/A | #N/A | #N/A | #N/A | #N/A | #N/A | #N/A | #N/A | #N/A
FALSE | #N/A | #N/A | #N/A | #N/A | #N/A | #N/A | #N/A | #N/A | #N/A | #N/A |  |  |  | FALSE | #N/A | #N/A | #N/A | #N/A | #N/A | #N/A | #N/A | #N/A | #N/A | #N/A
FALSE | #N/A | #N/A | #N/A | #N/A | #N/A | #N/A | #N/A | #N/A | #N/A | #N/A |  |  |  | FALSE | #N/A | #N/A | #N/A | #N/A | #N/A | #N/A | #N/A | #N/A | #N/A | #N/A
FALSE | #N/A | #N/A | #N/A | #N/A | #N/A | #N/A | #N/A | #N/A | #N/A | #N/A |  |  |  | FALSE | #N/A | #N/A | #N/A | #N/A | #N/A | #N/A | #N/A | #N/A | #N/A | #N/A
FALSE | #N/A | #N/A | #N/A | #N/A | #N/A | #N/A | #N/A | #N/A | #N/A | #N/A |  |  |  | FALSE | #N/A | #N/A | #N/A | #N/A | #N/A | #N/A | #N/A | #N/A | #N/A | #N/A
FALSE | #N/A | #N/A | #N/A | #N/A | #N/A | #N/A | #N/A | #N/A | #N/A | #N/A |  |  |  | FALSE | #N/A | #N/A | #N/A | #N/A | #N/A | #N/A | #N/A | #N/A | #N/A | #N/A
FALSE | #N/A | #N/A | #N/A | #N/A | #N/A | #N/A | #N/A | #N/A | #N/A | #N/A |  |  |  | FALSE | #N/A | #N/A | #N/A | #N/A | #N/A | #N/A | #N/A | #N/A | #N/A | #N/A
FALSE | #N/A | #N/A | #N/A | #N/A | #N/A | #N/A | #N/A | #N/A | #N/A | #N/A |  |  |  | FALSE | #N/A | #N/A | #N/A | #N/A | #N/A | #N/A | #N/A | #N/A | #N/A | #N/A
FALSE | #N/A | #N/A | #N/A | #N/A | #N/A | #N/A | #N/A | #N/A | #N/A | #N/A |  |  |  | FALSE | #N/A | #N/A | #N/A | #N/A | #N/A | #N/A | #N/A | #N/A | #N/A | #N/A
FALSE | #N/A | #N/A | #N/A | #N/A | #N/A | #N/A | #N/A | #N/A | #N/A | #N/A |  |  |  | FALSE | #N/A | #N/A | #N/A | #N/A | #N/A | #N/A | #N/A | #N/A | #N/A | #N/A
FALSE | #N/A | #N/A | #N/A | #N/A | #N/A | #N/A | #N/A | #N/A | #N/A | #N/A |  |  |  | FALSE | #N/A | #N/A | #N/A | #N/A | #N/A | #N/A | #N/A | #N/A | #N/A | #N/A
FALSE | #N/A | #N/A | #N/A | #N/A | #N/A | #N/A | #N/A | #N/A | #N/A | #N/A |  |  |  | FALSE | #N/A | #N/A | #N/A | #N/A | #N/A | #N/A | #N/A | #N/A | #N/A | #N/A
FALSE | #N/A | #N/A | #N/A | #N/A | #N/A | #N/A | #N/A | #N/A | #N/A | #N/A |  |  |  | FALSE | #N/A | #N/A | #N/A | #N/A | #N/A | #N/A | #N/A | #N/A | #N/A | #N/A
FALSE | #N/A | #N/A | #N/A | #N/A | #N/A | #N/A | #N/A | #N/A | #N/A | #N/A |  |  |  | FALSE | #N/A | #N/A | #N/A | #N/A | #N/A | #N/A | #N/A | #N/A | #N/A | #N/A
FALSE | #N/A | #N/A | #N/A | #N/A | #N/A | #N/A | #N/A | #N/A | #N/A | #N/A |  |  |  | FALSE | #N/A | #N/A | #N/A | #N/A | #N/A | #N/A | #N/A | #N/A | #N/A | #N/A
FALSE | #N/A | #N/A | #N/A | #N/A | #N/A | #N/A | #N/A | #N/A | #N/A | #N/A |  |  |  | FALSE | #N/A | #N/A | #N/A | #N/A | #N/A | #N/A | #N/A | #N/A | #N/A | #N/A
FALSE | #N/A | #N/A | #N/A | #N/A | #N/A | #N/A | #N/A | #N/A | #N/A | #N/A |  |  |  | FALSE | #N/A | #N/A | #N/A | #N/A | #N/A | #N/A | #N/A | #N/A | #N/A | #N/A
FALSE | #N/A | #N/A | #N/A | #N/A | #N/A | #N/A | #N/A | #N/A | #N/A | #N/A |  |  |  | FALSE | #N/A | #N/A | #N/A | #N/A | #N/A | #N/A | #N/A | #N/A | #N/A | #N/A
FALSE | #N/A | #N/A | #N/A | #N/A | #N/A | #N/A | #N/A | #N/A | #N/A | #N/A |  |  |  | FALSE | #N/A | #N/A | #N/A | #N/A | #N/A | #N/A | #N/A | #N/A | #N/A | #N/A
FALSE | #N/A | #N/A | #N/A | #N/A | #N/A | #N/A | #N/A | #N/A | #N/A | #N/A |  |  |  | FALSE | #N/A | #N/A | #N/A | #N/A | #N/A | #N/A | #N/A | #N/A | #N/A | #N/A
FALSE | #N/A | #N/A | #N/A | #N/A | #N/A | #N/A | #N/A | #N/A | #N/A | #N/A |  |  |  | FALSE | #N/A | #N/A | #N/A | #N/A | #N/A | #N/A | #N/A | #N/A | #N/A | #N/A
FALSE | #N/A | #N/A | #N/A | #N/A | #N/A | #N/A | #N/A | #N/A | #N/A | #N/A |  |  |  | FALSE | #N/A | #N/A | #N/A | #N/A | #N/A | #N/A | #N/A | #N/A | #N/A | #N/A
FALSE | #N/A | #N/A | #N/A | #N/A | #N/A | #N/A | #N/A | #N/A | #N/A | #N/A |  |  |  | FALSE | #N/A | #N/A | #N/A | #N/A | #N/A | #N/A | #N/A | #N/A | #N/A | #N/A
FALSE | #N/A | #N/A | #N/A | #N/A | #N/A | #N/A | #N/A | #N/A | #N/A | #N/A |  |  |  | FALSE | #N/A | #N/A | #N/A | #N/A | #N/A | #N/A | #N/A | #N/A | #N/A | #N/A
FALSE | #N/A | #N/A | #N/A | #N/A | #N/A | #N/A | #N/A | #N/A | #N/A | #N/A |  |  |  | FALSE | #N/A | #N/A | #N/A | #N/A | #N/A | #N/A | #N/A | #N/A | #N/A | #N/A
FALSE | #N/A | #N/A | #N/A | #N/A | #N/A | #N/A | #N/A | #N/A | #N/A | #N/A |  |  |  | FALSE | #N/A | #N/A | #N/A | #N/A | #N/A | #N/A | #N/A | #N/A | #N/A | #N/A
FALSE | #N/A | #N/A | #N/A | #N/A | #N/A | #N/A | #N/A | #N/A | #N/A | #N/A |  |  |  | FALSE | #N/A | #N/A | #N/A | #N/A | #N/A | #N/A | #N/A | #N/A | #N/A | #N/A
FALSE | #N/A | #N/A | #N/A | #N/A | #N/A | #N/A | #N/A | #N/A | #N/A | #N/A |  |  |  | FALSE | #N/A | #N/A | #N/A | #N/A | #N/A | #N/A | #N/A | #N/A | #N/A | #N/A
FALSE | #N/A | #N/A | #N/A | #N/A | #N/A | #N/A | #N/A | #N/A | #N/A | #N/A |  |  |  | FALSE | #N/A | #N/A | #N/A | #N/A | #N/A | #N/A | #N/A | #N/A | #N/A | #N/A
FALSE | #N/A | #N/A | #N/A | #N/A | #N/A | #N/A | #N/A | #N/A | #N/A | #N/A |  |  |  | FALSE | #N/A | #N/A | #N/A | #N/A | #N/A | #N/A | #N/A | #N/A | #N/A | #N/A
FALSE | #N/A | #N/A | #N/A | #N/A | #N/A | #N/A | #N/A | #N/A | #N/A | #N/A |  |  |  | FALSE | #N/A | #N/A | #N/A | #N/A | #N/A | #N/A | #N/A | #N/A | #N/A | #N/A
FALSE | #N/A | #N/A | #N/A | #N/A | #N/A | #N/A | #N/A | #N/A | #N/A | #N/A |  |  |  | FALSE | #N/A | #N/A | #N/A | #N/A | #N/A | #N/A | #N/A | #N/A | #N/A | #N/A
FALSE | #N/A | #N/A | #N/A | #N/A | #N/A | #N/A | #N/A | #N/A | #N/A | #N/A |  |  |  | FALSE | #N/A | #N/A | #N/A | #N/A | #N/A | #N/A | #N/A | #N/A | #N/A | #N/A
FALSE | #N/A | #N/A | #N/A | #N/A | #N/A | #N/A | #N/A | #N/A | #N/A | #N/A |  |  |  | FALSE | #N/A | #N/A | #N/A | #N/A | #N/A | #N/A | #N/A | #N/A | #N/A | #N/A
FALSE | #N/A | #N/A | #N/A | #N/A | #N/A | #N/A | #N/A | #N/A | #N/A | #N/A |  |  |  | FALSE | #N/A | #N/A | #N/A | #N/A | #N/A | #N/A | #N/A | #N/A | #N/A | #N/A
FALSE | #N/A | #N/A | #N/A | #N/A | #N/A | #N/A | #N/A | #N/A | #N/A | #N/A |  |  |  | FALSE | #N/A | #N/A | #N/A | #N/A | #N/A | #N/A | #N/A | #N/A | #N/A | #N/A
FALSE | #N/A | #N/A | #N/A | #N/A | #N/A | #N/A | #N/A | #N/A | #N/A | #N/A |  |  |  | FALSE | #N/A | #N/A | #N/A | #N/A | #N/A | #N/A | #N/A | #N/A | #N/A | #N/A
FALSE | #N/A | #N/A | #N/A | #N/A | #N/A | #N/A | #N/A | #N/A | #N/A | #N/A |  |  |  | FALSE | #N/A | #N/A | #N/A | #N/A | #N/A | #N/A | #N/A | #N/A | #N/A | #N/A
FALSE | #N/A | #N/A | #N/A | #N/A | #N/A | #N/A | #N/A | #N/A | #N/A | #N/A |  |  |  | FALSE | #N/A | #N/A | #N/A | #N/A | #N/A | #N/A | #N/A | #N/A | #N/A | #N/A
FALSE | #N/A | #N/A | #N/A | #N/A | #N/A | #N/A | #N/A | #N/A | #N/A | #N/A |  |  |  | FALSE | #N/A | #N/A | #N/A | #N/A | #N/A | #N/A | #N/A | #N/A | #N/A | #N/A
FALSE | #N/A | #N/A | #N/A | #N/A | #N/A | #N/A | #N/A | #N/A | #N/A | #N/A |  |  |  | FALSE | #N/A | #N/A | #N/A | #N/A | #N/A | #N/A | #N/A | #N/A | #N/A | #N/A
FALSE | #N/A | #N/A | #N/A | #N/A | #N/A | #N/A | #N/A | #N/A | #N/A | #N/A |  |  |  | FALSE | #N/A | #N/A | #N/A | #N/A | #N/A | #N/A | #N/A | #N/A | #N/A | #N/A
FALSE | #N/A | #N/A | #N/A | #N/A | #N/A | #N/A | #N/A | #N/A | #N/A | #N/A |  |  |  | FALSE | #N/A | #N/A | #N/A | #N/A | #N/A | #N/A | #N/A | #N/A | #N/A | #N/A
FALSE | #N/A | #N/A | #N/A | #N/A | #N/A | #N/A | #N/A | #N/A | #N/A | #N/A |  |  |  | FALSE | #N/A | #N/A | #N/A | #N/A | #N/A | #N/A | #N/A | #N/A | #N/A | #N/A
FALSE | #N/A | #N/A | #N/A | #N/A | #N/A | #N/A | #N/A | #N/A | #N/A | #N/A |  |  |  | FALSE | #N/A | #N/A | #N/A | #N/A | #N/A | #N/A | #N/A | #N/A | #N/A | #N/A
FALSE | #N/A | #N/A | #N/A | #N/A | #N/A | #N/A | #N/A | #N/A | #N/A | #N/A |  |  |  | FALSE | #N/A | #N/A | #N/A | #N/A | #N/A | #N/A | #N/A | #N/A | #N/A | #N/A
FALSE | #N/A | #N/A | #N/A | #N/A | #N/A | #N/A | #N/A | #N/A | #N/A | #N/A |  |  |  | FALSE | #N/A | #N/A | #N/A | #N/A | #N/A | #N/A | #N/A | #N/A | #N/A | #N/A
FALSE | #N/A | #N/A | #N/A | #N/A | #N/A | #N/A | #N/A | #N/A | #N/A | #N/A |  |  |  | FALSE | #N/A | #N/A | #N/A | #N/A | #N/A | #N/A | #N/A | #N/A | #N/A | #N/A
FALSE | #N/A | #N/A | #N/A | #N/A | #N/A | #N/A | #N/A | #N/A | #N/A | #N/A |  |  |  | FALSE | #N/A | #N/A | #N/A | #N/A | #N/A | #N/A | #N/A | #N/A | #N/A | #N/A
FALSE | #N/A | #N/A | #N/A | #N/A | #N/A | #N/A | #N/A | #N/A | #N/A | #N/A |  |  |  | FALSE | #N/A | #N/A | #N/A | #N/A | #N/A | #N/A | #N/A | #N/A | #N/A | #N/A
FALSE | #N/A | #N/A | #N/A | #N/A | #N/A | #N/A | #N/A | #N/A | #N/A | #N/A |  |  |  | FALSE | #N/A | #N/A | #N/A | #N/A | #N/A | #N/A | #N/A | #N/A | #N/A | #N/A
FALSE | #N/A | #N/A | #N/A | #N/A | #N/A | #N/A | #N/A | #N/A | #N/A | #N/A |  |  |  | FALSE | #N/A | #N/A | #N/A | #N/A | #N/A | #N/A | #N/A | #N/A | #N/A | #N/A
FALSE | #N/A | #N/A | #N/A | #N/A | #N/A | #N/A | #N/A | #N/A | #N/A | #N/A |  |  |  | FALSE | #N/A | #N/A | #N/A | #N/A | #N/A | #N/A | #N/A | #N/A | #N/A | #N/A
FALSE | #N/A | #N/A | #N/A | #N/A | #N/A | #N/A | #N/A | #N/A | #N/A | #N/A |  |  |  | FALSE | #N/A | #N/A | #N/A | #N/A | #N/A | #N/A | #N/A | #N/A | #N/A | #N/A
FALSE | #N/A | #N/A | #N/A | #N/A | #N/A | #N/A | #N/A | #N/A | #N/A | #N/A |  |  |  | FALSE | #N/A | #N/A | #N/A | #N/A | #N/A | #N/A | #N/A | #N/A | #N/A | #N/A
FALSE | #N/A | #N/A | #N/A | #N/A | #N/A | #N/A | #N/A | #N/A | #N/A | #N/A |  |  |  | FALSE | #N/A | #N/A | #N/A | #N/A | #N/A | #N/A | #N/A | #N/A | #N/A | #N/A
FALSE | #N/A | #N/A | #N/A | #N/A | #N/A | #N/A | #N/A | #N/A | #N/A | #N/A |  |  |  | FALSE | #N/A | #N/A | #N/A | #N/A | #N/A | #N/A | #N/A | #N/A | #N/A | #N/A
FALSE | #N/A | #N/A | #N/A | #N/A | #N/A | #N/A | #N/A | #N/A | #N/A | #N/A |  |  |  | FALSE | #N/A | #N/A | #N/A | #N/A | #N/A | #N/A | #N/A | #N/A | #N/A | #N/A
FALSE | #N/A | #N/A | #N/A | #N/A | #N/A | #N/A | #N/A | #N/A | #N/A | #N/A |  |  |  | FALSE | #N/A | #N/A | #N/A | #N/A | #N/A | #N/A | #N/A | #N/A | #N/A | #N/A
FALSE | #N/A | #N/A | #N/A | #N/A | #N/A | #N/A | #N/A | #N/A | #N/A | #N/A |  |  |  | FALSE | #N/A | #N/A | #N/A | #N/A | #N/A | #N/A | #N/A | #N/A | #N/A | #N/A
FALSE | #N/A | #N/A | #N/A | #N/A | #N/A | #N/A | #N/A | #N/A | #N/A | #N/A |  |  |  | FALSE | #N/A | #N/A | #N/A | #N/A | #N/A | #N/A | #N/A | #N/A | #N/A | #N/A
FALSE | #N/A | #N/A | #N/A | #N/A | #N/A | #N/A | #N/A | #N/A | #N/A | #N/A |  |  |  | FALSE | #N/A | #N/A | #N/A | #N/A | #N/A | #N/A | #N/A | #N/A | #N/A | #N/A
FALSE | #N/A | #N/A | #N/A | #N/A | #N/A | #N/A | #N/A | #N/A | #N/A | #N/A |  |  |  | FALSE | #N/A | #N/A | #N/A | #N/A | #N/A | #N/A | #N/A | #N/A | #N/A | #N/A
FALSE | #N/A | #N/A | #N/A | #N/A | #N/A | #N/A | #N/A | #N/A | #N/A | #N/A |  |  |  | FALSE | #N/A | #N/A | #N/A | #N/A | #N/A | #N/A | #N/A | #N/A | #N/A | #N/A
FALSE | #N/A | #N/A | #N/A | #N/A | #N/A | #N/A | #N/A | #N/A | #N/A | #N/A |  |  |  | FALSE | #N/A | #N/A | #N/A | #N/A | #N/A | #N/A | #N/A | #N/A | #N/A | #N/A
FALSE | #N/A | #N/A | #N/A | #N/A | #N/A | #N/A | #N/A | #N/A | #N/A | #N/A |  |  |  | FALSE | #N/A | #N/A | #N/A | #N/A | #N/A | #N/A | #N/A | #N/A | #N/A | #N/A
FALSE | #N/A | #N/A | #N/A | #N/A | #N/A | #N/A | #N/A | #N/A | #N/A | #N/A |  |  |  | FALSE | #N/A | #N/A | #N/A | #N/A | #N/A | #N/A | #N/A | #N/A | #N/A | #N/A
FALSE | #N/A | #N/A | #N/A | #N/A | #N/A | #N/A | #N/A | #N/A | #N/A | #N/A |  |  |  | FALSE | #N/A | #N/A | #N/A | #N/A | #N/A | #N/A | #N/A | #N/A | #N/A | #N/A
FALSE | #N/A | #N/A | #N/A | #N/A | #N/A | #N/A | #N/A | #N/A | #N/A | #N/A |  |  |  | FALSE | #N/A | #N/A | #N/A | #N/A | #N/A | #N/A | #N/A | #N/A | #N/A | #N/A
FALSE | #N/A | #N/A | #N/A | #N/A | #N/A | #N/A | #N/A | #N/A | #N/A | #N/A |  |  |  | FALSE | #N/A | #N/A | #N/A | #N/A | #N/A | #N/A | #N/A | #N/A | #N/A | #N/A
FALSE | #N/A | #N/A | #N/A | #N/A | #N/A | #N/A | #N/A | #N/A | #N/A | #N/A |  |  |  | FALSE | #N/A | #N/A | #N/A | #N/A | #N/A | #N/A | #N/A | #N/A | #N/A | #N/A
FALSE | #N/A | #N/A | #N/A | #N/A | #N/A | #N/A | #N/A | #N/A | #N/A | #N/A |  |  |  | FALSE | #N/A | #N/A | #N/A | #N/A | #N/A | #N/A | #N/A | #N/A | #N/A | #N/A
FALSE | #N/A | #N/A | #N/A | #N/A | #N/A | #N/A | #N/A | #N/A | #N/A | #N/A |  |  |  | FALSE | #N/A | #N/A | #N/A | #N/A | #N/A | #N/A | #N/A | #N/A | #N/A | #N/A
FALSE | #N/A | #N/A | #N/A | #N/A | #N/A | #N/A | #N/A | #N/A | #N/A | #N/A |  |  |  | FALSE | #N/A | #N/A | #N/A | #N/A | #N/A | #N/A | #N/A | #N/A | #N/A | #N/A
FALSE | #N/A | #N/A | #N/A | #N/A | #N/A | #N/A | #N/A | #N/A | #N/A | #N/A |  |  |  | FALSE | #N/A | #N/A | #N/A | #N/A | #N/A | #N/A | #N/A | #N/A | #N/A | #N/A
FALSE | #N/A | #N/A | #N/A | #N/A | #N/A | #N/A | #N/A | #N/A | #N/A | #N/A |  |  |  | FALSE | #N/A | #N/A | #N/A | #N/A | #N/A | #N/A | #N/A | #N/A | #N/A | #N/A
FALSE | #N/A | #N/A | #N/A | #N/A | #N/A | #N/A | #N/A | #N/A | #N/A | #N/A |  |  |  | FALSE | #N/A | #N/A | #N/A | #N/A | #N/A | #N/A | #N/A | #N/A | #N/A | #N/A
FALSE | #N/A | #N/A | #N/A | #N/A | #N/A | #N/A | #N/A | #N/A | #N/A | #N/A |  |  |  | FALSE | #N/A | #N/A | #N/A | #N/A | #N/A | #N/A | #N/A | #N/A | #N/A | #N/A
FALSE | #N/A | #N/A | #N/A | #N/A | #N/A | #N/A | #N/A | #N/A | #N/A | #N/A |  |  |  | FALSE | #N/A | #N/A | #N/A | #N/A | #N/A | #N/A | #N/A | #N/A | #N/A | #N/A
FALSE | #N/A | #N/A | #N/A | #N/A | #N/A | #N/A | #N/A | #N/A | #N/A | #N/A |  |  |  | FALSE | #N/A | #N/A | #N/A | #N/A | #N/A | #N/A | #N/A | #N/A | #N/A | #N/A
FALSE | #N/A | #N/A | #N/A | #N/A | #N/A | #N/A | #N/A | #N/A | #N/A | #N/A |  |  |  | FALSE | #N/A | #N/A | #N/A | #N/A | #N/A | #N/A | #N/A | #N/A | #N/A | #N/A
FALSE | #N/A | #N/A | #N/A | #N/A | #N/A | #N/A | #N/A | #N/A | #N/A | #N/A |  |  |  | FALSE | #N/A | #N/A | #N/A | #N/A | #N/A | #N/A | #N/A | #N/A | #N/A | #N/A
FALSE | #N/A | #N/A | #N/A | #N/A | #N/A | #N/A | #N/A | #N/A | #N/A | #N/A |  |  |  | FALSE | #N/A | #N/A | #N/A | #N/A | #N/A | #N/A | #N/A | #N/A | #N/A | #N/A
FALSE | #N/A | #N/A | #N/A | #N/A | #N/A | #N/A | #N/A | #N/A | #N/A | #N/A |  |  |  | FALSE | #N/A | #N/A | #N/A | #N/A | #N/A | #N/A | #N/A | #N/A | #N/A | #N/A
FALSE | #N/A | #N/A | #N/A | #N/A | #N/A | #N/A | #N/A | #N/A | #N/A | #N/A |  |  |  | FALSE | #N/A | #N/A | #N/A | #N/A | #N/A | #N/A | #N/A | #N/A | #N/A | #N/A
FALSE | #N/A | #N/A | #N/A | #N/A | #N/A | #N/A | #N/A | #N/A | #N/A | #N/A |  |  |  | FALSE | #N/A | #N/A | #N/A | #N/A | #N/A | #N/A | #N/A | #N/A | #N/A | #N/A
FALSE | #N/A | #N/A | #N/A | #N/A | #N/A | #N/A | #N/A | #N/A | #N/A | #N/A |  |  |  | FALSE | #N/A | #N/A | #N/A | #N/A | #N/A | #N/A | #N/A | #N/A | #N/A | #N/A
FALSE | #N/A | #N/A | #N/A | #N/A | #N/A | #N/A | #N/A | #N/A | #N/A | #N/A |  |  |  | FALSE | #N/A | #N/A | #N/A | #N/A | #N/A | #N/A | #N/A | #N/A | #N/A | #N/A
FALSE | #N/A | #N/A | #N/A | #N/A | #N/A | #N/A | #N/A | #N/A | #N/A | #N/A |  |  |  | FALSE | #N/A | #N/A | #N/A | #N/A | #N/A | #N/A | #N/A | #N/A | #N/A | #N/A
FALSE | #N/A | #N/A | #N/A | #N/A | #N/A | #N/A | #N/A | #N/A | #N/A | #N/A |  |  |  | FALSE | #N/A | #N/A | #N/A | #N/A | #N/A | #N/A | #N/A | #N/A | #N/A | #N/A
FALSE | #N/A | #N/A | #N/A | #N/A | #N/A | #N/A | #N/A | #N/A | #N/A | #N/A |  |  |  | FALSE | #N/A | #N/A | #N/A | #N/A | #N/A | #N/A | #N/A | #N/A | #N/A | #N/A
FALSE | #N/A | #N/A | #N/A | #N/A | #N/A | #N/A | #N/A | #N/A | #N/A | #N/A |  |  |  | FALSE | #N/A | #N/A | #N/A | #N/A | #N/A | #N/A | #N/A | #N/A | #N/A | #N/A
FALSE | #N/A | #N/A | #N/A | #N/A | #N/A | #N/A | #N/A | #N/A | #N/A | #N/A |  |  |  | FALSE | #N/A | #N/A | #N/A | #N/A | #N/A | #N/A | #N/A | #N/A | #N/A | #N/A
FALSE | #N/A | #N/A | #N/A | #N/A | #N/A | #N/A | #N/A | #N/A | #N/A | #N/A |  |  |  | FALSE | #N/A | #N/A | #N/A | #N/A | #N/A | #N/A | #N/A | #N/A | #N/A | #N/A
FALSE | #N/A | #N/A | #N/A | #N/A | #N/A | #N/A | #N/A | #N/A | #N/A | #N/A |  |  |  | FALSE | #N/A | #N/A | #N/A | #N/A | #N/A | #N/A | #N/A | #N/A | #N/A | #N/A
FALSE | #N/A | #N/A | #N/A | #N/A | #N/A | #N/A | #N/A | #N/A | #N/A | #N/A |  |  |  | FALSE | #N/A | #N/A | #N/A | #N/A | #N/A | #N/A | #N/A | #N/A | #N/A | #N/A
FALSE | #N/A | #N/A | #N/A | #N/A | #N/A | #N/A | #N/A | #N/A | #N/A | #N/A |  |  |  | FALSE | #N/A | #N/A | #N/A | #N/A | #N/A | #N/A | #N/A | #N/A | #N/A | #N/A
FALSE | #N/A | #N/A | #N/A | #N/A | #N/A | #N/A | #N/A | #N/A | #N/A | #N/A |  |  |  | FALSE | #N/A | #N/A | #N/A | #N/A | #N/A | #N/A | #N/A | #N/A | #N/A | #N/A
FALSE | #N/A | #N/A | #N/A | #N/A | #N/A | #N/A | #N/A | #N/A | #N/A | #N/A |  |  |  | FALSE | #N/A | #N/A | #N/A | #N/A | #N/A | #N/A | #N/A | #N/A | #N/A | #N/A
FALSE | #N/A | #N/A | #N/A | #N/A | #N/A | #N/A | #N/A | #N/A | #N/A | #N/A |  |  |  | FALSE | #N/A | #N/A | #N/A | #N/A | #N/A | #N/A | #N/A | #N/A | #N/A | #N/A
FALSE | #N/A | #N/A | #N/A | #N/A | #N/A | #N/A | #N/A | #N/A | #N/A | #N/A |  |  |  | FALSE | #N/A | #N/A | #N/A | #N/A | #N/A | #N/A | #N/A | #N/A | #N/A | #N/A
FALSE | #N/A | #N/A | #N/A | #N/A | #N/A | #N/A | #N/A | #N/A | #N/A | #N/A |  |  |  | FALSE | #N/A | #N/A | #N/A | #N/A | #N/A | #N/A | #N/A | #N/A | #N/A | #N/A
FALSE | #N/A | #N/A | #N/A | #N/A | #N/A | #N/A | #N/A | #N/A | #N/A | #N/A |  |  |  | FALSE | #N/A | #N/A | #N/A | #N/A | #N/A | #N/A | #N/A | #N/A | #N/A | #N/A
FALSE | #N/A | #N/A | #N/A | #N/A | #N/A | #N/A | #N/A | #N/A | #N/A | #N/A |  |  |  | FALSE | #N/A | #N/A | #N/A | #N/A | #N/A | #N/A | #N/A | #N/A | #N/A | #N/A
FALSE | #N/A | #N/A | #N/A | #N/A | #N/A | #N/A | #N/A | #N/A | #N/A | #N/A |  |  |  | FALSE | #N/A | #N/A | #N/A | #N/A | #N/A | #N/A | #N/A | #N/A | #N/A | #N/A
FALSE | #N/A | #N/A | #N/A | #N/A | #N/A | #N/A | #N/A | #N/A | #N/A | #N/A |  |  |  | FALSE | #N/A | #N/A | #N/A | #N/A | #N/A | #N/A | #N/A | #N/A | #N/A | #N/A
FALSE | #N/A | #N/A | #N/A | #N/A | #N/A | #N/A | #N/A | #N/A | #N/A | #N/A |  |  |  | FALSE | #N/A | #N/A | #N/A | #N/A | #N/A | #N/A | #N/A | #N/A | #N/A | #N/A
FALSE | #N/A | #N/A | #N/A | #N/A | #N/A | #N/A | #N/A | #N/A | #N/A | #N/A |  |  |  | FALSE | #N/A | #N/A | #N/A | #N/A | #N/A | #N/A | #N/A | #N/A | #N/A | #N/A
FALSE | #N/A | #N/A | #N/A | #N/A | #N/A | #N/A | #N/A | #N/A | #N/A | #N/A |  |  |  | FALSE | #N/A | #N/A | #N/A | #N/A | #N/A | #N/A | #N/A | #N/A | #N/A | #N/A
FALSE | #N/A | #N/A | #N/A | #N/A | #N/A | #N/A | #N/A | #N/A | #N/A | #N/A |  |  |  | FALSE | #N/A | #N/A | #N/A | #N/A | #N/A | #N/A | #N/A | #N/A | #N/A | #N/A
FALSE | #N/A | #N/A | #N/A | #N/A | #N/A | #N/A | #N/A | #N/A | #N/A | #N/A |  |  |  | FALSE | #N/A | #N/A | #N/A | #N/A | #N/A | #N/A | #N/A | #N/A | #N/A | #N/A
FALSE | #N/A | #N/A | #N/A | #N/A | #N/A | #N/A | #N/A | #N/A | #N/A | #N/A |  |  |  | FALSE | #N/A | #N/A | #N/A | #N/A | #N/A | #N/A | #N/A | #N/A | #N/A | #N/A
FALSE | #N/A | #N/A | #N/A | #N/A | #N/A | #N/A | #N/A | #N/A | #N/A | #N/A |  |  |  | FALSE | #N/A | #N/A | #N/A | #N/A | #N/A | #N/A | #N/A | #N/A | #N/A | #N/A
FALSE | #N/A | #N/A | #N/A | #N/A | #N/A | #N/A | #N/A | #N/A | #N/A | #N/A |  |  |  | FALSE | #N/A | #N/A | #N/A | #N/A | #N/A | #N/A | #N/A | #N/A | #N/A | #N/A
FALSE | #N/A | #N/A | #N/A | #N/A | #N/A | #N/A | #N/A | #N/A | #N/A | #N/A |  |  |  | FALSE | #N/A | #N/A | #N/A | #N/A | #N/A | #N/A | #N/A | #N/A | #N/A | #N/A
FALSE | #N/A | #N/A | #N/A | #N/A | #N/A | #N/A | #N/A | #N/A | #N/A | #N/A |  |  |  | FALSE | #N/A | #N/A | #N/A | #N/A | #N/A | #N/A | #N/A | #N/A | #N/A | #N/A
FALSE | #N/A | #N/A | #N/A | #N/A | #N/A | #N/A | #N/A | #N/A | #N/A | #N/A |  |  |  | FALSE | #N/A | #N/A | #N/A | #N/A | #N/A | #N/A | #N/A | #N/A | #N/A | #N/A
FALSE | #N/A | #N/A | #N/A | #N/A | #N/A | #N/A | #N/A | #N/A | #N/A | #N/A |  |  |  | FALSE | #N/A | #N/A | #N/A | #N/A | #N/A | #N/A | #N/A | #N/A | #N/A | #N/A
FALSE | #N/A | #N/A | #N/A | #N/A | #N/A | #N/A | #N/A | #N/A | #N/A | #N/A |  |  |  | FALSE | #N/A | #N/A | #N/A | #N/A | #N/A | #N/A | #N/A | #N/A | #N/A | #N/A
FALSE | #N/A | #N/A | #N/A | #N/A | #N/A | #N/A | #N/A | #N/A | #N/A | #N/A |  |  |  | FALSE | #N/A | #N/A | #N/A | #N/A | #N/A | #N/A | #N/A | #N/A | #N/A | #N/A
FALSE | #N/A | #N/A | #N/A | #N/A | #N/A | #N/A | #N/A | #N/A | #N/A | #N/A |  |  |  | FALSE | #N/A | #N/A | #N/A | #N/A | #N/A | #N/A | #N/A | #N/A | #N/A | #N/A
FALSE | #N/A | #N/A | #N/A | #N/A | #N/A | #N/A | #N/A | #N/A | #N/A | #N/A |  |  |  | FALSE | #N/A | #N/A | #N/A | #N/A | #N/A | #N/A | #N/A | #N/A | #N/A | #N/A
FALSE | #N/A | #N/A | #N/A | #N/A | #N/A | #N/A | #N/A | #N/A | #N/A | #N/A |  |  |  | FALSE | #N/A | #N/A | #N/A | #N/A | #N/A | #N/A | #N/A | #N/A | #N/A | #N/A
FALSE | #N/A | #N/A | #N/A | #N/A | #N/A | #N/A | #N/A | #N/A | #N/A | #N/A |  |  |  | FALSE | #N/A | #N/A | #N/A | #N/A | #N/A | #N/A | #N/A | #N/A | #N/A | #N/A
FALSE | #N/A | #N/A | #N/A | #N/A | #N/A | #N/A | #N/A | #N/A | #N/A | #N/A |  |  |  | FALSE | #N/A | #N/A | #N/A | #N/A | #N/A | #N/A | #N/A | #N/A | #N/A | #N/A
FALSE | #N/A | #N/A | #N/A | #N/A | #N/A | #N/A | #N/A | #N/A | #N/A | #N/A |  |  |  | FALSE | #N/A | #N/A | #N/A | #N/A | #N/A | #N/A | #N/A | #N/A | #N/A | #N/A
FALSE | #N/A | #N/A | #N/A | #N/A | #N/A | #N/A | #N/A | #N/A | #N/A | #N/A |  |  |  | FALSE | #N/A | #N/A | #N/A | #N/A | #N/A | #N/A | #N/A | #N/A | #N/A | #N/A
FALSE | #N/A | #N/A | #N/A | #N/A | #N/A | #N/A | #N/A | #N/A | #N/A | #N/A |  |  |  | FALSE | #N/A | #N/A | #N/A | #N/A | #N/A | #N/A | #N/A | #N/A | #N/A | #N/A
FALSE | #N/A | #N/A | #N/A | #N/A | #N/A | #N/A | #N/A | #N/A | #N/A | #N/A |  |  |  | FALSE | #N/A | #N/A | #N/A | #N/A | #N/A | #N/A | #N/A | #N/A | #N/A | #N/A
FALSE | #N/A | #N/A | #N/A | #N/A | #N/A | #N/A | #N/A | #N/A | #N/A | #N/A |  |  |  | FALSE | #N/A | #N/A | #N/A | #N/A | #N/A | #N/A | #N/A | #N/A | #N/A | #N/A
FALSE | #N/A | #N/A | #N/A | #N/A | #N/A | #N/A | #N/A | #N/A | #N/A | #N/A |  |  |  | FALSE | #N/A | #N/A | #N/A | #N/A | #N/A | #N/A | #N/A | #N/A | #N/A | #N/A
FALSE | #N/A | #N/A | #N/A | #N/A | #N/A | #N/A | #N/A | #N/A | #N/A | #N/A |  |  |  | FALSE | #N/A | #N/A | #N/A | #N/A | #N/A | #N/A | #N/A | #N/A | #N/A | #N/A
FALSE | #N/A | #N/A | #N/A | #N/A | #N/A | #N/A | #N/A | #N/A | #N/A | #N/A |  |  |  | FALSE | #N/A | #N/A | #N/A | #N/A | #N/A | #N/A | #N/A | #N/A | #N/A | #N/A
FALSE | #N/A | #N/A | #N/A | #N/A | #N/A | #N/A | #N/A | #N/A | #N/A | #N/A |  |  |  | FALSE | #N/A | #N/A | #N/A | #N/A | #N/A | #N/A | #N/A | #N/A | #N/A | #N/A
FALSE | #N/A | #N/A | #N/A | #N/A | #N/A | #N/A | #N/A | #N/A | #N/A | #N/A |  |  |  | FALSE | #N/A | #N/A | #N/A | #N/A | #N/A | #N/A | #N/A | #N/A | #N/A | #N/A
FALSE | #N/A | #N/A | #N/A | #N/A | #N/A | #N/A | #N/A | #N/A | #N/A | #N/A |  |  |  | FALSE | #N/A | #N/A | #N/A | #N/A | #N/A | #N/A | #N/A | #N/A | #N/A | #N/A
FALSE | #N/A | #N/A | #N/A | #N/A | #N/A | #N/A | #N/A | #N/A | #N/A | #N/A |  |  |  | FALSE | #N/A | #N/A | #N/A | #N/A | #N/A | #N/A | #N/A | #N/A | #N/A | #N/A
FALSE | #N/A | #N/A | #N/A | #N/A | #N/A | #N/A | #N/A | #N/A | #N/A | #N/A |  |  |  | FALSE | #N/A | #N/A | #N/A | #N/A | #N/A | #N/A | #N/A | #N/A | #N/A | #N/A
FALSE | #N/A | #N/A | #N/A | #N/A | #N/A | #N/A | #N/A | #N/A | #N/A | #N/A |  |  |  | FALSE | #N/A | #N/A | #N/A | #N/A | #N/A | #N/A | #N/A | #N/A | #N/A | #N/A
FALSE | #N/A | #N/A | #N/A | #N/A | #N/A | #N/A | #N/A | #N/A | #N/A | #N/A |  |  |  | FALSE | #N/A | #N/A | #N/A | #N/A | #N/A | #N/A | #N/A | #N/A | #N/A | #N/A
FALSE | #N/A | #N/A | #N/A | #N/A | #N/A | #N/A | #N/A | #N/A | #N/A | #N/A |  |  |  | FALSE | #N/A | #N/A | #N/A | #N/A | #N/A | #N/A | #N/A | #N/A | #N/A | #N/A
FALSE | #N/A | #N/A | #N/A | #N/A | #N/A | #N/A | #N/A | #N/A | #N/A | #N/A |  |  |  | FALSE | #N/A | #N/A | #N/A | #N/A | #N/A | #N/A | #N/A | #N/A | #N/A | #N/A
FALSE | #N/A | #N/A | #N/A | #N/A | #N/A | #N/A | #N/A | #N/A | #N/A | #N/A |  |  |  | FALSE | #N/A | #N/A | #N/A | #N/A | #N/A | #N/A | #N/A | #N/A | #N/A | #N/A
FALSE | #N/A | #N/A | #N/A | #N/A | #N/A | #N/A | #N/A | #N/A | #N/A | #N/A |  |  |  | FALSE | #N/A | #N/A | #N/A | #N/A | #N/A | #N/A | #N/A | #N/A | #N/A | #N/A
FALSE | #N/A | #N/A | #N/A | #N/A | #N/A | #N/A | #N/A | #N/A | #N/A | #N/A |  |  |  | FALSE | #N/A | #N/A | #N/A | #N/A | #N/A | #N/A | #N/A | #N/A | #N/A | #N/A
FALSE | #N/A | #N/A | #N/A | #N/A | #N/A | #N/A | #N/A | #N/A | #N/A | #N/A |  |  |  | FALSE | #N/A | #N/A | #N/A | #N/A | #N/A | #N/A | #N/A | #N/A | #N/A | #N/A
FALSE | #N/A | #N/A | #N/A | #N/A | #N/A | #N/A | #N/A | #N/A | #N/A | #N/A |  |  |  | FALSE | #N/A | #N/A | #N/A | #N/A | #N/A | #N/A | #N/A | #N/A | #N/A | #N/A
FALSE | #N/A | #N/A | #N/A | #N/A | #N/A | #N/A | #N/A | #N/A | #N/A | #N/A |  |  |  | FALSE | #N/A | #N/A | #N/A | #N/A | #N/A | #N/A | #N/A | #N/A | #N/A | #N/A
FALSE | #N/A | #N/A | #N/A | #N/A | #N/A | #N/A | #N/A | #N/A | #N/A | #N/A |  |  |  | FALSE | #N/A | #N/A | #N/A | #N/A | #N/A | #N/A | #N/A | #N/A | #N/A | #N/A
FALSE | #N/A | #N/A | #N/A | #N/A | #N/A | #N/A | #N/A | #N/A | #N/A | #N/A |  |  |  | FALSE | #N/A | #N/A | #N/A | #N/A | #N/A | #N/A | #N/A | #N/A | #N/A | #N/A
FALSE | #N/A | #N/A | #N/A | #N/A | #N/A | #N/A | #N/A | #N/A | #N/A | #N/A |  |  |  | FALSE | #N/A | #N/A | #N/A | #N/A | #N/A | #N/A | #N/A | #N/A | #N/A | #N/A
FALSE | #N/A | #N/A | #N/A | #N/A | #N/A | #N/A | #N/A | #N/A | #N/A | #N/A |  |  |  | FALSE | #N/A | #N/A | #N/A | #N/A | #N/A | #N/A | #N/A | #N/A | #N/A | #N/A
FALSE | #N/A | #N/A | #N/A | #N/A | #N/A | #N/A | #N/A | #N/A | #N/A | #N/A |  |  |  | FALSE | #N/A | #N/A | #N/A | #N/A | #N/A | #N/A | #N/A | #N/A | #N/A | #N/A
FALSE | #N/A | #N/A | #N/A | #N/A | #N/A | #N/A | #N/A | #N/A | #N/A | #N/A |  |  |  | FALSE | #N/A | #N/A | #N/A | #N/A | #N/A | #N/A | #N/A | #N/A | #N/A | #N/A
FALSE | #N/A | #N/A | #N/A | #N/A | #N/A | #N/A | #N/A | #N/A | #N/A | #N/A |  |  |  | FALSE | #N/A | #N/A | #N/A | #N/A | #N/A | #N/A | #N/A | #N/A | #N/A | #N/A
FALSE | #N/A | #N/A | #N/A | #N/A | #N/A | #N/A | #N/A | #N/A | #N/A | #N/A |  |  |  | FALSE | #N/A | #N/A | #N/A | #N/A | #N/A | #N/A | #N/A | #N/A | #N/A | #N/A
FALSE | #N/A | #N/A | #N/A | #N/A | #N/A | #N/A | #N/A | #N/A | #N/A | #N/A |  |  |  | FALSE | #N/A | #N/A | #N/A | #N/A | #N/A | #N/A | #N/A | #N/A | #N/A | #N/A
FALSE | #N/A | #N/A | #N/A | #N/A | #N/A | #N/A | #N/A | #N/A | #N/A | #N/A |  |  |  | FALSE | #N/A | #N/A | #N/A | #N/A | #N/A | #N/A | #N/A | #N/A | #N/A | #N/A
FALSE | #N/A | #N/A | #N/A | #N/A | #N/A | #N/A | #N/A | #N/A | #N/A | #N/A |  |  |  | FALSE | #N/A | #N/A | #N/A | #N/A | #N/A | #N/A | #N/A | #N/A | #N/A | #N/A
FALSE | #N/A | #N/A | #N/A | #N/A | #N/A | #N/A | #N/A | #N/A | #N/A | #N/A |  |  |  | FALSE | #N/A | #N/A | #N/A | #N/A | #N/A | #N/A | #N/A | #N/A | #N/A | #N/A
FALSE | #N/A | #N/A | #N/A | #N/A | #N/A | #N/A | #N/A | #N/A | #N/A | #N/A |  |  |  | FALSE | #N/A | #N/A | #N/A | #N/A | #N/A | #N/A | #N/A | #N/A | #N/A | #N/A
FALSE | #N/A | #N/A | #N/A | #N/A | #N/A | #N/A | #N/A | #N/A | #N/A | #N/A |  |  |  | FALSE | #N/A | #N/A | #N/A | #N/A | #N/A | #N/A | #N/A | #N/A | #N/A | #N/A
FALSE | #N/A | #N/A | #N/A | #N/A | #N/A | #N/A | #N/A | #N/A | #N/A | #N/A |  |  |  | FALSE | #N/A | #N/A | #N/A | #N/A | #N/A | #N/A | #N/A | #N/A | #N/A | #N/A
FALSE | #N/A | #N/A | #N/A | #N/A | #N/A | #N/A | #N/A | #N/A | #N/A | #N/A |  |  |  | FALSE | #N/A | #N/A | #N/A | #N/A | #N/A | #N/A | #N/A | #N/A | #N/A | #N/A
FALSE | #N/A | #N/A | #N/A | #N/A | #N/A | #N/A | #N/A | #N/A | #N/A | #N/A |  |  |  | FALSE | #N/A | #N/A | #N/A | #N/A | #N/A | #N/A | #N/A | #N/A | #N/A | #N/A
FALSE | #N/A | #N/A | #N/A | #N/A | #N/A | #N/A | #N/A | #N/A | #N/A | #N/A |  |  |  | FALSE | #N/A | #N/A | #N/A | #N/A | #N/A | #N/A | #N/A | #N/A | #N/A | #N/A
FALSE | #N/A | #N/A | #N/A | #N/A | #N/A | #N/A | #N/A | #N/A | #N/A | #N/A |  |  |  | FALSE | #N/A | #N/A | #N/A | #N/A | #N/A | #N/A | #N/A | #N/A | #N/A | #N/A
FALSE | #N/A | #N/A | #N/A | #N/A | #N/A | #N/A | #N/A | #N/A | #N/A | #N/A |  |  |  | FALSE | #N/A | #N/A | #N/A | #N/A | #N/A | #N/A | #N/A | #N/A | #N/A | #N/A
FALSE | #N/A | #N/A | #N/A | #N/A | #N/A | #N/A | #N/A | #N/A | #N/A | #N/A |  |  |  | FALSE | #N/A | #N/A | #N/A | #N/A | #N/A | #N/A | #N/A | #N/A | #N/A | #N/A
FALSE | #N/A | #N/A | #N/A | #N/A | #N/A | #N/A | #N/A | #N/A | #N/A | #N/A |  |  |  | FALSE | #N/A | #N/A | #N/A | #N/A | #N/A | #N/A | #N/A | #N/A | #N/A | #N/A
FALSE | #N/A | #N/A | #N/A | #N/A | #N/A | #N/A | #N/A | #N/A | #N/A | #N/A |  |  |  | FALSE | #N/A | #N/A | #N/A | #N/A | #N/A | #N/A | #N/A | #N/A | #N/A | #N/A
FALSE | #N/A | #N/A | #N/A | #N/A | #N/A | #N/A | #N/A | #N/A | #N/A | #N/A |  |  |  | FALSE | #N/A | #N/A | #N/A | #N/A | #N/A | #N/A | #N/A | #N/A | #N/A | #N/A
FALSE | #N/A | #N/A | #N/A | #N/A | #N/A | #N/A | #N/A | #N/A | #N/A | #N/A |  |  |  | FALSE | #N/A | #N/A | #N/A | #N/A | #N/A | #N/A | #N/A | #N/A | #N/A | #N/A
FALSE | #N/A | #N/A | #N/A | #N/A | #N/A | #N/A | #N/A | #N/A | #N/A | #N/A |  |  |  | FALSE | #N/A | #N/A | #N/A | #N/A | #N/A | #N/A | #N/A | #N/A | #N/A | #N/A
FALSE | #N/A | #N/A | #N/A | #N/A | #N/A | #N/A | #N/A | #N/A | #N/A | #N/A |  |  |  | FALSE | #N/A | #N/A | #N/A | #N/A | #N/A | #N/A | #N/A | #N/A | #N/A | #N/A
FALSE | #N/A | #N/A | #N/A | #N/A | #N/A | #N/A | #N/A | #N/A | #N/A | #N/A |  |  |  | FALSE | #N/A | #N/A | #N/A | #N/A | #N/A | #N/A | #N/A | #N/A | #N/A | #N/A
FALSE | #N/A | #N/A | #N/A | #N/A | #N/A | #N/A | #N/A | #N/A | #N/A | #N/A |  |  |  | FALSE | #N/A | #N/A | #N/A | #N/A | #N/A | #N/A | #N/A | #N/A | #N/A | #N/A
FALSE | #N/A | #N/A | #N/A | #N/A | #N/A | #N/A | #N/A | #N/A | #N/A | #N/A |  |  |  | FALSE | #N/A | #N/A | #N/A | #N/A | #N/A | #N/A | #N/A | #N/A | #N/A | #N/A
FALSE | #N/A | #N/A | #N/A | #N/A | #N/A | #N/A | #N/A | #N/A | #N/A | #N/A |  |  |  | FALSE | #N/A | #N/A | #N/A | #N/A | #N/A | #N/A | #N/A | #N/A | #N/A | #N/A
FALSE | #N/A | #N/A | #N/A | #N/A | #N/A | #N/A | #N/A | #N/A | #N/A | #N/A |  |  |  | FALSE | #N/A | #N/A | #N/A | #N/A | #N/A | #N/A | #N/A | #N/A | #N/A | #N/A
FALSE | #N/A | #N/A | #N/A | #N/A | #N/A | #N/A | #N/A | #N/A | #N/A | #N/A |  |  |  | FALSE | #N/A | #N/A | #N/A | #N/A | #N/A | #N/A | #N/A | #N/A | #N/A | #N/A
FALSE | #N/A | #N/A | #N/A | #N/A | #N/A | #N/A | #N/A | #N/A | #N/A | #N/A |  |  |  | FALSE | #N/A | #N/A | #N/A | #N/A | #N/A | #N/A | #N/A | #N/A | #N/A | #N/A
FALSE | #N/A | #N/A | #N/A | #N/A | #N/A | #N/A | #N/A | #N/A | #N/A | #N/A |  |  |  | FALSE | #N/A | #N/A | #N/A | #N/A | #N/A | #N/A | #N/A | #N/A | #N/A | #N/A
FALSE | #N/A | #N/A | #N/A | #N/A | #N/A | #N/A | #N/A | #N/A | #N/A | #N/A |  |  |  | FALSE | #N/A | #N/A | #N/A | #N/A | #N/A | #N/A | #N/A | #N/A | #N/A | #N/A
FALSE | #N/A | #N/A | #N/A | #N/A | #N/A | #N/A | #N/A | #N/A | #N/A | #N/A |  |  |  | FALSE | #N/A | #N/A | #N/A | #N/A | #N/A | #N/A | #N/A | #N/A | #N/A | #N/A
FALSE | #N/A | #N/A | #N/A | #N/A | #N/A | #N/A | #N/A | #N/A | #N/A | #N/A |  |  |  | FALSE | #N/A | #N/A | #N/A | #N/A | #N/A | #N/A | #N/A | #N/A | #N/A | #N/A
FALSE | #N/A | #N/A | #N/A | #N/A | #N/A | #N/A | #N/A | #N/A | #N/A | #N/A |  |  |  | FALSE | #N/A | #N/A | #N/A | #N/A | #N/A | #N/A | #N/A | #N/A | #N/A | #N/A
FALSE | #N/A | #N/A | #N/A | #N/A | #N/A | #N/A | #N/A | #N/A | #N/A | #N/A |  |  |  | FALSE | #N/A | #N/A | #N/A | #N/A | #N/A | #N/A | #N/A | #N/A | #N/A | #N/A
FALSE | #N/A | #N/A | #N/A | #N/A | #N/A | #N/A | #N/A | #N/A | #N/A | #N/A |  |  |  | FALSE | #N/A | #N/A | #N/A | #N/A | #N/A | #N/A | #N/A | #N/A | #N/A | #N/A
FALSE | #N/A | #N/A | #N/A | #N/A | #N/A | #N/A | #N/A | #N/A | #N/A | #N/A |  |  |  | FALSE | #N/A | #N/A | #N/A | #N/A | #N/A | #N/A | #N/A | #N/A | #N/A | #N/A
FALSE | #N/A | #N/A | #N/A | #N/A | #N/A | #N/A | #N/A | #N/A | #N/A | #N/A |  |  |  | FALSE | #N/A | #N/A | #N/A | #N/A | #N/A | #N/A | #N/A | #N/A | #N/A | #N/A
FALSE | #N/A | #N/A | #N/A | #N/A | #N/A | #N/A | #N/A | #N/A | #N/A | #N/A |  |  |  | FALSE | #N/A | #N/A | #N/A | #N/A | #N/A | #N/A | #N/A | #N/A | #N/A | #N/A
FALSE | #N/A | #N/A | #N/A | #N/A | #N/A | #N/A | #N/A | #N/A | #N/A | #N/A |  |  |  | FALSE | #N/A | #N/A | #N/A | #N/A | #N/A | #N/A | #N/A | #N/A | #N/A | #N/A
FALSE | #N/A | #N/A | #N/A | #N/A | #N/A | #N/A | #N/A | #N/A | #N/A | #N/A |  |  |  | FALSE | #N/A | #N/A | #N/A | #N/A | #N/A | #N/A | #N/A | #N/A | #N/A | #N/A
FALSE | #N/A | #N/A | #N/A | #N/A | #N/A | #N/A | #N/A | #N/A | #N/A | #N/A |  |  |  | FALSE | #N/A | #N/A | #N/A | #N/A | #N/A | #N/A | #N/A | #N/A | #N/A | #N/A
FALSE | #N/A | #N/A | #N/A | #N/A | #N/A | #N/A | #N/A | #N/A | #N/A | #N/A |  |  |  | FALSE | #N/A | #N/A | #N/A | #N/A | #N/A | #N/A | #N/A | #N/A | #N/A | #N/A
FALSE | #N/A | #N/A | #N/A | #N/A | #N/A | #N/A | #N/A | #N/A | #N/A | #N/A |  |  |  | FALSE | #N/A | #N/A | #N/A | #N/A | #N/A | #N/A | #N/A | #N/A | #N/A | #N/A
FALSE | #N/A | #N/A | #N/A | #N/A | #N/A | #N/A | #N/A | #N/A | #N/A | #N/A |  |  |  | FALSE | #N/A | #N/A | #N/A | #N/A | #N/A | #N/A | #N/A | #N/A | #N/A | #N/A
FALSE | #N/A | #N/A | #N/A | #N/A | #N/A | #N/A | #N/A | #N/A | #N/A | #N/A |  |  |  | FALSE | #N/A | #N/A | #N/A | #N/A | #N/A | #N/A | #N/A | #N/A | #N/A | #N/A
FALSE | #N/A | #N/A | #N/A | #N/A | #N/A | #N/A | #N/A | #N/A | #N/A | #N/A |  |  |  | FALSE | #N/A | #N/A | #N/A | #N/A | #N/A | #N/A | #N/A | #N/A | #N/A | #N/A
FALSE | #N/A | #N/A | #N/A | #N/A | #N/A | #N/A | #N/A | #N/A | #N/A | #N/A |  |  |  | FALSE | #N/A | #N/A | #N/A | #N/A | #N/A | #N/A | #N/A | #N/A | #N/A | #N/A
FALSE | #N/A | #N/A | #N/A | #N/A | #N/A | #N/A | #N/A | #N/A | #N/A | #N/A |  |  |  | FALSE | #N/A | #N/A | #N/A | #N/A | #N/A | #N/A | #N/A | #N/A | #N/A | #N/A
FALSE | #N/A | #N/A | #N/A | #N/A | #N/A | #N/A | #N/A | #N/A | #N/A | #N/A |  |  |  | FALSE | #N/A | #N/A | #N/A | #N/A | #N/A | #N/A | #N/A | #N/A | #N/A | #N/A
FALSE | #N/A | #N/A | #N/A | #N/A | #N/A | #N/A | #N/A | #N/A | #N/A | #N/A |  |  |  | FALSE | #N/A | #N/A | #N/A | #N/A | #N/A | #N/A | #N/A | #N/A | #N/A | #N/A
FALSE | #N/A | #N/A | #N/A | #N/A | #N/A | #N/A | #N/A | #N/A | #N/A | #N/A |  |  |  | FALSE | #N/A | #N/A | #N/A | #N/A | #N/A | #N/A | #N/A | #N/A | #N/A | #N/A
FALSE | #N/A | #N/A | #N/A | #N/A | #N/A | #N/A | #N/A | #N/A | #N/A | #N/A |  |  |  | FALSE | #N/A | #N/A | #N/A | #N/A | #N/A | #N/A | #N/A | #N/A | #N/A | #N/A
FALSE | #N/A | #N/A | #N/A | #N/A | #N/A | #N/A | #N/A | #N/A | #N/A | #N/A |  |  |  | FALSE | #N/A | #N/A | #N/A | #N/A | #N/A | #N/A | #N/A | #N/A | #N/A | #N/A
FALSE | #N/A | #N/A | #N/A | #N/A | #N/A | #N/A | #N/A | #N/A | #N/A | #N/A |  |  |  | FALSE | #N/A | #N/A | #N/A | #N/A | #N/A | #N/A | #N/A | #N/A | #N/A | #N/A
FALSE | #N/A | #N/A | #N/A | #N/A | #N/A | #N/A | #N/A | #N/A | #N/A | #N/A |  |  |  | FALSE | #N/A | #N/A | #N/A | #N/A | #N/A | #N/A | #N/A | #N/A | #N/A | #N/A
FALSE | #N/A | #N/A | #N/A | #N/A | #N/A | #N/A | #N/A | #N/A | #N/A | #N/A |  |  |  | FALSE | #N/A | #N/A | #N/A | #N/A | #N/A | #N/A | #N/A | #N/A | #N/A | #N/A
FALSE | #N/A | #N/A | #N/A | #N/A | #N/A | #N/A | #N/A | #N/A | #N/A | #N/A |  |  |  | FALSE | #N/A | #N/A | #N/A | #N/A | #N/A | #N/A | #N/A | #N/A | #N/A | #N/A
FALSE | #N/A | #N/A | #N/A | #N/A | #N/A | #N/A | #N/A | #N/A | #N/A | #N/A |  |  |  | FALSE | #N/A | #N/A | #N/A | #N/A | #N/A | #N/A | #N/A | #N/A | #N/A | #N/A
FALSE | #N/A | #N/A | #N/A | #N/A | #N/A | #N/A | #N/A | #N/A | #N/A | #N/A |  |  |  | FALSE | #N/A | #N/A | #N/A | #N/A | #N/A | #N/A | #N/A | #N/A | #N/A | #N/A
FALSE | #N/A | #N/A | #N/A | #N/A | #N/A | #N/A | #N/A | #N/A | #N/A | #N/A |  |  |  | FALSE | #N/A | #N/A | #N/A | #N/A | #N/A | #N/A | #N/A | #N/A | #N/A | #N/A
FALSE | #N/A | #N/A | #N/A | #N/A | #N/A | #N/A | #N/A | #N/A | #N/A | #N/A |  |  |  | FALSE | #N/A | #N/A | #N/A | #N/A | #N/A | #N/A | #N/A | #N/A | #N/A | #N/A
FALSE | #N/A | #N/A | #N/A | #N/A | #N/A | #N/A | #N/A | #N/A | #N/A | #N/A |  |  |  | FALSE | #N/A | #N/A | #N/A | #N/A | #N/A | #N/A | #N/A | #N/A | #N/A | #N/A
FALSE | #N/A | #N/A | #N/A | #N/A | #N/A | #N/A | #N/A | #N/A | #N/A | #N/A |  |  |  | FALSE | #N/A | #N/A | #N/A | #N/A | #N/A | #N/A | #N/A | #N/A | #N/A | #N/A
FALSE | #N/A | #N/A | #N/A | #N/A | #N/A | #N/A | #N/A | #N/A | #N/A | #N/A |  |  |  | FALSE | #N/A | #N/A | #N/A | #N/A | #N/A | #N/A | #N/A | #N/A | #N/A | #N/A
FALSE | #N/A | #N/A | #N/A | #N/A | #N/A | #N/A | #N/A | #N/A | #N/A | #N/A |  |  |  | FALSE | #N/A | #N/A | #N/A | #N/A | #N/A | #N/A | #N/A | #N/A | #N/A | #N/A
FALSE | #N/A | #N/A | #N/A | #N/A | #N/A | #N/A | #N/A | #N/A | #N/A | #N/A |  |  |  | FALSE | #N/A | #N/A | #N/A | #N/A | #N/A | #N/A | #N/A | #N/A | #N/A | #N/A
FALSE | #N/A | #N/A | #N/A | #N/A | #N/A | #N/A | #N/A | #N/A | #N/A | #N/A |  |  |  | FALSE | #N/A | #N/A | #N/A | #N/A | #N/A | #N/A | #N/A | #N/A | #N/A | #N/A
FALSE | #N/A | #N/A | #N/A | #N/A | #N/A | #N/A | #N/A | #N/A | #N/A | #N/A |  |  |  | FALSE | #N/A | #N/A | #N/A | #N/A | #N/A | #N/A | #N/A | #N/A | #N/A | #N/A
FALSE | #N/A | #N/A | #N/A | #N/A | #N/A | #N/A | #N/A | #N/A | #N/A | #N/A |  |  |  | FALSE | #N/A | #N/A | #N/A | #N/A | #N/A | #N/A | #N/A | #N/A | #N/A | #N/A
FALSE | #N/A | #N/A | #N/A | #N/A | #N/A | #N/A | #N/A | #N/A | #N/A | #N/A |  |  |  | FALSE | #N/A | #N/A | #N/A | #N/A | #N/A | #N/A | #N/A | #N/A | #N/A | #N/A
FALSE | #N/A | #N/A | #N/A | #N/A | #N/A | #N/A | #N/A | #N/A | #N/A | #N/A |  |  |  | FALSE | #N/A | #N/A | #N/A | #N/A | #N/A | #N/A | #N/A | #N/A | #N/A | #N/A
FALSE | #N/A | #N/A | #N/A | #N/A | #N/A | #N/A | #N/A | #N/A | #N/A | #N/A |  |  |  | FALSE | #N/A | #N/A | #N/A | #N/A | #N/A | #N/A | #N/A | #N/A | #N/A | #N/A
FALSE | #N/A | #N/A | #N/A | #N/A | #N/A | #N/A | #N/A | #N/A | #N/A | #N/A |  |  |  | FALSE | #N/A | #N/A | #N/A | #N/A | #N/A | #N/A | #N/A | #N/A | #N/A | #N/A
FALSE | #N/A | #N/A | #N/A | #N/A | #N/A | #N/A | #N/A | #N/A | #N/A | #N/A |  |  |  | FALSE | #N/A | #N/A | #N/A | #N/A | #N/A | #N/A | #N/A | #N/A | #N/A | #N/A
FALSE | #N/A | #N/A | #N/A | #N/A | #N/A | #N/A | #N/A | #N/A | #N/A | #N/A |  |  |  | FALSE | #N/A | #N/A | #N/A | #N/A | #N/A | #N/A | #N/A | #N/A | #N/A | #N/A
FALSE | #N/A | #N/A | #N/A | #N/A | #N/A | #N/A | #N/A | #N/A | #N/A | #N/A |  |  |  | FALSE | #N/A | #N/A | #N/A | #N/A | #N/A | #N/A | #N/A | #N/A | #N/A | #N/A
FALSE | #N/A | #N/A | #N/A | #N/A | #N/A | #N/A | #N/A | #N/A | #N/A | #N/A |  |  |  | FALSE | #N/A | #N/A | #N/A | #N/A | #N/A | #N/A | #N/A | #N/A | #N/A | #N/A
FALSE | #N/A | #N/A | #N/A | #N/A | #N/A | #N/A | #N/A | #N/A | #N/A | #N/A |  |  |  | FALSE | #N/A | #N/A | #N/A | #N/A | #N/A | #N/A | #N/A | #N/A | #N/A | #N/A
FALSE | #N/A | #N/A | #N/A | #N/A | #N/A | #N/A | #N/A | #N/A | #N/A | #N/A |  |  |  | FALSE | #N/A | #N/A | #N/A | #N/A | #N/A | #N/A | #N/A | #N/A | #N/A | #N/A
FALSE | #N/A | #N/A | #N/A | #N/A | #N/A | #N/A | #N/A | #N/A | #N/A | #N/A |  |  |  | FALSE | #N/A | #N/A | #N/A | #N/A | #N/A | #N/A | #N/A | #N/A | #N/A | #N/A
FALSE | #N/A | #N/A | #N/A | #N/A | #N/A | #N/A | #N/A | #N/A | #N/A | #N/A |  |  |  | FALSE | #N/A | #N/A | #N/A | #N/A | #N/A | #N/A | #N/A | #N/A | #N/A | #N/A
FALSE | #N/A | #N/A | #N/A | #N/A | #N/A | #N/A | #N/A | #N/A | #N/A | #N/A |  |  |  | FALSE | #N/A | #N/A | #N/A | #N/A | #N/A | #N/A | #N/A | #N/A | #N/A | #N/A
FALSE | #N/A | #N/A | #N/A | #N/A | #N/A | #N/A | #N/A | #N/A | #N/A | #N/A |  |  |  | FALSE | #N/A | #N/A | #N/A | #N/A | #N/A | #N/A | #N/A | #N/A | #N/A | #N/A
FALSE | #N/A | #N/A | #N/A | #N/A | #N/A | #N/A | #N/A | #N/A | #N/A | #N/A |  |  |  | FALSE | #N/A | #N/A | #N/A | #N/A | #N/A | #N/A | #N/A | #N/A | #N/A | #N/A
FALSE | #N/A | #N/A | #N/A | #N/A | #N/A | #N/A | #N/A | #N/A | #N/A | #N/A |  |  |  | FALSE | #N/A | #N/A | #N/A | #N/A | #N/A | #N/A | #N/A | #N/A | #N/A | #N/A
FALSE | #N/A | #N/A | #N/A | #N/A | #N/A | #N/A | #N/A | #N/A | #N/A | #N/A |  |  |  | FALSE | #N/A | #N/A | #N/A | #N/A | #N/A | #N/A | #N/A | #N/A | #N/A | #N/A
FALSE | #N/A | #N/A | #N/A | #N/A | #N/A | #N/A | #N/A | #N/A | #N/A | #N/A |  |  |  | FALSE | #N/A | #N/A | #N/A | #N/A | #N/A | #N/A | #N/A | #N/A | #N/A | #N/A
FALSE | #N/A | #N/A | #N/A | #N/A | #N/A | #N/A | #N/A | #N/A | #N/A | #N/A |  |  |  | FALSE | #N/A | #N/A | #N/A | #N/A | #N/A | #N/A | #N/A | #N/A | #N/A | #N/A
FALSE | #N/A | #N/A | #N/A | #N/A | #N/A | #N/A | #N/A | #N/A | #N/A | #N/A |  |  |  | FALSE | #N/A | #N/A | #N/A | #N/A | #N/A | #N/A | #N/A | #N/A | #N/A | #N/A
FALSE | #N/A | #N/A | #N/A | #N/A | #N/A | #N/A | #N/A | #N/A | #N/A | #N/A |  |  |  | FALSE | #N/A | #N/A | #N/A | #N/A | #N/A | #N/A | #N/A | #N/A | #N/A | #N/A
FALSE | #N/A | #N/A | #N/A | #N/A | #N/A | #N/A | #N/A | #N/A | #N/A | #N/A |  |  |  | FALSE | #N/A | #N/A | #N/A | #N/A | #N/A | #N/A | #N/A | #N/A | #N/A | #N/A
FALSE | #N/A | #N/A | #N/A | #N/A | #N/A | #N/A | #N/A | #N/A | #N/A | #N/A |  |  |  | FALSE | #N/A | #N/A | #N/A | #N/A | #N/A | #N/A | #N/A | #N/A | #N/A | #N/A
FALSE | #N/A | #N/A | #N/A | #N/A | #N/A | #N/A | #N/A | #N/A | #N/A | #N/A |  |  |  | FALSE | #N/A | #N/A | #N/A | #N/A | #N/A | #N/A | #N/A | #N/A | #N/A | #N/A
FALSE | #N/A | #N/A | #N/A | #N/A | #N/A | #N/A | #N/A | #N/A | #N/A | #N/A |  |  |  | FALSE | #N/A | #N/A | #N/A | #N/A | #N/A | #N/A | #N/A | #N/A | #N/A | #N/A
FALSE | #N/A | #N/A | #N/A | #N/A | #N/A | #N/A | #N/A | #N/A | #N/A | #N/A |  |  |  | FALSE | #N/A | #N/A | #N/A | #N/A | #N/A | #N/A | #N/A | #N/A | #N/A | #N/A
FALSE | #N/A | #N/A | #N/A | #N/A | #N/A | #N/A | #N/A | #N/A | #N/A | #N/A |  |  |  | FALSE | #N/A | #N/A | #N/A | #N/A | #N/A | #N/A | #N/A | #N/A | #N/A | #N/A
FALSE | #N/A | #N/A | #N/A | #N/A | #N/A | #N/A | #N/A | #N/A | #N/A | #N/A |  |  |  | FALSE | #N/A | #N/A | #N/A | #N/A | #N/A | #N/A | #N/A | #N/A | #N/A | #N/A
FALSE | #N/A | #N/A | #N/A | #N/A | #N/A | #N/A | #N/A | #N/A | #N/A | #N/A |  |  |  | FALSE | #N/A | #N/A | #N/A | #N/A | #N/A | #N/A | #N/A | #N/A | #N/A | #N/A
FALSE | #N/A | #N/A | #N/A | #N/A | #N/A | #N/A | #N/A | #N/A | #N/A | #N/A |  |  |  | FALSE | #N/A | #N/A | #N/A | #N/A | #N/A | #N/A | #N/A | #N/A | #N/A | #N/A
FALSE | #N/A | #N/A | #N/A | #N/A | #N/A | #N/A | #N/A | #N/A | #N/A | #N/A |  |  |  | FALSE | #N/A | #N/A | #N/A | #N/A | #N/A | #N/A | #N/A | #N/A | #N/A | #N/A
FALSE | #N/A | #N/A | #N/A | #N/A | #N/A | #N/A | #N/A | #N/A | #N/A | #N/A |  |  |  | FALSE | #N/A | #N/A | #N/A | #N/A | #N/A | #N/A | #N/A | #N/A | #N/A | #N/A
FALSE | #N/A | #N/A | #N/A | #N/A | #N/A | #N/A | #N/A | #N/A | #N/A | #N/A |  |  |  | FALSE | #N/A | #N/A | #N/A | #N/A | #N/A | #N/A | #N/A | #N/A | #N/A | #N/A
FALSE | #N/A | #N/A | #N/A | #N/A | #N/A | #N/A | #N/A | #N/A | #N/A | #N/A |  |  |  | FALSE | #N/A | #N/A | #N/A | #N/A | #N/A | #N/A | #N/A | #N/A | #N/A | #N/A
FALSE | #N/A | #N/A | #N/A | #N/A | #N/A | #N/A | #N/A | #N/A | #N/A | #N/A |  |  |  | FALSE | #N/A | #N/A | #N/A | #N/A | #N/A | #N/A | #N/A | #N/A | #N/A | #N/A
FALSE | #N/A | #N/A | #N/A | #N/A | #N/A | #N/A | #N/A | #N/A | #N/A | #N/A |  |  |  | FALSE | #N/A | #N/A | #N/A | #N/A | #N/A | #N/A | #N/A | #N/A | #N/A | #N/A
FALSE | #N/A | #N/A | #N/A | #N/A | #N/A | #N/A | #N/A | #N/A | #N/A | #N/A |  |  |  | FALSE | #N/A | #N/A | #N/A | #N/A | #N/A | #N/A | #N/A | #N/A | #N/A | #N/A
FALSE | #N/A | #N/A | #N/A | #N/A | #N/A | #N/A | #N/A | #N/A | #N/A | #N/A |  |  |  | FALSE | #N/A | #N/A | #N/A | #N/A | #N/A | #N/A | #N/A | #N/A | #N/A | #N/A
FALSE | #N/A | #N/A | #N/A | #N/A | #N/A | #N/A | #N/A | #N/A | #N/A | #N/A |  |  |  | FALSE | #N/A | #N/A | #N/A | #N/A | #N/A | #N/A | #N/A | #N/A | #N/A | #N/A
FALSE | #N/A | #N/A | #N/A | #N/A | #N/A | #N/A | #N/A | #N/A | #N/A | #N/A |  |  |  | FALSE | #N/A | #N/A | #N/A | #N/A | #N/A | #N/A | #N/A | #N/A | #N/A | #N/A
FALSE | #N/A | #N/A | #N/A | #N/A | #N/A | #N/A | #N/A | #N/A | #N/A | #N/A |  |  |  | FALSE | #N/A | #N/A | #N/A | #N/A | #N/A | #N/A | #N/A | #N/A | #N/A | #N/A
FALSE | #N/A | #N/A | #N/A | #N/A | #N/A | #N/A | #N/A | #N/A | #N/A | #N/A |  |  |  | FALSE | #N/A | #N/A | #N/A | #N/A | #N/A | #N/A | #N/A | #N/A | #N/A | #N/A
FALSE | #N/A | #N/A | #N/A | #N/A | #N/A | #N/A | #N/A | #N/A | #N/A | #N/A |  |  |  | FALSE | #N/A | #N/A | #N/A | #N/A | #N/A | #N/A | #N/A | #N/A | #N/A | #N/A
FALSE | #N/A | #N/A | #N/A | #N/A | #N/A | #N/A | #N/A | #N/A | #N/A | #N/A |  |  |  | FALSE | #N/A | #N/A | #N/A | #N/A | #N/A | #N/A | #N/A | #N/A | #N/A | #N/A
FALSE | #N/A | #N/A | #N/A | #N/A | #N/A | #N/A | #N/A | #N/A | #N/A | #N/A |  |  |  | FALSE | #N/A | #N/A | #N/A | #N/A | #N/A | #N/A | #N/A | #N/A | #N/A | #N/A
FALSE | #N/A | #N/A | #N/A | #N/A | #N/A | #N/A | #N/A | #N/A | #N/A | #N/A |  |  |  | FALSE | #N/A | #N/A | #N/A | #N/A | #N/A | #N/A | #N/A | #N/A | #N/A | #N/A
FALSE | #N/A | #N/A | #N/A | #N/A | #N/A | #N/A | #N/A | #N/A | #N/A | #N/A |  |  |  | FALSE | #N/A | #N/A | #N/A | #N/A | #N/A | #N/A | #N/A | #N/A | #N/A | #N/A
FALSE | #N/A | #N/A | #N/A | #N/A | #N/A | #N/A | #N/A | #N/A | #N/A | #N/A |  |  |  | FALSE | #N/A | #N/A | #N/A | #N/A | #N/A | #N/A | #N/A | #N/A | #N/A | #N/A
FALSE | #N/A | #N/A | #N/A | #N/A | #N/A | #N/A | #N/A | #N/A | #N/A | #N/A |  |  |  | FALSE | #N/A | #N/A | #N/A | #N/A | #N/A | #N/A | #N/A | #N/A | #N/A | #N/A
FALSE | #N/A | #N/A | #N/A | #N/A | #N/A | #N/A | #N/A | #N/A | #N/A | #N/A |  |  |  | FALSE | #N/A | #N/A | #N/A | #N/A | #N/A | #N/A | #N/A | #N/A | #N/A | #N/A
FALSE | #N/A | #N/A | #N/A | #N/A | #N/A | #N/A | #N/A | #N/A | #N/A | #N/A |  |  |  | FALSE | #N/A | #N/A | #N/A | #N/A | #N/A | #N/A | #N/A | #N/A | #N/A | #N/A
FALSE | #N/A | #N/A | #N/A | #N/A | #N/A | #N/A | #N/A | #N/A | #N/A | #N/A |  |  |  | FALSE | #N/A | #N/A | #N/A | #N/A | #N/A | #N/A | #N/A | #N/A | #N/A | #N/A
FALSE | #N/A | #N/A | #N/A | #N/A | #N/A | #N/A | #N/A | #N/A | #N/A | #N/A |  |  |  | FALSE | #N/A | #N/A | #N/A | #N/A | #N/A | #N/A | #N/A | #N/A | #N/A | #N/A
FALSE | #N/A | #N/A | #N/A | #N/A | #N/A | #N/A | #N/A | #N/A | #N/A | #N/A |  |  |  | FALSE | #N/A | #N/A | #N/A | #N/A | #N/A | #N/A | #N/A | #N/A | #N/A | #N/A
FALSE | #N/A | #N/A | #N/A | #N/A | #N/A | #N/A | #N/A | #N/A | #N/A | #N/A |  |  |  | FALSE | #N/A | #N/A | #N/A | #N/A | #N/A | #N/A | #N/A | #N/A | #N/A | #N/A
FALSE | #N/A | #N/A | #N/A | #N/A | #N/A | #N/A | #N/A | #N/A | #N/A | #N/A |  |  |  | FALSE | #N/A | #N/A | #N/A | #N/A | #N/A | #N/A | #N/A | #N/A | #N/A | #N/A
FALSE | #N/A | #N/A | #N/A | #N/A | #N/A | #N/A | #N/A | #N/A | #N/A | #N/A |  |  |  | FALSE | #N/A | #N/A | #N/A | #N/A | #N/A | #N/A | #N/A | #N/A | #N/A | #N/A
FALSE | #N/A | #N/A | #N/A | #N/A | #N/A | #N/A | #N/A | #N/A | #N/A | #N/A |  |  |  | FALSE | #N/A | #N/A | #N/A | #N/A | #N/A | #N/A | #N/A | #N/A | #N/A | #N/A
FALSE | #N/A | #N/A | #N/A | #N/A | #N/A | #N/A | #N/A | #N/A | #N/A | #N/A |  |  |  | FALSE | #N/A | #N/A | #N/A | #N/A | #N/A | #N/A | #N/A | #N/A | #N/A | #N/A
FALSE | #N/A | #N/A | #N/A | #N/A | #N/A | #N/A | #N/A | #N/A | #N/A | #N/A |  |  |  | FALSE | #N/A | #N/A | #N/A | #N/A | #N/A | #N/A | #N/A | #N/A | #N/A | #N/A
FALSE | #N/A | #N/A | #N/A | #N/A | #N/A | #N/A | #N/A | #N/A | #N/A | #N/A |  |  |  | FALSE | #N/A | #N/A | #N/A | #N/A | #N/A | #N/A | #N/A | #N/A | #N/A | #N/A
FALSE | #N/A | #N/A | #N/A | #N/A | #N/A | #N/A | #N/A | #N/A | #N/A | #N/A |  |  |  | FALSE | #N/A | #N/A | #N/A | #N/A | #N/A | #N/A | #N/A | #N/A | #N/A | #N/A
FALSE | #N/A | #N/A | #N/A | #N/A | #N/A | #N/A | #N/A | #N/A | #N/A | #N/A |  |  |  | FALSE | #N/A | #N/A | #N/A | #N/A | #N/A | #N/A | #N/A | #N/A | #N/A | #N/A
FALSE | #N/A | #N/A | #N/A | #N/A | #N/A | #N/A | #N/A | #N/A | #N/A | #N/A |  |  |  | FALSE | #N/A | #N/A | #N/A | #N/A | #N/A | #N/A | #N/A | #N/A | #N/A | #N/A
FALSE | #N/A | #N/A | #N/A | #N/A | #N/A | #N/A | #N/A | #N/A | #N/A | #N/A |  |  |  | FALSE | #N/A | #N/A | #N/A | #N/A | #N/A | #N/A | #N/A | #N/A | #N/A | #N/A
FALSE | #N/A | #N/A | #N/A | #N/A | #N/A | #N/A | #N/A | #N/A | #N/A | #N/A |  |  |  | FALSE | #N/A | #N/A | #N/A | #N/A | #N/A | #N/A | #N/A | #N/A | #N/A | #N/A
FALSE | #N/A | #N/A | #N/A | #N/A | #N/A | #N/A | #N/A | #N/A | #N/A | #N/A |  |  |  | FALSE | #N/A | #N/A | #N/A | #N/A | #N/A | #N/A | #N/A | #N/A | #N/A | #N/A
FALSE | #N/A | #N/A | #N/A | #N/A | #N/A | #N/A | #N/A | #N/A | #N/A | #N/A |  |  |  | FALSE | #N/A | #N/A | #N/A | #N/A | #N/A | #N/A | #N/A | #N/A | #N/A | #N/A
FALSE | #N/A | #N/A | #N/A | #N/A | #N/A | #N/A | #N/A | #N/A | #N/A | #N/A |  |  |  | FALSE | #N/A | #N/A | #N/A | #N/A | #N/A | #N/A | #N/A | #N/A | #N/A | #N/A
FALSE | #N/A | #N/A | #N/A | #N/A | #N/A | #N/A | #N/A | #N/A | #N/A | #N/A |  |  |  | FALSE | #N/A | #N/A | #N/A | #N/A | #N/A | #N/A | #N/A | #N/A | #N/A | #N/A
FALSE | #N/A | #N/A | #N/A | #N/A | #N/A | #N/A | #N/A | #N/A | #N/A | #N/A |  |  |  | FALSE | #N/A | #N/A | #N/A | #N/A | #N/A | #N/A | #N/A | #N/A | #N/A | #N/A
FALSE | #N/A | #N/A | #N/A | #N/A | #N/A | #N/A | #N/A | #N/A | #N/A | #N/A |  |  |  | FALSE | #N/A | #N/A | #N/A | #N/A | #N/A | #N/A | #N/A | #N/A | #N/A | #N/A
FALSE | #N/A | #N/A | #N/A | #N/A | #N/A | #N/A | #N/A | #N/A | #N/A | #N/A |  |  |  | FALSE | #N/A | #N/A | #N/A | #N/A | #N/A | #N/A | #N/A | #N/A | #N/A | #N/A
FALSE | #N/A | #N/A | #N/A | #N/A | #N/A | #N/A | #N/A | #N/A | #N/A | #N/A |  |  |  | FALSE | #N/A | #N/A | #N/A | #N/A | #N/A | #N/A | #N/A | #N/A | #N/A | #N/A
FALSE | #N/A | #N/A | #N/A | #N/A | #N/A | #N/A | #N/A | #N/A | #N/A | #N/A |  |  |  | FALSE | #N/A | #N/A | #N/A | #N/A | #N/A | #N/A | #N/A | #N/A | #N/A | #N/A
FALSE | #N/A | #N/A | #N/A | #N/A | #N/A | #N/A | #N/A | #N/A | #N/A | #N/A |  |  |  | FALSE | #N/A | #N/A | #N/A | #N/A | #N/A | #N/A | #N/A | #N/A | #N/A | #N/A
FALSE | #N/A | #N/A | #N/A | #N/A | #N/A | #N/A | #N/A | #N/A | #N/A | #N/A |  |  |  | FALSE | #N/A | #N/A | #N/A | #N/A | #N/A | #N/A | #N/A | #N/A | #N/A | #N/A
FALSE | #N/A | #N/A | #N/A | #N/A | #N/A | #N/A | #N/A | #N/A | #N/A | #N/A |  |  |  | FALSE | #N/A | #N/A | #N/A | #N/A | #N/A | #N/A | #N/A | #N/A | #N/A | #N/A
FALSE | #N/A | #N/A | #N/A | #N/A | #N/A | #N/A | #N/A | #N/A | #N/A | #N/A |  |  |  | FALSE | #N/A | #N/A | #N/A | #N/A | #N/A | #N/A | #N/A | #N/A | #N/A | #N/A
FALSE | #N/A | #N/A | #N/A | #N/A | #N/A | #N/A | #N/A | #N/A | #N/A | #N/A |  |  |  | FALSE | #N/A | #N/A | #N/A | #N/A | #N/A | #N/A | #N/A | #N/A | #N/A | #N/A
FALSE | #N/A | #N/A | #N/A | #N/A | #N/A | #N/A | #N/A | #N/A | #N/A | #N/A |  |  |  | FALSE | #N/A | #N/A | #N/A | #N/A | #N/A | #N/A | #N/A | #N/A | #N/A | #N/A
FALSE | #N/A | #N/A | #N/A | #N/A | #N/A | #N/A | #N/A | #N/A | #N/A | #N/A |  |  |  | FALSE | #N/A | #N/A | #N/A | #N/A | #N/A | #N/A | #N/A | #N/A | #N/A | #N/A
FALSE | #N/A | #N/A | #N/A | #N/A | #N/A | #N/A | #N/A | #N/A | #N/A | #N/A |  |  |  | FALSE | #N/A | #N/A | #N/A | #N/A | #N/A | #N/A | #N/A | #N/A | #N/A | #N/A
FALSE | #N/A | #N/A | #N/A | #N/A | #N/A | #N/A | #N/A | #N/A | #N/A | #N/A |  |  |  | FALSE | #N/A | #N/A | #N/A | #N/A | #N/A | #N/A | #N/A | #N/A | #N/A | #N/A
FALSE | #N/A | #N/A | #N/A | #N/A | #N/A | #N/A | #N/A | #N/A | #N/A | #N/A |  |  |  | FALSE | #N/A | #N/A | #N/A | #N/A | #N/A | #N/A | #N/A | #N/A | #N/A | #N/A
FALSE | #N/A | #N/A | #N/A | #N/A | #N/A | #N/A | #N/A | #N/A | #N/A | #N/A |  |  |  | FALSE | #N/A | #N/A | #N/A | #N/A | #N/A | #N/A | #N/A | #N/A | #N/A | #N/A
FALSE | #N/A | #N/A | #N/A | #N/A | #N/A | #N/A | #N/A | #N/A | #N/A | #N/A |  |  |  | FALSE | #N/A | #N/A | #N/A | #N/A | #N/A | #N/A | #N/A | #N/A | #N/A | #N/A
FALSE | #N/A | #N/A | #N/A | #N/A | #N/A | #N/A | #N/A | #N/A | #N/A | #N/A |  |  |  | FALSE | #N/A | #N/A | #N/A | #N/A | #N/A | #N/A | #N/A | #N/A | #N/A | #N/A
FALSE | #N/A | #N/A | #N/A | #N/A | #N/A | #N/A | #N/A | #N/A | #N/A | #N/A |  |  |  | FALSE | #N/A | #N/A | #N/A | #N/A | #N/A | #N/A | #N/A | #N/A | #N/A | #N/A
FALSE | #N/A | #N/A | #N/A | #N/A | #N/A | #N/A | #N/A | #N/A | #N/A | #N/A |  |  |  | FALSE | #N/A | #N/A | #N/A | #N/A | #N/A | #N/A | #N/A | #N/A | #N/A | #N/A
FALSE | #N/A | #N/A | #N/A | #N/A | #N/A | #N/A | #N/A | #N/A | #N/A | #N/A |  |  |  | FALSE | #N/A | #N/A | #N/A | #N/A | #N/A | #N/A | #N/A | #N/A | #N/A | #N/A
FALSE | #N/A | #N/A | #N/A | #N/A | #N/A | #N/A | #N/A | #N/A | #N/A | #N/A |  |  |  | FALSE | #N/A | #N/A | #N/A | #N/A | #N/A | #N/A | #N/A | #N/A | #N/A | #N/A
FALSE | #N/A | #N/A | #N/A | #N/A | #N/A | #N/A | #N/A | #N/A | #N/A | #N/A |  |  |  | FALSE | #N/A | #N/A | #N/A | #N/A | #N/A | #N/A | #N/A | #N/A | #N/A | #N/A
FALSE | #N/A | #N/A | #N/A | #N/A | #N/A | #N/A | #N/A | #N/A | #N/A | #N/A |  |  |  | FALSE | #N/A | #N/A | #N/A | #N/A | #N/A | #N/A | #N/A | #N/A | #N/A | #N/A
FALSE | #N/A | #N/A | #N/A | #N/A | #N/A | #N/A | #N/A | #N/A | #N/A | #N/A |  |  |  | FALSE | #N/A | #N/A | #N/A | #N/A | #N/A | #N/A | #N/A | #N/A | #N/A | #N/A
FALSE | #N/A | #N/A | #N/A | #N/A | #N/A | #N/A | #N/A | #N/A | #N/A | #N/A |  |  |  | FALSE | #N/A | #N/A | #N/A | #N/A | #N/A | #N/A | #N/A | #N/A | #N/A | #N/A
FALSE | #N/A | #N/A | #N/A | #N/A | #N/A | #N/A | #N/A | #N/A | #N/A | #N/A |  |  |  | FALSE | #N/A | #N/A | #N/A | #N/A | #N/A | #N/A | #N/A | #N/A | #N/A | #N/A
FALSE | #N/A | #N/A | #N/A | #N/A | #N/A | #N/A | #N/A | #N/A | #N/A | #N/A |  |  |  | FALSE | #N/A | #N/A | #N/A | #N/A | #N/A | #N/A | #N/A | #N/A | #N/A | #N/A
FALSE | #N/A | #N/A | #N/A | #N/A | #N/A | #N/A | #N/A | #N/A | #N/A | #N/A |  |  |  | FALSE | #N/A | #N/A | #N/A | #N/A | #N/A | #N/A | #N/A | #N/A | #N/A | #N/A
FALSE | #N/A | #N/A | #N/A | #N/A | #N/A | #N/A | #N/A | #N/A | #N/A | #N/A |  |  |  | FALSE | #N/A | #N/A | #N/A | #N/A | #N/A | #N/A | #N/A | #N/A | #N/A | #N/A
FALSE | #N/A | #N/A | #N/A | #N/A | #N/A | #N/A | #N/A | #N/A | #N/A | #N/A |  |  |  | FALSE | #N/A | #N/A | #N/A | #N/A | #N/A | #N/A | #N/A | #N/A | #N/A | #N/A
FALSE | #N/A | #N/A | #N/A | #N/A | #N/A | #N/A | #N/A | #N/A | #N/A | #N/A |  |  |  | FALSE | #N/A | #N/A | #N/A | #N/A | #N/A | #N/A | #N/A | #N/A | #N/A | #N/A
FALSE | #N/A | #N/A | #N/A | #N/A | #N/A | #N/A | #N/A | #N/A | #N/A | #N/A |  |  |  | FALSE | #N/A | #N/A | #N/A | #N/A | #N/A | #N/A | #N/A | #N/A | #N/A | #N/A
FALSE | #N/A | #N/A | #N/A | #N/A | #N/A | #N/A | #N/A | #N/A | #N/A | #N/A |  |  |  | FALSE | #N/A | #N/A | #N/A | #N/A | #N/A | #N/A | #N/A | #N/A | #N/A | #N/A
FALSE | #N/A | #N/A | #N/A | #N/A | #N/A | #N/A | #N/A | #N/A | #N/A | #N/A |  |  |  | FALSE | #N/A | #N/A | #N/A | #N/A | #N/A | #N/A | #N/A | #N/A | #N/A | #N/A
FALSE | #N/A | #N/A | #N/A | #N/A | #N/A | #N/A | #N/A | #N/A | #N/A | #N/A |  |  |  | FALSE | #N/A | #N/A | #N/A | #N/A | #N/A | #N/A | #N/A | #N/A | #N/A | #N/A
FALSE | #N/A | #N/A | #N/A | #N/A | #N/A | #N/A | #N/A | #N/A | #N/A | #N/A |  |  |  | FALSE | #N/A | #N/A | #N/A | #N/A | #N/A | #N/A | #N/A | #N/A | #N/A | #N/A
FALSE | #N/A | #N/A | #N/A | #N/A | #N/A | #N/A | #N/A | #N/A | #N/A | #N/A |  |  |  | FALSE | #N/A | #N/A | #N/A | #N/A | #N/A | #N/A | #N/A | #N/A | #N/A | #N/A
FALSE | #N/A | #N/A | #N/A | #N/A | #N/A | #N/A | #N/A | #N/A | #N/A | #N/A |  |  |  | FALSE | #N/A | #N/A | #N/A | #N/A | #N/A | #N/A | #N/A | #N/A | #N/A | #N/A
FALSE | #N/A | #N/A | #N/A | #N/A | #N/A | #N/A | #N/A | #N/A | #N/A | #N/A |  |  |  | FALSE | #N/A | #N/A | #N/A | #N/A | #N/A | #N/A | #N/A | #N/A | #N/A | #N/A
FALSE | #N/A | #N/A | #N/A | #N/A | #N/A | #N/A | #N/A | #N/A | #N/A | #N/A |  |  |  | FALSE | #N/A | #N/A | #N/A | #N/A | #N/A | #N/A | #N/A | #N/A | #N/A | #N/A
FALSE | #N/A | #N/A | #N/A | #N/A | #N/A | #N/A | #N/A | #N/A | #N/A | #N/A |  |  |  | FALSE | #N/A | #N/A | #N/A | #N/A | #N/A | #N/A | #N/A | #N/A | #N/A | #N/A
FALSE | #N/A | #N/A | #N/A | #N/A | #N/A | #N/A | #N/A | #N/A | #N/A | #N/A |  |  |  | FALSE | #N/A | #N/A | #N/A | #N/A | #N/A | #N/A | #N/A | #N/A | #N/A | #N/A
FALSE | #N/A | #N/A | #N/A | #N/A | #N/A | #N/A | #N/A | #N/A | #N/A | #N/A |  |  |  | FALSE | #N/A | #N/A | #N/A | #N/A | #N/A | #N/A | #N/A | #N/A | #N/A | #N/A
FALSE | #N/A | #N/A | #N/A | #N/A | #N/A | #N/A | #N/A | #N/A | #N/A | #N/A |  |  |  | FALSE | #N/A | #N/A | #N/A | #N/A | #N/A | #N/A | #N/A | #N/A | #N/A | #N/A
FALSE | #N/A | #N/A | #N/A | #N/A | #N/A | #N/A | #N/A | #N/A | #N/A | #N/A |  |  |  | FALSE | #N/A | #N/A | #N/A | #N/A | #N/A | #N/A | #N/A | #N/A | #N/A | #N/A
FALSE | #N/A | #N/A | #N/A | #N/A | #N/A | #N/A | #N/A | #N/A | #N/A | #N/A |  |  |  | FALSE | #N/A | #N/A | #N/A | #N/A | #N/A | #N/A | #N/A | #N/A | #N/A | #N/A
FALSE | #N/A | #N/A | #N/A | #N/A | #N/A | #N/A | #N/A | #N/A | #N/A | #N/A |  |  |  | FALSE | #N/A | #N/A | #N/A | #N/A | #N/A | #N/A | #N/A | #N/A | #N/A | #N/A
FALSE | #N/A | #N/A | #N/A | #N/A | #N/A | #N/A | #N/A | #N/A | #N/A | #N/A |  |  |  | FALSE | #N/A | #N/A | #N/A | #N/A | #N/A | #N/A | #N/A | #N/A | #N/A | #N/A
FALSE | #N/A | #N/A | #N/A | #N/A | #N/A | #N/A | #N/A | #N/A | #N/A | #N/A |  |  |  | FALSE | #N/A | #N/A | #N/A | #N/A | #N/A | #N/A | #N/A | #N/A | #N/A | #N/A
FALSE | #N/A | #N/A | #N/A | #N/A | #N/A | #N/A | #N/A | #N/A | #N/A | #N/A |  |  |  | FALSE | #N/A | #N/A | #N/A | #N/A | #N/A | #N/A | #N/A | #N/A | #N/A | #N/A
FALSE | #N/A | #N/A | #N/A | #N/A | #N/A | #N/A | #N/A | #N/A | #N/A | #N/A |  |  |  | FALSE | #N/A | #N/A | #N/A | #N/A | #N/A | #N/A | #N/A | #N/A | #N/A | #N/A
FALSE | #N/A | #N/A | #N/A | #N/A | #N/A | #N/A | #N/A | #N/A | #N/A | #N/A |  |  |  | FALSE | #N/A | #N/A | #N/A | #N/A | #N/A | #N/A | #N/A | #N/A | #N/A | #N/A
FALSE | #N/A | #N/A | #N/A | #N/A | #N/A | #N/A | #N/A | #N/A | #N/A | #N/A |  |  |  | FALSE | #N/A | #N/A | #N/A | #N/A | #N/A | #N/A | #N/A | #N/A | #N/A | #N/A
FALSE | #N/A | #N/A | #N/A | #N/A | #N/A | #N/A | #N/A | #N/A | #N/A | #N/A |  |  |  | FALSE | #N/A | #N/A | #N/A | #N/A | #N/A | #N/A | #N/A | #N/A | #N/A | #N/A
FALSE | #N/A | #N/A | #N/A | #N/A | #N/A | #N/A | #N/A | #N/A | #N/A | #N/A |  |  |  | FALSE | #N/A | #N/A | #N/A | #N/A | #N/A | #N/A | #N/A | #N/A | #N/A | #N/A
FALSE | #N/A | #N/A | #N/A | #N/A | #N/A | #N/A | #N/A | #N/A | #N/A | #N/A |  |  |  | FALSE | #N/A | #N/A | #N/A | #N/A | #N/A | #N/A | #N/A | #N/A | #N/A | #N/A
FALSE | #N/A | #N/A | #N/A | #N/A | #N/A | #N/A | #N/A | #N/A | #N/A | #N/A |  |  |  | FALSE | #N/A | #N/A | #N/A | #N/A | #N/A | #N/A | #N/A | #N/A | #N/A | #N/A
FALSE | #N/A | #N/A | #N/A | #N/A | #N/A | #N/A | #N/A | #N/A | #N/A | #N/A |  |  |  | FALSE | #N/A | #N/A | #N/A | #N/A | #N/A | #N/A | #N/A | #N/A | #N/A | #N/A
FALSE | #N/A | #N/A | #N/A | #N/A | #N/A | #N/A | #N/A | #N/A | #N/A | #N/A |  |  |  | FALSE | #N/A | #N/A | #N/A | #N/A | #N/A | #N/A | #N/A | #N/A | #N/A | #N/A
FALSE | #N/A | #N/A | #N/A | #N/A | #N/A | #N/A | #N/A | #N/A | #N/A | #N/A |  |  |  | FALSE | #N/A | #N/A | #N/A | #N/A | #N/A | #N/A | #N/A | #N/A | #N/A | #N/A
FALSE | #N/A | #N/A | #N/A | #N/A | #N/A | #N/A | #N/A | #N/A | #N/A | #N/A |  |  |  | FALSE | #N/A | #N/A | #N/A | #N/A | #N/A | #N/A | #N/A | #N/A | #N/A | #N/A
FALSE | #N/A | #N/A | #N/A | #N/A | #N/A | #N/A | #N/A | #N/A | #N/A | #N/A |  |  |  | FALSE | #N/A | #N/A | #N/A | #N/A | #N/A | #N/A | #N/A | #N/A | #N/A | #N/A
FALSE | #N/A | #N/A | #N/A | #N/A | #N/A | #N/A | #N/A | #N/A | #N/A | #N/A |  |  |  | FALSE | #N/A | #N/A | #N/A | #N/A | #N/A | #N/A | #N/A | #N/A | #N/A | #N/A
FALSE | #N/A | #N/A | #N/A | #N/A | #N/A | #N/A | #N/A | #N/A | #N/A | #N/A |  |  |  | FALSE | #N/A | #N/A | #N/A | #N/A | #N/A | #N/A | #N/A | #N/A | #N/A | #N/A
FALSE | #N/A | #N/A | #N/A | #N/A | #N/A | #N/A | #N/A | #N/A | #N/A | #N/A |  |  |  | FALSE | #N/A | #N/A | #N/A | #N/A | #N/A | #N/A | #N/A | #N/A | #N/A | #N/A
FALSE | #N/A | #N/A | #N/A | #N/A | #N/A | #N/A | #N/A | #N/A | #N/A | #N/A |  |  |  | FALSE | #N/A | #N/A | #N/A | #N/A | #N/A | #N/A | #N/A | #N/A | #N/A | #N/A
FALSE | #N/A | #N/A | #N/A | #N/A | #N/A | #N/A | #N/A | #N/A | #N/A | #N/A |  |  |  | FALSE | #N/A | #N/A | #N/A | #N/A | #N/A | #N/A | #N/A | #N/A | #N/A | #N/A
FALSE | #N/A | #N/A | #N/A | #N/A | #N/A | #N/A | #N/A | #N/A | #N/A | #N/A |  |  |  | FALSE | #N/A | #N/A | #N/A | #N/A | #N/A | #N/A | #N/A | #N/A | #N/A | #N/A
FALSE | #N/A | #N/A | #N/A | #N/A | #N/A | #N/A | #N/A | #N/A | #N/A | #N/A |  |  |  | FALSE | #N/A | #N/A | #N/A | #N/A | #N/A | #N/A | #N/A | #N/A | #N/A | #N/A
FALSE | #N/A | #N/A | #N/A | #N/A | #N/A | #N/A | #N/A | #N/A | #N/A | #N/A |  |  |  | FALSE | #N/A | #N/A | #N/A | #N/A | #N/A | #N/A | #N/A | #N/A | #N/A | #N/A
FALSE | #N/A | #N/A | #N/A | #N/A | #N/A | #N/A | #N/A | #N/A | #N/A | #N/A |  |  |  | FALSE | #N/A | #N/A | #N/A | #N/A | #N/A | #N/A | #N/A | #N/A | #N/A | #N/A
FALSE | #N/A | #N/A | #N/A | #N/A | #N/A | #N/A | #N/A | #N/A | #N/A | #N/A |  |  |  | FALSE | #N/A | #N/A | #N/A | #N/A | #N/A | #N/A | #N/A | #N/A | #N/A | #N/A
FALSE | #N/A | #N/A | #N/A | #N/A | #N/A | #N/A | #N/A | #N/A | #N/A | #N/A |  |  |  | FALSE | #N/A | #N/A | #N/A | #N/A | #N/A | #N/A | #N/A | #N/A | #N/A | #N/A
FALSE | #N/A | #N/A | #N/A | #N/A | #N/A | #N/A | #N/A | #N/A | #N/A | #N/A |  |  |  | FALSE | #N/A | #N/A | #N/A | #N/A | #N/A | #N/A | #N/A | #N/A | #N/A | #N/A
FALSE | #N/A | #N/A | #N/A | #N/A | #N/A | #N/A | #N/A | #N/A | #N/A | #N/A |  |  |  | FALSE | #N/A | #N/A | #N/A | #N/A | #N/A | #N/A | #N/A | #N/A | #N/A | #N/A
FALSE | #N/A | #N/A | #N/A | #N/A | #N/A | #N/A | #N/A | #N/A | #N/A | #N/A |  |  |  | FALSE | #N/A | #N/A | #N/A | #N/A | #N/A | #N/A | #N/A | #N/A | #N/A | #N/A
FALSE | #N/A | #N/A | #N/A | #N/A | #N/A | #N/A | #N/A | #N/A | #N/A | #N/A |  |  |  | FALSE | #N/A | #N/A | #N/A | #N/A | #N/A | #N/A | #N/A | #N/A | #N/A | #N/A
FALSE | #N/A | #N/A | #N/A | #N/A | #N/A | #N/A | #N/A | #N/A | #N/A | #N/A |  |  |  | FALSE | #N/A | #N/A | #N/A | #N/A | #N/A | #N/A | #N/A | #N/A | #N/A | #N/A
FALSE | #N/A | #N/A | #N/A | #N/A | #N/A | #N/A | #N/A | #N/A | #N/A | #N/A |  |  |  | FALSE | #N/A | #N/A | #N/A | #N/A | #N/A | #N/A | #N/A | #N/A | #N/A | #N/A
FALSE | #N/A | #N/A | #N/A | #N/A | #N/A | #N/A | #N/A | #N/A | #N/A | #N/A |  |  |  | FALSE | #N/A | #N/A | #N/A | #N/A | #N/A | #N/A | #N/A | #N/A | #N/A | #N/A
FALSE | #N/A | #N/A | #N/A | #N/A | #N/A | #N/A | #N/A | #N/A | #N/A | #N/A |  |  |  | FALSE | #N/A | #N/A | #N/A | #N/A | #N/A | #N/A | #N/A | #N/A | #N/A | #N/A
FALSE | #N/A | #N/A | #N/A | #N/A | #N/A | #N/A | #N/A | #N/A | #N/A | #N/A |  |  |  | FALSE | #N/A | #N/A | #N/A | #N/A | #N/A | #N/A | #N/A | #N/A | #N/A | #N/A
FALSE | #N/A | #N/A | #N/A | #N/A | #N/A | #N/A | #N/A | #N/A | #N/A | #N/A |  |  |  | FALSE | #N/A | #N/A | #N/A | #N/A | #N/A | #N/A | #N/A | #N/A | #N/A | #N/A
FALSE | #N/A | #N/A | #N/A | #N/A | #N/A | #N/A | #N/A | #N/A | #N/A | #N/A |  |  |  | FALSE | #N/A | #N/A | #N/A | #N/A | #N/A | #N/A | #N/A | #N/A | #N/A | #N/A
FALSE | #N/A | #N/A | #N/A | #N/A | #N/A | #N/A | #N/A | #N/A | #N/A | #N/A |  |  |  | FALSE | #N/A | #N/A | #N/A | #N/A | #N/A | #N/A | #N/A | #N/A | #N/A | #N/A
FALSE | #N/A | #N/A | #N/A | #N/A | #N/A | #N/A | #N/A | #N/A | #N/A | #N/A |  |  |  | FALSE | #N/A | #N/A | #N/A | #N/A | #N/A | #N/A | #N/A | #N/A | #N/A | #N/A
FALSE | #N/A | #N/A | #N/A | #N/A | #N/A | #N/A | #N/A | #N/A | #N/A | #N/A |  |  |  | FALSE | #N/A | #N/A | #N/A | #N/A | #N/A | #N/A | #N/A | #N/A | #N/A | #N/A
FALSE | #N/A | #N/A | #N/A | #N/A | #N/A | #N/A | #N/A | #N/A | #N/A | #N/A |  |  |  | FALSE | #N/A | #N/A | #N/A | #N/A | #N/A | #N/A | #N/A | #N/A | #N/A | #N/A
FALSE | #N/A | #N/A | #N/A | #N/A | #N/A | #N/A | #N/A | #N/A | #N/A | #N/A |  |  |  | FALSE | #N/A | #N/A | #N/A | #N/A | #N/A | #N/A | #N/A | #N/A | #N/A | #N/A
FALSE | #N/A | #N/A | #N/A | #N/A | #N/A | #N/A | #N/A | #N/A | #N/A | #N/A |  |  |  | FALSE | #N/A | #N/A | #N/A | #N/A | #N/A | #N/A | #N/A | #N/A | #N/A | #N/A
FALSE | #N/A | #N/A | #N/A | #N/A | #N/A | #N/A | #N/A | #N/A | #N/A | #N/A |  |  |  | FALSE | #N/A | #N/A | #N/A | #N/A | #N/A | #N/A | #N/A | #N/A | #N/A | #N/A
FALSE | #N/A | #N/A | #N/A | #N/A | #N/A | #N/A | #N/A | #N/A | #N/A | #N/A |  |  |  | FALSE | #N/A | #N/A | #N/A | #N/A | #N/A | #N/A | #N/A | #N/A | #N/A | #N/A
FALSE | #N/A | #N/A | #N/A | #N/A | #N/A | #N/A | #N/A | #N/A | #N/A | #N/A |  |  |  | FALSE | #N/A | #N/A | #N/A | #N/A | #N/A | #N/A | #N/A | #N/A | #N/A | #N/A
FALSE | #N/A | #N/A | #N/A | #N/A | #N/A | #N/A | #N/A | #N/A | #N/A | #N/A |  |  |  | FALSE | #N/A | #N/A | #N/A | #N/A | #N/A | #N/A | #N/A | #N/A | #N/A | #N/A
FALSE | #N/A | #N/A | #N/A | #N/A | #N/A | #N/A | #N/A | #N/A | #N/A | #N/A |  |  |  | FALSE | #N/A | #N/A | #N/A | #N/A | #N/A | #N/A | #N/A | #N/A | #N/A | #N/A
FALSE | #N/A | #N/A | #N/A | #N/A | #N/A | #N/A | #N/A | #N/A | #N/A | #N/A |  |  |  | FALSE | #N/A | #N/A | #N/A | #N/A | #N/A | #N/A | #N/A | #N/A | #N/A | #N/A
FALSE | #N/A | #N/A | #N/A | #N/A | #N/A | #N/A | #N/A | #N/A | #N/A | #N/A |  |  |  | FALSE | #N/A | #N/A | #N/A | #N/A | #N/A | #N/A | #N/A | #N/A | #N/A | #N/A
FALSE | #N/A | #N/A | #N/A | #N/A | #N/A | #N/A | #N/A | #N/A | #N/A | #N/A |  |  |  | FALSE | #N/A | #N/A | #N/A | #N/A | #N/A | #N/A | #N/A | #N/A | #N/A | #N/A
FALSE | #N/A | #N/A | #N/A | #N/A | #N/A | #N/A | #N/A | #N/A | #N/A | #N/A |  |  |  | FALSE | #N/A | #N/A | #N/A | #N/A | #N/A | #N/A | #N/A | #N/A | #N/A | #N/A
FALSE | #N/A | #N/A | #N/A | #N/A | #N/A | #N/A | #N/A | #N/A | #N/A | #N/A |  |  |  | FALSE | #N/A | #N/A | #N/A | #N/A | #N/A | #N/A | #N/A | #N/A | #N/A | #N/A
FALSE | #N/A | #N/A | #N/A | #N/A | #N/A | #N/A | #N/A | #N/A | #N/A | #N/A |  |  |  | FALSE | #N/A | #N/A | #N/A | #N/A | #N/A | #N/A | #N/A | #N/A | #N/A | #N/A
FALSE | #N/A | #N/A | #N/A | #N/A | #N/A | #N/A | #N/A | #N/A | #N/A | #N/A |  |  |  | FALSE | #N/A | #N/A | #N/A | #N/A | #N/A | #N/A | #N/A | #N/A | #N/A | #N/A
FALSE | #N/A | #N/A | #N/A | #N/A | #N/A | #N/A | #N/A | #N/A | #N/A | #N/A |  |  |  | FALSE | #N/A | #N/A | #N/A | #N/A | #N/A | #N/A | #N/A | #N/A | #N/A | #N/A
FALSE | #N/A | #N/A | #N/A | #N/A | #N/A | #N/A | #N/A | #N/A | #N/A | #N/A |  |  |  | FALSE | #N/A | #N/A | #N/A | #N/A | #N/A | #N/A | #N/A | #N/A | #N/A | #N/A
FALSE | #N/A | #N/A | #N/A | #N/A | #N/A | #N/A | #N/A | #N/A | #N/A | #N/A |  |  |  | FALSE | #N/A | #N/A | #N/A | #N/A | #N/A | #N/A | #N/A | #N/A | #N/A | #N/A
FALSE | #N/A | #N/A | #N/A | #N/A | #N/A | #N/A | #N/A | #N/A | #N/A | #N/A |  |  |  | FALSE | #N/A | #N/A | #N/A | #N/A | #N/A | #N/A | #N/A | #N/A | #N/A | #N/A
FALSE | #N/A | #N/A | #N/A | #N/A | #N/A | #N/A | #N/A | #N/A | #N/A | #N/A |  |  |  | FALSE | #N/A | #N/A | #N/A | #N/A | #N/A | #N/A | #N/A | #N/A | #N/A | #N/A
FALSE | #N/A | #N/A | #N/A | #N/A | #N/A | #N/A | #N/A | #N/A | #N/A | #N/A |  |  |  | FALSE | #N/A | #N/A | #N/A | #N/A | #N/A | #N/A | #N/A | #N/A | #N/A | #N/A
FALSE | #N/A | #N/A | #N/A | #N/A | #N/A | #N/A | #N/A | #N/A | #N/A | #N/A |  |  |  | FALSE | #N/A | #N/A | #N/A | #N/A | #N/A | #N/A | #N/A | #N/A | #N/A | #N/A
FALSE | #N/A | #N/A | #N/A | #N/A | #N/A | #N/A | #N/A | #N/A | #N/A | #N/A |  |  |  | FALSE | #N/A | #N/A | #N/A | #N/A | #N/A | #N/A | #N/A | #N/A | #N/A | #N/A
FALSE | #N/A | #N/A | #N/A | #N/A | #N/A | #N/A | #N/A | #N/A | #N/A | #N/A |  |  |  | FALSE | #N/A | #N/A | #N/A | #N/A | #N/A | #N/A | #N/A | #N/A | #N/A | #N/A
FALSE | #N/A | #N/A | #N/A | #N/A | #N/A | #N/A | #N/A | #N/A | #N/A | #N/A |  |  |  | FALSE | #N/A | #N/A | #N/A | #N/A | #N/A | #N/A | #N/A | #N/A | #N/A | #N/A
FALSE | #N/A | #N/A | #N/A | #N/A | #N/A | #N/A | #N/A | #N/A | #N/A | #N/A |  |  |  | FALSE | #N/A | #N/A | #N/A | #N/A | #N/A | #N/A | #N/A | #N/A | #N/A | #N/A
FALSE | #N/A | #N/A | #N/A | #N/A | #N/A | #N/A | #N/A | #N/A | #N/A | #N/A |  |  |  | FALSE | #N/A | #N/A | #N/A | #N/A | #N/A | #N/A | #N/A | #N/A | #N/A | #N/A
FALSE | #N/A | #N/A | #N/A | #N/A | #N/A | #N/A | #N/A | #N/A | #N/A | #N/A |  |  |  | FALSE | #N/A | #N/A | #N/A | #N/A | #N/A | #N/A | #N/A | #N/A | #N/A | #N/A
FALSE | #N/A | #N/A | #N/A | #N/A | #N/A | #N/A | #N/A | #N/A | #N/A | #N/A |  |  |  | FALSE | #N/A | #N/A | #N/A | #N/A | #N/A | #N/A | #N/A | #N/A | #N/A | #N/A
FALSE | #N/A | #N/A | #N/A | #N/A | #N/A | #N/A | #N/A | #N/A | #N/A | #N/A |  |  |  | FALSE | #N/A | #N/A | #N/A | #N/A | #N/A | #N/A | #N/A | #N/A | #N/A | #N/A
FALSE | #N/A | #N/A | #N/A | #N/A | #N/A | #N/A | #N/A | #N/A | #N/A | #N/A |  |  |  | FALSE | #N/A | #N/A | #N/A | #N/A | #N/A | #N/A | #N/A | #N/A | #N/A | #N/A
FALSE | #N/A | #N/A | #N/A | #N/A | #N/A | #N/A | #N/A | #N/A | #N/A | #N/A |  |  |  | FALSE | #N/A | #N/A | #N/A | #N/A | #N/A | #N/A | #N/A | #N/A | #N/A | #N/A
FALSE | #N/A | #N/A | #N/A | #N/A | #N/A | #N/A | #N/A | #N/A | #N/A | #N/A |  |  |  | FALSE | #N/A | #N/A | #N/A | #N/A | #N/A | #N/A | #N/A | #N/A | #N/A | #N/A
FALSE | #N/A | #N/A | #N/A | #N/A | #N/A | #N/A | #N/A | #N/A | #N/A | #N/A |  |  |  | FALSE | #N/A | #N/A | #N/A | #N/A | #N/A | #N/A | #N/A | #N/A | #N/A | #N/A
FALSE | #N/A | #N/A | #N/A | #N/A | #N/A | #N/A | #N/A | #N/A | #N/A | #N/A |  |  |  | FALSE | #N/A | #N/A | #N/A | #N/A | #N/A | #N/A | #N/A | #N/A | #N/A | #N/A
FALSE | #N/A | #N/A | #N/A | #N/A | #N/A | #N/A | #N/A | #N/A | #N/A | #N/A |  |  |  | FALSE | #N/A | #N/A | #N/A | #N/A | #N/A | #N/A | #N/A | #N/A | #N/A | #N/A
FALSE | #N/A | #N/A | #N/A | #N/A | #N/A | #N/A | #N/A | #N/A | #N/A | #N/A |  |  |  | FALSE | #N/A | #N/A | #N/A | #N/A | #N/A | #N/A | #N/A | #N/A | #N/A | #N/A
FALSE | #N/A | #N/A | #N/A | #N/A | #N/A | #N/A | #N/A | #N/A | #N/A | #N/A |  |  |  | FALSE | #N/A | #N/A | #N/A | #N/A | #N/A | #N/A | #N/A | #N/A | #N/A | #N/A
FALSE | #N/A | #N/A | #N/A | #N/A | #N/A | #N/A | #N/A | #N/A | #N/A | #N/A |  |  |  | FALSE | #N/A | #N/A | #N/A | #N/A | #N/A | #N/A | #N/A | #N/A | #N/A | #N/A
FALSE | #N/A | #N/A | #N/A | #N/A | #N/A | #N/A | #N/A | #N/A | #N/A | #N/A |  |  |  | FALSE | #N/A | #N/A | #N/A | #N/A | #N/A | #N/A | #N/A | #N/A | #N/A | #N/A
FALSE | #N/A | #N/A | #N/A | #N/A | #N/A | #N/A | #N/A | #N/A | #N/A | #N/A |  |  |  | FALSE | #N/A | #N/A | #N/A | #N/A | #N/A | #N/A | #N/A | #N/A | #N/A | #N/A
FALSE | #N/A | #N/A | #N/A | #N/A | #N/A | #N/A | #N/A | #N/A | #N/A | #N/A |  |  |  | FALSE | #N/A | #N/A | #N/A | #N/A | #N/A | #N/A | #N/A | #N/A | #N/A | #N/A
FALSE | #N/A | #N/A | #N/A | #N/A | #N/A | #N/A | #N/A | #N/A | #N/A | #N/A |  |  |  | FALSE | #N/A | #N/A | #N/A | #N/A | #N/A | #N/A | #N/A | #N/A | #N/A | #N/A
FALSE | #N/A | #N/A | #N/A | #N/A | #N/A | #N/A | #N/A | #N/A | #N/A | #N/A |  |  |  | FALSE | #N/A | #N/A | #N/A | #N/A | #N/A | #N/A | #N/A | #N/A | #N/A | #N/A
FALSE | #N/A | #N/A | #N/A | #N/A | #N/A | #N/A | #N/A | #N/A | #N/A | #N/A |  |  |  | FALSE | #N/A | #N/A | #N/A | #N/A | #N/A | #N/A | #N/A | #N/A | #N/A | #N/A
FALSE | #N/A | #N/A | #N/A | #N/A | #N/A | #N/A | #N/A | #N/A | #N/A | #N/A |  |  |  | FALSE | #N/A | #N/A | #N/A | #N/A | #N/A | #N/A | #N/A | #N/A | #N/A | #N/A
FALSE | #N/A | #N/A | #N/A | #N/A | #N/A | #N/A | #N/A | #N/A | #N/A | #N/A |  |  |  | FALSE | #N/A | #N/A | #N/A | #N/A | #N/A | #N/A | #N/A | #N/A | #N/A | #N/A
FALSE | #N/A | #N/A | #N/A | #N/A | #N/A | #N/A | #N/A | #N/A | #N/A | #N/A |  |  |  | FALSE | #N/A | #N/A | #N/A | #N/A | #N/A | #N/A | #N/A | #N/A | #N/A | #N/A
FALSE | #N/A | #N/A | #N/A | #N/A | #N/A | #N/A | #N/A | #N/A | #N/A | #N/A |  |  |  | FALSE | #N/A | #N/A | #N/A | #N/A | #N/A | #N/A | #N/A | #N/A | #N/A | #N/A
FALSE | #N/A | #N/A | #N/A | #N/A | #N/A | #N/A | #N/A | #N/A | #N/A | #N/A |  |  |  | FALSE | #N/A | #N/A | #N/A | #N/A | #N/A | #N/A | #N/A | #N/A | #N/A | #N/A
FALSE | #N/A | #N/A | #N/A | #N/A | #N/A | #N/A | #N/A | #N/A | #N/A | #N/A |  |  |  | FALSE | #N/A | #N/A | #N/A | #N/A | #N/A | #N/A | #N/A | #N/A | #N/A | #N/A
FALSE | #N/A | #N/A | #N/A | #N/A | #N/A | #N/A | #N/A | #N/A | #N/A | #N/A |  |  |  | FALSE | #N/A | #N/A | #N/A | #N/A | #N/A | #N/A | #N/A | #N/A | #N/A | #N/A
FALSE | #N/A | #N/A | #N/A | #N/A | #N/A | #N/A | #N/A | #N/A | #N/A | #N/A |  |  |  | FALSE | #N/A | #N/A | #N/A | #N/A | #N/A | #N/A | #N/A | #N/A | #N/A | #N/A
FALSE | #N/A | #N/A | #N/A | #N/A | #N/A | #N/A | #N/A | #N/A | #N/A | #N/A |  |  |  | FALSE | #N/A | #N/A | #N/A | #N/A | #N/A | #N/A | #N/A | #N/A | #N/A | #N/A
FALSE | #N/A | #N/A | #N/A | #N/A | #N/A | #N/A | #N/A | #N/A | #N/A | #N/A |  |  |  | FALSE | #N/A | #N/A | #N/A | #N/A | #N/A | #N/A | #N/A | #N/A | #N/A | #N/A
FALSE | #N/A | #N/A | #N/A | #N/A | #N/A | #N/A | #N/A | #N/A | #N/A | #N/A |  |  |  | FALSE | #N/A | #N/A | #N/A | #N/A | #N/A | #N/A | #N/A | #N/A | #N/A | #N/A
FALSE | #N/A | #N/A | #N/A | #N/A | #N/A | #N/A | #N/A | #N/A | #N/A | #N/A |  |  |  | FALSE | #N/A | #N/A | #N/A | #N/A | #N/A | #N/A | #N/A | #N/A | #N/A | #N/A
FALSE | #N/A | #N/A | #N/A | #N/A | #N/A | #N/A | #N/A | #N/A | #N/A | #N/A |  |  |  | FALSE | #N/A | #N/A | #N/A | #N/A | #N/A | #N/A | #N/A | #N/A | #N/A | #N/A
FALSE | #N/A | #N/A | #N/A | #N/A | #N/A | #N/A | #N/A | #N/A | #N/A | #N/A |  |  |  | FALSE | #N/A | #N/A | #N/A | #N/A | #N/A | #N/A | #N/A | #N/A | #N/A | #N/A
FALSE | #N/A | #N/A | #N/A | #N/A | #N/A | #N/A | #N/A | #N/A | #N/A | #N/A |  |  |  | FALSE | #N/A | #N/A | #N/A | #N/A | #N/A | #N/A | #N/A | #N/A | #N/A | #N/A
FALSE | #N/A | #N/A | #N/A | #N/A | #N/A | #N/A | #N/A | #N/A | #N/A | #N/A |  |  |  | FALSE | #N/A | #N/A | #N/A | #N/A | #N/A | #N/A | #N/A | #N/A | #N/A | #N/A
FALSE | #N/A | #N/A | #N/A | #N/A | #N/A | #N/A | #N/A | #N/A | #N/A | #N/A |  |  |  | FALSE | #N/A | #N/A | #N/A | #N/A | #N/A | #N/A | #N/A | #N/A | #N/A | #N/A
FALSE | #N/A | #N/A | #N/A | #N/A | #N/A | #N/A | #N/A | #N/A | #N/A | #N/A |  |  |  | FALSE | #N/A | #N/A | #N/A | #N/A | #N/A | #N/A | #N/A | #N/A | #N/A | #N/A
FALSE | #N/A | #N/A | #N/A | #N/A | #N/A | #N/A | #N/A | #N/A | #N/A | #N/A |  |  |  | FALSE | #N/A | #N/A | #N/A | #N/A | #N/A | #N/A | #N/A | #N/A | #N/A | #N/A