## Cover
Western Renewables Link (WRL) market modelling outcomes
Step Change scenario
AEMO | 22 April 2024

## Release notice
Notice
Ernst & Young (“EY”) was engaged on the instructions of Australian Energy Market Operator Limits (“AEMO” or the “Client”) to undertake market modelling of system costs and benefits to forecast the gross benefit of Western Renewable Link 500 kV Uprate Option without the addition of VNI West (the “Project”), in accordance with the Description of Supplies dated 20 December 2023 (“the Engagement Agreement”). The results of EY’s work, including the assumptions and qualifications made in preparing the workbook ("Workbook"), are set out in EY's report dated 20 March 2024 (“Report”). The Workbook and Report should be read in conjunction with each other and in their entirety including this release notice, the applicable scope of the work and any limitations. A reference to the Report includes any part of the Report. EY has prepared the Report for the benefit of the Client and has considered only the interest of the Client. EY has not been engaged to act, and has not acted, as advisor to any other party. Accordingly, EY makes no representations as to the appropriateness, accuracy or completeness of the Report for any other party's purposes. Our work commenced on 20 December 2023 and was completed on 29 January 2024. Therefore, our Report does not take account of events or circumstances arising after 29 January 2024 and we have no responsibility to update the Report for such events or circumstances. No reliance may be placed upon the Report or any of its contents by any party other than the Client (“Third Parties” or “you”). Any Third Parties receiving a copy of the Report must make and rely on their own enquiries in relation to the issues to which the Report relates, the contents of the Report and all matters arising from or relating to or in any way connected with the Report or its contents. EY disclaims all responsibility to any Third Parties for any loss or liability that the Third Parties may suffer or incur arising from or relating to or in any way connected with the contents of the Report, the provision of the Report to the Third Parties or the reliance upon the Report by the Third Parties. No claim or demand or any actions or proceedings may be brought against EY arising from or connected with the contents of the Report or the provision of the Report to the Third Parties. EY will be released and forever discharged from any such claims, demands, actions or proceedings. In preparing this Report EY has considered and relied upon information provided to us by the Client and other stakeholders engaged in the process and other sources believed to be reliable and accurate. EY has not been informed that any information supplied to it, or obtained from public sources, was false or that any material information has been withheld from it. EY does not imply, and it should not be construed that EY has performed an audit, verification or due diligence procedures on any of the information provided to us. EY has not independently verified, nor accept any responsibility or liability for independently verifying, any such information nor does EY make any representation as to the accuracy or completeness of the information. Neither EY nor any member or employee thereof undertakes responsibility in any way whatsoever or liability for any loss or damage to any person in respect of errors in this Report arising from incorrect information provided to EY. Modelling work performed as part of our scope inherently requires assumptions about future behaviours and market interactions, which may result in forecasts that deviate from future conditions. There will usually be differences between estimated and actual outcomes, because events and circumstances frequently do not occur as expected, and those differences may be material. EY takes no responsibility that the projected outcomes will be achieved. EY highlights that the analysis included in this Report does not constitute investment advice or a recommendation to you on a future course of action. EY provides no assurance that the scenarios that have been modelled will be accepted by any relevant authority or third party. EY has consented to the Report being published electronically on the Client’s websites for informational purposes only. EY has not consented to distribution or disclosure beyond this. The material contained in the Report, including the EY logo, is copyright. The copyright in the material contained in the Report itself, excluding EY logo, vests in the Client. The Report, including the EY logo, cannot be altered without prior written permission from EY. Readers are advised that the outcomes provided are based on many detailed assumptions underpinning the scenarios, and the key assumptions are described in the Report. These assumptions were selected by the Client. The modelled scenarios represent three possible future options for the development and operation of the National Electricity Market, and it must be acknowledged that many alternative futures exist. Alternative futures beyond those presented have not been evaluated as part of this Report. EY’s liability is limited by a scheme approved under Professional Standards Legislation.

## Version notes
Change log
2024-03-20 | 1 | WRL market modelling outcomes - Step Change scenario
2024-04-22 | 2 | Updated title in cell A1 of the 'WRL_500' sheets to reflect option case

## Abbreviations and notes
Acronyms
AEMO | Australian Energy Market Operator
CCGT | Closed cycle gas turbine
Diesel | Diesel generator
Distributed PV | PV non-scheduled generators (PVNSG) and Rooftop PV
DSP | Demand-side participation
ESOO | Electricity Statement Of Opportunities
FOM | Fixed operations and maintenance
Gas - Steam | Gas-powered steam turbine
GWh | Gigawatt-hours
Grid Battery | Explicitly modelled existing and new entrant (8 hour or less) battery storage
MW | Megawatts
NEM | National Electricity Market
OCGT | Open cycle gas turbine
PV | Photovoltaic
PVNSG | PV non-scheduled generators
Rehab | Rehabilitation (after closing an existing generator)
REZ | Renewable energy zone
USE | Unserved energy
VOM | Variable operations and maintenance
VPP | Virtual power plants
Notes
1. Tumut 3 generation is included in Hydro, whereas Tumut 3 pump is included in Pumped Hydro Pump.
2. REZ expansion costs only capture intra-regional network augmentations. These costs do not include the cost of interconnectors.
3. Entry of new capacity and retirement of generator capacity where allowed occurs at the beginning of each financial year, on 1 July.
4. Other non-scheduled generation is handled on the demand side as per AEMO's 2022 ESOO.
5. Assumed discount rate applied to discounted dollars was 5.5% as selected by AEMO, consistent with the value applied by AEMO in the 2022 ISP as required by the CBA guidelines.

## ---Summary results---
Compare |  | WRL_500 | to | BaseCase |  | 0 | 1 | 2 | 3 | 4 | 5 | 6 | 7 | 8 | 9 | 10 | 11 | 12 | 13 | 14 | 15 | 16 | 17 | 18 | 19 | 20 | 21 | 22 | 23 | 24 | 25 | 26
NEM discounted market benefits by year
Select region | NEM
[5 empty] | Real June 2021 dollars ($m) discounted to 1 July 2021 | 2023-24 | 2024-25 | 2025-26 | 2026-27 | 2027-28 | 2028-29 | 2029-30 | 2030-31 | 2031-32 | 2032-33 | 2033-34 | 2034-35 | 2035-36 | 2036-37 | 2037-38 | 2038-39 | 2039-40 | 2040-41 | 2041-42 | 2042-43 | 2043-44 | 2044-45 | 2045-46 | 2046-47 | 2047-48 | 2048-49 | 2049-50
|  |  |  | Build | CAPEX | 0 | -7.0487 | -14.653 | -4.1335 | 36.7117 | 96.7984 | 176.2163 | 243.7668 | 320.4051 | 385.5873 | 434.8901 | 466.2872 | 494.4559 | 528.2048 | 542.7914 | 567.4891 | 596.9768 | 660.2974 | 693.5744 | 756.3461 | 825.0281 | 879.2039 | 963.9523 | 1056.3948 | 1143.7801 | 1208.4104 | 1292.7879
|  |  |  | FOM | FOM | 0 | -1.0389 | -2.2383 | -0.5544 | 5.3522 | 14.4371 | 26.2494 | 36.1901 | 47.6882 | 57.1892 | 63.2982 | 66.6115 | 67.996 | 70.4953 | 70.9508 | 73.6087 | 77.166 | 88.0708 | 85.6105 | 96.8675 | 112.7608 | 129.9047 | 174.58 | 237.6051 | 299.5836 | 354.7855 | 418.395
|  |  |  | Fuel | Fuel | 0.20027 | -1.4611 | -2.9694 | -18.0188 | -9.999 | -10.2472 | -13.5204 | -14.14 | -17.3716 | -20.6192 | -20.6721 | -15.1521 | -2.033 | 12.8995 | 28.8335 | 48.3237 | 58.8781 | 53.8152 | 76.7571 | 86.5918 | 101.5855 | 116.7327 | 122.2817 | 124.9125 | 116.3874 | 123.7249 | 112.5804
|  |  |  | VOM | VOM | -0.069561 | 1.5754 | 3.2555 | 4.0804 | 6.0052 | 5.2987 | 3.7197 | 2.6502 | 1.1318 | 0.33985 | -0.4196 | -0.44771 | -0.21971 | -0.19869 | 0.65132 | 1.3264 | 1.3341 | 0.48649 | 1.7689 | 2.3143 | 2.4068 | 3.2562 | 2.3974 | 1.2642 | 0.78675 | 0.67743 | 0.082692
|  |  |  | Rehab | Rehab | 0 | 0 | 0 | 0 | 0 | 0 | 0 | 0 | 0 | 0 | 0 | 0 | 0 | 0 | 0 | 0 | 0 | 0 | 0 | 0 | 0 | 0 | 0 | 0 | 0 | 0 | 0
|  |  |  | REZ Tx | REZ | -7.2742e-08 | -0.25602 | -0.58218 | -2.5051 | 1.6825 | 6.0993 | 10.2863 | 19.4732 | 30.8566 | 49.3982 | 66.6679 | 83.028 | 97.178 | 107.761 | 124.5526 | 142.8823 | 162.5446 | 179.4544 | 196.1864 | 215.5452 | 230.6499 | 244.1793 | 255.561 | 267.6535 | 281.6686 | 293.3067 | 303.3664
|  |  |  | USE+DSP | USE+DSP | -0.0010462 | -0.2366 | -0.042183 | -3.6872 | -4.9742 | -5.0122 | -4.3609 | -4.6149 | -4.5717 | -4.5536 | -2.3669 | -1.7032 | -1.8155 | -1.7157 | 1.7969 | 1.7967 | 3.352 | 13.5208 | 22.5006 | 34.0583 | 39.0643 | 42.1943 | 46.1312 | 48.5436 | 51.6006 | 56.8641 | 59.7688
[5 empty] | Total cumulative market benefits | 0.12966 | -8.4659 | -17.2296 | -24.8186 | 34.7784 | 107.3741 | 198.5903 | 283.3253 | 378.1384 | 467.3417 | 541.3976 | 598.6236 | 655.5616 | 717.4461 | 769.5764 | 835.427 | 900.2516 | 995.645 | 1076.3979 | 1191.7232 | 1311.4954 | 1415.4711 | 1564.9035 | 1736.3736 | 1893.8071 | 2037.7691 | 2186.9812
NEM capacity difference by year
Select region | NEM
[5 empty] | Capacity difference (MW) | 2023-24 | 2024-25 | 2025-26 | 2026-27 | 2027-28 | 2028-29 | 2029-30 | 2030-31 | 2031-32 | 2032-33 | 2033-34 | 2034-35 | 2035-36 | 2036-37 | 2037-38 | 2038-39 | 2039-40 | 2040-41 | 2041-42 | 2042-43 | 2043-44 | 2044-45 | 2045-46 | 2046-47 | 2047-48 | 2048-49 | 2049-50
[5 empty] | Black Coal | 0 | 0 | 0 | 0 | 0 | 0 | 0 | 0 | 0 | 0 | 0 | 0 | 0 | 0 | 0 | 0 | 0 | 0 | 0 | 0 | 0 | 0 | 0 | 0 | 0 | 0 | 0
[5 empty] | Brown Coal | 0 | 0 | 0 | 0 | 0 | 0 | 0 | 0 | 0 | 0 | 0 | 0 | 0 | 0 | 0 | 0 | 0 | 0 | 0 | 0 | 0 | 0 | 0 | 0 | 0 | 0 | 0
[5 empty] | CCGT | 0 | 0 | 0 | 0 | 0 | 0 | 0 | 0 | 0 | 0 | 0 | 0 | 0 | 0 | 0 | 0 | 0 | 0 | 0 | 0 | 0 | 0 | 0 | 0 | 0 | 0 | 0
[5 empty] | Gas - Steam | 0 | 0 | 0 | 0 | 0 | 0 | 0 | 0 | 0 | 0 | 0 | 0 | 0 | 0 | 0 | 0 | 0 | 0 | 0 | 0 | 0 | 0 | 0 | 0 | 0 | 0 | 0
[5 empty] | OCGT / Diesel | 0 | 0.0005411 | 0.00054187 | 0.00036217 | 0.00036538 | 32.7285 | 32.7284 | 32.7285 | 32.7285 | 32.7285 | 32.7285 | 32.7286 | 30.9469 | 30.9469 | 115.0046 | 115.0046 | 115.0046 | 115.0046 | -211.6715 | -192.7404 | -72.3477 | 63.2554 | 63.2554 | 140.5603 | 140.5603 | 103.5555 | 103.5555
[5 empty] | Hydro | 0 | 0 | 0 | 0 | 0 | 0 | 0 | 0 | 0 | 0 | 0 | 0 | 0 | 0 | 0 | 0 | 0 | 0 | 0 | 0 | 0 | 0 | 0 | 0 | 0 | 0 | 0
[5 empty] | Hydrogen Turbine | 0 | 0 | 0 | 0 | 0 | 0 | 0 | 0 | 0 | 0 | 0 | 0 | 0 | 0 | 0 | 0 | 0 | 0 | 0 | 0 | 0 | 0 | 0 | 0 | 0 | 0 | 0
[5 empty] | Wind | 0 | 50.3635 | 49.2049 | -100.6887 | -369.3821 | -489.1535 | -764.4831 | -604.0917 | -723.3342 | -771.3615 | -662.1306 | -567.9512 | -638.3765 | -735.1013 | 168.1321 | 151.4681 | -104.0335 | -283.1737 | -111.415 | -236.1428 | -243.9626 | -316.2012 | -822.3022 | -248.5491 | -203.248 | 26.2519 | -107.9856
[5 empty] | Solar PV | 0 | 0.001484 | 16.4612 | 16.4616 | 16.4669 | -64.6215 | 36.7871 | -78.6526 | -83.6595 | 140.7328 | 213.5382 | 367.4686 | 378.8166 | 366.9073 | -217.1152 | -541.8131 | -201.5626 | -987.4051 | 169.7017 | 65.2319 | 325.8603 | 278.9477 | 763.2465 | 1054.8401 | 1126.712 | 1527.845 | 1082.9384
[5 empty] | Grid Battery | 0 | 0.00088327 | -0.00087296 | 3.299e-05 | 25.0211 | -2.3945 | -2.3943 | 13.8139 | 2.6502 | -62.0664 | 11.2021 | 11.2021 | 278.9911 | 278.991 | 44.2354 | 44.2355 | -24.9641 | -80.0187 | 715.8871 | 553.7398 | 546.2604 | 129.4585 | 91.0957 | 64.525 | 39.5044 | 234.1957 | 184.5538
[5 empty] | Pumped Hydro | 0 | 0 | -0.000776 | -0.00047278 | -0.00037649 | -18.4486 | -18.4484 | 8.3249 | 13.5633 | 81.9773 | 59.3331 | 59.3334 | -37.1469 | -37.1469 | -194.7672 | -194.7672 | -211.1962 | -223.0995 | -556.2986 | -609.7767 | -613.2809 | -313.3319 | -94.5944 | -179.0196 | -179.0196 | -179.0193 | -179.0192
[5 empty] | VPP | 0 | 0 | 0 | 0 | 0 | 0 | 0 | 0 | 0 | 0 | 0 | 0 | 0 | 0 | 0 | 0 | 0 | 0 | 0 | 0 | 0 | 0 | 0 | 0 | 0 | 0 | 0
[5 empty] | Grid Battery pump | 0 | 0.00088327 | -0.00087296 | 3.299e-05 | 25.0211 | -2.3945 | -2.3943 | 13.8139 | 2.6502 | -62.0664 | 11.2021 | 11.2021 | 278.9911 | 278.991 | 44.2354 | 44.2355 | -24.9641 | -80.0187 | 715.8871 | 553.7398 | 546.2604 | 129.4585 | 91.0957 | 64.525 | 39.5044 | 234.1957 | 184.5538
[5 empty] | Pumped Hydro Pump | 0 | 0 | -0.000776 | -0.00047278 | -0.00037649 | -18.4486 | -18.4484 | 8.3249 | 13.5633 | 81.9773 | 59.3331 | 59.3334 | -37.1469 | -37.1469 | -194.7672 | -194.7672 | -211.1962 | -223.0995 | -556.2986 | -609.7767 | -613.2809 | -313.3319 | -94.5944 | -179.0196 | -179.0196 | -179.0193 | -179.0192
[5 empty] | VPP pump | 0 | 0 | 0 | 0 | 0 | 0 | 0 | 0 | 0 | 0 | 0 | 0 | 0 | 0 | 0 | 0 | 0 | 0 | 0 | 0 | 0 | 0 | 0 | 0 | 0 | 0 | 0
NEM generation difference by year
Select region | NEM
[5 empty] | Sent-out generation difference (GWh)* | 2023-24 | 2024-25 | 2025-26 | 2026-27 | 2027-28 | 2028-29 | 2029-30 | 2030-31 | 2031-32 | 2032-33 | 2033-34 | 2034-35 | 2035-36 | 2036-37 | 2037-38 | 2038-39 | 2039-40 | 2040-41 | 2041-42 | 2042-43 | 2043-44 | 2044-45 | 2045-46 | 2046-47 | 2047-48 | 2048-49 | 2049-50
[5 empty] | Black Coal | 0.5741 | 48.5209 | 32.5531 | 132.4786 | 10.179 | 84.8804 | 49.5906 | 86.9983 | 204.1008 | 217.0666 | 131.967 | 84.4352 | 35.6464 | 80.6547 | 28.1836 | 45.8603 | 24.0003 | 63.751 | 60.3453 | 0 | 0 | 0 | 0 | 0 | 0 | 0 | 0
[5 empty] | Brown Coal | -20.2607 | 93.734 | 78.4874 | 223.787 | -382.6284 | -208.9854 | -109.3578 | -80.2636 | -21.5109 | 0 | 0 | 0 | 0 | 0 | 0 | 0 | 0 | 0 | 0 | 0 | 0 | 0 | 0 | 0 | 0 | 0 | 0
[5 empty] | CCGT | -0.68999 | 0.092614 | 4.4777 | 158.1092 | -110.5701 | 12.3711 | 34.85 | 2.6106 | 14.8558 | 36.6639 | 2.6948 | 10.0645 | -21.4624 | -35.4206 | 25.4054 | 16.5259 | 57.1928 | 91.4859 | 88.8446 | 124.4712 | 66.785 | 89.2263 | 39.2107 | 3.6435 | 16.9685 | 3.2073 | 8.3024
[5 empty] | Gas - Steam | -0.049849 | 0.18125 | 1.0431 | 6.0652 | -2.1808 | -3.8085 | 1.4018 | -48.4928 | -23.5739 | -29.1701 | -48.4303 | -15.8756 | -158.9797 | -119.3376 | -196.6292 | -217.2303 | 0 | 0 | 0 | 0 | 0 | 0 | 0 | 0 | 0 | 0 | 0
[5 empty] | OCGT / Diesel | -0.10266 | -0.032362 | 0.30185 | 18.8107 | -2.8896 | -2.2697 | 18.7043 | 49.9768 | 32.1791 | 23.4308 | 28.693 | -76.6045 | -47.388 | -124.195 | -98.2388 | -157.43 | -202.2821 | 115.2528 | -485.3198 | -198.6467 | -344.5106 | -419.631 | -137.7736 | -49.3188 | 268.0875 | -218.8746 | 382.2701
[5 empty] | Hydro | 22.8011 | -348.2689 | -364.0561 | -567.0828 | -37.7071 | 243.5459 | 245.2859 | 263.3558 | 280.1198 | 132.6801 | 80.4311 | 31.8438 | 58.6432 | 110.361 | -119.1843 | -183.3287 | -104.3502 | 30.1447 | -392.9694 | -369.8015 | -169.6124 | -426.1044 | 189.1016 | 494.9579 | 186.1689 | 202.4693 | 349.6476
[5 empty] | Hydrogen Turbine | 0 | 0 | 0 | 0 | 0 | 0 | 0 | 0 | 0 | 0 | 0 | 0 | 0 | 0 | 0 | 0 | 0 | 0 | 0 | 0 | 0 | 0 | 0 | 0 | 0 | 0 | 0
[5 empty] | Wind | -1.3349 | 194.0001 | 218.1104 | -94.9252 | 564.7554 | 26.0013 | -358.5561 | -79.6459 | -273.3204 | -589.3204 | -437.6677 | -514.5336 | -404.4784 | -460.148 | 726.5878 | 1331.2833 | 429.9254 | 680.8413 | 513.331 | -109.1233 | -362.2276 | -334.0104 | -2405.6712 | -2351.6093 | -2556.2837 | -2420.6569 | -3274.0829
[5 empty] | Solar PV | 1.7248 | 0.02333 | 20.0961 | 37.6935 | 40.8307 | -111.6186 | 114.323 | -60.5368 | -86.1281 | 259.9404 | 424.6485 | 602.5334 | 664.8978 | 771.0255 | -464.9429 | -1037.3379 | -506.2297 | -1168.0554 | -269.3947 | 205.4107 | 459.6723 | 688.4566 | 2353.0632 | 1967.9663 | 2044.4466 | 2520.8346 | 2895.223
[5 empty] | Grid Battery | -0.68702 | -1.0395 | -0.095102 | 1.6995 | 51.5095 | 0.18869 | -12.9008 | 19.3087 | -0.29054 | -80.2847 | 89.2551 | 127.552 | 494.4174 | 522.926 | 64.4338 | 46.7284 | 45.4223 | 17.3769 | 1297.9928 | 1201.1295 | 1032.8657 | 629.2072 | 844.5495 | 495.3106 | 321.1078 | 669.0833 | 752.5493
[5 empty] | Pumped Hydro | -0.14792 | 0.36494 | 3.8621 | 40.3989 | -20.6809 | -61.7323 | 16.6835 | -26.996 | -14.1216 | 73.1533 | 109.7903 | 132.8846 | -71.0537 | -6.2151 | -275.477 | -267.315 | -224.1615 | -129.6912 | -1237.9869 | -1056.3563 | -958.4816 | -504.1041 | 45.3687 | -164.6655 | -169.8026 | -287.9493 | -149.404
[5 empty] | VPP | -0.10881 | -0.69713 | 0.040387 | 2.6456 | 4.0728 | 11.0983 | 1.702 | 12.8248 | 14.6847 | 11.4195 | 20.7283 | 11.6339 | 23.4731 | 60.5428 | 1.1495 | 0.58038 | 22.0229 | -18.0652 | 45.6528 | 89.7547 | 110.6044 | 107.805 | 195.9039 | 82.6135 | 194.1621 | 153.2939 | 259.2434
[5 empty] | Grid Battery pump | -0.8168 | -1.2344 | -0.090661 | 2.0223 | 62.7907 | -0.54435 | -14.4611 | 23.5816 | -1.041 | -98.777 | 109.6866 | 152.0231 | 596.4421 | 629.9642 | 78.053 | 66.0193 | 44.356 | 21.0005 | 1565.2335 | 1451.7492 | 1237.6333 | 759.9084 | 1017.574 | 596.1654 | 386.134 | 806.5081 | 906.6822
[5 empty] | Pumped Hydro Pump | -0.23788 | 1.3592 | 8.4713 | -6.8601 | 7.0286 | -58.3314 | -40.8672 | -10.7301 | -29.4722 | 88.2415 | 155.5301 | 183.2188 | -92.3399 | -9.0629 | -348.4868 | -361.3807 | -278.1748 | -169.8124 | -1638.5303 | -1370.1606 | -1220.8896 | -625.481 | 106.4633 | -179.1334 | -205.1155 | -336.3894 | -170.478
[5 empty] | VPP pump | -0.12803 | -0.82471 | 0.055104 | 3.1095 | 4.9209 | 12.9274 | 3.0126 | 14.0778 | 17.7756 | 12.9666 | 25.7476 | 11.1643 | 28.7098 | 71.2616 | 1.2276 | 0.64497 | 25.0313 | -20.1371 | 53.9855 | 106.0036 | 129.4254 | 126.8901 | 230.3567 | 97.2775 | 228.357 | 180.3082 | 305.008
*Generation shown is sent-out, as is demand.

## BaseCase_CF
Annual capacity factor by technology - BaseCase, Step Change Scenario
Explicitly modelled generation
Region | Technology | 2023-24 | 2024-25 | 2025-26 | 2026-27 | 2027-28 | 2028-29 | 2029-30 | 2030-31 | 2031-32 | 2032-33 | 2033-34 | 2034-35 | 2035-36 | 2036-37 | 2037-38 | 2038-39 | 2039-40 | 2040-41 | 2041-42 | 2042-43 | 2043-44 | 2044-45 | 2045-46 | 2046-47 | 2047-48 | 2048-49 | 2049-50
NEM | Black Coal | 58.98% | 51.56% | 52.65% | 63.18% | 60.29% | 61.74% | 63.26% | 57.15% | 55.26% | 56.17% | 61.12% | 60.79% | 53.16% | 51.95% | 54.54% | 51.88% | 54.36% | 41.19% | 41.35% | - | - | - | - | - | - | - | -
NEM | Brown Coal | 68.76% | 60.07% | 65.65% | 62.3% | 64.75% | 64.7% | 66.98% | 64.25% | 51.09% | - | - | - | - | - | - | - | - | - | - | - | - | - | - | - | - | - | -
NEM | CCGT | 8.145% | 6.612% | 12.89% | 15.72% | 17.28% | 19.4% | 22.52% | 25.8% | 23.42% | 22.94% | 31.57% | 35.95% | 27.29% | 29.07% | 28.68% | 30.44% | 29.19% | 25.07% | 20.57% | 23.63% | 25.5% | 19.63% | 23.1% | 28.55% | 27.78% | 27.39% | 28.1%
NEM | Gas - Steam | 0.9864% | 0.9448% | 2.978% | 3.606% | 2.53% | 5.297% | 4.384% | 23.66% | 9.036% | 23.77% | 17.61% | 20.55% | 20.19% | 23.31% | 26.01% | 27.08% | - | - | - | - | - | - | - | - | - | - | -
NEM | OCGT / Diesel | 0.3097% | 0.2411% | 0.5382% | 0.5602% | 0.4358% | 0.6056% | 0.478% | 2.063% | 1.3% | 2.629% | 4.221% | 7.942% | 4.517% | 6.215% | 5.274% | 5.024% | 10.97% | 9.101% | 5.507% | 6.374% | 10.83% | 6.531% | 7.91% | 8.798% | 5.66% | 8.028% | 6.952%
NEM | Hydro | 26.7% | 24.62% | 25.25% | 24.4% | 20.19% | 24.09% | 26.16% | 25.52% | 25.05% | 23.81% | 25.73% | 26.21% | 24.01% | 22.08% | 27.27% | 24.74% | 22.86% | 21.43% | 20.9% | 23.75% | 24.72% | 23.27% | 21.67% | 26.92% | 26.07% | 25.74% | 25.04%
NEM | Hydrogen Turbine | bar: 2023-24 to 2049-50
NEM | Wind | 32.72% | 33.37% | 34% | 35.39% | 36.42% | 35.62% | 35.18% | 34.26% | 35.81% | 34.75% | 34.06% | 33.55% | 34.43% | 35.44% | 34.72% | 34.44% | 33.37% | 33.39% | 33% | 32.15% | 31.64% | 32.34% | 33.43% | 32.92% | 32.23% | 32.03% | 31.95%
NEM | Solar PV | 26.38% | 22.21% | 23.45% | 24.65% | 24.42% | 22.39% | 23.51% | 24.1% | 24.43% | 24.34% | 24.05% | 23.33% | 23.91% | 23.96% | 20.6% | 21.51% | 21.07% | 19.83% | 20.79% | 20.39% | 19.7% | 19.77% | 20.03% | 17.53% | 17.61% | 18.65% | 17.78%
NEM | Grid Battery | 4.763% | 4.726% | 7.353% | 11.14% | 15.29% | 17.45% | 17.67% | 19.24% | 18.65% | 20.13% | 19.27% | 18.81% | 18.95% | 19.14% | 17.32% | 17.67% | 19.21% | 18.13% | 20.16% | 19.64% | 18.92% | 18.48% | 19.13% | 16.21% | 16.15% | 16.55% | 15.85%
NEM | Pumped Hydro | 7.631% | 12.59% | 12.99% | 19.14% | 9.886% | 13.49% | 14.63% | 19.79% | 20.29% | 19.23% | 20.04% | 19.83% | 21.37% | 20.76% | 20.38% | 19.88% | 19.08% | 17.54% | 20.15% | 19.02% | 17.21% | 17.33% | 16.38% | 17.22% | 15.6% | 15% | 13.07%
NEM | VPP | 7.92% | 8.092% | 8.653% | 8.495% | 8.218% | 7.677% | 7.54% | 7.438% | 7.251% | 7.173% | 7.16% | 6.931% | 6.912% | 6.865% | 6.481% | 6.404% | 6.566% | 6.334% | 6.568% | 6.386% | 6.194% | 6.299% | 6.44% | 6.049% | 6.024% | 6.104% | 5.91%
Region | Technology | 2023-24 | 2024-25 | 2025-26 | 2026-27 | 2027-28 | 2028-29 | 2029-30 | 2030-31 | 2031-32 | 2032-33 | 2033-34 | 2034-35 | 2035-36 | 2036-37 | 2037-38 | 2038-39 | 2039-40 | 2040-41 | 2041-42 | 2042-43 | 2043-44 | 2044-45 | 2045-46 | 2046-47 | 2047-48 | 2048-49 | 2049-50
NSW1 | Black Coal | 57.9% | 48.17% | 44.35% | 64.07% | 58.57% | 64.25% | 66.85% | 54.17% | 53.77% | 54.88% | 60.69% | 62.36% | 54.9% | 48.71% | 54.52% | 54.74% | - | - | - | - | - | - | - | - | - | - | -
NSW1 | Brown Coal | bar: 2023-24 to 2049-50
NSW1 | CCGT | 0.3544% | 0.1601% | 7.855% | 16.17% | 20.96% | 17.25% | 28.84% | 27.96% | 25.22% | 21.4% | 36.55% | 43.2% | 27.78% | 29.31% | 31.51% | 36.06% | 35.13% | 28.54% | 23.38% | 28.23% | - | - | - | - | - | - | -
NSW1 | Gas - Steam | bar: 2023-24 to 2049-50
NSW1 | OCGT / Diesel | 0.05177% | 0.02283% | 0.1582% | 0.1447% | 0.1149% | 0.02205% | 0.007846% | 0.5131% | 0.09076% | 0.645% | 1.409% | 4.998% | 2.034% | 4.534% | 1.803% | 3.082% | 7.533% | 8.034% | 3.794% | 3.62% | 8.055% | 4.998% | 8.109% | 5.899% | 4.728% | 5.032% | 5.725%
NSW1 | Hydro | 9.225% | 12.91% | 13.5% | 13.56% | 11.42% | 16.38% | 13.68% | 13.89% | 13.52% | 12.03% | 14.47% | 15.08% | 14.1% | 12.14% | 17.05% | 14.18% | 12.28% | 12.31% | 11.78% | 13.08% | 13.58% | 12.47% | 10.7% | 16.16% | 15.86% | 15.4% | 15.07%
NSW1 | Hydrogen Turbine | bar: 2023-24 to 2049-50
NSW1 | Wind | 36.22% | 33.88% | 34.02% | 35.41% | 35.86% | 36.37% | 34.49% | 33.93% | 33.74% | 33.99% | 33.14% | 32.68% | 33.76% | 33.85% | 34.6% | 32.75% | 31.91% | 30.29% | 31.62% | 29.94% | 29.15% | 30.13% | 30.6% | 31.73% | 29.43% | 29.26% | 27.41%
NSW1 | Solar PV | 26.89% | 21.2% | 22.16% | 24.45% | 24.62% | 22.4% | 23.21% | 24.48% | 24.44% | 24.64% | 24.27% | 23.66% | 24.95% | 24.76% | 21.09% | 21.51% | 22.14% | 20.67% | 21.32% | 20.2% | 19.61% | 20.35% | 20.45% | 18.44% | 17.4% | 18.68% | 17.64%
NSW1 | Grid Battery | 4.728% | 5.72% | 12.26% | 23.77% | 24.4% | 22.37% | 22.62% | 24.16% | 23.04% | 23.93% | 22.4% | 21.34% | 22.16% | 22.13% | 20.82% | 20.69% | 21.38% | 20.41% | 23.02% | 20.68% | 18.96% | 20.34% | 20.6% | 17.69% | 17.33% | 17.88% | 17.82%
NSW1 | Pumped Hydro | 5.264% | 10.47% | 17.26% | 26.62% | 8.917% | 14.72% | 15.69% | 21.67% | 22% | 21.19% | 22.39% | 22.3% | 24.57% | 24.42% | 24.65% | 20.81% | 17.96% | 15.6% | 19.39% | 18.02% | 15.67% | 15.91% | 15.58% | 19.86% | 15.53% | 14.14% | 11.66%
NSW1 | VPP | 6.815% | 7.852% | 8.772% | 8.669% | 8.399% | 7.732% | 7.539% | 7.571% | 7.346% | 7.383% | 7.416% | 7.082% | 7.189% | 6.956% | 6.624% | 6.562% | 6.756% | 6.428% | 6.776% | 6.488% | 6.251% | 6.536% | 6.573% | 6.191% | 6.147% | 6.319% | 6.289%
Region | Technology | 2023-24 | 2024-25 | 2025-26 | 2026-27 | 2027-28 | 2028-29 | 2029-30 | 2030-31 | 2031-32 | 2032-33 | 2033-34 | 2034-35 | 2035-36 | 2036-37 | 2037-38 | 2038-39 | 2039-40 | 2040-41 | 2041-42 | 2042-43 | 2043-44 | 2044-45 | 2045-46 | 2046-47 | 2047-48 | 2048-49 | 2049-50
QLD1 | Black Coal | 60.07% | 55.04% | 61.95% | 62.46% | 61.46% | 59.96% | 61.08% | 59.76% | 56.55% | 57.65% | 61.48% | 59.51% | 51.74% | 54.62% | 54.56% | 49.53% | 54.36% | 41.19% | 41.35% | - | - | - | - | - | - | - | -
QLD1 | Brown Coal | bar: 2023-24 to 2049-50
QLD1 | CCGT | 7.301% | 6.107% | 11.95% | 17.79% | 19.28% | 21.65% | 24.29% | 27.42% | 26.36% | 25.56% | 35.54% | 39.2% | 32.08% | 34.72% | 32.58% | 33.62% | 32.42% | 28.53% | 23.41% | 26.33% | 30.46% | 23.46% | 34.43% | 61.55% | 59.87% | 59.05% | 60.56%
QLD1 | Gas - Steam | bar: 2023-24 to 2049-50
QLD1 | OCGT / Diesel | 0.01426% | 2.403e-06% | 0.01549% | 0.1084% | 0.1415% | 0.09709% | 0.03208% | 2.07% | 2.041% | 2.367% | 8.434% | 10.19% | 9.399% | 11.32% | 5.745% | 4.468% | 9.163% | 6.892% | 3.209% | 4.856% | 6.481% | 4.57% | 7.187% | 8.942% | 2.917% | 5.697% | 4.225%
QLD1 | Hydro | 54.45% | 54.49% | 55.85% | 53.53% | 54.57% | 55.51% | 55.06% | 54.35% | 53.93% | 54.36% | 53.93% | 53.39% | 52.86% | 51.62% | 36.52% | 35.42% | 27.88% | 25.06% | 25.12% | - | - | - | - | - | - | - | -
QLD1 | Hydrogen Turbine | bar: 2023-24 to 2049-50
QLD1 | Wind | 40.69% | 36.76% | 38.79% | 38.64% | 39.91% | 37.7% | 37.31% | 36.59% | 35.89% | 35.28% | 33.52% | 33.28% | 32.76% | 34.81% | 34.39% | 34.02% | 33.6% | 31.66% | 32.29% | 31.09% | 31.16% | 30.41% | 32.11% | 31.46% | 30.41% | 31.79% | 29.91%
QLD1 | Solar PV | 26.9% | 24.09% | 26.33% | 26.62% | 25.76% | 23.23% | 25.52% | 25.21% | 26.08% | 25.62% | 25.42% | 24.81% | 24.65% | 24.58% | 20.9% | 23.24% | 21.61% | 20.99% | 21.77% | 22.33% | 21.85% | 21.04% | 20.82% | 18.2% | 19.09% | 20.21% | 19.38%
QLD1 | Grid Battery | 6.122% | 6.101% | 6.224% | 6.296% | 6.302% | 21.33% | 21.34% | 22.47% | 22.1% | 23.41% | 22.1% | 22.02% | 22.05% | 22.26% | 19.65% | 20.63% | 21.33% | 21.84% | 22.35% | 22.65% | 21.52% | 21.13% | 21.47% | 18.34% | 18.91% | 18.74% | 18.49%
QLD1 | Pumped Hydro | 8.627% | 13.49% | 9.285% | 12.63% | 13.14% | 10.3% | 11.85% | 14.89% | 15.02% | 14.27% | 15.21% | 14.86% | 16.49% | 14.86% | 17.19% | 19.46% | 19.67% | 18.65% | 19.93% | 19.22% | 17.29% | 16.78% | 15.44% | 14.68% | 13.96% | 13.7% | 12.13%
QLD1 | VPP | 8.293% | 8.177% | 8.252% | 8.457% | 8.104% | 7.678% | 7.569% | 7.57% | 7.426% | 7.436% | 7.436% | 7.298% | 7.154% | 7.144% | 6.698% | 6.645% | 6.707% | 6.71% | 6.789% | 6.922% | 6.856% | 6.731% | 6.877% | 6.688% | 6.637% | 6.608% | 6.588%
Region | Technology | 2023-24 | 2024-25 | 2025-26 | 2026-27 | 2027-28 | 2028-29 | 2029-30 | 2030-31 | 2031-32 | 2032-33 | 2033-34 | 2034-35 | 2035-36 | 2036-37 | 2037-38 | 2038-39 | 2039-40 | 2040-41 | 2041-42 | 2042-43 | 2043-44 | 2044-45 | 2045-46 | 2046-47 | 2047-48 | 2048-49 | 2049-50
VIC1 | Black Coal | bar: 2023-24 to 2049-50
VIC1 | Brown Coal | 68.76% | 60.07% | 65.65% | 62.3% | 64.75% | 64.7% | 66.98% | 64.25% | 51.09% | - | - | - | - | - | - | - | - | - | - | - | - | - | - | - | - | - | -
VIC1 | CCGT | bar: 2023-24 to 2049-50
VIC1 | Gas - Steam | 0.386% | 0.4181% | 1.606% | 3.606% | 2.53% | 5.297% | 4.384% | 23.66% | 9.036% | 23.77% | 17.61% | 20.55% | 20.19% | 23.31% | 26.01% | 27.08% | - | - | - | - | - | - | - | - | - | - | -
VIC1 | OCGT / Diesel | 0.1382% | 0.09597% | 0.2349% | 0.852% | 0.5038% | 0.865% | 0.5599% | 2.467% | 0.8522% | 4.279% | 3.357% | 8.953% | 3.727% | 4.889% | 7.329% | 6.324% | 16.85% | 12.75% | 9.166% | 10.59% | 16.37% | 8.357% | 8.674% | 11.07% | 8.521% | 13.34% | 11.08%
VIC1 | Hydro | 13.86% | 16.82% | 17.37% | 16.47% | 13.78% | 20.67% | 17.23% | 14.9% | 14.89% | 13.59% | 16.57% | 17.16% | 16.33% | 13.67% | 20.6% | 17.22% | 14.91% | 14.9% | 13.57% | 16.58% | 17.2% | 16.34% | 13.69% | 20.59% | 20.62% | 20.59% | 20.53%
VIC1 | Hydrogen Turbine | bar: 2023-24 to 2049-50
VIC1 | Wind | 28.18% | 29.3% | 30.12% | 31.48% | 31.7% | 29.93% | 31.47% | 30.2% | 33.83% | 31.02% | 32.23% | 31.83% | 32.84% | 33.78% | 31.65% | 33.83% | 32.03% | 35.41% | 31.9% | 33.08% | 32.67% | 33.74% | 35.2% | 33.86% | 36.59% | 34.74% | 39.39%
VIC1 | Solar PV | 23.28% | 19.96% | 20.12% | 20.36% | 20.09% | 19.83% | 19.53% | 18.71% | 18.64% | 21.37% | 20.62% | 19.71% | 20.5% | 20.68% | 18.88% | 18.71% | 18.83% | 17.71% | 19.01% | 17.96% | 17.05% | 18.35% | 18.68% | 16.18% | 16.27% | 17.06% | 15.77%
VIC1 | Grid Battery | 4.88% | 4.544% | 5.314% | 5.239% | 5.03% | 4.753% | 4.735% | 10.97% | 10.43% | 16.05% | 15.04% | 14.31% | 14.22% | 14.27% | 13.53% | 14.01% | 15.54% | 13.46% | 16.14% | 14.53% | 13.03% | 12.21% | 12.7% | 11.8% | 11.85% | 11.61% | 9.966%
VIC1 | Pumped Hydro | - | - | - | - | - | - | - | - | - | - | - | - | - | - | 23.22% | 23.68% | 24.62% | 22.02% | 26.35% | 23.48% | 22.45% | 25.14% | 24.02% | 23.18% | 23.1% | 22.61% | 20.23%
VIC1 | VPP | 8.344% | 7.886% | 9.403% | 8.911% | 8.553% | 7.852% | 7.717% | 7.348% | 7.087% | 6.718% | 6.62% | 6.459% | 6.48% | 6.569% | 6.174% | 6.123% | 6.369% | 5.954% | 6.245% | 5.847% | 5.437% | 5.638% | 5.824% | 5.284% | 5.438% | 5.429% | 4.986%
Region | Technology | 2023-24 | 2024-25 | 2025-26 | 2026-27 | 2027-28 | 2028-29 | 2029-30 | 2030-31 | 2031-32 | 2032-33 | 2033-34 | 2034-35 | 2035-36 | 2036-37 | 2037-38 | 2038-39 | 2039-40 | 2040-41 | 2041-42 | 2042-43 | 2043-44 | 2044-45 | 2045-46 | 2046-47 | 2047-48 | 2048-49 | 2049-50
SA1 | Black Coal | bar: 2023-24 to 2049-50
SA1 | Brown Coal | bar: 2023-24 to 2049-50
SA1 | CCGT | 17.27% | 16.11% | 24.95% | 15.3% | 14.98% | 22.05% | 20.74% | 29.26% | 22.27% | 25.36% | 27.85% | 34.22% | 23.17% | 27.36% | - | - | - | - | - | - | - | - | - | - | - | - | -
SA1 | Gas - Steam | 1.362% | 1.274% | 3.836% | - | - | - | - | - | - | - | - | - | - | - | - | - | - | - | - | - | - | - | - | - | - | - | -
SA1 | OCGT / Diesel | 1.299% | 1.176% | 2.384% | 1.602% | 1.374% | 2.083% | 1.874% | 5.413% | 3.877% | 6.255% | 7.988% | 12.7% | 7.76% | 8.503% | 12.41% | 11.51% | 15.21% | 9.801% | 6.705% | 8.327% | 10.72% | 3.9% | 3.035% | 1.435% | 1.129% | 1.565% | 2.227%
SA1 | Hydro | bar: 2023-24 to 2049-50
SA1 | Hydrogen Turbine | bar: 2023-24 to 2049-50
SA1 | Wind | 32.79% | 32.42% | 31.42% | 34.76% | 34.72% | 33.23% | 33.21% | 31.83% | 34.45% | 32.29% | 33.06% | 30.02% | 34.33% | 34.83% | 32.86% | 33.34% | 31.44% | 32.86% | 30.94% | 31.43% | 29.1% | 32.28% | 32.47% | 30.73% | 31.02% | 29.38% | 29.9%
SA1 | Solar PV | 25.5% | 21.96% | 22.56% | 21.65% | 21.96% | 21.32% | 20.65% | 19.6% | 20% | 22.1% | 21.1% | 21.16% | 21.27% | 23% | 19.57% | 19.14% | 17.47% | 16.03% | 18.68% | 16.39% | 16.47% | 16.52% | 18.3% | 14.92% | 14.72% | 15.06% | 14.45%
SA1 | Grid Battery | 4.393% | 4.478% | 4.33% | 4.255% | 4.263% | 4.167% | 4.112% | 4.226% | 4.071% | 14.58% | 13.73% | 13.74% | 14.79% | 15.49% | 14.53% | 14.22% | 14.77% | 14.63% | 16.99% | 14.94% | 17.38% | 16.33% | 18.26% | 13.87% | 12.95% | 13.64% | 11.87%
SA1 | Pumped Hydro | bar: 2023-24 to 2049-50
SA1 | VPP | 9.092% | 9.079% | 8.685% | 8.158% | 7.973% | 7.681% | 7.573% | 7.336% | 7.118% | 7.24% | 7.225% | 6.971% | 6.836% | 6.987% | 6.613% | 6.393% | 6.458% | 6.147% | 6.521% | 6.312% | 6.491% | 6.448% | 6.897% | 6.171% | 5.871% | 6.091% | 5.538%
Region | Technology | 2023-24 | 2024-25 | 2025-26 | 2026-27 | 2027-28 | 2028-29 | 2029-30 | 2030-31 | 2031-32 | 2032-33 | 2033-34 | 2034-35 | 2035-36 | 2036-37 | 2037-38 | 2038-39 | 2039-40 | 2040-41 | 2041-42 | 2042-43 | 2043-44 | 2044-45 | 2045-46 | 2046-47 | 2047-48 | 2048-49 | 2049-50
TAS1 | Black Coal | bar: 2023-24 to 2049-50
TAS1 | Brown Coal | bar: 2023-24 to 2049-50
TAS1 | CCGT | bar: 2023-24 to 2049-50
TAS1 | Gas - Steam | bar: 2023-24 to 2049-50
TAS1 | OCGT / Diesel | 5.692e-06% | 1.163e-05% | 1.234e-05% | 0.01293% | 1.347e-05% | 1.433e-05% | 0.05929% | 0.3343% | 0.1991% | 0.9903% | 0.7076% | 2.288% | 0.8038% | 0.7711% | 1.888% | 0.9141% | 3.688% | 1.814% | 1.815% | 1.913% | 2.405% | 0.8799% | 1.113% | 0.1166% | 0.6235% | 2.026% | 1.378%
TAS1 | Hydro | 53.74% | 41.34% | 42.04% | 40.43% | 32.51% | 32.87% | 44.7% | 44.73% | 43.74% | 42.72% | 43.3% | 43.63% | 38.92% | 37.62% | 43.08% | 41.59% | 40.27% | 36.16% | 36.33% | 40.68% | 42.43% | 40.12% | 39.6% | 43.19% | 41.01% | 40.54% | 38.91%
TAS1 | Hydrogen Turbine | bar: 2023-24 to 2049-50
TAS1 | Wind | 37.86% | 44.77% | 47.81% | 48.34% | 51.91% | 48.47% | 47.22% | 46.14% | 50.07% | 48.73% | 46.17% | 47.42% | 48.07% | 50.51% | 48.9% | 47.32% | 46.18% | 50.02% | 48.93% | 46.89% | 48.58% | 50.22% | 51.76% | 49.9% | 48.04% | 47.09% | 50.49%
TAS1 | Solar PV | - | - | - | - | - | - | - | - | - | - | - | 20.4% | 21.08% | 20.85% | 18.19% | 19.08% | 19.66% | 17.79% | 18.77% | 20.01% | 19.27% | 20.57% | 20.16% | 17.34% | 18.15% | 18.93% | 17.3%
TAS1 | Grid Battery | bar: 2023-24 to 2049-50
TAS1 | Pumped Hydro | - | - | - | - | - | - | - | - | 23.34% | 18.92% | 19.07% | 18.53% | 17.67% | 17.1% | 17.04% | 17.45% | 19.24% | 16.89% | 16.77% | 15.81% | 15.36% | 14.57% | 13.59% | 14.77% | 14.91% | 14.82% | 13.29%
TAS1 | VPP | 0.7726% | 3.252% | 2.872% | 3.502% | 4.093% | 4.652% | 4.883% | 5.335% | 6.049% | 5.335% | 5.217% | 4.737% | 4.505% | 4.494% | 4.243% | 3.942% | 4.452% | 4.964% | 4.306% | 4.103% | 3.76% | 3.738% | 3.603% | 3.522% | 3.43% | 3.826% | 3.227%
Explicitly modelled pumping
Region | Technology | 2023-24 | 2024-25 | 2025-26 | 2026-27 | 2027-28 | 2028-29 | 2029-30 | 2030-31 | 2031-32 | 2032-33 | 2033-34 | 2034-35 | 2035-36 | 2036-37 | 2037-38 | 2038-39 | 2039-40 | 2040-41 | 2041-42 | 2042-43 | 2043-44 | 2044-45 | 2045-46 | 2046-47 | 2047-48 | 2048-49 | 2049-50
NEM | Grid Battery pump | 5.935% | 5.913% | 9.116% | 13.83% | 18.87% | 21.3% | 21.6% | 23.46% | 22.8% | 24.43% | 23.38% | 22.83% | 22.96% | 23.2% | 21.04% | 21.42% | 23.22% | 22% | 24.33% | 23.75% | 22.84% | 22.32% | 23.14% | 19.56% | 19.54% | 19.96% | 19.13%
NEM | Pumped Hydro Pump | 11.2% | 19.49% | 18.28% | 26.97% | 15.96% | 17.72% | 20.83% | 26.47% | 28.29% | 26.08% | 27.55% | 26.14% | 28.85% | 28.21% | 27.11% | 26.75% | 25.05% | 23.36% | 26.53% | 25.47% | 22.15% | 22.81% | 21.99% | 22.39% | 20.78% | 19.32% | 16.82%
NEM | VPP pump | 9.291% | 9.531% | 10.19% | 9.986% | 9.68% | 9.023% | 8.876% | 8.746% | 8.549% | 8.429% | 8.423% | 8.162% | 8.125% | 8.075% | 7.64% | 7.539% | 7.708% | 7.471% | 7.712% | 7.519% | 7.281% | 7.411% | 7.587% | 7.108% | 7.1% | 7.168% | 6.95%
Region | Technology | 2023-24 | 2024-25 | 2025-26 | 2026-27 | 2027-28 | 2028-29 | 2029-30 | 2030-31 | 2031-32 | 2032-33 | 2033-34 | 2034-35 | 2035-36 | 2036-37 | 2037-38 | 2038-39 | 2039-40 | 2040-41 | 2041-42 | 2042-43 | 2043-44 | 2044-45 | 2045-46 | 2046-47 | 2047-48 | 2048-49 | 2049-50
NSW1 | Grid Battery pump | 5.608% | 6.81% | 14.76% | 28.62% | 29.44% | 26.91% | 27.27% | 29.08% | 27.82% | 28.8% | 26.99% | 25.72% | 26.66% | 26.67% | 25.17% | 24.92% | 25.71% | 24.68% | 27.71% | 24.88% | 22.85% | 24.5% | 24.88% | 21.26% | 20.95% | 21.48% | 21.48%
NSW1 | Pumped Hydro Pump | 9.079% | 17.38% | 20.25% | 30.86% | 14.94% | 18.4% | 21.71% | 27.66% | 29.7% | 27.65% | 29.69% | 27.9% | 31.79% | 31.6% | 31.03% | 27.7% | 23.02% | 20.48% | 25% | 24.14% | 19.34% | 20.53% | 20.64% | 24.49% | 20.27% | 16.88% | 14.37%
NSW1 | VPP pump | 7.991% | 9.243% | 10.32% | 10.2% | 9.882% | 9.095% | 8.869% | 8.907% | 8.664% | 8.668% | 8.728% | 8.341% | 8.447% | 8.184% | 7.816% | 7.722% | 7.927% | 7.585% | 7.952% | 7.633% | 7.354% | 7.689% | 7.746% | 7.272% | 7.251% | 7.415% | 7.399%
Region | Technology | 2023-24 | 2024-25 | 2025-26 | 2026-27 | 2027-28 | 2028-29 | 2029-30 | 2030-31 | 2031-32 | 2032-33 | 2033-34 | 2034-35 | 2035-36 | 2036-37 | 2037-38 | 2038-39 | 2039-40 | 2040-41 | 2041-42 | 2042-43 | 2043-44 | 2044-45 | 2045-46 | 2046-47 | 2047-48 | 2048-49 | 2049-50
QLD1 | Grid Battery pump | 7.268% | 7.263% | 7.429% | 7.475% | 7.503% | 25.69% | 25.7% | 27.07% | 26.71% | 28.14% | 26.64% | 26.57% | 26.53% | 26.79% | 23.76% | 24.8% | 25.67% | 26.38% | 26.93% | 27.3% | 25.91% | 25.45% | 25.84% | 22.16% | 22.72% | 22.6% | 22.25%
QLD1 | Pumped Hydro Pump | 15% | 23.25% | 14.7% | 19.86% | 20.74% | 15.35% | 17.74% | 22.3% | 22.58% | 21.27% | 22.2% | 21.71% | 24.06% | 21.83% | 23.72% | 26.39% | 26.61% | 25.61% | 26.93% | 26.12% | 23.24% | 22.79% | 21.22% | 19.57% | 18.87% | 18.67% | 16.09%
QLD1 | VPP pump | 9.73% | 9.62% | 9.735% | 9.931% | 9.535% | 9.033% | 8.905% | 8.905% | 8.761% | 8.728% | 8.754% | 8.596% | 8.415% | 8.395% | 7.903% | 7.806% | 7.882% | 7.908% | 7.985% | 8.145% | 8.066% | 7.919% | 8.087% | 7.877% | 7.798% | 7.781% | 7.741%
Region | Technology | 2023-24 | 2024-25 | 2025-26 | 2026-27 | 2027-28 | 2028-29 | 2029-30 | 2030-31 | 2031-32 | 2032-33 | 2033-34 | 2034-35 | 2035-36 | 2036-37 | 2037-38 | 2038-39 | 2039-40 | 2040-41 | 2041-42 | 2042-43 | 2043-44 | 2044-45 | 2045-46 | 2046-47 | 2047-48 | 2048-49 | 2049-50
VIC1 | Grid Battery pump | 5.795% | 5.427% | 6.325% | 6.22% | 6.006% | 5.64% | 5.655% | 13.16% | 12.56% | 19.36% | 18.11% | 17.2% | 17.1% | 17.18% | 16.29% | 16.89% | 18.7% | 16.28% | 19.36% | 17.59% | 15.61% | 14.71% | 15.39% | 14.12% | 14.37% | 13.89% | 12.01%
VIC1 | Pumped Hydro Pump | - | - | - | - | - | - | - | - | - | - | - | - | - | - | 30.55% | 31.44% | 32.11% | 29.23% | 34.6% | 31.18% | 29.21% | 33.08% | 31.97% | 30.14% | 30.71% | 29.44% | 26.62%
VIC1 | VPP pump | 9.789% | 9.304% | 11.07% | 10.47% | 10.09% | 9.217% | 9.093% | 8.634% | 8.356% | 7.904% | 7.78% | 7.606% | 7.613% | 7.728% | 7.264% | 7.227% | 7.475% | 7.024% | 7.324% | 6.899% | 6.377% | 6.633% | 6.875% | 6.195% | 6.421% | 6.365% | 5.866%
Region | Technology | 2023-24 | 2024-25 | 2025-26 | 2026-27 | 2027-28 | 2028-29 | 2029-30 | 2030-31 | 2031-32 | 2032-33 | 2033-34 | 2034-35 | 2035-36 | 2036-37 | 2037-38 | 2038-39 | 2039-40 | 2040-41 | 2041-42 | 2042-43 | 2043-44 | 2044-45 | 2045-46 | 2046-47 | 2047-48 | 2048-49 | 2049-50
SA1 | Grid Battery pump | 5.785% | 5.919% | 5.71% | 5.618% | 5.645% | 5.488% | 5.444% | 5.607% | 5.417% | 18.46% | 17.32% | 17.36% | 18.46% | 19.35% | 18.1% | 17.78% | 18.33% | 18.05% | 20.72% | 18.34% | 21.19% | 19.91% | 22.34% | 16.84% | 15.89% | 16.55% | 14.48%
SA1 | Pumped Hydro Pump | bar: 2023-24 to 2049-50
SA1 | VPP pump | 10.67% | 10.7% | 10.21% | 9.597% | 9.404% | 9.016% | 8.934% | 8.611% | 8.374% | 8.538% | 8.485% | 8.199% | 8.042% | 8.22% | 7.78% | 7.545% | 7.578% | 7.252% | 7.65% | 7.44% | 7.633% | 7.586% | 8.119% | 7.246% | 6.93% | 7.144% | 6.515%
Region | Technology | 2023-24 | 2024-25 | 2025-26 | 2026-27 | 2027-28 | 2028-29 | 2029-30 | 2030-31 | 2031-32 | 2032-33 | 2033-34 | 2034-35 | 2035-36 | 2036-37 | 2037-38 | 2038-39 | 2039-40 | 2040-41 | 2041-42 | 2042-43 | 2043-44 | 2044-45 | 2045-46 | 2046-47 | 2047-48 | 2048-49 | 2049-50
TAS1 | Grid Battery pump | bar: 2023-24 to 2049-50
TAS1 | Pumped Hydro Pump | - | - | - | - | - | - | - | - | 31.01% | 24.8% | 25.32% | 24.39% | 23.05% | 22.8% | 22.12% | 22.99% | 25.28% | 22.52% | 22.1% | 20.8% | 19.97% | 19.13% | 18.2% | 19.12% | 19.93% | 19.18% | 17.49%
TAS1 | VPP pump | 0.8822% | 3.851% | 3.365% | 4.119% | 4.84% | 5.454% | 5.746% | 6.275% | 7.117% | 6.278% | 6.148% | 5.586% | 5.279% | 5.312% | 4.97% | 4.638% | 5.237% | 5.863% | 5.067% | 4.827% | 4.403% | 4.397% | 4.262% | 4.121% | 4.059% | 4.479% | 3.796%
Non-controllable capacity
Region | Technology | 2023-24 | 2024-25 | 2025-26 | 2026-27 | 2027-28 | 2028-29 | 2029-30 | 2030-31 | 2031-32 | 2032-33 | 2033-34 | 2034-35 | 2035-36 | 2036-37 | 2037-38 | 2038-39 | 2039-40 | 2040-41 | 2041-42 | 2042-43 | 2043-44 | 2044-45 | 2045-46 | 2046-47 | 2047-48 | 2048-49 | 2049-50
NEM | Distributed PV | 14.23% | 13.97% | 13.66% | 14.76% | 14.89% | 13.44% | 14.16% | 14.79% | 15.16% | 15.21% | 14.84% | 14.44% | 15.53% | 15.58% | 13.97% | 14.7% | 15.35% | 15.67% | 15.69% | 15.31% | 14.87% | 15.93% | 15.94% | 14.29% | 15.04% | 15.67% | 15.97%
NEM | Behind the meter battery | 4.897% | 4.862% | 4.791% | 4.705% | 4.639% | 4.529% | 4.488% | 4.437% | 4.376% | 4.329% | 4.385% | 4.417% | 4.433% | 4.398% | 4.361% | 4.299% | 4.266% | 4.207% | 4.151% | 4.111% | 4.152% | 4.184% | 4.217% | 4.239% | 4.261% | 4.237% | 4.213%
NEM | Behind the meter battery pump | 5.764% | 5.722% | 5.638% | 5.537% | 5.461% | 5.329% | 5.283% | 5.222% | 5.15% | 5.095% | 5.16% | 5.199% | 5.218% | 5.177% | 5.133% | 5.06% | 5.021% | 4.95% | 4.886% | 4.838% | 4.886% | 4.925% | 4.963% | 4.99% | 5.016% | 4.988% | 4.958%
Region | Technology | 2023-24 | 2024-25 | 2025-26 | 2026-27 | 2027-28 | 2028-29 | 2029-30 | 2030-31 | 2031-32 | 2032-33 | 2033-34 | 2034-35 | 2035-36 | 2036-37 | 2037-38 | 2038-39 | 2039-40 | 2040-41 | 2041-42 | 2042-43 | 2043-44 | 2044-45 | 2045-46 | 2046-47 | 2047-48 | 2048-49 | 2049-50
NSW1 | Distributed PV | 13.95% | 13.97% | 13.61% | 15.11% | 14.98% | 13.37% | 13.79% | 14.67% | 15.35% | 14.94% | 14.77% | 14.29% | 15.76% | 15.56% | 13.87% | 14.28% | 15.19% | 15.83% | 15.4% | 15.21% | 14.69% | 16.12% | 15.89% | 14.16% | 14.59% | 15.47% | 16.09%
NSW1 | Behind the meter battery | 4.884% | 4.831% | 4.757% | 4.683% | 4.62% | 4.52% | 4.491% | 4.444% | 4.405% | 4.375% | 4.441% | 4.454% | 4.456% | 4.412% | 4.358% | 4.289% | 4.257% | 4.188% | 4.148% | 4.121% | 4.175% | 4.211% | 4.237% | 4.254% | 4.256% | 4.24% | 4.206%
NSW1 | Behind the meter battery pump | 5.747% | 5.687% | 5.598% | 5.511% | 5.44% | 5.32% | 5.287% | 5.232% | 5.182% | 5.148% | 5.225% | 5.24% | 5.245% | 5.193% | 5.129% | 5.046% | 5.012% | 4.928% | 4.883% | 4.849% | 4.911% | 4.959% | 4.986% | 5.008% | 5.011% | 4.991% | 4.951%
Region | Technology | 2023-24 | 2024-25 | 2025-26 | 2026-27 | 2027-28 | 2028-29 | 2029-30 | 2030-31 | 2031-32 | 2032-33 | 2033-34 | 2034-35 | 2035-36 | 2036-37 | 2037-38 | 2038-39 | 2039-40 | 2040-41 | 2041-42 | 2042-43 | 2043-44 | 2044-45 | 2045-46 | 2046-47 | 2047-48 | 2048-49 | 2049-50
QLD1 | Distributed PV | 15.03% | 14.46% | 14.67% | 15.73% | 15.87% | 13.4% | 14.58% | 15.12% | 16% | 15.82% | 15.21% | 15.39% | 16.39% | 16.42% | 13.85% | 15.06% | 15.64% | 16.42% | 16.23% | 15.62% | 15.79% | 16.72% | 16.74% | 14.11% | 15.37% | 15.91% | 16.71%
QLD1 | Behind the meter battery | 4.94% | 4.904% | 4.833% | 4.738% | 4.663% | 4.563% | 4.529% | 4.478% | 4.408% | 4.348% | 4.393% | 4.421% | 4.437% | 4.396% | 4.354% | 4.3% | 4.282% | 4.232% | 4.163% | 4.125% | 4.169% | 4.194% | 4.229% | 4.244% | 4.261% | 4.245% | 4.236%
QLD1 | Behind the meter battery pump | 5.815% | 5.773% | 5.687% | 5.578% | 5.487% | 5.368% | 5.33% | 5.269% | 5.189% | 5.118% | 5.17% | 5.205% | 5.223% | 5.176% | 5.124% | 5.063% | 5.038% | 4.98% | 4.9% | 4.855% | 4.906% | 4.935% | 4.976% | 4.996% | 5.017% | 4.999% | 4.984%
Region | Technology | 2023-24 | 2024-25 | 2025-26 | 2026-27 | 2027-28 | 2028-29 | 2029-30 | 2030-31 | 2031-32 | 2032-33 | 2033-34 | 2034-35 | 2035-36 | 2036-37 | 2037-38 | 2038-39 | 2039-40 | 2040-41 | 2041-42 | 2042-43 | 2043-44 | 2044-45 | 2045-46 | 2046-47 | 2047-48 | 2048-49 | 2049-50
VIC1 | Distributed PV | 13.3% | 13.06% | 12.42% | 13.32% | 13.59% | 13.11% | 13.75% | 14.34% | 13.9% | 14.65% | 14.31% | 13.53% | 14.42% | 14.65% | 13.83% | 14.47% | 15.09% | 14.55% | 15.26% | 14.92% | 14.07% | 14.95% | 15.11% | 14.28% | 14.94% | 15.54% | 14.95%
VIC1 | Behind the meter battery | 4.922% | 4.924% | 4.853% | 4.759% | 4.698% | 4.556% | 4.474% | 4.403% | 4.302% | 4.208% | 4.268% | 4.344% | 4.395% | 4.391% | 4.402% | 4.332% | 4.283% | 4.218% | 4.147% | 4.064% | 4.079% | 4.124% | 4.164% | 4.22% | 4.277% | 4.242% | 4.209%
VIC1 | Behind the meter battery pump | 5.794% | 5.795% | 5.709% | 5.602% | 5.531% | 5.362% | 5.266% | 5.18% | 5.063% | 4.951% | 5.023% | 5.115% | 5.172% | 5.166% | 5.183% | 5.097% | 5.041% | 4.963% | 4.88% | 4.783% | 4.802% | 4.853% | 4.9% | 4.969% | 5.033% | 4.993% | 4.954%
Region | Technology | 2023-24 | 2024-25 | 2025-26 | 2026-27 | 2027-28 | 2028-29 | 2029-30 | 2030-31 | 2031-32 | 2032-33 | 2033-34 | 2034-35 | 2035-36 | 2036-37 | 2037-38 | 2038-39 | 2039-40 | 2040-41 | 2041-42 | 2042-43 | 2043-44 | 2044-45 | 2045-46 | 2046-47 | 2047-48 | 2048-49 | 2049-50
SA1 | Distributed PV | 15.11% | 14.83% | 14.15% | 14.8% | 15.36% | 14.69% | 15.37% | 15.62% | 15.63% | 16.06% | 15.54% | 14.77% | 15.4% | 15.93% | 15.16% | 15.87% | 16.14% | 16.14% | 16.55% | 16% | 15.2% | 15.81% | 16.3% | 15.49% | 16.24% | 16.49% | 16.45%
SA1 | Behind the meter battery | 4.815% | 4.725% | 4.641% | 4.542% | 4.474% | 4.387% | 4.404% | 4.389% | 4.377% | 4.405% | 4.448% | 4.451% | 4.434% | 4.377% | 4.295% | 4.252% | 4.207% | 4.164% | 4.135% | 4.149% | 4.202% | 4.208% | 4.244% | 4.225% | 4.248% | 4.192% | 4.182%
SA1 | Behind the meter battery pump | 5.667% | 5.562% | 5.46% | 5.346% | 5.265% | 5.161% | 5.184% | 5.165% | 5.152% | 5.183% | 5.234% | 5.238% | 5.218% | 5.153% | 5.054% | 5.004% | 4.953% | 4.903% | 4.87% | 4.885% | 4.947% | 4.956% | 4.995% | 4.971% | 4.998% | 4.935% | 4.924%
Region | Technology | 2023-24 | 2024-25 | 2025-26 | 2026-27 | 2027-28 | 2028-29 | 2029-30 | 2030-31 | 2031-32 | 2032-33 | 2033-34 | 2034-35 | 2035-36 | 2036-37 | 2037-38 | 2038-39 | 2039-40 | 2040-41 | 2041-42 | 2042-43 | 2043-44 | 2044-45 | 2045-46 | 2046-47 | 2047-48 | 2048-49 | 2049-50
TAS1 | Distributed PV | 12.03% | 12.09% | 11.56% | 12.4% | 12.42% | 12.16% | 12.24% | 12.52% | 12.4% | 12.76% | 12.71% | 12.11% | 12.89% | 12.83% | 12.48% | 12.53% | 12.81% | 12.66% | 12.97% | 12.94% | 12.31% | 13.07% | 12.97% | 12.63% | 12.69% | 12.99% | 12.77%
TAS1 | Behind the meter battery | 4.891% | 4.832% | 4.753% | 4.664% | 4.597% | 4.506% | 4.479% | 4.427% | 4.378% | 4.382% | 4.417% | 4.439% | 4.429% | 4.4% | 4.347% | 4.292% | 4.268% | 4.207% | 4.152% | 4.139% | 4.176% | 4.183% | 4.231% | 4.218% | 4.232% | 4.231% | 4.186%
TAS1 | Behind the meter battery pump | 5.757% | 5.685% | 5.596% | 5.489% | 5.412% | 5.302% | 5.27% | 5.211% | 5.154% | 5.156% | 5.198% | 5.224% | 5.215% | 5.178% | 5.116% | 5.054% | 5.023% | 4.952% | 4.886% | 4.87% | 4.914% | 4.925% | 4.979% | 4.967% | 4.983% | 4.979% | 4.926%

## BaseCase_Generation
Annual sent-out generation by technology (GWh) - BaseCase, Step Change Scenario
Explicitly modelled generation
Region | Technology | 2023-24 | 2024-25 | 2025-26 | 2026-27 | 2027-28 | 2028-29 | 2029-30 | 2030-31 | 2031-32 | 2032-33 | 2033-34 | 2034-35 | 2035-36 | 2036-37 | 2037-38 | 2038-39 | 2039-40 | 2040-41 | 2041-42 | 2042-43 | 2043-44 | 2044-45 | 2045-46 | 2046-47 | 2047-48 | 2048-49 | 2049-50
NEM | Black Coal | 85016.0558 | 74327.391 | 72664.2105 | 67389.5931 | 53633.891 | 44766.8863 | 40518.8795 | 29597.4354 | 28616.4409 | 25499.8305 | 16501.9332 | 16412.8764 | 14353.59 | 14026.5423 | 14725.2753 | 14005.5534 | 4056.9234 | 1537.0038 | 1543.06 | 0 | 0 | 0 | 0 | 0 | 0 | 0 | 0
NEM | Brown Coal | 29033.5856 | 25362.1705 | 23692.2141 | 18392.9642 | 19115.7067 | 15926.2659 | 10092.5002 | 6528.3392 | 5191.547 | 0 | 0 | 0 | 0 | 0 | 0 | 0 | 0 | 0 | 0 | 0 | 0 | 0 | 0 | 0 | 0 | 0 | 0
NEM | CCGT | 2108.212 | 1607.3461 | 3132.2261 | 3822.4388 | 4201.3425 | 4716.4807 | 5473.348 | 6272.4579 | 5693.5243 | 5577.0891 | 7673.473 | 8737.6791 | 6634.0723 | 6086.1534 | 4675.7438 | 4962.0828 | 4388.5462 | 3770.4043 | 3092.2875 | 3553.2461 | 2851.4301 | 2195.4204 | 1278.7106 | 970.5096 | 944.0775 | 931.0865 | 954.9825
NEM | Gas - Steam | 112.336 | 107.5973 | 339.1604 | 157.9413 | 110.8172 | 232.0122 | 192.0188 | 1036.5088 | 395.7582 | 1041.0187 | 771.3735 | 899.9164 | 884.4438 | 1020.7885 | 1139.1235 | 1186.2699 | 0 | 0 | 0 | 0 | 0 | 0 | 0 | 0 | 0 | 0 | 0
NEM | OCGT / Diesel | 200.2472 | 171.7489 | 383.4237 | 399.0647 | 310.4301 | 432.4047 | 341.2797 | 1403.4624 | 884.8023 | 1724.8528 | 2550.6344 | 4717.0877 | 3027.6777 | 4165.7978 | 4147.3258 | 3950.8215 | 8202.9054 | 6710.08 | 4282.6553 | 4904.1533 | 9128.3001 | 5930.7802 | 7182.9485 | 9198.4858 | 5628.2864 | 9614.0017 | 8010.2283
NEM | Hydro | 17523.8302 | 16156.1902 | 16570.6246 | 16015.6407 | 13252.7577 | 15809.0658 | 17168.3365 | 16748.7594 | 16438.482 | 15626.3271 | 16884.6553 | 17200.8901 | 15761.5025 | 14490.8603 | 17693.8975 | 16050.23 | 14833.244 | 13904.0981 | 13559.6167 | 15272.5391 | 15897.3119 | 14965.1807 | 13931.4292 | 17310.6601 | 16760.0251 | 16549.3643 | 16101.7611
NEM | Hydrogen Turbine | 0 | 0 | 0 | 0 | 0 | 0 | 0 | 0 | 0 | 0 | 0 | 0 | 0 | 0 | 0 | 0 | 0 | 0 | 0 | 0 | 0 | 0 | 0 | 0 | 0 | 0 | 0
NEM | Wind | 28824.3018 | 46781.5155 | 47829.1321 | 56967.3731 | 74505.5407 | 89121.2979 | 93760.2732 | 101902.254 | 109222.4484 | 114504.4306 | 121316.9872 | 119522.0845 | 127692.7789 | 133270.0422 | 141916.5132 | 139581.8631 | 136794.537 | 137834.5031 | 136635.9392 | 144671.1241 | 145902.427 | 148011.1093 | 151836.0989 | 172205.4541 | 178063.0291 | 177470.9793 | 179956.7958
NEM | Solar PV | 20916.461 | 19289.5576 | 22103.9453 | 23239.449 | 23025.1697 | 22751.9747 | 25794.5859 | 31492.7938 | 33078.3664 | 38985.8207 | 43300.3868 | 46316.6774 | 47581.4613 | 47531.7193 | 50655.2055 | 56672.5145 | 77115.7144 | 86025.6677 | 97739.1386 | 113002.8692 | 116241.1648 | 116093.7649 | 119038.798 | 112581.4342 | 114416.5095 | 126684.9398 | 128797.473
NEM | Grid Battery | 419.339 | 416.0256 | 920.9146 | 1394.7568 | 2753.8245 | 5083.557 | 5262.2873 | 6346.9566 | 6306.715 | 11111.6574 | 11762.3841 | 11440.697 | 12123.7656 | 12161.1295 | 11814.2156 | 12052.6719 | 18288.9233 | 19991.9618 | 25121.5271 | 30529.0099 | 30443.1148 | 31694.0755 | 32141.7285 | 28104.6055 | 27118.1659 | 31854.9082 | 30474.8221
NEM | Pumped Hydro | 541.4518 | 893.4153 | 1745.3776 | 2570.9171 | 3094.6227 | 4505.6892 | 4883.8015 | 6606.8905 | 7274.1453 | 7279.1301 | 7893.7299 | 7809.3789 | 8888.3019 | 8636.3368 | 11934.5701 | 11641.0671 | 12260.6294 | 11637.203 | 14420.0901 | 13848.8042 | 12570.906 | 12895.5253 | 12191.1993 | 14071.0419 | 12744.2506 | 12254.3688 | 10675.1525
NEM | VPP | 221.1436 | 441.6495 | 784.8993 | 1145.1671 | 1542.6144 | 1888.0307 | 2522.5538 | 3045.632 | 3505.6497 | 4084.0544 | 4828.3644 | 5470.4558 | 6260.6685 | 7045.2027 | 7411.9558 | 8057.4935 | 8810.9425 | 8997.3312 | 9769.2685 | 9929.7169 | 10044.3715 | 10654.3155 | 11332.2225 | 11078.7996 | 11458.5005 | 12066.0991 | 12113.3511
Total excluding storage |  | 184916.9639 | 185554.6073 | 190166.1282 | 191495.3059 | 195546.7171 | 205233.6652 | 206009.8644 | 210981.4901 | 216607.8796 | 225434.2114 | 233483.9219 | 238527.7432 | 243208.2626 | 248434.5728 | 266113.8261 | 268160.5677 | 284752.3655 | 290408.253 | 306163.583 | 335711.4628 | 343079.0262 | 342440.1717 | 348933.1355 | 365520.9908 | 367132.8447 | 387425.7477 | 387084.5663
Region | Technology | 2023-24 | 2024-25 | 2025-26 | 2026-27 | 2027-28 | 2028-29 | 2029-30 | 2030-31 | 2031-32 | 2032-33 | 2033-34 | 2034-35 | 2035-36 | 2036-37 | 2037-38 | 2038-39 | 2039-40 | 2040-41 | 2041-42 | 2042-43 | 2043-44 | 2044-45 | 2045-46 | 2046-47 | 2047-48 | 2048-49 | 2049-50
NSW1 | Black Coal | 42252.89 | 35148.3089 | 32365.9524 | 30586.4664 | 21189.8256 | 19388.0512 | 16162.0482 | 13096.3929 | 13001.1544 | 13268.973 | 7389.9665 | 7592.8204 | 6685.2228 | 5931.0786 | 6638.2548 | 6664.8379 | 0 | 0 | 0 | 0 | 0 | 0 | 0 | 0 | 0 | 0 | 0
NSW1 | Brown Coal | 0 | 0 | 0 | 0 | 0 | 0 | 0 | 0 | 0 | 0 | 0 | 0 | 0 | 0 | 0 | 0 | 0 | 0 | 0 | 0 | 0 | 0 | 0 | 0 | 0 | 0 | 0
NSW1 | CCGT | 13.6601 | 6.1702 | 302.7509 | 623.121 | 808.0282 | 664.9947 | 1111.7854 | 1077.8367 | 972.039 | 824.7601 | 1408.635 | 1664.9353 | 1070.6041 | 1129.552 | 1214.5369 | 1389.8134 | 1353.8773 | 1099.8677 | 901.1261 | 1088.2793 | 0 | 0 | 0 | 0 | 0 | 0 | 0
NSW1 | Gas - Steam | 0 | 0 | 0 | 0 | 0 | 0 | 0 | 0 | 0 | 0 | 0 | 0 | 0 | 0 | 0 | 0 | 0 | 0 | 0 | 0 | 0 | 0 | 0 | 0 | 0 | 0 | 0
NSW1 | OCGT / Diesel | 8.5668 | 5.2774 | 36.5793 | 33.4603 | 26.5514 | 5.0979 | 1.8138 | 118.6196 | 20.9809 | 149.0997 | 325.6871 | 1155.3058 | 470.2026 | 1048.2067 | 504.7743 | 862.9359 | 2109.0401 | 2249.2201 | 1062.2149 | 1013.5224 | 2255.0149 | 1027.4359 | 1667.0339 | 1645.3244 | 1318.7906 | 1403.501 | 1596.765
NSW1 | Hydro | 2040.4551 | 2854.5284 | 2985.9661 | 2999.4304 | 2527.0921 | 3622.8285 | 3026.9176 | 3071.9716 | 2989.9789 | 2660.293 | 3200.9094 | 3334.6518 | 3119.6967 | 2684.176 | 3772.0875 | 3136.1379 | 2716.365 | 2723.3179 | 2605.3892 | 2893.3397 | 3003.3853 | 2757.883 | 2367.7917 | 3575.3059 | 3508.1638 | 3407.0382 | 3333.7392
NSW1 | Hydrogen Turbine | 0 | 0 | 0 | 0 | 0 | 0 | 0 | 0 | 0 | 0 | 0 | 0 | 0 | 0 | 0 | 0 | 0 | 0 | 0 | 0 | 0 | 0 | 0 | 0 | 0 | 0 | 0
NSW1 | Wind | 5987.2772 | 13885.9789 | 14095.5863 | 17349.718 | 28504.4149 | 30904.5792 | 29965.9072 | 31343.822 | 31162.2462 | 33117.2917 | 34532.6435 | 34590.3615 | 40856.852 | 42751.5194 | 45024.657 | 42042.0587 | 42032.5337 | 40566.647 | 41817.5967 | 44911.1647 | 46439.4681 | 48005.2187 | 48752.1178 | 53113.7772 | 53113.2911 | 51952.7611 | 48646.3702
NSW1 | Solar PV | 8824.2487 | 8282.5645 | 10306.6045 | 11367.4874 | 11448.5858 | 11668.3568 | 13899.3474 | 18199.4879 | 18167.1836 | 18319.4563 | 19591.3278 | 19104.4513 | 20141.4825 | 19986.1654 | 20930.3454 | 22369.725 | 28090.7476 | 28698.6442 | 32408.2654 | 31780.6228 | 31631.4156 | 32826.2548 | 32991.7888 | 33193.1793 | 33070.1148 | 36682.8448 | 38500.8133
NSW1 | Grid Battery | 20.7085 | 25.0563 | 509.7608 | 988.5862 | 2354.1202 | 2942.9821 | 3123.3899 | 3336.6991 | 3182.5685 | 3794.2655 | 3552.5834 | 3383.3432 | 3513.6833 | 3412.7776 | 3210.3161 | 3189.6709 | 5947.1937 | 5678.4441 | 6943.189 | 6724.4448 | 6166.0574 | 7301.4975 | 6698.3248 | 6700.5588 | 5611.7462 | 7613.7063 | 7503.7045
NSW1 | Pumped Hydro | 110.6791 | 220.0317 | 1078.4093 | 1663.8598 | 2150.8025 | 3550.4589 | 3785.2837 | 5225.9054 | 5307.2613 | 5111.23 | 5400.3381 | 5377.9794 | 5927.29 | 5889.5905 | 5944.6176 | 5018.701 | 4332.157 | 3761.5327 | 4676.5339 | 4347.2596 | 3778.8452 | 3837.3569 | 3756.8511 | 4791.1922 | 3745.7582 | 3410.6077 | 2811.2871
NSW1 | VPP | 58.0153 | 133.3691 | 247.0129 | 362.4759 | 488.4747 | 598.9168 | 808.0822 | 1000.3511 | 1169.9715 | 1409.273 | 1701.1143 | 1917.0721 | 2242.9177 | 2467.6053 | 2615.9284 | 2851.5306 | 3128.9219 | 3146.6945 | 3468.3081 | 3472.4499 | 3488.3317 | 3805.0975 | 3980.8361 | 3903.6866 | 4024.576 | 4299.1073 | 4435.2265
Total excluding storage |  | 59316.5009 | 60561.2856 | 61928.6226 | 65974.6056 | 69497.8953 | 73346.2662 | 71884.5754 | 76471.0862 | 75973.3843 | 78654.6422 | 77103.2051 | 78120.9208 | 84027.9517 | 85300.6717 | 89855.5181 | 87525.4113 | 89710.8363 | 87924.3683 | 93882.6234 | 96231.0832 | 96762.5183 | 99560.7444 | 100214.7442 | 106923.0244 | 104392.4408 | 108769.5665 | 106827.9057
Region | Technology | 2023-24 | 2024-25 | 2025-26 | 2026-27 | 2027-28 | 2028-29 | 2029-30 | 2030-31 | 2031-32 | 2032-33 | 2033-34 | 2034-35 | 2035-36 | 2036-37 | 2037-38 | 2038-39 | 2039-40 | 2040-41 | 2041-42 | 2042-43 | 2043-44 | 2044-45 | 2045-46 | 2046-47 | 2047-48 | 2048-49 | 2049-50
QLD1 | Black Coal | 42763.1658 | 39179.0821 | 40298.2581 | 36803.1267 | 32444.0654 | 25378.8351 | 24356.8313 | 16501.0425 | 15615.2865 | 12230.8575 | 9111.9667 | 8820.056 | 7668.3672 | 8095.4637 | 8087.0205 | 7340.7155 | 4056.9234 | 1537.0038 | 1543.06 | 0 | 0 | 0 | 0 | 0 | 0 | 0 | 0
QLD1 | Brown Coal | 0 | 0 | 0 | 0 | 0 | 0 | 0 | 0 | 0 | 0 | 0 | 0 | 0 | 0 | 0 | 0 | 0 | 0 | 0 | 0 | 0 | 0 | 0 | 0 | 0 | 0 | 0
QLD1 | CCGT | 1021.9207 | 854.8595 | 1673.365 | 2490.4834 | 2699.1701 | 3029.8537 | 3400.5034 | 3838.6885 | 3689.2899 | 3577.1038 | 4974.4739 | 5487.1851 | 4489.7592 | 3688.9505 | 3461.2069 | 3572.2694 | 3034.6689 | 2670.5366 | 2191.1614 | 2464.9668 | 2851.4301 | 2195.4204 | 1278.7106 | 970.5096 | 944.0775 | 931.0865 | 954.9825
QLD1 | Gas - Steam | 0 | 0 | 0 | 0 | 0 | 0 | 0 | 0 | 0 | 0 | 0 | 0 | 0 | 0 | 0 | 0 | 0 | 0 | 0 | 0 | 0 | 0 | 0 | 0 | 0 | 0 | 0
QLD1 | OCGT / Diesel | 2.4407 | 0.00041146 | 2.6529 | 18.5592 | 24.228 | 16.7777 | 5.5438 | 357.7334 | 352.7485 | 409.0736 | 1144.4992 | 1278.1732 | 1179.1473 | 1420.0135 | 1107.3421 | 861.2793 | 1766.2836 | 1328.4136 | 618.5982 | 936.1008 | 1249.2491 | 880.8454 | 1385.2565 | 2416.8735 | 788.3994 | 2698.0972 | 1808.7482
QLD1 | Hydro | 726.8651 | 727.4223 | 745.5675 | 714.6736 | 728.462 | 741.05 | 735.0962 | 725.6174 | 719.9364 | 725.6687 | 720.0228 | 712.7307 | 705.6863 | 689.098 | 211.1529 | 204.7891 | 161.1827 | 144.8967 | 145.2372 | 0 | 0 | 0 | 0 | 0 | 0 | 0 | 0
QLD1 | Hydrogen Turbine | 0 | 0 | 0 | 0 | 0 | 0 | 0 | 0 | 0 | 0 | 0 | 0 | 0 | 0 | 0 | 0 | 0 | 0 | 0 | 0 | 0 | 0 | 0 | 0 | 0 | 0 | 0
QLD1 | Wind | 4040.7867 | 7841.9194 | 8275.9574 | 9926.8779 | 14358.475 | 23904.9044 | 23658.6038 | 29020.0909 | 28495.6456 | 32251.8861 | 33359.4621 | 33117.3444 | 32607.9507 | 34647.3193 | 41108.0752 | 40655.9353 | 40161.2897 | 38589.8434 | 40290.2804 | 41514.6464 | 42811.0679 | 40571.213 | 42723.3938 | 53362.6428 | 53672.4738 | 56054.7835 | 54001.5754
QLD1 | Solar PV | 8594.1069 | 8002.8711 | 8747.2761 | 8844.9014 | 8560.0451 | 8123.6914 | 8998.5314 | 10527.0924 | 12142.1127 | 13501.0691 | 16820.2737 | 18278.7176 | 18163.7358 | 17854.4645 | 19533.1916 | 22390.8846 | 34113.0331 | 38312.6803 | 39921.8338 | 55955.0281 | 54426.5525 | 52023.5467 | 52686.8779 | 51136.7347 | 53261.8679 | 60162.655 | 62451.7656
QLD1 | Grid Battery | 53.6328 | 53.4414 | 54.519 | 55.1568 | 55.2077 | 1809.2376 | 1810.4605 | 2290.4182 | 2437.3992 | 3610.0731 | 4801.8353 | 4784.8993 | 4791.663 | 4837.873 | 4270.4393 | 4482.4613 | 7273.4407 | 7712.5407 | 9678.6206 | 16252.4043 | 15442.6775 | 15162.6558 | 15409.307 | 13165.8042 | 13571.4558 | 16126.6606 | 15916.8762
QLD1 | Pumped Hydro | 430.7727 | 673.3835 | 666.9646 | 907.0518 | 943.8143 | 955.2242 | 1098.5106 | 1380.9658 | 1392.6382 | 1322.9354 | 1641.8509 | 1604.0981 | 1780.2973 | 1604.5293 | 4545.1967 | 5144.0686 | 6318.3962 | 5991.3824 | 6403.0886 | 6174.3153 | 5553.7421 | 5391.5082 | 4959.651 | 5785.7593 | 5500.0247 | 5400.5581 | 4780.044
QLD1 | VPP | 51.3259 | 108.8594 | 192.9498 | 301.1692 | 407.0659 | 521.2669 | 722.0414 | 901.59 | 1046.7871 | 1238.4324 | 1469.4298 | 1688.4794 | 1902.5879 | 2152.0261 | 2245.9624 | 2455.4998 | 2641.7593 | 2792.7002 | 2950.6758 | 3142.3254 | 3242.9626 | 3315.5295 | 3519.805 | 3556.98 | 3660.6096 | 3783.7031 | 3904.759
Total excluding storage |  | 57685.0174 | 57441.839 | 60657.5104 | 60062.0001 | 60220.5337 | 64480.841 | 64786.1223 | 65543.239 | 65891.8442 | 68867.0997 | 74043.8144 | 75771.6837 | 73289.1947 | 74989.7379 | 84569.5876 | 87107.9028 | 99526.9776 | 99079.9977 | 103742.5559 | 126439.787 | 125577.6818 | 119540.719 | 121963.0019 | 130395.3041 | 131398.9087 | 145157.544 | 143818.7509
Region | Technology | 2023-24 | 2024-25 | 2025-26 | 2026-27 | 2027-28 | 2028-29 | 2029-30 | 2030-31 | 2031-32 | 2032-33 | 2033-34 | 2034-35 | 2035-36 | 2036-37 | 2037-38 | 2038-39 | 2039-40 | 2040-41 | 2041-42 | 2042-43 | 2043-44 | 2044-45 | 2045-46 | 2046-47 | 2047-48 | 2048-49 | 2049-50
VIC1 | Black Coal | 0 | 0 | 0 | 0 | 0 | 0 | 0 | 0 | 0 | 0 | 0 | 0 | 0 | 0 | 0 | 0 | 0 | 0 | 0 | 0 | 0 | 0 | 0 | 0 | 0 | 0 | 0
VIC1 | Brown Coal | 29033.5856 | 25362.1705 | 23692.2141 | 18392.9642 | 19115.7067 | 15926.2659 | 10092.5002 | 6528.3392 | 5191.547 | 0 | 0 | 0 | 0 | 0 | 0 | 0 | 0 | 0 | 0 | 0 | 0 | 0 | 0 | 0 | 0 | 0 | 0
VIC1 | CCGT | 0 | 0 | 0 | 0 | 0 | 0 | 0 | 0 | 0 | 0 | 0 | 0 | 0 | 0 | 0 | 0 | 0 | 0 | 0 | 0 | 0 | 0 | 0 | 0 | 0 | 0 | 0
VIC1 | Gas - Steam | 16.9069 | 18.3146 | 70.3283 | 157.9413 | 110.8172 | 232.0122 | 192.0188 | 1036.5088 | 395.7582 | 1041.0187 | 771.3735 | 899.9164 | 884.4438 | 1020.7885 | 1139.1235 | 1186.2699 | 0 | 0 | 0 | 0 | 0 | 0 | 0 | 0 | 0 | 0 | 0
VIC1 | OCGT / Diesel | 22.9956 | 15.9739 | 39.092 | 141.8026 | 83.847 | 143.9667 | 93.1821 | 410.6793 | 141.8331 | 712.1841 | 508.735 | 1356.7978 | 875.4778 | 1148.3146 | 1721.3875 | 1485.356 | 3308.8957 | 2503.9718 | 2168.9476 | 2418.6878 | 4934.3823 | 3843.3429 | 3989.075 | 5090.7708 | 3482.5793 | 5453.1367 | 4527.9975
VIC1 | Hydro | 2748.3921 | 3335.6241 | 3444.4237 | 3265.8856 | 2732.181 | 4099.7062 | 3417.5304 | 2955.6856 | 2953.7938 | 2694.3792 | 3286.5728 | 3402.5276 | 3239.2677 | 2711.6517 | 4084.7345 | 3415.1791 | 2957.0252 | 2955.0199 | 2690.9855 | 3288.7249 | 3411.9313 | 3240.8776 | 2714.1678 | 4082.7793 | 4088.5622 | 4083.0586 | 4072.2114
VIC1 | Hydrogen Turbine | 0 | 0 | 0 | 0 | 0 | 0 | 0 | 0 | 0 | 0 | 0 | 0 | 0 | 0 | 0 | 0 | 0 | 0 | 0 | 0 | 0 | 0 | 0 | 0 | 0 | 0 | 0
VIC1 | Wind | 10176.7478 | 12888.6576 | 13249.7243 | 15269.5827 | 15374.885 | 15700.8719 | 19628.5391 | 21613.4468 | 24209.2229 | 23768.348 | 28531.1334 | 27641.178 | 28516.7565 | 29656.2391 | 28111.7724 | 29214.8517 | 28202.7518 | 30618.7644 | 27583.9748 | 30144.0183 | 29605.2996 | 30507.6475 | 31560.6415 | 34205.5367 | 38440.2296 | 36765.8703 | 42293.4363
VIC1 | Solar PV | 2205.4361 | 1890.8175 | 1906.3043 | 1929.4188 | 1903.4148 | 1878.9325 | 1850.0599 | 1772.7019 | 1765.6699 | 4631.8734 | 4470.5725 | 5372.5578 | 5695.3769 | 5820.7331 | 5817.1583 | 7482.0047 | 9832.0884 | 10270.0183 | 14187.5023 | 14192.192 | 14723.6443 | 15668.5552 | 16244.422 | 14250.8746 | 14333.1191 | 15108.6962 | 13844.5943
VIC1 | Grid Battery | 160.436 | 149.3894 | 174.7136 | 172.2518 | 165.3784 | 156.2615 | 155.6783 | 553.4046 | 526.39 | 2395.493 | 2172.5463 | 2065.7665 | 2052.9175 | 2060.8051 | 2464.4354 | 2552.4845 | 3168.9771 | 3363.951 | 3722.2775 | 3351.0864 | 3005.8239 | 3513.828 | 3656.5906 | 3395.854 | 3411.5621 | 3351.252 | 2909.1186
VIC1 | Pumped Hydro | 0 | 0 | 0.0010397 | 0.0023064 | 0.0023319 | 0.0022702 | 0.0024617 | 0.0047389 | 0.0048501 | 0.0052652 | 0.0054216 | 0.0052908 | 0.021549 | 0.021199 | 306.5602 | 312.6214 | 325.0614 | 756.0344 | 2115.0458 | 2172.5393 | 2077.1082 | 2422.81 | 2314.7261 | 2233.3627 | 2226.1486 | 2178.6028 | 1949.4799
VIC1 | VPP | 40.7841 | 94.754 | 209.8502 | 318.2639 | 447.4913 | 531.3437 | 692.884 | 788.0245 | 870.4135 | 941.1968 | 1077.0535 | 1219.9618 | 1398.1815 | 1604.4223 | 1692.2329 | 1847.434 | 2056.9488 | 2046.032 | 2260.5171 | 2213.1657 | 2146.9121 | 2322.7314 | 2497.5911 | 2360.1566 | 2524.2645 | 2621.4298 | 2498.898
Total excluding storage |  | 44405.2842 | 43755.7016 | 42786.6516 | 39648.113 | 39933.7237 | 38669.3629 | 36122.3953 | 35658.7954 | 36054.6332 | 36184.4985 | 40817.9926 | 41958.7111 | 42662.4433 | 44022.9756 | 45337.4047 | 47496.2014 | 49851.7484 | 52513.7918 | 54729.2505 | 57780.4145 | 59905.1017 | 61519.7926 | 62977.2141 | 65619.3348 | 68506.4655 | 69562.0465 | 72095.7361
Region | Technology | 2023-24 | 2024-25 | 2025-26 | 2026-27 | 2027-28 | 2028-29 | 2029-30 | 2030-31 | 2031-32 | 2032-33 | 2033-34 | 2034-35 | 2035-36 | 2036-37 | 2037-38 | 2038-39 | 2039-40 | 2040-41 | 2041-42 | 2042-43 | 2043-44 | 2044-45 | 2045-46 | 2046-47 | 2047-48 | 2048-49 | 2049-50
SA1 | Black Coal | 0 | 0 | 0 | 0 | 0 | 0 | 0 | 0 | 0 | 0 | 0 | 0 | 0 | 0 | 0 | 0 | 0 | 0 | 0 | 0 | 0 | 0 | 0 | 0 | 0 | 0 | 0
SA1 | Brown Coal | 0 | 0 | 0 | 0 | 0 | 0 | 0 | 0 | 0 | 0 | 0 | 0 | 0 | 0 | 0 | 0 | 0 | 0 | 0 | 0 | 0 | 0 | 0 | 0 | 0 | 0 | 0
SA1 | CCGT | 1072.6312 | 746.3164 | 1156.1102 | 708.8343 | 694.1442 | 1021.6323 | 961.0593 | 1355.9327 | 1032.1954 | 1175.2252 | 1290.3641 | 1585.5587 | 1073.709 | 1267.6509 | 0 | 0 | 0 | 0 | 0 | 0 | 0 | 0 | 0 | 0 | 0 | 0 | 0
SA1 | Gas - Steam | 95.429 | 89.2826 | 268.8321 | 0 | 0 | 0 | 0 | 0 | 0 | 0 | 0 | 0 | 0 | 0 | 0 | 0 | 0 | 0 | 0 | 0 | 0 | 0 | 0 | 0 | 0 | 0 | 0
SA1 | OCGT / Diesel | 166.244 | 150.497 | 305.0993 | 205.0409 | 175.8035 | 266.5622 | 239.8154 | 511.2172 | 366.1352 | 439.0531 | 560.6796 | 891.1297 | 490.3172 | 537.2387 | 784.3851 | 726.9964 | 961.1735 | 619.2575 | 423.6749 | 526.1227 | 677.4348 | 174.6849 | 135.9303 | 44.9244 | 35.349 | 48.9737 | 69.715
SA1 | Hydro | 0 | 0 | 0 | 0 | 0 | 0 | 0 | 0 | 0 | 0 | 0 | 0 | 0 | 0 | 0 | 0 | 0 | 0 | 0 | 0 | 0 | 0 | 0 | 0 | 0 | 0 | 0
SA1 | Hydrogen Turbine | 0 | 0 | 0 | 0 | 0 | 0 | 0 | 0 | 0 | 0 | 0 | 0 | 0 | 0 | 0 | 0 | 0 | 0 | 0 | 0 | 0 | 0 | 0 | 0 | 0 | 0 | 0
SA1 | Wind | 6750.2568 | 7911.474 | 7665.7672 | 9822.1557 | 9713.1795 | 11612.9211 | 11712.9123 | 11297.3654 | 12226.4756 | 11459.2941 | 11715.6817 | 10639.2523 | 11992.8304 | 11798.438 | 13716.0553 | 14163.0542 | 13219.3944 | 13783.6675 | 12979.8074 | 14717.9428 | 13180.8925 | 15213.3519 | 14327.3871 | 17566.0891 | 19399.5759 | 19527.0375 | 20894.0002
SA1 | Solar PV | 1292.6691 | 1113.304 | 1143.7599 | 1097.6409 | 1113.1235 | 1080.9936 | 1046.6468 | 993.511 | 1003.3995 | 2533.4206 | 2418.2114 | 3547.5711 | 3567.0427 | 3856.6833 | 4291.205 | 4342.5367 | 4989.8319 | 8662.8744 | 10910.7532 | 10743.7094 | 14953.21 | 14612.3053 | 16171.8443 | 13188.555 | 12901.6766 | 13844.2243 | 13190.3875
SA1 | Grid Battery | 184.5618 | 188.1376 | 181.9202 | 178.7608 | 179.1166 | 175.0742 | 172.7568 | 166.432 | 160.3535 | 1311.8217 | 1235.4149 | 1206.6838 | 1765.4973 | 1849.6692 | 1869.0195 | 1828.0499 | 1899.3061 | 3237.0189 | 4777.4329 | 4201.0677 | 5828.5485 | 5716.0855 | 6377.4978 | 4842.38 | 4523.3925 | 4763.2785 | 4145.1076
SA1 | Pumped Hydro | 0 | 0 | 0.00098812 | 0.0014235 | 0.0014481 | 0.0014388 | 0.0014938 | 0.0020074 | 0.002072 | 0.0020721 | 0.0020961 | 0.0021472 | 0.0026063 | 0.0026667 | 0.0029906 | 0.0030514 | 0.0032143 | 0.0036095 | 0.0042569 | 0.0042236 | 0.0043214 | 0.0054106 | 0.0054987 | 0.0053114 | 0.0053893 | 0.0054268 | 0.005941
SA1 | VPP | 70.5798 | 100.946 | 129.5345 | 153.1195 | 183.0155 | 211.3691 | 263.0581 | 306.7506 | 352.455 | 425.5262 | 500.0091 | 558.9119 | 622.8381 | 714.4799 | 745.5652 | 787.9649 | 844.4706 | 847.6899 | 940.222 | 952.1692 | 1022.6627 | 1061.621 | 1183.7742 | 1104.7468 | 1093.7499 | 1181.5637 | 1116.6652
Total excluding storage |  | 9632.3718 | 10299.9575 | 10851.0245 | 12165.5535 | 12058.3843 | 14368.5539 | 14396.2501 | 14631.2108 | 15141.0164 | 17344.3429 | 17720.3629 | 18429.1098 | 19512.2374 | 20024.1627 | 21406.2332 | 21848.6052 | 21914.1797 | 27150.5117 | 30031.8947 | 31141.016 | 35662.7527 | 36778.054 | 38196.4392 | 36746.7007 | 37953.7494 | 39365.0831 | 39415.8814
Region | Technology | 2023-24 | 2024-25 | 2025-26 | 2026-27 | 2027-28 | 2028-29 | 2029-30 | 2030-31 | 2031-32 | 2032-33 | 2033-34 | 2034-35 | 2035-36 | 2036-37 | 2037-38 | 2038-39 | 2039-40 | 2040-41 | 2041-42 | 2042-43 | 2043-44 | 2044-45 | 2045-46 | 2046-47 | 2047-48 | 2048-49 | 2049-50
TAS1 | Black Coal | 0 | 0 | 0 | 0 | 0 | 0 | 0 | 0 | 0 | 0 | 0 | 0 | 0 | 0 | 0 | 0 | 0 | 0 | 0 | 0 | 0 | 0 | 0 | 0 | 0 | 0 | 0
TAS1 | Brown Coal | 0 | 0 | 0 | 0 | 0 | 0 | 0 | 0 | 0 | 0 | 0 | 0 | 0 | 0 | 0 | 0 | 0 | 0 | 0 | 0 | 0 | 0 | 0 | 0 | 0 | 0 | 0
TAS1 | CCGT | 0 | 0 | 0 | 0 | 0 | 0 | 0 | 0 | 0 | 0 | 0 | 0 | 0 | 0 | 0 | 0 | 0 | 0 | 0 | 0 | 0 | 0 | 0 | 0 | 0 | 0 | 0
TAS1 | Gas - Steam | 0 | 0 | 0 | 0 | 0 | 0 | 0 | 0 | 0 | 0 | 0 | 0 | 0 | 0 | 0 | 0 | 0 | 0 | 0 | 0 | 0 | 0 | 0 | 0 | 0 | 0 | 0
TAS1 | OCGT / Diesel | 8.8751e-05 | 0.00018138 | 0.00019237 | 0.20169 | 0.0002101 | 0.00022347 | 0.92453 | 5.213 | 3.1046 | 15.4423 | 11.0335 | 35.6812 | 12.5329 | 12.0242 | 29.4368 | 14.2539 | 57.5125 | 9.217 | 9.2197 | 9.7197 | 12.219 | 4.4709 | 5.6527 | 0.59264 | 3.1681 | 10.2931 | 7.0026
TAS1 | Hydro | 12008.1178 | 9238.6154 | 9394.6672 | 9035.6511 | 7265.0226 | 7345.481 | 9988.7923 | 9995.4848 | 9774.7729 | 9545.9863 | 9677.1503 | 9750.98 | 8696.8518 | 8405.9347 | 9625.9227 | 9294.1239 | 8998.6711 | 8080.8636 | 8118.0049 | 9090.4745 | 9481.9952 | 8966.4201 | 8849.4697 | 9652.5748 | 9163.299 | 9059.2675 | 8695.8105
TAS1 | Hydrogen Turbine | 0 | 0 | 0 | 0 | 0 | 0 | 0 | 0 | 0 | 0 | 0 | 0 | 0 | 0 | 0 | 0 | 0 | 0 | 0 | 0 | 0 | 0 | 0 | 0 | 0 | 0 | 0
TAS1 | Wind | 1869.2333 | 4253.4856 | 4542.0968 | 4599.0389 | 6554.5863 | 6998.0214 | 8794.3109 | 8627.529 | 13128.858 | 13907.6107 | 13178.0665 | 13533.9483 | 13718.3892 | 14416.5264 | 13955.9532 | 13505.9631 | 13178.5674 | 14275.5808 | 13964.2799 | 13383.3518 | 13865.6988 | 13713.6783 | 14472.5588 | 13957.4082 | 13437.4587 | 13170.5269 | 14121.4137
TAS1 | Solar PV | 0 | 0.00048217 | 0.0004753 | 0.00052665 | 0.00049849 | 0.00042294 | 0.00045491 | 0.00063871 | 0.0006129 | 0.0013103 | 0.001385 | 13.3796 | 13.8234 | 13.673 | 83.3051 | 87.3636 | 90.0133 | 81.4505 | 310.7839 | 331.3169 | 506.3424 | 963.1029 | 943.8649 | 812.0906 | 849.7311 | 886.5194 | 809.9123
TAS1 | Grid Battery | 0 | 0.00093339 | 0.0010908 | 0.0012305 | 0.0014892 | 0.0015096 | 0.0018139 | 0.0028016 | 0.0038296 | 0.0040322 | 0.0042087 | 0.0041816 | 0.0044326 | 0.0044972 | 0.0052205 | 0.005268 | 0.0057544 | 0.0071358 | 0.0070584 | 0.006674 | 0.0075624 | 0.0086341 | 0.0083528 | 0.0083446 | 0.0092534 | 0.010904 | 0.015283
TAS1 | Pumped Hydro | 0 | 0 | 0.0016189 | 0.0017481 | 0.0020631 | 0.0023357 | 0.0032563 | 0.012603 | 574.2389 | 844.9574 | 851.5334 | 827.2939 | 1180.6905 | 1142.1931 | 1138.1926 | 1165.6731 | 1285.0116 | 1128.2498 | 1225.4176 | 1154.6858 | 1161.2062 | 1243.8447 | 1159.9656 | 1260.7225 | 1272.3137 | 1264.5948 | 1134.3355
TAS1 | VPP | 0.43855 | 3.721 | 5.5518 | 10.1386 | 16.567 | 25.1342 | 36.4881 | 48.9158 | 66.0226 | 69.6261 | 80.7577 | 86.0307 | 94.1433 | 106.669 | 112.2669 | 115.0642 | 138.8418 | 164.2145 | 149.5455 | 149.6067 | 143.5024 | 149.3361 | 150.216 | 153.2296 | 155.3005 | 180.2951 | 157.8024
Total excluding storage |  | 13877.7897 | 13495.8235 | 13942.3192 | 13645.0337 | 13836.1802 | 14368.6411 | 18820.5214 | 18677.1587 | 23547.0015 | 24383.6281 | 23798.547 | 24247.3178 | 23716.4355 | 24097.0249 | 24945.0826 | 24182.4471 | 23748.6235 | 23739.5835 | 23777.2585 | 24119.1621 | 25170.9715 | 25040.8616 | 25581.736 | 25836.6267 | 24881.2803 | 24571.5078 | 24926.2921
Explicitly modelled pumping
Region | Technology | 2023-24 | 2024-25 | 2025-26 | 2026-27 | 2027-28 | 2028-29 | 2029-30 | 2030-31 | 2031-32 | 2032-33 | 2033-34 | 2034-35 | 2035-36 | 2036-37 | 2037-38 | 2038-39 | 2039-40 | 2040-41 | 2041-42 | 2042-43 | 2043-44 | 2044-45 | 2045-46 | 2046-47 | 2047-48 | 2048-49 | 2049-50
NEM | Grid Battery pump | 496.4785 | 494.6144 | 1101.776 | 1671.997 | 3316.7437 | 6111.1478 | 6338.0615 | 7634.8054 | 7610.9356 | 13376.5309 | 14166.4347 | 13782.8797 | 14586.2554 | 14640.4536 | 14261.3537 | 14516.7402 | 21997.225 | 24163.8461 | 30215.9393 | 36814.7893 | 36637.6602 | 38180.0911 | 38771.0998 | 33828.5655 | 32711.8182 | 38316.1536 | 36691.4226
NEM | Pumped Hydro Pump | 1285.7505 | 2236.5513 | 3256.4597 | 4803.3734 | 5695.6071 | 6694.3174 | 7867.3239 | 9997.9435 | 11383.256 | 11015.9637 | 12054.6017 | 11437.964 | 13265.7188 | 12972.377 | 17062.0563 | 16834.2324 | 17189.4176 | 16526.7979 | 20153.3718 | 19659.216 | 17155.3261 | 17971.1119 | 17326.4297 | 19273.4509 | 17883.9818 | 16629.3787 | 14479.6349
NEM | VPP pump | 259.4218 | 520.1921 | 923.9021 | 1346.1597 | 1816.9377 | 2219.1153 | 2969.7769 | 3581.0299 | 4133.4716 | 4799.1391 | 5680.1881 | 6442.0437 | 7358.8879 | 8286.1307 | 8736.9396 | 9485.6793 | 10343.8321 | 10612.2155 | 11470.8255 | 11692.1512 | 11807.5299 | 12534.2217 | 13350.1376 | 13017.7085 | 13503.7202 | 14169.2148 | 14245.091
Region | Technology | 2023-24 | 2024-25 | 2025-26 | 2026-27 | 2027-28 | 2028-29 | 2029-30 | 2030-31 | 2031-32 | 2032-33 | 2033-34 | 2034-35 | 2035-36 | 2036-37 | 2037-38 | 2038-39 | 2039-40 | 2040-41 | 2041-42 | 2042-43 | 2043-44 | 2044-45 | 2045-46 | 2046-47 | 2047-48 | 2048-49 | 2049-50
NSW1 | Grid Battery pump | 24.5637 | 29.8289 | 613.8434 | 1190.5606 | 2841.1274 | 3540.1391 | 3766.7239 | 4015.754 | 3842.506 | 4566.5931 | 4279.4141 | 4077.7506 | 4227.6064 | 4111.7799 | 3881.5921 | 3842.4077 | 7152.1194 | 6866.2912 | 8355.3895 | 8088.8601 | 7429.405 | 8794.5455 | 8088.5201 | 8055.0678 | 6787.0214 | 9147.0049 | 9040.494
NSW1 | Pumped Hydro Pump | 668.0516 | 1279.1953 | 2329.3886 | 3550.6021 | 4387.5964 | 5405.0575 | 6377.5339 | 8125.8123 | 8724.0204 | 8122.7124 | 8722.1532 | 8195.0586 | 9338.5102 | 9283.7948 | 9116.471 | 8136.7165 | 6761.369 | 6016.2325 | 7345.4519 | 7092.0003 | 5681.9018 | 6030.2043 | 6062.0658 | 7195.4663 | 5953.818 | 4959.9945 | 4222.3726
NSW1 | VPP pump | 68.0255 | 156.9869 | 290.5214 | 426.4423 | 574.7654 | 704.5186 | 950.6849 | 1176.8837 | 1379.9103 | 1654.5537 | 2002.0536 | 2257.8474 | 2635.457 | 2903.0649 | 3087.002 | 3355.5417 | 3671.1532 | 3712.9635 | 4069.8793 | 4085.0865 | 4103.8712 | 4476.0024 | 4691.7157 | 4585.1452 | 4747.2506 | 5044.3502 | 5217.9134
Region | Technology | 2023-24 | 2024-25 | 2025-26 | 2026-27 | 2027-28 | 2028-29 | 2029-30 | 2030-31 | 2031-32 | 2032-33 | 2033-34 | 2034-35 | 2035-36 | 2036-37 | 2037-38 | 2038-39 | 2039-40 | 2040-41 | 2041-42 | 2042-43 | 2043-44 | 2044-45 | 2045-46 | 2046-47 | 2047-48 | 2048-49 | 2049-50
QLD1 | Grid Battery pump | 63.67 | 63.6207 | 65.0821 | 65.4842 | 65.7235 | 2179.0452 | 2180.5305 | 2758.781 | 2945.0991 | 4339.4848 | 5788.7685 | 5772.8023 | 5765.6386 | 5821.9776 | 5163.1971 | 5389.7509 | 8753.8372 | 9313.2562 | 11659.8146 | 19593.4699 | 18595.2526 | 18266.8705 | 18547.197 | 15900.4134 | 16309.3334 | 19448.8588 | 19152.3008
QLD1 | Pumped Hydro Pump | 617.6989 | 957.356 | 927.0663 | 1252.7641 | 1308.003 | 1289.252 | 1489.7805 | 1872.1058 | 1896.2567 | 1786.1129 | 2201.898 | 2153.775 | 2387.0496 | 2165.5301 | 6064.7259 | 6746.3807 | 8315.5341 | 8002.2904 | 8415.1918 | 8162.6035 | 7261.3484 | 7120.4852 | 6630.84 | 7542.054 | 7270.1483 | 7195.6224 | 6199.6023
QLD1 | VPP pump | 60.216 | 128.0699 | 227.6186 | 353.6979 | 478.9011 | 613.2552 | 849.4605 | 1060.6941 | 1234.9059 | 1453.5874 | 1729.9153 | 1988.7861 | 2237.7402 | 2528.8796 | 2650.3093 | 2884.319 | 3104.4553 | 3291.294 | 3470.5784 | 3697.3076 | 3814.8862 | 3900.8455 | 4138.969 | 4189.3936 | 4301.0117 | 4454.9067 | 4587.924
Region | Technology | 2023-24 | 2024-25 | 2025-26 | 2026-27 | 2027-28 | 2028-29 | 2029-30 | 2030-31 | 2031-32 | 2032-33 | 2033-34 | 2034-35 | 2035-36 | 2036-37 | 2037-38 | 2038-39 | 2039-40 | 2040-41 | 2041-42 | 2042-43 | 2043-44 | 2044-45 | 2045-46 | 2046-47 | 2047-48 | 2048-49 | 2049-50
VIC1 | Grid Battery pump | 190.5353 | 178.4292 | 207.9581 | 204.5112 | 197.4637 | 185.4409 | 185.9159 | 663.9761 | 633.7033 | 2889.8434 | 2615.0571 | 2483.7044 | 2469.0551 | 2481.4299 | 2967.8588 | 3076.5635 | 3813.8711 | 4071.2458 | 4464.8881 | 4057.4936 | 3601.4344 | 4233.5269 | 4431.1875 | 4065.7337 | 4135.9722 | 4011.996 | 3504.9617
VIC1 | Pumped Hydro Pump | 0 | 0 | 0.0013729 | 0.0030307 | 0.0030831 | 0.0029718 | 0.0032561 | 0.0062189 | 0.0064037 | 0.0069187 | 0.0071504 | 0.0069526 | 0.028336 | 0.028133 | 403.3684 | 415.1245 | 423.9319 | 1003.5958 | 2778.0766 | 2885.3539 | 2702.3521 | 3187.9081 | 3080.4292 | 2903.8982 | 2959.0914 | 2836.6341 | 2565.1052
VIC1 | VPP pump | 47.8495 | 111.7997 | 247.0319 | 373.9544 | 527.8048 | 623.7657 | 816.3783 | 925.8669 | 1026.3289 | 1107.2431 | 1265.8179 | 1436.5813 | 1642.6253 | 1887.5556 | 1990.9871 | 2180.5252 | 2413.9893 | 2413.8555 | 2651.425 | 2611.3962 | 2518.1069 | 2732.6249 | 2948.2205 | 2766.7766 | 2980.6089 | 3073.149 | 2939.8798
Region | Technology | 2023-24 | 2024-25 | 2025-26 | 2026-27 | 2027-28 | 2028-29 | 2029-30 | 2030-31 | 2031-32 | 2032-33 | 2033-34 | 2034-35 | 2035-36 | 2036-37 | 2037-38 | 2038-39 | 2039-40 | 2040-41 | 2041-42 | 2042-43 | 2043-44 | 2044-45 | 2045-46 | 2046-47 | 2047-48 | 2048-49 | 2049-50
SA1 | Grid Battery pump | 217.7096 | 222.7346 | 214.8911 | 211.4395 | 212.4273 | 206.5208 | 204.8889 | 196.291 | 189.6226 | 1580.6048 | 1483.1901 | 1448.6175 | 2123.9501 | 2225.2608 | 2248.6994 | 2208.0119 | 2277.3905 | 3913.0443 | 5735.8388 | 5074.9579 | 7011.5592 | 6885.1379 | 7704.1853 | 5807.3407 | 5479.4801 | 5708.2809 | 4993.648
SA1 | Pumped Hydro Pump | 0 | 0 | 0.0013022 | 0.001871 | 0.0019137 | 0.001885 | 0.0019743 | 0.0026342 | 0.0027279 | 0.0027286 | 0.0027605 | 0.0028193 | 0.0034284 | 0.0035149 | 0.0039294 | 0.0040239 | 0.0042204 | 0.0047702 | 0.0055791 | 0.005572 | 0.0056765 | 0.0071253 | 0.0072542 | 0.0069672 | 0.0071172 | 0.0071048 | 0.0078314
SA1 | VPP pump | 82.8301 | 118.9294 | 152.2242 | 180.1406 | 215.8741 | 248.1078 | 310.3163 | 360.0468 | 414.6529 | 501.8235 | 587.2185 | 657.3663 | 732.7507 | 840.5646 | 877.1355 | 929.8949 | 990.92 | 1000.1442 | 1102.979 | 1122.3376 | 1202.6333 | 1249.0719 | 1393.5392 | 1297.0931 | 1291.0857 | 1385.7537 | 1313.7239
Region | Technology | 2023-24 | 2024-25 | 2025-26 | 2026-27 | 2027-28 | 2028-29 | 2029-30 | 2030-31 | 2031-32 | 2032-33 | 2033-34 | 2034-35 | 2035-36 | 2036-37 | 2037-38 | 2038-39 | 2039-40 | 2040-41 | 2041-42 | 2042-43 | 2043-44 | 2044-45 | 2045-46 | 2046-47 | 2047-48 | 2048-49 | 2049-50
TAS1 | Grid Battery pump | 0 | 0.0011092 | 0.0012956 | 0.0014613 | 0.0017699 | 0.0017931 | 0.0021559 | 0.0033275 | 0.0045604 | 0.0048008 | 0.0050065 | 0.0049803 | 0.0052682 | 0.0053582 | 0.006209 | 0.0062703 | 0.0068397 | 0.0085003 | 0.0083902 | 0.0079377 | 0.008993 | 0.010264 | 0.0099482 | 0.0099046 | 0.011022 | 0.01294 | 0.018169
TAS1 | Pumped Hydro Pump | 0 | 0 | 0.0021381 | 0.0022991 | 0.0027227 | 0.0030675 | 0.0043007 | 0.016559 | 762.9698 | 1107.1288 | 1130.5406 | 1089.1206 | 1540.1273 | 1523.0205 | 1477.4871 | 1536.0068 | 1688.5783 | 1504.6743 | 1614.646 | 1519.2527 | 1509.7182 | 1632.5072 | 1553.0874 | 1632.0254 | 1700.9171 | 1637.1205 | 1492.5469
TAS1 | VPP pump | 0.5008 | 4.4062 | 6.5061 | 11.9245 | 19.5924 | 29.4679 | 42.9368 | 57.5384 | 77.6737 | 81.9313 | 95.1828 | 101.4626 | 110.3147 | 126.066 | 131.5058 | 135.3985 | 163.3144 | 193.9583 | 175.9637 | 176.0233 | 168.0322 | 175.677 | 177.6933 | 179.2999 | 183.7632 | 211.0551 | 185.6499
Non-controllable capacity
Region | Technology | 2023-24 | 2024-25 | 2025-26 | 2026-27 | 2027-28 | 2028-29 | 2029-30 | 2030-31 | 2031-32 | 2032-33 | 2033-34 | 2034-35 | 2035-36 | 2036-37 | 2037-38 | 2038-39 | 2039-40 | 2040-41 | 2041-42 | 2042-43 | 2043-44 | 2044-45 | 2045-46 | 2046-47 | 2047-48 | 2048-49 | 2049-50
NEM | Distributed PV | 26560.6016 | 29104.0967 | 31473.6633 | 37081.5432 | 40418.5958 | 38926.5586 | 43592.2929 | 48229.3969 | 51979.7521 | 54755.1652 | 55953.7685 | 56902.3907 | 63643.8244 | 66153.9262 | 61300.8009 | 66595.7504 | 71779.8603 | 75487.274 | 77777.5549 | 77977.9251 | 77783.2771 | 85452.7067 | 87607.0329 | 80381.6538 | 86543.9253 | 92200.6928 | 95960.9879
NEM | Behind the meter battery | 657.5137 | 1006.7447 | 1317.3393 | 1566.0098 | 1773.1566 | 1890.8424 | 2143.9911 | 2489.4047 | 2789.0704 | 3113.0752 | 3597.6322 | 4070.11 | 4511.1194 | 4860.9793 | 5165.9009 | 5364.9705 | 5454.5291 | 5447.6237 | 5401.3096 | 5348.7634 | 5404.7881 | 5430.708 | 5462.7544 | 5462.5562 | 5467.5685 | 5397.6579 | 5331.7203
NEM | Behind the meter battery pump | 773.9288 | 1184.9284 | 1550.1053 | 1843.1255 | 2087.3228 | 2225.0785 | 2523.5712 | 2929.616 | 3282.4864 | 3663.3641 | 4233.7384 | 4790.7173 | 5309.6304 | 5721.7019 | 6080.1627 | 6314.2799 | 6420.1964 | 6410.0458 | 6358.28 | 6294.3025 | 6360.4049 | 6392.115 | 6428.6141 | 6430.2842 | 6436.1891 | 6354.3022 | 6274.968
Region | Technology | 2023-24 | 2024-25 | 2025-26 | 2026-27 | 2027-28 | 2028-29 | 2029-30 | 2030-31 | 2031-32 | 2032-33 | 2033-34 | 2034-35 | 2035-36 | 2036-37 | 2037-38 | 2038-39 | 2039-40 | 2040-41 | 2041-42 | 2042-43 | 2043-44 | 2044-45 | 2045-46 | 2046-47 | 2047-48 | 2048-49 | 2049-50
NSW1 | Distributed PV | 8462.3385 | 9458.3162 | 10159.0762 | 12271.5737 | 13113.6881 | 12546.804 | 13815.0616 | 15639.2599 | 17348.1141 | 17854.1428 | 18611.9033 | 18922.4793 | 21829.4782 | 22416.5655 | 20726.2835 | 22104.3897 | 24295.3559 | 26132.7136 | 26218.1837 | 26660.5244 | 26477.5898 | 29878.3743 | 30218.882 | 27626.6637 | 29170.2276 | 31670.4989 | 33704.5634
NSW1 | Behind the meter battery | 236.0997 | 340.3977 | 426.8203 | 496.5989 | 552.178 | 593.1144 | 678.601 | 795.0042 | 915.6299 | 1045.6392 | 1229.8005 | 1397.7866 | 1551.5025 | 1674.213 | 1770.8636 | 1835.975 | 1865.6994 | 1856.8353 | 1844.8207 | 1833.1068 | 1857.9164 | 1869.6097 | 1877.4406 | 1875.4554 | 1868.3381 | 1847.8317 | 1820.6144
NSW1 | Behind the meter battery pump | 277.8328 | 400.6658 | 502.3022 | 584.3175 | 650.1429 | 698.0717 | 798.8828 | 935.9349 | 1077.2855 | 1230.342 | 1446.9719 | 1644.5885 | 1826.2437 | 1970.4983 | 2083.9438 | 2160.393 | 2196.8689 | 2184.5941 | 2172.0639 | 2156.8121 | 2185.7851 | 2201.4161 | 2209.4144 | 2207.8793 | 2199.915 | 2174.9865 | 2143.0425
Region | Technology | 2023-24 | 2024-25 | 2025-26 | 2026-27 | 2027-28 | 2028-29 | 2029-30 | 2030-31 | 2031-32 | 2032-33 | 2033-34 | 2034-35 | 2035-36 | 2036-37 | 2037-38 | 2038-39 | 2039-40 | 2040-41 | 2041-42 | 2042-43 | 2043-44 | 2044-45 | 2045-46 | 2046-47 | 2047-48 | 2048-49 | 2049-50
QLD1 | Distributed PV | 8227.6935 | 8801.311 | 9863.4451 | 11475.6724 | 12457.4377 | 11268.4695 | 13105.084 | 14471.0511 | 16095.1163 | 16714.6015 | 16849.2773 | 17798.0916 | 19695.8152 | 20424.5671 | 17788.0739 | 19963.1524 | 21368.2537 | 23094.2817 | 23468.3879 | 23181.6046 | 24006.8726 | 26011.0707 | 26622.9939 | 22900.3003 | 25459.338 | 26869.7455 | 28762.9682
QLD1 | Behind the meter battery | 170.7366 | 271.0266 | 364.6122 | 433.5151 | 491.3321 | 537.9626 | 628.6386 | 744.6914 | 834.1762 | 930.9932 | 1074.1494 | 1213.5721 | 1346.8461 | 1448.2671 | 1535.4985 | 1600.0345 | 1631.782 | 1631.2572 | 1608.2973 | 1592.3827 | 1609.1851 | 1612.6466 | 1621.0805 | 1616.2546 | 1614.1068 | 1594.795 | 1578.9698
QLD1 | Behind the meter battery pump | 200.9896 | 319.0374 | 429.0447 | 510.4005 | 578.2214 | 632.9301 | 739.7227 | 876.2329 | 981.9917 | 1095.8935 | 1264.3808 | 1428.9002 | 1585.3756 | 1705.2134 | 1807.0518 | 1884.0736 | 1919.9871 | 1919.529 | 1893.1536 | 1873.7884 | 1893.7201 | 1897.3207 | 1907.6047 | 1902.393 | 1900.3283 | 1877.9375 | 1857.7419
Region | Technology | 2023-24 | 2024-25 | 2025-26 | 2026-27 | 2027-28 | 2028-29 | 2029-30 | 2030-31 | 2031-32 | 2032-33 | 2033-34 | 2034-35 | 2035-36 | 2036-37 | 2037-38 | 2038-39 | 2039-40 | 2040-41 | 2041-42 | 2042-43 | 2043-44 | 2044-45 | 2045-46 | 2046-47 | 2047-48 | 2048-49 | 2049-50
VIC1 | Distributed PV | 5927.2192 | 6615.7267 | 7089.2973 | 8452.9512 | 9493.9945 | 9691.0714 | 10721.6826 | 11762.0101 | 11872.7118 | 13025.0994 | 13231.2584 | 12987.9308 | 14324.1638 | 15011.5217 | 14621.0269 | 15763.9665 | 16944.6695 | 16846.5259 | 18190.4559 | 18283.4941 | 17708.0148 | 19320.8985 | 20019.7175 | 19388.6033 | 20772.1582 | 22108.9801 | 21761.2072
VIC1 | Behind the meter battery | 143.293 | 255.764 | 357.528 | 445.5417 | 520.1297 | 534.0202 | 574.5348 | 646.8898 | 695.0103 | 741.5967 | 840.8801 | 953.3033 | 1060.5591 | 1150.0707 | 1245.2576 | 1291.8352 | 1313.6739 | 1317.4793 | 1309.5395 | 1283.2305 | 1289.176 | 1299.8888 | 1310.3468 | 1322.1048 | 1335.0646 | 1315.6099 | 1298.5463
VIC1 | Behind the meter battery pump | 168.7049 | 300.9657 | 420.6293 | 524.3864 | 612.3835 | 628.4616 | 676.2866 | 761.0496 | 817.9236 | 872.5457 | 989.6107 | 1122.4325 | 1248.0938 | 1353.2335 | 1466.2928 | 1520.0169 | 1546.0309 | 1550.041 | 1541.089 | 1510.2224 | 1517.4149 | 1529.652 | 1542.0634 | 1556.6244 | 1571.0173 | 1548.7907 | 1528.2244
Region | Technology | 2023-24 | 2024-25 | 2025-26 | 2026-27 | 2027-28 | 2028-29 | 2029-30 | 2030-31 | 2031-32 | 2032-33 | 2033-34 | 2034-35 | 2035-36 | 2036-37 | 2037-38 | 2038-39 | 2039-40 | 2040-41 | 2041-42 | 2042-43 | 2043-44 | 2044-45 | 2045-46 | 2046-47 | 2047-48 | 2048-49 | 2049-50
SA1 | Distributed PV | 3601.2396 | 3836.6945 | 3940.5566 | 4383.5313 | 4811.2285 | 4846.7445 | 5330.4758 | 5678.8981 | 5951.7698 | 6386.844 | 6448.2993 | 6380.437 | 6890.5661 | 7363.0567 | 7215.5741 | 7772.2023 | 8117.152 | 8332.5404 | 8752.0675 | 8666.5061 | 8424.5566 | 8962.749 | 9436.6247 | 9153.8367 | 9787.2603 | 10128.2605 | 10296.799
SA1 | Behind the meter battery | 89.6576 | 114.2984 | 136.4992 | 153.4714 | 168.7112 | 182.0004 | 212.3649 | 244.9938 | 278.8759 | 319.969 | 366.7485 | 408.2686 | 445.0039 | 472.6485 | 491.7265 | 509.3402 | 512.972 | 511.5296 | 508.7854 | 510.011 | 516.6645 | 516.2922 | 519.8793 | 515.4168 | 516.5139 | 506.6341 | 502.8644
SA1 | Behind the meter battery pump | 105.5364 | 134.5421 | 160.6012 | 180.616 | 198.5417 | 214.1386 | 250.02 | 288.3253 | 328.3143 | 376.4625 | 431.505 | 480.4342 | 523.687 | 556.4807 | 578.644 | 599.3439 | 603.8566 | 602.2642 | 599.156 | 600.4794 | 608.3176 | 607.9903 | 611.8434 | 606.4216 | 607.6875 | 596.3267 | 592.1078
Region | Technology | 2023-24 | 2024-25 | 2025-26 | 2026-27 | 2027-28 | 2028-29 | 2029-30 | 2030-31 | 2031-32 | 2032-33 | 2033-34 | 2034-35 | 2035-36 | 2036-37 | 2037-38 | 2038-39 | 2039-40 | 2040-41 | 2041-42 | 2042-43 | 2043-44 | 2044-45 | 2045-46 | 2046-47 | 2047-48 | 2048-49 | 2049-50
TAS1 | Distributed PV | 342.1107 | 392.0482 | 421.2881 | 497.8146 | 542.247 | 573.4692 | 619.9889 | 678.1777 | 712.0401 | 774.4775 | 813.0302 | 813.4519 | 903.8011 | 938.2152 | 949.8426 | 992.0395 | 1054.4291 | 1081.2124 | 1148.4599 | 1185.7959 | 1166.2433 | 1279.6142 | 1308.8147 | 1312.2497 | 1354.9412 | 1423.2078 | 1435.4501
TAS1 | Behind the meter battery | 17.7268 | 25.258 | 31.8796 | 36.8828 | 40.8056 | 43.7449 | 49.8517 | 57.8255 | 65.3781 | 74.8771 | 86.0537 | 97.1794 | 107.2079 | 115.78 | 122.5546 | 127.7856 | 130.4018 | 130.5224 | 129.8666 | 130.0323 | 131.846 | 132.2708 | 134.0073 | 133.3247 | 133.5451 | 132.7872 | 130.7254
TAS1 | Behind the meter battery pump | 20.8652 | 29.7174 | 37.5279 | 43.4051 | 48.0333 | 51.4765 | 58.6591 | 68.0734 | 76.9713 | 88.1205 | 101.27 | 114.362 | 126.2303 | 136.2759 | 144.2303 | 150.4525 | 153.4529 | 153.6175 | 152.8175 | 153.0002 | 155.1672 | 155.7358 | 157.6882 | 156.9658 | 157.2412 | 156.2607 | 153.8514

## BaseCase_Capacity
Installed capacity by technology (MW) - BaseCase, Step Change Scenario
Capacity calculated on 1 July. In early study years some wind and solar projects enter later in the financial year and are therefore reflected in the following financial year's capacity.
Explicitly modelled generation
Region | Technology | 2023-24 | 2024-25 | 2025-26 | 2026-27 | 2027-28 | 2028-29 | 2029-30 | 2030-31 | 2031-32 | 2032-33 | 2033-34 | 2034-35 | 2035-36 | 2036-37 | 2037-38 | 2038-39 | 2039-40 | 2040-41 | 2041-42 | 2042-43 | 2043-44 | 2044-45 | 2045-46 | 2046-47 | 2047-48 | 2048-49 | 2049-50
NEM | Black Coal | 16456 | 16456 | 15756 | 12176 | 10156 | 8277 | 7312 | 5912 | 5912 | 5182 | 3082 | 3082 | 3082 | 3082 | 3082 | 3082 | 852 | 426 | 426 | 0 | 0 | 0 | 0 | 0 | 0 | 0 | 0
NEM | Brown Coal | 4820 | 4820 | 4120 | 3370 | 3370 | 2810 | 1720 | 1160 | 1160 | 0 | 0 | 0 | 0 | 0 | 0 | 0 | 0 | 0 | 0 | 0 | 0 | 0 | 0 | 0 | 0 | 0 | 0
NEM | CCGT | 2954.9 | 2774.9 | 2774.9 | 2774.9 | 2774.9 | 2774.9 | 2774.9 | 2774.9 | 2774.9 | 2774.9 | 2774.9 | 2774.9 | 2774.9 | 2389.9 | 1860.9 | 1860.9 | 1716.5 | 1716.5 | 1716.5 | 1716.5 | 1276.5 | 1276.5 | 632 | 388 | 388 | 388 | 388
NEM | Gas - Steam | 1300 | 1300 | 1300 | 500 | 500 | 500 | 500 | 500 | 500 | 500 | 500 | 500 | 500 | 500 | 500 | 500 | 0 | 0 | 0 | 0 | 0 | 0 | 0 | 0 | 0 | 0 | 0
NEM | OCGT / Diesel | 7382.159 | 8132.1599 | 8132.1599 | 8132.1601 | 8132.1601 | 8150.3138 | 8150.3139 | 7767.8139 | 7767.8139 | 7490.9541 | 6897.4542 | 6780.4544 | 7651.6264 | 7651.6264 | 8976.6882 | 8976.6882 | 8536.6882 | 8416.6882 | 8876.8574 | 8782.8574 | 9617.3858 | 10366.2866 | 10366.2866 | 11934.6847 | 11350.6847 | 13671.3927 | 13152.3927
NEM | Hydro | 7492.42 | 7492.42 | 7492.42 | 7492.42 | 7492.42 | 7492.42 | 7492.42 | 7492.42 | 7492.42 | 7492.42 | 7492.42 | 7492.42 | 7492.42 | 7492.42 | 7406.02 | 7406.02 | 7406.02 | 7406.02 | 7406.02 | 7340.02 | 7340.02 | 7340.02 | 7340.02 | 7340.02 | 7340.02 | 7340.02 | 7340.02
NEM | Hydrogen Turbine | 0 | 0 | 0 | 0 | 0 | 0 | 0 | 0 | 0 | 0 | 0 | 0 | 0 | 0 | 0 | 0 | 0 | 0 | 0 | 0 | 0 | 0 | 0 | 0 | 0 | 0 | 0
NEM | Wind | 10055.738 | 16005.1544 | 16056.9244 | 18375.5397 | 23351.1326 | 28565.1631 | 30427.451 | 33953.5057 | 34822.6458 | 37617.088 | 40663.2343 | 40663.2763 | 42336.1048 | 42927.0414 | 46661.7555 | 46261.6388 | 46792.5256 | 47122.8261 | 47261.5583 | 51372.3403 | 52645.8369 | 52240.075 | 51842.9619 | 59722.3713 | 63075.0269 | 63256.5367 | 64301.7168
NEM | Solar PV | 9052.829 | 9912.9336 | 10761.5743 | 10761.5753 | 10761.5775 | 11598.4065 | 12523.0409 | 14914.4855 | 15455.0765 | 18286.7728 | 20552.5653 | 22660.5837 | 22721.2214 | 22641.8394 | 28067.8417 | 30074.6324 | 41782.1755 | 49530.6489 | 53665.7658 | 63252.196 | 67372.198 | 67025.0815 | 67856.3489 | 73299.6184 | 74153.9639 | 77538.4667 | 82681.2959
NEM | Grid Battery | 1004.93 | 1004.9347 | 1429.7532 | 1429.757 | 2056.5069 | 3324.9135 | 3399.9136 | 3765.4906 | 3860.8342 | 6301.5171 | 6966.7458 | 6941.7458 | 7302.3912 | 7252.3913 | 7788.2895 | 7788.2896 | 10865.5979 | 12585.5325 | 14228.0519 | 17747.2861 | 18365.4334 | 19573.9913 | 19177.5479 | 19789.9637 | 19163.2149 | 21968.2422 | 21949.0392
NEM | Pumped Hydro | 810 | 810 | 1533.4367 | 1533.4378 | 3573.438 | 3811.9564 | 3811.957 | 3811.9638 | 4092.8662 | 4321.6484 | 4495.6193 | 4495.6194 | 4748.5393 | 4748.5393 | 6684.9906 | 6684.9907 | 7333.6891 | 7574.9442 | 8170.8272 | 8310.6034 | 8339.4298 | 8494.6855 | 8494.6856 | 9326.3725 | 9326.3726 | 9326.3731 | 9326.3732
NEM | VPP | 318.73 | 623.03 | 1035.46 | 1538.9 | 2142.79 | 2807.6 | 3819.27 | 4674.27 | 5519.2001 | 6499.25 | 7698.5399 | 9010.2399 | 10339.3001 | 11714.6999 | 13054.31 | 14363.1999 | 15318.2998 | 16214.4898 | 16978.9203 | 17751.1898 | 18511.9699 | 19307.4097 | 20087.2598 | 20907.45 | 21712.49 | 22566.1805 | 23396.9398
Total excluding storage |  | 61647.706 | 69331.5326 | 70392.6286 | 68084.6899 | 74310.9252 | 80112.6733 | 81931.2664 | 86726.8496 | 89357.7567 | 96466.5504 | 101123.4787 | 104401.2393 | 108948.503 | 110400.4577 | 124082.7955 | 126998.3596 | 140603.4961 | 150993.6497 | 158730.5009 | 176272.9929 | 183468.7738 | 185624.0495 | 185797.1107 | 202708.4806 | 206509.773 | 216055.2118 | 222535.7776
Region | Technology | 2023-24 | 2024-25 | 2025-26 | 2026-27 | 2027-28 | 2028-29 | 2029-30 | 2030-31 | 2031-32 | 2032-33 | 2033-34 | 2034-35 | 2035-36 | 2036-37 | 2037-38 | 2038-39 | 2039-40 | 2040-41 | 2041-42 | 2042-43 | 2043-44 | 2044-45 | 2045-46 | 2046-47 | 2047-48 | 2048-49 | 2049-50
NSW1 | Black Coal | 8330 | 8330 | 8330 | 5450 | 4130 | 3445 | 2760 | 2760 | 2760 | 2760 | 1390 | 1390 | 1390 | 1390 | 1390 | 1390 | 0 | 0 | 0 | 0 | 0 | 0 | 0 | 0 | 0 | 0 | 0
NSW1 | Brown Coal | 0 | 0 | 0 | 0 | 0 | 0 | 0 | 0 | 0 | 0 | 0 | 0 | 0 | 0 | 0 | 0 | 0 | 0 | 0 | 0 | 0 | 0 | 0 | 0 | 0 | 0 | 0
NSW1 | CCGT | 440 | 440 | 440 | 440 | 440 | 440 | 440 | 440 | 440 | 440 | 440 | 440 | 440 | 440 | 440 | 440 | 440 | 440 | 440 | 440 | 0 | 0 | 0 | 0 | 0 | 0 | 0
NSW1 | Gas - Steam | 0 | 0 | 0 | 0 | 0 | 0 | 0 | 0 | 0 | 0 | 0 | 0 | 0 | 0 | 0 | 0 | 0 | 0 | 0 | 0 | 0 | 0 | 0 | 0 | 0 | 0 | 0
NSW1 | OCGT / Diesel | 1888.999 | 2638.9996 | 2638.9996 | 2638.9996 | 2638.9996 | 2638.9996 | 2638.9996 | 2638.9996 | 2638.9996 | 2638.9996 | 2638.9996 | 2638.9996 | 2638.9996 | 2638.9996 | 3195.8407 | 3195.8407 | 3195.8407 | 3195.8407 | 3195.8407 | 3195.8407 | 3195.8407 | 2346.8417 | 2346.8417 | 3184.0308 | 3184.0308 | 3184.0308 | 3184.0308
NSW1 | Hydro | 2525 | 2525 | 2525 | 2525 | 2525 | 2525 | 2525 | 2525 | 2525 | 2525 | 2525 | 2525 | 2525 | 2525 | 2525 | 2525 | 2525 | 2525 | 2525 | 2525 | 2525 | 2525 | 2525 | 2525 | 2525 | 2525 | 2525
NSW1 | Hydrogen Turbine | 0 | 0 | 0 | 0 | 0 | 0 | 0 | 0 | 0 | 0 | 0 | 0 | 0 | 0 | 0 | 0 | 0 | 0 | 0 | 0 | 0 | 0 | 0 | 0 | 0 | 0 | 0
NSW1 | Wind | 1886.96 | 4678.0834 | 4729.8534 | 5594.0019 | 9072.9446 | 9701.1299 | 9917.8271 | 10544.6203 | 10544.6203 | 11123.6085 | 11893.7771 | 12084.1781 | 13815.1466 | 14417.0451 | 14855.2312 | 14652.7518 | 15037.2287 | 15288.6505 | 15098.6405 | 17123.7217 | 18188.7815 | 18188.7815 | 18188.7823 | 19110.0268 | 20602.3278 | 20269.588 | 20261.2138
NSW1 | Solar PV | 3745.541 | 4459.643 | 5308.2828 | 5308.283 | 5308.2851 | 5945.1948 | 6836.9734 | 8486.6389 | 8486.639 | 8488.3653 | 9216.1777 | 9216.178 | 9216.178 | 9216.1785 | 11327.7904 | 11871.5448 | 14486.6233 | 15849.3706 | 17350.5559 | 17959.647 | 18415.0616 | 18415.0616 | 18415.0621 | 20553.1343 | 21697.3854 | 22411.5339 | 24915.8389
NSW1 | Grid Battery | 50 | 50.0031 | 474.8213 | 474.8216 | 1101.5712 | 1501.5712 | 1576.5711 | 1576.5723 | 1576.5725 | 1810.1686 | 1810.1687 | 1810.1687 | 1810.1693 | 1760.1694 | 1760.1695 | 1760.1696 | 3175.6892 | 3175.6906 | 3442.7047 | 3712.0063 | 3712.0091 | 4098.2797 | 3711.8364 | 4324.255 | 3697.5054 | 4860.7059 | 4805.6538
NSW1 | Pumped Hydro | 240 | 240 | 713.4347 | 713.4347 | 2753.4348 | 2753.4349 | 2753.4349 | 2753.4349 | 2753.4349 | 2753.4349 | 2753.4349 | 2753.4349 | 2753.435 | 2753.435 | 2753.4365 | 2753.4365 | 2753.4365 | 2753.4365 | 2753.4365 | 2753.4366 | 2753.4366 | 2753.4371 | 2753.4371 | 2753.4404 | 2753.4404 | 2753.4405 | 2753.4405
NSW1 | VPP | 97.18 | 193.89 | 321.47 | 477.31 | 663.94 | 884.26 | 1223.6 | 1508.4199 | 1818.1601 | 2178.94 | 2618.45 | 3090.16 | 3561.6901 | 4049.33 | 4508.48 | 4960.7201 | 5286.7 | 5588.1199 | 5842.6702 | 6109.57 | 6370.5701 | 6645.5899 | 6914.0398 | 7197.4098 | 7473.8901 | 7766.0502 | 8050.0099
Total excluding storage |  | 19203.68 | 23555.6191 | 25481.8618 | 23621.8508 | 28634.1753 | 29834.5904 | 30672.4062 | 33233.686 | 33543.4263 | 34718.5169 | 35286.008 | 35948.1193 | 38150.6187 | 39190.1577 | 42755.9483 | 43549.4634 | 46900.5184 | 48816.1089 | 50648.8485 | 53819.2222 | 55160.6996 | 54972.9914 | 54854.9994 | 59647.2971 | 61933.5799 | 63770.3493 | 66495.1875
Region | Technology | 2023-24 | 2024-25 | 2025-26 | 2026-27 | 2027-28 | 2028-29 | 2029-30 | 2030-31 | 2031-32 | 2032-33 | 2033-34 | 2034-35 | 2035-36 | 2036-37 | 2037-38 | 2038-39 | 2039-40 | 2040-41 | 2041-42 | 2042-43 | 2043-44 | 2044-45 | 2045-46 | 2046-47 | 2047-48 | 2048-49 | 2049-50
QLD1 | Black Coal | 8126 | 8126 | 7426 | 6726 | 6026 | 4832 | 4552 | 3152 | 3152 | 2422 | 1692 | 1692 | 1692 | 1692 | 1692 | 1692 | 852 | 426 | 426 | 0 | 0 | 0 | 0 | 0 | 0 | 0 | 0
QLD1 | Brown Coal | 0 | 0 | 0 | 0 | 0 | 0 | 0 | 0 | 0 | 0 | 0 | 0 | 0 | 0 | 0 | 0 | 0 | 0 | 0 | 0 | 0 | 0 | 0 | 0 | 0 | 0 | 0
QLD1 | CCGT | 1597.9 | 1597.9 | 1597.9 | 1597.9 | 1597.9 | 1597.9 | 1597.9 | 1597.9 | 1597.9 | 1597.9 | 1597.9 | 1597.9 | 1597.9 | 1212.9 | 1212.9 | 1212.9 | 1068.5 | 1068.5 | 1068.5 | 1068.5 | 1068.5 | 1068.5 | 424 | 180 | 180 | 180 | 180
QLD1 | Gas - Steam | 0 | 0 | 0 | 0 | 0 | 0 | 0 | 0 | 0 | 0 | 0 | 0 | 0 | 0 | 0 | 0 | 0 | 0 | 0 | 0 | 0 | 0 | 0 | 0 | 0 | 0 | 0
QLD1 | OCGT / Diesel | 1954.5 | 1954.5 | 1954.5 | 1954.5001 | 1954.5001 | 1972.6538 | 1972.6538 | 1972.6538 | 1972.6538 | 1972.6538 | 1549.1538 | 1432.1538 | 1432.1538 | 1432.1538 | 2200.3744 | 2200.3744 | 2200.3744 | 2200.3744 | 2200.3744 | 2200.3744 | 2200.3744 | 2200.3744 | 2200.3744 | 3085.5835 | 3085.5835 | 5406.2915 | 4887.2915
QLD1 | Hydro | 152.4 | 152.4 | 152.4 | 152.4 | 152.4 | 152.4 | 152.4 | 152.4 | 152.4 | 152.4 | 152.4 | 152.4 | 152.4 | 152.4 | 66 | 66 | 66 | 66 | 66 | 0 | 0 | 0 | 0 | 0 | 0 | 0 | 0
QLD1 | Hydrogen Turbine | 0 | 0 | 0 | 0 | 0 | 0 | 0 | 0 | 0 | 0 | 0 | 0 | 0 | 0 | 0 | 0 | 0 | 0 | 0 | 0 | 0 | 0 | 0 | 0 | 0 | 0 | 0
QLD1 | Wind | 1133.518 | 2435.3049 | 2435.3049 | 2932.7331 | 4106.5214 | 7237.9331 | 7237.9331 | 9053.4233 | 9064.0751 | 10436.0747 | 11359.7582 | 11361.399 | 11361.3991 | 11361.3992 | 13644.1867 | 13644.1867 | 13644.1867 | 13916.2424 | 14244.9845 | 15242.472 | 15685.3758 | 15232.3758 | 15189.1759 | 19361.7035 | 20149.9977 | 20127.6723 | 20612.7955
QLD1 | Solar PV | 3646.985 | 3792.9857 | 3792.9862 | 3792.9862 | 3792.9863 | 3992.9055 | 4025.7611 | 4767.5373 | 5314.2483 | 6015.4604 | 7553.4405 | 8412.0231 | 8412.0231 | 8291.0232 | 10667.8048 | 10996.7177 | 18022.4556 | 20841.18 | 20936.3753 | 28599.1585 | 28433.8295 | 28232.7295 | 28893.7908 | 32067.5864 | 31856.8808 | 33983.9481 | 36789.3836
QLD1 | Grid Battery | 100 | 100.0004 | 100.0004 | 100.0007 | 100.0009 | 968.4075 | 968.4075 | 1163.3869 | 1258.7296 | 1760.0869 | 2480.6454 | 2480.6454 | 2480.6455 | 2480.6455 | 2480.6455 | 2480.6455 | 3893.4084 | 4030.7958 | 4942.8352 | 8192.7678 | 8192.768 | 8192.7678 | 8192.7678 | 8192.7676 | 8192.7676 | 9824.5561 | 9824.5561
QLD1 | Pumped Hydro | 570 | 570 | 820.0005 | 820.0007 | 820.0008 | 1058.5189 | 1058.5189 | 1058.5189 | 1058.5189 | 1058.5189 | 1232.4897 | 1232.4897 | 1232.4897 | 1232.4897 | 3018.2315 | 3018.2315 | 3666.9297 | 3666.9297 | 3666.9297 | 3666.9297 | 3666.9297 | 3666.9297 | 3666.9297 | 4498.6133 | 4498.6133 | 4498.6136 | 4498.6136
QLD1 | VPP | 70.65 | 151.98 | 266.91 | 406.55 | 573.37 | 775 | 1088.95 | 1359.6801 | 1609.11 | 1901.09 | 2255.9299 | 2641.22 | 3035.73 | 3438.95 | 3828.0601 | 4218.1699 | 4496.1499 | 4751.3198 | 4961.6001 | 5182.0498 | 5399.3799 | 5623.0098 | 5842.4302 | 6071.3901 | 6296.3501 | 6536.04 | 6765.5898
Total excluding storage |  | 17351.953 | 18881.0709 | 18546.002 | 18483.0708 | 19123.6794 | 22587.7187 | 22654.5243 | 24277.5002 | 25179.6357 | 27316.1847 | 29873.7175 | 31002.231 | 31396.7411 | 31293.9614 | 38810.2029 | 39529.2257 | 47910.0048 | 50967.3421 | 52513.5993 | 64152.2521 | 64647.1574 | 64216.6871 | 64409.4689 | 73457.6444 | 74260.193 | 80557.1217 | 83558.2302
Region | Technology | 2023-24 | 2024-25 | 2025-26 | 2026-27 | 2027-28 | 2028-29 | 2029-30 | 2030-31 | 2031-32 | 2032-33 | 2033-34 | 2034-35 | 2035-36 | 2036-37 | 2037-38 | 2038-39 | 2039-40 | 2040-41 | 2041-42 | 2042-43 | 2043-44 | 2044-45 | 2045-46 | 2046-47 | 2047-48 | 2048-49 | 2049-50
VIC1 | Black Coal | 0 | 0 | 0 | 0 | 0 | 0 | 0 | 0 | 0 | 0 | 0 | 0 | 0 | 0 | 0 | 0 | 0 | 0 | 0 | 0 | 0 | 0 | 0 | 0 | 0 | 0 | 0
VIC1 | Brown Coal | 4820 | 4820 | 4120 | 3370 | 3370 | 2810 | 1720 | 1160 | 1160 | 0 | 0 | 0 | 0 | 0 | 0 | 0 | 0 | 0 | 0 | 0 | 0 | 0 | 0 | 0 | 0 | 0 | 0
VIC1 | CCGT | 0 | 0 | 0 | 0 | 0 | 0 | 0 | 0 | 0 | 0 | 0 | 0 | 0 | 0 | 0 | 0 | 0 | 0 | 0 | 0 | 0 | 0 | 0 | 0 | 0 | 0 | 0
VIC1 | Gas - Steam | 500 | 500 | 500 | 500 | 500 | 500 | 500 | 500 | 500 | 500 | 500 | 500 | 500 | 500 | 500 | 500 | 0 | 0 | 0 | 0 | 0 | 0 | 0 | 0 | 0 | 0 | 0
VIC1 | OCGT / Diesel | 1900 | 1900.0003 | 1900.0003 | 1900.0003 | 1900.0003 | 1900.0003 | 1900.0003 | 1900.0003 | 1900.0003 | 1900.0004 | 1730.0004 | 1730.0004 | 2681.1718 | 2681.1718 | 2681.1718 | 2681.1718 | 2241.1718 | 2241.1718 | 2701.3408 | 2607.3408 | 3441.8649 | 5249.7605 | 5249.7605 | 5249.7605 | 4665.7605 | 4665.7605 | 4665.7605
VIC1 | Hydro | 2264.02 | 2264.02 | 2264.02 | 2264.02 | 2264.02 | 2264.02 | 2264.02 | 2264.02 | 2264.02 | 2264.02 | 2264.02 | 2264.02 | 2264.02 | 2264.02 | 2264.02 | 2264.02 | 2264.02 | 2264.02 | 2264.02 | 2264.02 | 2264.02 | 2264.02 | 2264.02 | 2264.02 | 2264.02 | 2264.02 | 2264.02
VIC1 | Hydrogen Turbine | 0 | 0 | 0 | 0 | 0 | 0 | 0 | 0 | 0 | 0 | 0 | 0 | 0 | 0 | 0 | 0 | 0 | 0 | 0 | 0 | 0 | 0 | 0 | 0 | 0 | 0 | 0
VIC1 | Wind | 4121.91 | 5021.9063 | 5021.9063 | 5536.59 | 5536.5901 | 5988.7774 | 7119.0515 | 8169.4429 | 8169.443 | 8747.999 | 10105.9551 | 9913.9552 | 9913.9553 | 10023.2923 | 10138.7502 | 9856.7929 | 10052.8083 | 9871.1332 | 9871.1332 | 10402.9188 | 10343.8403 | 10321.4733 | 10236.2775 | 11532.7767 | 11991.2 | 12080.1667 | 12256.7459
VIC1 | Solar PV | 1081.573 | 1081.5735 | 1081.5736 | 1081.5743 | 1081.5743 | 1081.5744 | 1081.5744 | 1081.5755 | 1081.5755 | 2474.522 | 2474.522 | 3110.8692 | 3171.5068 | 3213.124 | 3517.1022 | 4564.4056 | 5959.9533 | 6619.0512 | 8520.7188 | 9022.3679 | 9858.1695 | 9747.6895 | 9925.2752 | 10056.6751 | 10056.6751 | 10111.6091 | 10020.6468
VIC1 | Grid Battery | 375.33 | 375.3306 | 375.3306 | 375.3332 | 375.3332 | 375.3332 | 375.3332 | 575.9072 | 575.9073 | 1703.8126 | 1648.4827 | 1648.4827 | 1648.4829 | 1648.4829 | 2079.4928 | 2079.4928 | 2328.5185 | 2853.9898 | 2633.068 | 2633.068 | 2633.0682 | 3286.2792 | 3286.2792 | 3286.2773 | 3286.2777 | 3296.3151 | 3332.1628
VIC1 | Pumped Hydro | 0 | 0 | 0.00042386 | 0.00096724 | 0.00097115 | 0.00097588 | 0.001049 | 0.0019914 | 0.0019933 | 0.0023338 | 0.0023528 | 0.0023596 | 0.0091045 | 0.0091267 | 150.7171 | 150.7171 | 150.7172 | 391.9722 | 916.4639 | 1056.2399 | 1056.24 | 1100.0147 | 1100.0148 | 1100.0148 | 1100.0148 | 1100.0149 | 1100.0149
VIC1 | VPP | 55.8 | 137.17 | 254.76 | 407.72 | 597.23 | 772.53 | 1024.9 | 1224.19 | 1402.07 | 1599.26 | 1857.38 | 2156.22 | 2463.1699 | 2788.1399 | 3128.7199 | 3444.1299 | 3686.7299 | 3923.1 | 4132.3601 | 4321.16 | 4507.69 | 4703.0901 | 4895.4999 | 5098.49 | 5298.7098 | 5511.8401 | 5721.1202
Total excluding storage |  | 15118.633 | 16100.0007 | 15517.5913 | 15435.2387 | 15624.7489 | 15692.2362 | 15984.8804 | 16875.138 | 17053.0181 | 19189.6164 | 20580.3625 | 21323.5498 | 22642.3157 | 23118.24 | 24459.974 | 25540.7301 | 26683.9188 | 28164.4381 | 31039.1047 | 32307.1154 | 34104.8927 | 36672.3272 | 36957.1271 | 38588.0145 | 38662.658 | 39029.7263 | 39360.4711
Region | Technology | 2023-24 | 2024-25 | 2025-26 | 2026-27 | 2027-28 | 2028-29 | 2029-30 | 2030-31 | 2031-32 | 2032-33 | 2033-34 | 2034-35 | 2035-36 | 2036-37 | 2037-38 | 2038-39 | 2039-40 | 2040-41 | 2041-42 | 2042-43 | 2043-44 | 2044-45 | 2045-46 | 2046-47 | 2047-48 | 2048-49 | 2049-50
SA1 | Black Coal | 0 | 0 | 0 | 0 | 0 | 0 | 0 | 0 | 0 | 0 | 0 | 0 | 0 | 0 | 0 | 0 | 0 | 0 | 0 | 0 | 0 | 0 | 0 | 0 | 0 | 0 | 0
SA1 | Brown Coal | 0 | 0 | 0 | 0 | 0 | 0 | 0 | 0 | 0 | 0 | 0 | 0 | 0 | 0 | 0 | 0 | 0 | 0 | 0 | 0 | 0 | 0 | 0 | 0 | 0 | 0 | 0
SA1 | CCGT | 709 | 529 | 529 | 529 | 529 | 529 | 529 | 529 | 529 | 529 | 529 | 529 | 529 | 529 | 0 | 0 | 0 | 0 | 0 | 0 | 0 | 0 | 0 | 0 | 0 | 0 | 0
SA1 | Gas - Steam | 800 | 800 | 800 | 0 | 0 | 0 | 0 | 0 | 0 | 0 | 0 | 0 | 0 | 0 | 0 | 0 | 0 | 0 | 0 | 0 | 0 | 0 | 0 | 0 | 0 | 0 | 0
SA1 | OCGT / Diesel | 1460.66 | 1460.66 | 1460.66 | 1460.6601 | 1460.6601 | 1460.6601 | 1460.6601 | 1078.1601 | 1078.1601 | 801.3003 | 801.3003 | 801.3003 | 721.3008 | 721.3008 | 721.3008 | 721.3008 | 721.3008 | 721.3008 | 721.3008 | 721.3008 | 721.3051 | 511.308 | 511.308 | 357.308 | 357.308 | 357.308 | 357.308
SA1 | Hydro | 0 | 0 | 0 | 0 | 0 | 0 | 0 | 0 | 0 | 0 | 0 | 0 | 0 | 0 | 0 | 0 | 0 | 0 | 0 | 0 | 0 | 0 | 0 | 0 | 0 | 0 | 0
SA1 | Hydrogen Turbine | 0 | 0 | 0 | 0 | 0 | 0 | 0 | 0 | 0 | 0 | 0 | 0 | 0 | 0 | 0 | 0 | 0 | 0 | 0 | 0 | 0 | 0 | 0 | 0 | 0 | 0 | 0
SA1 | Wind | 2349.75 | 2785.3737 | 2785.3737 | 3226.1253 | 3193.7931 | 3989.0469 | 4026.4123 | 4051.4147 | 4051.4147 | 4051.4158 | 4045.754 | 4045.754 | 3987.6139 | 3867.3147 | 4765.5973 | 4849.9174 | 4800.3119 | 4788.8099 | 4788.8099 | 5345.2377 | 5169.8491 | 5379.9974 | 5036.7983 | 6524.8144 | 7138.4516 | 7586.0599 | 7977.9117
SA1 | Solar PV | 578.73 | 578.7312 | 578.7315 | 578.7315 | 578.7315 | 578.7316 | 578.7317 | 578.7332 | 572.6132 | 1308.4241 | 1308.4241 | 1914.0265 | 1914.0265 | 1914.0266 | 2502.8693 | 2589.6892 | 3260.868 | 6168.7717 | 6669.1459 | 7482.0506 | 10365.1216 | 10095.1216 | 10087.7416 | 10087.7433 | 10008.5433 | 10496.8963 | 10420.9473
SA1 | Grid Battery | 479.6 | 479.6004 | 479.6005 | 479.6011 | 479.6011 | 479.6011 | 479.6012 | 449.623 | 449.6232 | 1027.4471 | 1027.4471 | 1002.4471 | 1363.0915 | 1363.0916 | 1467.9791 | 1467.9792 | 1467.9792 | 2525.0538 | 3209.4412 | 3209.4413 | 3827.5849 | 3996.6608 | 3986.6607 | 3986.6601 | 3986.6601 | 3986.6601 | 3986.6614
SA1 | Pumped Hydro | 0 | 0 | 0.00035716 | 0.00051151 | 0.00051691 | 0.00052292 | 0.00053827 | 0.00073195 | 0.0007342 | 0.00076304 | 0.00077642 | 0.00079049 | 0.00094168 | 0.00095218 | 0.0010988 | 0.0011033 | 0.0011229 | 0.0012304 | 0.001384 | 0.0014422 | 0.0014804 | 0.0017814 | 0.0017862 | 0.0017893 | 0.0017929 | 0.0017983 | 0.00193
SA1 | VPP | 88.62 | 126.93 | 170.25 | 214.27 | 262.04 | 314.13 | 396.52 | 477.31 | 565.27 | 670.98 | 790.06 | 915.3 | 1040.16 | 1167.34 | 1287.02 | 1406.9399 | 1492.74 | 1574.29 | 1645.8199 | 1722.14 | 1798.65 | 1879.62 | 1959.37 | 2043.49 | 2126.73 | 2214.3501 | 2301.9099
Total excluding storage |  | 6466.36 | 6760.2953 | 6803.6161 | 6488.3886 | 6503.8264 | 7351.1703 | 7470.9258 | 7164.2418 | 7246.082 | 8388.568 | 8501.9862 | 9207.8286 | 9555.1937 | 9562.0746 | 10744.7676 | 11035.8276 | 11743.2011 | 15778.2275 | 17034.5191 | 18480.1718 | 21882.5122 | 21862.7096 | 21581.8805 | 23000.0176 | 23617.6949 | 24641.2763 | 25044.7404
Region | Technology | 2023-24 | 2024-25 | 2025-26 | 2026-27 | 2027-28 | 2028-29 | 2029-30 | 2030-31 | 2031-32 | 2032-33 | 2033-34 | 2034-35 | 2035-36 | 2036-37 | 2037-38 | 2038-39 | 2039-40 | 2040-41 | 2041-42 | 2042-43 | 2043-44 | 2044-45 | 2045-46 | 2046-47 | 2047-48 | 2048-49 | 2049-50
TAS1 | Black Coal | 0 | 0 | 0 | 0 | 0 | 0 | 0 | 0 | 0 | 0 | 0 | 0 | 0 | 0 | 0 | 0 | 0 | 0 | 0 | 0 | 0 | 0 | 0 | 0 | 0 | 0 | 0
TAS1 | Brown Coal | 0 | 0 | 0 | 0 | 0 | 0 | 0 | 0 | 0 | 0 | 0 | 0 | 0 | 0 | 0 | 0 | 0 | 0 | 0 | 0 | 0 | 0 | 0 | 0 | 0 | 0 | 0
TAS1 | CCGT | 208 | 208 | 208 | 208 | 208 | 208 | 208 | 208 | 208 | 208 | 208 | 208 | 208 | 208 | 208 | 208 | 208 | 208 | 208 | 208 | 208 | 208 | 208 | 208 | 208 | 208 | 208
TAS1 | Gas - Steam | 0 | 0 | 0 | 0 | 0 | 0 | 0 | 0 | 0 | 0 | 0 | 0 | 0 | 0 | 0 | 0 | 0 | 0 | 0 | 0 | 0 | 0 | 0 | 0 | 0 | 0 | 0
TAS1 | OCGT / Diesel | 178 | 178 | 178 | 178 | 178 | 178 | 178.0001 | 178.0001 | 178.0001 | 178.0002 | 178.0002 | 178.0003 | 178.0005 | 178.0005 | 178.0005 | 178.0005 | 178.0005 | 58.0005 | 58.0007 | 58.0007 | 58.0007 | 58.0018 | 58.0018 | 58.0018 | 58.0018 | 58.0018 | 58.0018
TAS1 | Hydro | 2551 | 2551 | 2551 | 2551 | 2551 | 2551 | 2551 | 2551 | 2551 | 2551 | 2551 | 2551 | 2551 | 2551 | 2551 | 2551 | 2551 | 2551 | 2551 | 2551 | 2551 | 2551 | 2551 | 2551 | 2551 | 2551 | 2551
TAS1 | Hydrogen Turbine | 0 | 0 | 0 | 0 | 0 | 0 | 0 | 0 | 0 | 0 | 0 | 0 | 0 | 0 | 0 | 0 | 0 | 0 | 0 | 0 | 0 | 0 | 0 | 0 | 0 | 0 | 0
TAS1 | Wind | 563.6 | 1084.486 | 1084.486 | 1086.0894 | 1441.2834 | 1648.2759 | 2126.227 | 2134.6045 | 2993.0928 | 3257.9899 | 3257.9899 | 3257.9899 | 3257.9899 | 3257.99 | 3257.9901 | 3257.9901 | 3257.9901 | 3257.9901 | 3257.9901 | 3257.9901 | 3257.9902 | 3117.4471 | 3191.9278 | 3193.0498 | 3193.0498 | 3193.0498 | 3193.0498
TAS1 | Solar PV | 0 | 0.00024285 | 0.0002435 | 0.00026272 | 0.00026379 | 0.00026468 | 0.00037756 | 0.00050196 | 0.00051832 | 0.00097525 | 0.0009774 | 7.487 | 7.487 | 7.487 | 52.275 | 52.2751 | 52.2753 | 52.2753 | 188.9699 | 188.972 | 300.0158 | 534.4793 | 534.4793 | 534.4793 | 534.4793 | 534.4793 | 534.4793
TAS1 | Grid Battery | 0 | 0.00029353 | 0.00036293 | 0.00042263 | 0.00052876 | 0.00053027 | 0.00066874 | 0.0012061 | 0.0016051 | 0.0018865 | 0.0018952 | 0.0019009 | 0.0019636 | 0.0020164 | 0.0025287 | 0.002547 | 0.002569 | 0.0025892 | 0.0027544 | 0.0027723 | 0.0032164 | 0.0038372 | 0.0037831 | 0.0037437 | 0.0041418 | 0.0049874 | 0.0049897
TAS1 | Pumped Hydro | 0 | 0 | 0.0007633 | 0.00084909 | 0.0010061 | 0.0011327 | 0.0016256 | 0.0072302 | 280.9097 | 509.6915 | 509.6915 | 509.6916 | 762.6045 | 762.6045 | 762.6046 | 762.6046 | 762.6046 | 762.6046 | 833.9957 | 833.9958 | 862.8221 | 974.3022 | 974.3022 | 974.3022 | 974.3022 | 974.3023 | 974.3024
TAS1 | VPP | 6.48 | 13.06 | 22.07 | 33.05 | 46.21 | 61.68 | 85.3 | 104.67 | 124.59 | 148.98 | 176.72 | 207.34 | 238.55 | 270.94 | 302.03 | 333.24 | 355.98 | 377.66 | 396.47 | 416.27 | 435.68 | 456.1 | 475.92 | 496.67 | 516.81 | 537.9 | 558.31
Total excluding storage |  | 3507.08 | 4034.5466 | 4043.5574 | 4056.141 | 4424.4952 | 4646.9578 | 5148.5298 | 5176.2836 | 6335.5947 | 6853.6644 | 6881.4044 | 6919.5106 | 7203.6339 | 7236.024 | 7311.9027 | 7343.1128 | 7365.8531 | 7267.5331 | 7494.4292 | 7514.2314 | 7673.5119 | 7899.3342 | 7993.6349 | 8015.5068 | 8035.6473 | 8056.7383 | 8077.1483
Explicitly modelled pumping
Region | Technology | 2023-24 | 2024-25 | 2025-26 | 2026-27 | 2027-28 | 2028-29 | 2029-30 | 2030-31 | 2031-32 | 2032-33 | 2033-34 | 2034-35 | 2035-36 | 2036-37 | 2037-38 | 2038-39 | 2039-40 | 2040-41 | 2041-42 | 2042-43 | 2043-44 | 2044-45 | 2045-46 | 2046-47 | 2047-48 | 2048-49 | 2049-50
NEM | Grid Battery pump | 954.93 | 954.9347 | 1379.7532 | 1379.757 | 2006.5069 | 3274.9135 | 3349.9136 | 3715.4906 | 3810.8342 | 6251.5171 | 6916.7458 | 6891.7458 | 7252.3912 | 7202.3913 | 7738.2895 | 7738.2896 | 10815.5979 | 12535.5325 | 14178.0519 | 17697.2861 | 18315.4334 | 19523.9913 | 19127.5479 | 19739.9637 | 19113.2149 | 21918.2422 | 21899.0392
NEM | Pumped Hydro Pump | 1310 | 1310 | 2033.4367 | 2033.4378 | 4073.438 | 4311.9564 | 4311.957 | 4311.9638 | 4592.8662 | 4821.6484 | 4995.6193 | 4995.6194 | 5248.5393 | 5248.5393 | 7184.9906 | 7184.9907 | 7833.6891 | 8074.9442 | 8670.8272 | 8810.6034 | 8839.4298 | 8994.6855 | 8994.6856 | 9826.3725 | 9826.3726 | 9826.3731 | 9826.3732
NEM | VPP pump | 318.73 | 623.03 | 1035.46 | 1538.9 | 2142.79 | 2807.6 | 3819.27 | 4674.27 | 5519.2001 | 6499.25 | 7698.5399 | 9010.2399 | 10339.3001 | 11714.6999 | 13054.31 | 14363.1999 | 15318.2998 | 16214.4898 | 16978.9203 | 17751.1898 | 18511.9699 | 19307.4097 | 20087.2598 | 20907.45 | 21712.49 | 22566.1805 | 23396.9398
Region | Technology | 2023-24 | 2024-25 | 2025-26 | 2026-27 | 2027-28 | 2028-29 | 2029-30 | 2030-31 | 2031-32 | 2032-33 | 2033-34 | 2034-35 | 2035-36 | 2036-37 | 2037-38 | 2038-39 | 2039-40 | 2040-41 | 2041-42 | 2042-43 | 2043-44 | 2044-45 | 2045-46 | 2046-47 | 2047-48 | 2048-49 | 2049-50
NSW1 | Grid Battery pump | 50 | 50.0031 | 474.8213 | 474.8216 | 1101.5712 | 1501.5712 | 1576.5711 | 1576.5723 | 1576.5725 | 1810.1686 | 1810.1687 | 1810.1687 | 1810.1693 | 1760.1694 | 1760.1695 | 1760.1696 | 3175.6892 | 3175.6906 | 3442.7047 | 3712.0063 | 3712.0091 | 4098.2797 | 3711.8364 | 4324.255 | 3697.5054 | 4860.7059 | 4805.6538
NSW1 | Pumped Hydro Pump | 840 | 840 | 1313.4347 | 1313.4347 | 3353.4348 | 3353.4349 | 3353.4349 | 3353.4349 | 3353.4349 | 3353.4349 | 3353.4349 | 3353.4349 | 3353.435 | 3353.435 | 3353.4365 | 3353.4365 | 3353.4365 | 3353.4365 | 3353.4365 | 3353.4366 | 3353.4366 | 3353.4371 | 3353.4371 | 3353.4404 | 3353.4404 | 3353.4405 | 3353.4405
NSW1 | VPP pump | 97.18 | 193.89 | 321.47 | 477.31 | 663.94 | 884.26 | 1223.6 | 1508.4199 | 1818.1601 | 2178.94 | 2618.45 | 3090.16 | 3561.6901 | 4049.33 | 4508.48 | 4960.7201 | 5286.7 | 5588.1199 | 5842.6702 | 6109.57 | 6370.5701 | 6645.5899 | 6914.0398 | 7197.4098 | 7473.8901 | 7766.0502 | 8050.0099
Region | Technology | 2023-24 | 2024-25 | 2025-26 | 2026-27 | 2027-28 | 2028-29 | 2029-30 | 2030-31 | 2031-32 | 2032-33 | 2033-34 | 2034-35 | 2035-36 | 2036-37 | 2037-38 | 2038-39 | 2039-40 | 2040-41 | 2041-42 | 2042-43 | 2043-44 | 2044-45 | 2045-46 | 2046-47 | 2047-48 | 2048-49 | 2049-50
QLD1 | Grid Battery pump | 100 | 100.0004 | 100.0004 | 100.0007 | 100.0009 | 968.4075 | 968.4075 | 1163.3869 | 1258.7296 | 1760.0869 | 2480.6454 | 2480.6454 | 2480.6455 | 2480.6455 | 2480.6455 | 2480.6455 | 3893.4084 | 4030.7958 | 4942.8352 | 8192.7678 | 8192.768 | 8192.7678 | 8192.7678 | 8192.7676 | 8192.7676 | 9824.5561 | 9824.5561
QLD1 | Pumped Hydro Pump | 470 | 470 | 720.0005 | 720.0007 | 720.0008 | 958.5189 | 958.5189 | 958.5189 | 958.5189 | 958.5189 | 1132.4897 | 1132.4897 | 1132.4897 | 1132.4897 | 2918.2315 | 2918.2315 | 3566.9297 | 3566.9297 | 3566.9297 | 3566.9297 | 3566.9297 | 3566.9297 | 3566.9297 | 4398.6133 | 4398.6133 | 4398.6136 | 4398.6136
QLD1 | VPP pump | 70.65 | 151.98 | 266.91 | 406.55 | 573.37 | 775 | 1088.95 | 1359.6801 | 1609.11 | 1901.09 | 2255.9299 | 2641.22 | 3035.73 | 3438.95 | 3828.0601 | 4218.1699 | 4496.1499 | 4751.3198 | 4961.6001 | 5182.0498 | 5399.3799 | 5623.0098 | 5842.4302 | 6071.3901 | 6296.3501 | 6536.04 | 6765.5898
Region | Technology | 2023-24 | 2024-25 | 2025-26 | 2026-27 | 2027-28 | 2028-29 | 2029-30 | 2030-31 | 2031-32 | 2032-33 | 2033-34 | 2034-35 | 2035-36 | 2036-37 | 2037-38 | 2038-39 | 2039-40 | 2040-41 | 2041-42 | 2042-43 | 2043-44 | 2044-45 | 2045-46 | 2046-47 | 2047-48 | 2048-49 | 2049-50
VIC1 | Grid Battery pump | 375.33 | 375.3306 | 375.3306 | 375.3332 | 375.3332 | 375.3332 | 375.3332 | 575.9072 | 575.9073 | 1703.8126 | 1648.4827 | 1648.4827 | 1648.4829 | 1648.4829 | 2079.4928 | 2079.4928 | 2328.5185 | 2853.9898 | 2633.068 | 2633.068 | 2633.0682 | 3286.2792 | 3286.2792 | 3286.2773 | 3286.2777 | 3296.3151 | 3332.1628
VIC1 | Pumped Hydro Pump | 0 | 0 | 0.00042386 | 0.00096724 | 0.00097115 | 0.00097588 | 0.001049 | 0.0019914 | 0.0019933 | 0.0023338 | 0.0023528 | 0.0023596 | 0.0091045 | 0.0091267 | 150.7171 | 150.7171 | 150.7172 | 391.9722 | 916.4639 | 1056.2399 | 1056.24 | 1100.0147 | 1100.0148 | 1100.0148 | 1100.0148 | 1100.0149 | 1100.0149
VIC1 | VPP pump | 55.8 | 137.17 | 254.76 | 407.72 | 597.23 | 772.53 | 1024.9 | 1224.19 | 1402.07 | 1599.26 | 1857.38 | 2156.22 | 2463.1699 | 2788.1399 | 3128.7199 | 3444.1299 | 3686.7299 | 3923.1 | 4132.3601 | 4321.16 | 4507.69 | 4703.0901 | 4895.4999 | 5098.49 | 5298.7098 | 5511.8401 | 5721.1202
Region | Technology | 2023-24 | 2024-25 | 2025-26 | 2026-27 | 2027-28 | 2028-29 | 2029-30 | 2030-31 | 2031-32 | 2032-33 | 2033-34 | 2034-35 | 2035-36 | 2036-37 | 2037-38 | 2038-39 | 2039-40 | 2040-41 | 2041-42 | 2042-43 | 2043-44 | 2044-45 | 2045-46 | 2046-47 | 2047-48 | 2048-49 | 2049-50
SA1 | Grid Battery pump | 429.6 | 429.6004 | 429.6005 | 429.6011 | 429.6011 | 429.6011 | 429.6012 | 399.623 | 399.6232 | 977.4471 | 977.4471 | 952.4471 | 1313.0915 | 1313.0916 | 1417.9791 | 1417.9792 | 1417.9792 | 2475.0538 | 3159.4412 | 3159.4413 | 3777.5849 | 3946.6608 | 3936.6607 | 3936.6601 | 3936.6601 | 3936.6601 | 3936.6614
SA1 | Pumped Hydro Pump | 0 | 0 | 0.00035716 | 0.00051151 | 0.00051691 | 0.00052292 | 0.00053827 | 0.00073195 | 0.0007342 | 0.00076304 | 0.00077642 | 0.00079049 | 0.00094168 | 0.00095218 | 0.0010988 | 0.0011033 | 0.0011229 | 0.0012304 | 0.001384 | 0.0014422 | 0.0014804 | 0.0017814 | 0.0017862 | 0.0017893 | 0.0017929 | 0.0017983 | 0.00193
SA1 | VPP pump | 88.62 | 126.93 | 170.25 | 214.27 | 262.04 | 314.13 | 396.52 | 477.31 | 565.27 | 670.98 | 790.06 | 915.3 | 1040.16 | 1167.34 | 1287.02 | 1406.9399 | 1492.74 | 1574.29 | 1645.8199 | 1722.14 | 1798.65 | 1879.62 | 1959.37 | 2043.49 | 2126.73 | 2214.3501 | 2301.9099
Region | Technology | 2023-24 | 2024-25 | 2025-26 | 2026-27 | 2027-28 | 2028-29 | 2029-30 | 2030-31 | 2031-32 | 2032-33 | 2033-34 | 2034-35 | 2035-36 | 2036-37 | 2037-38 | 2038-39 | 2039-40 | 2040-41 | 2041-42 | 2042-43 | 2043-44 | 2044-45 | 2045-46 | 2046-47 | 2047-48 | 2048-49 | 2049-50
TAS1 | Grid Battery pump | 0 | 0.00029353 | 0.00036293 | 0.00042263 | 0.00052876 | 0.00053027 | 0.00066874 | 0.0012061 | 0.0016051 | 0.0018865 | 0.0018952 | 0.0019009 | 0.0019636 | 0.0020164 | 0.0025287 | 0.002547 | 0.002569 | 0.0025892 | 0.0027544 | 0.0027723 | 0.0032164 | 0.0038372 | 0.0037831 | 0.0037437 | 0.0041418 | 0.0049874 | 0.0049897
TAS1 | Pumped Hydro Pump | 0 | 0 | 0.0007633 | 0.00084909 | 0.0010061 | 0.0011327 | 0.0016256 | 0.0072302 | 280.9097 | 509.6915 | 509.6915 | 509.6916 | 762.6045 | 762.6045 | 762.6046 | 762.6046 | 762.6046 | 762.6046 | 833.9957 | 833.9958 | 862.8221 | 974.3022 | 974.3022 | 974.3022 | 974.3022 | 974.3023 | 974.3024
TAS1 | VPP pump | 6.48 | 13.06 | 22.07 | 33.05 | 46.21 | 61.68 | 85.3 | 104.67 | 124.59 | 148.98 | 176.72 | 207.34 | 238.55 | 270.94 | 302.03 | 333.24 | 355.98 | 377.66 | 396.47 | 416.27 | 435.68 | 456.1 | 475.92 | 496.67 | 516.81 | 537.9 | 558.31
Non-controllable capacity
Region | Technology | 2023-24 | 2024-25 | 2025-26 | 2026-27 | 2027-28 | 2028-29 | 2029-30 | 2030-31 | 2031-32 | 2032-33 | 2033-34 | 2034-35 | 2035-36 | 2036-37 | 2037-38 | 2038-39 | 2039-40 | 2040-41 | 2041-42 | 2042-43 | 2043-44 | 2044-45 | 2045-46 | 2046-47 | 2047-48 | 2048-49 | 2049-50
NEM | Distributed PV | 21305.3199 | 23783.7875 | 26307.9402 | 28683.0656 | 30997.3311 | 33056.1738 | 35131.4286 | 37225.1411 | 39139.2597 | 41092.1585 | 43056.1697 | 44973.918 | 46776.6488 | 48455.6888 | 50096.6069 | 51732.2029 | 53368.4087 | 54991.7064 | 56590.529 | 58157.7847 | 59721.6486 | 61252.1457 | 62750.1401 | 64227.6819 | 65692.4157 | 67156.842 | 68592.5947
NEM | Behind the meter battery | 1532.774 | 2363.942 | 3138.813 | 3799.655 | 4362.937 | 4766.226 | 5452.85 | 6404.258 | 7275.412 | 8208.606 | 9365.756 | 10518.285 | 11616.745 | 12616.001 | 13522.413 | 14246.216 | 14595.405 | 14782.715 | 14854.807 | 14850.894 | 14858.858 | 14816.816 | 14786.692 | 14709.851 | 14647.112 | 14542.039 | 14447.076
NEM | Behind the meter battery pump | 1532.774 | 2363.942 | 3138.813 | 3799.655 | 4362.937 | 4766.226 | 5452.85 | 6404.258 | 7275.412 | 8208.606 | 9365.756 | 10518.285 | 11616.745 | 12616.001 | 13522.413 | 14246.216 | 14595.405 | 14782.715 | 14854.807 | 14850.894 | 14858.858 | 14816.816 | 14786.692 | 14709.851 | 14647.112 | 14542.039 | 14447.076
Region | Technology | 2023-24 | 2024-25 | 2025-26 | 2026-27 | 2027-28 | 2028-29 | 2029-30 | 2030-31 | 2031-32 | 2032-33 | 2033-34 | 2034-35 | 2035-36 | 2036-37 | 2037-38 | 2038-39 | 2039-40 | 2040-41 | 2041-42 | 2042-43 | 2043-44 | 2044-45 | 2045-46 | 2046-47 | 2047-48 | 2048-49 | 2049-50
NSW1 | Distributed PV | 6922.7278 | 7729.2309 | 8520.6213 | 9270.916 | 9991.0548 | 10709.4737 | 11436.4432 | 12170.0293 | 12901.8102 | 13643.2719 | 14388.327 | 15121.2532 | 15810.1091 | 16449.2428 | 17061.911 | 17667.5949 | 18262.5884 | 18847.5107 | 19429.6702 | 20006.0115 | 20581.8604 | 21155.9203 | 21714.392 | 22270.0128 | 22818.1721 | 23366.9007 | 23907.737
NSW1 | Behind the meter battery | 551.877 | 804.322 | 1024.308 | 1210.452 | 1364.306 | 1497.826 | 1724.841 | 2042.145 | 2372.98 | 2728.353 | 3161.396 | 3582.597 | 3974.635 | 4331.67 | 4638.514 | 4887.035 | 5003.34 | 5060.883 | 5077.624 | 5077.998 | 5080.442 | 5067.991 | 5058.102 | 5033.27 | 5011.559 | 4974.783 | 4941.039
NSW1 | Behind the meter battery pump | 551.877 | 804.322 | 1024.308 | 1210.452 | 1364.306 | 1497.826 | 1724.841 | 2042.145 | 2372.98 | 2728.353 | 3161.396 | 3582.597 | 3974.635 | 4331.67 | 4638.514 | 4887.035 | 5003.34 | 5060.883 | 5077.624 | 5077.998 | 5080.442 | 5067.991 | 5058.102 | 5033.27 | 5011.559 | 4974.783 | 4941.039
Region | Technology | 2023-24 | 2024-25 | 2025-26 | 2026-27 | 2027-28 | 2028-29 | 2029-30 | 2030-31 | 2031-32 | 2032-33 | 2033-34 | 2034-35 | 2035-36 | 2036-37 | 2037-38 | 2038-39 | 2039-40 | 2040-41 | 2041-42 | 2042-43 | 2043-44 | 2044-45 | 2045-46 | 2046-47 | 2047-48 | 2048-49 | 2049-50
QLD1 | Distributed PV | 6248.8361 | 6947.0674 | 7675.3939 | 8329.1378 | 8959.7591 | 9601.5014 | 10257.5206 | 10923.9163 | 11482.7322 | 12062.7058 | 12645.1129 | 13200.5423 | 13720.0122 | 14196.9812 | 14666.6175 | 15133.8037 | 15601.3471 | 16059.6919 | 16507.7851 | 16936.909 | 17361.4807 | 17759.7202 | 18151.2329 | 18530.0201 | 18907.3395 | 19284.6318 | 19645.5083
QLD1 | Behind the meter battery | 394.573 | 630.911 | 861.169 | 1044.6 | 1202.901 | 1345.985 | 1584.437 | 1898.505 | 2160.37 | 2444.34 | 2791.527 | 3133.696 | 3465.114 | 3761.008 | 4025.809 | 4247.882 | 4350.515 | 4399.744 | 4410.491 | 4406.235 | 4406.755 | 4388.948 | 4375.983 | 4347.22 | 4324.124 | 4288.709 | 4255.283
QLD1 | Behind the meter battery pump | 394.573 | 630.911 | 861.169 | 1044.6 | 1202.901 | 1345.985 | 1584.437 | 1898.505 | 2160.37 | 2444.34 | 2791.527 | 3133.696 | 3465.114 | 3761.008 | 4025.809 | 4247.882 | 4350.515 | 4399.744 | 4410.491 | 4406.235 | 4406.755 | 4388.948 | 4375.983 | 4347.22 | 4324.124 | 4288.709 | 4255.283
Region | Technology | 2023-24 | 2024-25 | 2025-26 | 2026-27 | 2027-28 | 2028-29 | 2029-30 | 2030-31 | 2031-32 | 2032-33 | 2033-34 | 2034-35 | 2035-36 | 2036-37 | 2037-38 | 2038-39 | 2039-40 | 2040-41 | 2041-42 | 2042-43 | 2043-44 | 2044-45 | 2045-46 | 2046-47 | 2047-48 | 2048-49 | 2049-50
VIC1 | Distributed PV | 5088.0472 | 5784.8093 | 6517.8103 | 7244.8402 | 7972.8586 | 8440.036 | 8899.9999 | 9361.2525 | 9753.485 | 10152.4267 | 10554.6243 | 10955.7069 | 11336.6884 | 11697.8006 | 12064.3842 | 12436.8983 | 12822.6385 | 13216.1178 | 13604.8437 | 13986.4661 | 14369.4957 | 14748.6326 | 15123.685 | 15496.2621 | 15868.3943 | 16240.828 | 16611.2477
VIC1 | Behind the meter battery | 332.366 | 592.893 | 841.022 | 1068.623 | 1263.973 | 1337.973 | 1465.997 | 1677.258 | 1844.193 | 2011.668 | 2249.247 | 2505.083 | 2754.957 | 2990.166 | 3229.36 | 3404.1 | 3500.948 | 3565.602 | 3605.174 | 3604.675 | 3607.498 | 3598.421 | 3592.641 | 3576.025 | 3563.233 | 3540.764 | 3521.58
VIC1 | Behind the meter battery pump | 332.366 | 592.893 | 841.022 | 1068.623 | 1263.973 | 1337.973 | 1465.997 | 1677.258 | 1844.193 | 2011.668 | 2249.247 | 2505.083 | 2754.957 | 2990.166 | 3229.36 | 3404.1 | 3500.948 | 3565.602 | 3605.174 | 3604.675 | 3607.498 | 3598.421 | 3592.641 | 3576.025 | 3563.233 | 3540.764 | 3521.58
Region | Technology | 2023-24 | 2024-25 | 2025-26 | 2026-27 | 2027-28 | 2028-29 | 2029-30 | 2030-31 | 2031-32 | 2032-33 | 2033-34 | 2034-35 | 2035-36 | 2036-37 | 2037-38 | 2038-39 | 2039-40 | 2040-41 | 2041-42 | 2042-43 | 2043-44 | 2044-45 | 2045-46 | 2046-47 | 2047-48 | 2048-49 | 2049-50
SA1 | Distributed PV | 2721.0736 | 2952.4036 | 3178.229 | 3380.018 | 3575.1143 | 3766.8022 | 3959.2366 | 4151.598 | 4345.6836 | 4540.7188 | 4737.6385 | 4929.8701 | 5109.2393 | 5277.1929 | 5434.8308 | 5590.0872 | 5742.5081 | 5893.3201 | 6037.731 | 6182.434 | 6327.0782 | 6470.3066 | 6608.7163 | 6745.5179 | 6879.6508 | 7013.3702 | 7145.4031
SA1 | Behind the meter battery | 212.581 | 276.144 | 335.754 | 385.712 | 430.437 | 473.619 | 550.521 | 637.233 | 727.4 | 829.162 | 941.165 | 1047.02 | 1145.747 | 1232.744 | 1306.889 | 1367.354 | 1391.833 | 1402.348 | 1404.488 | 1403.319 | 1403.71 | 1400.492 | 1398.408 | 1392.55 | 1387.998 | 1379.539 | 1372.647
SA1 | Behind the meter battery pump | 212.581 | 276.144 | 335.754 | 385.712 | 430.437 | 473.619 | 550.521 | 637.233 | 727.4 | 829.162 | 941.165 | 1047.02 | 1145.747 | 1232.744 | 1306.889 | 1367.354 | 1391.833 | 1402.348 | 1404.488 | 1403.319 | 1403.71 | 1400.492 | 1398.408 | 1392.55 | 1387.998 | 1379.539 | 1372.647
Region | Technology | 2023-24 | 2024-25 | 2025-26 | 2026-27 | 2027-28 | 2028-29 | 2029-30 | 2030-31 | 2031-32 | 2032-33 | 2033-34 | 2034-35 | 2035-36 | 2036-37 | 2037-38 | 2038-39 | 2039-40 | 2040-41 | 2041-42 | 2042-43 | 2043-44 | 2044-45 | 2045-46 | 2046-47 | 2047-48 | 2048-49 | 2049-50
TAS1 | Distributed PV | 324.6353 | 370.2763 | 415.8856 | 458.1536 | 498.5443 | 538.3605 | 578.2282 | 618.3449 | 655.5487 | 693.0354 | 730.4671 | 766.5455 | 800.5998 | 834.4713 | 868.8634 | 903.8188 | 939.3267 | 975.0659 | 1010.4991 | 1045.9641 | 1081.7335 | 1117.566 | 1152.1139 | 1185.8689 | 1218.859 | 1251.1113 | 1282.6985
TAS1 | Behind the meter battery | 41.377 | 59.672 | 76.56 | 90.268 | 101.32 | 110.823 | 127.054 | 149.117 | 170.469 | 195.083 | 222.421 | 249.889 | 276.292 | 300.413 | 321.841 | 339.845 | 348.769 | 354.138 | 357.03 | 358.667 | 360.453 | 360.964 | 361.558 | 360.786 | 360.198 | 358.244 | 356.527
TAS1 | Behind the meter battery pump | 41.377 | 59.672 | 76.56 | 90.268 | 101.32 | 110.823 | 127.054 | 149.117 | 170.469 | 195.083 | 222.421 | 249.889 | 276.292 | 300.413 | 321.841 | 339.845 | 348.769 | 354.138 | 357.03 | 358.667 | 360.453 | 360.964 | 361.558 | 360.786 | 360.198 | 358.244 | 356.527

## BaseCase_REZ Generation
Annual sent-out generation by REZ (GWh) - BaseCase, Step Change Scenario
Note: the REZ generation includes generation from the existing, committed and anticipated renewables mapped to the relevant REZs
Explicitly modelled generation
Region | REZ | REZ Name | Technology | 2023-24 | 2024-25 | 2025-26 | 2026-27 | 2027-28 | 2028-29 | 2029-30 | 2030-31 | 2031-32 | 2032-33 | 2033-34 | 2034-35 | 2035-36 | 2036-37 | 2037-38 | 2038-39 | 2039-40 | 2040-41 | 2041-42 | 2042-43 | 2043-44 | 2044-45 | 2045-46 | 2046-47 | 2047-48 | 2048-49 | 2049-50
QLD | Q1 | Far North QLD | Solar | 0 | 0.00011764 | 0.00012739 | 0.00012573 | 0.00011805 | 0.00010833 | 0.00012187 | 0.00012256 | 0.00011513 | 0.00012797 | 0.00015191 | 0.00014779 | 0.00014441 | 0.00014617 | 0.00016516 | 0.00017733 | 0.00022963 | 0.00021127 | 0.00023061 | 0.00025744 | 0.00028181 | 0.00027927 | 0.00027261 | 0.00029712 | 0.00032697 | 0.00037546 | 0.00035511
QLD | Q2 | North Qld Clean Energy Hub | Solar | 222.4789 | 197.1461 | 216.1618 | 213.7429 | 208.5002 | 194.8342 | 205.343 | 199.4277 | 198.533 | 203.1651 | 197.2694 | 190.5222 | 189.7075 | 188.9936 | 68.1621 | 70.1446 | 62.6149 | 58.4429 | 62.2249 | 58.6151 | 58.0066 | 56.225 | 63.108 | 31.305 | 31.3416 | 0.00044473 | 0.00044145
QLD | Q3 | Northern Qld | Solar | 1169.3274 | 1050.8444 | 1181.1594 | 1159.4318 | 1098.4124 | 1021.3545 | 1132.8495 | 1126.6362 | 1090.6838 | 1132.4629 | 1076.8397 | 1045.1555 | 1022.3354 | 1007.5629 | 1084.4784 | 1180.8348 | 1080.9038 | 953.8993 | 1085.9056 | 1529.4115 | 1284.1538 | 1202.0288 | 1199.3693 | 1950.5622 | 1857.8487 | 1966.8893 | 1594.8475
QLD | Q4 | Isaac | Solar | 1573.1193 | 1420.5489 | 1551.3686 | 1577.13 | 1497.1839 | 1428.6544 | 1593.42 | 1573.7307 | 1583.0629 | 1604.695 | 1528.8489 | 1442.6216 | 1478.8776 | 1452.1532 | 1309.7939 | 1437.6939 | 1265.3171 | 1172.9885 | 1280.9599 | 4403.2359 | 4230.9779 | 4004.0547 | 4903.5915 | 8344.2129 | 8710.5251 | 9698.1263 | 8751.9658
QLD | Q5 | Barcaldine | Solar | 35.1346 | 31.3226 | 34.3013 | 34.7147 | 34.4897 | 47.4246 | 49.5434 | 48.2426 | 48.1547 | 49.1456 | 47.6706 | 44.6806 | 45.8692 | 46.8317 | 84.2262 | 86.584 | 122.5625 | 116.3916 | 124.7352 | 116.9374 | 95.267 | 93.1474 | 117.9807 | 113.2229 | 114.163 | 120.0168 | 115.4922
QLD | Q6 | Fitzroy | Solar | 842.8105 | 799.4309 | 898.3798 | 904.1269 | 880.6696 | 759.7687 | 864.0468 | 852.3071 | 1168.1838 | 1781.8378 | 2907.3014 | 2794.5957 | 2729.1004 | 2727.7092 | 6046.9473 | 7537.4371 | 11454.1138 | 14887.0041 | 15682.5573 | 16288.0231 | 15615.0037 | 14883.1326 | 14663.0048 | 13062.0965 | 13899.2555 | 14418.5944 | 14059.9242
QLD | Q7 | Wide Bay | Solar | 1363.8645 | 1215.1603 | 1348.2884 | 1314.4805 | 1283.7587 | 1143.0037 | 1249.7238 | 1241.2427 | 1315.8976 | 1282.9329 | 1258.7474 | 1235.6813 | 1188.3194 | 1203.7548 | 1058.8292 | 1129.2913 | 1027.8865 | 1073.4473 | 1311.0584 | 4872.7204 | 4794.1665 | 4503.4343 | 4529.1422 | 4094.9411 | 3742.7072 | 3969.3424 | 3885.2102
QLD | Q8 | Darling Downs | Solar | 3387.3718 | 3288.4177 | 3517.6163 | 3641.2741 | 3557.0302 | 3528.6506 | 3833.3447 | 5356.463 | 6333.4725 | 7047.4327 | 9351.4437 | 11077.5794 | 11075.9426 | 10792.2483 | 9361.7656 | 10378.7382 | 14644.3898 | 14240.0376 | 14322.2125 | 16149.0846 | 16141.9456 | 15457.8055 | 15389.0931 | 12772.7627 | 12567.7955 | 14338.058 | 17334.9909
QLD | Q9 | Banana | Solar | 0 | 0.00016776 | 0.00032352 | 0.00035674 | 0.00035394 | 0.00073423 | 70.26 | 129.0422 | 404.1245 | 399.397 | 452.1523 | 447.8811 | 433.5837 | 435.2107 | 518.9888 | 570.1605 | 4455.2446 | 5810.4688 | 6052.1797 | 12537 | 12207.031 | 11823.718 | 11821.588 | 10767.631 | 12338.231 | 15651.627 | 16709.334
NSW | N1 | North West NSW | Solar | 434.5054 | 399.8958 | 409.8689 | 435.4481 | 403.9565 | 391.69 | 406.7592 | 429.5746 | 427.1478 | 440.5187 | 426.3227 | 408.7461 | 409.8906 | 410.1267 | 386.044 | 370.2102 | 430.0366 | 422.8372 | 436.5545 | 408.7675 | 400.5985 | 402.2513 | 414.1577 | 396.1913 | 331.2036 | 337.2119 | 317.1841
NSW | N2 | New England | Solar | 1205.4688 | 1173.8851 | 1195.8619 | 1251.3124 | 1214.2605 | 1033.3703 | 1075.3579 | 1714.0103 | 1780.4897 | 1760.6763 | 1799.5433 | 1665.5056 | 1718.841 | 1702.7248 | 3916.8779 | 3843.5718 | 4501.1168 | 5451.8061 | 5463.4745 | 5363.7702 | 4899.5413 | 5068.1384 | 5102.9915 | 4853.147 | 3978.0569 | 4188.7122 | 6612.8104
NSW | N3 | Central-West Orana | Solar | 2199.0425 | 2149.1841 | 4094.5541 | 4343.5777 | 4326.9881 | 3717.3483 | 4822.9209 | 8192.5468 | 8308.5925 | 8143.3129 | 9641.8018 | 9578.4204 | 10235.7412 | 10076.9693 | 8748.0352 | 10276.5804 | 14640.1835 | 14644.825 | 14570.0307 | 15033.1324 | 15936.9611 | 16572.3982 | 16403.6706 | 17626.3823 | 19566.3192 | 22693.1129 | 22604.1923
NSW | N4 | Broken Hill | Solar | 107.521 | 79.816 | 92.6019 | 103.4946 | 108.0735 | 118.2234 | 113.317 | 102.0467 | 104.6788 | 106.0107 | 102.2055 | 100.1708 | 96.3367 | 100.2136 | 95.086 | 91.9263 | 267.6834 | 305.2301 | 336.8923 | 393.765 | 458.225 | 468.7969 | 520.4343 | 427.2387 | 422.2021 | 449.9762 | 478.3726
NSW | N5 | South West NSW | Solar | 1858.2939 | 1595.1772 | 1704.093 | 2259.4769 | 2366.3319 | 2417.5641 | 2379.1671 | 2328.5455 | 2252.0568 | 2420.0778 | 2334.2451 | 2252.4481 | 2289.2127 | 2303.1312 | 3035.8402 | 2884.9951 | 3235.0269 | 3334.5518 | 3730.5731 | 3315.6448 | 3185.7616 | 3292.5681 | 3367.3164 | 3153.8164 | 2793.1593 | 2839.2359 | 2654.8288
NSW | N6 | Wagga Wagga | Solar | 1565.7898 | 1496.3783 | 1446.2301 | 1545.5914 | 1585.2509 | 2732.4349 | 3787.8654 | 4014.7675 | 3873.6978 | 4042.1432 | 3908.6397 | 3763.7733 | 3966.0787 | 3974.5169 | 3502.7752 | 3622.4311 | 3629.4153 | 3209.6612 | 6528.9343 | 5989.6164 | 5514.8451 | 5737.6796 | 5888.2411 | 5624.8168 | 5061.2425 | 5185.6765 | 4836.6956
NSW | N7 | Tumut | Solar | 0 | 0 | 0 | 0 | 0 | 0 | 0 | 0 | 0 | 0 | 0 | 0 | 0 | 0 | 0 | 0 | 0 | 0 | 0 | 0 | 0 | 0 | 0 | 0 | 0 | 0 | 0
NSW | N8 | Cooma-Monaro | Solar | 0 | 0 | 0 | 0 | 0 | 0 | 0 | 0 | 0 | 0 | 0 | 0 | 0 | 0 | 0 | 0 | 0 | 0 | 0 | 0 | 0 | 0 | 0 | 0 | 0 | 0 | 0
VIC | V1 | Ovens Murray | Solar | 0 | 0.00039876 | 0.00040133 | 0.00042249 | 0.00040835 | 0.00037675 | 0.00044352 | 0.0012741 | 0.0011582 | 2075.843 | 2063.8894 | 1936.9888 | 2043.0078 | 2023.8651 | 2201.7053 | 2253.971 | 2298.9666 | 3011.809 | 6040.081 | 5335.151 | 5250.028 | 5666.7495 | 5966.641 | 5656.34 | 5455.7427 | 5703.59 | 5197.366
VIC | V2 | Murray River | Solar | 1254.0229 | 1037.4578 | 1087.7104 | 1084.2686 | 1052.6487 | 1008.4066 | 972.1867 | 956.8726 | 987.4469 | 1069.717 | 966.6887 | 983.8693 | 1025.9388 | 1048.7234 | 1043.9417 | 1028.1266 | 1008.488 | 1068.9511 | 1127.5263 | 1226.9968 | 1300.7127 | 1345.0621 | 1406.7576 | 1260.0151 | 1300.2162 | 1318.1447 | 1155.8644
VIC | V3 | Western Victoria | Solar | 0 | 0.00024737 | 0.00026815 | 0.00054487 | 0.00054736 | 0.00045495 | 0.0004985 | 0.00072474 | 0.00067766 | 75.4319 | 70.8518 | 565.9697 | 575.4769 | 631.2246 | 575.6694 | 596.9303 | 608.3764 | 584.2694 | 1174.1043 | 1161.8579 | 1266.0895 | 1389.9452 | 1448.1941 | 1174.164 | 1205.0027 | 1229.2776 | 1056.9002
VIC | V4 | South West Victoria | Solar | 0 | 0 | 0 | 0 | 0 | 0 | 0 | 0 | 0 | 0 | 0 | 0 | 0 | 0 | 0 | 0 | 0 | 0 | 0 | 0 | 0 | 0 | 0 | 0 | 0 | 0 | 0
VIC | V5 | Gippsland | Solar | 0 | 0.00015253 | 0.00017516 | 0.00045814 | 0.00044544 | 0.00037548 | 0.00039095 | 0.00057795 | 0.00054306 | 398.6027 | 400.8356 | 873.3697 | 1016.8422 | 1035.3684 | 843.4244 | 2195.104 | 4259.892 | 4004.222 | 4184.786 | 4321.9575 | 4505.3555 | 4700.3936 | 4686.277 | 3785.0906 | 3943.2676 | 4366.0464 | 4048.807
VIC | V6 | Central North VIC | Solar | 951.4133 | 853.3589 | 818.5931 | 845.1488 | 850.7647 | 870.5247 | 877.8719 | 815.8267 | 778.2206 | 1012.2788 | 968.3069 | 1012.3603 | 1034.1112 | 1081.5516 | 1152.4174 | 1407.8727 | 1656.3654 | 1600.7667 | 1661.0047 | 2146.2288 | 2401.4585 | 2566.4047 | 2736.5523 | 2375.265 | 2428.89 | 2491.6375 | 2385.6567
SA | S1 | South East SA | Solar | 327.7746 | 285.2468 | 284.7897 | 275.5588 | 282.1627 | 268.3509 | 267.5716 | 251.1139 | 251.7889 | 279.1303 | 270.664 | 257.5849 | 258.6766 | 275.7375 | 242.8562 | 252.1785 | 236.7463 | 209.0932 | 161.3978 | 150.6791 | 142.9593 | 145.3385 | 149.9928 | 139.2835 | 142.9694 | 145.6741 | 0.003287
SA | S2 | Riverland | Solar | 46.3164 | 44.3774 | 47.0207 | 44.2876 | 46.0875 | 38.9018 | 40.1351 | 40.9184 | 29.9694 | 1475.3356 | 1405.1877 | 1534.0971 | 1546.1125 | 1691.9962 | 1579.0717 | 1671.3044 | 2227.806 | 5520.7176 | 6722.6501 | 5863.1594 | 5994.477 | 6038.6446 | 6757.7505 | 5215.187 | 5113.634 | 5327.156 | 5112.9185
SA | S3 | Mid-North SA | Solar | 0 | 0.00024348 | 0.00029123 | 0.00028173 | 0.0002907 | 0.00024985 | 0.00026973 | 0.00049589 | 0.00047746 | 0.0006518 | 0.00064346 | 0.0012483 | 0.0011944 | 0.0012567 | 0.0011918 | 0.0012501 | 0.0022734 | 0.0020326 | 0.0021268 | 0.0027851 | 0.07865 | 0.077001 | 0.078712 | 0.068873 | 0.073344 | 0.076666 | 0.072583
SA | S4 | Yorke Peninsula | Solar | 0 | 0 | 0 | 0 | 0 | 0 | 0 | 0 | 0 | 0 | 0 | 0 | 0 | 0 | 0 | 0 | 0 | 0 | 0 | 0 | 0 | 0 | 0 | 0 | 0 | 0 | 0
SA | S5 | Northern SA | Solar | 821.3976 | 694.8227 | 720.1151 | 690.7879 | 693.3575 | 693.0258 | 656.8518 | 619.9578 | 640.852 | 691.1314 | 655.0571 | 639.9622 | 646.972 | 691.6481 | 638.013 | 613.9171 | 575.7367 | 1140.0296 | 2167.391 | 2925.1314 | 4375.2629 | 4004.5144 | 4408.1954 | 3631.4995 | 3462.1243 | 3559.765 | 3323.5728
SA | S6 | Leigh Creek | Solar | 0 | 0.00025933 | 0.00042322 | 0.00042665 | 0.00043639 | 0.00047988 | 0.000518 | 0.0012564 | 0.0012871 | 0.0013801 | 0.001264 | 0.0025706 | 0.0024974 | 0.0026118 | 710.0673 | 703.5016 | 826.0656 | 774.3138 | 819.7504 | 824.7547 | 3344.7527 | 3341.8894 | 3699.098 | 3189.953 | 3196.37 | 3790.983 | 3759.9119
SA | S7 | Roxby Downs | Solar | 0 | 0.00032323 | 0.00052369 | 0.00051286 | 0.00052215 | 0.00046404 | 0.00047416 | 0.0012559 | 0.0012475 | 0.0023208 | 0.0022132 | 1031.3165 | 1031.5333 | 1108.2977 | 1047.5703 | 1025.9232 | 1049.4952 | 952.1957 | 1004.3583 | 945.2992 | 1061.6598 | 1048.1918 | 1122.2189 | 982.7998 | 955.0647 | 987.6951 | 962.6043
SA | S8 | Eastern Eyre Peninsula | Solar | 0 | 0.00016607 | 0.00019505 | 0.00018366 | 0.00019402 | 0.00015983 | 0.00018238 | 0.00029428 | 0.00027534 | 0.00034469 | 0.0003514 | 0.00052725 | 0.000493 | 0.00055266 | 0.00044537 | 0.00052477 | 0.00085041 | 0.00074987 | 0.00076856 | 0.0010931 | 0.00132 | 0.0012548 | 0.0013294 | 0.0011302 | 0.0012168 | 0.0015326 | 0.0014289
SA | S9 | Western Eyre Peninsula | Solar | 0 | 0.00022046 | 0.00029705 | 0.00028829 | 0.00029186 | 0.00025334 | 0.00027199 | 0.00054449 | 0.00053116 | 0.0010532 | 0.0010146 | 0.0017732 | 0.0016922 | 0.0017577 | 0.0016343 | 0.0017046 | 0.014941 | 0.016397 | 0.017802 | 0.026599 | 0.030907 | 0.029649 | 0.029989 | 0.027677 | 0.028655 | 0.030275 | 0.028877
TAS | T1 | North East Tasmania | Solar | 0 | 0.0002215 | 0.00022501 | 0.00025124 | 0.00023167 | 0.00020087 | 0.00020724 | 0.00030443 | 0.00027987 | 0.00071656 | 0.00074283 | 13.3787 | 13.8224 | 13.672 | 83.3039 | 87.3623 | 90.0118 | 81.4491 | 310.7787 | 331.308 | 506.3207 | 546.5735 | 529.9177 | 465.3099 | 487.9092 | 504.2856 | 458.5667
TAS | T2 | North West Tasmania | Solar | 0 | 0.00011904 | 0.00011276 | 0.00012251 | 0.00011681 | 9.7447e-05 | 0.00011881 | 0.00015424 | 0.00015023 | 0.00026847 | 0.00029652 | 0.00039303 | 0.00044032 | 0.00042775 | 0.00046794 | 0.00061057 | 0.00065945 | 0.00058595 | 0.0034792 | 0.0039682 | 0.0037036 | 142.0091 | 142.3471 | 119.4421 | 131.1312 | 134.401 | 122.5233
TAS | T3 | Central Highlands | Solar | 0 | 0.00014163 | 0.00013753 | 0.0001529 | 0.00015001 | 0.00012462 | 0.00012887 | 0.00018004 | 0.00018279 | 0.00032522 | 0.00034563 | 0.00054104 | 0.00055774 | 0.0005716 | 0.0007585 | 0.00074598 | 0.00090224 | 0.00082945 | 0.0017262 | 0.00495 | 0.018091 | 274.5204 | 271.6001 | 227.3386 | 230.6906 | 247.8328 | 228.8223
Region | REZ | REZ Name | Technology | 2023-24 | 2024-25 | 2025-26 | 2026-27 | 2027-28 | 2028-29 | 2029-30 | 2030-31 | 2031-32 | 2032-33 | 2033-34 | 2034-35 | 2035-36 | 2036-37 | 2037-38 | 2038-39 | 2039-40 | 2040-41 | 2041-42 | 2042-43 | 2043-44 | 2044-45 | 2045-46 | 2046-47 | 2047-48 | 2048-49 | 2049-50
QLD | Q1 | Far North QLD | Wind | 1302.2601 | 3069.0287 | 3324.8799 | 3463.829 | 3554.6141 | 3356.2594 | 3471.3983 | 3801.8541 | 3811.3166 | 3864.05 | 3367.8846 | 3470.5003 | 3612.6861 | 3721.2668 | 4851.3403 | 5046.1662 | 4995.1815 | 5159.5085 | 5231.755 | 4720.2434 | 4812.4372 | 4949.8066 | 5101.0512 | 4904.9924 | 5053.9015 | 5109.1832 | 6550.3137
QLD | Q2 | North Qld Clean Energy Hub | Wind | 132.262 | 139.9522 | 160.0615 | 167.5914 | 171.3597 | 2836.9325 | 2755.9633 | 2688.3892 | 2740.3252 | 2604.3781 | 2402.141 | 2644.2233 | 2685.4223 | 2744.5323 | 2855.7926 | 2801.4791 | 2661.6215 | 2615.308 | 2540.741 | 2308.2386 | 3729.6724 | 3744.8411 | 3683.9333 | 3793.9686 | 3685.4071 | 3619.7907 | 3560.0309
QLD | Q3 | Northern Qld | Wind | 0 | 0 | 0 | 0 | 0 | 0 | 0 | 0 | 0 | 0 | 0 | 0 | 0 | 0 | 0 | 0 | 0 | 0 | 0 | 0 | 0 | 0 | 0 | 0 | 0 | 0 | 0
QLD | Q4 | Isaac | Wind | 0 | 0.0010792 | 0.0011555 | 0.0011088 | 0.0034103 | 3096.5843 | 3054.9868 | 3208.2275 | 3224.6938 | 3025.1754 | 2846.3407 | 2880.7731 | 2678.6818 | 3058.8404 | 2902.5584 | 2885.7626 | 2934.4946 | 2851.9937 | 2754.142 | 2647.8739 | 2609.9159 | 2410.5625 | 2765.4751 | 3733.939 | 3636.9574 | 3922.8719 | 3930.5921
QLD | Q5 | Barcaldine | Wind | 0 | 0.00099789 | 0.0010639 | 0.0020939 | 0.0069388 | 0.0098436 | 0.0097186 | 236.5278 | 268.2435 | 281.9763 | 288.2676 | 300.0552 | 294.9106 | 305.5848 | 273.076 | 269.7059 | 271.2107 | 277.8505 | 292.5328 | 280.2569 | 317.2356 | 310.5308 | 317.0621 | 285.6041 | 278.3154 | 292.6558 | 293.7763
QLD | Q6 | Fitzroy | Wind | 0 | 0.0042207 | 0.0043836 | 1494.797 | 2971.0538 | 3622.4228 | 3650.4097 | 3821.0885 | 3733.5676 | 3596.753 | 4495.8918 | 4549.4034 | 4318.6842 | 4741.5071 | 10331.7412 | 10156.0488 | 9805.8583 | 9061.3967 | 9220.1831 | 8779.0177 | 8911.8186 | 8344.7136 | 9045.7056 | 10871.0488 | 10516.3134 | 10702.034 | 9885.469
QLD | Q7 | Wide Bay | Wind | 0 | 0.0007449 | 0.00076118 | 0.00083088 | 0.00094481 | 469.6626 | 455.6802 | 445.6523 | 391.2772 | 428.4026 | 404.2901 | 399.58 | 387.9002 | 401.6813 | 436.8638 | 433.8376 | 415.9883 | 350.0881 | 391.4897 | 379.2991 | 374.2613 | 361.9713 | 375.4386 | 765.829 | 2580.2384 | 2642.5941 | 2322.1471
QLD | Q8 | Darling Downs | Wind | 2606.2646 | 4632.9308 | 4791.008 | 4800.6557 | 7661.4349 | 9810.7948 | 9594.2072 | 14123.424 | 13673.7745 | 17790.3077 | 18936.3742 | 18254.358 | 18007.9755 | 19016.55 | 18798.1194 | 18421.0402 | 18415.455 | 17219.7143 | 17977.5291 | 20594.7304 | 19985.98 | 18380.9892 | 19233.5942 | 24706.768 | 23806.1337 | 25448.4554 | 23493.4254
QLD | Q9 | Banana | Wind | 0 | 0.00063293 | 0.00067061 | 0.00077012 | 0.0012751 | 712.2382 | 675.9486 | 694.9276 | 652.4474 | 660.843 | 618.2721 | 618.4511 | 621.6898 | 657.3567 | 658.5836 | 641.895 | 661.4798 | 1053.9836 | 1881.9078 | 1804.9864 | 2069.7468 | 2067.7979 | 2201.1338 | 4300.493 | 4115.2069 | 4317.1983 | 3965.8209
NSW | N1 | North West NSW | Wind | 0 | 0 | 0 | 0 | 0 | 0 | 0 | 0 | 0 | 0 | 0 | 0 | 0 | 0 | 0 | 0 | 0 | 0 | 0 | 0 | 0 | 0 | 0 | 0 | 0 | 0 | 0
NSW | N2 | New England | Wind | 1498.0862 | 1259.7261 | 1305.8217 | 1375.3495 | 10808.9657 | 14056.1488 | 12897.061 | 12968.692 | 12236.4782 | 12904.3758 | 12175.1533 | 12491.646 | 17754.095 | 19687.1688 | 22597.4649 | 20280.8057 | 20148.4379 | 17798.1017 | 19657.7055 | 19175.2382 | 18687.6264 | 19182.0945 | 19486.8 | 21091.4313 | 18048.9886 | 18240.0573 | 15653.3096
NSW | N3 | Central-West Orana | Wind | 382.821 | 6868.3597 | 6616.9952 | 9495.3629 | 11322.2611 | 11394.5013 | 11903.8229 | 12729.4244 | 12326.4414 | 14169.16 | 16243.7092 | 15802.6165 | 16499.3799 | 16878.1242 | 17076.9797 | 16756.6094 | 16581.0014 | 16087.1092 | 16522.6508 | 19149.8515 | 21605.6014 | 22425.8398 | 23069.6445 | 26336.1723 | 29273.6545 | 28377.1875 | 27098.629
NSW | N4 | Broken Hill | Wind | 632.3477 | 555.1076 | 584.2577 | 633.4902 | 639.4138 | 624.2025 | 638.802 | 767.6379 | 774.1951 | 794.8146 | 766.9621 | 750.7386 | 789.6601 | 779.1308 | 729.9589 | 739.9086 | 728.9077 | 734.7719 | 722.9468 | 702.3086 | 591.7779 | 639.2336 | 638.8519 | 651.6673 | 665.5222 | 658.173 | 699.8425
NSW | N5 | South West NSW | Wind | 0 | 0.00014431 | 0.0011102 | 0.0011291 | 0.0011513 | 0.0011284 | 0.0015119 | 0.0021355 | 0.002234 | 0.0022112 | 0.0029306 | 0.0026157 | 0.0027267 | 0.0027917 | 0.0025812 | 0.0026447 | 0.0024812 | 0.006341 | 0.0060678 | 858.8244 | 774.2253 | 863.337 | 873.7535 | 829.0482 | 799.4575 | 752.5038 | 797.4482
NSW | N6 | Wagga Wagga | Wind | 0 | 0.00049988 | 0.0004724 | 0.00052644 | 0.00069877 | 0.00080173 | 0.0012339 | 0.0015847 | 0.0016134 | 0.0015064 | 0.0016754 | 0.0014736 | 0.0014784 | 0.0015796 | 0.0014221 | 0.0015741 | 0.0015366 | 0.0029979 | 0.0027974 | 0.0055723 | 0.0048303 | 0.0050148 | 0.0054837 | 0.0050197 | 292.4205 | 428.9188 | 671.3136
NSW | N7 | Tumut | Wind | 0 | 0 | 0 | 0 | 0 | 0 | 0 | 0 | 0 | 0 | 0 | 0 | 0 | 0 | 0 | 0 | 0 | 0 | 0 | 0 | 0 | 0 | 0 | 0 | 0 | 0 | 0
NSW | N8 | Cooma-Monaro | Wind | 327.3997 | 1236.0073 | 1368.9055 | 1410.0871 | 1400.3895 | 1364.1277 | 1372.2771 | 1457.9895 | 1482.2476 | 1345.7508 | 1372.4056 | 1381.3689 | 1406.4365 | 1380.3836 | 1338.2627 | 1359.9412 | 1464.7386 | 2745.6703 | 2538.5037 | 2646.7943 | 2597.5815 | 2595.8302 | 2494.753 | 2512.8989 | 2554.5209 | 2665.6601 | 2616.1194
VIC | V1 | Ovens Murray | Wind | 0 | 0 | 0 | 0 | 0 | 0 | 0 | 0 | 0 | 0 | 0 | 0 | 0 | 0 | 0 | 0 | 0 | 0 | 0 | 0 | 0 | 0 | 0 | 0 | 0 | 0 | 0
VIC | V2 | Murray River | Wind | 0 | 0 | 0 | 0 | 0 | 0 | 0 | 0 | 0 | 0 | 0 | 0 | 0 | 0 | 0 | 0 | 0 | 0 | 0 | 0 | 0 | 0 | 0 | 0 | 0 | 0 | 0
VIC | V3 | Western Victoria | Wind | 3823.4101 | 3675.1191 | 3703.9415 | 3763.3844 | 3753.5389 | 3719.0028 | 3751.9641 | 3612.2596 | 3844.939 | 3638.1685 | 3531.2737 | 3247.7147 | 3358.7374 | 3423.1505 | 3330.5204 | 3421.7836 | 3309.6311 | 3540.1777 | 3116.8252 | 3095.3569 | 3047.8736 | 3012.3345 | 3074.2828 | 3147.8497 | 3093.3467 | 3038.0329 | 2990.2392
VIC | V4 | South West Victoria | Wind | 5851.3635 | 7061.1577 | 7394.5787 | 9059.482 | 9184.1279 | 8478.7845 | 9343.5292 | 10270.088 | 11679.6876 | 12063.226 | 16847.6679 | 16611.9157 | 17089.2548 | 17811.2106 | 16260.4423 | 16754.6819 | 15728.3008 | 17239.3384 | 15318.8647 | 16007.4779 | 15457.0419 | 15866.9758 | 13579.6994 | 12312.8664 | 13181.6512 | 12309.2355 | 13581.3419
VIC | V5 | Gippsland | Wind | 0 | 1672.9043 | 1672.1281 | 1959.8186 | 1947.166 | 2999.1768 | 6009.1421 | 5768.2428 | 6616.5735 | 5995.8512 | 6134.8356 | 5924.859 | 6088.0395 | 6091.4352 | 5827.9522 | 6130.0979 | 5871.0032 | 6668.6571 | 6001.0427 | 6209.4602 | 6082.009 | 6240.3784 | 6163.4657 | 5845.5273 | 6190.1358 | 5950.8984 | 6687.0979
VIC | V6 | Central North VIC | Wind | 0 | 0.0011167 | 0.00105 | 0.0030247 | 0.0032154 | 0.014202 | 0.013943 | 1454.6022 | 1500.1776 | 1579.0769 | 1539.5572 | 1389.3289 | 1499.8613 | 1832.4467 | 2184.4498 | 2376.0613 | 2778.5117 | 2951.3621 | 2955.7349 | 3670.1651 | 3226.0571 | 3596.0339 | 3868.8224 | 3622.3839 | 3498.4692 | 3553.1498 | 3644.3408
SA | S1 | South East SA | Wind | 731.4231 | 2040.6501 | 1981.5826 | 3199.2534 | 3169.0285 | 2926.5753 | 3062.6827 | 2755.6756 | 3255.2795 | 2935.5584 | 3292.8283 | 2997.5047 | 3186.6317 | 3268.8544 | 3068.5158 | 3290.8992 | 2985.262 | 3409.2236 | 3054.0853 | 3597.6551 | 3371.5835 | 3650.7683 | 3752.6666 | 3365.4797 | 3515.239 | 3242.3048 | 3619.2997
SA | S2 | Riverland | Wind | 0 | 0.00063518 | 0.00059537 | 0.00090571 | 0.00089575 | 0.00085966 | 0.0010982 | 0.0014509 | 0.0015248 | 0.0014574 | 0.0018172 | 0.0016357 | 0.0019657 | 0.0019329 | 0.0017722 | 0.0021199 | 0.0019819 | 0.002024 | 0.0017507 | 0.0025239 | 0.002271 | 0.0026194 | 0.0026056 | 0.0025161 | 0.0033342 | 0.0036965 | 0.0039167
SA | S3 | Mid-North SA | Wind | 4100.6301 | 4024.4445 | 3834.9251 | 4584.4749 | 4560.5152 | 6805.916 | 6751.679 | 6481.6743 | 6829.4876 | 6545.6019 | 6383.4028 | 5728.9541 | 6372.5528 | 5996.0262 | 6454.8581 | 6646.4328 | 6200.1299 | 6383.3855 | 6131.3863 | 7328.5998 | 6148.7309 | 6990.0464 | 6618.8916 | 6274.0804 | 7573.0577 | 8287.2218 | 9697.2716
SA | S4 | Yorke Peninsula | Wind | 242.4608 | 224.2321 | 217.8953 | 284.4845 | 293.8201 | 280.6209 | 303.1549 | 280.1816 | 317.876 | 288.3702 | 302.6474 | 266.8129 | 294.6377 | 312.594 | 282.9232 | 291.4162 | 265.4698 | 293.4495 | 258.5539 | 276.4179 | 251.0636 | 275.3376 | 292.0006 | 247.604 | 257.6604 | 238.511 | 253.1449
SA | S5 | Northern SA | Wind | 1291.0424 | 1255.3952 | 1260.6141 | 1334.7743 | 1351.3486 | 1259.0718 | 1252.3771 | 1244.8884 | 1271.6719 | 1179.0472 | 1217.0612 | 1172.499 | 1278.352 | 1320.6947 | 1194.4951 | 1205.2695 | 1198.0367 | 1180.8803 | 1072.3057 | 1109.0331 | 1085.1308 | 1183.8025 | 573.6844 | 447.8009 | 443.5514 | 460.6021 | 481.6529
SA | S6 | Leigh Creek | Wind | 0 | 0.001509 | 0.0014783 | 0.0019315 | 0.0019475 | 0.0067696 | 0.0071646 | 0.007066 | 0.0064955 | 0.0068676 | 0.0063538 | 0.0060379 | 0.0062798 | 0.0061888 | 1907.5465 | 1892.1299 | 1781.7564 | 1695.7507 | 1710.7036 | 1628.8433 | 1625.1803 | 2262.4085 | 2206.6628 | 6443.7731 | 6802.2841 | 6529.9007 | 6057.4435
SA | S7 | Roxby Downs | Wind | 0 | 0 | 0 | 0 | 0 | 0 | 0 | 0 | 0 | 0 | 0 | 0 | 0 | 0 | 0 | 0 | 0 | 0 | 0 | 0 | 0 | 0 | 0 | 0 | 0 | 0 | 0
SA | S8 | Eastern Eyre Peninsula | Wind | 313.2467 | 294.5329 | 299.6444 | 341.6373 | 338.4611 | 340.7264 | 343.0073 | 534.923 | 552.1382 | 510.6917 | 519.7171 | 473.4586 | 860.5538 | 900.1634 | 807.6262 | 836.8157 | 788.6525 | 820.891 | 752.6946 | 777.3109 | 699.1292 | 850.9037 | 883.3953 | 787.2742 | 807.7054 | 768.4215 | 785.1103
SA | S9 | Western Eyre Peninsula | Wind | 0 | 0.0014769 | 0.0014035 | 0.0030597 | 0.00319 | 0.0028956 | 0.0029257 | 0.013857 | 0.014395 | 0.016109 | 0.016719 | 0.015119 | 0.094086 | 0.097089 | 0.088408 | 0.088531 | 0.084951 | 0.084545 | 0.075961 | 0.080036 | 0.071724 | 0.081945 | 0.082913 | 0.074023 | 0.074251 | 0.071631 | 0.072991
TAS | T1 | North East Tasmania | Wind | 500.7796 | 500.8703 | 567.0783 | 538.535 | 549.3015 | 512.3823 | 463.3452 | 453.8313 | 497.8458 | 896.2563 | 886.914 | 951.6684 | 895.4219 | 981.8085 | 926.479 | 870.0775 | 851.097 | 910.4604 | 867.3834 | 877.0248 | 934.3919 | 897.7727 | 958.1784 | 898.2187 | 838.6705 | 825.4205 | 879.4837
TAS | T2 | North West Tasmania | Wind | 877.2254 | 838.312 | 891.5611 | 953.3157 | 955.8498 | 1727.5174 | 1701.2691 | 1629.0295 | 5528.7532 | 6086.034 | 5772.3247 | 5822.2182 | 5996.1188 | 6192.877 | 6082.2465 | 5877.5179 | 5682.5299 | 6204.1213 | 6128.3983 | 5881.289 | 5990.5049 | 6217.5865 | 6306.4941 | 6133.6464 | 5904.2454 | 5740.9071 | 6205.5481
TAS | T3 | Central Highlands | Wind | 491.2282 | 2914.3032 | 3083.4575 | 3107.1881 | 5049.4349 | 4758.1216 | 6629.6965 | 6544.6681 | 7102.2589 | 6925.3202 | 6518.8277 | 6760.0615 | 6826.8484 | 7241.8408 | 6947.2275 | 6758.3675 | 6644.9403 | 7160.999 | 6968.498 | 6625.0378 | 6940.8018 | 6598.3188 | 7207.886 | 6925.5428 | 6694.5424 | 6604.199 | 7036.3815
Region | REZ | REZ Name | Technology | 2023-24 | 2024-25 | 2025-26 | 2026-27 | 2027-28 | 2028-29 | 2029-30 | 2030-31 | 2031-32 | 2032-33 | 2033-34 | 2034-35 | 2035-36 | 2036-37 | 2037-38 | 2038-39 | 2039-40 | 2040-41 | 2041-42 | 2042-43 | 2043-44 | 2044-45 | 2045-46 | 2046-47 | 2047-48 | 2048-49 | 2049-50
NSW | O1 | Hunter Coast | Offshore Wind | 0 | 0 | 0 | 6.4655e-05 | 6.9592e-05 | 8.2866e-05 | 7.4482e-05 | 0.00010206 | 9.4589e-05 | 0.00010453 | 0.00014405 | 0.00014955 | 0.0001491 | 0.00015847 | 0.00018197 | 0.00015571 | 0.00023131 | 0.00022044 | 0.0002217 | 0.00039632 | 0.00038784 | 0.0003853 | 0.00038549 | 0.00047164 | 0.00040349 | 0.00056865 | 0.00051175
NSW | O2 | Illawarra Coast | Offshore Wind | 0 | 0 | 0 | 6.4059e-05 | 6.747e-05 | 7.8594e-05 | 7.639e-05 | 0.00010971 | 0.0001061 | 0.00010662 | 0.00015363 | 0.00014651 | 0.00014534 | 0.00014754 | 0.00017608 | 0.00015915 | 0.0002629 | 0.0002711 | 0.00025686 | 0.00038789 | 0.00036916 | 0.00036188 | 0.00035116 | 0.00047682 | 0.00043203 | 0.00078258 | 0.00074924
VIC | O3 | Gippsland Coast | Offshore Wind | 0 | 0 | 0 | 7.8743e-05 | 7.845e-05 | 8.4239e-05 | 9.7676e-05 | 0.00010651 | 0.00012607 | 0.00012679 | 0.0001617 | 0.00017121 | 0.00016362 | 0.00018881 | 0.0002571 | 0.00030344 | 0.00030356 | 0.00052656 | 0.00048203 | 980.6525 | 1626.7224 | 1617.44 | 1948.6167 | 6559.4614 | 6709.1826 | 6441.1533 | 9290.915
TAS | O4 | North West Tasmania Coast | Offshore Wind | 0 | 0 | 0 | 6.1377e-05 | 7.0164e-05 | 7.5082e-05 | 8.7035e-05 | 8.5229e-05 | 0.00010666 | 0.00011074 | 0.00012115 | 0.00013219 | 0.00013686 | 0.00015874 | 0.00018249 | 0.00020848 | 0.00019025 | 0.00018923 | 0.00018326 | 0.00022686 | 0.00024063 | 0.00025441 | 0.00027247 | 0.00029944 | 0.00034902 | 0.00032179 | 0.00030988
VIC | O5 | Portland Coast | Offshore Wind | 0 | 0 | 0 | 6.6204e-05 | 6.9632e-05 | 7.117e-05 | 9.2064e-05 | 9.6473e-05 | 0.00010893 | 0.00010398 | 0.00011917 | 0.00013534 | 0.00012945 | 0.00015873 | 0.00016629 | 0.00027464 | 0.0002995 | 0.00038777 | 0.00033894 | 0.00087257 | 0.0024695 | 0.0024165 | 2741.1082 | 2536.8875 | 5578.0107 | 5283.4067 | 5879.7437
SA | O6 | South East SA Coast | Offshore Wind | 0 | 0 | 0 | 5.8384e-05 | 6.5882e-05 | 6.7079e-05 | 8.6168e-05 | 8.9115e-05 | 0.00010615 | 9.9177e-05 | 0.00011426 | 0.00011389 | 0.00011791 | 0.00013667 | 0.00013266 | 0.00016564 | 0.00018524 | 0.00022292 | 0.00018735 | 0.00020508 | 0.00021998 | 0.00021817 | 0.00024432 | 0.00023604 | 0.00030746 | 0.00031949 | 0.00036271

## BaseCase_REZ Capacity
Installed capacity by REZ (MW) - BaseCase, Step Change Scenario
Capacity calculated on 1 July. In early study years some wind and solar projects enter later in the financial year and are therefore reflected in the following financial year's capacity.
Note: the REZ capacity includes capacity from the existing, committed and anticipated renewables mapped to the relevant REZs
Explicitly modelled generation
Region | REZ | REZ Name | Technology | 2023-24 | 2024-25 | 2025-26 | 2026-27 | 2027-28 | 2028-29 | 2029-30 | 2030-31 | 2031-32 | 2032-33 | 2033-34 | 2034-35 | 2035-36 | 2036-37 | 2037-38 | 2038-39 | 2039-40 | 2040-41 | 2041-42 | 2042-43 | 2043-44 | 2044-45 | 2045-46 | 2046-47 | 2047-48 | 2048-49 | 2049-50
QLD | Q1 | Far North QLD | Solar | 0 | 0 | 0 | 0 | 0 | 0 | 0 | 0 | 0 | 0 | 0 | 0 | 0 | 0.00010111 | 0.00012723 | 0.00012801 | 0.0001642 | 0.00016442 | 0.00016471 | 0.00018512 | 0.00020426 | 0.00020457 | 0.00020643 | 0.00025769 | 0.00025807 | 0.00028444 | 0.00028487
QLD | Q2 | North Qld Clean Energy Hub | Solar | 83 | 83 | 83 | 83 | 83 | 83 | 83 | 83 | 83 | 83 | 83.0001 | 83.0001 | 83.0001 | 83.0001 | 33.0001 | 33.0001 | 33.0002 | 33.0002 | 33.0002 | 33.0002 | 33.0002 | 33.0002 | 33.0002 | 18.0003 | 18.0003 | 0.00030957 | 0.00031029
QLD | Q3 | Northern Qld | Solar | 513.997 | 513.9971 | 513.9972 | 513.9972 | 513.9972 | 513.9985 | 513.9985 | 513.9985 | 513.9985 | 513.9985 | 513.9985 | 513.9985 | 513.9985 | 513.9985 | 617.9738 | 617.9738 | 646.3254 | 646.3254 | 646.3254 | 913.2057 | 785.2057 | 785.2057 | 785.2057 | 1501.5693 | 1391.1693 | 1391.1693 | 1258.5723
QLD | Q4 | Isaac | Solar | 684.9 | 684.9001 | 684.9002 | 684.9002 | 684.9002 | 684.9005 | 684.9005 | 684.9006 | 684.9006 | 684.9009 | 684.901 | 684.901 | 684.901 | 684.901 | 684.9014 | 684.9017 | 684.905 | 684.905 | 684.905 | 2377.3956 | 2377.3956 | 2334.8956 | 2924.5072 | 5411.4073 | 5411.4073 | 5855.184 | 5697.684
QLD | Q5 | Barcaldine | Solar | 14 | 14.0001 | 14.0002 | 14.0002 | 14.0002 | 21.8049 | 21.8049 | 21.8049 | 21.8049 | 21.8049 | 21.8049 | 21.8049 | 21.8049 | 21.8049 | 45.3637 | 45.3637 | 74.4687 | 74.4687 | 74.4687 | 74.4688 | 62.1398 | 62.1398 | 81.0805 | 90.0422 | 90.0422 | 90.0422 | 90.0422
QLD | Q6 | Fitzroy | Solar | 401.5 | 401.5001 | 401.5002 | 401.5002 | 401.5002 | 401.5004 | 401.5008 | 401.5011 | 531.0274 | 807.8564 | 1276.9761 | 1276.9761 | 1276.9761 | 1276.9761 | 3277.419 | 3606.3315 | 5946.509 | 7934.4995 | 7934.4995 | 7934.5 | 7934.5 | 7934.5 | 7934.5 | 7934.5 | 7934.5 | 7934.5 | 8005.788
QLD | Q7 | Wide Bay | Solar | 619.03 | 619.03 | 619.0301 | 619.0301 | 619.0301 | 619.0302 | 619.0302 | 619.0304 | 619.0305 | 619.0307 | 619.0307 | 619.0307 | 619.0307 | 619.0307 | 619.0407 | 619.0407 | 651.9182 | 734.9414 | 830.1367 | 2819.03 | 2819.03 | 2819.03 | 2819.03 | 2819.03 | 2596.53 | 2596.53 | 2650.6275
QLD | Q8 | Darling Downs | Solar | 1330.558 | 1476.5581 | 1476.5582 | 1476.5582 | 1476.5582 | 1668.6706 | 1668.6706 | 2381.6156 | 2678.3112 | 3102.6937 | 4143.117 | 5001.6996 | 5001.6996 | 4880.6996 | 5091.5402 | 5091.5402 | 7610.605 | 7610.605 | 7610.605 | 8347.558 | 8322.558 | 8163.958 | 8131.854 | 7882.5 | 7482.5 | 7795.34 | 10087.54
QLD | Q9 | Banana | Solar | 0 | 0.00010007 | 0.00016334 | 0.00018308 | 0.00018479 | 0.00042127 | 32.8557 | 61.6864 | 182.1753 | 182.1753 | 210.6122 | 210.6122 | 210.6122 | 210.6122 | 298.5657 | 298.5658 | 2374.7239 | 3122.4346 | 3122.4346 | 6100 | 6100 | 6100 | 6184.613 | 6410.537 | 6932.7314 | 8321.182 | 8999.129
NSW | N1 | North West NSW | Solar | 166 | 166.0002 | 166.0002 | 166.0002 | 166.0019 | 175.0504 | 181.9356 | 188.1903 | 188.1903 | 189.9082 | 189.9082 | 189.9082 | 189.9082 | 189.9082 | 203.2501 | 204.4 | 241.4207 | 258.7089 | 260.6109 | 260.6109 | 268.8506 | 268.8506 | 268.8506 | 275.6828 | 275.6829 | 276.2541 | 276.2542
NSW | N2 | New England | Solar | 555 | 555.0001 | 555.0001 | 555.0001 | 555.0006 | 555.0006 | 555.0011 | 861.8645 | 861.8645 | 861.8645 | 861.8646 | 861.8646 | 861.8646 | 861.8652 | 2445.7335 | 2445.7335 | 2708.267 | 3540.0002 | 3540.0002 | 3548.7817 | 3528.7817 | 3528.7817 | 3528.7817 | 3775.34 | 3775.34 | 3775.34 | 6664.1
NSW | N3 | Central-West Orana | Solar | 826.979 | 906.9806 | 1755.5834 | 1755.5834 | 1755.5834 | 1755.5834 | 2240.3374 | 3576.8848 | 3576.8848 | 3576.8848 | 4304.697 | 4304.697 | 4304.697 | 4304.697 | 4459.8257 | 5152.7134 | 7104.6113 | 7104.6113 | 7104.6113 | 7654.954 | 8069.12 | 8069.12 | 8069.1205 | 9986.202 | 11235.723 | 11943.658 | 11740.618
NSW | N4 | Broken Hill | Solar | 53 | 53 | 53 | 53.0001 | 53.0001 | 53.0003 | 53.0003 | 53.0004 | 53.0004 | 53.0004 | 53.0004 | 53.0007 | 53.0007 | 53.0007 | 53.0012 | 53.0171 | 173.1137 | 219.0578 | 219.0578 | 269.0246 | 322.0335 | 322.0335 | 322.0335 | 322.0335 | 322.0335 | 327.6757 | 332.8221
NSW | N5 | South West NSW | Solar | 1246.4 | 1500.5 | 1500.5369 | 1500.5369 | 1500.5369 | 1500.5369 | 1500.537 | 1500.537 | 1500.537 | 1500.5454 | 1500.5454 | 1500.5454 | 1500.5454 | 1500.5454 | 1859.818 | 1709.5186 | 1953.0484 | 2288.422 | 2288.422 | 2288.422 | 2288.422 | 2288.422 | 2288.422 | 2288.422 | 2288.422 | 2288.422 | 2101.8606
NSW | N6 | Wagga Wagga | Solar | 302.672 | 682.6721 | 682.6722 | 682.6722 | 682.6722 | 1310.5332 | 1710.672 | 1710.672 | 1710.672 | 1710.672 | 1710.672 | 1710.672 | 1710.672 | 1710.672 | 1710.672 | 1710.6721 | 1710.6721 | 1843.0804 | 3342.3637 | 3342.3637 | 3342.3637 | 3342.3637 | 3342.3637 | 3342.364 | 3342.364 | 3342.364 | 3342.364
NSW | N7 | Tumut | Solar | 0 | 0 | 0 | 0 | 0 | 0 | 0 | 0 | 0 | 0 | 0 | 0 | 0 | 0 | 0 | 0 | 0 | 0 | 0 | 0 | 0 | 0 | 0 | 0 | 0 | 0 | 0
NSW | N8 | Cooma-Monaro | Solar | 0 | 0 | 0 | 0 | 0 | 0 | 0 | 0 | 0 | 0 | 0 | 0 | 0 | 0 | 0 | 0 | 0 | 0 | 0 | 0 | 0 | 0 | 0 | 0 | 0 | 0 | 0
VIC | V1 | Ovens Murray | Solar | 0 | 0.00024666 | 0.00024788 | 0.00025411 | 0.00025436 | 0.00025701 | 0.00028453 | 0.00075815 | 0.00075827 | 1000 | 1000 | 1000 | 1000 | 1000 | 1201.7855 | 1201.7856 | 1224.8782 | 1882.0709 | 3372.6196 | 3372.6196 | 3558.3545 | 3558.3545 | 3767.0432 | 3892.9 | 3892.9 | 3892.9 | 3892.9
VIC | V2 | Murray River | Solar | 679.093 | 679.093 | 679.093 | 679.0931 | 679.0931 | 679.0931 | 679.0931 | 679.0932 | 679.0932 | 679.0932 | 679.0932 | 679.0934 | 679.0934 | 679.0934 | 679.0936 | 679.0943 | 708.9978 | 710.9031 | 710.9031 | 840.2113 | 900.4094 | 900.4094 | 869.3064 | 869.3064 | 869.3064 | 881.791 | 790.8287
VIC | V3 | Western Victoria | Solar | 0 | 0 | 0.0001054 | 0.00037264 | 0.00037364 | 0.00037486 | 0.00037795 | 0.00052513 | 0.00052551 | 43.1185 | 43.1185 | 359.8521 | 359.8521 | 369.4758 | 400 | 400 | 400 | 400 | 811.1189 | 811.1189 | 865.3775 | 865.3775 | 865.3775 | 870.9181 | 870.9181 | 870.9181 | 870.9181
VIC | V4 | South West Victoria | Solar | 0 | 0 | 0 | 0 | 0 | 0 | 0 | 0 | 0 | 0 | 0 | 0 | 0 | 0 | 0 | 0 | 0 | 0 | 0 | 0 | 0 | 0 | 0 | 0 | 0 | 0 | 0
VIC | V5 | Gippsland | Solar | 0 | 0.00012338 | 0.00012869 | 0.00031316 | 0.0003135 | 0.00031432 | 0.00031799 | 0.00042751 | 0.00042827 | 239.0763 | 239.0763 | 500.0002 | 560.6378 | 560.6379 | 560.6379 | 1402.6019 | 2474 | 2474 | 2474 | 2474 | 2474 | 2474 | 2474 | 2474 | 2474 | 2474 | 2474
VIC | V6 | Central North VIC | Solar | 402.48 | 402.4801 | 402.4801 | 402.4803 | 402.4803 | 402.4803 | 402.4803 | 402.4807 | 402.4807 | 513.234 | 513.234 | 571.9236 | 571.9236 | 603.9169 | 675.5852 | 880.9239 | 1152.0772 | 1152.0772 | 1152.0772 | 1524.4181 | 2060.0281 | 1949.5481 | 1949.5481 | 1949.5507 | 1949.5507 | 1992 | 1992
SA | S1 | South East SA | Solar | 155.16 | 155.1601 | 155.1602 | 155.1602 | 155.1602 | 155.1602 | 155.1602 | 155.1603 | 155.1603 | 155.1605 | 155.1605 | 155.1605 | 155.1605 | 155.1606 | 155.1606 | 155.1608 | 155.161 | 155.1613 | 108.0029 | 108.0029 | 108.0029 | 108.0029 | 108.0029 | 108.0029 | 108.0029 | 108.0029 | 0.002942
SA | S2 | Riverland | Solar | 25.26 | 25.2602 | 25.2602 | 25.2602 | 25.2602 | 25.2602 | 25.2602 | 25.2605 | 19.1405 | 754.9499 | 754.9499 | 840.2928 | 840.2928 | 840.293 | 969.4482 | 1056.2678 | 1531.95 | 4004.077 | 3992.3173 | 4007.3798 | 4007.38 | 4007.38 | 4000 | 4000 | 4000 | 4000 | 4000
SA | S3 | Mid-North SA | Solar | 0 | 0.00015294 | 0.00017382 | 0.00017433 | 0.00017502 | 0.00017582 | 0.00018118 | 0.00031197 | 0.00031228 | 0.00040515 | 0.00040568 | 0.00077057 | 0.00077073 | 0.0007719 | 0.00087116 | 0.00087396 | 0.0015641 | 0.0015662 | 0.0015666 | 0.0020596 | 0.058326 | 0.058327 | 0.058327 | 0.058327 | 0.058328 | 0.058339 | 0.05834
SA | S4 | Yorke Peninsula | Solar | 0 | 0 | 0 | 0 | 0 | 0 | 0 | 0 | 0 | 0 | 0 | 0 | 0 | 0 | 0 | 0 | 0 | 0 | 0 | 0 | 0 | 0 | 0 | 0 | 0 | 0 | 0
SA | S5 | Northern SA | Solar | 349.2 | 349.2001 | 349.2002 | 349.2002 | 349.2002 | 349.2002 | 349.2002 | 349.2003 | 349.2003 | 349.2006 | 349.2006 | 349.2008 | 349.2008 | 349.2008 | 349.2014 | 349.2014 | 356.1713 | 791.9452 | 1375.9574 | 2091.6227 | 3249.1993 | 2979.1993 | 2979.1993 | 2979.1993 | 2899.9993 | 2899.9993 | 2899.9993
SA | S6 | Leigh Creek | Solar | 0 | 0.00014904 | 0.00021932 | 0.00022178 | 0.00022245 | 0.00026829 | 0.00028178 | 0.00068173 | 0.00068207 | 0.00072102 | 0.00072121 | 0.0014495 | 0.0014497 | 0.001451 | 398.2883 | 398.2883 | 517.5983 | 517.5983 | 517.5983 | 594.49 | 2221.0718 | 2221.0718 | 2221.0718 | 2221.0735 | 2221.0735 | 2706.5808 | 2738.6318
SA | S7 | Roxby Downs | Solar | 0 | 0.00017289 | 0.00025464 | 0.00025514 | 0.00025553 | 0.00025687 | 0.00025751 | 0.00064838 | 0.00064861 | 0.0011692 | 0.0011694 | 520.2587 | 520.2587 | 520.2587 | 581.6585 | 581.6585 | 650.8652 | 650.8652 | 650.8652 | 656.1412 | 754.9919 | 754.9919 | 754.9919 | 754.9919 | 754.9919 | 757.8373 | 757.8373
SA | S8 | Eastern Eyre Peninsula | Solar | 0 | 0.00011216 | 0.00012272 | 0.00012312 | 0.00012406 | 0.00012467 | 0.0001334 | 0.00019699 | 0.00019726 | 0.00023688 | 0.00023838 | 0.00034522 | 0.00034536 | 0.00035976 | 0.0003625 | 0.00040036 | 0.00062094 | 0.00062216 | 0.00062265 | 0.00086282 | 0.00105 | 0.0010502 | 0.0010504 | 0.0010515 | 0.0010519 | 0.0012358 | 0.0012381
SA | S9 | Western Eyre Peninsula | Solar | 0 | 0.00013607 | 0.00016884 | 0.00016964 | 0.00017023 | 0.0001712 | 0.00017657 | 0.00032673 | 0.00032717 | 0.00060298 | 0.00060324 | 0.0010246 | 0.0010248 | 0.0010267 | 0.0011289 | 0.0011329 | 0.010019 | 0.012567 | 0.012572 | 0.020979 | 0.026314 | 0.026314 | 0.026314 | 0.026315 | 0.026315 | 0.026331 | 0.026333
TAS | T1 | North East Tasmania | Solar | 0 | 0.00014194 | 0.00014215 | 0.00015363 | 0.00015383 | 0.00015437 | 0.00015712 | 0.00022005 | 0.00022201 | 0.00049623 | 0.00049681 | 7.4863 | 7.4863 | 7.4863 | 52.274 | 52.274 | 52.274 | 52.274 | 188.9657 | 188.9658 | 300 | 300.0001 | 300.0001 | 300.0001 | 300.0001 | 300.0001 | 300.0001
TAS | T2 | North West Tasmania | Solar | 0 | 0 | 0 | 0 | 0 | 0 | 0.00010584 | 0.0001339 | 0.00013847 | 0.00022565 | 0.00022619 | 0.00030549 | 0.000335 | 0.00033662 | 0.00041699 | 0.00050738 | 0.00055186 | 0.00055264 | 0.0028174 | 0.0028212 | 0.0028232 | 84.4792 | 84.4792 | 84.4792 | 84.4792 | 84.4792 | 84.4792
TAS | T3 | Central Highlands | Solar | 0 | 0.00010091 | 0.00010136 | 0.0001091 | 0.00010996 | 0.00011031 | 0.0001146 | 0.00014801 | 0.00015784 | 0.00025338 | 0.0002544 | 0.00039456 | 0.00040171 | 0.0004146 | 0.00062269 | 0.00062682 | 0.00072843 | 0.00072881 | 0.0013756 | 0.0034478 | 0.012951 | 150 | 150 | 150 | 150 | 150 | 150
Region | REZ | REZ Name | Technology | 2023-24 | 2024-25 | 2025-26 | 2026-27 | 2027-28 | 2028-29 | 2029-30 | 2030-31 | 2031-32 | 2032-33 | 2033-34 | 2034-35 | 2035-36 | 2036-37 | 2037-38 | 2038-39 | 2039-40 | 2040-41 | 2041-42 | 2042-43 | 2043-44 | 2044-45 | 2045-46 | 2046-47 | 2047-48 | 2048-49 | 2049-50
QLD | Q1 | Far North QLD | Wind | 337.318 | 829.2538 | 829.2538 | 829.2538 | 829.2539 | 829.2539 | 829.2539 | 886.2324 | 886.2324 | 907.3183 | 907.3188 | 907.3188 | 907.3188 | 907.3188 | 1276.8482 | 1276.8482 | 1276.8482 | 1366.6598 | 1366.6598 | 1410.3999 | 1329.309 | 1329.309 | 1329.309 | 1379.6374 | 1379.6374 | 1357.3114 | 1842.4346
QLD | Q2 | North Qld Clean Energy Hub | Wind | 43.2 | 51.264 | 51.264 | 51.264 | 51.264 | 748.3289 | 748.3289 | 748.3289 | 748.3289 | 748.3289 | 775.7082 | 777.3491 | 777.3491 | 777.3491 | 800.5589 | 800.5589 | 800.559 | 800.559 | 800.559 | 800.5593 | 1178.8102 | 1178.8102 | 1135.6102 | 1136.2808 | 1136.2808 | 1136.281 | 1136.281
QLD | Q3 | Northern Qld | Wind | 0 | 0 | 0 | 0 | 0 | 0 | 0 | 0 | 0 | 0 | 0 | 0 | 0 | 0 | 0 | 0 | 0 | 0 | 0 | 0 | 0 | 0 | 0 | 0 | 0 | 0 | 0
QLD | Q4 | Isaac | Wind | 0 | 0.0004578 | 0.00045803 | 0.00047617 | 0.0012018 | 1000.0005 | 1000.0005 | 1000.0011 | 1000.0011 | 1000.0011 | 1000.0011 | 1000.0011 | 1000.0011 | 1000.0011 | 1000.0011 | 1000.0011 | 1000.0011 | 1000.0011 | 1000.0011 | 1000.0011 | 1000.0011 | 1000.0011 | 1000.0011 | 1452.9393 | 1452.9393 | 1452.9398 | 1452.9398
QLD | Q5 | Barcaldine | Wind | 0 | 0.00043527 | 0.00043574 | 0.00081872 | 0.0024603 | 0.0039344 | 0.003936 | 89.9067 | 100.5586 | 102.5977 | 114.5346 | 114.5346 | 114.5346 | 114.5346 | 114.5346 | 114.5346 | 114.5346 | 117.2514 | 117.2514 | 119.4503 | 132.2671 | 132.2671 | 132.2672 | 132.2676 | 132.2676 | 132.2676 | 132.2676
QLD | Q6 | Fitzroy | Wind | 0 | 0.0015199 | 0.0015206 | 497.429 | 900.0003 | 1128.2862 | 1128.2862 | 1195.2533 | 1195.2533 | 1195.2534 | 1609.9521 | 1609.9521 | 1609.9521 | 1609.9521 | 3500 | 3500 | 3500 | 3500 | 3500 | 3500 | 3500 | 3500 | 3500 | 3938.175 | 3938.175 | 3938.175 | 3938.175
QLD | Q7 | Wide Bay | Wind | 0 | 0.00035553 | 0.00035605 | 0.00038851 | 0.00043091 | 166.7561 | 166.7561 | 166.7561 | 166.7561 | 166.7561 | 166.7561 | 166.7561 | 166.7561 | 166.7561 | 166.7561 | 166.7561 | 166.7561 | 166.7561 | 166.7561 | 166.7561 | 166.7561 | 166.7561 | 166.7561 | 311.7059 | 1100.0001 | 1100.0001 | 1100.0001
QLD | Q8 | Darling Downs | Wind | 753 | 1554.7839 | 1554.7839 | 1554.7842 | 2325.9985 | 3105.8143 | 3105.8143 | 4707.4554 | 4707.4554 | 6056.3296 | 6525.9976 | 6525.9976 | 6525.9976 | 6525.9976 | 6525.9976 | 6525.9976 | 6525.9976 | 6525.9976 | 6525.9976 | 7477.5456 | 7477.5456 | 7024.5456 | 7024.5456 | 9195.7946 | 9195.7946 | 9195.7946 | 9195.7946
QLD | Q9 | Banana | Wind | 0 | 0.0003191 | 0.00031936 | 0.00036456 | 0.00054935 | 259.4893 | 259.4893 | 259.4894 | 259.4894 | 259.4896 | 259.4896 | 259.4896 | 259.4896 | 259.4897 | 259.49 | 259.49 | 259.49 | 439.0174 | 767.7595 | 767.7596 | 900.6866 | 900.6866 | 900.6866 | 1814.9029 | 1814.9029 | 1814.9029 | 1814.9029
NSW | N1 | North West NSW | Wind | 0 | 0 | 0 | 0 | 0 | 0 | 0 | 0 | 0 | 0 | 0 | 0 | 0 | 0 | 0 | 0 | 0 | 0 | 0 | 0 | 0 | 0 | 0 | 0 | 0 | 0 | 0
NSW | N2 | New England | Wind | 442.48 | 442.4876 | 454.3002 | 454.3002 | 3409.6046 | 4037.7896 | 4037.7896 | 4140.6592 | 4140.6592 | 4140.6593 | 4140.6593 | 4331.0603 | 6062.0288 | 6710.4273 | 7148.6133 | 6976.1333 | 6976.134 | 6986.296 | 6986.296 | 7476.897 | 7400 | 7400 | 7400 | 7400 | 7400 | 7400 | 7400
NSW | N3 | Central-West Orana | Wind | 113.19 | 2249.0417 | 2249.0417 | 3113.19 | 3636.8282 | 3636.8282 | 3852.745 | 4328.7535 | 4328.7535 | 4890.5494 | 5657.274 | 5657.274 | 5657.274 | 5657.274 | 5657.274 | 5657.274 | 6026.9293 | 6113.9586 | 6113.9586 | 7273.35 | 8514.099 | 8514.099 | 8514.0997 | 9408.812 | 10769.19 | 10769.19 | 10656
NSW | N4 | Broken Hill | Wind | 198.94 | 198.9403 | 198.9403 | 198.9404 | 198.9404 | 198.9407 | 198.9412 | 246.1405 | 246.1405 | 263.3327 | 263.3328 | 263.3328 | 263.3328 | 263.3328 | 263.3328 | 263.3328 | 263.3328 | 269.0407 | 269.0407 | 280.734 | 277.9818 | 277.9818 | 277.9818 | 304.514 | 304.514 | 304.514 | 304.514
NSW | N5 | South West NSW | Wind | 0 | 0 | 0.00049722 | 0.00051181 | 0.00051767 | 0.00052734 | 0.00066847 | 0.00096736 | 0.00097163 | 0.0010228 | 0.0013161 | 0.0013171 | 0.0013184 | 0.0013231 | 0.0013276 | 0.001334 | 0.0013364 | 0.0032703 | 0.0032723 | 363.3973 | 363.3973 | 363.3973 | 363.3973 | 363.3973 | 363.3975 | 363.3975 | 363.3975
NSW | N6 | Wagga Wagga | Wind | 0 | 0.00025711 | 0.00025736 | 0.00027491 | 0.00033973 | 0.00041039 | 0.00058745 | 0.00076696 | 0.00076989 | 0.00077378 | 0.00081238 | 0.00081253 | 0.00081277 | 0.00081612 | 0.00081879 | 0.0008778 | 0.00089669 | 0.0017129 | 0.0017137 | 0.0030799 | 0.0030802 | 0.0030826 | 0.0031198 | 0.0031248 | 131.9259 | 195.1859 | 300.0017
NSW | N7 | Tumut | Wind | 0 | 0 | 0 | 0 | 0 | 0 | 0 | 0 | 0 | 0 | 0 | 0 | 0 | 0 | 0 | 0 | 0 | 0 | 0 | 0 | 0 | 0 | 0 | 0 | 0 | 0 | 0
NSW | N8 | Cooma-Monaro | Wind | 113 | 372.2636 | 412.2205 | 412.2205 | 412.2205 | 412.2205 | 413.0001 | 413.7153 | 413.7153 | 413.7153 | 417.1588 | 417.1588 | 417.1588 | 417.1588 | 417.1589 | 417.1594 | 431.9802 | 828 | 828 | 828 | 828 | 828 | 828 | 828 | 828 | 828 | 828
VIC | V1 | Ovens Murray | Wind | 0 | 0 | 0 | 0 | 0 | 0 | 0 | 0 | 0 | 0 | 0 | 0 | 0 | 0 | 0 | 0 | 0 | 0 | 0 | 0 | 0 | 0 | 0 | 0 | 0 | 0 | 0
VIC | V2 | Murray River | Wind | 0 | 0 | 0 | 0 | 0 | 0 | 0 | 0 | 0 | 0 | 0 | 0 | 0 | 0 | 0 | 0 | 0 | 0 | 0 | 0 | 0 | 0 | 0 | 0 | 0 | 0 | 0
VIC | V3 | Western Victoria | Wind | 1934.5 | 1934.5 | 1934.5 | 1934.5 | 1934.5001 | 1934.5003 | 1934.5003 | 1934.5005 | 1934.5005 | 1934.5006 | 1882.0007 | 1690.0007 | 1690.0008 | 1690.0009 | 1690.0015 | 1690.0015 | 1690.0015 | 1690.0018 | 1690.0018 | 1658.9542 | 1629.3422 | 1606.9752 | 1606.9752 | 1714.2855 | 1474.2856 | 1544.1901 | 1252.6245
VIC | V4 | South West Victoria | Wind | 2023.21 | 2423.2055 | 2423.2055 | 2837.0575 | 2837.0575 | 2884.2119 | 3020.3457 | 3515.2311 | 3515.2311 | 4055.254 | 5465.71 | 5465.71 | 5465.71 | 5465.71 | 5398.51 | 4978.51 | 4978.51 | 4856.26 | 4856.26 | 4836.76 | 4644.16 | 4644.16 | 3780.6 | 3780.6 | 3780.6 | 3780.6 | 3780.6
VIC | V5 | Gippsland | Wind | 0 | 500.0003 | 500.0003 | 600.8313 | 600.8313 | 1005.8597 | 2000 | 2000 | 2000 | 2000 | 2000 | 2000 | 2000 | 2000 | 2000 | 2000 | 2000 | 2000 | 2000 | 2000 | 2000 | 2000 | 2000 | 2000 | 2000 | 2000 | 2000
VIC | V6 | Central North VIC | Wind | 0 | 0.0004736 | 0.00047366 | 0.0011967 | 0.0012432 | 0.0054421 | 0.0054444 | 555.5114 | 555.5114 | 594.0445 | 594.0445 | 594.0445 | 594.0445 | 703.3815 | 886.0387 | 1024.0812 | 1220.0965 | 1267.2711 | 1267.2711 | 1600 | 1600 | 1600 | 1600 | 1600 | 1600 | 1600 | 1600
SA | S1 | South East SA | Wind | 324.5 | 760.119 | 760.119 | 1087.7881 | 1087.7881 | 1087.7881 | 1124.5013 | 1082.5798 | 1082.5798 | 1082.5798 | 1175.6177 | 1175.6177 | 1095.1177 | 1105.1449 | 1144.0231 | 1158.0302 | 1158.0302 | 1146.528 | 1146.528 | 1317.8098 | 1356.3211 | 1356.3211 | 1356.3211 | 1356.3211 | 1365.6346 | 1365.6374 | 1365.6386
SA | S2 | Riverland | Wind | 0 | 0.00032836 | 0.00032845 | 0.00042786 | 0.00044089 | 0.00045591 | 0.0005476 | 0.00074945 | 0.00075134 | 0.00078612 | 0.00093744 | 0.00093984 | 0.0010116 | 0.0010225 | 0.0010336 | 0.0011695 | 0.0011743 | 0.0011813 | 0.0011824 | 0.0015533 | 0.0015576 | 0.0016054 | 0.0016329 | 0.0017211 | 0.0021254 | 0.0024786 | 0.0024809
SA | S3 | Mid-North SA | Wind | 1343.1 | 1343.1011 | 1343.1011 | 1442.5691 | 1442.5691 | 2237.8213 | 2237.8213 | 2237.8226 | 2237.8226 | 2237.8226 | 2139.1227 | 2139.1227 | 2067.7227 | 1937.3959 | 2188.2025 | 2258.5154 | 2208.9099 | 2208.9099 | 2208.9099 | 2594.0555 | 2380.1555 | 2380.1555 | 2249.3556 | 2249.3556 | 2735.5417 | 3183.1467 | 3574.9687
SA | S4 | Yorke Peninsula | Wind | 90.75 | 90.7516 | 90.7516 | 104.3647 | 105.0318 | 105.0318 | 105.6838 | 108.4188 | 108.4188 | 108.4188 | 108.4188 | 108.4188 | 108.4189 | 108.4191 | 108.4191 | 108.4191 | 108.4191 | 108.4191 | 108.4191 | 108.4192 | 108.4192 | 108.4206 | 108.4214 | 108.4215 | 108.4215 | 108.4215 | 108.4502
SA | S5 | Northern SA | Wind | 422.4 | 422.4 | 422.4 | 422.4 | 422.4 | 422.4 | 422.4 | 422.4 | 422.4 | 422.4 | 422.4 | 422.4 | 422.4 | 422.4 | 422.4 | 422.4 | 422.4 | 422.4 | 422.4 | 422.4 | 422.4 | 422.4 | 210 | 210 | 210 | 210 | 210
SA | S6 | Leigh Creek | Wind | 0 | 0.00054858 | 0.00054876 | 0.00065431 | 0.00069541 | 0.0022505 | 0.002388 | 0.0024914 | 0.0024917 | 0.0024971 | 0.0024977 | 0.0024997 | 0.0025005 | 0.0025227 | 608.6003 | 608.6003 | 608.6003 | 608.6003 | 608.6003 | 608.6003 | 608.6003 | 793.8467 | 793.8467 | 2281.8627 | 2399.9998 | 2399.9998 | 2399.9998
SA | S7 | Roxby Downs | Wind | 0 | 0 | 0 | 0 | 0 | 0 | 0 | 0 | 0 | 0 | 0 | 0 | 0 | 0 | 0 | 0 | 0 | 0 | 0 | 0 | 0 | 0 | 0 | 0 | 0 | 0 | 0
SA | S8 | Eastern Eyre Peninsula | Wind | 136 | 136.0006 | 136.0006 | 136.0014 | 136.0019 | 136.0019 | 136.0019 | 200.1849 | 200.1849 | 200.1849 | 200.1849 | 200.1849 | 293.916 | 293.9161 | 293.9161 | 293.9161 | 293.9161 | 293.9161 | 293.9161 | 293.9161 | 293.9161 | 318.8156 | 318.8156 | 318.8156 | 318.8157 | 318.8157 | 318.8157
SA | S9 | Western Eyre Peninsula | Wind | 0 | 0.00054375 | 0.00054389 | 0.0010244 | 0.0010709 | 0.0010835 | 0.0010908 | 0.0052177 | 0.0052192 | 0.0063118 | 0.0063639 | 0.0063675 | 0.035158 | 0.03518 | 0.035193 | 0.035194 | 0.035195 | 0.035224 | 0.035225 | 0.035246 | 0.035252 | 0.036092 | 0.036099 | 0.03615 | 0.036155 | 0.036161 | 0.036164
TAS | T1 | North East Tasmania | Wind | 168 | 168.0295 | 168.0295 | 168.0295 | 168.0295 | 168.0295 | 168.0295 | 168.0295 | 168.0296 | 282.1053 | 282.1053 | 282.1053 | 282.1053 | 282.1053 | 282.1054 | 282.1054 | 282.1054 | 282.1054 | 282.1054 | 282.1054 | 282.1054 | 282.1054 | 282.1054 | 282.1054 | 282.1054 | 282.1054 | 282.1054
TAS | T2 | North West Tasmania | Wind | 251.6 | 251.6018 | 251.6018 | 251.6018 | 251.6019 | 456.4867 | 471.4362 | 471.437 | 1311.4943 | 1462.3156 | 1462.3156 | 1462.3156 | 1462.3156 | 1462.3157 | 1462.3158 | 1462.3158 | 1462.3158 | 1462.3158 | 1462.3158 | 1462.3158 | 1462.3158 | 1462.3158 | 1462.3158 | 1463.4377 | 1463.4377 | 1463.4377 | 1463.4377
TAS | T3 | Central Highlands | Wind | 144 | 664.8548 | 664.8548 | 666.4581 | 1021.652 | 1023.7597 | 1486.7613 | 1495.138 | 1513.5689 | 1513.5689 | 1513.5689 | 1513.5689 | 1513.5689 | 1513.5689 | 1513.5689 | 1513.5689 | 1513.5689 | 1513.5689 | 1513.5689 | 1513.5689 | 1513.5689 | 1373.0258 | 1447.5066 | 1447.5066 | 1447.5066 | 1447.5066 | 1447.5066
Region | REZ | REZ Name | Technology | 2023-24 | 2024-25 | 2025-26 | 2026-27 | 2027-28 | 2028-29 | 2029-30 | 2030-31 | 2031-32 | 2032-33 | 2033-34 | 2034-35 | 2035-36 | 2036-37 | 2037-38 | 2038-39 | 2039-40 | 2040-41 | 2041-42 | 2042-43 | 2043-44 | 2044-45 | 2045-46 | 2046-47 | 2047-48 | 2048-49 | 2049-50
NSW | O1 | Hunter Coast | Offshore Wind | 0 | 0 | 0 | 0 | 0 | 0 | 0 | 0 | 0 | 0 | 0 | 0 | 0 | 0 | 0 | 0 | 0 | 0.00010037 | 0.00010137 | 0.00016263 | 0.00016364 | 0.0001638 | 0.00016533 | 0.00019228 | 0.00019243 | 0.00024176 | 0.00024188
NSW | O2 | Illawarra Coast | Offshore Wind | 0 | 0 | 0 | 0 | 0 | 0 | 0 | 0 | 0 | 0 | 0 | 0 | 0 | 0 | 0 | 0 | 0.00010263 | 0.00011104 | 0.00011112 | 0.00015087 | 0.00015169 | 0.00015177 | 0.00015219 | 0.00019578 | 0.00019612 | 0.00031579 | 0.00031661
VIC | O3 | Gippsland Coast | Offshore Wind | 0 | 0 | 0 | 0 | 0 | 0 | 0 | 0 | 0 | 0 | 0 | 0 | 0 | 0 | 0 | 0.00010507 | 0.00011191 | 0.00017384 | 0.00017647 | 249.6043 | 412.7373 | 412.7373 | 498.8987 | 1688.0876 | 1688.0876 | 1688.0876 | 2156.2324
TAS | O4 | North West Tasmania Coast | Offshore Wind | 0 | 0 | 0 | 0 | 0 | 0 | 0 | 0 | 0 | 0 | 0 | 0 | 0 | 0 | 0 | 0 | 0 | 0 | 0 | 0 | 0 | 0 | 0 | 0.00011142 | 0.000126 | 0.00012684 | 0.0001271
VIC | O5 | Portland Coast | Offshore Wind | 0 | 0 | 0 | 0 | 0 | 0 | 0 | 0 | 0 | 0 | 0 | 0 | 0 | 0 | 0 | 0 | 0.00011268 | 0.00013761 | 0.00013779 | 0.00030826 | 0.00083122 | 0.00083141 | 692.2035 | 692.2035 | 1390.6268 | 1409.689 | 1409.689
SA | O6 | South East SA Coast | Offshore Wind | 0 | 0 | 0 | 0 | 0 | 0 | 0 | 0 | 0 | 0 | 0 | 0 | 0 | 0 | 0 | 0 | 0 | 0 | 0 | 0 | 0.00010174 | 0.00010189 | 0.00010995 | 0.0001136 | 0.0001339 | 0.00014958 | 0.00015308

## BaseCase_VOM Cost
VOM cost by technology ($000s) - BaseCase, Step Change Scenario
VOM | Real June 2021 dollars discounted to 1 July 2021
Explicitly modelled generation
Region | Technology | 2023-24 | 2024-25 | 2025-26 | 2026-27 | 2027-28 | 2028-29 | 2029-30 | 2030-31 | 2031-32 | 2032-33 | 2033-34 | 2034-35 | 2035-36 | 2036-37 | 2037-38 | 2038-39 | 2039-40 | 2040-41 | 2041-42 | 2042-43 | 2043-44 | 2044-45 | 2045-46 | 2046-47 | 2047-48 | 2048-49 | 2049-50
NEM | Black Coal | 331360.1719 | 274515.6577 | 254304.2991 | 223489.6653 | 168397.4467 | 133293.9532 | 114304.9425 | 79251.398 | 72544.2038 | 61286.7566 | 37585.9065 | 35436.6845 | 29364.994 | 27200.5081 | 27078.0878 | 24407.3638 | 6654.7163 | 2390.545 | 2274.1165 | 0 | 0 | 0 | 0 | 0 | 0 | 0 | 0
NEM | Brown Coal | 106941.8295 | 88574.9185 | 78353.8925 | 57734.9495 | 56823.2005 | 44895.893 | 26948.469 | 16518.082 | 12407.6825 | 0 | 0 | 0 | 0 | 0 | 0 | 0 | 0 | 0 | 0 | 0 | 0 | 0 | 0 | 0 | 0 | 0 | 0
NEM | CCGT | 14282.3078 | 10329.445 | 19022.4829 | 22044.0445 | 22920.0705 | 24368.1288 | 26792.0101 | 29081.899 | 24984.4576 | 23192.6453 | 30317.0022 | 32710.6954 | 23596.5042 | 20454.8881 | 14917.9047 | 15000.629 | 12583.0527 | 10231.762 | 7938.9163 | 8682.2773 | 6598.699 | 4827.8647 | 2663.1357 | 1918.6585 | 1768.5205 | 1654.0475 | 1603.496
NEM | Gas - Steam | 238.9082 | 218.3439 | 649.5546 | 284.7281 | 189.5781 | 379.4991 | 296.0784 | 1515.2219 | 547.5511 | 1365.4505 | 959.922 | 1050.8289 | 985.9457 | 1079.9292 | 1146.804 | 1130.684 | 0 | 0 | 0 | 0 | 0 | 0 | 0 | 0 | 0 | 0 | 0
NEM | OCGT / Diesel | 1876.2963 | 1532.0818 | 3090.6942 | 3014.8707 | 2196.7316 | 3048.384 | 2302.8451 | 8434.0164 | 5200.1639 | 9456.1752 | 12773.4119 | 20783.401 | 12551.0941 | 15250.7536 | 12392.4196 | 9715.3906 | 20789.0496 | 14278.7429 | 8838.8619 | 9337.9183 | 15101.8974 | 8534.9534 | 9805.2481 | 9761.6505 | 4303.8988 | 6957.2933 | 5386.4799
NEM | Hydro | 115720.6811 | 101138.2114 | 98102.5322 | 89946.1237 | 70489.6204 | 79736.2659 | 82065.1615 | 75821.147 | 70435.5557 | 63513.785 | 65196.3634 | 62758.0445 | 54564.1224 | 47492.1891 | 55107.9468 | 47339.9563 | 41463.4734 | 36714.4955 | 34005.8666 | 36384.7743 | 35826.582 | 32006.9322 | 28189.1292 | 33222.8746 | 30485.2866 | 28540.7796 | 26242.1248
NEM | Hydrogen Turbine | 0 | 0 | 0 | 0 | 0 | 0 | 0 | 0 | 0 | 0 | 0 | 0 | 0 | 0 | 0 | 0 | 0 | 0 | 0 | 0 | 0 | 0 | 0 | 0 | 0 | 0 | 0
NEM | Wind | 2522.5478 | 3878.0541 | 3765.7379 | 4245.768 | 5264.1031 | 5967.5998 | 5950.4175 | 6130.3136 | 6229.7926 | 6187.958 | 6208.497 | 5808.3685 | 5874.3932 | 5811.62 | 5866.3691 | 5468.7047 | 5080.9439 | 4853.7042 | 4558.1899 | 4571.0673 | 4377.1661 | 4203.1165 | 4087.2922 | 4395.2197 | 4306.0753 | 4068.9236 | 3911.5314
NEM | Solar PV | 1829.6786 | 1599.3621 | 1736.0045 | 1730.6228 | 1625.5979 | 1522.3802 | 1636.662 | 1893.4801 | 1885.7154 | 2106.5606 | 2218.4422 | 2246.0498 | 2188.6015 | 2072.6834 | 2092.3526 | 2219.8665 | 2862.304 | 3025.5706 | 3258.6404 | 3572.748 | 3479.635 | 3296.0751 | 3204.1435 | 2871.4223 | 2766.4735 | 2902.9594 | 2796.8485
NEM | Grid Battery | 36.6972 | 34.5077 | 117.8289 | 190.0375 | 392.7253 | 716.551 | 705.381 | 812.4878 | 767.288 | 1298.3769 | 1307.3491 | 1205.0548 | 1211.4935 | 1153.8099 | 1063.4674 | 1028.2398 | 1482.8925 | 1542.1274 | 1837.8146 | 2122.623 | 2005.4365 | 1980.8351 | 1905.8342 | 1576.9231 | 1444.0439 | 1605.7893 | 1456.7949
NEM | Pumped Hydro | 3584.1662 | 5594.3235 | 5285.3087 | 8610.1095 | 11003.4483 | 16350.9313 | 16774.0629 | 22617.2988 | 21778.7188 | 19884.2693 | 19755.6436 | 18645.8026 | 19822.5411 | 18506.0283 | 17380.314 | 13883.5781 | 11377.9465 | 9292.4474 | 10956.3972 | 9820.5306 | 8165.6383 | 7803.086 | 7027.7287 | 8694.1888 | 6451.2584 | 5530.5164 | 4126.3552
NEM | VPP | 19.3532 | 36.6313 | 61.6509 | 85.3259 | 108.9033 | 126.3222 | 159.9745 | 183.1309 | 199.8203 | 220.6142 | 247.2176 | 265.3851 | 287.932 | 307.1638 | 306.197 | 315.6362 | 327.1009 | 316.5533 | 325.8016 | 313.9556 | 300.8205 | 302.5658 | 305.0709 | 282.5868 | 277.0322 | 276.5799 | 263.0967
Total excluding storage |  | 578412.638 | 487451.537 | 464489.9863 | 411376.2456 | 339411.4257 | 310405.9086 | 277936.0046 | 242258.4755 | 216980.9497 | 188512.5918 | 176569.7555 | 180910.3152 | 150447.6216 | 139329.5734 | 137351.8629 | 120510.0492 | 102621.4797 | 82645.9483 | 73994.605 | 74805.8944 | 75855.8748 | 62955.4288 | 57187.5824 | 62723.5243 | 51802.5891 | 51536.8892 | 45786.7274
Region | Technology | 2023-24 | 2024-25 | 2025-26 | 2026-27 | 2027-28 | 2028-29 | 2029-30 | 2030-31 | 2031-32 | 2032-33 | 2033-34 | 2034-35 | 2035-36 | 2036-37 | 2037-38 | 2038-39 | 2039-40 | 2040-41 | 2041-42 | 2042-43 | 2043-44 | 2044-45 | 2045-46 | 2046-47 | 2047-48 | 2048-49 | 2049-50
NSW1 | Black Coal | 166041.924 | 130960.45 | 114328.5966 | 102375.854 | 67180.098 | 58244.715 | 46033.339 | 35390.1995 | 33222.294 | 32132.1125 | 16989.3035 | 16540.2525 | 13788.0555 | 11625.7535 | 12310.174 | 11714.9815 | 0 | 0 | 0 | 0 | 0 | 0 | 0 | 0 | 0 | 0 | 0
NSW1 | Brown Coal | 0 | 0 | 0 | 0 | 0 | 0 | 0 | 0 | 0 | 0 | 0 | 0 | 0 | 0 | 0 | 0 | 0 | 0 | 0 | 0 | 0 | 0 | 0 | 0 | 0 | 0 | 0
NSW1 | CCGT | 91.8166 | 40.0091 | 1831.0299 | 3583.588 | 4404.594 | 3428.5372 | 5435.104 | 4997.087 | 4258.948 | 3424.6232 | 5562.983 | 6233.7275 | 3810.4192 | 3794.3765 | 3873.7648 | 4197.2655 | 3881.0135 | 2982.2618 | 2314.6278 | 2660.4578 | 0 | 0 | 0 | 0 | 0 | 0 | 0
NSW1 | Gas - Steam | 0 | 0 | 0 | 0 | 0 | 0 | 0 | 0 | 0 | 0 | 0 | 0 | 0 | 0 | 0 | 0 | 0 | 0 | 0 | 0 | 0 | 0 | 0 | 0 | 0 | 0 | 0
NSW1 | OCGT / Diesel | 65.9698 | 31.3221 | 169.2604 | 180.1396 | 109.5748 | 13.6669 | 12.3797 | 284.1253 | 44.7313 | 367.6694 | 523.0949 | 2461.7211 | 1148.6632 | 2128.4443 | 856.587 | 908.1118 | 3487.9597 | 2799.9247 | 1510.2178 | 1161.9313 | 2756.4634 | 1116.3023 | 1770.956 | 1151.2612 | 813.5831 | 930.1965 | 959.1285
NSW1 | Hydro | 13510.6775 | 17880.0935 | 17656.3862 | 16856.0896 | 13445.1428 | 18268.2776 | 14455.4874 | 13891.6131 | 12811.1138 | 10798.5435 | 12353.2444 | 12179.5523 | 10809.9314 | 8806.8224 | 11732.5481 | 9250.5613 | 7602.2824 | 7204.1892 | 6525.1358 | 6893.1017 | 6769.0257 | 5901.5658 | 4797.6559 | 6852.3755 | 6381.2957 | 5875.9983 | 5431.7963
NSW1 | Hydrogen Turbine | 0 | 0 | 0 | 0 | 0 | 0 | 0 | 0 | 0 | 0 | 0 | 0 | 0 | 0 | 0 | 0 | 0 | 0 | 0 | 0 | 0 | 0 | 0 | 0 | 0 | 0 | 0
NSW1 | Wind | 524.0087 | 1150.8327 | 1109.2091 | 1292.5558 | 2014.2287 | 2069.5567 | 1902.9552 | 1886.0395 | 1777.6537 | 1790.6097 | 1767.4392 | 1679.9171 | 1879.3997 | 1864.2056 | 1861.0954 | 1647.7955 | 1561.2334 | 1428.5233 | 1395.6783 | 1418.8488 | 1392.34 | 1362.9921 | 1312.3164 | 1355.4919 | 1285.0637 | 1191.1141 | 1057.3576
NSW1 | Solar PV | 772.0688 | 687.0258 | 809.4534 | 846.5189 | 808.3195 | 780.8411 | 881.894 | 1094.1955 | 1035.7789 | 990.0806 | 1003.8324 | 926.5085 | 926.4409 | 871.4799 | 864.5741 | 876.1039 | 1042.4437 | 1009.4541 | 1080.5903 | 1004.7834 | 946.5971 | 931.8727 | 887.9183 | 846.6438 | 799.5185 | 840.4485 | 835.8892
NSW1 | Grid Battery | 1.815 | 2.0804 | 85.5181 | 159.7718 | 364.5052 | 431.7999 | 435.2353 | 440.3253 | 398.7844 | 450.1064 | 399.8254 | 360.4334 | 354.817 | 328.2276 | 293.0633 | 275.6023 | 486.4633 | 441.7415 | 510.4303 | 468.7798 | 407.1233 | 457.1712 | 398.2769 | 376.4251 | 299.773 | 384.2698 | 359.5457
NSW1 | Pumped Hydro | 733.072 | 1380.505 | 1317.7203 | 3501.5549 | 5962.6914 | 13753.2596 | 13793.8687 | 18745.3827 | 18109.6689 | 16621.8659 | 16903.0216 | 16109.8756 | 16911.3658 | 16151.0474 | 15618.1594 | 12076.2805 | 9626.8411 | 7696.4806 | 9198.8363 | 8232.1369 | 6773.6994 | 6427.3528 | 5910.5515 | 7755.5047 | 5558.2362 | 4727.386 | 3431.634
NSW1 | VPP | 5.0811 | 11.0672 | 19.386 | 27.0071 | 34.4861 | 40.0661 | 51.2416 | 60.1562 | 66.6826 | 76.1161 | 87.0995 | 92.983 | 103.1523 | 107.5986 | 108.0816 | 111.7202 | 116.1549 | 110.72 | 115.68 | 109.7997 | 104.4403 | 108.0478 | 107.1521 | 99.5563 | 97.2866 | 98.5373 | 96.3149
Total excluding storage |  | 181746.4334 | 152143.3858 | 137326.5601 | 128823.0797 | 94323.6405 | 97030.7201 | 83001.5049 | 76789.1241 | 71725.6556 | 66651.7274 | 55589.8439 | 56584.9709 | 49732.245 | 45677.9559 | 47518.0476 | 41058.4226 | 27804.392 | 23673.2952 | 22651.1965 | 21949.8395 | 19149.6893 | 16305.3046 | 15184.8271 | 18437.2585 | 15234.7567 | 14047.9505 | 12171.666
Region | Technology | 2023-24 | 2024-25 | 2025-26 | 2026-27 | 2027-28 | 2028-29 | 2029-30 | 2030-31 | 2031-32 | 2032-33 | 2033-34 | 2034-35 | 2035-36 | 2036-37 | 2037-38 | 2038-39 | 2039-40 | 2040-41 | 2041-42 | 2042-43 | 2043-44 | 2044-45 | 2045-46 | 2046-47 | 2047-48 | 2048-49 | 2049-50
QLD1 | Black Coal | 165318.2479 | 143555.2077 | 139975.7025 | 121113.8113 | 101217.3487 | 75049.2382 | 68271.6035 | 43861.1985 | 39321.9098 | 29154.6441 | 20596.603 | 18896.432 | 15576.9385 | 15574.7546 | 14767.9138 | 12692.3823 | 6654.7163 | 2390.545 | 2274.1165 | 0 | 0 | 0 | 0 | 0 | 0 | 0 | 0
QLD1 | Brown Coal | 0 | 0 | 0 | 0 | 0 | 0 | 0 | 0 | 0 | 0 | 0 | 0 | 0 | 0 | 0 | 0 | 0 | 0 | 0 | 0 | 0 | 0 | 0 | 0 | 0 | 0 | 0
QLD1 | CCGT | 6920.7157 | 5486.5739 | 10181.2375 | 14390.2073 | 14735.4403 | 15650.2191 | 16644.6616 | 17789.335 | 16192.3756 | 14873.9506 | 19646.5222 | 20545.2999 | 15975.7658 | 12407.3251 | 11044.1398 | 10803.3636 | 8702.0392 | 7249.5002 | 5624.2885 | 6021.8195 | 6598.699 | 4827.8647 | 2663.1357 | 1918.6585 | 1768.5205 | 1654.0475 | 1603.496
QLD1 | Gas - Steam | 0 | 0 | 0 | 0 | 0 | 0 | 0 | 0 | 0 | 0 | 0 | 0 | 0 | 0 | 0 | 0 | 0 | 0 | 0 | 0 | 0 | 0 | 0 | 0 | 0 | 0 | 0
QLD1 | OCGT / Diesel | 23.5791 | 0.0028399 | 22.887 | 154.5284 | 190.7937 | 120.4994 | 34.0691 | 2285.3459 | 2133.2189 | 2358.6122 | 6350.2659 | 6694.4158 | 5868.0361 | 6700.58 | 2888.5676 | 1539.5804 | 4397.7551 | 2614.0631 | 1068.5053 | 1578.2533 | 2267.5286 | 1745.3955 | 2476.2901 | 2296.6547 | 577.8368 | 1742.9137 | 966.8663
QLD1 | Hydro | 4790.2375 | 4543.292 | 4413.0724 | 4013.0048 | 3873.9974 | 3735.1726 | 3508.831 | 3283.2963 | 3087.1984 | 2948.1172 | 2772.7483 | 2600.5882 | 2441.5725 | 2259.1715 | 655.3153 | 602.1482 | 449.1577 | 382.3148 | 364.191 | 0 | 0 | 0 | 0 | 0 | 0 | 0 | 0
QLD1 | Hydrogen Turbine | 0 | 0 | 0 | 0 | 0 | 0 | 0 | 0 | 0 | 0 | 0 | 0 | 0 | 0 | 0 | 0 | 0 | 0 | 0 | 0 | 0 | 0 | 0 | 0 | 0 | 0 | 0
QLD1 | Wind | 353.456 | 649.9204 | 650.6244 | 738.6006 | 1012.8353 | 1600.7447 | 1500.9465 | 1744.4642 | 1623.1165 | 1742.0629 | 1706.8332 | 1608.045 | 1497.9168 | 1509.0551 | 1699.4317 | 1591.8223 | 1490.5181 | 1357.086 | 1343.2639 | 1311.2531 | 1283.2947 | 1150.2856 | 1148.26 | 1361.8911 | 1297.3339 | 1284.1755 | 1172.3073
QLD1 | Solar PV | 751.5645 | 663.2248 | 687.1088 | 658.8307 | 604.4956 | 543.5367 | 571.1081 | 633.1854 | 692.3321 | 729.3788 | 861.7686 | 886.4338 | 835.6167 | 778.8313 | 806.7641 | 877.3709 | 1266.7334 | 1347.7121 | 1330.8436 | 1769.1502 | 1629.6095 | 1477.2769 | 1418.6024 | 1304.0911 | 1287.9566 | 1379.1088 | 1356.6732
QLD1 | Grid Battery | 4.6924 | 4.4327 | 4.284 | 4.1101 | 3.8984 | 262.573 | 249.3145 | 299.8434 | 303.2691 | 426.1076 | 539.3525 | 509.1432 | 482.7461 | 462.3255 | 387.141 | 384.7094 | 592.8908 | 596.8928 | 709.3641 | 1131.392 | 1017.5713 | 947.3544 | 912.284 | 739.4165 | 720.7696 | 813.9356 | 760.608
QLD1 | Pumped Hydro | 2851.0942 | 4213.8184 | 3967.5877 | 5108.5537 | 5040.7559 | 2597.6708 | 2980.1931 | 3871.9135 | 3592.7135 | 3156.8636 | 2751.0113 | 2442.9338 | 2785.8048 | 2238.5719 | 1624.5534 | 1672.835 | 1612.8365 | 1441.3552 | 1499.5304 | 1343.7133 | 1168.7458 | 1134.4156 | 898.6695 | 733.5058 | 695.4526 | 621.6173 | 539.5153
QLD1 | VPP | 4.4903 | 9.0288 | 15.1598 | 22.4383 | 28.7424 | 34.8708 | 45.7881 | 54.2036 | 59.6575 | 66.8844 | 75.2124 | 81.9145 | 87.4875 | 93.8033 | 92.7724 | 96.1761 | 98.0808 | 98.2562 | 98.3893 | 99.3361 | 97.1473 | 94.1448 | 94.7322 | 90.7323 | 88.4823 | 86.7265 | 84.8326
Total excluding storage |  | 181018.0776 | 159125.5017 | 159917.6641 | 146204.0853 | 126708.3078 | 99594.5253 | 93806.5156 | 73822.7857 | 67005.7914 | 55456.6214 | 55300.3175 | 54265.2062 | 45551.8849 | 42024.4182 | 33966.5991 | 30260.3881 | 25264.7277 | 17477.7254 | 14312.4926 | 13254.9176 | 14062.5961 | 11376.7375 | 9611.974 | 8444.9499 | 6436.3525 | 7582.525 | 6484.2987
Region | Technology | 2023-24 | 2024-25 | 2025-26 | 2026-27 | 2027-28 | 2028-29 | 2029-30 | 2030-31 | 2031-32 | 2032-33 | 2033-34 | 2034-35 | 2035-36 | 2036-37 | 2037-38 | 2038-39 | 2039-40 | 2040-41 | 2041-42 | 2042-43 | 2043-44 | 2044-45 | 2045-46 | 2046-47 | 2047-48 | 2048-49 | 2049-50
VIC1 | Black Coal | 0 | 0 | 0 | 0 | 0 | 0 | 0 | 0 | 0 | 0 | 0 | 0 | 0 | 0 | 0 | 0 | 0 | 0 | 0 | 0 | 0 | 0 | 0 | 0 | 0 | 0 | 0
VIC1 | Brown Coal | 106941.8295 | 88574.9185 | 78353.8925 | 57734.9495 | 56823.2005 | 44895.893 | 26948.469 | 16518.082 | 12407.6825 | 0 | 0 | 0 | 0 | 0 | 0 | 0 | 0 | 0 | 0 | 0 | 0 | 0 | 0 | 0 | 0 | 0 | 0
VIC1 | CCGT | 0 | 0 | 0 | 0 | 0 | 0 | 0 | 0 | 0 | 0 | 0 | 0 | 0 | 0 | 0 | 0 | 0 | 0 | 0 | 0 | 0 | 0 | 0 | 0 | 0 | 0 | 0
VIC1 | Gas - Steam | 35.9228 | 36.8419 | 135.0589 | 284.7281 | 189.5781 | 379.4991 | 296.0784 | 1515.2219 | 547.5511 | 1365.4505 | 959.922 | 1050.8289 | 985.9457 | 1079.9292 | 1146.804 | 1130.684 | 0 | 0 | 0 | 0 | 0 | 0 | 0 | 0 | 0 | 0 | 0
VIC1 | OCGT / Diesel | 222.6916 | 145.398 | 339.232 | 1154.5062 | 648.3298 | 1067.0045 | 650.3247 | 2713.2143 | 894.0422 | 4226.4936 | 2884.688 | 7229.0797 | 3236.08 | 4043.8601 | 5328.1784 | 4405.9472 | 9229.9444 | 6739.7548 | 4848.8702 | 4945.424 | 8111.7063 | 5318.4203 | 5310.3877 | 6185.3814 | 2807.0718 | 4135.418 | 3277.2707
VIC1 | Hydro | 18152.1164 | 20864.1488 | 20376.7372 | 18305.2157 | 14488.6011 | 20670.7472 | 16314.4636 | 13351.6002 | 12657.5714 | 10927.332 | 12694.8308 | 12392.2795 | 11184.2536 | 8866.4929 | 12739.8247 | 10067.4739 | 8250.3652 | 7790.6414 | 6734.9893 | 7825.7575 | 7677.965 | 6923.9879 | 5476.5245 | 7832.8361 | 7423.8204 | 7031.9013 | 6628.0048
VIC1 | Hydrogen Turbine | 0 | 0 | 0 | 0 | 0 | 0 | 0 | 0 | 0 | 0 | 0 | 0 | 0 | 0 | 0 | 0 | 0 | 0 | 0 | 0 | 0 | 0 | 0 | 0 | 0 | 0 | 0
VIC1 | Wind | 890.5129 | 1068.7405 | 1044.1203 | 1139.0592 | 1087.305 | 1051.3083 | 1245.5951 | 1301.1743 | 1382.295 | 1284.5006 | 1460.2187 | 1344.9677 | 1313.5524 | 1294.802 | 1162.3662 | 1145.1838 | 1048.5172 | 1079.6325 | 920.3243 | 952.8862 | 889.5252 | 867.5928 | 850.9527 | 873.35 | 929.8624 | 843.6179 | 920.475
VIC1 | Solar PV | 192.9385 | 156.7763 | 149.6351 | 143.5927 | 134.2765 | 125.7008 | 117.3091 | 106.4374 | 100.5077 | 250.2598 | 229.0136 | 260.5092 | 261.964 | 253.7626 | 240.3497 | 293.0427 | 364.7246 | 361.2303 | 473.1241 | 448.7955 | 440.8042 | 444.9598 | 437.3251 | 363.632 | 346.7168 | 346.103 | 300.6569
VIC1 | Grid Battery | 14.0427 | 12.395 | 13.7244 | 12.8367 | 11.6766 | 10.4621 | 9.8752 | 62.3107 | 56.0922 | 276.3463 | 238.6534 | 214.7557 | 202.5174 | 192.9334 | 219.8448 | 216.0445 | 254.5459 | 257.726 | 273.1502 | 234.3427 | 198.1314 | 220.2517 | 218.035 | 190.5255 | 182.7865 | 168.8976 | 139.4244
VIC1 | Pumped Hydro | 0 | 0 | 0.00018966 | 0.00039785 | 0.00038269 | 0.00035096 | 0.00036289 | 0.00065952 | 0.00064218 | 0.00065894 | 0.0006443 | 0.0005954 | 0.0022979 | 0.0021542 | 29.3559 | 28.5293 | 27.8084 | 62.0367 | 163.3354 | 160.196 | 143.2663 | 159.4733 | 145.4366 | 131.2115 | 125.5817 | 114.9893 | 98.1876
VIC1 | VPP | 3.5678 | 7.8567 | 16.4832 | 23.7149 | 31.5824 | 35.557 | 43.9414 | 47.3864 | 49.6265 | 50.8684 | 55.1652 | 59.2123 | 64.3262 | 69.9783 | 69.9158 | 72.3787 | 76.3681 | 72.0066 | 75.3975 | 70.0012 | 64.3197 | 65.996 | 67.291 | 60.2195 | 61.0766 | 60.1236 | 54.3079
Total excluding storage |  | 126453.6223 | 110867.0756 | 100428.8838 | 78798.6033 | 73414.5503 | 68236.1724 | 45626.0568 | 35615.4278 | 28095.3692 | 18381.2519 | 18522.4922 | 22551.6335 | 17248.6416 | 15801.7607 | 20936.6395 | 17359.2841 | 19252.2738 | 16363.0284 | 13489.1911 | 14637.403 | 17525.7182 | 14000.6817 | 12505.9525 | 15637.1559 | 11876.9163 | 12701.0507 | 11418.3272
Region | Technology | 2023-24 | 2024-25 | 2025-26 | 2026-27 | 2027-28 | 2028-29 | 2029-30 | 2030-31 | 2031-32 | 2032-33 | 2033-34 | 2034-35 | 2035-36 | 2036-37 | 2037-38 | 2038-39 | 2039-40 | 2040-41 | 2041-42 | 2042-43 | 2043-44 | 2044-45 | 2045-46 | 2046-47 | 2047-48 | 2048-49 | 2049-50
SA1 | Black Coal | 0 | 0 | 0 | 0 | 0 | 0 | 0 | 0 | 0 | 0 | 0 | 0 | 0 | 0 | 0 | 0 | 0 | 0 | 0 | 0 | 0 | 0 | 0 | 0 | 0 | 0 | 0
SA1 | Brown Coal | 0 | 0 | 0 | 0 | 0 | 0 | 0 | 0 | 0 | 0 | 0 | 0 | 0 | 0 | 0 | 0 | 0 | 0 | 0 | 0 | 0 | 0 | 0 | 0 | 0 | 0 | 0
SA1 | CCGT | 7269.7756 | 4802.862 | 7010.2155 | 4070.2492 | 3780.0362 | 5289.3725 | 4712.2445 | 6295.477 | 4533.134 | 4894.0715 | 5107.497 | 5931.668 | 3810.3192 | 4253.1865 | 0 | 0 | 0 | 0 | 0 | 0 | 0 | 0 | 0 | 0 | 0 | 0 | 0
SA1 | Gas - Steam | 202.9854 | 181.502 | 514.4957 | 0 | 0 | 0 | 0 | 0 | 0 | 0 | 0 | 0 | 0 | 0 | 0 | 0 | 0 | 0 | 0 | 0 | 0 | 0 | 0 | 0 | 0 | 0 | 0
SA1 | OCGT / Diesel | 1564.055 | 1355.3577 | 2559.3138 | 1524.0806 | 1248.0324 | 1847.2121 | 1599.5388 | 3116.8124 | 2108.138 | 2410.4772 | 2952.6241 | 4207.7221 | 2236.2814 | 2319.7983 | 3182.7016 | 2799.8354 | 3438.1715 | 2089.5547 | 1377.4085 | 1618.4726 | 1926.1627 | 341.178 | 230.6944 | 126.6396 | 96.7667 | 122.7925 | 166.5589
SA1 | Hydro | 0 | 0 | 0 | 0 | 0 | 0 | 0 | 0 | 0 | 0 | 0 | 0 | 0 | 0 | 0 | 0 | 0 | 0 | 0 | 0 | 0 | 0 | 0 | 0 | 0 | 0 | 0
SA1 | Hydrogen Turbine | 0 | 0 | 0 | 0 | 0 | 0 | 0 | 0 | 0 | 0 | 0 | 0 | 0 | 0 | 0 | 0 | 0 | 0 | 0 | 0 | 0 | 0 | 0 | 0 | 0 | 0 | 0
SA1 | Wind | 591.0225 | 655.9031 | 604.2216 | 732.8193 | 686.8034 | 777.3065 | 742.8527 | 679.6533 | 697.5259 | 619.5825 | 599.5385 | 517.732 | 552.3984 | 514.9404 | 566.6466 | 554.766 | 491.1588 | 485.4349 | 433.1215 | 465.0744 | 395.9159 | 432.6408 | 386.0523 | 448.1405 | 468.8105 | 447.9142 | 454.2297
SA1 | Solar PV | 113.1068 | 92.3352 | 89.8071 | 81.6804 | 78.5062 | 72.3016 | 66.3507 | 59.6618 | 57.0967 | 136.8414 | 123.8275 | 171.9491 | 163.9437 | 168.0136 | 177.2216 | 169.927 | 185.0628 | 304.3103 | 363.7156 | 339.5341 | 447.4588 | 414.6051 | 434.89 | 336.3268 | 311.7192 | 316.9851 | 286.0358
SA1 | Grid Battery | 16.1472 | 15.5995 | 14.3021 | 13.3187 | 12.6448 | 11.7158 | 10.9558 | 10.0081 | 9.1419 | 145.816 | 129.5174 | 120.7221 | 171.4125 | 170.323 | 163.418 | 151.8832 | 148.9921 | 245.7665 | 344.8695 | 288.108 | 382.61 | 356.0574 | 377.2378 | 270.5555 | 240.7142 | 238.6858 | 197.2161
SA1 | Pumped Hydro | 0 | 0 | 0.0001801 | 0.00024551 | 0.00023747 | 0.0002225 | 0.00022008 | 0.00027921 | 0.00027382 | 0.0002595 | 0.00024881 | 0.00024124 | 0.00027783 | 0.0002698 | 0.00028608 | 0.0002774 | 0.00027612 | 0.00029524 | 0.00032832 | 0.00030987 | 0.00029976 | 0.00035627 | 0.00034368 | 0.00031341 | 0.00030265 | 0.00028747 | 0.00029956
SA1 | VPP | 6.1755 | 8.3699 | 10.184 | 11.4093 | 12.9194 | 14.1441 | 16.6815 | 18.4396 | 20.0845 | 22.9813 | 25.6048 | 27.0972 | 28.6338 | 31.1239 | 30.7852 | 30.8473 | 31.3363 | 29.796 | 31.3466 | 30.0933 | 30.6188 | 30.13 | 31.8465 | 28.1665 | 26.4284 | 27.0579 | 24.219
Total excluding storage |  | 9763.2678 | 7111.9294 | 10802.54 | 6433.5578 | 5818.9426 | 8012.0528 | 7148.6242 | 10180.0524 | 7425.1212 | 8229.7701 | 8938.6096 | 10976.8908 | 6962.9892 | 7457.3859 | 4120.7732 | 3707.2592 | 4294.7218 | 3154.8626 | 2550.4621 | 2741.2828 | 3182.7665 | 1574.6116 | 1460.7214 | 1209.8292 | 1144.4393 | 1153.4358 | 1128.2598
Region | Technology | 2023-24 | 2024-25 | 2025-26 | 2026-27 | 2027-28 | 2028-29 | 2029-30 | 2030-31 | 2031-32 | 2032-33 | 2033-34 | 2034-35 | 2035-36 | 2036-37 | 2037-38 | 2038-39 | 2039-40 | 2040-41 | 2041-42 | 2042-43 | 2043-44 | 2044-45 | 2045-46 | 2046-47 | 2047-48 | 2048-49 | 2049-50
TAS1 | Black Coal | 0 | 0 | 0 | 0 | 0 | 0 | 0 | 0 | 0 | 0 | 0 | 0 | 0 | 0 | 0 | 0 | 0 | 0 | 0 | 0 | 0 | 0 | 0 | 0 | 0 | 0 | 0
TAS1 | Brown Coal | 0 | 0 | 0 | 0 | 0 | 0 | 0 | 0 | 0 | 0 | 0 | 0 | 0 | 0 | 0 | 0 | 0 | 0 | 0 | 0 | 0 | 0 | 0 | 0 | 0 | 0 | 0
TAS1 | CCGT | 0 | 0 | 0 | 0 | 0 | 0 | 0 | 0 | 0 | 0 | 0 | 0 | 0 | 0 | 0 | 0 | 0 | 0 | 0 | 0 | 0 | 0 | 0 | 0 | 0 | 0 | 0
TAS1 | Gas - Steam | 0 | 0 | 0 | 0 | 0 | 0 | 0 | 0 | 0 | 0 | 0 | 0 | 0 | 0 | 0 | 0 | 0 | 0 | 0 | 0 | 0 | 0 | 0 | 0 | 0 | 0 | 0
TAS1 | OCGT / Diesel | 0.00085753 | 0.0010721 | 0.0010776 | 1.6159 | 0.0010576 | 0.0010696 | 6.5328 | 34.5184 | 20.0336 | 92.9228 | 62.739 | 190.4623 | 62.0334 | 58.0709 | 136.3852 | 61.9158 | 235.2189 | 35.4456 | 33.8601 | 33.8372 | 40.0363 | 13.6573 | 16.92 | 1.7137 | 8.6403 | 25.9726 | 16.6555
TAS1 | Hydro | 79267.6497 | 57850.6772 | 55656.3364 | 50771.8136 | 38681.8791 | 37062.0685 | 47786.3795 | 45294.6374 | 41879.6721 | 38839.7923 | 37375.5399 | 35585.6245 | 30128.3649 | 27559.7023 | 29980.2586 | 27419.7729 | 25161.6681 | 21337.3501 | 20381.5504 | 21665.9151 | 21379.5913 | 19181.3784 | 17914.9489 | 18537.663 | 16680.1706 | 15632.88 | 14182.3238
TAS1 | Hydrogen Turbine | 0 | 0 | 0 | 0 | 0 | 0 | 0 | 0 | 0 | 0 | 0 | 0 | 0 | 0 | 0 | 0 | 0 | 0 | 0 | 0 | 0 | 0 | 0 | 0 | 0 | 0 | 0
TAS1 | Wind | 163.5478 | 352.6573 | 357.5624 | 342.733 | 462.9307 | 468.6836 | 558.0681 | 518.9824 | 749.2015 | 751.2022 | 674.4675 | 657.7068 | 631.1259 | 628.617 | 576.8292 | 529.1371 | 489.5164 | 503.0275 | 465.8019 | 423.0048 | 416.0903 | 389.6053 | 389.7107 | 356.3463 | 325.0047 | 302.1018 | 307.1619
TAS1 | Solar PV | 0 | 4.0031e-05 | 3.735e-05 | 3.9243e-05 | 3.5192e-05 | 2.8317e-05 | 2.8872e-05 | 3.838e-05 | 3.4913e-05 | 7.0782e-05 | 7.0993e-05 | 0.64917 | 0.63614 | 0.59605 | 3.4432 | 3.4221 | 3.3396 | 2.8638 | 10.3668 | 10.4846 | 15.1654 | 27.3608 | 25.4078 | 20.7286 | 20.5624 | 20.3141 | 17.5933
TAS1 | Grid Battery | 0 | 0.00016935 | 0.00018756 | 0.00020053 | 0.00023015 | 0.00022106 | 0.00025189 | 0.00036883 | 0.00047885 | 0.00047743 | 0.00047199 | 0.00044531 | 0.0004467 | 0.00043029 | 0.00047275 | 0.00045247 | 0.00046825 | 0.00055112 | 0.00051554 | 0.00046197 | 0.00049646 | 0.00053732 | 0.00049326 | 0.00046629 | 0.00049085 | 0.00054729 | 0.00072769
TAS1 | Pumped Hydro | 0 | 0 | 0.00029536 | 0.00030155 | 0.00033807 | 0.00036178 | 0.00047991 | 0.0017573 | 76.3355 | 105.5389 | 101.6098 | 92.9925 | 125.3679 | 116.4065 | 108.245 | 105.9331 | 110.4602 | 92.5746 | 94.6948 | 84.484 | 79.9265 | 81.844 | 73.0706 | 73.9665 | 71.9875 | 66.5236 | 57.018
TAS1 | VPP | 0.038497 | 0.30863 | 0.43786 | 0.7563 | 1.173 | 1.6843 | 2.322 | 2.9451 | 3.7691 | 3.7642 | 4.1357 | 4.1781 | 4.3321 | 4.6596 | 4.642 | 4.5139 | 5.1608 | 5.7745 | 4.9884 | 4.7253 | 4.2944 | 4.2473 | 4.049 | 3.9122 | 3.7583 | 4.1346 | 3.4223
Total excluding storage |  | 79431.2369 | 58203.6445 | 56014.3382 | 51116.9194 | 39145.9845 | 37532.438 | 48353.3031 | 45851.0855 | 42729.0123 | 39793.2209 | 38218.4924 | 36531.6139 | 30951.8608 | 28368.0528 | 30809.8036 | 28124.6952 | 26005.3643 | 21977.0367 | 20991.2628 | 22222.4515 | 21935.1047 | 19698.0935 | 18424.1075 | 18994.3307 | 17110.1243 | 16051.9273 | 14584.1756
Explicitly modelled pumping
Region | Technology | 2023-24 | 2024-25 | 2025-26 | 2026-27 | 2027-28 | 2028-29 | 2029-30 | 2030-31 | 2031-32 | 2032-33 | 2033-34 | 2034-35 | 2035-36 | 2036-37 | 2037-38 | 2038-39 | 2039-40 | 2040-41 | 2041-42 | 2042-43 | 2043-44 | 2044-45 | 2045-46 | 2046-47 | 2047-48 | 2048-49 | 2049-50
NEM | Grid Battery pump | 43.4472 | 41.0243 | 41.0391 | 38.4625 | 35.9508 | 32.5513 | 30.6798 | 28.4282 | 26.2158 | 25.0363 | 21.2112 | 18.4058 | 17.2119 | 15.2025 | 13.6668 | 13.0136 | 12.8216 | 11.6019 | 7.5552 | 7.0807 | 3.3712 | 3.1228 | 2.9766 | 2.5766 | 2.3725 | 2.2931 | 2.083
NEM | Pumped Hydro Pump | 8461.1182 | 13931.4459 | 12338.9198 | 19038.7686 | 22737.8121 | 25000.1408 | 28475.0701 | 35186.0788 | 35784.0551 | 31501.4794 | 31807.2423 | 28230.5177 | 31009.241 | 28963.7252 | 26014.4064 | 21882.6405 | 16961.139 | 14106.4173 | 16345.5948 | 15187.2503 | 11498.678 | 11546.8544 | 10741.4843 | 12357.5706 | 9626.8419 | 7427.8118 | 5715.5865
NEM | VPP pump | 22.7026 | 43.1467 | 72.5691 | 100.3045 | 128.2722 | 148.4782 | 188.3433 | 215.3327 | 235.6055 | 259.239 | 290.8408 | 312.5232 | 338.4467 | 361.2873 | 360.9394 | 371.5654 | 384.0092 | 373.3673 | 382.5422 | 369.6862 | 353.6321 | 355.9667 | 359.3968 | 332.0441 | 326.4773 | 324.7884 | 309.4167
Region | Technology | 2023-24 | 2024-25 | 2025-26 | 2026-27 | 2027-28 | 2028-29 | 2029-30 | 2030-31 | 2031-32 | 2032-33 | 2033-34 | 2034-35 | 2035-36 | 2036-37 | 2037-38 | 2038-39 | 2039-40 | 2040-41 | 2041-42 | 2042-43 | 2043-44 | 2044-45 | 2045-46 | 2046-47 | 2047-48 | 2048-49 | 2049-50
NSW1 | Grid Battery pump | 2.1528 | 2.4752 | 2.697 | 2.5902 | 2.3737 | 2.1022 | 1.9638 | 1.9382 | 1.785 | 1.7061 | 1.6028 | 1.3951 | 1.38 | 0 | 0 | 0 | 0 | 0 | 0 | 0 | 0 | 0 | 0 | 0 | 0 | 0 | 0
NSW1 | Pumped Hydro Pump | 4397.087 | 7975.1672 | 6857.6796 | 12025.5322 | 15792.9569 | 21531.5859 | 24477.4401 | 29966.0011 | 30933.5406 | 27275.1391 | 28185.6507 | 25023.7209 | 27339.6764 | 26027.0442 | 24318.4047 | 20190.842 | 15446.5017 | 12748.8861 | 14920.9608 | 13926.3796 | 10400.0915 | 10435.2215 | 9905.8729 | 11810.8347 | 9069.5554 | 6956.1728 | 5299.3445
NSW1 | VPP pump | 5.9577 | 13.0275 | 22.8015 | 31.7745 | 40.5801 | 47.1329 | 60.2875 | 70.776 | 78.6473 | 89.3637 | 102.5129 | 109.5132 | 121.2089 | 126.5949 | 127.5432 | 131.4551 | 136.2828 | 130.6433 | 135.7424 | 129.1789 | 122.8773 | 127.1067 | 126.2895 | 116.9378 | 114.7551 | 115.6186 | 113.3199
Region | Technology | 2023-24 | 2024-25 | 2025-26 | 2026-27 | 2027-28 | 2028-29 | 2029-30 | 2030-31 | 2031-32 | 2032-33 | 2033-34 | 2034-35 | 2035-36 | 2036-37 | 2037-38 | 2038-39 | 2039-40 | 2040-41 | 2041-42 | 2042-43 | 2043-44 | 2044-45 | 2045-46 | 2046-47 | 2047-48 | 2048-49 | 2049-50
QLD1 | Grid Battery pump | 5.5704 | 5.277 | 5.1136 | 4.8792 | 4.6408 | 4.2151 | 3.9311 | 3.7869 | 3.5635 | 3.4681 | 3.2247 | 2.9888 | 2.7463 | 2.6223 | 2.3222 | 2.2056 | 2.1697 | 2.0638 | 2.0483 | 1.9908 | 1.8459 | 1.7098 | 1.6487 | 1.4921 | 1.3954 | 1.3288 | 1.2612
QLD1 | Pumped Hydro Pump | 4064.0312 | 5956.2787 | 5481.2402 | 7013.2364 | 6944.8552 | 3468.5549 | 3997.63 | 5220.0777 | 4850.5145 | 4226.3403 | 3621.5916 | 3206.7968 | 3669.5646 | 2936.681 | 1696.0017 | 1691.7985 | 1514.6373 | 1357.5312 | 1424.634 | 1260.8707 | 1098.5865 | 1111.6329 | 835.6114 | 546.7359 | 557.2865 | 471.639 | 416.242
QLD1 | VPP pump | 5.2679 | 10.6227 | 17.8833 | 26.3518 | 33.8161 | 41.0265 | 53.8713 | 63.7723 | 70.3773 | 78.5038 | 88.5491 | 96.4836 | 102.8976 | 110.2336 | 109.4732 | 112.9678 | 115.2636 | 115.8004 | 115.7234 | 116.8796 | 114.2793 | 110.7645 | 111.3978 | 106.8637 | 103.9619 | 102.113 | 99.6777
Region | Technology | 2023-24 | 2024-25 | 2025-26 | 2026-27 | 2027-28 | 2028-29 | 2029-30 | 2030-31 | 2031-32 | 2032-33 | 2033-34 | 2034-35 | 2035-36 | 2036-37 | 2037-38 | 2038-39 | 2039-40 | 2040-41 | 2041-42 | 2042-43 | 2043-44 | 2044-45 | 2045-46 | 2046-47 | 2047-48 | 2048-49 | 2049-50
VIC1 | Grid Battery pump | 16.6771 | 14.8038 | 16.3341 | 15.2393 | 13.9406 | 12.4145 | 11.7921 | 10.9077 | 10.0639 | 9.4093 | 6.6502 | 6.0609 | 5.6615 | 5.3205 | 4.7401 | 4.6153 | 4.7297 | 4.0633 | 0 | 0 | 0 | 0 | 0 | 0 | 0 | 0 | 0
VIC1 | Pumped Hydro Pump | 0 | 0 | 0 | 0 | 0 | 0 | 0 | 0 | 0 | 0 | 0 | 0 | 0 | 0 | 0 | 0 | 0 | 0 | 0 | 0 | 0 | 0 | 0 | 0 | 0 | 0 | 0
VIC1 | VPP pump | 4.1857 | 9.27 | 19.403 | 27.865 | 37.2501 | 41.7417 | 51.774 | 55.6766 | 58.516 | 59.8398 | 64.8334 | 69.7267 | 75.5749 | 82.3332 | 82.2652 | 85.4271 | 89.6218 | 84.9492 | 88.435 | 82.5965 | 75.4403 | 77.6484 | 79.4308 | 70.5938 | 72.117 | 70.4833 | 63.8971
Region | Technology | 2023-24 | 2024-25 | 2025-26 | 2026-27 | 2027-28 | 2028-29 | 2029-30 | 2030-31 | 2031-32 | 2032-33 | 2033-34 | 2034-35 | 2035-36 | 2036-37 | 2037-38 | 2038-39 | 2039-40 | 2040-41 | 2041-42 | 2042-43 | 2043-44 | 2044-45 | 2045-46 | 2046-47 | 2047-48 | 2048-49 | 2049-50
SA1 | Grid Battery pump | 19.047 | 18.4683 | 16.8944 | 15.7538 | 14.9958 | 13.8195 | 12.9929 | 11.7953 | 10.8035 | 10.4528 | 9.7334 | 7.9611 | 7.4241 | 7.2597 | 6.6045 | 6.1927 | 5.9222 | 5.4748 | 5.5068 | 5.0898 | 1.5253 | 1.413 | 1.328 | 1.0845 | 0.97703 | 0.96424 | 0.82187
SA1 | Pumped Hydro Pump | 0 | 0 | 0 | 0 | 0 | 0 | 0 | 0 | 0 | 0 | 0 | 0 | 0 | 0 | 0 | 0 | 0 | 0 | 0 | 0 | 0 | 0 | 0 | 0 | 0 | 0 | 0
SA1 | VPP pump | 7.2472 | 9.8611 | 11.9681 | 13.4235 | 15.2388 | 16.6024 | 19.678 | 21.6433 | 23.6304 | 27.1019 | 30.0708 | 31.8724 | 33.6891 | 36.6189 | 36.2205 | 36.4033 | 36.77 | 35.154 | 36.7726 | 35.4723 | 36.0067 | 35.45 | 37.4892 | 33.0711 | 31.1962 | 31.7335 | 28.4951
Region | Technology | 2023-24 | 2024-25 | 2025-26 | 2026-27 | 2027-28 | 2028-29 | 2029-30 | 2030-31 | 2031-32 | 2032-33 | 2033-34 | 2034-35 | 2035-36 | 2036-37 | 2037-38 | 2038-39 | 2039-40 | 2040-41 | 2041-42 | 2042-43 | 2043-44 | 2044-45 | 2045-46 | 2046-47 | 2047-48 | 2048-49 | 2049-50
TAS1 | Grid Battery pump | 0 | 0 | 0 | 0 | 0 | 0 | 0 | 0 | 0 | 0 | 0 | 0 | 0 | 0 | 0 | 0 | 0 | 0 | 0 | 0 | 0 | 0 | 0 | 0 | 0 | 0 | 0
TAS1 | Pumped Hydro Pump | 0 | 0 | 0 | 0 | 0 | 0 | 0 | 0 | 0 | 0 | 0 | 0 | 0 | 0 | 0 | 0 | 0 | 0 | 0 | 0 | 0 | 0 | 0 | 0 | 0 | 0 | 0
TAS1 | VPP pump | 0.043955 | 0.36544 | 0.51314 | 0.8896 | 1.3871 | 1.9747 | 2.7325 | 3.4645 | 4.4346 | 4.4298 | 4.8746 | 4.9273 | 5.0763 | 5.5067 | 5.4374 | 5.3121 | 6.071 | 6.8204 | 5.8688 | 5.5589 | 5.0284 | 4.997 | 4.7895 | 4.5777 | 4.4469 | 4.84 | 4.0268

## BaseCase_FOM Cost
FOM cost by technology ($000s) - BaseCase, Step Change Scenario
FOM | Real June 2021 dollars discounted to 1 July 2021. For new entrant capacity, the FOM is incurred annually in modelling. FOM costs do not include FOM of existing, committed and anticipated generators since there will be no difference in these costs between the Base Case and option case.
Explicitly modelled generation
Region | Technology | 2023-24 | 2024-25 | 2025-26 | 2026-27 | 2027-28 | 2028-29 | 2029-30 | 2030-31 | 2031-32 | 2032-33 | 2033-34 | 2034-35 | 2035-36 | 2036-37 | 2037-38 | 2038-39 | 2039-40 | 2040-41 | 2041-42 | 2042-43 | 2043-44 | 2044-45 | 2045-46 | 2046-47 | 2047-48 | 2048-49 | 2049-50
NEM | Black Coal | 0 | 0 | 0 | 0 | 0 | 0 | 0 | 0 | 0 | 0 | 0 | 0 | 0 | 0 | 0 | 0 | 0 | 0 | 0 | 0 | 0 | 0 | 0 | 0 | 0 | 0 | 0
NEM | Brown Coal | 0 | 0 | 0 | 0 | 0 | 0 | 0 | 0 | 0 | 0 | 0 | 0 | 0 | 0 | 0 | 0 | 0 | 0 | 0 | 0 | 0 | 0 | 0 | 0 | 0 | 0 | 0
NEM | CCGT | 0 | 0 | 0 | 0 | 0 | 0 | 0 | 0 | 0 | 0 | 0 | 0 | 0 | 0 | 0 | 0 | 0 | 0 | 0 | 0 | 0 | 0 | 0 | 0 | 0 | 0 | 0
NEM | Gas - Steam | 0 | 0 | 0 | 0 | 0 | 0 | 0 | 0 | 0 | 0 | 0 | 0 | 0 | 0 | 0 | 0 | 0 | 0 | 0 | 0 | 0 | 0 | 0 | 0 | 0 | 0 | 0
NEM | OCGT / Diesel | 0 | 0.012568 | 0.011915 | 0.011611 | 0.011087 | 125.0583 | 118.5388 | 112.3595 | 106.7858 | 100.9358 | 95.6738 | 90.6866 | 4601.589 | 4349.4595 | 9758.4179 | 9249.6852 | 8790.85 | 8309.1833 | 9455.6381 | 8962.6901 | 11705.9655 | 16359.1343 | 15506.2884 | 20662.8428 | 19637.8519 | 24036.611 | 22783.5176
NEM | Hydro | 0 | 0 | 0 | 0 | 0 | 0 | 0 | 0 | 0 | 0 | 0 | 0 | 0 | 0 | 0 | 0 | 0 | 0 | 0 | 0 | 0 | 0 | 0 | 0 | 0 | 0 | 0
NEM | Hydrogen Turbine | 0 | 0 | 0 | 0 | 0 | 0 | 0 | 0 | 0 | 0 | 0 | 0 | 0 | 0 | 0 | 0 | 0 | 0 | 0 | 0 | 0 | 0 | 0 | 0 | 0 | 0 | 0
NEM | Wind | 0 | 116790.3175 | 111791.3028 | 151066.3533 | 233779.8323 | 309852.1355 | 325315.0656 | 365283.0099 | 360749.3449 | 380136.7789 | 402973.4457 | 384316.4422 | 387524.3185 | 375394.0446 | 396305.4884 | 379481.456 | 369090.1281 | 358023.6393 | 342460.8261 | 369732.2368 | 378487.8334 | 361596.125 | 376587.7597 | 450655.6503 | 473765.4131 | 452849.9143 | 453371.2496
NEM | Solar PV | 0 | 0.081381 | 12346.26 | 11702.6255 | 11122.1393 | 20707.2058 | 30499.4882 | 54700.5373 | 57486.7703 | 80902.0612 | 97111.9262 | 110205.8224 | 105218.4891 | 99778.5449 | 134451.9067 | 142367.8162 | 213301.5987 | 249793.9677 | 262300.2975 | 304833.391 | 314384.7703 | 298335.8333 | 287031.6618 | 298253.1779 | 291501.1838 | 292815.9252 | 302894.402
NEM | Grid Battery | 0 | 0.076783 | 9107.1872 | 8632.4584 | 20308.1159 | 42348.8278 | 41438.7482 | 45766.0022 | 44981.8532 | 78475.193 | 84446.4552 | 80044.0338 | 80610.3475 | 76193.5606 | 78261.4276 | 74181.4493 | 101746.6363 | 112678.0041 | 124656.2586 | 148502.0986 | 148369.456 | 149601.2096 | 142083.8279 | 138938.5406 | 132046.4278 | 150276.7043 | 142772.9962
NEM | Pumped Hydro | 0 | 0 | 6082.221 | 5765.1513 | 5479.171 | 7788.1189 | 7382.1096 | 6997.3306 | 9498.9402 | 11171.4986 | 12044.9916 | 11417.0546 | 12912.7115 | 12205.2009 | 24648.2615 | 23363.2813 | 26151.395 | 26106.0192 | 27993.4233 | 27256.2993 | 26045.7989 | 25339.3652 | 24018.3559 | 26234.7009 | 24933.3153 | 23567.1742 | 22338.5543
NEM | VPP | 0 | 0 | 0 | 0 | 0 | 0 | 0 | 0 | 0 | 0 | 0 | 0 | 0 | 0 | 0 | 0 | 0 | 0 | 0 | 0 | 0 | 0 | 0 | 0 | 0 | 0 | 0
Total excluding storage |  | 0 | 116790.4882 | 139326.9829 | 177166.6002 | 270689.2697 | 380821.3463 | 404753.9504 | 472859.2394 | 472823.6944 | 550786.4675 | 596672.4926 | 586074.0396 | 590867.4556 | 567920.8104 | 643425.502 | 628643.688 | 719080.6081 | 754910.8135 | 766866.4436 | 859286.7158 | 878993.8241 | 851231.6673 | 845227.8937 | 934744.9125 | 941884.1918 | 943546.329 | 944160.7197
Region | Technology | 2023-24 | 2024-25 | 2025-26 | 2026-27 | 2027-28 | 2028-29 | 2029-30 | 2030-31 | 2031-32 | 2032-33 | 2033-34 | 2034-35 | 2035-36 | 2036-37 | 2037-38 | 2038-39 | 2039-40 | 2040-41 | 2041-42 | 2042-43 | 2043-44 | 2044-45 | 2045-46 | 2046-47 | 2047-48 | 2048-49 | 2049-50
NSW1 | Black Coal | 0 | 0 | 0 | 0 | 0 | 0 | 0 | 0 | 0 | 0 | 0 | 0 | 0 | 0 | 0 | 0 | 0 | 0 | 0 | 0 | 0 | 0 | 0 | 0 | 0 | 0 | 0
NSW1 | Brown Coal | 0 | 0 | 0 | 0 | 0 | 0 | 0 | 0 | 0 | 0 | 0 | 0 | 0 | 0 | 0 | 0 | 0 | 0 | 0 | 0 | 0 | 0 | 0 | 0 | 0 | 0 | 0
NSW1 | CCGT | 0 | 0 | 0 | 0 | 0 | 0 | 0 | 0 | 0 | 0 | 0 | 0 | 0 | 0 | 0 | 0 | 0 | 0 | 0 | 0 | 0 | 0 | 0 | 0 | 0 | 0 | 0
NSW1 | Gas - Steam | 0 | 0 | 0 | 0 | 0 | 0 | 0 | 0 | 0 | 0 | 0 | 0 | 0 | 0 | 0 | 0 | 0 | 0 | 0 | 0 | 0 | 0 | 0 | 0 | 0 | 0 | 0
NSW1 | OCGT / Diesel | 0 | 0.0053439 | 0.0050653 | 0.0048012 | 0.004564 | 0.0043185 | 0.0040989 | 0.0038903 | 0.0037005 | 0.0035016 | 0.0033273 | 0.0031622 | 0.0030074 | 0.0028502 | 2368.3404 | 2244.8724 | 2133.5144 | 2016.6152 | 1911.4836 | 1811.8328 | 1721.9559 | 1627.6068 | 1542.7553 | 3660.8772 | 3479.2775 | 3288.6416 | 3117.1958
NSW1 | Hydro | 0 | 0 | 0 | 0 | 0 | 0 | 0 | 0 | 0 | 0 | 0 | 0 | 0 | 0 | 0 | 0 | 0 | 0 | 0 | 0 | 0 | 0 | 0 | 0 | 0 | 0 | 0
NSW1 | Hydrogen Turbine | 0 | 0 | 0 | 0 | 0 | 0 | 0 | 0 | 0 | 0 | 0 | 0 | 0 | 0 | 0 | 0 | 0 | 0 | 0 | 0 | 0 | 0 | 0 | 0 | 0 | 0 | 0
NSW1 | Wind | 0 | 54092.1616 | 52361.7709 | 67166.3764 | 126719.5161 | 130382.0245 | 127328.8377 | 130894.7694 | 124401.6675 | 126124.0341 | 130288.567 | 125827.2728 | 139725.8587 | 139200.9593 | 136511.8779 | 129395.1518 | 126874.5554 | 125784.3627 | 119226.8845 | 130400.4906 | 137285.5083 | 129763.3842 | 122998.4732 | 123003.2449 | 126757.4582 | 120207.098 | 114560.5885
NSW1 | Solar PV | 0 | 0.033424 | 12346.2034 | 11702.5637 | 11122.0802 | 18402.4481 | 27914.1458 | 44567.1554 | 42356.379 | 40052.8628 | 44862.1089 | 42523.3294 | 40413.9379 | 38199.5885 | 51690.7453 | 54027.8261 | 69438.3526 | 74312.9113 | 79705.9576 | 79731.8824 | 78763.6576 | 74448.0526 | 70566.8747 | 77317.0169 | 79090.0092 | 78000.3637 | 85606.1802
NSW1 | Grid Battery | 0 | 0.048722 | 9107.1564 | 8632.3799 | 20308.0359 | 26496.9127 | 26413.2336 | 25036.2525 | 23794.3175 | 25932.0846 | 24580.1759 | 23298.745 | 22143.0041 | 20929.7488 | 19838.6257 | 18804.3849 | 32243.849 | 30477.1582 | 31317.2385 | 32006.6277 | 30418.9372 | 31744.1906 | 30371.0133 | 33049.6131 | 31410.1715 | 39461.5957 | 37522.5542
NSW1 | Pumped Hydro | 0 | 0 | 6082.1949 | 5765.1138 | 5479.1331 | 5178.9222 | 4908.9311 | 4653.0155 | 4422.2003 | 4179.9 | 3961.9907 | 3755.4414 | 3569.1511 | 3373.5908 | 3197.7263 | 3031.0203 | 2880.665 | 2722.8282 | 2580.8799 | 2446.332 | 2324.9805 | 2197.5929 | 2083.0266 | 1974.4467 | 1876.5032 | 1773.6862 | 1681.2192
NSW1 | VPP | 0 | 0 | 0 | 0 | 0 | 0 | 0 | 0 | 0 | 0 | 0 | 0 | 0 | 0 | 0 | 0 | 0 | 0 | 0 | 0 | 0 | 0 | 0 | 0 | 0 | 0 | 0
Total excluding storage |  | 0 | 54092.2491 | 79897.3307 | 93266.4386 | 163628.7698 | 180460.3118 | 186565.1523 | 205151.1967 | 194974.5681 | 196288.885 | 203692.8458 | 195404.7918 | 205851.9547 | 201703.8903 | 213607.3156 | 207503.2555 | 233570.9363 | 235313.8757 | 234742.4442 | 246397.1655 | 250515.0395 | 239780.8272 | 227562.1431 | 239005.1987 | 242613.4198 | 242731.3851 | 242487.7379
Region | Technology | 2023-24 | 2024-25 | 2025-26 | 2026-27 | 2027-28 | 2028-29 | 2029-30 | 2030-31 | 2031-32 | 2032-33 | 2033-34 | 2034-35 | 2035-36 | 2036-37 | 2037-38 | 2038-39 | 2039-40 | 2040-41 | 2041-42 | 2042-43 | 2043-44 | 2044-45 | 2045-46 | 2046-47 | 2047-48 | 2048-49 | 2049-50
QLD1 | Black Coal | 0 | 0 | 0 | 0 | 0 | 0 | 0 | 0 | 0 | 0 | 0 | 0 | 0 | 0 | 0 | 0 | 0 | 0 | 0 | 0 | 0 | 0 | 0 | 0 | 0 | 0 | 0
QLD1 | Brown Coal | 0 | 0 | 0 | 0 | 0 | 0 | 0 | 0 | 0 | 0 | 0 | 0 | 0 | 0 | 0 | 0 | 0 | 0 | 0 | 0 | 0 | 0 | 0 | 0 | 0 | 0 | 0
QLD1 | CCGT | 0 | 0 | 0 | 0 | 0 | 0 | 0 | 0 | 0 | 0 | 0 | 0 | 0 | 0 | 0 | 0 | 0 | 0 | 0 | 0 | 0 | 0 | 0 | 0 | 0 | 0 | 0
QLD1 | Gas - Steam | 0 | 0 | 0 | 0 | 0 | 0 | 0 | 0 | 0 | 0 | 0 | 0 | 0 | 0 | 0 | 0 | 0 | 0 | 0 | 0 | 0 | 0 | 0 | 0 | 0 | 0 | 0
QLD1 | OCGT / Diesel | 0 | 0.0014823 | 0.0014059 | 0.0014264 | 0.0013651 | 125.049 | 118.5299 | 112.3506 | 106.7774 | 100.9269 | 95.6653 | 90.678 | 86.1799 | 81.4579 | 3344.581 | 3170.219 | 3012.9587 | 2847.8732 | 2699.4058 | 2558.6785 | 2431.754 | 2298.5137 | 2178.686 | 5831.4943 | 5542.22 | 10713.3046 | 10154.7911
QLD1 | Hydro | 0 | 0 | 0 | 0 | 0 | 0 | 0 | 0 | 0 | 0 | 0 | 0 | 0 | 0 | 0 | 0 | 0 | 0 | 0 | 0 | 0 | 0 | 0 | 0 | 0 | 0 | 0
QLD1 | Hydrogen Turbine | 0 | 0 | 0 | 0 | 0 | 0 | 0 | 0 | 0 | 0 | 0 | 0 | 0 | 0 | 0 | 0 | 0 | 0 | 0 | 0 | 0 | 0 | 0 | 0 | 0 | 0 | 0
QLD1 | Wind | 0 | 23612.2861 | 22381.314 | 30563.2033 | 50013.0221 | 100672.8493 | 95424.5023 | 118153.9669 | 112465.0945 | 125001.5861 | 130433.8758 | 123654.0931 | 117520.1685 | 111081.0252 | 129086.8147 | 122357.1704 | 116287.5806 | 112527.3501 | 109762.9209 | 111997.6924 | 111301.3086 | 105202.9063 | 99718.3956 | 122091.3732 | 120857.1627 | 115012.7204 | 111675.5828
QLD1 | Solar PV | 0 | 0.013256 | 0.018585 | 0.0184 | 0.01775 | 2304.7178 | 2585.3033 | 10133.3137 | 15130.3262 | 20794.8379 | 33240.9446 | 38651.4648 | 36734.1391 | 34721.4087 | 50199.6533 | 49791.2961 | 93792.0197 | 106204.4271 | 101212.0148 | 140201.6188 | 133256.4991 | 125955.1317 | 122645.6699 | 131416.0569 | 127331.7611 | 131385.7434 | 136898.4581
QLD1 | Grid Battery | 0 | 0.0063438 | 0.0070606 | 0.010664 | 0.013135 | 15851.8519 | 15025.4521 | 17439.8625 | 18060.8362 | 24457.6258 | 33244.9679 | 31511.818 | 29948.6584 | 28307.7167 | 26831.959 | 25433.1368 | 38515.7962 | 37723.9537 | 44053.8668 | 69779.6852 | 66318.2297 | 62684.5327 | 59416.6187 | 56319.0701 | 53525.3338 | 66222.7317 | 62770.3618
QLD1 | Pumped Hydro | 0 | 0 | 0.0059511 | 0.0088014 | 0.0086971 | 2609.1675 | 2473.1446 | 2344.2129 | 2227.927 | 2105.8549 | 3451.9638 | 3272.0038 | 3109.6945 | 2939.3087 | 14847.4889 | 14073.4492 | 17322.3887 | 16373.2634 | 15519.681 | 14710.5982 | 13980.8714 | 13214.8339 | 12525.9089 | 15341.3723 | 14580.3556 | 13781.4714 | 13063.0061
QLD1 | VPP | 0 | 0 | 0 | 0 | 0 | 0 | 0 | 0 | 0 | 0 | 0 | 0 | 0 | 0 | 0 | 0 | 0 | 0 | 0 | 0 | 0 | 0 | 0 | 0 | 0 | 0 | 0
Total excluding storage |  | 0 | 23612.3072 | 22381.347 | 30563.2426 | 50013.063 | 121563.6355 | 115626.9322 | 148183.7066 | 147990.9613 | 172460.8315 | 200467.4174 | 197180.0577 | 187398.8403 | 177130.9172 | 224310.4969 | 214825.2714 | 268930.7439 | 275676.8675 | 273247.8893 | 339248.2732 | 327288.6628 | 309355.9183 | 296485.2792 | 330999.3667 | 321836.8333 | 337115.9716 | 334562.1999
Region | Technology | 2023-24 | 2024-25 | 2025-26 | 2026-27 | 2027-28 | 2028-29 | 2029-30 | 2030-31 | 2031-32 | 2032-33 | 2033-34 | 2034-35 | 2035-36 | 2036-37 | 2037-38 | 2038-39 | 2039-40 | 2040-41 | 2041-42 | 2042-43 | 2043-44 | 2044-45 | 2045-46 | 2046-47 | 2047-48 | 2048-49 | 2049-50
VIC1 | Black Coal | 0 | 0 | 0 | 0 | 0 | 0 | 0 | 0 | 0 | 0 | 0 | 0 | 0 | 0 | 0 | 0 | 0 | 0 | 0 | 0 | 0 | 0 | 0 | 0 | 0 | 0 | 0
VIC1 | Brown Coal | 0 | 0 | 0 | 0 | 0 | 0 | 0 | 0 | 0 | 0 | 0 | 0 | 0 | 0 | 0 | 0 | 0 | 0 | 0 | 0 | 0 | 0 | 0 | 0 | 0 | 0 | 0
VIC1 | CCGT | 0 | 0 | 0 | 0 | 0 | 0 | 0 | 0 | 0 | 0 | 0 | 0 | 0 | 0 | 0 | 0 | 0 | 0 | 0 | 0 | 0 | 0 | 0 | 0 | 0 | 0 | 0
VIC1 | Gas - Steam | 0 | 0 | 0 | 0 | 0 | 0 | 0 | 0 | 0 | 0 | 0 | 0 | 0 | 0 | 0 | 0 | 0 | 0 | 0 | 0 | 0 | 0 | 0 | 0 | 0 | 0 | 0
VIC1 | OCGT / Diesel | 0 | 0.0028674 | 0.0027179 | 0.0025786 | 0.0024537 | 0.0023269 | 0.0022101 | 0.0021024 | 0.0020004 | 0.002309 | 0.0022237 | 0.0023374 | 4515.3996 | 4267.9926 | 4045.4906 | 3834.5883 | 3644.3717 | 3444.6899 | 4844.7432 | 4592.1737 | 7552.2371 | 12432.9841 | 11784.8191 | 11170.4446 | 10616.329 | 10034.6409 | 9511.508
VIC1 | Hydro | 0 | 0 | 0 | 0 | 0 | 0 | 0 | 0 | 0 | 0 | 0 | 0 | 0 | 0 | 0 | 0 | 0 | 0 | 0 | 0 | 0 | 0 | 0 | 0 | 0 | 0 | 0
VIC1 | Hydrogen Turbine | 0 | 0 | 0 | 0 | 0 | 0 | 0 | 0 | 0 | 0 | 0 | 0 | 0 | 0 | 0 | 0 | 0 | 0 | 0 | 0 | 0 | 0 | 0 | 0 | 0 | 0 | 0
VIC1 | Wind | 0 | 19077.3623 | 18082.8079 | 27046.4352 | 25704.7847 | 31954.568 | 48441.7286 | 62495.8565 | 59395.7181 | 64271.906 | 79685.1078 | 75530.9094 | 71784.1607 | 69113.5632 | 67509.7965 | 65422.5249 | 64109.9891 | 61036.9646 | 57854.943 | 70179.9271 | 75290.1589 | 73302.061 | 102817.4665 | 146445.7022 | 166128.2715 | 158308.2129 | 168758.206
VIC1 | Solar PV | 0 | 0.011531 | 0.011164 | 0.0176 | 0.016755 | 0.015917 | 0.015541 | 0.026951 | 0.025631 | 13240.3881 | 12550.131 | 17293.7782 | 16915.3939 | 16313.7325 | 17691.5282 | 23870.9206 | 31689.8493 | 34048.6705 | 43473.2512 | 44047.6113 | 46352.0699 | 43812.3553 | 42520.2605 | 40895.5866 | 38866.9401 | 37602.43 | 36817.9183
VIC1 | Grid Battery | 0 | 0.0098479 | 0.0094001 | 0.044294 | 0.042244 | 0.039934 | 0.037971 | 3289.5122 | 3126.3347 | 19572.1956 | 18551.8449 | 17584.6871 | 16712.3907 | 15796.6884 | 19831.028 | 18797.1833 | 20393.1855 | 24318.7671 | 23952.2486 | 22703.5533 | 21577.3328 | 25454.6746 | 24127.6538 | 22869.8173 | 21735.3488 | 20607.1731 | 19745.2843
VIC1 | Pumped Hydro | 0 | 0 | 0.0054453 | 0.011778 | 0.011239 | 0.010675 | 0.010877 | 0.019572 | 0.018618 | 0.020605 | 0.019689 | 0.018717 | 0.068638 | 0.065035 | 1017.9865 | 964.9162 | 917.0518 | 2254.3111 | 4995.9884 | 5457.782 | 5187.046 | 5106.0314 | 4839.8403 | 4587.5264 | 4359.9598 | 4121.0698 | 3906.2273
VIC1 | VPP | 0 | 0 | 0 | 0 | 0 | 0 | 0 | 0 | 0 | 0 | 0 | 0 | 0 | 0 | 0 | 0 | 0 | 0 | 0 | 0 | 0 | 0 | 0 | 0 | 0 | 0 | 0
Total excluding storage |  | 0 | 19077.3866 | 18082.8367 | 27046.5115 | 25704.8574 | 31954.6369 | 48441.7952 | 65785.4173 | 62522.0991 | 97084.5126 | 110787.1055 | 110409.3958 | 109927.4135 | 105492.0416 | 110095.8299 | 112890.1332 | 120754.4473 | 125103.4032 | 135121.1745 | 146981.0474 | 155958.8446 | 160108.1064 | 186090.0402 | 225969.0772 | 241706.8492 | 230673.5266 | 238739.1438
Region | Technology | 2023-24 | 2024-25 | 2025-26 | 2026-27 | 2027-28 | 2028-29 | 2029-30 | 2030-31 | 2031-32 | 2032-33 | 2033-34 | 2034-35 | 2035-36 | 2036-37 | 2037-38 | 2038-39 | 2039-40 | 2040-41 | 2041-42 | 2042-43 | 2043-44 | 2044-45 | 2045-46 | 2046-47 | 2047-48 | 2048-49 | 2049-50
SA1 | Black Coal | 0 | 0 | 0 | 0 | 0 | 0 | 0 | 0 | 0 | 0 | 0 | 0 | 0 | 0 | 0 | 0 | 0 | 0 | 0 | 0 | 0 | 0 | 0 | 0 | 0 | 0 | 0
SA1 | Brown Coal | 0 | 0 | 0 | 0 | 0 | 0 | 0 | 0 | 0 | 0 | 0 | 0 | 0 | 0 | 0 | 0 | 0 | 0 | 0 | 0 | 0 | 0 | 0 | 0 | 0 | 0 | 0
SA1 | CCGT | 0 | 0 | 0 | 0 | 0 | 0 | 0 | 0 | 0 | 0 | 0 | 0 | 0 | 0 | 0 | 0 | 0 | 0 | 0 | 0 | 0 | 0 | 0 | 0 | 0 | 0 | 0
SA1 | Gas - Steam | 0 | 0 | 0 | 0 | 0 | 0 | 0 | 0 | 0 | 0 | 0 | 0 | 0 | 0 | 0 | 0 | 0 | 0 | 0 | 0 | 0 | 0 | 0 | 0 | 0 | 0 | 0
SA1 | OCGT / Diesel | 0 | 0.0015031 | 0.0014256 | 0.0015673 | 0.001494 | 0.0014191 | 0.0013559 | 0.0015121 | 0.0014458 | 0.0015881 | 0.0015149 | 0.0016835 | 0.0038949 | 0.0036857 | 0.0035188 | 0.0033378 | 0.0031834 | 0.0030119 | 0.0028576 | 0.0027127 | 0.016243 | 0.024014 | 0.022764 | 0.021579 | 0.020512 | 0.019391 | 0.018386
SA1 | Hydro | 0 | 0 | 0 | 0 | 0 | 0 | 0 | 0 | 0 | 0 | 0 | 0 | 0 | 0 | 0 | 0 | 0 | 0 | 0 | 0 | 0 | 0 | 0 | 0 | 0 | 0 | 0
SA1 | Hydrogen Turbine | 0 | 0 | 0 | 0 | 0 | 0 | 0 | 0 | 0 | 0 | 0 | 0 | 0 | 0 | 0 | 0 | 0 | 0 | 0 | 0 | 0 | 0 | 0 | 0 | 0 | 0 | 0
SA1 | Wind | 0 | 9112.4853 | 8637.4268 | 16470.6445 | 15665.5382 | 28233.5302 | 28811.8608 | 29622.5858 | 28153.1426 | 26610.598 | 26424.9893 | 25047.3837 | 25936.6726 | 25224.9203 | 34027.7315 | 34658.0133 | 35540.9301 | 33837.6576 | 32073.6092 | 34838.9898 | 33402.674 | 33256.8595 | 31523.0958 | 40595.3299 | 42421.2139 | 42684.984 | 42607.2999
SA1 | Solar PV | 0 | 0.018338 | 0.022247 | 0.021185 | 0.020203 | 0.019761 | 0.019374 | 0.035991 | 0.034235 | 6813.9632 | 6458.733 | 11674.9579 | 11095.8157 | 10487.8564 | 14499.6406 | 14326.7403 | 18047.7559 | 34912.6173 | 36828.5731 | 39828.0958 | 54467.1905 | 51482.8335 | 48798.8943 | 46254.885 | 43960.3878 | 43698.6984 | 41554.13
SA1 | Grid Battery | 0 | 0.0068303 | 0.0084109 | 0.017043 | 0.016829 | 0.015913 | 0.015671 | 0.35999 | 0.34503 | 8513.2651 | 8069.4457 | 7648.7638 | 11806.2748 | 11159.3878 | 11759.7924 | 11146.7228 | 10593.7851 | 20158.1055 | 25332.8851 | 24012.2136 | 30054.9358 | 29717.7868 | 28168.5184 | 26700.0176 | 25375.5498 | 23985.1772 | 22734.7701
SA1 | Pumped Hydro | 0 | 0 | 0.0045884 | 0.0062287 | 0.0059823 | 0.0057202 | 0.0055812 | 0.0071937 | 0.006858 | 0.0067368 | 0.0064975 | 0.0062704 | 0.0070991 | 0.006785 | 0.0074217 | 0.0070636 | 0.0068324 | 0.0070764 | 0.0075448 | 0.0074521 | 0.0072701 | 0.0082691 | 0.0078588 | 0.0074621 | 0.0071063 | 0.0067371 | 0.0068534
SA1 | VPP | 0 | 0 | 0 | 0 | 0 | 0 | 0 | 0 | 0 | 0 | 0 | 0 | 0 | 0 | 0 | 0 | 0 | 0 | 0 | 0 | 0 | 0 | 0 | 0 | 0 | 0 | 0
Total excluding storage |  | 0 | 9112.512 | 8637.4635 | 16470.6905 | 15665.5827 | 28233.573 | 28811.9027 | 29622.9905 | 28153.5302 | 41937.8346 | 40953.176 | 44371.1133 | 48838.774 | 46872.175 | 60287.1754 | 60131.4868 | 64182.4811 | 88908.3905 | 94235.0778 | 98679.3093 | 117924.8239 | 114457.5121 | 108490.5392 | 113550.2616 | 111757.1791 | 110368.8857 | 106896.2252
Region | Technology | 2023-24 | 2024-25 | 2025-26 | 2026-27 | 2027-28 | 2028-29 | 2029-30 | 2030-31 | 2031-32 | 2032-33 | 2033-34 | 2034-35 | 2035-36 | 2036-37 | 2037-38 | 2038-39 | 2039-40 | 2040-41 | 2041-42 | 2042-43 | 2043-44 | 2044-45 | 2045-46 | 2046-47 | 2047-48 | 2048-49 | 2049-50
TAS1 | Black Coal | 0 | 0 | 0 | 0 | 0 | 0 | 0 | 0 | 0 | 0 | 0 | 0 | 0 | 0 | 0 | 0 | 0 | 0 | 0 | 0 | 0 | 0 | 0 | 0 | 0 | 0 | 0
TAS1 | Brown Coal | 0 | 0 | 0 | 0 | 0 | 0 | 0 | 0 | 0 | 0 | 0 | 0 | 0 | 0 | 0 | 0 | 0 | 0 | 0 | 0 | 0 | 0 | 0 | 0 | 0 | 0 | 0
TAS1 | CCGT | 0 | 0 | 0 | 0 | 0 | 0 | 0 | 0 | 0 | 0 | 0 | 0 | 0 | 0 | 0 | 0 | 0 | 0 | 0 | 0 | 0 | 0 | 0 | 0 | 0 | 0 | 0
TAS1 | Gas - Steam | 0 | 0 | 0 | 0 | 0 | 0 | 0 | 0 | 0 | 0 | 0 | 0 | 0 | 0 | 0 | 0 | 0 | 0 | 0 | 0 | 0 | 0 | 0 | 0 | 0 | 0 | 0
TAS1 | OCGT / Diesel | 0 | 0.0013715 | 0.0013 | 0.0012378 | 0.0012099 | 0.0012062 | 0.0012245 | 0.0013795 | 0.001321 | 0.0015093 | 0.0014377 | 0.0014107 | 0.0026049 | 0.0024662 | 0.0023415 | 0.0022233 | 0.0021183 | 0.0020055 | 0.0024923 | 0.0023673 | 0.0022577 | 0.0055808 | 0.0052936 | 0.0050216 | 0.0047769 | 0.0045198 | 0.0042886
TAS1 | Hydro | 0 | 0 | 0 | 0 | 0 | 0 | 0 | 0 | 0 | 0 | 0 | 0 | 0 | 0 | 0 | 0 | 0 | 0 | 0 | 0 | 0 | 0 | 0 | 0 | 0 | 0 | 0
TAS1 | Hydrogen Turbine | 0 | 0 | 0 | 0 | 0 | 0 | 0 | 0 | 0 | 0 | 0 | 0 | 0 | 0 | 0 | 0 | 0 | 0 | 0 | 0 | 0 | 0 | 0 | 0 | 0 | 0 | 0
TAS1 | Wind | 0 | 10896.0222 | 10327.9832 | 9819.6939 | 15676.9713 | 18609.1636 | 25308.1362 | 24115.8313 | 36333.7222 | 38128.6548 | 36140.9058 | 34256.7832 | 32557.4581 | 30773.5765 | 29169.2678 | 27648.5957 | 26277.073 | 24837.3041 | 23542.4684 | 22315.137 | 21208.1836 | 20070.914 | 19530.3285 | 18520.0002 | 17601.3067 | 16636.8989 | 15769.5725
TAS1 | Solar PV | 0 | 0.0048317 | 0.0045936 | 0.0046629 | 0.0044498 | 0.0042262 | 0.0042049 | 0.0052929 | 0.0051944 | 0.0092104 | 0.0087494 | 62.2921 | 59.2026 | 55.9589 | 370.3392 | 351.0332 | 333.6213 | 315.3416 | 1080.5008 | 1024.1828 | 1545.3532 | 2637.4602 | 2499.9623 | 2369.6325 | 2252.0857 | 2128.6898 | 2017.7155
TAS1 | Grid Battery | 0 | 0.0050391 | 0.0059073 | 0.0065213 | 0.0077784 | 0.0073701 | 0.0088278 | 0.014988 | 0.01968 | 0.021905 | 0.02085 | 0.019818 | 0.019564 | 0.018903 | 0.02249 | 0.021465 | 0.020555 | 0.019564 | 0.019592 | 0.01869 | 0.02052 | 0.024897 | 0.023683 | 0.022553 | 0.023862 | 0.026641 | 0.025812
TAS1 | Pumped Hydro | 0 | 0 | 0.010116 | 0.010666 | 0.012016 | 0.012794 | 0.017441 | 0.075382 | 2848.7874 | 4885.7163 | 4631.011 | 4389.5844 | 6233.7902 | 5892.2295 | 5585.0523 | 5293.8885 | 5031.2826 | 4755.6094 | 4896.8665 | 4641.5797 | 4552.8937 | 4820.8987 | 4569.5722 | 4331.3481 | 4116.4895 | 3890.94 | 3688.0948
TAS1 | VPP | 0 | 0 | 0 | 0 | 0 | 0 | 0 | 0 | 0 | 0 | 0 | 0 | 0 | 0 | 0 | 0 | 0 | 0 | 0 | 0 | 0 | 0 | 0 | 0 | 0 | 0 | 0
Total excluding storage |  | 0 | 10896.0334 | 10328.0051 | 9819.717 | 15676.9968 | 18609.1892 | 25308.1679 | 24115.9284 | 39182.5357 | 43014.4037 | 40771.9478 | 38708.6809 | 38850.473 | 36721.7862 | 35124.6842 | 33293.541 | 31641.9995 | 29908.2767 | 29519.8578 | 27980.9204 | 27306.4533 | 27529.3034 | 26599.892 | 25221.0084 | 23969.9105 | 22656.5599 | 21475.4129

## BaseCase_Fuel Cost
Fuel cost by technology ($000s) - BaseCase, Step Change Scenario
Fuel | Real June 2021 dollars discounted to 1 July 2021
Explicitly modelled generation
Region | Technology | 2023-24 | 2024-25 | 2025-26 | 2026-27 | 2027-28 | 2028-29 | 2029-30 | 2030-31 | 2031-32 | 2032-33 | 2033-34 | 2034-35 | 2035-36 | 2036-37 | 2037-38 | 2038-39 | 2039-40 | 2040-41 | 2041-42 | 2042-43 | 2043-44 | 2044-45 | 2045-46 | 2046-47 | 2047-48 | 2048-49 | 2049-50
NEM | Black Coal | 1659293.966 | 1330549.505 | 1204789.272 | 1034133.172 | 781219.474 | 676507.982 | 572845.306 | 373300.956 | 341025.046 | 288852.057 | 169582.776 | 159934.671 | 130941.744 | 117852.266 | 117049.043 | 105787.096 | 18025.811 | 6474.5175 | 6159.1845 | 0 | 0 | 0 | 0 | 0 | 0 | 0 | 0
NEM | Brown Coal | 215926.43 | 178380.732 | 156320.156 | 112914.56 | 111202.44 | 87936.749 | 53236.972 | 32959.451 | 24757.779 | 0 | 0 | 0 | 0 | 0 | 0 | 0 | 0 | 0 | 0 | 0 | 0 | 0 | 0 | 0 | 0 | 0 | 0
NEM | CCGT | 148531.6948 | 113246.1186 | 191761.4141 | 212540.6062 | 219891.7973 | 230678.8385 | 252874.8152 | 278818.3815 | 240946.1275 | 224846.2565 | 286770.3405 | 309267.7385 | 221925.585 | 196493.84 | 137256.6718 | 138176.536 | 118432.4093 | 96764.1055 | 75688.3411 | 82418.111 | 59569.9165 | 44388.6324 | 25425.8285 | 19792.132 | 18219.676 | 17040.35 | 16498.076
NEM | Gas - Steam | 11397.0145 | 10579.1688 | 31990.5715 | 13868.676 | 9250.051 | 18580.852 | 14558.879 | 74698.752 | 27016.752 | 67775.864 | 48173.204 | 53577.316 | 50934.46 | 56290.664 | 60115.02 | 59413.06 | 0 | 0 | 0 | 0 | 0 | 0 | 0 | 0 | 0 | 0 | 0
NEM | OCGT / Diesel | 17497.7552 | 13722.9847 | 30322.9457 | 35156.8815 | 25225.4861 | 31438.0188 | 22890.898 | 96160.8051 | 54730.3186 | 109668.3883 | 147183.7997 | 279844.039 | 166922.9705 | 221787.0323 | 216117.9982 | 195378.3327 | 392910.1185 | 305135.2036 | 188357.476 | 202998.3574 | 362790.379 | 228349.553 | 258110.4223 | 311087.8673 | 187756.2509 | 292995.7767 | 233870.718
NEM | Hydro | 0 | 0 | 0 | 0 | 0 | 0 | 0 | 0 | 0 | 0 | 0 | 0 | 0 | 0 | 0 | 0 | 0 | 0 | 0 | 0 | 0 | 0 | 0 | 0 | 0 | 0 | 0
NEM | Hydrogen Turbine | 0 | 0 | 0 | 0 | 0 | 0 | 0 | 0 | 0 | 0 | 0 | 0 | 0 | 0 | 0 | 0 | 0 | 0 | 0 | 0 | 0 | 0 | 0 | 0 | 0 | 0 | 0
NEM | Wind | 0 | 0 | 0 | 0 | 0 | 0 | 0 | 0 | 0 | 0 | 0 | 0 | 0 | 0 | 0 | 0 | 0 | 0 | 0 | 0 | 0 | 0 | 0 | 0 | 0 | 0 | 0
NEM | Solar PV | 0 | 0 | 0 | 0 | 0 | 0 | 0 | 0 | 0 | 0 | 0 | 0 | 0 | 0 | 0 | 0 | 0 | 0 | 0 | 0 | 0 | 0 | 0 | 0 | 0 | 0 | 0
NEM | Grid Battery | 0 | 0 | 0 | 0 | 0 | 0 | 0 | 0 | 0 | 0 | 0 | 0 | 0 | 0 | 0 | 0 | 0 | 0 | 0 | 0 | 0 | 0 | 0 | 0 | 0 | 0 | 0
NEM | Pumped Hydro | 0 | 0 | 0 | 0 | 0 | 0 | 0 | 0 | 0 | 0 | 0 | 0 | 0 | 0 | 0 | 0 | 0 | 0 | 0 | 0 | 0 | 0 | 0 | 0 | 0 | 0 | 0
NEM | VPP | 0 | 0 | 0 | 0 | 0 | 0 | 0 | 0 | 0 | 0 | 0 | 0 | 0 | 0 | 0 | 0 | 0 | 0 | 0 | 0 | 0 | 0 | 0 | 0 | 0 | 0 | 0
Total excluding storage |  | 2052646.8605 | 1646478.5091 | 1615184.3593 | 1408613.8957 | 1146789.2484 | 1045142.4403 | 916406.8702 | 855938.3456 | 688476.0231 | 691142.5658 | 651710.1202 | 802623.7645 | 570724.7595 | 592423.8023 | 530538.733 | 498755.0247 | 529368.3388 | 408373.8266 | 270205.0016 | 285416.4684 | 422360.2955 | 272738.1854 | 283536.2508 | 330879.9993 | 205975.9269 | 310036.1267 | 250368.794
Region | Technology | 2023-24 | 2024-25 | 2025-26 | 2026-27 | 2027-28 | 2028-29 | 2029-30 | 2030-31 | 2031-32 | 2032-33 | 2033-34 | 2034-35 | 2035-36 | 2036-37 | 2037-38 | 2038-39 | 2039-40 | 2040-41 | 2041-42 | 2042-43 | 2043-44 | 2044-45 | 2045-46 | 2046-47 | 2047-48
NSW1 | Black Coal | 910365.42 | 689248.19 | 555878.334 | 482817.9 | 338696.618 | 333663.292 | 264304.888 | 200994.288 | 187598.72 | 180547.58 | 97628.36 | 94366.208 | 77243.984 | 63694.6 | 65922.132 | 61287.008 | 0 | 0 | 0 | 0 | 0 | 0 | 0 | 0 | 0 | 0 | 0
NSW1 | Brown Coal | 0 | 0 | 0 | 0 | 0 | 0 | 0 | 0 | 0 | 0 | 0 | 0 | 0 | 0 | 0 | 0 | 0 | 0 | 0 | 0 | 0 | 0 | 0 | 0 | 0 | 0 | 0
NSW1 | CCGT | 875.6083 | 384.4372 | 17792.322 | 35178.116 | 43595.472 | 34244.352 | 54727.76 | 50633.124 | 43423.14 | 35009.36 | 56969.936 | 63951.552 | 39159.756 | 39029.148 | 39845.74 | 43211.188 | 39955.348 | 30702.626 | 23808.38 | 27365.606 | 0 | 0 | 0 | 0 | 0 | 0 | 0
NSW1 | Gas - Steam | 0 | 0 | 0 | 0 | 0 | 0 | 0 | 0 | 0 | 0 | 0 | 0 | 0 | 0 | 0 | 0 | 0 | 0 | 0 | 0 | 0 | 0 | 0 | 0 | 0 | 0 | 0
NSW1 | OCGT / Diesel | 928.8057 | 551.8363 | 3676.4657 | 3128.651 | 2440.7076 | 458.1985 | 139.9417 | 9408.6355 | 1661.9732 | 10656.978 | 22859.5208 | 75371.7657 | 28983.5331 | 61693.5845 | 28696.796 | 46341.7678 | 106020.5281 | 107599.9893 | 47655.7189 | 43889.3245 | 92029.0154 | 39941.7202 | 61279.1462 | 57983.3908 | 43882.0983 | 44085.0512 | 47689.839
NSW1 | Hydro | 0 | 0 | 0 | 0 | 0 | 0 | 0 | 0 | 0 | 0 | 0 | 0 | 0 | 0 | 0 | 0 | 0 | 0 | 0 | 0 | 0 | 0 | 0 | 0 | 0 | 0 | 0
NSW1 | Hydrogen Turbine | 0 | 0 | 0 | 0 | 0 | 0 | 0 | 0 | 0 | 0 | 0 | 0 | 0 | 0 | 0 | 0 | 0 | 0 | 0 | 0 | 0 | 0 | 0 | 0 | 0 | 0 | 0
NSW1 | Wind | 0 | 0 | 0 | 0 | 0 | 0 | 0 | 0 | 0 | 0 | 0 | 0 | 0 | 0 | 0 | 0 | 0 | 0 | 0 | 0 | 0 | 0 | 0 | 0 | 0 | 0 | 0
NSW1 | Solar PV | 0 | 0 | 0 | 0 | 0 | 0 | 0 | 0 | 0 | 0 | 0 | 0 | 0 | 0 | 0 | 0 | 0 | 0 | 0 | 0 | 0 | 0 | 0 | 0 | 0 | 0 | 0
NSW1 | Grid Battery | 0 | 0 | 0 | 0 | 0 | 0 | 0 | 0 | 0 | 0 | 0 | 0 | 0 | 0 | 0 | 0 | 0 | 0 | 0 | 0 | 0 | 0 | 0 | 0 | 0 | 0 | 0
NSW1 | Pumped Hydro | 0 | 0 | 0 | 0 | 0 | 0 | 0 | 0 | 0 | 0 | 0 | 0 | 0 | 0 | 0 | 0 | 0 | 0 | 0 | 0 | 0 | 0 | 0 | 0 | 0 | 0 | 0
NSW1 | VPP | 0 | 0 | 0 | 0 | 0 | 0 | 0 | 0 | 0 | 0 | 0 | 0 | 0 | 0 | 0 | 0 | 0 | 0 | 0 | 0 | 0 | 0 | 0 | 0 | 0 | 0 | 0
Total excluding storage |  | 912169.834 | 690184.4635 | 577347.1217 | 521124.667 | 384732.7976 | 368365.8425 | 319172.5897 | 261036.0475 | 232683.8332 | 226213.918 | 177457.8168 | 233689.5257 | 145387.2731 | 164417.3325 | 134464.668 | 150839.9638 | 145975.8761 | 138302.6153 | 71464.0989 | 71254.9305 | 92029.0154 | 39941.7202 | 61279.1462 | 57983.3908 | 43882.0983 | 44085.0512 | 47689.839
Region | Technology | 2023-24 | 2024-25 | 2025-26 | 2026-27 | 2027-28 | 2028-29 | 2029-30 | 2030-31 | 2031-32 | 2032-33 | 2033-34 | 2034-35 | 2035-36 | 2036-37 | 2037-38 | 2038-39 | 2039-40 | 2040-41 | 2041-42 | 2042-43 | 2043-44 | 2044-45 | 2045-46 | 2046-47 | 2047-48
QLD1 | Black Coal | 748928.546 | 641301.315 | 648910.938 | 551315.272 | 442522.856 | 342844.69 | 308540.418 | 172306.668 | 153426.326 | 108304.477 | 71954.416 | 65568.463 | 53697.76 | 54157.666 | 51126.911 | 44500.088 | 18025.811 | 6474.5175 | 6159.1845 | 0 | 0 | 0 | 0 | 0 | 0 | 0 | 0
QLD1 | Brown Coal | 0 | 0 | 0 | 0 | 0 | 0 | 0 | 0 | 0 | 0 | 0 | 0 | 0 | 0 | 0 | 0 | 0 | 0 | 0 | 0 | 0 | 0 | 0 | 0 | 0 | 0 | 0
QLD1 | CCGT | 70573.1775 | 61550.9895 | 97611.8841 | 132487.0782 | 134297.5093 | 137163.6025 | 145030.0272 | 156922.9055 | 146166.6235 | 134530.8645 | 172228.0365 | 178341.0025 | 139706.869 | 109441.444 | 97410.9318 | 94965.348 | 78477.0613 | 66061.4795 | 51879.9611 | 55052.505 | 59569.9165 | 44388.6324 | 25425.8285 | 19792.132 | 18219.676 | 17040.35 | 16498.076
QLD1 | Gas - Steam | 0 | 0 | 0 | 0 | 0 | 0 | 0 | 0 | 0 | 0 | 0 | 0 | 0 | 0 | 0 | 0 | 0 | 0 | 0 | 0 | 0 | 0 | 0 | 0 | 0 | 0 | 0
QLD1 | OCGT / Diesel | 215.0562 | 0.039669 | 213.1852 | 1436.3785 | 1873.9885 | 1178.6713 | 341.5278 | 23146.9695 | 21158.3886 | 22544.5355 | 60488.9671 | 64421.6995 | 56792.2247 | 64871.7936 | 48653.5675 | 36004.9262 | 69351.9942 | 49650.9763 | 21811.7665 | 31490.8012 | 39613.7284 | 26534.984 | 39770.6194 | 65848.628 | 20347.1533 | 66037.2717 | 41905.0282
QLD1 | Hydro | 0 | 0 | 0 | 0 | 0 | 0 | 0 | 0 | 0 | 0 | 0 | 0 | 0 | 0 | 0 | 0 | 0 | 0 | 0 | 0 | 0 | 0 | 0 | 0 | 0 | 0 | 0
QLD1 | Hydrogen Turbine | 0 | 0 | 0 | 0 | 0 | 0 | 0 | 0 | 0 | 0 | 0 | 0 | 0 | 0 | 0 | 0 | 0 | 0 | 0 | 0 | 0 | 0 | 0 | 0 | 0 | 0 | 0
QLD1 | Wind | 0 | 0 | 0 | 0 | 0 | 0 | 0 | 0 | 0 | 0 | 0 | 0 | 0 | 0 | 0 | 0 | 0 | 0 | 0 | 0 | 0 | 0 | 0 | 0 | 0 | 0 | 0
QLD1 | Solar PV | 0 | 0 | 0 | 0 | 0 | 0 | 0 | 0 | 0 | 0 | 0 | 0 | 0 | 0 | 0 | 0 | 0 | 0 | 0 | 0 | 0 | 0 | 0 | 0 | 0 | 0 | 0
QLD1 | Grid Battery | 0 | 0 | 0 | 0 | 0 | 0 | 0 | 0 | 0 | 0 | 0 | 0 | 0 | 0 | 0 | 0 | 0 | 0 | 0 | 0 | 0 | 0 | 0 | 0 | 0 | 0 | 0
QLD1 | Pumped Hydro | 0 | 0 | 0 | 0 | 0 | 0 | 0 | 0 | 0 | 0 | 0 | 0 | 0 | 0 | 0 | 0 | 0 | 0 | 0 | 0 | 0 | 0 | 0 | 0 | 0 | 0 | 0
QLD1 | VPP | 0 | 0 | 0 | 0 | 0 | 0 | 0 | 0 | 0 | 0 | 0 | 0 | 0 | 0 | 0 | 0 | 0 | 0 | 0 | 0 | 0 | 0 | 0 | 0 | 0 | 0 | 0
Total excluding storage |  | 819716.7796 | 702852.3442 | 746736.0072 | 685238.7287 | 578694.3538 | 481186.9638 | 453911.973 | 352376.543 | 320751.3381 | 265379.877 | 304671.4196 | 308331.165 | 250196.8537 | 228470.9036 | 197191.4103 | 175470.3622 | 165854.8665 | 122186.9733 | 79850.9121 | 86543.3062 | 99183.6449 | 70923.6164 | 65196.4479 | 85640.76 | 38566.8293 | 83077.6217 | 58403.1042
Region | Technology | 2023-24 | 2024-25 | 2025-26 | 2026-27 | 2027-28 | 2028-29 | 2029-30 | 2030-31 | 2031-32 | 2032-33 | 2033-34 | 2034-35 | 2035-36 | 2036-37 | 2037-38 | 2038-39 | 2039-40 | 2040-41 | 2041-42 | 2042-43 | 2043-44 | 2044-45 | 2045-46 | 2046-47 | 2047-48
VIC1 | Black Coal | 0 | 0 | 0 | 0 | 0 | 0 | 0 | 0 | 0 | 0 | 0 | 0 | 0 | 0 | 0 | 0 | 0 | 0 | 0 | 0 | 0 | 0 | 0 | 0 | 0 | 0 | 0
VIC1 | Brown Coal | 215926.43 | 178380.732 | 156320.156 | 112914.56 | 111202.44 | 87936.749 | 53236.972 | 32959.451 | 24757.779 | 0 | 0 | 0 | 0 | 0 | 0 | 0 | 0 | 0 | 0 | 0 | 0 | 0 | 0 | 0 | 0 | 0 | 0
VIC1 | CCGT | 0 | 0 | 0 | 0 | 0 | 0 | 0 | 0 | 0 | 0 | 0 | 0 | 0 | 0 | 0 | 0 | 0 | 0 | 0 | 0 | 0 | 0 | 0 | 0 | 0 | 0 | 0
VIC1 | Gas - Steam | 1711.8735 | 1783.6368 | 6561.4295 | 13868.676 | 9250.051 | 18580.852 | 14558.879 | 74698.752 | 27016.752 | 67775.864 | 48173.204 | 53577.316 | 50934.46 | 56290.664 | 60115.02 | 59413.06 | 0 | 0 | 0 | 0 | 0 | 0 | 0 | 0 | 0 | 0 | 0
VIC1 | OCGT / Diesel | 2798.5124 | 1800.5517 | 4103.2948 | 14084.7167 | 7794.9867 | 12277.1115 | 7614.6654 | 31913.5068 | 10705.6524 | 51092.8002 | 34055.3612 | 90124.2579 | 56316.3798 | 70299.3736 | 102071.7598 | 82522.4811 | 174684.5651 | 124614.3961 | 103497.1382 | 109827.5244 | 208743.338 | 154826.4685 | 151991.0413 | 185739.7514 | 122111.2035 | 180987.5929 | 141946.3114
VIC1 | Hydro | 0 | 0 | 0 | 0 | 0 | 0 | 0 | 0 | 0 | 0 | 0 | 0 | 0 | 0 | 0 | 0 | 0 | 0 | 0 | 0 | 0 | 0 | 0 | 0 | 0 | 0 | 0
VIC1 | Hydrogen Turbine | 0 | 0 | 0 | 0 | 0 | 0 | 0 | 0 | 0 | 0 | 0 | 0 | 0 | 0 | 0 | 0 | 0 | 0 | 0 | 0 | 0 | 0 | 0 | 0 | 0 | 0 | 0
VIC1 | Wind | 0 | 0 | 0 | 0 | 0 | 0 | 0 | 0 | 0 | 0 | 0 | 0 | 0 | 0 | 0 | 0 | 0 | 0 | 0 | 0 | 0 | 0 | 0 | 0 | 0 | 0 | 0
VIC1 | Solar PV | 0 | 0 | 0 | 0 | 0 | 0 | 0 | 0 | 0 | 0 | 0 | 0 | 0 | 0 | 0 | 0 | 0 | 0 | 0 | 0 | 0 | 0 | 0 | 0 | 0 | 0 | 0
VIC1 | Grid Battery | 0 | 0 | 0 | 0 | 0 | 0 | 0 | 0 | 0 | 0 | 0 | 0 | 0 | 0 | 0 | 0 | 0 | 0 | 0 | 0 | 0 | 0 | 0 | 0 | 0 | 0 | 0
VIC1 | Pumped Hydro | 0 | 0 | 0 | 0 | 0 | 0 | 0 | 0 | 0 | 0 | 0 | 0 | 0 | 0 | 0 | 0 | 0 | 0 | 0 | 0 | 0 | 0 | 0 | 0 | 0 | 0 | 0
VIC1 | VPP | 0 | 0 | 0 | 0 | 0 | 0 | 0 | 0 | 0 | 0 | 0 | 0 | 0 | 0 | 0 | 0 | 0 | 0 | 0 | 0 | 0 | 0 | 0 | 0 | 0 | 0 | 0
Total excluding storage |  | 220436.8159 | 181964.9205 | 166984.8803 | 140867.9527 | 128247.4777 | 118794.7125 | 75410.5164 | 139571.7098 | 62480.1834 | 118868.6642 | 82228.5652 | 143701.5739 | 107250.8398 | 126590.0376 | 162186.7798 | 141935.5411 | 174684.5651 | 124614.3961 | 103497.1382 | 109827.5244 | 208743.338 | 154826.4685 | 151991.0413 | 185739.7514 | 122111.2035 | 180987.5929 | 141946.3114
Region | Technology | 2023-24 | 2024-25 | 2025-26 | 2026-27 | 2027-28 | 2028-29 | 2029-30 | 2030-31 | 2031-32 | 2032-33 | 2033-34 | 2034-35 | 2035-36 | 2036-37 | 2037-38 | 2038-39 | 2039-40 | 2040-41 | 2041-42 | 2042-43 | 2043-44 | 2044-45 | 2045-46 | 2046-47 | 2047-48
SA1 | Black Coal | 0 | 0 | 0 | 0 | 0 | 0 | 0 | 0 | 0 | 0 | 0 | 0 | 0 | 0 | 0 | 0 | 0 | 0 | 0 | 0 | 0 | 0 | 0 | 0 | 0 | 0 | 0
SA1 | Brown Coal | 0 | 0 | 0 | 0 | 0 | 0 | 0 | 0 | 0 | 0 | 0 | 0 | 0 | 0 | 0 | 0 | 0 | 0 | 0 | 0 | 0 | 0 | 0 | 0 | 0 | 0 | 0
SA1 | CCGT | 77082.909 | 51310.692 | 76357.208 | 44875.412 | 41998.816 | 59270.884 | 53117.028 | 71262.352 | 51356.364 | 55306.032 | 57572.368 | 66975.184 | 43058.96 | 48023.248 | 0 | 0 | 0 | 0 | 0 | 0 | 0 | 0 | 0 | 0 | 0 | 0 | 0
SA1 | Gas - Steam | 9685.141 | 8795.532 | 25429.142 | 0 | 0 | 0 | 0 | 0 | 0 | 0 | 0 | 0 | 0 | 0 | 0 | 0 | 0 | 0 | 0 | 0 | 0 | 0 | 0 | 0 | 0 | 0 | 0
SA1 | OCGT / Diesel | 13555.3689 | 11370.5339 | 22329.9768 | 16484.5019 | 13115.7803 | 17524.0142 | 14700.4085 | 31191.0863 | 20910.9876 | 24002.7634 | 28851.7306 | 47061.5104 | 23883.5485 | 24031.3363 | 34602.4993 | 29552.4151 | 39217.7683 | 22701.858 | 14850.2738 | 17248.4961 | 21762.751 | 6827.528 | 4798.4829 | 1488.6489 | 1277.4358 | 1469.967 | 2062.8368
SA1 | Hydro | 0 | 0 | 0 | 0 | 0 | 0 | 0 | 0 | 0 | 0 | 0 | 0 | 0 | 0 | 0 | 0 | 0 | 0 | 0 | 0 | 0 | 0 | 0 | 0 | 0 | 0 | 0
SA1 | Hydrogen Turbine | 0 | 0 | 0 | 0 | 0 | 0 | 0 | 0 | 0 | 0 | 0 | 0 | 0 | 0 | 0 | 0 | 0 | 0 | 0 | 0 | 0 | 0 | 0 | 0 | 0 | 0 | 0
SA1 | Wind | 0 | 0 | 0 | 0 | 0 | 0 | 0 | 0 | 0 | 0 | 0 | 0 | 0 | 0 | 0 | 0 | 0 | 0 | 0 | 0 | 0 | 0 | 0 | 0 | 0 | 0 | 0
SA1 | Solar PV | 0 | 0 | 0 | 0 | 0 | 0 | 0 | 0 | 0 | 0 | 0 | 0 | 0 | 0 | 0 | 0 | 0 | 0 | 0 | 0 | 0 | 0 | 0 | 0 | 0 | 0 | 0
SA1 | Grid Battery | 0 | 0 | 0 | 0 | 0 | 0 | 0 | 0 | 0 | 0 | 0 | 0 | 0 | 0 | 0 | 0 | 0 | 0 | 0 | 0 | 0 | 0 | 0 | 0 | 0 | 0 | 0
SA1 | Pumped Hydro | 0 | 0 | 0 | 0 | 0 | 0 | 0 | 0 | 0 | 0 | 0 | 0 | 0 | 0 | 0 | 0 | 0 | 0 | 0 | 0 | 0 | 0 | 0 | 0 | 0 | 0 | 0
SA1 | VPP | 0 | 0 | 0 | 0 | 0 | 0 | 0 | 0 | 0 | 0 | 0 | 0 | 0 | 0 | 0 | 0 | 0 | 0 | 0 | 0 | 0 | 0 | 0 | 0 | 0 | 0 | 0
Total excluding storage |  | 100323.4189 | 71476.7579 | 124116.3268 | 61359.9139 | 55114.5963 | 76794.8982 | 67817.4365 | 102453.4383 | 72267.3516 | 79308.7954 | 86424.0986 | 114036.6944 | 66942.5085 | 72054.5843 | 34602.4993 | 29552.4151 | 39217.7683 | 22701.858 | 14850.2738 | 17248.4961 | 21762.751 | 6827.528 | 4798.4829 | 1488.6489 | 1277.4358 | 1469.967 | 2062.8368
Region | Technology | 2023-24 | 2024-25 | 2025-26 | 2026-27 | 2027-28 | 2028-29 | 2029-30 | 2030-31 | 2031-32 | 2032-33 | 2033-34 | 2034-35 | 2035-36 | 2036-37 | 2037-38 | 2038-39 | 2039-40 | 2040-41 | 2041-42 | 2042-43 | 2043-44 | 2044-45 | 2045-46 | 2046-47 | 2047-48
TAS1 | Black Coal | 0 | 0 | 0 | 0 | 0 | 0 | 0 | 0 | 0 | 0 | 0 | 0 | 0 | 0 | 0 | 0 | 0 | 0 | 0 | 0 | 0 | 0 | 0 | 0 | 0 | 0 | 0
TAS1 | Brown Coal | 0 | 0 | 0 | 0 | 0 | 0 | 0 | 0 | 0 | 0 | 0 | 0 | 0 | 0 | 0 | 0 | 0 | 0 | 0 | 0 | 0 | 0 | 0 | 0 | 0 | 0 | 0
TAS1 | CCGT | 0 | 0 | 0 | 0 | 0 | 0 | 0 | 0 | 0 | 0 | 0 | 0 | 0 | 0 | 0 | 0 | 0 | 0 | 0 | 0 | 0 | 0 | 0 | 0 | 0 | 0 | 0
TAS1 | Gas - Steam | 0 | 0 | 0 | 0 | 0 | 0 | 0 | 0 | 0 | 0 | 0 | 0 | 0 | 0 | 0 | 0 | 0 | 0 | 0 | 0 | 0 | 0 | 0 | 0 | 0 | 0 | 0
TAS1 | OCGT / Diesel | 0.012108 | 0.023082 | 0.023269 | 22.6333 | 0.023018 | 0.023336 | 94.3547 | 500.607 | 293.3168 | 1371.3112 | 928.2201 | 2864.8056 | 947.2845 | 890.9444 | 2093.3756 | 956.7425 | 3635.2627 | 567.984 | 542.5785 | 542.2112 | 641.5462 | 218.8523 | 271.1325 | 27.4482 | 138.36 | 415.8938 | 266.7027
TAS1 | Hydro | 0 | 0 | 0 | 0 | 0 | 0 | 0 | 0 | 0 | 0 | 0 | 0 | 0 | 0 | 0 | 0 | 0 | 0 | 0 | 0 | 0 | 0 | 0 | 0 | 0 | 0 | 0
TAS1 | Hydrogen Turbine | 0 | 0 | 0 | 0 | 0 | 0 | 0 | 0 | 0 | 0 | 0 | 0 | 0 | 0 | 0 | 0 | 0 | 0 | 0 | 0 | 0 | 0 | 0 | 0 | 0 | 0 | 0
TAS1 | Wind | 0 | 0 | 0 | 0 | 0 | 0 | 0 | 0 | 0 | 0 | 0 | 0 | 0 | 0 | 0 | 0 | 0 | 0 | 0 | 0 | 0 | 0 | 0 | 0 | 0 | 0 | 0
TAS1 | Solar PV | 0 | 0 | 0 | 0 | 0 | 0 | 0 | 0 | 0 | 0 | 0 | 0 | 0 | 0 | 0 | 0 | 0 | 0 | 0 | 0 | 0 | 0 | 0 | 0 | 0 | 0 | 0
TAS1 | Grid Battery | 0 | 0 | 0 | 0 | 0 | 0 | 0 | 0 | 0 | 0 | 0 | 0 | 0 | 0 | 0 | 0 | 0 | 0 | 0 | 0 | 0 | 0 | 0 | 0 | 0 | 0 | 0
TAS1 | Pumped Hydro | 0 | 0 | 0 | 0 | 0 | 0 | 0 | 0 | 0 | 0 | 0 | 0 | 0 | 0 | 0 | 0 | 0 | 0 | 0 | 0 | 0 | 0 | 0 | 0 | 0 | 0 | 0
TAS1 | VPP | 0 | 0 | 0 | 0 | 0 | 0 | 0 | 0 | 0 | 0 | 0 | 0 | 0 | 0 | 0 | 0 | 0 | 0 | 0 | 0 | 0 | 0 | 0 | 0 | 0 | 0 | 0
Total excluding storage |  | 0.012108 | 0.023082 | 0.023269 | 22.6333 | 0.023018 | 0.023336 | 94.3547 | 500.607 | 293.3168 | 1371.3112 | 928.2201 | 2864.8056 | 947.2845 | 890.9444 | 2093.3756 | 956.7425 | 3635.2627 | 567.984 | 542.5785 | 542.2112 | 641.5462 | 218.8523 | 271.1325 | 27.4482 | 138.36 | 415.8938 | 266.7027

## BaseCase_Build Cost
New generation build cost (CAPEX) by technology ($000s) - BaseCase, Step Change Scenario
CAPEX | Real June 2021 dollars discounted to 1 July 2021. The total capital costs are annualised for modelling purposes. Build costs do not include capital costs of existing, committed and anticipated generators and transmission projects since there will be no difference in these costs between the Base Case and option case.
Explicitly modelled generation
Region | Technology | 2023-24 | 2024-25 | 2025-26 | 2026-27 | 2027-28 | 2028-29 | 2029-30 | 2030-31 | 2031-32 | 2032-33 | 2033-34 | 2034-35 | 2035-36 | 2036-37 | 2037-38 | 2038-39 | 2039-40 | 2040-41 | 2041-42 | 2042-43 | 2043-44 | 2044-45 | 2045-46 | 2046-47 | 2047-48 | 2048-49 | 2049-50
NEM | Black Coal | 0 | 0 | 0 | 0 | 0 | 0 | 0 | 0 | 0 | 0 | 0 | 0 | 0 | 0 | 0 | 0 | 0 | 0 | 0 | 0 | 0 | 0 | 0 | 0 | 0 | 0 | 0
NEM | Brown Coal | 0 | 0 | 0 | 0 | 0 | 0 | 0 | 0 | 0 | 0 | 0 | 0 | 0 | 0 | 0 | 0 | 0 | 0 | 0 | 0 | 0 | 0 | 0 | 0 | 0 | 0 | 0
NEM | CCGT | 0 | 0 | 0 | 0 | 0 | 0 | 0 | 0 | 0 | 0 | 0 | 0 | 0 | 0 | 0 | 0 | 0 | 0 | 0 | 0 | 0 | 0 | 0 | 0 | 0 | 0 | 0
NEM | Gas - Steam | 0 | 0 | 0 | 0 | 0 | 0 | 0 | 0 | 0 | 0 | 0 | 0 | 0 | 0 | 0 | 0 | 0 | 0 | 0 | 0 | 0 | 0 | 0 | 0 | 0 | 0 | 0
NEM | OCGT / Diesel | 0 | 0.10407 | 0.098659 | 0.096145 | 0.091815 | 927.5724 | 879.2164 | 833.3844 | 792.0441 | 748.6543 | 709.6255 | 672.6356 | 33868.04 | 32012.3484 | 71077.22 | 67371.7726 | 64029.763 | 60521.4552 | 68868.625 | 65278.3176 | 92162.1462 | 125577.721 | 119031.0153 | 155300.3759 | 147596.6213 | 178675.6632 | 169360.7911
NEM | Hydro | 0 | 0 | 0 | 0 | 0 | 0 | 0 | 0 | 0 | 0 | 0 | 0 | 0 | 0 | 0 | 0 | 0 | 0 | 0 | 0 | 0 | 0 | 0 | 0 | 0 | 0 | 0
NEM | Hydrogen Turbine | 0 | 0 | 0 | 0 | 0 | 0 | 0 | 0 | 0 | 0 | 0 | 0 | 0 | 0 | 0 | 0 | 0 | 0 | 0 | 0 | 0 | 0 | 0 | 0 | 0 | 0 | 0
NEM | Wind | 0 | 747315.6092 | 715023.0797 | 958716.6596 | 1475387.5257 | 1951830.3941 | 2051092.5804 | 2295097.914 | 2267869.3762 | 2383370.431 | 2520779.7712 | 2403178.526 | 2414220.7116 | 2335456.1026 | 2448251.3042 | 2343544.9598 | 2279126.8966 | 2208700.6587 | 2110141.1075 | 2221050.9467 | 2240779.112 | 2138907.8871 | 2097730.2949 | 2347550.5192 | 2390101.1971 | 2284844.8337 | 2046820.0426
NEM | Solar PV | 0 | 0.39178 | 55377.7142 | 52490.7683 | 49887.0595 | 89855.156 | 129566.9194 | 226715.5194 | 237256.4778 | 335584.3085 | 396972.6609 | 447312.1629 | 427491.677 | 405366.0861 | 521382.4356 | 550523.3844 | 777422.104 | 895477.7532 | 954696.8515 | 1085702.0219 | 1116662.4224 | 1060131.7021 | 1021071.215 | 1066290.8859 | 1045215.0313 | 1051907.5716 | 1097560.9551
NEM | Grid Battery | 0 | 0.46407 | 50506.7522 | 47873.983 | 103912.9317 | 205789.078 | 200589.5058 | 216457.8683 | 211437.3384 | 335322.538 | 355257.6602 | 336737.1202 | 336320.3099 | 317892.7104 | 322432.4349 | 305623.1658 | 394350.5212 | 427383.976 | 463053.5513 | 535972.9389 | 532193.4809 | 531895.3601 | 487707.1462 | 474742.5266 | 431187.2837 | 443734.0891 | 419641.3282
NEM | Pumped Hydro | 0 | 0 | 70451.8327 | 66779.1443 | 63466.5599 | 94091.1733 | 89186.0031 | 84537.0812 | 100416.888 | 110367.9049 | 123484.7576 | 117047.1742 | 125963.1625 | 119061.4156 | 283003.1161 | 268249.4019 | 305582.2867 | 309030.9026 | 337946.3791 | 330803.9845 | 315660.4287 | 305920.8908 | 289972.4121 | 318816.8979 | 303001.8238 | 286399.8074 | 271469.0209
NEM | VPP | 0 | 0 | 0 | 0 | 0 | 0 | 0 | 0 | 0 | 0 | 0 | 0 | 0 | 0 | 0 | 0 | 0 | 0 | 0 | 0 | 0 | 0 | 0 | 0 | 0 | 0 | 0
Total excluding storage |  | 0 | 747316.5692 | 891359.4775 | 1125860.6514 | 1692654.1685 | 2342493.3738 | 2471314.225 | 2823641.7672 | 2817772.1246 | 3165393.8368 | 3397204.4755 | 3304947.6189 | 3337863.901 | 3209788.6631 | 3646146.5107 | 3535312.6844 | 3820511.5714 | 3901114.7456 | 3934706.5143 | 4238808.2098 | 4297457.5902 | 4162433.5612 | 4015512.0835 | 4362701.2055 | 4317101.9572 | 4245561.9649 | 4004852.1379
Region | Technology | 2023-24 | 2024-25 | 2025-26 | 2026-27 | 2027-28 | 2028-29 | 2029-30 | 2030-31 | 2031-32 | 2032-33 | 2033-34 | 2034-35 | 2035-36 | 2036-37 | 2037-38 | 2038-39 | 2039-40 | 2040-41 | 2041-42 | 2042-43 | 2043-44 | 2044-45 | 2045-46 | 2046-47 | 2047-48 | 2048-49 | 2049-50
NSW1 | Black Coal | 0 | 0 | 0 | 0 | 0 | 0 | 0 | 0 | 0 | 0 | 0 | 0 | 0 | 0 | 0 | 0 | 0 | 0 | 0 | 0 | 0 | 0 | 0 | 0 | 0 | 0 | 0
NSW1 | Brown Coal | 0 | 0 | 0 | 0 | 0 | 0 | 0 | 0 | 0 | 0 | 0 | 0 | 0 | 0 | 0 | 0 | 0 | 0 | 0 | 0 | 0 | 0 | 0 | 0 | 0 | 0 | 0
NSW1 | CCGT | 0 | 0 | 0 | 0 | 0 | 0 | 0 | 0 | 0 | 0 | 0 | 0 | 0 | 0 | 0 | 0 | 0 | 0 | 0 | 0 | 0 | 0 | 0 | 0 | 0 | 0 | 0
NSW1 | Gas - Steam | 0 | 0 | 0 | 0 | 0 | 0 | 0 | 0 | 0 | 0 | 0 | 0 | 0 | 0 | 0 | 0 | 0 | 0 | 0 | 0 | 0 | 0 | 0 | 0 | 0 | 0 | 0
NSW1 | OCGT / Diesel | 0 | 0.042892 | 0.040656 | 0.038537 | 0.036632 | 0.034663 | 0.032902 | 0.031229 | 0.029705 | 0.028109 | 0.026709 | 0.025385 | 0.024142 | 0.022879 | 16878.8583 | 15998.9179 | 15205.2835 | 14372.1582 | 13622.8988 | 12912.7003 | 12272.1593 | 11599.7453 | 10995.0193 | 25835.4487 | 24553.868 | 23208.5168 | 21998.5829
NSW1 | Hydro | 0 | 0 | 0 | 0 | 0 | 0 | 0 | 0 | 0 | 0 | 0 | 0 | 0 | 0 | 0 | 0 | 0 | 0 | 0 | 0 | 0 | 0 | 0 | 0 | 0 | 0 | 0
NSW1 | Hydrogen Turbine | 0 | 0 | 0 | 0 | 0 | 0 | 0 | 0 | 0 | 0 | 0 | 0 | 0 | 0 | 0 | 0 | 0 | 0 | 0 | 0 | 0 | 0 | 0 | 0 | 0 | 0 | 0
NSW1 | Wind | 0 | 336010.0463 | 325159.9855 | 415031.8737 | 787152.9256 | 808830.2883 | 791398.9233 | 815575.4557 | 775118.4185 | 787818.6011 | 816023.259 | 787169.6755 | 865723.2356 | 859672.4674 | 841216.0883 | 797361.263 | 782201.602 | 775225.7274 | 734811.118 | 798319.6422 | 838112.3789 | 792190.6687 | 750891.6569 | 750009.4388 | 770943.4498 | 730782.4819 | 607900.303
NSW1 | Solar PV | 0 | 0.15442 | 55377.4374 | 52490.4674 | 49886.7718 | 80120.5766 | 118751.556 | 185389.8149 | 176193.4589 | 166606.6509 | 184375.3192 | 174763.3487 | 166094.1233 | 156993.5374 | 200818.651 | 206423.9692 | 252622.2801 | 266799.641 | 290645.7776 | 288457.273 | 285619.3513 | 269969.7444 | 255895.493 | 284317.0509 | 292638.776 | 289491.0455 | 321039.2534
NSW1 | Grid Battery | 0 | 0.29245 | 50506.5659 | 47873.5439 | 103912.4878 | 131767.4316 | 130426.7962 | 123627.3454 | 117494.752 | 123773.2491 | 117320.6187 | 111204.3783 | 105688.0472 | 99897.2074 | 94689.3002 | 89752.8926 | 132494.4747 | 125234.8887 | 126432.1374 | 127107.5702 | 120802.3791 | 123238.8059 | 100354.9691 | 107584.1433 | 82241.9798 | 93813.8859 | 87356.9936
NSW1 | Pumped Hydro | 0 | 0 | 70451.532 | 66778.7058 | 63466.1222 | 59988.7076 | 56861.3357 | 53897.0031 | 51223.4151 | 48416.7921 | 45892.6957 | 43500.1862 | 41342.3401 | 39077.1187 | 37040.0724 | 35109.0738 | 33367.4712 | 31539.2075 | 29894.9849 | 28336.483 | 26930.8379 | 25455.2834 | 24128.2326 | 22870.5771 | 21736.0706 | 20545.112 | 19474.0403
NSW1 | VPP | 0 | 0 | 0 | 0 | 0 | 0 | 0 | 0 | 0 | 0 | 0 | 0 | 0 | 0 | 0 | 0 | 0 | 0 | 0 | 0 | 0 | 0 | 0 | 0 | 0 | 0 | 0
Total excluding storage |  | 0 | 336010.536 | 501495.5613 | 582174.6293 | 1004418.344 | 1080707.0388 | 1097438.6441 | 1178489.6503 | 1120030.0742 | 1126615.3213 | 1163611.9193 | 1116637.6141 | 1178847.7705 | 1155640.3539 | 1190642.9703 | 1144646.1165 | 1215891.1116 | 1213171.6228 | 1195406.9166 | 1255133.6687 | 1283737.1066 | 1222454.2477 | 1142265.3708 | 1190616.6589 | 1192114.1442 | 1157841.0422 | 1057769.1732
Region | Technology | 2023-24 | 2024-25 | 2025-26 | 2026-27 | 2027-28 | 2028-29 | 2029-30 | 2030-31 | 2031-32 | 2032-33 | 2033-34 | 2034-35 | 2035-36 | 2036-37 | 2037-38 | 2038-39 | 2039-40 | 2040-41 | 2041-42 | 2042-43 | 2043-44 | 2044-45 | 2045-46 | 2046-47 | 2047-48 | 2048-49 | 2049-50
QLD1 | Black Coal | 0 | 0 | 0 | 0 | 0 | 0 | 0 | 0 | 0 | 0 | 0 | 0 | 0 | 0 | 0 | 0 | 0 | 0 | 0 | 0 | 0 | 0 | 0 | 0 | 0 | 0 | 0
QLD1 | Brown Coal | 0 | 0 | 0 | 0 | 0 | 0 | 0 | 0 | 0 | 0 | 0 | 0 | 0 | 0 | 0 | 0 | 0 | 0 | 0 | 0 | 0 | 0 | 0 | 0 | 0 | 0 | 0
QLD1 | CCGT | 0 | 0 | 0 | 0 | 0 | 0 | 0 | 0 | 0 | 0 | 0 | 0 | 0 | 0 | 0 | 0 | 0 | 0 | 0 | 0 | 0 | 0 | 0 | 0 | 0 | 0 | 0
QLD1 | Gas - Steam | 0 | 0 | 0 | 0 | 0 | 0 | 0 | 0 | 0 | 0 | 0 | 0 | 0 | 0 | 0 | 0 | 0 | 0 | 0 | 0 | 0 | 0 | 0 | 0 | 0 | 0 | 0
QLD1 | OCGT / Diesel | 0 | 0.01261 | 0.011959 | 0.012115 | 0.011597 | 927.4959 | 879.143 | 833.311 | 791.9742 | 748.5805 | 709.5551 | 672.5642 | 639.2013 | 604.1784 | 24427.6056 | 23154.1285 | 22005.5565 | 20799.8318 | 19715.4804 | 18687.6592 | 17760.6483 | 16787.5099 | 15912.3317 | 42143.9183 | 40053.3476 | 77024.882 | 73009.3636
QLD1 | Hydro | 0 | 0 | 0 | 0 | 0 | 0 | 0 | 0 | 0 | 0 | 0 | 0 | 0 | 0 | 0 | 0 | 0 | 0 | 0 | 0 | 0 | 0 | 0 | 0 | 0 | 0 | 0
QLD1 | Hydrogen Turbine | 0 | 0 | 0 | 0 | 0 | 0 | 0 | 0 | 0 | 0 | 0 | 0 | 0 | 0 | 0 | 0 | 0 | 0 | 0 | 0 | 0 | 0 | 0 | 0 | 0 | 0 | 0
QLD1 | Wind | 0 | 152636.3964 | 144679.0495 | 195006.8418 | 313857.6366 | 630569.3802 | 597696.0991 | 732273.7201 | 696942.9907 | 769372.8644 | 799614.36 | 758054.1944 | 720450.5279 | 680975.7359 | 783483.3299 | 742638.2277 | 705799.2801 | 681634.3505 | 662684.8876 | 677959.275 | 672296.6197 | 635460.2577 | 602332.0034 | 731436.522 | 721078.5647 | 685981.0711 | 625242.8534
QLD1 | Solar PV | 0 | 0.064191 | 0.088615 | 0.087433 | 0.084237 | 9734.3838 | 10815.1721 | 41325.3873 | 61062.7164 | 83256.9944 | 131345.5277 | 151289.029 | 143784.2592 | 135906.0577 | 187105.5702 | 184484.4324 | 319805.2527 | 356735.6341 | 339841.2449 | 462835.1236 | 439905.8183 | 415802.5735 | 405775.9471 | 438607.681 | 426242.9551 | 444384.7833 | 470579.1838
QLD1 | Grid Battery | 0 | 0.038752 | 0.042649 | 0.061451 | 0.073234 | 74021.2959 | 70162.3661 | 79463.7893 | 81238.8821 | 104633.2098 | 136594.783 | 129473.7283 | 123051.1185 | 116308.9229 | 110245.4249 | 104498.0341 | 147490.4358 | 143769.6624 | 163285.9509 | 244566.35 | 232434.5156 | 219698.9904 | 208245.4867 | 197389.0803 | 187597.489 | 197230.5735 | 186948.411
QLD1 | Pumped Hydro | 0 | 0 | 0.070236 | 0.10322 | 0.10215 | 34102.1352 | 32324.299 | 30639.1466 | 29119.2762 | 27523.7781 | 44959.5105 | 42615.6527 | 40501.683 | 38282.5219 | 191545.4122 | 181559.6328 | 223192.796 | 210963.6546 | 199965.5497 | 189540.8066 | 180138.5379 | 170268.4179 | 161391.8654 | 196939.3872 | 187170.1081 | 176914.7172 | 167691.6751
QLD1 | VPP | 0 | 0 | 0 | 0 | 0 | 0 | 0 | 0 | 0 | 0 | 0 | 0 | 0 | 0 | 0 | 0 | 0 | 0 | 0 | 0 | 0 | 0 | 0 | 0 | 0 | 0 | 0
Total excluding storage |  | 0 | 152636.512 | 144679.263 | 195007.106 | 313857.9079 | 749354.6909 | 711877.0793 | 884535.3542 | 869155.8395 | 985535.4272 | 1113223.7362 | 1082105.1685 | 1028426.7899 | 972077.4168 | 1296807.3427 | 1236334.4556 | 1418293.321 | 1413903.1334 | 1385493.1137 | 1593589.2145 | 1542536.1398 | 1458017.7494 | 1393657.6343 | 1606516.5888 | 1562142.4644 | 1581536.0271 | 1523471.4869
Region | Technology | 2023-24 | 2024-25 | 2025-26 | 2026-27 | 2027-28 | 2028-29 | 2029-30 | 2030-31 | 2031-32 | 2032-33 | 2033-34 | 2034-35 | 2035-36 | 2036-37 | 2037-38 | 2038-39 | 2039-40 | 2040-41 | 2041-42 | 2042-43 | 2043-44 | 2044-45 | 2045-46 | 2046-47 | 2047-48 | 2048-49 | 2049-50
VIC1 | Black Coal | 0 | 0 | 0 | 0 | 0 | 0 | 0 | 0 | 0 | 0 | 0 | 0 | 0 | 0 | 0 | 0 | 0 | 0 | 0 | 0 | 0 | 0 | 0 | 0 | 0 | 0 | 0
VIC1 | Brown Coal | 0 | 0 | 0 | 0 | 0 | 0 | 0 | 0 | 0 | 0 | 0 | 0 | 0 | 0 | 0 | 0 | 0 | 0 | 0 | 0 | 0 | 0 | 0 | 0 | 0 | 0 | 0
VIC1 | CCGT | 0 | 0 | 0 | 0 | 0 | 0 | 0 | 0 | 0 | 0 | 0 | 0 | 0 | 0 | 0 | 0 | 0 | 0 | 0 | 0 | 0 | 0 | 0 | 0 | 0 | 0 | 0
VIC1 | Gas - Steam | 0 | 0 | 0 | 0 | 0 | 0 | 0 | 0 | 0 | 0 | 0 | 0 | 0 | 0 | 0 | 0 | 0 | 0 | 0 | 0 | 0 | 0 | 0 | 0 | 0 | 0 | 0
VIC1 | OCGT / Diesel | 0 | 0.024079 | 0.022823 | 0.021655 | 0.020606 | 0.019542 | 0.018561 | 0.017656 | 0.016799 | 0.019511 | 0.018781 | 0.019834 | 33228.7611 | 31408.0965 | 29770.7078 | 28218.6804 | 26818.8793 | 25349.4239 | 35530.2018 | 33677.9164 | 62129.1962 | 97190.2422 | 92123.4523 | 87320.808 | 82989.2146 | 78442.0837 | 74352.6797
VIC1 | Hydro | 0 | 0 | 0 | 0 | 0 | 0 | 0 | 0 | 0 | 0 | 0 | 0 | 0 | 0 | 0 | 0 | 0 | 0 | 0 | 0 | 0 | 0 | 0 | 0 | 0 | 0 | 0
VIC1 | Hydrogen Turbine | 0 | 0 | 0 | 0 | 0 | 0 | 0 | 0 | 0 | 0 | 0 | 0 | 0 | 0 | 0 | 0 | 0 | 0 | 0 | 0 | 0 | 0 | 0 | 0 | 0 | 0 | 0
VIC1 | Wind | 0 | 124350.8182 | 117868.0743 | 175292.7503 | 166597.2744 | 205344.1032 | 307348.8364 | 396148.8332 | 376497.6699 | 406007.1157 | 499690.5218 | 473640.3114 | 450145.145 | 433311.153 | 423055.9535 | 409794.765 | 401278.1206 | 381954.2996 | 362041.9911 | 386639.9655 | 388363.553 | 378817.6437 | 426331.8737 | 508156.9098 | 536401.1428 | 511535.5268 | 498782.502
VIC1 | Solar PV | 0 | 0.058051 | 0.056136 | 0.086286 | 0.082136 | 0.078027 | 0.076048 | 0.12722 | 0.12098 | 57919.6522 | 54900.1447 | 73199.5049 | 71937.0669 | 69292.9443 | 75736.3694 | 102933.8415 | 136501.9111 | 148083.9416 | 191275.6221 | 191846.8567 | 200042.54 | 189081.8436 | 183781.2529 | 176903.0725 | 168127.7051 | 161986.9229 | 157633.5754
VIC1 | Grid Battery | 0 | 0.060295 | 0.057523 | 0.24312 | 0.2318 | 0.21912 | 0.20823 | 13365.1741 | 12702.1897 | 74822.1022 | 70921.4265 | 67224.1011 | 63889.4186 | 60388.801 | 74230.537 | 70360.6997 | 75388.4652 | 87987.6815 | 86344.2963 | 81842.9354 | 77783.0773 | 89265.7762 | 84612.1103 | 80200.998 | 76222.5875 | 72228.5568 | 69069.4921
VIC1 | Pumped Hydro | 0 | 0 | 0.067484 | 0.14181 | 0.13536 | 0.12862 | 0.13216 | 0.24198 | 0.2302 | 0.26172 | 0.25032 | 0.238 | 0.96455 | 0.91388 | 14890.7254 | 14114.4324 | 13414.2872 | 32871.3095 | 72691.2045 | 79377.2661 | 75439.7169 | 74242.4465 | 70371.9883 | 66703.3067 | 63394.4551 | 59920.9583 | 56797.1171
VIC1 | VPP | 0 | 0 | 0 | 0 | 0 | 0 | 0 | 0 | 0 | 0 | 0 | 0 | 0 | 0 | 0 | 0 | 0 | 0 | 0 | 0 | 0 | 0 | 0 | 0 | 0 | 0 | 0
Total excluding storage |  | 0 | 124350.9606 | 117868.2782 | 175293.2432 | 166597.7443 | 205344.5485 | 307349.2714 | 409514.3942 | 389200.2275 | 538749.1513 | 625512.362 | 614064.1753 | 619201.3562 | 594401.9087 | 617684.293 | 625422.4189 | 653401.6634 | 676246.6562 | 747883.3158 | 773384.9401 | 803758.0834 | 828597.9522 | 857220.6776 | 919285.0949 | 927135.1052 | 884114.0485 | 856635.3662
Region | Technology | 2023-24 | 2024-25 | 2025-26 | 2026-27 | 2027-28 | 2028-29 | 2029-30 | 2030-31 | 2031-32 | 2032-33 | 2033-34 | 2034-35 | 2035-36 | 2036-37 | 2037-38 | 2038-39 | 2039-40 | 2040-41 | 2041-42 | 2042-43 | 2043-44 | 2044-45 | 2045-46 | 2046-47 | 2047-48 | 2048-49 | 2049-50
SA1 | Black Coal | 0 | 0 | 0 | 0 | 0 | 0 | 0 | 0 | 0 | 0 | 0 | 0 | 0 | 0 | 0 | 0 | 0 | 0 | 0 | 0 | 0 | 0 | 0 | 0 | 0 | 0 | 0
SA1 | Brown Coal | 0 | 0 | 0 | 0 | 0 | 0 | 0 | 0 | 0 | 0 | 0 | 0 | 0 | 0 | 0 | 0 | 0 | 0 | 0 | 0 | 0 | 0 | 0 | 0 | 0 | 0 | 0
SA1 | CCGT | 0 | 0 | 0 | 0 | 0 | 0 | 0 | 0 | 0 | 0 | 0 | 0 | 0 | 0 | 0 | 0 | 0 | 0 | 0 | 0 | 0 | 0 | 0 | 0 | 0 | 0 | 0
SA1 | Gas - Steam | 0 | 0 | 0 | 0 | 0 | 0 | 0 | 0 | 0 | 0 | 0 | 0 | 0 | 0 | 0 | 0 | 0 | 0 | 0 | 0 | 0 | 0 | 0 | 0 | 0 | 0 | 0
SA1 | OCGT / Diesel | 0 | 0.012794 | 0.012133 | 0.013283 | 0.012662 | 0.012027 | 0.011495 | 0.01282 | 0.012256 | 0.013425 | 0.012805 | 0.01424 | 0.031915 | 0.030201 | 0.028854 | 0.027371 | 0.026105 | 0.024699 | 0.023434 | 0.022246 | 0.12371 | 0.17967 | 0.17032 | 0.16146 | 0.15347 | 0.14509 | 0.13422
SA1 | Hydro | 0 | 0 | 0 | 0 | 0 | 0 | 0 | 0 | 0 | 0 | 0 | 0 | 0 | 0 | 0 | 0 | 0 | 0 | 0 | 0 | 0 | 0 | 0 | 0 | 0 | 0 | 0
SA1 | Hydrogen Turbine | 0 | 0 | 0 | 0 | 0 | 0 | 0 | 0 | 0 | 0 | 0 | 0 | 0 | 0 | 0 | 0 | 0 | 0 | 0 | 0 | 0 | 0 | 0 | 0 | 0 | 0 | 0
SA1 | Wind | 0 | 58522.4356 | 55471.503 | 105080.4895 | 99941.0412 | 180452.9712 | 183485.7188 | 188019.2049 | 178692.4174 | 168901.6333 | 167280.8051 | 158560.0067 | 163346.1239 | 158696.9598 | 208268.6425 | 211544.7405 | 216680.3502 | 206206.9039 | 195456.7813 | 211073.9282 | 202243.3176 | 200182.7085 | 189746.676 | 236169.0061 | 245940.288 | 247149.4851 | 231059.9956
SA1 | Solar PV | 0 | 0.089271 | 0.10755 | 0.10239 | 0.097619 | 0.09508 | 0.092886 | 0.1627 | 0.15476 | 27800.9661 | 26351.6267 | 47798.2956 | 45427.2367 | 42938.1981 | 56288.9874 | 55322.9795 | 67201.8653 | 122638.4668 | 128976.2291 | 138811.085 | 185494.6403 | 175331.0496 | 166190.5684 | 157526.6325 | 149712.4432 | 148017.0232 | 140699.6634
SA1 | Grid Battery | 0 | 0.041724 | 0.050488 | 0.095837 | 0.09419 | 0.089059 | 0.086982 | 1.486 | 1.4235 | 32093.878 | 30420.7379 | 28834.823 | 43691.638 | 41297.6948 | 43267.0766 | 41011.4476 | 38977.0577 | 70391.66 | 86991.0841 | 82456.0047 | 101173.4253 | 99691.702 | 94494.5009 | 89568.2312 | 85125.1528 | 80460.9906 | 76266.3549
SA1 | Pumped Hydro | 0 | 0 | 0.082415 | 0.10854 | 0.10458 | 0.10023 | 0.098378 | 0.12584 | 0.12004 | 0.11939 | 0.11566 | 0.11207 | 0.13027 | 0.12438 | 0.13657 | 0.12993 | 0.12539 | 0.12966 | 0.13975 | 0.13894 | 0.1354 | 0.15541 | 0.1476 | 0.14011 | 0.13337 | 0.12637 | 0.12787
SA1 | VPP | 0 | 0 | 0 | 0 | 0 | 0 | 0 | 0 | 0 | 0 | 0 | 0 | 0 | 0 | 0 | 0 | 0 | 0 | 0 | 0 | 0 | 0 | 0 | 0 | 0 | 0 | 0
Total excluding storage |  | 0 | 58522.5794 | 55471.7556 | 105080.8096 | 99941.3503 | 180453.2676 | 183486.0085 | 188020.9923 | 178694.128 | 228796.6101 | 224053.2983 | 235193.2516 | 252465.1608 | 242933.0073 | 307824.872 | 307879.3249 | 322859.4248 | 399237.185 | 411424.2576 | 432341.1791 | 488911.6423 | 475205.7952 | 450432.0632 | 483264.1714 | 480778.1708 | 475627.7704 | 448026.2759
Region | Technology | 2023-24 | 2024-25 | 2025-26 | 2026-27 | 2027-28 | 2028-29 | 2029-30 | 2030-31 | 2031-32 | 2032-33 | 2033-34 | 2034-35 | 2035-36 | 2036-37 | 2037-38 | 2038-39 | 2039-40 | 2040-41 | 2041-42 | 2042-43 | 2043-44 | 2044-45 | 2045-46 | 2046-47 | 2047-48 | 2048-49 | 2049-50
TAS1 | Black Coal | 0 | 0 | 0 | 0 | 0 | 0 | 0 | 0 | 0 | 0 | 0 | 0 | 0 | 0 | 0 | 0 | 0 | 0 | 0 | 0 | 0 | 0 | 0 | 0 | 0 | 0 | 0
TAS1 | Brown Coal | 0 | 0 | 0 | 0 | 0 | 0 | 0 | 0 | 0 | 0 | 0 | 0 | 0 | 0 | 0 | 0 | 0 | 0 | 0 | 0 | 0 | 0 | 0 | 0 | 0 | 0 | 0
TAS1 | CCGT | 0 | 0 | 0 | 0 | 0 | 0 | 0 | 0 | 0 | 0 | 0 | 0 | 0 | 0 | 0 | 0 | 0 | 0 | 0 | 0 | 0 | 0 | 0 | 0 | 0 | 0 | 0
TAS1 | Gas - Steam | 0 | 0 | 0 | 0 | 0 | 0 | 0 | 0 | 0 | 0 | 0 | 0 | 0 | 0 | 0 | 0 | 0 | 0 | 0 | 0 | 0 | 0 | 0 | 0 | 0 | 0 | 0
TAS1 | OCGT / Diesel | 0 | 0.011697 | 0.011087 | 0.010555 | 0.010319 | 0.010284 | 0.010433 | 0.011713 | 0.011217 | 0.012772 | 0.012165 | 0.011962 | 0.02159 | 0.02044 | 0.019407 | 0.018428 | 0.017557 | 0.016622 | 0.020561 | 0.019529 | 0.018627 | 0.043994 | 0.041731 | 0.039589 | 0.037661 | 0.035635 | 0.030749
TAS1 | Hydro | 0 | 0 | 0 | 0 | 0 | 0 | 0 | 0 | 0 | 0 | 0 | 0 | 0 | 0 | 0 | 0 | 0 | 0 | 0 | 0 | 0 | 0 | 0 | 0 | 0 | 0 | 0
TAS1 | Hydrogen Turbine | 0 | 0 | 0 | 0 | 0 | 0 | 0 | 0 | 0 | 0 | 0 | 0 | 0 | 0 | 0 | 0 | 0 | 0 | 0 | 0 | 0 | 0 | 0 | 0 | 0 | 0 | 0
TAS1 | Wind | 0 | 75795.9127 | 71844.4675 | 68304.7043 | 107838.6478 | 126633.6511 | 171163.0028 | 163080.7001 | 240617.8798 | 251270.2166 | 238170.8253 | 225754.3381 | 214555.679 | 202799.7864 | 192227.29 | 182205.9636 | 173167.5437 | 163679.3772 | 155146.3296 | 147058.1358 | 139763.2428 | 132256.6084 | 128428.085 | 121778.6424 | 115737.7519 | 109396.2688 | 83834.3886
TAS1 | Solar PV | 0 | 0.025841 | 0.024567 | 0.024872 | 0.023733 | 0.022538 | 0.022347 | 0.027341 | 0.026786 | 0.04489 | 0.042647 | 261.9847 | 248.9908 | 235.3487 | 1432.8575 | 1358.1618 | 1290.7947 | 1220.0698 | 3957.9777 | 3751.6836 | 5600.0726 | 9946.491 | 9427.9536 | 8936.449 | 8493.1519 | 8027.7966 | 7609.2791
TAS1 | Grid Battery | 0 | 0.030851 | 0.035644 | 0.038674 | 0.044636 | 0.042276 | 0.048257 | 0.073469 | 0.091114 | 0.098943 | 0.094122 | 0.089426 | 0.087632 | 0.084348 | 0.096247 | 0.091746 | 0.087733 | 0.083383 | 0.082532 | 0.078619 | 0.08352 | 0.085611 | 0.079215 | 0.073726 | 0.074538 | 0.082266 | 0.076757
TAS1 | Pumped Hydro | 0 | 0 | 0.080605 | 0.084958 | 0.095572 | 0.10169 | 0.13782 | 0.56364 | 20073.8465 | 34426.9537 | 32632.1855 | 30930.9852 | 44118.0445 | 41700.7367 | 39526.7696 | 37466.133 | 35607.607 | 33656.6013 | 35394.5002 | 33549.2899 | 33151.2005 | 35954.5876 | 34080.1781 | 32303.4868 | 30701.0566 | 29018.8935 | 27506.0605
TAS1 | VPP | 0 | 0 | 0 | 0 | 0 | 0 | 0 | 0 | 0 | 0 | 0 | 0 | 0 | 0 | 0 | 0 | 0 | 0 | 0 | 0 | 0 | 0 | 0 | 0 | 0 | 0 | 0
Total excluding storage |  | 0 | 75795.9811 | 71844.6194 | 68304.8633 | 107838.822 | 126633.8279 | 171163.2216 | 163081.3762 | 260691.8554 | 285697.3269 | 270803.1597 | 256947.4094 | 258922.8236 | 244735.9765 | 233187.0328 | 221030.3686 | 210066.0507 | 198556.1483 | 194498.9106 | 184359.2074 | 178514.6181 | 178157.8167 | 171936.3376 | 163018.6915 | 154932.0726 | 146443.0768 | 118949.8357

## BaseCase_Rehab Cost
Rehabilition cost by technology ($000s) - BaseCase, Step Change Scenario
Rehab | Real June 2021 dollars discounted to 1 July 2021
Explicitly modelled generation
Region | Technology | 2023-24 | 2024-25 | 2025-26 | 2026-27 | 2027-28 | 2028-29 | 2029-30 | 2030-31 | 2031-32 | 2032-33 | 2033-34 | 2034-35 | 2035-36 | 2036-37 | 2037-38 | 2038-39 | 2039-40 | 2040-41 | 2041-42 | 2042-43 | 2043-44 | 2044-45 | 2045-46 | 2046-47 | 2047-48 | 2048-49 | 2049-50
NEM | Black Coal | 0 | 0 | 0 | 0 | 0 | 0 | 0 | 0 | 0 | 0 | 0 | 0 | 0 | 0 | 0 | 0 | 0 | 0 | 0 | 0 | 0 | 0 | 0 | 0 | 0 | 0 | 0
NEM | Brown Coal | 0 | 0 | 0 | 0 | 0 | 0 | 0 | 0 | 0 | 0 | 0 | 0 | 0 | 0 | 0 | 0 | 0 | 0 | 0 | 0 | 0 | 0 | 0 | 0 | 0 | 0 | 0
NEM | CCGT | 0 | 0 | 0 | 0 | 0 | 0 | 0 | 0 | 0 | 0 | 0 | 0 | 0 | 0 | 0 | 0 | 0 | 0 | 0 | 0 | 0 | 0 | 0 | 0 | 0 | 0 | 0
NEM | Gas - Steam | 0 | 0 | 0 | 0 | 0 | 0 | 0 | 0 | 0 | 0 | 0 | 0 | 0 | 0 | 0 | 0 | 0 | 0 | 0 | 0 | 0 | 0 | 0 | 0 | 0 | 0 | 0
NEM | OCGT / Diesel | 0 | 0 | 0 | 0 | 0 | 0 | 0 | 0 | 0 | 0 | 0 | 0 | 0 | 0 | 0 | 0 | 0 | 0 | 0 | 0 | 0 | 0 | 0 | 0 | 0 | 0 | 0
NEM | Hydro | 0 | 0 | 0 | 0 | 0 | 0 | 0 | 0 | 0 | 0 | 0 | 0 | 0 | 0 | 0 | 0 | 0 | 0 | 0 | 0 | 0 | 0 | 0 | 0 | 0 | 0 | 0
NEM | Hydrogen Turbine | 0 | 0 | 0 | 0 | 0 | 0 | 0 | 0 | 0 | 0 | 0 | 0 | 0 | 0 | 0 | 0 | 0 | 0 | 0 | 0 | 0 | 0 | 0 | 0 | 0 | 0 | 0
NEM | Wind | 0 | 0 | 0 | 0 | 0 | 0 | 0 | 0 | 0 | 0 | 0 | 0 | 0 | 0 | 0 | 0 | 0 | 0 | 0 | 0 | 0 | 0 | 0 | 0 | 0 | 0 | 0
NEM | Solar PV | 0 | 0 | 0 | 0 | 0 | 0 | 0 | 0 | 0 | 0 | 0 | 0 | 0 | 0 | 0 | 0 | 0 | 0 | 0 | 0 | 0 | 0 | 0 | 0 | 0 | 0 | 0
NEM | Grid Battery | 0 | 0 | 0 | 0 | 0 | 0 | 0 | 0 | 0 | 0 | 0 | 0 | 0 | 0 | 0 | 0 | 0 | 0 | 0 | 0 | 0 | 0 | 0 | 0 | 0 | 0 | 0
NEM | Pumped Hydro | 0 | 0 | 0 | 0 | 0 | 0 | 0 | 0 | 0 | 0 | 0 | 0 | 0 | 0 | 0 | 0 | 0 | 0 | 0 | 0 | 0 | 0 | 0 | 0 | 0 | 0 | 0
NEM | VPP | 0 | 0 | 0 | 0 | 0 | 0 | 0 | 0 | 0 | 0 | 0 | 0 | 0 | 0 | 0 | 0 | 0 | 0 | 0 | 0 | 0 | 0 | 0 | 0 | 0 | 0 | 0
Total excluding storage |  | 0 | 0 | 0 | 0 | 0 | 0 | 0 | 0 | 0 | 0 | 0 | 0 | 0 | 0 | 0 | 0 | 0 | 0 | 0 | 0 | 0 | 0 | 0 | 0 | 0 | 0 | 0
Region | Technology | 2023-24 | 2024-25 | 2025-26 | 2026-27 | 2027-28 | 2028-29 | 2029-30 | 2030-31 | 2031-32 | 2032-33 | 2033-34 | 2034-35 | 2035-36 | 2036-37 | 2037-38 | 2038-39 | 2039-40 | 2040-41 | 2041-42 | 2042-43 | 2043-44 | 2044-45 | 2045-46 | 2046-47 | 2047-48 | 2048-49 | 2049-50
NSW1 | Black Coal | 0 | 0 | 0 | 0 | 0 | 0 | 0 | 0 | 0 | 0 | 0 | 0 | 0 | 0 | 0 | 0 | 0 | 0 | 0 | 0 | 0 | 0 | 0 | 0 | 0 | 0 | 0
NSW1 | Brown Coal | 0 | 0 | 0 | 0 | 0 | 0 | 0 | 0 | 0 | 0 | 0 | 0 | 0 | 0 | 0 | 0 | 0 | 0 | 0 | 0 | 0 | 0 | 0 | 0 | 0 | 0 | 0
NSW1 | CCGT | 0 | 0 | 0 | 0 | 0 | 0 | 0 | 0 | 0 | 0 | 0 | 0 | 0 | 0 | 0 | 0 | 0 | 0 | 0 | 0 | 0 | 0 | 0 | 0 | 0 | 0 | 0
NSW1 | Gas - Steam | 0 | 0 | 0 | 0 | 0 | 0 | 0 | 0 | 0 | 0 | 0 | 0 | 0 | 0 | 0 | 0 | 0 | 0 | 0 | 0 | 0 | 0 | 0 | 0 | 0 | 0 | 0
NSW1 | OCGT / Diesel | 0 | 0 | 0 | 0 | 0 | 0 | 0 | 0 | 0 | 0 | 0 | 0 | 0 | 0 | 0 | 0 | 0 | 0 | 0 | 0 | 0 | 0 | 0 | 0 | 0 | 0 | 0
NSW1 | Hydro | 0 | 0 | 0 | 0 | 0 | 0 | 0 | 0 | 0 | 0 | 0 | 0 | 0 | 0 | 0 | 0 | 0 | 0 | 0 | 0 | 0 | 0 | 0 | 0 | 0 | 0 | 0
NSW1 | Hydrogen Turbine | 0 | 0 | 0 | 0 | 0 | 0 | 0 | 0 | 0 | 0 | 0 | 0 | 0 | 0 | 0 | 0 | 0 | 0 | 0 | 0 | 0 | 0 | 0 | 0 | 0 | 0 | 0
NSW1 | Wind | 0 | 0 | 0 | 0 | 0 | 0 | 0 | 0 | 0 | 0 | 0 | 0 | 0 | 0 | 0 | 0 | 0 | 0 | 0 | 0 | 0 | 0 | 0 | 0 | 0 | 0 | 0
NSW1 | Solar PV | 0 | 0 | 0 | 0 | 0 | 0 | 0 | 0 | 0 | 0 | 0 | 0 | 0 | 0 | 0 | 0 | 0 | 0 | 0 | 0 | 0 | 0 | 0 | 0 | 0 | 0 | 0
NSW1 | Grid Battery | 0 | 0 | 0 | 0 | 0 | 0 | 0 | 0 | 0 | 0 | 0 | 0 | 0 | 0 | 0 | 0 | 0 | 0 | 0 | 0 | 0 | 0 | 0 | 0 | 0 | 0 | 0
NSW1 | Pumped Hydro | 0 | 0 | 0 | 0 | 0 | 0 | 0 | 0 | 0 | 0 | 0 | 0 | 0 | 0 | 0 | 0 | 0 | 0 | 0 | 0 | 0 | 0 | 0 | 0 | 0 | 0 | 0
NSW1 | VPP | 0 | 0 | 0 | 0 | 0 | 0 | 0 | 0 | 0 | 0 | 0 | 0 | 0 | 0 | 0 | 0 | 0 | 0 | 0 | 0 | 0 | 0 | 0 | 0 | 0 | 0 | 0
Total excluding storage |  | 0 | 0 | 0 | 0 | 0 | 0 | 0 | 0 | 0 | 0 | 0 | 0 | 0 | 0 | 0 | 0 | 0 | 0 | 0 | 0 | 0 | 0 | 0 | 0 | 0 | 0 | 0
Region | Technology | 2023-24 | 2024-25 | 2025-26 | 2026-27 | 2027-28 | 2028-29 | 2029-30 | 2030-31 | 2031-32 | 2032-33 | 2033-34 | 2034-35 | 2035-36 | 2036-37 | 2037-38 | 2038-39 | 2039-40 | 2040-41 | 2041-42 | 2042-43 | 2043-44 | 2044-45 | 2045-46 | 2046-47 | 2047-48 | 2048-49 | 2049-50
QLD1 | Black Coal | 0 | 0 | 0 | 0 | 0 | 0 | 0 | 0 | 0 | 0 | 0 | 0 | 0 | 0 | 0 | 0 | 0 | 0 | 0 | 0 | 0 | 0 | 0 | 0 | 0 | 0 | 0
QLD1 | Brown Coal | 0 | 0 | 0 | 0 | 0 | 0 | 0 | 0 | 0 | 0 | 0 | 0 | 0 | 0 | 0 | 0 | 0 | 0 | 0 | 0 | 0 | 0 | 0 | 0 | 0 | 0 | 0
QLD1 | CCGT | 0 | 0 | 0 | 0 | 0 | 0 | 0 | 0 | 0 | 0 | 0 | 0 | 0 | 0 | 0 | 0 | 0 | 0 | 0 | 0 | 0 | 0 | 0 | 0 | 0 | 0 | 0
QLD1 | Gas - Steam | 0 | 0 | 0 | 0 | 0 | 0 | 0 | 0 | 0 | 0 | 0 | 0 | 0 | 0 | 0 | 0 | 0 | 0 | 0 | 0 | 0 | 0 | 0 | 0 | 0 | 0 | 0
QLD1 | OCGT / Diesel | 0 | 0 | 0 | 0 | 0 | 0 | 0 | 0 | 0 | 0 | 0 | 0 | 0 | 0 | 0 | 0 | 0 | 0 | 0 | 0 | 0 | 0 | 0 | 0 | 0 | 0 | 0
QLD1 | Hydro | 0 | 0 | 0 | 0 | 0 | 0 | 0 | 0 | 0 | 0 | 0 | 0 | 0 | 0 | 0 | 0 | 0 | 0 | 0 | 0 | 0 | 0 | 0 | 0 | 0 | 0 | 0
QLD1 | Hydrogen Turbine | 0 | 0 | 0 | 0 | 0 | 0 | 0 | 0 | 0 | 0 | 0 | 0 | 0 | 0 | 0 | 0 | 0 | 0 | 0 | 0 | 0 | 0 | 0 | 0 | 0 | 0 | 0
QLD1 | Wind | 0 | 0 | 0 | 0 | 0 | 0 | 0 | 0 | 0 | 0 | 0 | 0 | 0 | 0 | 0 | 0 | 0 | 0 | 0 | 0 | 0 | 0 | 0 | 0 | 0 | 0 | 0
QLD1 | Solar PV | 0 | 0 | 0 | 0 | 0 | 0 | 0 | 0 | 0 | 0 | 0 | 0 | 0 | 0 | 0 | 0 | 0 | 0 | 0 | 0 | 0 | 0 | 0 | 0 | 0 | 0 | 0
QLD1 | Grid Battery | 0 | 0 | 0 | 0 | 0 | 0 | 0 | 0 | 0 | 0 | 0 | 0 | 0 | 0 | 0 | 0 | 0 | 0 | 0 | 0 | 0 | 0 | 0 | 0 | 0 | 0 | 0
QLD1 | Pumped Hydro | 0 | 0 | 0 | 0 | 0 | 0 | 0 | 0 | 0 | 0 | 0 | 0 | 0 | 0 | 0 | 0 | 0 | 0 | 0 | 0 | 0 | 0 | 0 | 0 | 0 | 0 | 0
QLD1 | VPP | 0 | 0 | 0 | 0 | 0 | 0 | 0 | 0 | 0 | 0 | 0 | 0 | 0 | 0 | 0 | 0 | 0 | 0 | 0 | 0 | 0 | 0 | 0 | 0 | 0 | 0 | 0
Total excluding storage |  | 0 | 0 | 0 | 0 | 0 | 0 | 0 | 0 | 0 | 0 | 0 | 0 | 0 | 0 | 0 | 0 | 0 | 0 | 0 | 0 | 0 | 0 | 0 | 0 | 0 | 0 | 0
Region | Technology | 2023-24 | 2024-25 | 2025-26 | 2026-27 | 2027-28 | 2028-29 | 2029-30 | 2030-31 | 2031-32 | 2032-33 | 2033-34 | 2034-35 | 2035-36 | 2036-37 | 2037-38 | 2038-39 | 2039-40 | 2040-41 | 2041-42 | 2042-43 | 2043-44 | 2044-45 | 2045-46 | 2046-47 | 2047-48 | 2048-49 | 2049-50
VIC1 | Black Coal | 0 | 0 | 0 | 0 | 0 | 0 | 0 | 0 | 0 | 0 | 0 | 0 | 0 | 0 | 0 | 0 | 0 | 0 | 0 | 0 | 0 | 0 | 0 | 0 | 0 | 0 | 0
VIC1 | Brown Coal | 0 | 0 | 0 | 0 | 0 | 0 | 0 | 0 | 0 | 0 | 0 | 0 | 0 | 0 | 0 | 0 | 0 | 0 | 0 | 0 | 0 | 0 | 0 | 0 | 0 | 0 | 0
VIC1 | CCGT | 0 | 0 | 0 | 0 | 0 | 0 | 0 | 0 | 0 | 0 | 0 | 0 | 0 | 0 | 0 | 0 | 0 | 0 | 0 | 0 | 0 | 0 | 0 | 0 | 0 | 0 | 0
VIC1 | Gas - Steam | 0 | 0 | 0 | 0 | 0 | 0 | 0 | 0 | 0 | 0 | 0 | 0 | 0 | 0 | 0 | 0 | 0 | 0 | 0 | 0 | 0 | 0 | 0 | 0 | 0 | 0 | 0
VIC1 | OCGT / Diesel | 0 | 0 | 0 | 0 | 0 | 0 | 0 | 0 | 0 | 0 | 0 | 0 | 0 | 0 | 0 | 0 | 0 | 0 | 0 | 0 | 0 | 0 | 0 | 0 | 0 | 0 | 0
VIC1 | Hydro | 0 | 0 | 0 | 0 | 0 | 0 | 0 | 0 | 0 | 0 | 0 | 0 | 0 | 0 | 0 | 0 | 0 | 0 | 0 | 0 | 0 | 0 | 0 | 0 | 0 | 0 | 0
VIC1 | Hydrogen Turbine | 0 | 0 | 0 | 0 | 0 | 0 | 0 | 0 | 0 | 0 | 0 | 0 | 0 | 0 | 0 | 0 | 0 | 0 | 0 | 0 | 0 | 0 | 0 | 0 | 0 | 0 | 0
VIC1 | Wind | 0 | 0 | 0 | 0 | 0 | 0 | 0 | 0 | 0 | 0 | 0 | 0 | 0 | 0 | 0 | 0 | 0 | 0 | 0 | 0 | 0 | 0 | 0 | 0 | 0 | 0 | 0
VIC1 | Solar PV | 0 | 0 | 0 | 0 | 0 | 0 | 0 | 0 | 0 | 0 | 0 | 0 | 0 | 0 | 0 | 0 | 0 | 0 | 0 | 0 | 0 | 0 | 0 | 0 | 0 | 0 | 0
VIC1 | Grid Battery | 0 | 0 | 0 | 0 | 0 | 0 | 0 | 0 | 0 | 0 | 0 | 0 | 0 | 0 | 0 | 0 | 0 | 0 | 0 | 0 | 0 | 0 | 0 | 0 | 0 | 0 | 0
VIC1 | Pumped Hydro | 0 | 0 | 0 | 0 | 0 | 0 | 0 | 0 | 0 | 0 | 0 | 0 | 0 | 0 | 0 | 0 | 0 | 0 | 0 | 0 | 0 | 0 | 0 | 0 | 0 | 0 | 0
VIC1 | VPP | 0 | 0 | 0 | 0 | 0 | 0 | 0 | 0 | 0 | 0 | 0 | 0 | 0 | 0 | 0 | 0 | 0 | 0 | 0 | 0 | 0 | 0 | 0 | 0 | 0 | 0 | 0
Total excluding storage |  | 0 | 0 | 0 | 0 | 0 | 0 | 0 | 0 | 0 | 0 | 0 | 0 | 0 | 0 | 0 | 0 | 0 | 0 | 0 | 0 | 0 | 0 | 0 | 0 | 0 | 0 | 0
Region | Technology | 2023-24 | 2024-25 | 2025-26 | 2026-27 | 2027-28 | 2028-29 | 2029-30 | 2030-31 | 2031-32 | 2032-33 | 2033-34 | 2034-35 | 2035-36 | 2036-37 | 2037-38 | 2038-39 | 2039-40 | 2040-41 | 2041-42 | 2042-43 | 2043-44 | 2044-45 | 2045-46 | 2046-47 | 2047-48 | 2048-49 | 2049-50
SA1 | Black Coal | 0 | 0 | 0 | 0 | 0 | 0 | 0 | 0 | 0 | 0 | 0 | 0 | 0 | 0 | 0 | 0 | 0 | 0 | 0 | 0 | 0 | 0 | 0 | 0 | 0 | 0 | 0
SA1 | Brown Coal | 0 | 0 | 0 | 0 | 0 | 0 | 0 | 0 | 0 | 0 | 0 | 0 | 0 | 0 | 0 | 0 | 0 | 0 | 0 | 0 | 0 | 0 | 0 | 0 | 0 | 0 | 0
SA1 | CCGT | 0 | 0 | 0 | 0 | 0 | 0 | 0 | 0 | 0 | 0 | 0 | 0 | 0 | 0 | 0 | 0 | 0 | 0 | 0 | 0 | 0 | 0 | 0 | 0 | 0 | 0 | 0
SA1 | Gas - Steam | 0 | 0 | 0 | 0 | 0 | 0 | 0 | 0 | 0 | 0 | 0 | 0 | 0 | 0 | 0 | 0 | 0 | 0 | 0 | 0 | 0 | 0 | 0 | 0 | 0 | 0 | 0
SA1 | OCGT / Diesel | 0 | 0 | 0 | 0 | 0 | 0 | 0 | 0 | 0 | 0 | 0 | 0 | 0 | 0 | 0 | 0 | 0 | 0 | 0 | 0 | 0 | 0 | 0 | 0 | 0 | 0 | 0
SA1 | Hydro | 0 | 0 | 0 | 0 | 0 | 0 | 0 | 0 | 0 | 0 | 0 | 0 | 0 | 0 | 0 | 0 | 0 | 0 | 0 | 0 | 0 | 0 | 0 | 0 | 0 | 0 | 0
SA1 | Hydrogen Turbine | 0 | 0 | 0 | 0 | 0 | 0 | 0 | 0 | 0 | 0 | 0 | 0 | 0 | 0 | 0 | 0 | 0 | 0 | 0 | 0 | 0 | 0 | 0 | 0 | 0 | 0 | 0
SA1 | Wind | 0 | 0 | 0 | 0 | 0 | 0 | 0 | 0 | 0 | 0 | 0 | 0 | 0 | 0 | 0 | 0 | 0 | 0 | 0 | 0 | 0 | 0 | 0 | 0 | 0 | 0 | 0
SA1 | Solar PV | 0 | 0 | 0 | 0 | 0 | 0 | 0 | 0 | 0 | 0 | 0 | 0 | 0 | 0 | 0 | 0 | 0 | 0 | 0 | 0 | 0 | 0 | 0 | 0 | 0 | 0 | 0
SA1 | Grid Battery | 0 | 0 | 0 | 0 | 0 | 0 | 0 | 0 | 0 | 0 | 0 | 0 | 0 | 0 | 0 | 0 | 0 | 0 | 0 | 0 | 0 | 0 | 0 | 0 | 0 | 0 | 0
SA1 | Pumped Hydro | 0 | 0 | 0 | 0 | 0 | 0 | 0 | 0 | 0 | 0 | 0 | 0 | 0 | 0 | 0 | 0 | 0 | 0 | 0 | 0 | 0 | 0 | 0 | 0 | 0 | 0 | 0
SA1 | VPP | 0 | 0 | 0 | 0 | 0 | 0 | 0 | 0 | 0 | 0 | 0 | 0 | 0 | 0 | 0 | 0 | 0 | 0 | 0 | 0 | 0 | 0 | 0 | 0 | 0 | 0 | 0
Total excluding storage |  | 0 | 0 | 0 | 0 | 0 | 0 | 0 | 0 | 0 | 0 | 0 | 0 | 0 | 0 | 0 | 0 | 0 | 0 | 0 | 0 | 0 | 0 | 0 | 0 | 0 | 0 | 0
Region | Technology | 2023-24 | 2024-25 | 2025-26 | 2026-27 | 2027-28 | 2028-29 | 2029-30 | 2030-31 | 2031-32 | 2032-33 | 2033-34 | 2034-35 | 2035-36 | 2036-37 | 2037-38 | 2038-39 | 2039-40 | 2040-41 | 2041-42 | 2042-43 | 2043-44 | 2044-45 | 2045-46 | 2046-47 | 2047-48 | 2048-49 | 2049-50
TAS1 | Black Coal | 0 | 0 | 0 | 0 | 0 | 0 | 0 | 0 | 0 | 0 | 0 | 0 | 0 | 0 | 0 | 0 | 0 | 0 | 0 | 0 | 0 | 0 | 0 | 0 | 0 | 0 | 0
TAS1 | Brown Coal | 0 | 0 | 0 | 0 | 0 | 0 | 0 | 0 | 0 | 0 | 0 | 0 | 0 | 0 | 0 | 0 | 0 | 0 | 0 | 0 | 0 | 0 | 0 | 0 | 0 | 0 | 0
TAS1 | CCGT | 0 | 0 | 0 | 0 | 0 | 0 | 0 | 0 | 0 | 0 | 0 | 0 | 0 | 0 | 0 | 0 | 0 | 0 | 0 | 0 | 0 | 0 | 0 | 0 | 0 | 0 | 0
TAS1 | Gas - Steam | 0 | 0 | 0 | 0 | 0 | 0 | 0 | 0 | 0 | 0 | 0 | 0 | 0 | 0 | 0 | 0 | 0 | 0 | 0 | 0 | 0 | 0 | 0 | 0 | 0 | 0 | 0
TAS1 | OCGT / Diesel | 0 | 0 | 0 | 0 | 0 | 0 | 0 | 0 | 0 | 0 | 0 | 0 | 0 | 0 | 0 | 0 | 0 | 0 | 0 | 0 | 0 | 0 | 0 | 0 | 0 | 0 | 0
TAS1 | Hydro | 0 | 0 | 0 | 0 | 0 | 0 | 0 | 0 | 0 | 0 | 0 | 0 | 0 | 0 | 0 | 0 | 0 | 0 | 0 | 0 | 0 | 0 | 0 | 0 | 0 | 0 | 0
TAS1 | Hydrogen Turbine | 0 | 0 | 0 | 0 | 0 | 0 | 0 | 0 | 0 | 0 | 0 | 0 | 0 | 0 | 0 | 0 | 0 | 0 | 0 | 0 | 0 | 0 | 0 | 0 | 0 | 0 | 0
TAS1 | Wind | 0 | 0 | 0 | 0 | 0 | 0 | 0 | 0 | 0 | 0 | 0 | 0 | 0 | 0 | 0 | 0 | 0 | 0 | 0 | 0 | 0 | 0 | 0 | 0 | 0 | 0 | 0
TAS1 | Solar PV | 0 | 0 | 0 | 0 | 0 | 0 | 0 | 0 | 0 | 0 | 0 | 0 | 0 | 0 | 0 | 0 | 0 | 0 | 0 | 0 | 0 | 0 | 0 | 0 | 0 | 0 | 0
TAS1 | Grid Battery | 0 | 0 | 0 | 0 | 0 | 0 | 0 | 0 | 0 | 0 | 0 | 0 | 0 | 0 | 0 | 0 | 0 | 0 | 0 | 0 | 0 | 0 | 0 | 0 | 0 | 0 | 0
TAS1 | Pumped Hydro | 0 | 0 | 0 | 0 | 0 | 0 | 0 | 0 | 0 | 0 | 0 | 0 | 0 | 0 | 0 | 0 | 0 | 0 | 0 | 0 | 0 | 0 | 0 | 0 | 0 | 0 | 0
TAS1 | VPP | 0 | 0 | 0 | 0 | 0 | 0 | 0 | 0 | 0 | 0 | 0 | 0 | 0 | 0 | 0 | 0 | 0 | 0 | 0 | 0 | 0 | 0 | 0 | 0 | 0 | 0 | 0
Total excluding storage |  | 0 | 0 | 0 | 0 | 0 | 0 | 0 | 0 | 0 | 0 | 0 | 0 | 0 | 0 | 0 | 0 | 0 | 0 | 0 | 0 | 0 | 0 | 0 | 0 | 0 | 0 | 0

## BaseCase_REZ Tx Cost
REZ transmission expansion cost by region ($000s) - BaseCase, Step Change Scenario
REZ Expansion | Real June 2021 dollars discounted to 1 July 2021. As with the total capital costs, the REZ transmission expansion costs are annualised for modelling purposes.
Explicitly modelled generation
Region | Technology | 2023-24 | 2024-25 | 2025-26 | 2026-27 | 2027-28 | 2028-29 | 2029-30 | 2030-31 | 2031-32 | 2032-33 | 2033-34 | 2034-35 | 2035-36 | 2036-37 | 2037-38 | 2038-39 | 2039-40 | 2040-41 | 2041-42 | 2042-43 | 2043-44 | 2044-45 | 2045-46 | 2046-47 | 2047-48 | 2048-49 | 2049-50
NSW1 | Transmission | 0 | 0.00084591 | 0.0010101 | 0.0013709 | 0.0014227 | 0.0019197 | 0.003113 | 3941.8296 | 4208.6636 | 7880.4848 | 15203.7286 | 14411.1173 | 13696.2464 | 12945.8042 | 13126.4201 | 12496.7841 | 12130.3302 | 18534.192 | 17567.9548 | 30467.6903 | 40209.5294 | 38006.3757 | 37015.559 | 62415.1652 | 70141.4483 | 71003.6985 | 67302.085
QLD1 | Transmission | 69.5156 | 65.8384 | 62.4067 | 79.1512 | 89.1992 | 53057.7558 | 50295.2429 | 58315.8472 | 58884.0044 | 75907.7021 | 86111.2924 | 83280.1216 | 79064.1024 | 75687.1364 | 127320.9423 | 121097.7801 | 151934.2467 | 169197.645 | 165210.1788 | 214696.1105 | 220660.0814 | 208692.8042 | 201103.6441 | 212968.4922 | 214701.4155 | 218862.2331 | 232909.9029
VIC1 | Transmission | 0 | 0.00024704 | 0.00026586 | 0.00027981 | 0.00030892 | 0.00036902 | 0.00078998 | 3915.216 | 6196.4994 | 13453.7224 | 31751.5739 | 30096.2786 | 28603.3373 | 27036.1083 | 27016.117 | 27680.2538 | 28699.3942 | 27126.9026 | 26242.4458 | 29623.7638 | 29158.9705 | 27561.2972 | 26124.4524 | 24762.5142 | 27309.9897 | 25813.6255 | 24488.792
SA1 | Transmission | 57.1304 | 1398.6587 | 1392.2075 | 2622.2855 | 2492.2072 | 2382.1846 | 2258.7835 | 2407.6696 | 2288.2362 | 2665.9896 | 2903.2972 | 2751.9431 | 2721.0799 | 2571.9876 | 16742.8552 | 17232.8556 | 16836.2731 | 19674.837 | 18667.0335 | 21558.0272 | 41111.302 | 39817.1657 | 38385.8405 | 42638.9823 | 44186.651 | 43460.479 | 41199.784
TAS1 | Transmission | 0 | 0.00062404 | 40.8674 | 38.737 | 8508.834 | 8042.627 | 7623.3432 | 7225.9178 | 6867.4726 | 6491.1917 | 6152.7888 | 5832.0274 | 5542.7267 | 5239.0307 | 4965.906 | 4707.02 | 4473.5259 | 4228.4133 | 4007.9748 | 3799.0288 | 3879.3607 | 3666.8035 | 3475.6434 | 3294.4488 | 3131.026 | 2959.4714 | 2805.1862
NEM | Total | 126.646 | 1464.4989 | 1495.4829 | 2740.1753 | 11090.2422 | 63482.5697 | 60177.3736 | 75806.4803 | 78444.8763 | 106399.0907 | 142122.6809 | 136371.4879 | 129627.4927 | 123480.0673 | 189172.2406 | 183214.6936 | 214073.7702 | 238761.9899 | 231695.5876 | 300144.6207 | 335019.244 | 317744.4463 | 306105.1394 | 346079.6027 | 359470.5306 | 362099.5076 | 368705.7501

## BaseCase_USE+DSP Cost
USE+DSP cost by region ($000s) - BaseCase, Step Change Scenario
USE+DSP | Real June 2021 dollars discounted to 1 July 2021
Explicitly modelled generation
Region | Technology | 2023-24 | 2024-25 | 2025-26 | 2026-27 | 2027-28 | 2028-29 | 2029-30 | 2030-31 | 2031-32 | 2032-33 | 2033-34 | 2034-35 | 2035-36 | 2036-37 | 2037-38 | 2038-39 | 2039-40 | 2040-41 | 2041-42 | 2042-43 | 2043-44 | 2044-45 | 2045-46 | 2046-47 | 2047-48 | 2048-49 | 2049-50
NSW1 | USE+DSP | 32851.55 | 37512.9439 | 111269.3665 | 1189.2643 | 13604.8328 | 18.4625 | 0.20946 | 815.0291 | 0.21147 | 817.9751 | 10905.213 | 47.0753 | 379.563 | 98.7354 | 6031.2227 | 0.21617 | 2733.2595 | 10740.8018 | 6603.2994 | 10781.5633 | 13886.9552 | 9802.7024 | 11797.1594 | 13483.012 | 11359.1045 | 11395.2585 | 12547.0544
QLD1 | USE+DSP | 0.024703 | 0.024488 | 0.024976 | 661.2129 | 22.91 | 77112.6568 | 0.02569 | 3339.5992 | 1299.8928 | 808.7059 | 1004.9676 | 2602.749 | 2339.635 | 896.6983 | 7102.5455 | 0.026498 | 8432.0085 | 18333.4258 | 18621.1498 | 36897.2005 | 47901.7886 | 41670.5277 | 54628.5648 | 59491.2209 | 54654.1966 | 57905.5809 | 59128.9216
VIC1 | USE+DSP | 26909.4272 | 20507.61 | 24.6087 | 28566.9404 | 177.9152 | 0.26902 | 730.1742 | 651.5343 | 0.27257 | 866.8998 | 756.0632 | 510.6804 | 2577.9297 | 84.1708 | 2608.8589 | 15.1308 | 2269.9709 | 4228.7357 | 6609.8766 | 5980.836 | 7390.8784 | 7157.7122 | 5745.657 | 5118.5932 | 5396.3791 | 9044.5155 | 9724.3273
SA1 | USE+DSP | 808.6623 | 0.02892 | 8.8133 | 846.8697 | 73.5684 | 0.029653 | 0.029582 | 795.8609 | 0.029916 | 929.4967 | 12.3406 | 81.6624 | 940.6632 | 165.2198 | 5153.0196 | 0.031556 | 981.0524 | 2877.5371 | 2729.0485 | 3707.2058 | 6100.0246 | 4333.8883 | 4850.1678 | 5155.4339 | 4683.3924 | 6143.4323 | 6785.4962
TAS1 | USE+DSP | 0.017421 | 0.01721 | 0.017315 | 0.0174 | 0.017412 | 0.01746 | 0.017691 | 36.2411 | 0.018244 | 43.8559 | 0.018645 | 72.9742 | 675.1679 | 79.3875 | 335.205 | 0.019475 | 245.935 | 1563.5282 | 2107.3634 | 1680.225 | 2106.5819 | 1788.6764 | 1303.6425 | 1927.7414 | 1727.5604 | 2534.5508 | 1956.3863
NEM | Total | 60569.6817 | 58020.6245 | 111302.8307 | 31264.3047 | 13879.2438 | 77131.4354 | 730.4566 | 5638.2646 | 1300.425 | 3466.9335 | 12678.6031 | 3315.1413 | 6912.9588 | 1324.2118 | 21230.8517 | 15.4245 | 14662.2263 | 37744.0285 | 36670.7378 | 59047.0307 | 77386.2287 | 64753.5071 | 78325.1916 | 85176.0014 | 77820.633 | 87023.338 | 90142.1858

## BaseCase_SyncCon Cost
SyncCon cost by region ($000s) - BaseCase, Step Change Scenario
SyncCon | Real June 2021 dollars discounted to 1 July 2021. SyncCon is only explicitly modelled in Tasmania, mainland NEM regions have SyncCon costs built into new entrant costs.
Explicitly modelled generation
Region | Technology | 2023-24 | 2024-25 | 2025-26 | 2026-27 | 2027-28 | 2028-29 | 2029-30 | 2030-31 | 2031-32 | 2032-33 | 2033-34 | 2034-35 | 2035-36 | 2036-37 | 2037-38 | 2038-39 | 2039-40 | 2040-41 | 2041-42 | 2042-43 | 2043-44 | 2044-45 | 2045-46 | 2046-47 | 2047-48 | 2048-49 | 2049-50
NSW1 | SyncCon | 0 | 0 | 0 | 0 | 0 | 0 | 0 | 0 | 0 | 0 | 0 | 0 | 0 | 0 | 0 | 0 | 0 | 0 | 0 | 0 | 0 | 0 | 0 | 0 | 0 | 0 | 0
QLD1 | SyncCon | 0 | 0 | 0 | 0 | 0 | 0 | 0 | 0 | 0 | 0 | 0 | 0 | 0 | 0 | 0 | 0 | 0 | 0 | 0 | 0 | 0 | 0 | 0 | 0 | 0 | 0 | 0
VIC1 | SyncCon | 0 | 0 | 0 | 0 | 0 | 0 | 0 | 0 | 0 | 0 | 0 | 0 | 0 | 0 | 0 | 0 | 0 | 0 | 0 | 0 | 0 | 0 | 0 | 0 | 0 | 0 | 0
SA1 | SyncCon | 0 | 0 | 0 | 0 | 0 | 0 | 0 | 0 | 0 | 0 | 0 | 0 | 0 | 0 | 0 | 0 | 0 | 0 | 0 | 0 | 0 | 0 | 0 | 0 | 0 | 0 | 0
TAS1 | SyncCon | 0 | 0 | 0 | 0 | 0 | 0 | 0 | 0 | 0 | 0 | 0 | 0 | 0 | 0 | 0 | 0 | 0 | 0 | 0 | 0 | 0 | 0 | 0 | 0 | 0 | 0 | 0
NEM | Total | 0 | 0 | 0 | 0 | 0 | 0 | 0 | 0 | 0 | 0 | 0 | 0 | 0 | 0 | 0 | 0 | 0 | 0 | 0 | 0 | 0 | 0 | 0 | 0 | 0 | 0 | 0

## WRL_500_CF
Annual capacity factor by technology - WRL_500, Step Change Scenario
Explicitly modelled generation
Region | Technology | 2023-24 | 2024-25 | 2025-26 | 2026-27 | 2027-28 | 2028-29 | 2029-30 | 2030-31 | 2031-32 | 2032-33 | 2033-34 | 2034-35 | 2035-36 | 2036-37 | 2037-38 | 2038-39 | 2039-40 | 2040-41 | 2041-42 | 2042-43 | 2043-44 | 2044-45 | 2045-46 | 2046-47 | 2047-48 | 2048-49 | 2049-50
NEM | Black Coal | 58.98% | 51.59% | 52.67% | 63.3% | 60.3% | 61.86% | 63.34% | 57.32% | 55.65% | 56.65% | 61.61% | 61.1% | 53.3% | 52.25% | 54.65% | 52.05% | 54.68% | 42.9% | 42.97% | - | - | - | - | - | - | - | -
NEM | Brown Coal | 68.71% | 60.29% | 65.86% | 63.06% | 63.46% | 63.85% | 66.26% | 63.46% | 50.88% | - | - | - | - | - | - | - | - | - | - | - | - | - | - | - | - | - | -
NEM | CCGT | 8.142% | 6.613% | 12.9% | 16.38% | 16.83% | 19.45% | 22.66% | 25.81% | 23.48% | 23.09% | 31.58% | 35.99% | 27.2% | 28.9% | 28.84% | 30.54% | 29.57% | 25.68% | 21.16% | 24.46% | 26.1% | 20.43% | 23.81% | 28.66% | 28.28% | 27.49% | 28.34%
NEM | Gas - Steam | 0.986% | 0.9464% | 2.987% | 3.744% | 2.48% | 5.21% | 4.416% | 22.56% | 8.497% | 23.1% | 16.51% | 20.18% | 16.56% | 20.58% | 21.52% | 22.12% | - | - | - | - | - | - | - | - | - | - | -
NEM | OCGT / Diesel | 0.3095% | 0.241% | 0.5387% | 0.5866% | 0.4317% | 0.6% | 0.5022% | 2.127% | 1.342% | 2.653% | 4.249% | 7.775% | 4.428% | 6.005% | 5.084% | 4.763% | 10.56% | 9.132% | 5.003% | 6.253% | 10.51% | 6.032% | 7.711% | 8.649% | 5.858% | 7.786% | 7.227%
NEM | Hydro | 26.73% | 24.09% | 24.69% | 23.54% | 20.13% | 24.46% | 26.53% | 25.92% | 25.47% | 24.01% | 25.85% | 26.26% | 24.1% | 22.25% | 27.09% | 24.46% | 22.7% | 21.48% | 20.29% | 23.18% | 24.46% | 22.61% | 21.96% | 27.69% | 26.36% | 26.05% | 25.59%
NEM | Hydrogen Turbine | bar: 2023-24 to 2049-50
NEM | Wind | 32.72% | 33.4% | 34.05% | 35.53% | 37.29% | 36.25% | 35.94% | 34.85% | 36.47% | 35.29% | 34.5% | 33.88% | 34.85% | 35.93% | 34.77% | 34.66% | 33.55% | 33.76% | 33.21% | 32.27% | 31.71% | 32.47% | 33.43% | 32.6% | 31.87% | 31.58% | 31.42%
NEM | Solar PV | 26.38% | 22.21% | 23.43% | 24.65% | 24.43% | 22.41% | 23.55% | 24.19% | 24.5% | 24.31% | 24.04% | 23.26% | 23.84% | 23.96% | 20.57% | 21.51% | 21.03% | 19.96% | 20.67% | 20.41% | 19.68% | 19.81% | 20.19% | 17.59% | 17.66% | 18.65% | 17.95%
NEM | Grid Battery | 4.756% | 4.714% | 7.352% | 11.15% | 15.39% | 17.47% | 17.64% | 19.23% | 18.63% | 20.18% | 19.39% | 18.99% | 19% | 19.23% | 17.31% | 17.63% | 19.31% | 18.27% | 20.18% | 19.79% | 19% | 18.73% | 19.54% | 16.44% | 16.31% | 16.72% | 16.11%
NEM | Pumped Hydro | 7.629% | 12.6% | 13.02% | 19.44% | 9.82% | 13.37% | 14.75% | 19.66% | 20.18% | 19.06% | 20.06% | 19.9% | 21.36% | 20.91% | 20.51% | 20.01% | 19.29% | 17.87% | 19.76% | 18.96% | 17.16% | 17.29% | 16.63% | 17.35% | 15.69% | 14.93% | 13.14%
NEM | VPP | 7.917% | 8.079% | 8.654% | 8.514% | 8.24% | 7.722% | 7.545% | 7.469% | 7.281% | 7.193% | 7.19% | 6.946% | 6.938% | 6.924% | 6.482% | 6.404% | 6.583% | 6.322% | 6.599% | 6.443% | 6.262% | 6.363% | 6.551% | 6.094% | 6.126% | 6.181% | 6.037%
Region | Technology | 2023-24 | 2024-25 | 2025-26 | 2026-27 | 2027-28 | 2028-29 | 2029-30 | 2030-31 | 2031-32 | 2032-33 | 2033-34 | 2034-35 | 2035-36 | 2036-37 | 2037-38 | 2038-39 | 2039-40 | 2040-41 | 2041-42 | 2042-43 | 2043-44 | 2044-45 | 2045-46 | 2046-47 | 2047-48 | 2048-49 | 2049-50
NSW1 | Black Coal | 57.9% | 48.22% | 44.38% | 64.24% | 58.52% | 64.25% | 66.91% | 54.29% | 54.18% | 55.43% | 61.11% | 62.53% | 54.96% | 48.93% | 54.48% | 54.82% | - | - | - | - | - | - | - | - | - | - | -
NSW1 | Brown Coal | bar: 2023-24 to 2049-50
NSW1 | CCGT | 0.3544% | 0.1604% | 7.867% | 17.49% | 19.82% | 16.93% | 28.42% | 27.63% | 25.12% | 21.29% | 36.91% | 43.33% | 27.55% | 29.21% | 31.38% | 35.9% | 35.33% | 29.06% | 24.32% | 28.99% | - | - | - | - | - | - | -
NSW1 | Gas - Steam | bar: 2023-24 to 2049-50
NSW1 | OCGT / Diesel | 0.05169% | 0.02283% | 0.155% | 0.1463% | 0.1196% | 0.0241% | 0.0001902% | 0.6045% | 0.1151% | 0.6518% | 1.468% | 4.968% | 2.013% | 4.414% | 1.864% | 3% | 7.526% | 8.574% | 4.098% | 4.356% | 8.923% | 5.511% | 8.714% | 6.567% | 5.568% | 5.31% | 6.108%
NSW1 | Hydro | 9.226% | 12.91% | 13.51% | 13.57% | 11.33% | 16.24% | 13.8% | 13.89% | 13.47% | 12.02% | 14.5% | 15.12% | 14.08% | 12.13% | 17.12% | 14.15% | 12.34% | 12.29% | 11.8% | 13.15% | 13.66% | 12.56% | 10.86% | 16.33% | 15.93% | 15.5% | 15.13%
NSW1 | Hydrogen Turbine | bar: 2023-24 to 2049-50
NSW1 | Wind | 36.22% | 33.88% | 34.02% | 35.41% | 35.9% | 36.37% | 34.49% | 33.96% | 33.8% | 34.02% | 33.19% | 32.75% | 33.85% | 33.94% | 34.55% | 32.78% | 32.02% | 30.55% | 31.87% | 30.07% | 29.25% | 30.36% | 30.88% | 31.95% | 29.46% | 29.32% | 27.56%
NSW1 | Solar PV | 26.9% | 21.21% | 22.17% | 24.47% | 24.69% | 22.43% | 23.25% | 24.52% | 24.47% | 24.67% | 24.31% | 23.68% | 24.96% | 24.82% | 21.14% | 21.59% | 22.24% | 21.03% | 21.38% | 20.3% | 19.74% | 20.48% | 20.62% | 18.58% | 17.45% | 18.75% | 17.77%
NSW1 | Grid Battery | 4.694% | 5.723% | 12.26% | 23.81% | 24.37% | 22.3% | 22.52% | 24.15% | 23.04% | 23.96% | 22.37% | 21.37% | 22.09% | 22.18% | 20.71% | 20.63% | 21.32% | 20.57% | 22.99% | 20.79% | 18.88% | 20.12% | 20.59% | 17.7% | 17.3% | 17.69% | 17.83%
NSW1 | Pumped Hydro | 5.257% | 10.48% | 17.29% | 27.22% | 8.844% | 14.6% | 15.89% | 21.54% | 21.89% | 20.97% | 22.44% | 22.39% | 24.6% | 24.49% | 24.66% | 21.09% | 18.44% | 15.89% | 19.52% | 18.18% | 16.03% | 16.2% | 15.9% | 20.15% | 15.62% | 14.17% | 11.61%
NSW1 | VPP | 6.806% | 7.85% | 8.781% | 8.679% | 8.382% | 7.757% | 7.49% | 7.582% | 7.342% | 7.385% | 7.415% | 7.08% | 7.185% | 6.973% | 6.618% | 6.536% | 6.743% | 6.404% | 6.735% | 6.508% | 6.27% | 6.508% | 6.573% | 6.159% | 6.13% | 6.281% | 6.314%
Region | Technology | 2023-24 | 2024-25 | 2025-26 | 2026-27 | 2027-28 | 2028-29 | 2029-30 | 2030-31 | 2031-32 | 2032-33 | 2033-34 | 2034-35 | 2035-36 | 2036-37 | 2037-38 | 2038-39 | 2039-40 | 2040-41 | 2041-42 | 2042-43 | 2043-44 | 2044-45 | 2045-46 | 2046-47 | 2047-48 | 2048-49 | 2049-50
QLD1 | Black Coal | 60.08% | 55.06% | 61.97% | 62.55% | 61.51% | 60.15% | 61.17% | 59.97% | 56.94% | 58.04% | 62.02% | 59.94% | 51.93% | 54.98% | 54.78% | 49.77% | 54.68% | 42.9% | 42.97% | - | - | - | - | - | - | - | -
QLD1 | Brown Coal | bar: 2023-24 to 2049-50
QLD1 | CCGT | 7.299% | 6.107% | 11.97% | 18.06% | 18.93% | 21.78% | 24.4% | 27.5% | 26.58% | 25.67% | 35.51% | 39.28% | 32.12% | 34.5% | 32.86% | 33.83% | 32.95% | 29.29% | 23.97% | 27.35% | 31.18% | 24.41% | 35.48% | 61.78% | 60.95% | 59.25% | 61.09%
QLD1 | Gas - Steam | bar: 2023-24 to 2049-50
QLD1 | OCGT / Diesel | 0.01426% | 2.846e-06% | 0.01556% | 0.1074% | 0.1437% | 0.1031% | 0.03638% | 2.127% | 2.135% | 2.454% | 8.548% | 10.26% | 9.419% | 11.38% | 5.846% | 4.598% | 9.248% | 7.678% | 3.628% | 5.876% | 7.437% | 4.763% | 7.815% | 9.33% | 3.504% | 5.893% | 4.769%
QLD1 | Hydro | 54.45% | 54.48% | 55.84% | 53.52% | 54.61% | 55.53% | 55.05% | 54.42% | 54.07% | 54.37% | 54.05% | 53.38% | 52.89% | 51.61% | 36.77% | 35.85% | 28.38% | 26.24% | 25.07% | - | - | - | - | - | - | - | -
QLD1 | Hydrogen Turbine | bar: 2023-24 to 2049-50
QLD1 | Wind | 40.67% | 36.73% | 38.81% | 38.58% | 39.89% | 37.78% | 37.35% | 36.64% | 35.93% | 35.28% | 33.52% | 33.3% | 32.78% | 34.86% | 34.36% | 33.98% | 33.54% | 31.71% | 32.2% | 31.05% | 31.13% | 30.37% | 32.11% | 31.47% | 30.48% | 31.8% | 29.96%
QLD1 | Solar PV | 26.91% | 24.1% | 26.31% | 26.59% | 25.77% | 23.22% | 25.52% | 25.25% | 26.13% | 25.6% | 25.42% | 24.84% | 24.69% | 24.63% | 20.9% | 23.27% | 21.61% | 21.15% | 21.75% | 22.39% | 21.91% | 21.1% | 20.94% | 18.27% | 19.25% | 20.25% | 19.62%
QLD1 | Grid Battery | 6.123% | 6.1% | 6.224% | 6.296% | 6.3% | 21.46% | 21.38% | 22.46% | 22.11% | 23.4% | 22.07% | 22.03% | 22.07% | 22.24% | 19.6% | 20.62% | 21.28% | 22.1% | 22.24% | 22.71% | 21.47% | 21.12% | 21.51% | 18.23% | 18.87% | 18.71% | 18.51%
QLD1 | Pumped Hydro | 8.627% | 13.49% | 9.306% | 12.67% | 13.1% | 10.13% | 11.71% | 14.71% | 14.81% | 14.1% | 14.86% | 14.53% | 16.03% | 14.54% | 17.1% | 19.34% | 19.74% | 19.04% | 19.67% | 19.19% | 17.28% | 16.63% | 15.48% | 14.61% | 13.99% | 13.63% | 12.17%
QLD1 | VPP | 8.296% | 8.176% | 8.254% | 8.478% | 8.118% | 7.671% | 7.565% | 7.584% | 7.435% | 7.437% | 7.446% | 7.287% | 7.151% | 7.157% | 6.701% | 6.663% | 6.699% | 6.736% | 6.767% | 6.906% | 6.854% | 6.735% | 6.882% | 6.68% | 6.648% | 6.612% | 6.6%
Region | Technology | 2023-24 | 2024-25 | 2025-26 | 2026-27 | 2027-28 | 2028-29 | 2029-30 | 2030-31 | 2031-32 | 2032-33 | 2033-34 | 2034-35 | 2035-36 | 2036-37 | 2037-38 | 2038-39 | 2039-40 | 2040-41 | 2041-42 | 2042-43 | 2043-44 | 2044-45 | 2045-46 | 2046-47 | 2047-48 | 2048-49 | 2049-50
VIC1 | Black Coal | bar: 2023-24 to 2049-50
VIC1 | Brown Coal | 68.71% | 60.29% | 65.86% | 63.06% | 63.46% | 63.85% | 66.26% | 63.46% | 50.88% | - | - | - | - | - | - | - | - | - | - | - | - | - | - | - | - | - | -
VIC1 | CCGT | bar: 2023-24 to 2049-50
VIC1 | Gas - Steam | 0.386% | 0.4184% | 1.608% | 3.744% | 2.48% | 5.21% | 4.416% | 22.56% | 8.497% | 23.1% | 16.51% | 20.18% | 16.56% | 20.58% | 21.52% | 22.12% | - | - | - | - | - | - | - | - | - | - | -
VIC1 | OCGT / Diesel | 0.1382% | 0.09561% | 0.2353% | 0.8775% | 0.5047% | 0.8527% | 0.5728% | 2.475% | 0.8643% | 4.186% | 3.207% | 8.298% | 3.436% | 4.334% | 6.575% | 5.496% | 15.3% | 11.17% | 6.992% | 8.616% | 14.19% | 7.058% | 7.691% | 10.1% | 8.136% | 12.34% | 11.14%
VIC1 | Hydro | 13.86% | 16.82% | 17.37% | 16.47% | 13.77% | 20.65% | 17.23% | 14.9% | 14.88% | 13.58% | 16.56% | 17.15% | 16.34% | 13.67% | 20.57% | 17.22% | 14.9% | 14.91% | 13.57% | 16.58% | 17.2% | 16.34% | 13.7% | 20.59% | 20.63% | 20.6% | 20.55%
VIC1 | Hydrogen Turbine | bar: 2023-24 to 2049-50
VIC1 | Wind | 28.18% | 29.25% | 30.07% | 31.42% | 35.79% | 33.36% | 34.83% | 32.67% | 36.79% | 33.33% | 33.83% | 33.03% | 34.44% | 35.73% | 32.4% | 34.95% | 32.83% | 36.56% | 32.74% | 33.47% | 32.85% | 34.16% | 34.93% | 31.83% | 34.5% | 32.31% | 36.02%
VIC1 | Solar PV | 23.27% | 19.91% | 20.07% | 20.36% | 19.85% | 19.68% | 19.44% | 19.23% | 19.1% | 21.37% | 20.62% | 19.64% | 20.39% | 20.75% | 18.47% | 18.29% | 18.22% | 17.43% | 18.48% | 17.81% | 16.95% | 18.53% | 19.09% | 16.2% | 16.3% | 17.04% | 16.06%
VIC1 | Grid Battery | 4.865% | 4.525% | 5.316% | 5.235% | 5.037% | 4.814% | 4.747% | 11.05% | 10.51% | 16% | 15.15% | 14.55% | 14.57% | 14.8% | 13.57% | 13.86% | 15.82% | 13.49% | 16.96% | 15.71% | 14.27% | 14.02% | 14.22% | 13.08% | 12.88% | 12.99% | 11.36%
VIC1 | Pumped Hydro | - | - | - | - | - | - | - | - | - | - | - | - | 25.49% | 25.61% | 23.91% | 24.42% | 25.4% | 22.22% | 26.43% | 24.06% | 22.8% | 24.67% | 23.84% | 22.89% | 22.55% | 21.8% | 20.57%
VIC1 | VPP | 8.338% | 7.819% | 9.389% | 8.924% | 8.604% | 8.002% | 7.765% | 7.423% | 7.184% | 6.789% | 6.7% | 6.507% | 6.566% | 6.72% | 6.203% | 6.115% | 6.467% | 5.901% | 6.426% | 6.044% | 5.674% | 5.887% | 6.199% | 5.507% | 5.803% | 5.77% | 5.338%
Region | Technology | 2023-24 | 2024-25 | 2025-26 | 2026-27 | 2027-28 | 2028-29 | 2029-30 | 2030-31 | 2031-32 | 2032-33 | 2033-34 | 2034-35 | 2035-36 | 2036-37 | 2037-38 | 2038-39 | 2039-40 | 2040-41 | 2041-42 | 2042-43 | 2043-44 | 2044-45 | 2045-46 | 2046-47 | 2047-48 | 2048-49 | 2049-50
SA1 | Black Coal | bar: 2023-24 to 2049-50
SA1 | Brown Coal | bar: 2023-24 to 2049-50
SA1 | CCGT | 17.26% | 16.11% | 24.99% | 16.8% | 14.61% | 22.16% | 21.51% | 29.38% | 22.01% | 25.89% | 27.69% | 34.09% | 22.76% | 27.18% | - | - | - | - | - | - | - | - | - | - | - | - | -
SA1 | Gas - Steam | 1.361% | 1.276% | 3.849% | - | - | - | - | - | - | - | - | - | - | - | - | - | - | - | - | - | - | - | - | - | - | - | -
SA1 | OCGT / Diesel | 1.299% | 1.176% | 2.392% | 1.715% | 1.339% | 2.067% | 2.008% | 5.542% | 3.897% | 6.477% | 7.955% | 12.64% | 7.708% | 8.399% | 12.43% | 11.44% | 15.27% | 10.46% | 7.063% | 8.773% | 11.27% | 4.274% | 3.512% | 1.612% | 1.138% | 1.569% | 2.182%
SA1 | Hydro | bar: 2023-24 to 2049-50
SA1 | Hydrogen Turbine | bar: 2023-24 to 2049-50
SA1 | Wind | 32.8% | 32.41% | 31.41% | 34.81% | 34.59% | 33.3% | 33.33% | 31.93% | 34.59% | 32.34% | 33.3% | 30.13% | 34.55% | 35.16% | 32.96% | 33.42% | 31.75% | 33.06% | 31.15% | 31.68% | 29.25% | 32.37% | 32.81% | 31.06% | 31.16% | 29.48% | 30.29%
SA1 | Solar PV | 25.48% | 21.92% | 22.5% | 21.72% | 21.86% | 21.66% | 20.97% | 19.85% | 20.14% | 22.19% | 21.22% | 21.06% | 21.36% | 23.13% | 19.6% | 19.02% | 17.71% | 15.68% | 18.45% | 16.44% | 16.33% | 16.32% | 18.57% | 15.12% | 14.75% | 15.16% | 14.75%
SA1 | Grid Battery | 4.391% | 4.468% | 4.326% | 4.259% | 4.261% | 4.173% | 4.128% | 4.214% | 4.059% | 14.81% | 14.11% | 14.11% | 15.2% | 15.81% | 14.55% | 14.18% | 14.94% | 14.84% | 17.12% | 15.29% | 17.86% | 16.52% | 19.21% | 14.4% | 13.19% | 13.89% | 12.24%
SA1 | Pumped Hydro | bar: 2023-24 to 2049-50
SA1 | VPP | 9.088% | 9.062% | 8.673% | 8.172% | 7.997% | 7.681% | 7.595% | 7.33% | 7.096% | 7.225% | 7.275% | 7.026% | 6.895% | 7.064% | 6.559% | 6.444% | 6.427% | 6.155% | 6.561% | 6.314% | 6.489% | 6.477% | 6.936% | 6.175% | 5.931% | 6.116% | 5.699%
Region | Technology | 2023-24 | 2024-25 | 2025-26 | 2026-27 | 2027-28 | 2028-29 | 2029-30 | 2030-31 | 2031-32 | 2032-33 | 2033-34 | 2034-35 | 2035-36 | 2036-37 | 2037-38 | 2038-39 | 2039-40 | 2040-41 | 2041-42 | 2042-43 | 2043-44 | 2044-45 | 2045-46 | 2046-47 | 2047-48 | 2048-49 | 2049-50
TAS1 | Black Coal | bar: 2023-24 to 2049-50
TAS1 | Brown Coal | bar: 2023-24 to 2049-50
TAS1 | CCGT | bar: 2023-24 to 2049-50
TAS1 | Gas - Steam | bar: 2023-24 to 2049-50
TAS1 | OCGT / Diesel | 6.743e-06% | 1.384e-05% | 1.47e-05% | 0.01129% | 1.609e-05% | 1.714e-05% | 0.08058% | 0.2946% | 0.2203% | 0.9721% | 0.708% | 2% | 0.8097% | 0.7944% | 1.79% | 0.8742% | 3.637% | 2.153% | 2.425% | 2.099% | 2.807% | 0.876% | 1.171% | 0.5853% | 0.6349% | 2.107% | 1.478%
TAS1 | Hydro | 53.84% | 39.78% | 40.4% | 37.88% | 32.44% | 34.11% | 45.69% | 45.91% | 45.05% | 43.32% | 43.63% | 43.74% | 39.2% | 38.12% | 42.5% | 40.79% | 39.74% | 36.28% | 34.55% | 38.96% | 41.6% | 38.13% | 40.27% | 45.24% | 41.76% | 41.34% | 40.41%
TAS1 | Hydrogen Turbine | bar: 2023-24 to 2049-50
TAS1 | Wind | 37.86% | 44.87% | 47.91% | 48.68% | 51.07% | 47.76% | 47.54% | 46.47% | 50.69% | 49.22% | 46.94% | 48.14% | 48.74% | 50.91% | 48.94% | 47.56% | 46.35% | 50.3% | 49.11% | 47.2% | 49.08% | 50.46% | 51.99% | 50.44% | 48.86% | 47.73% | 51.61%
TAS1 | Solar PV | - | - | - | - | - | - | - | - | - | - | - | - | - | - | - | - | - | - | - | - | 20.85% | 21.27% | 20.56% | 18.08% | 19.26% | 18.77% | 17.42%
TAS1 | Grid Battery | bar: 2023-24 to 2049-50
TAS1 | Pumped Hydro | - | - | - | - | - | - | - | 19.03% | 23.04% | 18.88% | 19.45% | 19.17% | 18% | 17.91% | 18.56% | 18.46% | 20.03% | 18.04% | 17.17% | 17.14% | 16.64% | 16.1% | 14.74% | 15.36% | 15.69% | 15.12% | 13.32%
TAS1 | VPP | 0.7728% | 3.544% | 2.995% | 3.758% | 4.378% | 4.549% | 5.198% | 5.529% | 6.354% | 5.471% | 5.378% | 4.8% | 4.581% | 4.741% | 4.252% | 3.994% | 4.584% | 4.955% | 4.446% | 4.408% | 3.951% | 4.108% | 4.22% | 3.697% | 3.839% | 3.992% | 3.764%
Explicitly modelled pumping
Region | Technology | 2023-24 | 2024-25 | 2025-26 | 2026-27 | 2027-28 | 2028-29 | 2029-30 | 2030-31 | 2031-32 | 2032-33 | 2033-34 | 2034-35 | 2035-36 | 2036-37 | 2037-38 | 2038-39 | 2039-40 | 2040-41 | 2041-42 | 2042-43 | 2043-44 | 2044-45 | 2045-46 | 2046-47 | 2047-48 | 2048-49 | 2049-50
NEM | Grid Battery pump | 5.925% | 5.898% | 9.115% | 13.85% | 18.99% | 21.32% | 21.56% | 23.44% | 22.78% | 24.49% | 23.52% | 23.04% | 23.01% | 23.3% | 21.03% | 21.39% | 23.32% | 22.17% | 24.36% | 23.93% | 22.92% | 22.62% | 23.63% | 19.84% | 19.73% | 20.16% | 19.44%
NEM | Pumped Hydro Pump | 11.2% | 19.5% | 18.33% | 26.93% | 15.98% | 17.64% | 20.81% | 26.39% | 28.14% | 25.85% | 27.57% | 26.24% | 28.86% | 28.4% | 27.29% | 26.9% | 25.33% | 23.78% | 26.05% | 25.46% | 22.11% | 22.81% | 22.36% | 22.59% | 20.92% | 19.28% | 16.93%
NEM | VPP pump | 9.287% | 9.516% | 10.19% | 10.01% | 9.706% | 9.075% | 8.885% | 8.78% | 8.586% | 8.452% | 8.461% | 8.176% | 8.157% | 8.144% | 7.641% | 7.54% | 7.727% | 7.457% | 7.749% | 7.587% | 7.361% | 7.486% | 7.718% | 7.161% | 7.22% | 7.259% | 7.099%
Region | Technology | 2023-24 | 2024-25 | 2025-26 | 2026-27 | 2027-28 | 2028-29 | 2029-30 | 2030-31 | 2031-32 | 2032-33 | 2033-34 | 2034-35 | 2035-36 | 2036-37 | 2037-38 | 2038-39 | 2039-40 | 2040-41 | 2041-42 | 2042-43 | 2043-44 | 2044-45 | 2045-46 | 2046-47 | 2047-48 | 2048-49 | 2049-50
NSW1 | Grid Battery pump | 5.567% | 6.813% | 14.76% | 28.67% | 29.42% | 26.82% | 27.17% | 29.07% | 27.81% | 28.83% | 26.95% | 25.75% | 26.59% | 26.72% | 25.04% | 24.85% | 25.64% | 24.87% | 27.66% | 25.01% | 22.75% | 24.24% | 24.86% | 21.28% | 20.91% | 21.26% | 21.48%
NSW1 | Pumped Hydro Pump | 9.075% | 17.4% | 20.3% | 30.76% | 14.97% | 18.35% | 21.71% | 27.6% | 29.54% | 27.39% | 29.77% | 28.07% | 31.79% | 31.68% | 31.1% | 27.98% | 23.58% | 20.81% | 25.09% | 24.47% | 19.78% | 20.98% | 21.15% | 24.91% | 20.44% | 17.07% | 14.41%
NSW1 | VPP pump | 7.981% | 9.24% | 10.33% | 10.21% | 9.865% | 9.123% | 8.812% | 8.92% | 8.66% | 8.67% | 8.726% | 8.336% | 8.444% | 8.204% | 7.81% | 7.691% | 7.912% | 7.556% | 7.904% | 7.657% | 7.376% | 7.655% | 7.747% | 7.235% | 7.23% | 7.37% | 7.428%
Region | Technology | 2023-24 | 2024-25 | 2025-26 | 2026-27 | 2027-28 | 2028-29 | 2029-30 | 2030-31 | 2031-32 | 2032-33 | 2033-34 | 2034-35 | 2035-36 | 2036-37 | 2037-38 | 2038-39 | 2039-40 | 2040-41 | 2041-42 | 2042-43 | 2043-44 | 2044-45 | 2045-46 | 2046-47 | 2047-48 | 2048-49 | 2049-50
QLD1 | Grid Battery pump | 7.268% | 7.262% | 7.429% | 7.475% | 7.5% | 25.85% | 25.75% | 27.05% | 26.71% | 28.12% | 26.6% | 26.58% | 26.55% | 26.77% | 23.7% | 24.79% | 25.61% | 26.69% | 26.79% | 27.37% | 25.85% | 25.45% | 25.89% | 22.02% | 22.68% | 22.56% | 22.27%
QLD1 | Pumped Hydro Pump | 15% | 23.26% | 14.73% | 19.93% | 20.68% | 15.13% | 17.59% | 22.09% | 22.32% | 21.09% | 21.78% | 21.33% | 23.48% | 21.46% | 23.62% | 26.27% | 26.73% | 26.16% | 26.61% | 26.09% | 23.24% | 22.59% | 21.3% | 19.51% | 18.93% | 18.6% | 16.16%
QLD1 | VPP pump | 9.733% | 9.619% | 9.737% | 9.957% | 9.551% | 9.025% | 8.9% | 8.923% | 8.771% | 8.73% | 8.766% | 8.583% | 8.41% | 8.41% | 7.907% | 7.827% | 7.872% | 7.938% | 7.959% | 8.126% | 8.063% | 7.924% | 8.092% | 7.867% | 7.812% | 7.784% | 7.755%
Region | Technology | 2023-24 | 2024-25 | 2025-26 | 2026-27 | 2027-28 | 2028-29 | 2029-30 | 2030-31 | 2031-32 | 2032-33 | 2033-34 | 2034-35 | 2035-36 | 2036-37 | 2037-38 | 2038-39 | 2039-40 | 2040-41 | 2041-42 | 2042-43 | 2043-44 | 2044-45 | 2045-46 | 2046-47 | 2047-48 | 2048-49 | 2049-50
VIC1 | Grid Battery pump | 5.778% | 5.405% | 6.327% | 6.216% | 6.014% | 5.714% | 5.669% | 13.26% | 12.66% | 19.29% | 18.26% | 17.48% | 17.53% | 17.82% | 16.34% | 16.76% | 18.99% | 16.33% | 20.36% | 19.02% | 17.1% | 16.89% | 17.23% | 15.67% | 15.61% | 15.56% | 13.69%
VIC1 | Pumped Hydro Pump | - | - | - | - | - | - | - | - | - | - | - | - | 33.54% | 34.06% | 31.42% | 32.42% | 33.14% | 29.5% | 34.72% | 31.94% | 29.64% | 32.46% | 31.73% | 29.76% | 29.98% | 28.38% | 27.07%
VIC1 | VPP pump | 9.783% | 9.225% | 11.05% | 10.49% | 10.15% | 9.394% | 9.158% | 8.714% | 8.473% | 7.984% | 7.883% | 7.653% | 7.717% | 7.906% | 7.298% | 7.217% | 7.587% | 6.965% | 7.538% | 7.132% | 6.656% | 6.926% | 7.316% | 6.456% | 6.851% | 6.766% | 6.28%
Region | Technology | 2023-24 | 2024-25 | 2025-26 | 2026-27 | 2027-28 | 2028-29 | 2029-30 | 2030-31 | 2031-32 | 2032-33 | 2033-34 | 2034-35 | 2035-36 | 2036-37 | 2037-38 | 2038-39 | 2039-40 | 2040-41 | 2041-42 | 2042-43 | 2043-44 | 2044-45 | 2045-46 | 2046-47 | 2047-48 | 2048-49 | 2049-50
SA1 | Grid Battery pump | 5.783% | 5.905% | 5.705% | 5.624% | 5.642% | 5.496% | 5.466% | 5.591% | 5.4% | 18.73% | 17.78% | 17.81% | 18.96% | 19.71% | 18.15% | 17.76% | 18.57% | 18.32% | 20.89% | 18.76% | 21.77% | 20.16% | 23.49% | 17.49% | 16.18% | 16.86% | 14.93%
SA1 | Pumped Hydro Pump | bar: 2023-24 to 2049-50
SA1 | VPP pump | 10.67% | 10.68% | 10.19% | 9.614% | 9.433% | 9.016% | 8.959% | 8.604% | 8.348% | 8.519% | 8.548% | 8.261% | 8.111% | 8.31% | 7.717% | 7.604% | 7.541% | 7.262% | 7.696% | 7.443% | 7.631% | 7.622% | 8.165% | 7.25% | 7% | 7.173% | 6.705%
Region | Technology | 2023-24 | 2024-25 | 2025-26 | 2026-27 | 2027-28 | 2028-29 | 2029-30 | 2030-31 | 2031-32 | 2032-33 | 2033-34 | 2034-35 | 2035-36 | 2036-37 | 2037-38 | 2038-39 | 2039-40 | 2040-41 | 2041-42 | 2042-43 | 2043-44 | 2044-45 | 2045-46 | 2046-47 | 2047-48 | 2048-49 | 2049-50
TAS1 | Grid Battery pump | bar: 2023-24 to 2049-50
TAS1 | Pumped Hydro Pump | - | - | - | - | - | - | - | 25.04% | 30.54% | 24.73% | 25.89% | 25.01% | 23.63% | 23.86% | 24.12% | 24.34% | 26.32% | 24.04% | 22.62% | 22.41% | 21.79% | 21.13% | 19.71% | 19.9% | 20.96% | 19.59% | 17.52%
TAS1 | VPP pump | 0.8825% | 4.191% | 3.514% | 4.419% | 5.176% | 5.333% | 6.139% | 6.484% | 7.476% | 6.45% | 6.325% | 5.652% | 5.378% | 5.602% | 4.98% | 4.7% | 5.392% | 5.853% | 5.232% | 5.187% | 4.628% | 4.833% | 4.987% | 4.328% | 4.54% | 4.674% | 4.428%
Non-controllable capacity
Region | Technology | 2023-24 | 2024-25 | 2025-26 | 2026-27 | 2027-28 | 2028-29 | 2029-30 | 2030-31 | 2031-32 | 2032-33 | 2033-34 | 2034-35 | 2035-36 | 2036-37 | 2037-38 | 2038-39 | 2039-40 | 2040-41 | 2041-42 | 2042-43 | 2043-44 | 2044-45 | 2045-46 | 2046-47 | 2047-48 | 2048-49 | 2049-50
NEM | Distributed PV | 14.23% | 13.97% | 13.66% | 14.76% | 14.89% | 13.44% | 14.16% | 14.79% | 15.16% | 15.21% | 14.84% | 14.44% | 15.53% | 15.58% | 13.97% | 14.7% | 15.35% | 15.67% | 15.69% | 15.31% | 14.87% | 15.93% | 15.94% | 14.29% | 15.04% | 15.67% | 15.97%
NEM | Behind the meter battery | 4.897% | 4.862% | 4.791% | 4.705% | 4.639% | 4.529% | 4.488% | 4.437% | 4.376% | 4.329% | 4.385% | 4.417% | 4.433% | 4.398% | 4.361% | 4.299% | 4.266% | 4.207% | 4.151% | 4.111% | 4.152% | 4.184% | 4.217% | 4.239% | 4.261% | 4.237% | 4.213%
NEM | Behind the meter battery pump | 5.764% | 5.722% | 5.638% | 5.537% | 5.461% | 5.329% | 5.283% | 5.222% | 5.15% | 5.095% | 5.16% | 5.199% | 5.218% | 5.177% | 5.133% | 5.06% | 5.021% | 4.95% | 4.886% | 4.838% | 4.886% | 4.925% | 4.963% | 4.99% | 5.016% | 4.988% | 4.958%
Region | Technology | 2023-24 | 2024-25 | 2025-26 | 2026-27 | 2027-28 | 2028-29 | 2029-30 | 2030-31 | 2031-32 | 2032-33 | 2033-34 | 2034-35 | 2035-36 | 2036-37 | 2037-38 | 2038-39 | 2039-40 | 2040-41 | 2041-42 | 2042-43 | 2043-44 | 2044-45 | 2045-46 | 2046-47 | 2047-48 | 2048-49 | 2049-50
NSW1 | Distributed PV | 13.95% | 13.97% | 13.61% | 15.11% | 14.98% | 13.37% | 13.79% | 14.67% | 15.35% | 14.94% | 14.77% | 14.29% | 15.76% | 15.56% | 13.87% | 14.28% | 15.19% | 15.83% | 15.4% | 15.21% | 14.69% | 16.12% | 15.89% | 14.16% | 14.59% | 15.47% | 16.09%
NSW1 | Behind the meter battery | 4.884% | 4.831% | 4.757% | 4.683% | 4.62% | 4.52% | 4.491% | 4.444% | 4.405% | 4.375% | 4.441% | 4.454% | 4.456% | 4.412% | 4.358% | 4.289% | 4.257% | 4.188% | 4.148% | 4.121% | 4.175% | 4.211% | 4.237% | 4.254% | 4.256% | 4.24% | 4.206%
NSW1 | Behind the meter battery pump | 5.747% | 5.687% | 5.598% | 5.511% | 5.44% | 5.32% | 5.287% | 5.232% | 5.182% | 5.148% | 5.225% | 5.24% | 5.245% | 5.193% | 5.129% | 5.046% | 5.012% | 4.928% | 4.883% | 4.849% | 4.911% | 4.959% | 4.986% | 5.008% | 5.011% | 4.991% | 4.951%
Region | Technology | 2023-24 | 2024-25 | 2025-26 | 2026-27 | 2027-28 | 2028-29 | 2029-30 | 2030-31 | 2031-32 | 2032-33 | 2033-34 | 2034-35 | 2035-36 | 2036-37 | 2037-38 | 2038-39 | 2039-40 | 2040-41 | 2041-42 | 2042-43 | 2043-44 | 2044-45 | 2045-46 | 2046-47 | 2047-48 | 2048-49 | 2049-50
QLD1 | Distributed PV | 15.03% | 14.46% | 14.67% | 15.73% | 15.87% | 13.4% | 14.58% | 15.12% | 16% | 15.82% | 15.21% | 15.39% | 16.39% | 16.42% | 13.85% | 15.06% | 15.64% | 16.42% | 16.23% | 15.62% | 15.79% | 16.72% | 16.74% | 14.11% | 15.37% | 15.91% | 16.71%
QLD1 | Behind the meter battery | 4.94% | 4.904% | 4.833% | 4.738% | 4.663% | 4.563% | 4.529% | 4.478% | 4.408% | 4.348% | 4.393% | 4.421% | 4.437% | 4.396% | 4.354% | 4.3% | 4.282% | 4.232% | 4.163% | 4.125% | 4.169% | 4.194% | 4.229% | 4.244% | 4.261% | 4.245% | 4.236%
QLD1 | Behind the meter battery pump | 5.815% | 5.773% | 5.687% | 5.578% | 5.487% | 5.368% | 5.33% | 5.269% | 5.189% | 5.118% | 5.17% | 5.205% | 5.223% | 5.176% | 5.124% | 5.063% | 5.038% | 4.98% | 4.9% | 4.855% | 4.906% | 4.935% | 4.976% | 4.996% | 5.017% | 4.999% | 4.984%
Region | Technology | 2023-24 | 2024-25 | 2025-26 | 2026-27 | 2027-28 | 2028-29 | 2029-30 | 2030-31 | 2031-32 | 2032-33 | 2033-34 | 2034-35 | 2035-36 | 2036-37 | 2037-38 | 2038-39 | 2039-40 | 2040-41 | 2041-42 | 2042-43 | 2043-44 | 2044-45 | 2045-46 | 2046-47 | 2047-48 | 2048-49 | 2049-50
VIC1 | Distributed PV | 13.3% | 13.06% | 12.42% | 13.32% | 13.59% | 13.11% | 13.75% | 14.34% | 13.9% | 14.65% | 14.31% | 13.53% | 14.42% | 14.65% | 13.83% | 14.47% | 15.09% | 14.55% | 15.26% | 14.92% | 14.07% | 14.95% | 15.11% | 14.28% | 14.94% | 15.54% | 14.95%
VIC1 | Behind the meter battery | 4.922% | 4.924% | 4.853% | 4.759% | 4.698% | 4.556% | 4.474% | 4.403% | 4.302% | 4.208% | 4.268% | 4.344% | 4.395% | 4.391% | 4.402% | 4.332% | 4.283% | 4.218% | 4.147% | 4.064% | 4.079% | 4.124% | 4.164% | 4.22% | 4.277% | 4.242% | 4.209%
VIC1 | Behind the meter battery pump | 5.794% | 5.795% | 5.709% | 5.602% | 5.531% | 5.362% | 5.266% | 5.18% | 5.063% | 4.951% | 5.023% | 5.115% | 5.172% | 5.166% | 5.183% | 5.097% | 5.041% | 4.963% | 4.88% | 4.783% | 4.802% | 4.853% | 4.9% | 4.969% | 5.033% | 4.993% | 4.954%
Region | Technology | 2023-24 | 2024-25 | 2025-26 | 2026-27 | 2027-28 | 2028-29 | 2029-30 | 2030-31 | 2031-32 | 2032-33 | 2033-34 | 2034-35 | 2035-36 | 2036-37 | 2037-38 | 2038-39 | 2039-40 | 2040-41 | 2041-42 | 2042-43 | 2043-44 | 2044-45 | 2045-46 | 2046-47 | 2047-48 | 2048-49 | 2049-50
SA1 | Distributed PV | 15.11% | 14.83% | 14.15% | 14.8% | 15.36% | 14.69% | 15.37% | 15.62% | 15.63% | 16.06% | 15.54% | 14.77% | 15.4% | 15.93% | 15.16% | 15.87% | 16.14% | 16.14% | 16.55% | 16% | 15.2% | 15.81% | 16.3% | 15.49% | 16.24% | 16.49% | 16.45%
SA1 | Behind the meter battery | 4.815% | 4.725% | 4.641% | 4.542% | 4.474% | 4.387% | 4.404% | 4.389% | 4.377% | 4.405% | 4.448% | 4.451% | 4.434% | 4.377% | 4.295% | 4.252% | 4.207% | 4.164% | 4.135% | 4.149% | 4.202% | 4.208% | 4.244% | 4.225% | 4.248% | 4.192% | 4.182%
SA1 | Behind the meter battery pump | 5.667% | 5.562% | 5.46% | 5.346% | 5.265% | 5.161% | 5.184% | 5.165% | 5.152% | 5.183% | 5.234% | 5.238% | 5.218% | 5.153% | 5.054% | 5.004% | 4.953% | 4.903% | 4.87% | 4.885% | 4.947% | 4.956% | 4.995% | 4.971% | 4.998% | 4.935% | 4.924%
Region | Technology | 2023-24 | 2024-25 | 2025-26 | 2026-27 | 2027-28 | 2028-29 | 2029-30 | 2030-31 | 2031-32 | 2032-33 | 2033-34 | 2034-35 | 2035-36 | 2036-37 | 2037-38 | 2038-39 | 2039-40 | 2040-41 | 2041-42 | 2042-43 | 2043-44 | 2044-45 | 2045-46 | 2046-47 | 2047-48 | 2048-49 | 2049-50
TAS1 | Distributed PV | 12.03% | 12.09% | 11.56% | 12.4% | 12.42% | 12.16% | 12.24% | 12.52% | 12.4% | 12.76% | 12.71% | 12.11% | 12.89% | 12.83% | 12.48% | 12.53% | 12.81% | 12.66% | 12.97% | 12.94% | 12.31% | 13.07% | 12.97% | 12.63% | 12.69% | 12.99% | 12.77%
TAS1 | Behind the meter battery | 4.891% | 4.832% | 4.753% | 4.664% | 4.597% | 4.506% | 4.479% | 4.427% | 4.378% | 4.382% | 4.417% | 4.439% | 4.429% | 4.4% | 4.347% | 4.292% | 4.268% | 4.207% | 4.152% | 4.139% | 4.176% | 4.183% | 4.231% | 4.218% | 4.232% | 4.231% | 4.186%
TAS1 | Behind the meter battery pump | 5.757% | 5.685% | 5.596% | 5.489% | 5.412% | 5.302% | 5.27% | 5.211% | 5.154% | 5.156% | 5.198% | 5.224% | 5.215% | 5.178% | 5.116% | 5.054% | 5.023% | 4.952% | 4.886% | 4.87% | 4.914% | 4.925% | 4.979% | 4.967% | 4.983% | 4.979% | 4.926%

## WRL_500_Generation
Annual sent-out generation by technology (GWh) - WRL_500, Step Change Scenario
Explicitly modelled generation
Region | Technology | 2023-24 | 2024-25 | 2025-26 | 2026-27 | 2027-28 | 2028-29 | 2029-30 | 2030-31 | 2031-32 | 2032-33 | 2033-34 | 2034-35 | 2035-36 | 2036-37 | 2037-38 | 2038-39 | 2039-40 | 2040-41 | 2041-42 | 2042-43 | 2043-44 | 2044-45 | 2045-46 | 2046-47 | 2047-48 | 2048-49 | 2049-50
NEM | Black Coal | 85016.6299 | 74375.9119 | 72696.7635 | 67522.0717 | 53644.07 | 44851.7667 | 40568.4701 | 29684.4337 | 28820.5417 | 25716.8971 | 16633.9002 | 16497.3116 | 14389.2364 | 14107.197 | 14753.4589 | 14051.4137 | 4080.9237 | 1600.7548 | 1603.4053 | 0 | 0 | 0 | 0 | 0 | 0 | 0 | 0
NEM | Brown Coal | 29013.3249 | 25455.9045 | 23770.7015 | 18616.7512 | 18733.0783 | 15717.2805 | 9983.1424 | 6448.0756 | 5170.0361 | 0 | 0 | 0 | 0 | 0 | 0 | 0 | 0 | 0 | 0 | 0 | 0 | 0 | 0 | 0 | 0 | 0 | 0
NEM | CCGT | 2107.522 | 1607.4387 | 3136.7038 | 3980.548 | 4090.7724 | 4728.8518 | 5508.198 | 6275.0685 | 5708.3801 | 5613.7531 | 7676.1678 | 8747.7436 | 6612.6099 | 6050.7327 | 4701.1492 | 4978.6088 | 4445.7389 | 3861.8903 | 3181.1321 | 3677.7172 | 2918.2151 | 2284.6467 | 1317.9213 | 974.1531 | 961.046 | 934.2938 | 963.2849
NEM | Gas - Steam | 112.2861 | 107.7785 | 340.2035 | 164.0065 | 108.6364 | 228.2037 | 193.4206 | 988.016 | 372.1844 | 1011.8486 | 722.9432 | 884.0408 | 725.4641 | 901.4509 | 942.4943 | 969.0396 | 0 | 0 | 0 | 0 | 0 | 0 | 0 | 0 | 0 | 0 | 0
NEM | OCGT / Diesel | 200.1445 | 171.7165 | 383.7255 | 417.8753 | 307.5405 | 430.135 | 359.984 | 1453.4392 | 916.9814 | 1748.2835 | 2579.3274 | 4640.4832 | 2980.2897 | 4041.6028 | 4049.087 | 3793.3915 | 8000.6233 | 6825.3328 | 3797.3355 | 4705.5066 | 8783.7894 | 5511.1492 | 7045.1748 | 9149.167 | 5896.3739 | 9395.127 | 8392.4984
NEM | Hydro | 17546.6313 | 15807.9213 | 16206.5685 | 15448.558 | 13215.0506 | 16052.6116 | 17413.6224 | 17012.1152 | 16718.6018 | 15759.0072 | 16965.0864 | 17232.7339 | 15820.1457 | 14601.2213 | 17574.7133 | 15866.9013 | 14728.8938 | 13934.2428 | 13166.6473 | 14902.7376 | 15727.6994 | 14539.0763 | 14120.5308 | 17805.618 | 16946.194 | 16751.8336 | 16451.4088
NEM | Hydrogen Turbine | 0 | 0 | 0 | 0 | 0 | 0 | 0 | 0 | 0 | 0 | 0 | 0 | 0 | 0 | 0 | 0 | 0 | 0 | 0 | 0 | 0 | 0 | 0 | 0 | 0 | 0 | 0
NEM | Wind | 28822.9669 | 46975.5155 | 48047.2425 | 56872.448 | 75070.2961 | 89147.2993 | 93401.7172 | 101822.6082 | 108949.1281 | 113915.1101 | 120879.3195 | 119007.5509 | 127288.3004 | 132809.8942 | 142643.1011 | 140913.1464 | 137224.4624 | 138515.3445 | 137149.2702 | 144562.0008 | 145540.1994 | 147677.0989 | 149430.4277 | 169853.8447 | 175506.7455 | 175050.3224 | 176682.7129
NEM | Solar PV | 20918.1858 | 19289.5809 | 22124.0414 | 23277.1425 | 23066.0004 | 22640.3562 | 25908.9088 | 31432.257 | 32992.2383 | 39245.7611 | 43725.0354 | 46919.2107 | 48246.3591 | 48302.7448 | 50190.2626 | 55635.1767 | 76609.4847 | 84857.6123 | 97469.7439 | 113208.2799 | 116700.8371 | 116782.2215 | 121391.8612 | 114549.4005 | 116460.9561 | 129205.7744 | 131692.6959
NEM | Grid Battery | 418.652 | 414.9862 | 920.8195 | 1396.4564 | 2805.334 | 5083.7456 | 5249.3865 | 6366.2653 | 6306.4244 | 11031.3726 | 11851.6392 | 11568.249 | 12618.183 | 12684.0555 | 11878.6494 | 12099.4003 | 18334.3456 | 20009.3387 | 26419.5198 | 31730.1394 | 31475.9806 | 32323.2826 | 32986.278 | 28599.916 | 27439.2736 | 32523.9915 | 31227.3714
NEM | Pumped Hydro | 541.3039 | 893.7802 | 1749.2397 | 2611.316 | 3073.9418 | 4443.9569 | 4900.485 | 6579.8945 | 7260.0236 | 7352.2834 | 8003.5202 | 7942.2635 | 8817.2483 | 8630.1217 | 11659.093 | 11373.7521 | 12036.4679 | 11507.5118 | 13182.1032 | 12792.4479 | 11612.4245 | 12391.4212 | 12236.5681 | 13906.3764 | 12574.4481 | 11966.4195 | 10525.7484
NEM | VPP | 221.0347 | 440.9524 | 784.9396 | 1147.8127 | 1546.6872 | 1899.129 | 2524.2559 | 3058.4568 | 3520.3344 | 4095.4739 | 4849.0927 | 5482.0898 | 6284.1416 | 7105.7455 | 7413.1053 | 8058.0739 | 8832.9654 | 8979.266 | 9814.9212 | 10019.4716 | 10154.9759 | 10762.1205 | 11528.1263 | 11161.4131 | 11652.6627 | 12219.393 | 12372.5945
Total excluding storage |  | 184918.6821 | 185541.4865 | 190160.9492 | 191454.9862 | 195661.4077 | 205223.3364 | 206011.5908 | 211120.63 | 216734.8744 | 225489.7907 | 233886.0319 | 238921.677 | 243781.9782 | 249234.7664 | 265805.1139 | 267738.9041 | 284293.9056 | 290091.2939 | 305784.0786 | 335598.3011 | 342914.1214 | 342271.0169 | 350056.8882 | 365999.889 | 367437.6998 | 388047.1554 | 388308.3151
Region | Technology | 2023-24 | 2024-25 | 2025-26 | 2026-27 | 2027-28 | 2028-29 | 2029-30 | 2030-31 | 2031-32 | 2032-33 | 2033-34 | 2034-35 | 2035-36 | 2036-37 | 2037-38 | 2038-39 | 2039-40 | 2040-41 | 2041-42 | 2042-43 | 2043-44 | 2044-45 | 2045-46 | 2046-47 | 2047-48 | 2048-49 | 2049-50
NSW1 | Black Coal | 42251.9834 | 35183.3231 | 32382.3871 | 30667.4399 | 21171.8032 | 19389.4396 | 16178.263 | 13127.1016 | 13099.5499 | 13402.7327 | 7441.5574 | 7613.7878 | 6691.8023 | 5958.4824 | 6633.3084 | 6674.9805 | 0 | 0 | 0 | 0 | 0 | 0 | 0 | 0 | 0 | 0 | 0
NSW1 | Brown Coal | 0 | 0 | 0 | 0 | 0 | 0 | 0 | 0 | 0 | 0 | 0 | 0 | 0 | 0 | 0 | 0 | 0 | 0 | 0 | 0 | 0 | 0 | 0 | 0 | 0 | 0 | 0
NSW1 | CCGT | 13.6601 | 6.1843 | 303.2323 | 674.2753 | 764.0145 | 652.7258 | 1095.5111 | 1064.8015 | 968.0688 | 820.7299 | 1422.5847 | 1670.0786 | 1062.0663 | 1125.8997 | 1209.5192 | 1383.8926 | 1361.791 | 1120.1897 | 937.4668 | 1117.4814 | 0 | 0 | 0 | 0 | 0 | 0 | 0
NSW1 | Gas - Steam | 0 | 0 | 0 | 0 | 0 | 0 | 0 | 0 | 0 | 0 | 0 | 0 | 0 | 0 | 0 | 0 | 0 | 0 | 0 | 0 | 0 | 0 | 0 | 0 | 0 | 0 | 0
NSW1 | OCGT / Diesel | 8.5533 | 5.2778 | 35.8212 | 33.8297 | 27.6412 | 5.5721 | 0.043978 | 139.7534 | 26.6153 | 150.6901 | 339.3066 | 1148.4041 | 465.3984 | 1020.3635 | 529.1181 | 851.904 | 2136.8261 | 2434.3791 | 1163.5263 | 1236.8461 | 2533.5572 | 1154.8308 | 1825.9738 | 1865.6126 | 1581.8062 | 1508.4818 | 1735.1656
NSW1 | Hydro | 2040.5968 | 2854.8542 | 2987.9109 | 3002.3827 | 2507.0219 | 3592.1359 | 3051.5017 | 3071.4997 | 2979.194 | 2659.6629 | 3208.259 | 3343.3437 | 3113.9388 | 2681.9932 | 3785.8218 | 3129.3519 | 2728.5235 | 2718.8125 | 2609.796 | 2908.5138 | 3021.3332 | 2777.6833 | 2403.0267 | 3612.4353 | 3522.8081 | 3429.2729 | 3346.2739
NSW1 | Hydrogen Turbine | 0 | 0 | 0 | 0 | 0 | 0 | 0 | 0 | 0 | 0 | 0 | 0 | 0 | 0 | 0 | 0 | 0 | 0 | 0 | 0 | 0 | 0 | 0 | 0 | 0 | 0 | 0
NSW1 | Wind | 5987.8157 | 13868.7617 | 14077.2822 | 17346.867 | 27703.0273 | 30563.4445 | 29767.2912 | 31082.7875 | 30934.3637 | 32936.2176 | 34327.4243 | 34339.5751 | 40608.095 | 42424.3873 | 44535.3465 | 41668.9437 | 41604.8907 | 40158.7177 | 41367.1173 | 44047.0105 | 45940.317 | 47674.3839 | 48502.7715 | 52731.0544 | 53239.8896 | 51970.6302 | 48882.2433
NSW1 | Solar PV | 8824.7456 | 8285.6768 | 10339.1824 | 11411.7091 | 11515.8532 | 11536.0236 | 13984.4963 | 18145.5508 | 18107.6345 | 18260.4104 | 19502.9573 | 18996.3785 | 20025.7339 | 19911.2549 | 20811.0115 | 22199.3335 | 27814.1034 | 28805.4804 | 32348.1782 | 31887.3822 | 31477.8768 | 32657.6605 | 32874.3176 | 33010.4951 | 32845.9152 | 36548.8074 | 38414.8611
NSW1 | Grid Battery | 20.5585 | 25.0694 | 509.767 | 990.2316 | 2405.5099 | 2933.7041 | 3110.4266 | 3335.6246 | 3182.1043 | 3861.8464 | 3606.0899 | 3444.4852 | 3561.2177 | 3478.0157 | 3247.9495 | 3234.588 | 5967.2918 | 5758.2072 | 7225.4685 | 6727.2028 | 6111.0943 | 7113.6083 | 6511.4345 | 6506.4257 | 5370.0034 | 7510.0229 | 7459.9852
NSW1 | Pumped Hydro | 110.5264 | 220.3032 | 1080.7621 | 1701.2551 | 2133.2503 | 3521.4437 | 3833.4368 | 5195.2838 | 5279.2618 | 5057.9876 | 5412.8854 | 5400.9859 | 5932.794 | 5907.4819 | 5947.5759 | 5088.0523 | 4448.444 | 3832.3687 | 4708.8416 | 4386.1771 | 3866.1545 | 3907.9066 | 3835.2076 | 4860.8386 | 3767.9755 | 3418.7208 | 2800.7509
NSW1 | VPP | 57.9423 | 133.3348 | 247.2716 | 362.8786 | 487.4861 | 600.8908 | 802.8074 | 1001.8562 | 1169.308 | 1409.6991 | 1700.7226 | 1916.4783 | 2241.6459 | 2473.5619 | 2613.8067 | 2840.2042 | 3122.7749 | 3134.8644 | 3447.3363 | 3483.1692 | 3499.0528 | 3788.732 | 3981.2312 | 3883.1024 | 4013.2611 | 4273.1359 | 4452.5229
Total excluding storage |  | 59316.3821 | 60582.7852 | 61963.6168 | 66190.8692 | 68715.6076 | 72795.38 | 71823.7781 | 76164.2591 | 75746.1003 | 78559.9767 | 76961.7872 | 77873.5173 | 83702.6923 | 84981.4406 | 89313.4575 | 87071.2508 | 89184.6453 | 87963.0196 | 93807.7311 | 95793.7831 | 96449.3858 | 99074.8054 | 99933.9628 | 106469.9641 | 104341.6591 | 108659.0719 | 107091.8028
Region | Technology | 2023-24 | 2024-25 | 2025-26 | 2026-27 | 2027-28 | 2028-29 | 2029-30 | 2030-31 | 2031-32 | 2032-33 | 2033-34 | 2034-35 | 2035-36 | 2036-37 | 2037-38 | 2038-39 | 2039-40 | 2040-41 | 2041-42 | 2042-43 | 2043-44 | 2044-45 | 2045-46 | 2046-47 | 2047-48 | 2048-49 | 2049-50
QLD1 | Black Coal | 42764.6465 | 39192.5888 | 40314.3765 | 36854.6318 | 32472.2668 | 25462.3271 | 24390.2071 | 16557.3321 | 15720.9918 | 12314.1644 | 9192.3428 | 8883.5238 | 7697.4341 | 8148.7146 | 8120.1505 | 7376.4332 | 4080.9237 | 1600.7548 | 1603.4053 | 0 | 0 | 0 | 0 | 0 | 0 | 0 | 0
QLD1 | Brown Coal | 0 | 0 | 0 | 0 | 0 | 0 | 0 | 0 | 0 | 0 | 0 | 0 | 0 | 0 | 0 | 0 | 0 | 0 | 0 | 0 | 0 | 0 | 0 | 0 | 0 | 0 | 0
QLD1 | CCGT | 1021.6945 | 854.8967 | 1675.4778 | 2527.6243 | 2649.9054 | 3049.1171 | 3415.9455 | 3848.9202 | 3720.2261 | 3593.2836 | 4970.4432 | 5497.7467 | 4495.9385 | 3665.1957 | 3491.63 | 3594.7162 | 3083.9479 | 2741.7006 | 2243.6653 | 2560.2359 | 2918.2151 | 2284.6467 | 1317.9213 | 974.1531 | 961.046 | 934.2938 | 963.2849
QLD1 | Gas - Steam | 0 | 0 | 0 | 0 | 0 | 0 | 0 | 0 | 0 | 0 | 0 | 0 | 0 | 0 | 0 | 0 | 0 | 0 | 0 | 0 | 0 | 0 | 0 | 0 | 0 | 0 | 0
QLD1 | OCGT / Diesel | 2.4407 | 0.0004872 | 2.6633 | 18.3859 | 24.6051 | 18.1098 | 6.3912 | 373.7383 | 375.015 | 431.0522 | 1184.5521 | 1316.2128 | 1208.7069 | 1460.8654 | 1163.4047 | 914.997 | 1840.3584 | 1528.0413 | 721.9339 | 1169.3457 | 1480.0844 | 947.9039 | 1555.233 | 2632.1518 | 988.4191 | 2841.3737 | 2082.473
QLD1 | Hydro | 726.8601 | 727.3378 | 745.485 | 714.4951 | 729.019 | 741.3437 | 734.913 | 726.4652 | 721.8311 | 725.8292 | 721.55 | 712.6448 | 706.0889 | 689.0704 | 212.6016 | 207.2728 | 164.0987 | 151.7334 | 144.922 | 0 | 0 | 0 | 0 | 0 | 0 | 0 | 0
QLD1 | Hydrogen Turbine | 0 | 0 | 0 | 0 | 0 | 0 | 0 | 0 | 0 | 0 | 0 | 0 | 0 | 0 | 0 | 0 | 0 | 0 | 0 | 0 | 0 | 0 | 0 | 0 | 0 | 0 | 0
QLD1 | Wind | 4038.0291 | 7831.4433 | 8273.4369 | 10001.8864 | 14348.9225 | 23565.6395 | 23443.7434 | 28939.0146 | 28412.0318 | 32257.8847 | 33286.9022 | 33074.347 | 32561.7593 | 34626.9703 | 40805.8609 | 40346.9439 | 39823.5917 | 38333.0164 | 40337.8216 | 41309.6833 | 42688.2389 | 40443.6922 | 42639.5967 | 53675.1003 | 53574.7826 | 55844.562 | 53980.361
QLD1 | Solar PV | 8596.9607 | 8006.4907 | 8742.1593 | 8835.7714 | 8560.9442 | 8141.567 | 9019.0569 | 10458.7105 | 12064.5327 | 13313.3374 | 16843.9385 | 18212.4954 | 18100.2999 | 17795.3477 | 19402.4239 | 22241.4821 | 34095.4909 | 38172.322 | 39537.9136 | 55692.3401 | 54195.4004 | 51812.1041 | 52567.526 | 50528.8139 | 52902.7896 | 60088.1097 | 62347.6705
QLD1 | Grid Battery | 53.6336 | 53.4337 | 54.5191 | 55.1578 | 55.1872 | 1816.4032 | 1809.4485 | 2298.6097 | 2425.9675 | 3522.8456 | 4857.5149 | 4849.2502 | 4857.3086 | 4896.4368 | 4314.1389 | 4538.7379 | 7327.5124 | 7610.5193 | 9609.5603 | 16281.3473 | 15394.7724 | 15143.0637 | 15422.4633 | 13069.0247 | 13529.1066 | 16196.3273 | 16022.1131
QLD1 | Pumped Hydro | 430.7775 | 673.477 | 668.4733 | 910.0541 | 940.6841 | 922.5057 | 1067.0391 | 1339.9632 | 1349.2714 | 1285.0596 | 1550.9734 | 1516.6967 | 1673.2222 | 1517.8386 | 4411.3478 | 4990.638 | 6185.654 | 5967.3838 | 6164.1776 | 6014.4638 | 5414.5466 | 5212.0531 | 4852.6338 | 5535.7482 | 5301.9437 | 5162.6283 | 4611.9442
QLD1 | VPP | 51.3452 | 108.8516 | 192.9863 | 301.9292 | 407.7455 | 520.7895 | 721.6363 | 903.3631 | 1048.0011 | 1238.5908 | 1471.485 | 1685.9933 | 1901.7238 | 2156.002 | 2247.1023 | 2462.1853 | 2638.3853 | 2803.515 | 2941.0068 | 3135.0518 | 3241.98 | 3317.4033 | 3521.977 | 3552.6292 | 3667.0078 | 3785.6245 | 3911.6736
Total excluding storage |  | 57686.3878 | 57448.5201 | 60669.5776 | 60219.9359 | 60189.2798 | 64237.8027 | 64608.3808 | 65446.1168 | 65837.8684 | 68682.0475 | 74079.702 | 75748.9108 | 73202.4822 | 74956.4415 | 84168.6607 | 86673.4065 | 99239.9631 | 98908.9866 | 103304.4063 | 126162.4679 | 125333.2378 | 119160.8669 | 121877.3511 | 129967.6211 | 130925.0954 | 144852.9193 | 143919.5203
Region | Technology | 2023-24 | 2024-25 | 2025-26 | 2026-27 | 2027-28 | 2028-29 | 2029-30 | 2030-31 | 2031-32 | 2032-33 | 2033-34 | 2034-35 | 2035-36 | 2036-37 | 2037-38 | 2038-39 | 2039-40 | 2040-41 | 2041-42 | 2042-43 | 2043-44 | 2044-45 | 2045-46 | 2046-47 | 2047-48 | 2048-49 | 2049-50
VIC1 | Black Coal | 0 | 0 | 0 | 0 | 0 | 0 | 0 | 0 | 0 | 0 | 0 | 0 | 0 | 0 | 0 | 0 | 0 | 0 | 0 | 0 | 0 | 0 | 0 | 0 | 0 | 0 | 0
VIC1 | Brown Coal | 29013.3249 | 25455.9045 | 23770.7015 | 18616.7512 | 18733.0783 | 15717.2805 | 9983.1424 | 6448.0756 | 5170.0361 | 0 | 0 | 0 | 0 | 0 | 0 | 0 | 0 | 0 | 0 | 0 | 0 | 0 | 0 | 0 | 0 | 0 | 0
VIC1 | CCGT | 0 | 0 | 0 | 0 | 0 | 0 | 0 | 0 | 0 | 0 | 0 | 0 | 0 | 0 | 0 | 0 | 0 | 0 | 0 | 0 | 0 | 0 | 0 | 0 | 0 | 0 | 0
VIC1 | Gas - Steam | 16.9069 | 18.3271 | 70.4473 | 164.0065 | 108.6364 | 228.2037 | 193.4206 | 988.016 | 372.1844 | 1011.8486 | 722.9432 | 884.0408 | 725.4641 | 901.4509 | 942.4943 | 969.0396 | 0 | 0 | 0 | 0 | 0 | 0 | 0 | 0 | 0 | 0 | 0
VIC1 | OCGT / Diesel | 22.9957 | 15.9128 | 39.1638 | 146.0442 | 84.0103 | 141.9205 | 95.3374 | 411.9744 | 143.8522 | 696.7374 | 486.0372 | 1257.571 | 806.525 | 1017.294 | 1543.3016 | 1289.8887 | 3001.8783 | 2191.2121 | 1453.2993 | 1734.3151 | 4043.7723 | 3212.5079 | 3500.7116 | 4597.9535 | 3287.2947 | 4985.4456 | 4499.0486
VIC1 | Hydro | 2748.32 | 3335.8065 | 3444.7081 | 3267.4153 | 2730.8055 | 4096.2041 | 3417.2916 | 2954.8037 | 2951.3023 | 2692.9156 | 3284.6985 | 3401.9121 | 3240.1222 | 2710.8256 | 4079.8439 | 3415.8658 | 2955.7909 | 2957.3542 | 2691.9937 | 3287.7175 | 3411.0094 | 3239.8624 | 2718.0002 | 4082.9831 | 4090.7374 | 4085.0197 | 4074.7925
VIC1 | Hydrogen Turbine | 0 | 0 | 0 | 0 | 0 | 0 | 0 | 0 | 0 | 0 | 0 | 0 | 0 | 0 | 0 | 0 | 0 | 0 | 0 | 0 | 0 | 0 | 0 | 0 | 0 | 0 | 0
VIC1 | Wind | 10176.7383 | 12843.8309 | 13203.4543 | 14878.0061 | 17786.4648 | 17719.7958 | 20687.2223 | 22947.7356 | 25838.3975 | 24456.8937 | 29311.9884 | 28416.2874 | 29631.4721 | 30978.9072 | 31006.0458 | 32642.488 | 30857.4292 | 33625.8787 | 30115.2869 | 32501.274 | 31216.3799 | 32187.1125 | 31318.4359 | 32593.7391 | 36462.4309 | 34922.842 | 39020.5385
VIC1 | Solar PV | 2204.6087 | 1886.1583 | 1901.9414 | 1928.6831 | 1881.0175 | 1864.5362 | 1842.3086 | 1821.6301 | 1809.6132 | 4933.313 | 4759.562 | 6016.9868 | 6373.8711 | 6540.4793 | 5865.1786 | 6936.7945 | 10094.0915 | 9834.3165 | 15109.4174 | 15216.0945 | 16180.1145 | 17510.258 | 19198.5716 | 17199.9473 | 17312.034 | 18171.1345 | 17074.1034
VIC1 | Grid Battery | 159.9709 | 148.7788 | 174.7689 | 172.1267 | 165.6027 | 158.2966 | 156.0735 | 566.0664 | 538.4772 | 2278.8325 | 2084.715 | 2001.387 | 2315.4363 | 2350.9546 | 2513.5374 | 2568.4221 | 3188.5315 | 3537.7441 | 4874.5642 | 4516.2737 | 4102.1207 | 4281.8049 | 4343.8228 | 3995.2819 | 3933.7345 | 3966.5858 | 3470.857
VIC1 | Pumped Hydro | 0 | 0 | 0.0012319 | 0.0028819 | 0.0029445 | 0.0028873 | 0.0029074 | 0.0063958 | 0.0065157 | 0.006588 | 0.0066922 | 0.0071611 | 7.4286 | 7.462 | 59.3472 | 60.6052 | 63.049 | 501.5295 | 1079.6801 | 1164.5372 | 1103.8008 | 1904.3026 | 2297.0278 | 2205.5228 | 2172.6306 | 2101.1108 | 1982.4482
VIC1 | VPP | 40.7577 | 93.9491 | 209.5415 | 318.7393 | 450.1566 | 541.5139 | 697.176 | 796.0395 | 882.2971 | 951.1374 | 1090.1078 | 1229.135 | 1416.8082 | 1641.3306 | 1700.1823 | 1844.9026 | 2088.4459 | 2028.1144 | 2326.2904 | 2287.9721 | 2240.6823 | 2425.3605 | 2658.4154 | 2459.4257 | 2693.7261 | 2786.1643 | 2675.04
Total excluding storage |  | 44383.6231 | 43798.668 | 42814.7281 | 39491.7752 | 41939.7751 | 40467.7542 | 37071.9752 | 36934.3476 | 37706.1664 | 37021.6849 | 41740.0588 | 43207.3273 | 44517.1277 | 46148.7041 | 47709.931 | 49728.0066 | 52249.2162 | 54676.1495 | 57650.5319 | 60708.1841 | 62297.8798 | 64761.2089 | 66034.9852 | 67134.8536 | 69952.5881 | 71018.3026 | 72796.8282
Region | Technology | 2023-24 | 2024-25 | 2025-26 | 2026-27 | 2027-28 | 2028-29 | 2029-30 | 2030-31 | 2031-32 | 2032-33 | 2033-34 | 2034-35 | 2035-36 | 2036-37 | 2037-38 | 2038-39 | 2039-40 | 2040-41 | 2041-42 | 2042-43 | 2043-44 | 2044-45 | 2045-46 | 2046-47 | 2047-48 | 2048-49 | 2049-50
SA1 | Black Coal | 0 | 0 | 0 | 0 | 0 | 0 | 0 | 0 | 0 | 0 | 0 | 0 | 0 | 0 | 0 | 0 | 0 | 0 | 0 | 0 | 0 | 0 | 0 | 0 | 0 | 0 | 0
SA1 | Brown Coal | 0 | 0 | 0 | 0 | 0 | 0 | 0 | 0 | 0 | 0 | 0 | 0 | 0 | 0 | 0 | 0 | 0 | 0 | 0 | 0 | 0 | 0 | 0 | 0 | 0 | 0 | 0
SA1 | CCGT | 1072.1675 | 746.3577 | 1157.9937 | 778.6484 | 676.8525 | 1027.009 | 996.7415 | 1361.3468 | 1020.0853 | 1199.7396 | 1283.1399 | 1579.9183 | 1054.6051 | 1259.6373 | 0 | 0 | 0 | 0 | 0 | 0 | 0 | 0 | 0 | 0 | 0 | 0 | 0
SA1 | Gas - Steam | 95.3792 | 89.4514 | 269.7563 | 0 | 0 | 0 | 0 | 0 | 0 | 0 | 0 | 0 | 0 | 0 | 0 | 0 | 0 | 0 | 0 | 0 | 0 | 0 | 0 | 0 | 0 | 0 | 0
SA1 | OCGT / Diesel | 166.1547 | 150.5252 | 306.077 | 219.4396 | 171.2837 | 264.5324 | 256.9549 | 523.3799 | 368.0646 | 454.646 | 558.3916 | 887.1161 | 487.0339 | 530.6937 | 785.349 | 722.971 | 964.8531 | 660.7622 | 446.2535 | 554.3374 | 712.1153 | 191.4557 | 157.308 | 50.4751 | 35.6281 | 49.1182 | 68.2999
SA1 | Hydro | 0 | 0 | 0 | 0 | 0 | 0 | 0 | 0 | 0 | 0 | 0 | 0 | 0 | 0 | 0 | 0 | 0 | 0 | 0 | 0 | 0 | 0 | 0 | 0 | 0 | 0 | 0
SA1 | Hydrogen Turbine | 0 | 0 | 0 | 0 | 0 | 0 | 0 | 0 | 0 | 0 | 0 | 0 | 0 | 0 | 0 | 0 | 0 | 0 | 0 | 0 | 0 | 0 | 0 | 0 | 0 | 0 | 0
SA1 | Wind | 6751.1507 | 7907.8685 | 7662.7747 | 9444.1699 | 9283.97 | 11236.9652 | 11546.0671 | 11040.6668 | 11961.3054 | 11183.3831 | 11477.4928 | 10383.689 | 11532.5571 | 11250.6994 | 13289.2235 | 13616.0043 | 12620.6026 | 13029.2481 | 12276.5484 | 14161.1415 | 12651.8387 | 14597.5944 | 13808.4792 | 17626.0119 | 19416.3642 | 19796.3493 | 21265.089
SA1 | Solar PV | 1291.8708 | 1111.2546 | 1140.7577 | 1100.9783 | 1108.1849 | 1098.2288 | 1063.0466 | 1006.3648 | 1010.4571 | 2738.6987 | 2618.576 | 3693.3459 | 3746.4499 | 4055.6589 | 4111.6449 | 4257.5626 | 4605.7943 | 8045.4872 | 10474.228 | 10412.4554 | 14754.7058 | 14385.739 | 16348.9504 | 13456.2008 | 13023.2288 | 13902.593 | 13396.54
SA1 | Grid Battery | 184.489 | 187.7032 | 181.7632 | 178.9388 | 179.0325 | 175.34 | 173.4358 | 165.9613 | 159.871 | 1367.8431 | 1303.3143 | 1273.1214 | 1884.2148 | 1958.6426 | 1803.0179 | 1757.6463 | 1851.003 | 3102.8595 | 4709.9179 | 4205.3068 | 5867.9837 | 5784.7944 | 6708.5467 | 5029.1734 | 4606.4172 | 4851.0428 | 4274.3985
SA1 | Pumped Hydro | 0 | 0 | 0.0011656 | 0.0017389 | 0.0017915 | 0.0017722 | 0.0018199 | 0.002398 | 0.0024648 | 0.0024659 | 0.0024869 | 0.0025726 | 0.0031886 | 0.0032607 | 0.0035315 | 0.0035993 | 0.0037954 | 0.0043255 | 0.0049065 | 0.0051356 | 0.0052323 | 0.0063279 | 0.006394 | 0.0062154 | 0.0063026 | 0.006347 | 0.0071604
SA1 | VPP | 70.5508 | 100.7623 | 129.349 | 153.3861 | 183.5773 | 211.3557 | 263.798 | 306.5048 | 351.378 | 424.6507 | 503.5296 | 563.3087 | 628.226 | 722.3188 | 739.5232 | 794.1887 | 840.401 | 848.8351 | 945.8711 | 952.5409 | 1022.4667 | 1066.4906 | 1190.5797 | 1105.3843 | 1104.8684 | 1186.3678 | 1149.2781
Total excluding storage |  | 9631.7627 | 10293.9229 | 10848.4726 | 11875.5628 | 11602.9027 | 14013.4329 | 14300.0456 | 14404.2268 | 14871.1638 | 17368.9637 | 17744.4467 | 18380.5021 | 19333.0899 | 19777.654 | 20728.7621 | 21148.3765 | 20882.6578 | 25687.1965 | 28852.8239 | 30285.7873 | 35009.1155 | 36026.0803 | 38213.8704 | 37267.2516 | 38186.513 | 39785.4773 | 40153.6127
Region | Technology | 2023-24 | 2024-25 | 2025-26 | 2026-27 | 2027-28 | 2028-29 | 2029-30 | 2030-31 | 2031-32 | 2032-33 | 2033-34 | 2034-35 | 2035-36 | 2036-37 | 2037-38 | 2038-39 | 2039-40 | 2040-41 | 2041-42 | 2042-43 | 2043-44 | 2044-45 | 2045-46 | 2046-47 | 2047-48 | 2048-49 | 2049-50
TAS1 | Black Coal | 0 | 0 | 0 | 0 | 0 | 0 | 0 | 0 | 0 | 0 | 0 | 0 | 0 | 0 | 0 | 0 | 0 | 0 | 0 | 0 | 0 | 0 | 0 | 0 | 0 | 0 | 0
TAS1 | Brown Coal | 0 | 0 | 0 | 0 | 0 | 0 | 0 | 0 | 0 | 0 | 0 | 0 | 0 | 0 | 0 | 0 | 0 | 0 | 0 | 0 | 0 | 0 | 0 | 0 | 0 | 0 | 0
TAS1 | CCGT | 0 | 0 | 0 | 0 | 0 | 0 | 0 | 0 | 0 | 0 | 0 | 0 | 0 | 0 | 0 | 0 | 0 | 0 | 0 | 0 | 0 | 0 | 0 | 0 | 0 | 0 | 0
TAS1 | Gas - Steam | 0 | 0 | 0 | 0 | 0 | 0 | 0 | 0 | 0 | 0 | 0 | 0 | 0 | 0 | 0 | 0 | 0 | 0 | 0 | 0 | 0 | 0 | 0 | 0 | 0 | 0 | 0
TAS1 | OCGT / Diesel | 0.00010513 | 0.00021587 | 0.00022924 | 0.17598 | 0.00025082 | 0.00026732 | 1.2564 | 4.5932 | 3.4343 | 15.1578 | 11.0399 | 31.1793 | 12.6255 | 12.3862 | 27.9135 | 13.6308 | 56.7073 | 10.938 | 12.3225 | 10.6624 | 14.2603 | 4.4509 | 5.9484 | 2.974 | 3.2257 | 10.7077 | 7.5112
TAS1 | Hydro | 12030.8545 | 8889.9228 | 9028.4645 | 8464.2648 | 7248.2041 | 7622.928 | 10209.9161 | 10259.3467 | 10066.2744 | 9680.5995 | 9750.5788 | 9774.8332 | 8759.9957 | 8519.332 | 9496.4459 | 9114.4107 | 8880.4807 | 8106.3426 | 7719.9356 | 8706.5062 | 9295.3568 | 8521.5307 | 8999.5039 | 10110.1995 | 9332.6485 | 9237.541 | 9030.3424
TAS1 | Hydrogen Turbine | 0 | 0 | 0 | 0 | 0 | 0 | 0 | 0 | 0 | 0 | 0 | 0 | 0 | 0 | 0 | 0 | 0 | 0 | 0 | 0 | 0 | 0 | 0 | 0 | 0 | 0 | 0
TAS1 | Wind | 1869.2332 | 4523.6112 | 4830.2943 | 5201.5186 | 5947.9116 | 6061.4542 | 7957.3932 | 7812.4037 | 11803.0297 | 13080.7309 | 12475.5118 | 12793.6523 | 12954.417 | 13528.93 | 13006.6244 | 12638.7664 | 12317.9481 | 13368.4836 | 13052.496 | 12542.8914 | 13043.4249 | 12774.3159 | 13161.1444 | 13227.9391 | 12813.2783 | 12515.939 | 13534.4811
TAS1 | Solar PV | 0 | 0.00057241 | 0.00056531 | 0.00063061 | 0.0006078 | 0.00051683 | 0.00054544 | 0.00079191 | 0.00075889 | 0.0014724 | 0.0015556 | 0.0040679 | 0.0042339 | 0.0040022 | 0.0037274 | 0.003869 | 0.0046157 | 0.0062384 | 0.0067091 | 0.0077066 | 92.7396 | 416.4599 | 402.4956 | 353.9435 | 376.9884 | 495.1299 | 459.521
TAS1 | Grid Battery | 0 | 0.0011045 | 0.0012883 | 0.0014695 | 0.0017736 | 0.0017855 | 0.0021962 | 0.0034569 | 0.0044946 | 0.0049185 | 0.0051032 | 0.005087 | 0.0055873 | 0.005707 | 0.0056346 | 0.0059529 | 0.0069906 | 0.0086178 | 0.0089359 | 0.0087804 | 0.0094906 | 0.011356 | 0.010803 | 0.010375 | 0.011989 | 0.012822 | 0.017571
TAS1 | Pumped Hydro | 0 | 0 | 0.0019232 | 0.0021176 | 0.0025461 | 0.0028321 | 0.0044111 | 44.6387 | 631.4814 | 1009.2272 | 1039.6523 | 1024.5711 | 1203.8004 | 1197.336 | 1240.8186 | 1234.4529 | 1339.3171 | 1206.2256 | 1229.3991 | 1227.2646 | 1227.9173 | 1367.1526 | 1251.6924 | 1304.2606 | 1331.892 | 1283.9533 | 1130.598
TAS1 | VPP | 0.43868 | 4.0546 | 5.7912 | 10.8795 | 17.7217 | 24.579 | 38.8382 | 50.6932 | 69.3503 | 71.3959 | 83.2477 | 87.1744 | 95.7377 | 112.5322 | 112.4908 | 116.5931 | 142.9583 | 163.9371 | 154.4166 | 160.7375 | 150.7941 | 164.1341 | 175.9231 | 160.8715 | 173.7993 | 188.1004 | 184.0799
Total excluding storage |  | 13900.5264 | 13417.5905 | 13864.554 | 13676.8431 | 13213.8426 | 13708.9665 | 18207.4111 | 18171.6796 | 22573.5754 | 23857.1178 | 23360.0372 | 23711.4195 | 23026.5861 | 23370.5261 | 23884.3026 | 23117.8638 | 22737.4232 | 22855.9418 | 22168.5854 | 22648.0787 | 23824.5025 | 23248.0554 | 23996.7186 | 25160.1985 | 24031.8441 | 23731.3842 | 24346.5512
Explicitly modelled pumping
Region | Technology | 2023-24 | 2024-25 | 2025-26 | 2026-27 | 2027-28 | 2028-29 | 2029-30 | 2030-31 | 2031-32 | 2032-33 | 2033-34 | 2034-35 | 2035-36 | 2036-37 | 2037-38 | 2038-39 | 2039-40 | 2040-41 | 2041-42 | 2042-43 | 2043-44 | 2044-45 | 2045-46 | 2046-47 | 2047-48 | 2048-49 | 2049-50
NEM | Grid Battery pump | 495.6617 | 493.38 | 1101.6854 | 1674.0193 | 3379.5344 | 6110.6035 | 6323.6004 | 7658.387 | 7609.8946 | 13277.754 | 14276.1213 | 13934.9028 | 15182.6975 | 15270.4178 | 14339.4067 | 14582.7595 | 22041.581 | 24184.8466 | 31781.1728 | 38266.5386 | 37875.2936 | 38939.9995 | 39788.6738 | 34424.7309 | 33097.9522 | 39122.6617 | 37598.1047
NEM | Pumped Hydro Pump | 1285.5126 | 2237.9105 | 3264.931 | 4796.5133 | 5702.6357 | 6635.9861 | 7826.4566 | 9987.2134 | 11353.7838 | 11104.2052 | 12210.1318 | 11621.1827 | 13173.3789 | 12963.3141 | 16713.5695 | 16472.8518 | 16911.2428 | 16356.9855 | 18514.8415 | 18289.0553 | 15934.4365 | 17345.6309 | 17432.893 | 19094.3174 | 17678.8663 | 16292.9893 | 14309.1569
NEM | VPP pump | 259.2938 | 519.3673 | 923.9572 | 1349.2692 | 1821.8586 | 2232.0427 | 2972.7895 | 3595.1076 | 4151.2472 | 4812.1056 | 5705.9357 | 6453.2081 | 7387.5976 | 8357.3924 | 8738.1673 | 9486.3243 | 10368.8635 | 10592.0784 | 11524.811 | 11798.1548 | 11936.9553 | 12661.1118 | 13580.4944 | 13114.986 | 13732.0772 | 14349.523 | 14550.099
Region | Technology | 2023-24 | 2024-25 | 2025-26 | 2026-27 | 2027-28 | 2028-29 | 2029-30 | 2030-31 | 2031-32 | 2032-33 | 2033-34 | 2034-35 | 2035-36 | 2036-37 | 2037-38 | 2038-39 | 2039-40 | 2040-41 | 2041-42 | 2042-43 | 2043-44 | 2044-45 | 2045-46 | 2046-47 | 2047-48 | 2048-49 | 2049-50
NSW1 | Grid Battery pump | 24.3851 | 29.8445 | 613.871 | 1192.5197 | 2903.7764 | 3528.2286 | 3752.2069 | 4014.755 | 3841.098 | 4647.4456 | 4344.0801 | 4150.062 | 4286.0611 | 4190.3797 | 3927.1678 | 3896.9465 | 7175.6781 | 6962.5434 | 8695.0991 | 8092.8798 | 7362.7605 | 8568.1314 | 7862.7832 | 7821.625 | 6493.6826 | 9024.286 | 8987.8157
NSW1 | Pumped Hydro Pump | 667.8068 | 1280.4414 | 2335.7337 | 3539.5476 | 4398.5512 | 5390.0817 | 6377.9985 | 8109.0407 | 8678.536 | 8045.8269 | 8743.8529 | 8245.3295 | 9338.8224 | 9306.4305 | 9135.8186 | 8218.1204 | 6927.3043 | 6114.3683 | 7371.0564 | 7189.5116 | 5810.0497 | 6163.1633 | 6212.3255 | 7318.1119 | 6004.8368 | 5013.2454 | 4231.8265
NSW1 | VPP pump | 67.9396 | 156.9465 | 290.8257 | 426.916 | 573.7318 | 706.7117 | 944.5059 | 1178.6277 | 1379.2291 | 1654.9611 | 2001.5121 | 2256.6662 | 2634.5182 | 2910.0727 | 3084.5059 | 3342.0894 | 3664.0489 | 3699.0457 | 4045.3921 | 4097.9959 | 4116.0806 | 4456.6531 | 4692.1968 | 4561.3747 | 4733.3851 | 5013.9029 | 5238.2619
Region | Technology | 2023-24 | 2024-25 | 2025-26 | 2026-27 | 2027-28 | 2028-29 | 2029-30 | 2030-31 | 2031-32 | 2032-33 | 2033-34 | 2034-35 | 2035-36 | 2036-37 | 2037-38 | 2038-39 | 2039-40 | 2040-41 | 2041-42 | 2042-43 | 2043-44 | 2044-45 | 2045-46 | 2046-47 | 2047-48 | 2048-49 | 2049-50
QLD1 | Grid Battery pump | 63.671 | 63.6115 | 65.0822 | 65.4854 | 65.6991 | 2187.6761 | 2179.3106 | 2768.6502 | 2931.2753 | 4234.4388 | 5855.8379 | 5851.262 | 5843.7694 | 5892.5721 | 5216.0973 | 5457.5905 | 8818.6968 | 9190.0068 | 11578.4056 | 19626.9594 | 18537.269 | 18243.5794 | 18562.6606 | 15784.5258 | 16258.0881 | 19532.545 | 19279.1054
QLD1 | Pumped Hydro Pump | 617.7057 | 957.4691 | 929.1916 | 1256.9568 | 1304.0749 | 1245.8945 | 1448.446 | 1819.4261 | 1838.0707 | 1736.6501 | 2082.7276 | 2039.4074 | 2244.7729 | 2051.3619 | 5887.2587 | 6547.1725 | 8142.2453 | 7969.5103 | 8106.1586 | 7948.6392 | 7080.8311 | 6882.4782 | 6489.9319 | 7219.4559 | 7005.9328 | 6882.5779 | 5981.2075
QLD1 | VPP pump | 60.2388 | 128.0608 | 227.6616 | 354.592 | 479.7006 | 612.6935 | 848.9838 | 1062.7802 | 1236.3342 | 1453.7738 | 1732.3528 | 1985.9541 | 2236.576 | 2533.5923 | 2651.6504 | 2892.247 | 3100.4233 | 3304.0928 | 3459.2937 | 3688.5845 | 3813.7249 | 3903.0857 | 4141.464 | 4183.948 | 4309.024 | 4457.0225 | 4596.0747
Region | Technology | 2023-24 | 2024-25 | 2025-26 | 2026-27 | 2027-28 | 2028-29 | 2029-30 | 2030-31 | 2031-32 | 2032-33 | 2033-34 | 2034-35 | 2035-36 | 2036-37 | 2037-38 | 2038-39 | 2039-40 | 2040-41 | 2041-42 | 2042-43 | 2043-44 | 2044-45 | 2045-46 | 2046-47 | 2047-48 | 2048-49 | 2049-50
VIC1 | Grid Battery pump | 189.9816 | 177.7023 | 208.024 | 204.3622 | 197.7307 | 187.8636 | 186.3863 | 679.2437 | 648.4662 | 2747.7676 | 2511.3685 | 2404.8041 | 2785.9037 | 2830.9406 | 3026.9532 | 3105.4461 | 3827.7191 | 4281.8219 | 5852.0971 | 5466.8698 | 4916.7377 | 5158.8008 | 5260.7398 | 4786.3738 | 4766.6575 | 4751.8 | 4181.7547
VIC1 | Pumped Hydro Pump | 0 | 0 | 0.001627 | 0.0037866 | 0.0038942 | 0.0037791 | 0.0038452 | 0.0083966 | 0.008596 | 0.0086607 | 0.0088315 | 0.0094092 | 9.7744 | 9.9233 | 77.9834 | 80.4543 | 82.2486 | 665.8074 | 1418.2828 | 1546.1849 | 1434.9191 | 2505.6615 | 3057.1417 | 2867.2668 | 2888.9412 | 2734.4031 | 2608.4845
VIC1 | VPP pump | 47.8184 | 110.8527 | 246.6704 | 374.512 | 530.9405 | 635.7307 | 822.2377 | 934.4862 | 1040.7095 | 1118.4535 | 1282.5662 | 1445.5669 | 1665.0397 | 1930.977 | 2000.2144 | 2177.5609 | 2450.1603 | 2393.771 | 2728.8056 | 2699.6565 | 2628.1855 | 2853.3518 | 3137.4255 | 2883.5638 | 3179.9753 | 3266.9544 | 3147.106
Region | Technology | 2023-24 | 2024-25 | 2025-26 | 2026-27 | 2027-28 | 2028-29 | 2029-30 | 2030-31 | 2031-32 | 2032-33 | 2033-34 | 2034-35 | 2035-36 | 2036-37 | 2037-38 | 2038-39 | 2039-40 | 2040-41 | 2041-42 | 2042-43 | 2043-44 | 2044-45 | 2045-46 | 2046-47 | 2047-48 | 2048-49 | 2049-50
SA1 | Grid Battery pump | 217.624 | 222.2204 | 214.7066 | 211.6502 | 212.3261 | 206.8329 | 205.6939 | 195.7341 | 189.0498 | 1648.0961 | 1564.8287 | 1528.7686 | 2266.9567 | 2356.5186 | 2169.1817 | 2122.7693 | 2219.4788 | 3750.4643 | 5655.5603 | 5079.8191 | 7058.515 | 6969.4745 | 8102.4773 | 6032.194 | 5579.5098 | 5814.0155 | 5149.4081
SA1 | Pumped Hydro Pump | 0 | 0 | 0.0015361 | 0.0022857 | 0.0023674 | 0.0023217 | 0.0024052 | 0.0031474 | 0.0032443 | 0.0032472 | 0.0032755 | 0.0033775 | 0.0041935 | 0.0042984 | 0.004641 | 0.0047456 | 0.0049831 | 0.0057172 | 0.0064292 | 0.0067742 | 0.0068739 | 0.0083335 | 0.0084352 | 0.0081532 | 0.0083232 | 0.0083095 | 0.0094365
SA1 | VPP pump | 82.796 | 118.713 | 152.0061 | 180.4542 | 216.535 | 248.0921 | 311.1868 | 359.7577 | 413.3858 | 500.7468 | 591.5881 | 662.3579 | 739.0893 | 849.7867 | 870.0273 | 937.217 | 986.0865 | 1001.5371 | 1109.6251 | 1122.7788 | 1202.3447 | 1254.9209 | 1401.5143 | 1297.809 | 1304.1663 | 1391.4054 | 1352.0919
Region | Technology | 2023-24 | 2024-25 | 2025-26 | 2026-27 | 2027-28 | 2028-29 | 2029-30 | 2030-31 | 2031-32 | 2032-33 | 2033-34 | 2034-35 | 2035-36 | 2036-37 | 2037-38 | 2038-39 | 2039-40 | 2040-41 | 2041-42 | 2042-43 | 2043-44 | 2044-45 | 2045-46 | 2046-47 | 2047-48 | 2048-49 | 2049-50
TAS1 | Grid Battery pump | 0 | 0.0013126 | 0.0015301 | 0.0017452 | 0.0021079 | 0.0021209 | 0.0026106 | 0.0041057 | 0.0053513 | 0.0058568 | 0.0060716 | 0.0060544 | 0.0066439 | 0.0067991 | 0.006698 | 0.0070867 | 0.0083079 | 0.010259 | 0.010626 | 0.010441 | 0.011285 | 0.0135 | 0.012865 | 0.012313 | 0.014282 | 0.015214 | 0.020887
TAS1 | Pumped Hydro Pump | 0 | 0 | 0.0025402 | 0.0027853 | 0.0033606 | 0.0037175 | 0.005836 | 58.7351 | 837.1653 | 1321.7162 | 1383.5392 | 1336.433 | 1580.0049 | 1595.594 | 1612.5041 | 1627.0998 | 1759.4397 | 1607.2938 | 1619.3374 | 1604.7129 | 1608.6297 | 1794.3195 | 1673.4855 | 1689.4747 | 1779.1472 | 1662.7545 | 1487.629
TAS1 | VPP pump | 0.50096 | 4.7943 | 6.7934 | 12.7949 | 20.9508 | 28.8147 | 45.8753 | 59.4558 | 81.5886 | 84.1705 | 97.9165 | 102.663 | 112.3744 | 132.9636 | 131.7693 | 137.2101 | 168.1445 | 193.6319 | 181.6945 | 189.139 | 176.6195 | 193.1002 | 207.8937 | 188.2904 | 205.5265 | 220.2379 | 216.5646
Non-controllable capacity
Region | Technology | 2023-24 | 2024-25 | 2025-26 | 2026-27 | 2027-28 | 2028-29 | 2029-30 | 2030-31 | 2031-32 | 2032-33 | 2033-34 | 2034-35 | 2035-36 | 2036-37 | 2037-38 | 2038-39 | 2039-40 | 2040-41 | 2041-42 | 2042-43 | 2043-44 | 2044-45 | 2045-46 | 2046-47 | 2047-48 | 2048-49 | 2049-50
NEM | Distributed PV | 26560.6016 | 29104.0967 | 31473.6633 | 37081.5432 | 40418.5958 | 38926.5586 | 43592.2929 | 48229.3969 | 51979.7521 | 54755.1652 | 55953.7685 | 56902.3907 | 63643.8244 | 66153.9262 | 61300.8009 | 66595.7504 | 71779.8603 | 75487.274 | 77777.5549 | 77977.9251 | 77783.2771 | 85452.7067 | 87607.0329 | 80381.6538 | 86543.9253 | 92200.6928 | 95960.9879
NEM | Behind the meter battery | 657.5137 | 1006.7447 | 1317.3393 | 1566.0098 | 1773.1566 | 1890.8424 | 2143.9911 | 2489.4047 | 2789.0704 | 3113.0752 | 3597.6322 | 4070.11 | 4511.1194 | 4860.9793 | 5165.9009 | 5364.9705 | 5454.5291 | 5447.6237 | 5401.3096 | 5348.7634 | 5404.7881 | 5430.708 | 5462.7544 | 5462.5562 | 5467.5685 | 5397.6579 | 5331.7203
NEM | Behind the meter battery pump | 773.9288 | 1184.9284 | 1550.1053 | 1843.1255 | 2087.3228 | 2225.0785 | 2523.5712 | 2929.616 | 3282.4864 | 3663.3641 | 4233.7384 | 4790.7173 | 5309.6304 | 5721.7019 | 6080.1627 | 6314.2799 | 6420.1964 | 6410.0458 | 6358.28 | 6294.3025 | 6360.4049 | 6392.115 | 6428.6141 | 6430.2842 | 6436.1891 | 6354.3022 | 6274.968
Region | Technology | 2023-24 | 2024-25 | 2025-26 | 2026-27 | 2027-28 | 2028-29 | 2029-30 | 2030-31 | 2031-32 | 2032-33 | 2033-34 | 2034-35 | 2035-36 | 2036-37 | 2037-38 | 2038-39 | 2039-40 | 2040-41 | 2041-42 | 2042-43 | 2043-44 | 2044-45 | 2045-46 | 2046-47 | 2047-48 | 2048-49 | 2049-50
NSW1 | Distributed PV | 8462.3385 | 9458.3162 | 10159.0762 | 12271.5737 | 13113.6881 | 12546.804 | 13815.0616 | 15639.2599 | 17348.1141 | 17854.1428 | 18611.9033 | 18922.4793 | 21829.4782 | 22416.5655 | 20726.2835 | 22104.3897 | 24295.3559 | 26132.7136 | 26218.1837 | 26660.5244 | 26477.5898 | 29878.3743 | 30218.882 | 27626.6637 | 29170.2276 | 31670.4989 | 33704.5634
NSW1 | Behind the meter battery | 236.0997 | 340.3977 | 426.8203 | 496.5989 | 552.178 | 593.1144 | 678.601 | 795.0042 | 915.6299 | 1045.6392 | 1229.8005 | 1397.7866 | 1551.5025 | 1674.213 | 1770.8636 | 1835.975 | 1865.6994 | 1856.8353 | 1844.8207 | 1833.1068 | 1857.9164 | 1869.6097 | 1877.4406 | 1875.4554 | 1868.3381 | 1847.8317 | 1820.6144
NSW1 | Behind the meter battery pump | 277.8328 | 400.6658 | 502.3022 | 584.3175 | 650.1429 | 698.0717 | 798.8828 | 935.9349 | 1077.2855 | 1230.342 | 1446.9719 | 1644.5885 | 1826.2437 | 1970.4983 | 2083.9438 | 2160.393 | 2196.8689 | 2184.5941 | 2172.0639 | 2156.8121 | 2185.7851 | 2201.4161 | 2209.4144 | 2207.8793 | 2199.915 | 2174.9865 | 2143.0425
Region | Technology | 2023-24 | 2024-25 | 2025-26 | 2026-27 | 2027-28 | 2028-29 | 2029-30 | 2030-31 | 2031-32 | 2032-33 | 2033-34 | 2034-35 | 2035-36 | 2036-37 | 2037-38 | 2038-39 | 2039-40 | 2040-41 | 2041-42 | 2042-43 | 2043-44 | 2044-45 | 2045-46 | 2046-47 | 2047-48 | 2048-49 | 2049-50
QLD1 | Distributed PV | 8227.6935 | 8801.311 | 9863.4451 | 11475.6724 | 12457.4377 | 11268.4695 | 13105.084 | 14471.0511 | 16095.1163 | 16714.6015 | 16849.2773 | 17798.0916 | 19695.8152 | 20424.5671 | 17788.0739 | 19963.1524 | 21368.2537 | 23094.2817 | 23468.3879 | 23181.6046 | 24006.8726 | 26011.0707 | 26622.9939 | 22900.3003 | 25459.338 | 26869.7455 | 28762.9682
QLD1 | Behind the meter battery | 170.7366 | 271.0266 | 364.6122 | 433.5151 | 491.3321 | 537.9626 | 628.6386 | 744.6914 | 834.1762 | 930.9932 | 1074.1494 | 1213.5721 | 1346.8461 | 1448.2671 | 1535.4985 | 1600.0345 | 1631.782 | 1631.2572 | 1608.2973 | 1592.3827 | 1609.1851 | 1612.6466 | 1621.0805 | 1616.2546 | 1614.1068 | 1594.795 | 1578.9698
QLD1 | Behind the meter battery pump | 200.9896 | 319.0374 | 429.0447 | 510.4005 | 578.2214 | 632.9301 | 739.7227 | 876.2329 | 981.9917 | 1095.8935 | 1264.3808 | 1428.9002 | 1585.3756 | 1705.2134 | 1807.0518 | 1884.0736 | 1919.9871 | 1919.529 | 1893.1536 | 1873.7884 | 1893.7201 | 1897.3207 | 1907.6047 | 1902.393 | 1900.3283 | 1877.9375 | 1857.7419
Region | Technology | 2023-24 | 2024-25 | 2025-26 | 2026-27 | 2027-28 | 2028-29 | 2029-30 | 2030-31 | 2031-32 | 2032-33 | 2033-34 | 2034-35 | 2035-36 | 2036-37 | 2037-38 | 2038-39 | 2039-40 | 2040-41 | 2041-42 | 2042-43 | 2043-44 | 2044-45 | 2045-46 | 2046-47 | 2047-48 | 2048-49 | 2049-50
VIC1 | Distributed PV | 5927.2192 | 6615.7267 | 7089.2973 | 8452.9512 | 9493.9945 | 9691.0714 | 10721.6826 | 11762.0101 | 11872.7118 | 13025.0994 | 13231.2584 | 12987.9308 | 14324.1638 | 15011.5217 | 14621.0269 | 15763.9665 | 16944.6695 | 16846.5259 | 18190.4559 | 18283.4941 | 17708.0148 | 19320.8985 | 20019.7175 | 19388.6033 | 20772.1582 | 22108.9801 | 21761.2072
VIC1 | Behind the meter battery | 143.293 | 255.764 | 357.528 | 445.5417 | 520.1297 | 534.0202 | 574.5348 | 646.8898 | 695.0103 | 741.5967 | 840.8801 | 953.3033 | 1060.5591 | 1150.0707 | 1245.2576 | 1291.8352 | 1313.6739 | 1317.4793 | 1309.5395 | 1283.2305 | 1289.176 | 1299.8888 | 1310.3468 | 1322.1048 | 1335.0646 | 1315.6099 | 1298.5463
VIC1 | Behind the meter battery pump | 168.7049 | 300.9657 | 420.6293 | 524.3864 | 612.3835 | 628.4616 | 676.2866 | 761.0496 | 817.9236 | 872.5457 | 989.6107 | 1122.4325 | 1248.0938 | 1353.2335 | 1466.2928 | 1520.0169 | 1546.0309 | 1550.041 | 1541.089 | 1510.2224 | 1517.4149 | 1529.652 | 1542.0634 | 1556.6244 | 1571.0173 | 1548.7907 | 1528.2244
Region | Technology | 2023-24 | 2024-25 | 2025-26 | 2026-27 | 2027-28 | 2028-29 | 2029-30 | 2030-31 | 2031-32 | 2032-33 | 2033-34 | 2034-35 | 2035-36 | 2036-37 | 2037-38 | 2038-39 | 2039-40 | 2040-41 | 2041-42 | 2042-43 | 2043-44 | 2044-45 | 2045-46 | 2046-47 | 2047-48 | 2048-49 | 2049-50
SA1 | Distributed PV | 3601.2396 | 3836.6945 | 3940.5566 | 4383.5313 | 4811.2285 | 4846.7445 | 5330.4758 | 5678.8981 | 5951.7698 | 6386.844 | 6448.2993 | 6380.437 | 6890.5661 | 7363.0567 | 7215.5741 | 7772.2023 | 8117.152 | 8332.5404 | 8752.0675 | 8666.5061 | 8424.5566 | 8962.749 | 9436.6247 | 9153.8367 | 9787.2603 | 10128.2605 | 10296.799
SA1 | Behind the meter battery | 89.6576 | 114.2984 | 136.4992 | 153.4714 | 168.7112 | 182.0004 | 212.3649 | 244.9938 | 278.8759 | 319.969 | 366.7485 | 408.2686 | 445.0039 | 472.6485 | 491.7265 | 509.3402 | 512.972 | 511.5296 | 508.7854 | 510.011 | 516.6645 | 516.2922 | 519.8793 | 515.4168 | 516.5139 | 506.6341 | 502.8644
SA1 | Behind the meter battery pump | 105.5364 | 134.5421 | 160.6012 | 180.616 | 198.5417 | 214.1386 | 250.02 | 288.3253 | 328.3143 | 376.4625 | 431.505 | 480.4342 | 523.687 | 556.4807 | 578.644 | 599.3439 | 603.8566 | 602.2642 | 599.156 | 600.4794 | 608.3176 | 607.9903 | 611.8434 | 606.4216 | 607.6875 | 596.3267 | 592.1078
Region | Technology | 2023-24 | 2024-25 | 2025-26 | 2026-27 | 2027-28 | 2028-29 | 2029-30 | 2030-31 | 2031-32 | 2032-33 | 2033-34 | 2034-35 | 2035-36 | 2036-37 | 2037-38 | 2038-39 | 2039-40 | 2040-41 | 2041-42 | 2042-43 | 2043-44 | 2044-45 | 2045-46 | 2046-47 | 2047-48 | 2048-49 | 2049-50
TAS1 | Distributed PV | 342.1107 | 392.0482 | 421.2881 | 497.8146 | 542.247 | 573.4692 | 619.9889 | 678.1777 | 712.0401 | 774.4775 | 813.0302 | 813.4519 | 903.8011 | 938.2152 | 949.8426 | 992.0395 | 1054.4291 | 1081.2124 | 1148.4599 | 1185.7959 | 1166.2433 | 1279.6142 | 1308.8147 | 1312.2497 | 1354.9412 | 1423.2078 | 1435.4501
TAS1 | Behind the meter battery | 17.7268 | 25.258 | 31.8796 | 36.8828 | 40.8056 | 43.7449 | 49.8517 | 57.8255 | 65.3781 | 74.8771 | 86.0537 | 97.1794 | 107.2079 | 115.78 | 122.5546 | 127.7856 | 130.4018 | 130.5224 | 129.8666 | 130.0323 | 131.846 | 132.2708 | 134.0073 | 133.3247 | 133.5451 | 132.7872 | 130.7254
TAS1 | Behind the meter battery pump | 20.8652 | 29.7174 | 37.5279 | 43.4051 | 48.0333 | 51.4765 | 58.6591 | 68.0734 | 76.9713 | 88.1205 | 101.27 | 114.362 | 126.2303 | 136.2759 | 144.2303 | 150.4525 | 153.4529 | 153.6175 | 152.8175 | 153.0002 | 155.1672 | 155.7358 | 157.6882 | 156.9658 | 157.2412 | 156.2607 | 153.8514

## WRL_500_Capacity
Installed capacity by technology (MW) - WRL_500, Step Change Scenario
Capacity calculated on 1 July. In early study years some wind and solar projects enter later in the financial year and are therefore reflected in the following financial year's capacity.
Explicitly modelled generation
Region | Technology | 2023-24 | 2024-25 | 2025-26 | 2026-27 | 2027-28 | 2028-29 | 2029-30 | 2030-31 | 2031-32 | 2032-33 | 2033-34 | 2034-35 | 2035-36 | 2036-37 | 2037-38 | 2038-39 | 2039-40 | 2040-41 | 2041-42 | 2042-43 | 2043-44 | 2044-45 | 2045-46 | 2046-47 | 2047-48 | 2048-49 | 2049-50
NEM | Black Coal | 16456 | 16456 | 15756 | 12176 | 10156 | 8277 | 7312 | 5912 | 5912 | 5182 | 3082 | 3082 | 3082 | 3082 | 3082 | 3082 | 852 | 426 | 426 | 0 | 0 | 0 | 0 | 0 | 0 | 0 | 0
NEM | Brown Coal | 4820 | 4820 | 4120 | 3370 | 3370 | 2810 | 1720 | 1160 | 1160 | 0 | 0 | 0 | 0 | 0 | 0 | 0 | 0 | 0 | 0 | 0 | 0 | 0 | 0 | 0 | 0 | 0 | 0
NEM | CCGT | 2954.9 | 2774.9 | 2774.9 | 2774.9 | 2774.9 | 2774.9 | 2774.9 | 2774.9 | 2774.9 | 2774.9 | 2774.9 | 2774.9 | 2774.9 | 2389.9 | 1860.9 | 1860.9 | 1716.5 | 1716.5 | 1716.5 | 1716.5 | 1276.5 | 1276.5 | 632 | 388 | 388 | 388 | 388
NEM | Gas - Steam | 1300 | 1300 | 1300 | 500 | 500 | 500 | 500 | 500 | 500 | 500 | 500 | 500 | 500 | 500 | 500 | 500 | 0 | 0 | 0 | 0 | 0 | 0 | 0 | 0 | 0 | 0 | 0
NEM | OCGT / Diesel | 7382.159 | 8132.1604 | 8132.1604 | 8132.1605 | 8132.1605 | 8183.0423 | 8183.0423 | 7800.5424 | 7800.5424 | 7523.6827 | 6930.1827 | 6813.1829 | 7682.5732 | 7682.5733 | 9091.6928 | 9091.6928 | 8651.6928 | 8531.6928 | 8665.1859 | 8590.117 | 9545.0381 | 10429.542 | 10429.542 | 12075.245 | 11491.245 | 13774.9482 | 13255.9482
NEM | Hydro | 7492.42 | 7492.42 | 7492.42 | 7492.42 | 7492.42 | 7492.42 | 7492.42 | 7492.42 | 7492.42 | 7492.42 | 7492.42 | 7492.42 | 7492.42 | 7492.42 | 7406.02 | 7406.02 | 7406.02 | 7406.02 | 7406.02 | 7340.02 | 7340.02 | 7340.02 | 7340.02 | 7340.02 | 7340.02 | 7340.02 | 7340.02
NEM | Hydrogen Turbine | 0 | 0 | 0 | 0 | 0 | 0 | 0 | 0 | 0 | 0 | 0 | 0 | 0 | 0 | 0 | 0 | 0 | 0 | 0 | 0 | 0 | 0 | 0 | 0 | 0 | 0 | 0
NEM | Wind | 10055.738 | 16055.5178 | 16106.1293 | 18274.851 | 22981.7505 | 28076.0097 | 29662.9679 | 33349.414 | 34099.3116 | 36845.7264 | 40001.1037 | 40095.3251 | 41697.7283 | 42191.9401 | 46829.8876 | 46413.1069 | 46688.4922 | 46839.6524 | 47150.1432 | 51136.1975 | 52401.8743 | 51923.8738 | 51020.6596 | 59473.8222 | 62871.779 | 63282.7886 | 64193.7311
NEM | Solar PV | 9052.829 | 9912.9351 | 10778.0355 | 10778.0369 | 10778.0445 | 11533.785 | 12559.8281 | 14835.8329 | 15371.417 | 18427.5056 | 20766.1035 | 23028.0523 | 23100.038 | 23008.7467 | 27850.7265 | 29532.8193 | 41580.6129 | 48543.2438 | 53835.4675 | 63317.4279 | 67698.0583 | 67304.0292 | 68619.5954 | 74354.4585 | 75280.6759 | 79066.3118 | 83764.2343
NEM | Grid Battery | 1004.93 | 1004.9356 | 1429.7524 | 1429.7571 | 2081.528 | 3322.5191 | 3397.5193 | 3779.3045 | 3863.4844 | 6239.4507 | 6977.9479 | 6952.9479 | 7581.3822 | 7531.3824 | 7832.5249 | 7832.5251 | 10840.6338 | 12505.5138 | 14943.939 | 18301.0258 | 18911.6939 | 19703.4498 | 19268.6436 | 19854.4887 | 19202.7193 | 22202.4379 | 22133.593
NEM | Pumped Hydro | 810 | 810 | 1533.436 | 1533.4373 | 3573.4377 | 3793.5078 | 3793.5086 | 3820.2887 | 4106.4296 | 4403.6257 | 4554.9524 | 4554.9528 | 4711.3924 | 4711.3924 | 6490.2234 | 6490.2235 | 7122.4929 | 7351.8448 | 7614.5286 | 7700.8267 | 7726.1489 | 8181.3535 | 8400.0912 | 9147.3529 | 9147.353 | 9147.3538 | 9147.354
NEM | VPP | 318.73 | 623.03 | 1035.46 | 1538.9 | 2142.79 | 2807.6 | 3819.27 | 4674.27 | 5519.2001 | 6499.25 | 7698.5399 | 9010.2399 | 10339.3001 | 11714.6999 | 13054.31 | 14363.1999 | 15318.2998 | 16214.4898 | 16978.9203 | 17751.1898 | 18511.9699 | 19307.4097 | 20087.2598 | 20907.45 | 21712.49 | 22566.1805 | 23396.9398
Total excluding storage |  | 61647.706 | 69381.899 | 70458.2936 | 68000.4628 | 73983.031 | 79570.7838 | 81215.4561 | 86098.9726 | 88599.7051 | 95888.5611 | 100778.15 | 104304.0209 | 108961.7341 | 110305.0547 | 123998.2852 | 126572.4875 | 140176.7444 | 149534.9574 | 158736.7045 | 175853.3047 | 183411.3033 | 185466.1781 | 185797.8116 | 203540.8373 | 207434.2821 | 217768.0406 | 223619.8204
Region | Technology | 2023-24 | 2024-25 | 2025-26 | 2026-27 | 2027-28 | 2028-29 | 2029-30 | 2030-31 | 2031-32 | 2032-33 | 2033-34 | 2034-35 | 2035-36 | 2036-37 | 2037-38 | 2038-39 | 2039-40 | 2040-41 | 2041-42 | 2042-43 | 2043-44 | 2044-45 | 2045-46 | 2046-47 | 2047-48 | 2048-49 | 2049-50
NSW1 | Black Coal | 8330 | 8330 | 8330 | 5450 | 4130 | 3445 | 2760 | 2760 | 2760 | 2760 | 1390 | 1390 | 1390 | 1390 | 1390 | 1390 | 0 | 0 | 0 | 0 | 0 | 0 | 0 | 0 | 0 | 0 | 0
NSW1 | Brown Coal | 0 | 0 | 0 | 0 | 0 | 0 | 0 | 0 | 0 | 0 | 0 | 0 | 0 | 0 | 0 | 0 | 0 | 0 | 0 | 0 | 0 | 0 | 0 | 0 | 0 | 0 | 0
NSW1 | CCGT | 440 | 440 | 440 | 440 | 440 | 440 | 440 | 440 | 440 | 440 | 440 | 440 | 440 | 440 | 440 | 440 | 440 | 440 | 440 | 440 | 0 | 0 | 0 | 0 | 0 | 0 | 0
NSW1 | Gas - Steam | 0 | 0 | 0 | 0 | 0 | 0 | 0 | 0 | 0 | 0 | 0 | 0 | 0 | 0 | 0 | 0 | 0 | 0 | 0 | 0 | 0 | 0 | 0 | 0 | 0 | 0 | 0
NSW1 | OCGT / Diesel | 1888.999 | 2638.9997 | 2638.9997 | 2638.9997 | 2638.9997 | 2638.9997 | 2638.9997 | 2638.9997 | 2638.9997 | 2638.9997 | 2638.9997 | 2638.9997 | 2638.9997 | 2638.9997 | 3241.1976 | 3241.1976 | 3241.1976 | 3241.1976 | 3241.1976 | 3241.1976 | 3241.1976 | 2392.1986 | 2392.1986 | 3243.1595 | 3243.1595 | 3243.1595 | 3243.1595
NSW1 | Hydro | 2525 | 2525 | 2525 | 2525 | 2525 | 2525 | 2525 | 2525 | 2525 | 2525 | 2525 | 2525 | 2525 | 2525 | 2525 | 2525 | 2525 | 2525 | 2525 | 2525 | 2525 | 2525 | 2525 | 2525 | 2525 | 2525 | 2525
NSW1 | Hydrogen Turbine | 0 | 0 | 0 | 0 | 0 | 0 | 0 | 0 | 0 | 0 | 0 | 0 | 0 | 0 | 0 | 0 | 0 | 0 | 0 | 0 | 0 | 0 | 0 | 0 | 0 | 0 | 0
NSW1 | Wind | 1886.96 | 4672.5987 | 4723.2102 | 5592.8443 | 8808.1873 | 9592.2218 | 9853.1938 | 10447.4661 | 10447.4661 | 11051.8518 | 11806.889 | 11967.7752 | 13694.2087 | 14269.5432 | 14715.6363 | 14513.1566 | 14832.8776 | 15007.0155 | 14817.0055 | 16724.124 | 17928.4044 | 17928.4044 | 17932.2094 | 18839.0206 | 20633.4446 | 20237.4449 | 20250.8023
NSW1 | Solar PV | 3745.541 | 4459.6434 | 5324.7428 | 5324.7428 | 5324.7503 | 5870.8174 | 6864.8125 | 8446.6034 | 8446.6034 | 8448.2828 | 9159.0011 | 9159.0016 | 9159.0016 | 9159.0019 | 11235.3707 | 11737.1825 | 14274.3662 | 15639.721 | 17268.211 | 17929.5715 | 18198.9335 | 18198.9335 | 18198.9342 | 20286.2051 | 21490.7606 | 22250.8529 | 24678.552
NSW1 | Grid Battery | 50 | 50.0036 | 474.8201 | 474.8205 | 1126.5911 | 1501.5741 | 1576.5742 | 1576.5756 | 1576.5757 | 1840.1619 | 1840.162 | 1840.162 | 1840.163 | 1790.163 | 1790.1631 | 1790.1631 | 3195.2688 | 3195.2703 | 3588.3147 | 3694.0813 | 3694.0844 | 4035.1563 | 3610.3502 | 4196.1992 | 3544.4291 | 4846.2624 | 4777.4102
NSW1 | Pumped Hydro | 240 | 240 | 713.4336 | 713.4336 | 2753.4337 | 2753.4338 | 2753.4338 | 2753.4338 | 2753.4338 | 2753.4338 | 2753.4338 | 2753.4338 | 2753.4339 | 2753.4339 | 2753.4355 | 2753.4355 | 2753.4356 | 2753.4356 | 2753.4356 | 2753.4357 | 2753.4357 | 2753.4364 | 2753.4364 | 2753.4398 | 2753.4399 | 2753.4399 | 2753.4399
NSW1 | VPP | 97.18 | 193.89 | 321.47 | 477.31 | 663.94 | 884.26 | 1223.6 | 1508.4199 | 1818.1601 | 2178.94 | 2618.45 | 3090.16 | 3561.6901 | 4049.33 | 4508.48 | 4960.7201 | 5286.7 | 5588.1199 | 5842.6702 | 6109.57 | 6370.5701 | 6645.5899 | 6914.0398 | 7197.4098 | 7473.8901 | 7766.0502 | 8050.0099
Total excluding storage |  | 19203.68 | 23550.1355 | 25491.6763 | 23637.151 | 28410.9021 | 29651.3068 | 30635.614 | 33096.4986 | 33406.2388 | 34636.67 | 35171.9356 | 35804.5323 | 38002.4971 | 39015.4718 | 42599.2832 | 43350.8555 | 46548.8458 | 48389.7599 | 50475.8346 | 53416.9801 | 54711.6256 | 54478.719 | 54326.1686 | 59040.434 | 61664.1238 | 63622.2099 | 66278.3737
Region | Technology | 2023-24 | 2024-25 | 2025-26 | 2026-27 | 2027-28 | 2028-29 | 2029-30 | 2030-31 | 2031-32 | 2032-33 | 2033-34 | 2034-35 | 2035-36 | 2036-37 | 2037-38 | 2038-39 | 2039-40 | 2040-41 | 2041-42 | 2042-43 | 2043-44 | 2044-45 | 2045-46 | 2046-47 | 2047-48 | 2048-49 | 2049-50
QLD1 | Black Coal | 8126 | 8126 | 7426 | 6726 | 6026 | 4832 | 4552 | 3152 | 3152 | 2422 | 1692 | 1692 | 1692 | 1692 | 1692 | 1692 | 852 | 426 | 426 | 0 | 0 | 0 | 0 | 0 | 0 | 0 | 0
QLD1 | Brown Coal | 0 | 0 | 0 | 0 | 0 | 0 | 0 | 0 | 0 | 0 | 0 | 0 | 0 | 0 | 0 | 0 | 0 | 0 | 0 | 0 | 0 | 0 | 0 | 0 | 0 | 0 | 0
QLD1 | CCGT | 1597.9 | 1597.9 | 1597.9 | 1597.9 | 1597.9 | 1597.9 | 1597.9 | 1597.9 | 1597.9 | 1597.9 | 1597.9 | 1597.9 | 1597.9 | 1212.9 | 1212.9 | 1212.9 | 1068.5 | 1068.5 | 1068.5 | 1068.5 | 1068.5 | 1068.5 | 424 | 180 | 180 | 180 | 180
QLD1 | Gas - Steam | 0 | 0 | 0 | 0 | 0 | 0 | 0 | 0 | 0 | 0 | 0 | 0 | 0 | 0 | 0 | 0 | 0 | 0 | 0 | 0 | 0 | 0 | 0 | 0 | 0 | 0 | 0
QLD1 | OCGT / Diesel | 1954.5 | 1954.5001 | 1954.5001 | 1954.5001 | 1954.5001 | 2005.3819 | 2005.3819 | 2005.3819 | 2005.3819 | 2005.3819 | 1581.8819 | 1464.8819 | 1464.8819 | 1464.8819 | 2271.8036 | 2271.8036 | 2271.8036 | 2271.8036 | 2271.8036 | 2271.8036 | 2271.8036 | 2271.8036 | 2271.8036 | 3220.5457 | 3220.5457 | 5504.2489 | 4985.2489
QLD1 | Hydro | 152.4 | 152.4 | 152.4 | 152.4 | 152.4 | 152.4 | 152.4 | 152.4 | 152.4 | 152.4 | 152.4 | 152.4 | 152.4 | 152.4 | 66 | 66 | 66 | 66 | 66 | 0 | 0 | 0 | 0 | 0 | 0 | 0 | 0
QLD1 | Hydrogen Turbine | 0 | 0 | 0 | 0 | 0 | 0 | 0 | 0 | 0 | 0 | 0 | 0 | 0 | 0 | 0 | 0 | 0 | 0 | 0 | 0 | 0 | 0 | 0 | 0 | 0 | 0 | 0
QLD1 | Wind | 1133.518 | 2433.7199 | 2433.7199 | 2959.2444 | 4106.5221 | 7119.8076 | 7164.7407 | 9016.5894 | 9027.499 | 10436.9349 | 11336.2566 | 11338.5702 | 11338.5703 | 11338.5704 | 13555.3548 | 13555.3548 | 13555.3549 | 13799.7162 | 14300.217 | 15188.8201 | 15653.7298 | 15200.7298 | 15157.5299 | 19471.4792 | 20067.8892 | 20049.0895 | 20568.0512
QLD1 | Solar PV | 3646.985 | 3792.986 | 3792.9865 | 3792.9866 | 3792.9866 | 4002.66 | 4034.7079 | 4728.9168 | 5270.6209 | 5935.5282 | 7563.4077 | 8370.2504 | 8370.2504 | 8249.2505 | 10595.6114 | 10910.2356 | 18013.1098 | 20605.5352 | 20751.9402 | 28400.8285 | 28236.4407 | 28035.3407 | 28661.5331 | 31563.5864 | 31364.4482 | 33867.2196 | 36280.7435
QLD1 | Grid Battery | 100 | 100.0004 | 100.0005 | 100.0008 | 100.001 | 966.009 | 966.009 | 1168.4675 | 1252.6468 | 1718.891 | 2512.7181 | 2512.7181 | 2512.7181 | 2512.7181 | 2512.7181 | 2512.7181 | 3930.3378 | 3930.3381 | 4933.3186 | 8184.6386 | 8184.6392 | 8184.6389 | 8184.6389 | 8184.6387 | 8184.6386 | 9882.5233 | 9882.5233
QLD1 | Pumped Hydro | 570 | 570 | 820.0005 | 820.0009 | 820.0009 | 1040.0708 | 1040.0708 | 1040.0708 | 1040.0708 | 1040.0708 | 1191.3975 | 1191.3975 | 1191.3975 | 1191.3975 | 2945.2203 | 2945.2203 | 3577.4896 | 3577.4896 | 3577.4896 | 3577.4897 | 3577.4897 | 3577.4897 | 3577.4897 | 4324.748 | 4324.748 | 4324.748 | 4324.748
QLD1 | VPP | 70.65 | 151.98 | 266.91 | 406.55 | 573.37 | 775 | 1088.95 | 1359.6801 | 1609.11 | 1901.09 | 2255.9299 | 2641.22 | 3035.73 | 3438.95 | 3828.0601 | 4218.1699 | 4496.1499 | 4751.3198 | 4961.6001 | 5182.0498 | 5399.3799 | 5623.0098 | 5842.4302 | 6071.3901 | 6296.3501 | 6536.04 | 6765.5898
Total excluding storage |  | 17351.953 | 18879.4865 | 18544.4176 | 18509.5828 | 19123.6807 | 22491.2292 | 22602.1602 | 24221.4065 | 25107.6294 | 27210.1968 | 29883.8917 | 30961.3381 | 31355.8482 | 31253.0684 | 38679.6683 | 39384.4024 | 47830.7456 | 50496.7026 | 52356.8692 | 63874.1302 | 64391.9828 | 63961.5124 | 64119.4252 | 73016.3881 | 73638.6198 | 80343.8692 | 82986.9047
Region | Technology | 2023-24 | 2024-25 | 2025-26 | 2026-27 | 2027-28 | 2028-29 | 2029-30 | 2030-31 | 2031-32 | 2032-33 | 2033-34 | 2034-35 | 2035-36 | 2036-37 | 2037-38 | 2038-39 | 2039-40 | 2040-41 | 2041-42 | 2042-43 | 2043-44 | 2044-45 | 2045-46 | 2046-47 | 2047-48 | 2048-49 | 2049-50
VIC1 | Black Coal | 0 | 0 | 0 | 0 | 0 | 0 | 0 | 0 | 0 | 0 | 0 | 0 | 0 | 0 | 0 | 0 | 0 | 0 | 0 | 0 | 0 | 0 | 0 | 0 | 0 | 0 | 0
VIC1 | Brown Coal | 4820 | 4820 | 4120 | 3370 | 3370 | 2810 | 1720 | 1160 | 1160 | 0 | 0 | 0 | 0 | 0 | 0 | 0 | 0 | 0 | 0 | 0 | 0 | 0 | 0 | 0 | 0 | 0 | 0
VIC1 | CCGT | 0 | 0 | 0 | 0 | 0 | 0 | 0 | 0 | 0 | 0 | 0 | 0 | 0 | 0 | 0 | 0 | 0 | 0 | 0 | 0 | 0 | 0 | 0 | 0 | 0 | 0 | 0
VIC1 | Gas - Steam | 500 | 500 | 500 | 500 | 500 | 500 | 500 | 500 | 500 | 500 | 500 | 500 | 500 | 500 | 500 | 500 | 0 | 0 | 0 | 0 | 0 | 0 | 0 | 0 | 0 | 0 | 0
VIC1 | OCGT / Diesel | 1900 | 1900.0004 | 1900.0004 | 1900.0004 | 1900.0004 | 1900.0004 | 1900.0004 | 1900.0004 | 1900.0004 | 1900.0004 | 1730.0004 | 1730.0006 | 2679.3899 | 2679.3899 | 2679.3899 | 2679.3899 | 2239.3899 | 2239.3899 | 2372.8828 | 2297.8138 | 3252.7295 | 5196.1919 | 5196.1919 | 5196.1919 | 4612.1919 | 4612.1919 | 4612.1919
VIC1 | Hydro | 2264.02 | 2264.02 | 2264.02 | 2264.02 | 2264.02 | 2264.02 | 2264.02 | 2264.02 | 2264.02 | 2264.02 | 2264.02 | 2264.02 | 2264.02 | 2264.02 | 2264.02 | 2264.02 | 2264.02 | 2264.02 | 2264.02 | 2264.02 | 2264.02 | 2264.02 | 2264.02 | 2264.02 | 2264.02 | 2264.02 | 2264.02
VIC1 | Hydrogen Turbine | 0 | 0 | 0 | 0 | 0 | 0 | 0 | 0 | 0 | 0 | 0 | 0 | 0 | 0 | 0 | 0 | 0 | 0 | 0 | 0 | 0 | 0 | 0 | 0 | 0 | 0 | 0
VIC1 | Wind | 4121.91 | 5013.1706 | 5013.1706 | 5406.0162 | 5673.7414 | 6063.2559 | 6779.6522 | 8018.4077 | 8018.4077 | 8375.3481 | 9890.1683 | 9821.1897 | 9821.1897 | 9897.6258 | 10923.0626 | 10660.414 | 10728.6597 | 10499.8098 | 10499.8098 | 11085.9055 | 10847.477 | 10756.9391 | 10236.3174 | 11690.8063 | 12063.4569 | 12337.9632 | 12366.5839
VIC1 | Solar PV | 1081.573 | 1081.5739 | 1081.574 | 1081.5751 | 1081.5751 | 1081.5751 | 1081.5751 | 1081.5776 | 1081.5776 | 2635.064 | 2635.064 | 3496.9168 | 3568.9024 | 3598.6108 | 3624.4743 | 4330.6122 | 6325.0271 | 6441.66 | 9334.0675 | 9755.5664 | 10897.0593 | 10786.5793 | 11483.3324 | 12122.4745 | 12122.4745 | 12176.7942 | 12136.7128
VIC1 | Grid Battery | 375.33 | 375.3307 | 375.3307 | 375.3338 | 375.3338 | 375.3338 | 375.3338 | 584.6463 | 584.6464 | 1625.7241 | 1570.3941 | 1570.3941 | 1813.8569 | 1813.8569 | 2114.9987 | 2114.9987 | 2300.3815 | 2993.3455 | 3281.6696 | 3281.6696 | 3281.6696 | 3486.3574 | 3486.3574 | 3486.3545 | 3486.3546 | 3486.3546 | 3486.3587
VIC1 | Pumped Hydro | 0 | 0 | 0.00050305 | 0.0012083 | 0.0012126 | 0.0012173 | 0.0012252 | 0.0026451 | 0.0026471 | 0.002874 | 0.002884 | 0.0030936 | 3.3263 | 3.3263 | 28.3327 | 28.3327 | 28.3328 | 257.6845 | 466.3167 | 552.6146 | 552.6146 | 881.2656 | 1100.0032 | 1100.0032 | 1100.0032 | 1100.0039 | 1100.0039
VIC1 | VPP | 55.8 | 137.17 | 254.76 | 407.72 | 597.23 | 772.53 | 1024.9 | 1224.19 | 1402.07 | 1599.26 | 1857.38 | 2156.22 | 2463.1699 | 2788.1399 | 3128.7199 | 3444.1299 | 3686.7299 | 3923.1 | 4132.3601 | 4321.16 | 4507.69 | 4703.0901 | 4895.4999 | 5098.49 | 5298.7098 | 5511.8401 | 5721.1202
Total excluding storage |  | 15118.633 | 16091.2656 | 15508.8561 | 15304.6667 | 15761.9019 | 15766.7164 | 15645.4828 | 16732.8447 | 16910.7246 | 18899.4195 | 20447.0297 | 21538.7443 | 23113.8551 | 23544.9696 | 25262.998 | 26021.8973 | 27572.5408 | 28619.0096 | 32351.1266 | 33558.75 | 35603.2601 | 38074.4434 | 38661.7222 | 40958.3404 | 40947.2109 | 41489.1679 | 41686.9915
Region | Technology | 2023-24 | 2024-25 | 2025-26 | 2026-27 | 2027-28 | 2028-29 | 2029-30 | 2030-31 | 2031-32 | 2032-33 | 2033-34 | 2034-35 | 2035-36 | 2036-37 | 2037-38 | 2038-39 | 2039-40 | 2040-41 | 2041-42 | 2042-43 | 2043-44 | 2044-45 | 2045-46 | 2046-47 | 2047-48 | 2048-49 | 2049-50
SA1 | Black Coal | 0 | 0 | 0 | 0 | 0 | 0 | 0 | 0 | 0 | 0 | 0 | 0 | 0 | 0 | 0 | 0 | 0 | 0 | 0 | 0 | 0 | 0 | 0 | 0 | 0 | 0 | 0
SA1 | Brown Coal | 0 | 0 | 0 | 0 | 0 | 0 | 0 | 0 | 0 | 0 | 0 | 0 | 0 | 0 | 0 | 0 | 0 | 0 | 0 | 0 | 0 | 0 | 0 | 0 | 0 | 0 | 0
SA1 | CCGT | 709 | 529 | 529 | 529 | 529 | 529 | 529 | 529 | 529 | 529 | 529 | 529 | 529 | 529 | 0 | 0 | 0 | 0 | 0 | 0 | 0 | 0 | 0 | 0 | 0 | 0 | 0
SA1 | Gas - Steam | 800 | 800 | 800 | 0 | 0 | 0 | 0 | 0 | 0 | 0 | 0 | 0 | 0 | 0 | 0 | 0 | 0 | 0 | 0 | 0 | 0 | 0 | 0 | 0 | 0 | 0 | 0
SA1 | OCGT / Diesel | 1460.66 | 1460.6601 | 1460.6601 | 1460.6601 | 1460.6601 | 1460.6601 | 1460.6601 | 1078.1603 | 1078.1603 | 801.3003 | 801.3003 | 801.3004 | 721.3011 | 721.3011 | 721.3011 | 721.3011 | 721.3011 | 721.3011 | 721.3011 | 721.3011 | 721.3065 | 511.3457 | 511.3457 | 357.3457 | 357.3457 | 357.3457 | 357.3457
SA1 | Hydro | 0 | 0 | 0 | 0 | 0 | 0 | 0 | 0 | 0 | 0 | 0 | 0 | 0 | 0 | 0 | 0 | 0 | 0 | 0 | 0 | 0 | 0 | 0 | 0 | 0 | 0 | 0
SA1 | Hydrogen Turbine | 0 | 0 | 0 | 0 | 0 | 0 | 0 | 0 | 0 | 0 | 0 | 0 | 0 | 0 | 0 | 0 | 0 | 0 | 0 | 0 | 0 | 0 | 0 | 0 | 0 | 0 | 0
SA1 | Wind | 2349.75 | 2785.1264 | 2785.1264 | 3096.8967 | 3063.8969 | 3852.0454 | 3954.7741 | 3947.8037 | 3947.8037 | 3947.8039 | 3934.002 | 3934.0021 | 3809.9718 | 3652.4129 | 4602.046 | 4650.3936 | 4537.8121 | 4499.323 | 4499.323 | 5103.5598 | 4938.4751 | 5148.0124 | 4804.814 | 6478.9702 | 7113.4423 | 7664.7451 | 8014.7477
SA1 | Solar PV | 578.73 | 578.7314 | 578.7319 | 578.732 | 578.732 | 578.7321 | 578.7321 | 578.7345 | 572.6145 | 1408.6295 | 1408.6295 | 2001.8808 | 2001.8808 | 2001.8808 | 2395.2673 | 2554.7861 | 2968.1063 | 5856.3222 | 6481.2432 | 7231.4558 | 10314.8464 | 10059.6883 | 10052.3083 | 10158.7051 | 10079.5051 | 10470.2653 | 10367.0463
SA1 | Grid Battery | 479.6 | 479.6005 | 479.6006 | 479.6014 | 479.6014 | 479.6014 | 479.6015 | 449.6135 | 449.6136 | 1054.6714 | 1054.6715 | 1029.6715 | 1414.6418 | 1414.6418 | 1414.6425 | 1414.6425 | 1414.6427 | 2386.5569 | 3140.6328 | 3140.6329 | 3751.2969 | 3997.2926 | 3987.2925 | 3987.2918 | 3987.2919 | 3987.2919 | 3987.295
SA1 | Pumped Hydro | 0 | 0 | 0.00042174 | 0.00062938 | 0.00063723 | 0.000642 | 0.00065593 | 0.00086919 | 0.00087143 | 0.00090344 | 0.00092058 | 0.00093906 | 0.001148 | 0.0011574 | 0.0012945 | 0.0013 | 0.0013247 | 0.0014693 | 0.0015989 | 0.0017542 | 0.0017821 | 0.0020856 | 0.0020914 | 0.0020955 | 0.0020999 | 0.0021074 | 0.0023308
SA1 | VPP | 88.62 | 126.93 | 170.25 | 214.27 | 262.04 | 314.13 | 396.52 | 477.31 | 565.27 | 670.98 | 790.06 | 915.3 | 1040.16 | 1167.34 | 1287.02 | 1406.9399 | 1492.74 | 1574.29 | 1645.8199 | 1722.14 | 1798.65 | 1879.62 | 1959.37 | 2043.49 | 2126.73 | 2214.3501 | 2301.9099
Total excluding storage |  | 6466.36 | 6760.0484 | 6803.3694 | 6359.1609 | 6373.9311 | 7214.1697 | 7399.2884 | 7060.6229 | 7142.463 | 8412.386 | 8517.6643 | 9211.1556 | 9516.9566 | 9486.5777 | 10420.2782 | 10748.0645 | 11134.6035 | 15037.7947 | 16488.3216 | 17919.0914 | 21524.5767 | 21595.9611 | 21315.1327 | 23025.8049 | 23664.3171 | 24694.0003 | 25028.347
Region | Technology | 2023-24 | 2024-25 | 2025-26 | 2026-27 | 2027-28 | 2028-29 | 2029-30 | 2030-31 | 2031-32 | 2032-33 | 2033-34 | 2034-35 | 2035-36 | 2036-37 | 2037-38 | 2038-39 | 2039-40 | 2040-41 | 2041-42 | 2042-43 | 2043-44 | 2044-45 | 2045-46 | 2046-47 | 2047-48 | 2048-49 | 2049-50
TAS1 | Black Coal | 0 | 0 | 0 | 0 | 0 | 0 | 0 | 0 | 0 | 0 | 0 | 0 | 0 | 0 | 0 | 0 | 0 | 0 | 0 | 0 | 0 | 0 | 0 | 0 | 0 | 0 | 0
TAS1 | Brown Coal | 0 | 0 | 0 | 0 | 0 | 0 | 0 | 0 | 0 | 0 | 0 | 0 | 0 | 0 | 0 | 0 | 0 | 0 | 0 | 0 | 0 | 0 | 0 | 0 | 0 | 0 | 0
TAS1 | CCGT | 208 | 208 | 208 | 208 | 208 | 208 | 208 | 208 | 208 | 208 | 208 | 208 | 208 | 208 | 208 | 208 | 208 | 208 | 208 | 208 | 208 | 208 | 208 | 208 | 208 | 208 | 208
TAS1 | Gas - Steam | 0 | 0 | 0 | 0 | 0 | 0 | 0 | 0 | 0 | 0 | 0 | 0 | 0 | 0 | 0 | 0 | 0 | 0 | 0 | 0 | 0 | 0 | 0 | 0 | 0 | 0 | 0
TAS1 | OCGT / Diesel | 178 | 178.0001 | 178.0001 | 178.0001 | 178.0001 | 178.0001 | 178.0001 | 178.0001 | 178.0002 | 178.0003 | 178.0003 | 178.0003 | 178.0006 | 178.0006 | 178.0006 | 178.0006 | 178.0006 | 58.0006 | 58.0008 | 58.0009 | 58.0009 | 58.0021 | 58.0021 | 58.0021 | 58.0022 | 58.0022 | 58.0022
TAS1 | Hydro | 2551 | 2551 | 2551 | 2551 | 2551 | 2551 | 2551 | 2551 | 2551 | 2551 | 2551 | 2551 | 2551 | 2551 | 2551 | 2551 | 2551 | 2551 | 2551 | 2551 | 2551 | 2551 | 2551 | 2551 | 2551 | 2551 | 2551
TAS1 | Hydrogen Turbine | 0 | 0 | 0 | 0 | 0 | 0 | 0 | 0 | 0 | 0 | 0 | 0 | 0 | 0 | 0 | 0 | 0 | 0 | 0 | 0 | 0 | 0 | 0 | 0 | 0 | 0 | 0
TAS1 | Wind | 563.6 | 1150.9023 | 1150.9023 | 1219.8494 | 1329.4028 | 1448.679 | 1910.6071 | 1919.1471 | 2658.1351 | 3033.7878 | 3033.7878 | 3033.7878 | 3033.7878 | 3033.7878 | 3033.7879 | 3033.7879 | 3033.7879 | 3033.788 | 3033.788 | 3033.788 | 3033.788 | 2889.7881 | 2889.7889 | 2993.5459 | 2993.5459 | 2993.5459 | 2993.5459
TAS1 | Solar PV | 0 | 0.00039607 | 0.00039691 | 0.00042999 | 0.00043414 | 0.00043562 | 0.00045291 | 0.00061707 | 0.00063643 | 0.0011066 | 0.0011085 | 0.002687 | 0.0027517 | 0.0027564 | 0.0028943 | 0.0029784 | 0.0036296 | 0.0054469 | 0.0054938 | 0.0056593 | 50.7784 | 223.4874 | 223.4874 | 223.4874 | 223.4874 | 301.1798 | 301.1798
TAS1 | Grid Battery | 0 | 0.00034888 | 0.00043145 | 0.00050848 | 0.00063342 | 0.00063488 | 0.0008097 | 0.001492 | 0.0018595 | 0.0022828 | 0.0022937 | 0.0023014 | 0.0024438 | 0.0024928 | 0.0025454 | 0.002706 | 0.0029728 | 0.002998 | 0.0032625 | 0.0033642 | 0.0037623 | 0.0046326 | 0.0045674 | 0.0045094 | 0.0051378 | 0.0056064 | 0.0057563
TAS1 | Pumped Hydro | 0 | 0 | 0.00091436 | 0.0010362 | 0.0012522 | 0.0014031 | 0.0022112 | 26.7806 | 312.9215 | 610.1173 | 610.1173 | 610.1174 | 763.2335 | 763.2335 | 763.2335 | 763.2336 | 763.2336 | 763.2336 | 817.285 | 817.285 | 842.6071 | 969.1598 | 969.1598 | 969.1598 | 969.1599 | 969.1599 | 969.1599
TAS1 | VPP | 6.48 | 13.06 | 22.07 | 33.05 | 46.21 | 61.68 | 85.3 | 104.67 | 124.59 | 148.98 | 176.72 | 207.34 | 238.55 | 270.94 | 302.03 | 333.24 | 355.98 | 377.66 | 396.47 | 416.27 | 435.68 | 456.1 | 475.92 | 496.67 | 516.81 | 537.9 | 558.31
Total excluding storage |  | 3507.08 | 4100.9631 | 4109.9741 | 4189.9014 | 4312.6152 | 4447.3616 | 4932.9107 | 4987.6 | 6032.6493 | 6729.8888 | 6757.6288 | 6788.2505 | 6972.5771 | 7004.9672 | 7036.0575 | 7067.2677 | 7090.0087 | 6991.6906 | 7064.5525 | 7084.3529 | 7179.8582 | 7355.5421 | 7375.3629 | 7499.8698 | 7520.0105 | 7618.7934 | 7639.2035
Explicitly modelled pumping
Region | Technology | 2023-24 | 2024-25 | 2025-26 | 2026-27 | 2027-28 | 2028-29 | 2029-30 | 2030-31 | 2031-32 | 2032-33 | 2033-34 | 2034-35 | 2035-36 | 2036-37 | 2037-38 | 2038-39 | 2039-40 | 2040-41 | 2041-42 | 2042-43 | 2043-44 | 2044-45 | 2045-46 | 2046-47 | 2047-48 | 2048-49 | 2049-50
NEM | Grid Battery pump | 954.93 | 954.9356 | 1379.7524 | 1379.7571 | 2031.528 | 3272.5191 | 3347.5193 | 3729.3045 | 3813.4844 | 6189.4507 | 6927.9479 | 6902.9479 | 7531.3822 | 7481.3824 | 7782.5249 | 7782.5251 | 10790.6338 | 12455.5138 | 14893.939 | 18251.0258 | 18861.6939 | 19653.4498 | 19218.6436 | 19804.4887 | 19152.7193 | 22152.4379 | 22083.593
NEM | Pumped Hydro Pump | 1310 | 1310 | 2033.436 | 2033.4373 | 4073.4377 | 4293.5078 | 4293.5086 | 4320.2887 | 4606.4296 | 4903.6257 | 5054.9524 | 5054.9528 | 5211.3924 | 5211.3924 | 6990.2234 | 6990.2235 | 7622.4929 | 7851.8448 | 8114.5286 | 8200.8267 | 8226.1489 | 8681.3535 | 8900.0912 | 9647.3529 | 9647.353 | 9647.3538 | 9647.354
NEM | VPP pump | 318.73 | 623.03 | 1035.46 | 1538.9 | 2142.79 | 2807.6 | 3819.27 | 4674.27 | 5519.2001 | 6499.25 | 7698.5399 | 9010.2399 | 10339.3001 | 11714.6999 | 13054.31 | 14363.1999 | 15318.2998 | 16214.4898 | 16978.9203 | 17751.1898 | 18511.9699 | 19307.4097 | 20087.2598 | 20907.45 | 21712.49 | 22566.1805 | 23396.9398
Region | Technology | 2023-24 | 2024-25 | 2025-26 | 2026-27 | 2027-28 | 2028-29 | 2029-30 | 2030-31 | 2031-32 | 2032-33 | 2033-34 | 2034-35 | 2035-36 | 2036-37 | 2037-38 | 2038-39 | 2039-40 | 2040-41 | 2041-42 | 2042-43 | 2043-44 | 2044-45 | 2045-46 | 2046-47 | 2047-48 | 2048-49 | 2049-50
NSW1 | Grid Battery pump | 50 | 50.0036 | 474.8201 | 474.8205 | 1126.5911 | 1501.5741 | 1576.5742 | 1576.5756 | 1576.5757 | 1840.1619 | 1840.162 | 1840.162 | 1840.163 | 1790.163 | 1790.1631 | 1790.1631 | 3195.2688 | 3195.2703 | 3588.3147 | 3694.0813 | 3694.0844 | 4035.1563 | 3610.3502 | 4196.1992 | 3544.4291 | 4846.2624 | 4777.4102
NSW1 | Pumped Hydro Pump | 840 | 840 | 1313.4336 | 1313.4336 | 3353.4337 | 3353.4338 | 3353.4338 | 3353.4338 | 3353.4338 | 3353.4338 | 3353.4338 | 3353.4338 | 3353.4339 | 3353.4339 | 3353.4355 | 3353.4355 | 3353.4356 | 3353.4356 | 3353.4356 | 3353.4357 | 3353.4357 | 3353.4364 | 3353.4364 | 3353.4398 | 3353.4399 | 3353.4399 | 3353.4399
NSW1 | VPP pump | 97.18 | 193.89 | 321.47 | 477.31 | 663.94 | 884.26 | 1223.6 | 1508.4199 | 1818.1601 | 2178.94 | 2618.45 | 3090.16 | 3561.6901 | 4049.33 | 4508.48 | 4960.7201 | 5286.7 | 5588.1199 | 5842.6702 | 6109.57 | 6370.5701 | 6645.5899 | 6914.0398 | 7197.4098 | 7473.8901 | 7766.0502 | 8050.0099
Region | Technology | 2023-24 | 2024-25 | 2025-26 | 2026-27 | 2027-28 | 2028-29 | 2029-30 | 2030-31 | 2031-32 | 2032-33 | 2033-34 | 2034-35 | 2035-36 | 2036-37 | 2037-38 | 2038-39 | 2039-40 | 2040-41 | 2041-42 | 2042-43 | 2043-44 | 2044-45 | 2045-46 | 2046-47 | 2047-48 | 2048-49 | 2049-50
QLD1 | Grid Battery pump | 100 | 100.0004 | 100.0005 | 100.0008 | 100.001 | 966.009 | 966.009 | 1168.4675 | 1252.6468 | 1718.891 | 2512.7181 | 2512.7181 | 2512.7181 | 2512.7181 | 2512.7181 | 2512.7181 | 3930.3378 | 3930.3381 | 4933.3186 | 8184.6386 | 8184.6392 | 8184.6389 | 8184.6389 | 8184.6387 | 8184.6386 | 9882.5233 | 9882.5233
QLD1 | Pumped Hydro Pump | 470 | 470 | 720.0005 | 720.0009 | 720.0009 | 940.0708 | 940.0708 | 940.0708 | 940.0708 | 940.0708 | 1091.3975 | 1091.3975 | 1091.3975 | 1091.3975 | 2845.2203 | 2845.2203 | 3477.4896 | 3477.4896 | 3477.4896 | 3477.4897 | 3477.4897 | 3477.4897 | 3477.4897 | 4224.748 | 4224.748 | 4224.748 | 4224.748
QLD1 | VPP pump | 70.65 | 151.98 | 266.91 | 406.55 | 573.37 | 775 | 1088.95 | 1359.6801 | 1609.11 | 1901.09 | 2255.9299 | 2641.22 | 3035.73 | 3438.95 | 3828.0601 | 4218.1699 | 4496.1499 | 4751.3198 | 4961.6001 | 5182.0498 | 5399.3799 | 5623.0098 | 5842.4302 | 6071.3901 | 6296.3501 | 6536.04 | 6765.5898
Region | Technology | 2023-24 | 2024-25 | 2025-26 | 2026-27 | 2027-28 | 2028-29 | 2029-30 | 2030-31 | 2031-32 | 2032-33 | 2033-34 | 2034-35 | 2035-36 | 2036-37 | 2037-38 | 2038-39 | 2039-40 | 2040-41 | 2041-42 | 2042-43 | 2043-44 | 2044-45 | 2045-46 | 2046-47 | 2047-48 | 2048-49 | 2049-50
VIC1 | Grid Battery pump | 375.33 | 375.3307 | 375.3307 | 375.3338 | 375.3338 | 375.3338 | 375.3338 | 584.6463 | 584.6464 | 1625.7241 | 1570.3941 | 1570.3941 | 1813.8569 | 1813.8569 | 2114.9987 | 2114.9987 | 2300.3815 | 2993.3455 | 3281.6696 | 3281.6696 | 3281.6696 | 3486.3574 | 3486.3574 | 3486.3545 | 3486.3546 | 3486.3546 | 3486.3587
VIC1 | Pumped Hydro Pump | 0 | 0 | 0.00050305 | 0.0012083 | 0.0012126 | 0.0012173 | 0.0012252 | 0.0026451 | 0.0026471 | 0.002874 | 0.002884 | 0.0030936 | 3.3263 | 3.3263 | 28.3327 | 28.3327 | 28.3328 | 257.6845 | 466.3167 | 552.6146 | 552.6146 | 881.2656 | 1100.0032 | 1100.0032 | 1100.0032 | 1100.0039 | 1100.0039
VIC1 | VPP pump | 55.8 | 137.17 | 254.76 | 407.72 | 597.23 | 772.53 | 1024.9 | 1224.19 | 1402.07 | 1599.26 | 1857.38 | 2156.22 | 2463.1699 | 2788.1399 | 3128.7199 | 3444.1299 | 3686.7299 | 3923.1 | 4132.3601 | 4321.16 | 4507.69 | 4703.0901 | 4895.4999 | 5098.49 | 5298.7098 | 5511.8401 | 5721.1202
Region | Technology | 2023-24 | 2024-25 | 2025-26 | 2026-27 | 2027-28 | 2028-29 | 2029-30 | 2030-31 | 2031-32 | 2032-33 | 2033-34 | 2034-35 | 2035-36 | 2036-37 | 2037-38 | 2038-39 | 2039-40 | 2040-41 | 2041-42 | 2042-43 | 2043-44 | 2044-45 | 2045-46 | 2046-47 | 2047-48 | 2048-49 | 2049-50
SA1 | Grid Battery pump | 429.6 | 429.6005 | 429.6006 | 429.6014 | 429.6014 | 429.6014 | 429.6015 | 399.6135 | 399.6136 | 1004.6714 | 1004.6715 | 979.6715 | 1364.6418 | 1364.6418 | 1364.6425 | 1364.6425 | 1364.6427 | 2336.5569 | 3090.6328 | 3090.6329 | 3701.2969 | 3947.2926 | 3937.2925 | 3937.2918 | 3937.2919 | 3937.2919 | 3937.295
SA1 | Pumped Hydro Pump | 0 | 0 | 0.00042174 | 0.00062938 | 0.00063723 | 0.000642 | 0.00065593 | 0.00086919 | 0.00087143 | 0.00090344 | 0.00092058 | 0.00093906 | 0.001148 | 0.0011574 | 0.0012945 | 0.0013 | 0.0013247 | 0.0014693 | 0.0015989 | 0.0017542 | 0.0017821 | 0.0020856 | 0.0020914 | 0.0020955 | 0.0020999 | 0.0021074 | 0.0023308
SA1 | VPP pump | 88.62 | 126.93 | 170.25 | 214.27 | 262.04 | 314.13 | 396.52 | 477.31 | 565.27 | 670.98 | 790.06 | 915.3 | 1040.16 | 1167.34 | 1287.02 | 1406.9399 | 1492.74 | 1574.29 | 1645.8199 | 1722.14 | 1798.65 | 1879.62 | 1959.37 | 2043.49 | 2126.73 | 2214.3501 | 2301.9099
Region | Technology | 2023-24 | 2024-25 | 2025-26 | 2026-27 | 2027-28 | 2028-29 | 2029-30 | 2030-31 | 2031-32 | 2032-33 | 2033-34 | 2034-35 | 2035-36 | 2036-37 | 2037-38 | 2038-39 | 2039-40 | 2040-41 | 2041-42 | 2042-43 | 2043-44 | 2044-45 | 2045-46 | 2046-47 | 2047-48 | 2048-49 | 2049-50
TAS1 | Grid Battery pump | 0 | 0.00034888 | 0.00043145 | 0.00050848 | 0.00063342 | 0.00063488 | 0.0008097 | 0.001492 | 0.0018595 | 0.0022828 | 0.0022937 | 0.0023014 | 0.0024438 | 0.0024928 | 0.0025454 | 0.002706 | 0.0029728 | 0.002998 | 0.0032625 | 0.0033642 | 0.0037623 | 0.0046326 | 0.0045674 | 0.0045094 | 0.0051378 | 0.0056064 | 0.0057563
TAS1 | Pumped Hydro Pump | 0 | 0 | 0.00091436 | 0.0010362 | 0.0012522 | 0.0014031 | 0.0022112 | 26.7806 | 312.9215 | 610.1173 | 610.1173 | 610.1174 | 763.2335 | 763.2335 | 763.2335 | 763.2336 | 763.2336 | 763.2336 | 817.285 | 817.285 | 842.6071 | 969.1598 | 969.1598 | 969.1598 | 969.1599 | 969.1599 | 969.1599
TAS1 | VPP pump | 6.48 | 13.06 | 22.07 | 33.05 | 46.21 | 61.68 | 85.3 | 104.67 | 124.59 | 148.98 | 176.72 | 207.34 | 238.55 | 270.94 | 302.03 | 333.24 | 355.98 | 377.66 | 396.47 | 416.27 | 435.68 | 456.1 | 475.92 | 496.67 | 516.81 | 537.9 | 558.31
Non-controllable capacity
Region | Technology | 2023-24 | 2024-25 | 2025-26 | 2026-27 | 2027-28 | 2028-29 | 2029-30 | 2030-31 | 2031-32 | 2032-33 | 2033-34 | 2034-35 | 2035-36 | 2036-37 | 2037-38 | 2038-39 | 2039-40 | 2040-41 | 2041-42 | 2042-43 | 2043-44 | 2044-45 | 2045-46 | 2046-47 | 2047-48 | 2048-49 | 2049-50
NEM | Distributed PV | 21305.3199 | 23783.7875 | 26307.9402 | 28683.0656 | 30997.3311 | 33056.1738 | 35131.4286 | 37225.1411 | 39139.2597 | 41092.1585 | 43056.1697 | 44973.918 | 46776.6488 | 48455.6888 | 50096.6069 | 51732.2029 | 53368.4087 | 54991.7064 | 56590.529 | 58157.7847 | 59721.6486 | 61252.1457 | 62750.1401 | 64227.6819 | 65692.4157 | 67156.842 | 68592.5947
NEM | Behind the meter battery | 1532.774 | 2363.942 | 3138.813 | 3799.655 | 4362.937 | 4766.226 | 5452.85 | 6404.258 | 7275.412 | 8208.606 | 9365.756 | 10518.285 | 11616.745 | 12616.001 | 13522.413 | 14246.216 | 14595.405 | 14782.715 | 14854.807 | 14850.894 | 14858.858 | 14816.816 | 14786.692 | 14709.851 | 14647.112 | 14542.039 | 14447.076
NEM | Behind the meter battery pump | 1532.774 | 2363.942 | 3138.813 | 3799.655 | 4362.937 | 4766.226 | 5452.85 | 6404.258 | 7275.412 | 8208.606 | 9365.756 | 10518.285 | 11616.745 | 12616.001 | 13522.413 | 14246.216 | 14595.405 | 14782.715 | 14854.807 | 14850.894 | 14858.858 | 14816.816 | 14786.692 | 14709.851 | 14647.112 | 14542.039 | 14447.076
Region | Technology | 2023-24 | 2024-25 | 2025-26 | 2026-27 | 2027-28 | 2028-29 | 2029-30 | 2030-31 | 2031-32 | 2032-33 | 2033-34 | 2034-35 | 2035-36 | 2036-37 | 2037-38 | 2038-39 | 2039-40 | 2040-41 | 2041-42 | 2042-43 | 2043-44 | 2044-45 | 2045-46 | 2046-47 | 2047-48 | 2048-49 | 2049-50
NSW1 | Distributed PV | 6922.7278 | 7729.2309 | 8520.6213 | 9270.916 | 9991.0548 | 10709.4737 | 11436.4432 | 12170.0293 | 12901.8102 | 13643.2719 | 14388.327 | 15121.2532 | 15810.1091 | 16449.2428 | 17061.911 | 17667.5949 | 18262.5884 | 18847.5107 | 19429.6702 | 20006.0115 | 20581.8604 | 21155.9203 | 21714.392 | 22270.0128 | 22818.1721 | 23366.9007 | 23907.737
NSW1 | Behind the meter battery | 551.877 | 804.322 | 1024.308 | 1210.452 | 1364.306 | 1497.826 | 1724.841 | 2042.145 | 2372.98 | 2728.353 | 3161.396 | 3582.597 | 3974.635 | 4331.67 | 4638.514 | 4887.035 | 5003.34 | 5060.883 | 5077.624 | 5077.998 | 5080.442 | 5067.991 | 5058.102 | 5033.27 | 5011.559 | 4974.783 | 4941.039
NSW1 | Behind the meter battery pump | 551.877 | 804.322 | 1024.308 | 1210.452 | 1364.306 | 1497.826 | 1724.841 | 2042.145 | 2372.98 | 2728.353 | 3161.396 | 3582.597 | 3974.635 | 4331.67 | 4638.514 | 4887.035 | 5003.34 | 5060.883 | 5077.624 | 5077.998 | 5080.442 | 5067.991 | 5058.102 | 5033.27 | 5011.559 | 4974.783 | 4941.039
Region | Technology | 2023-24 | 2024-25 | 2025-26 | 2026-27 | 2027-28 | 2028-29 | 2029-30 | 2030-31 | 2031-32 | 2032-33 | 2033-34 | 2034-35 | 2035-36 | 2036-37 | 2037-38 | 2038-39 | 2039-40 | 2040-41 | 2041-42 | 2042-43 | 2043-44 | 2044-45 | 2045-46 | 2046-47 | 2047-48 | 2048-49 | 2049-50
QLD1 | Distributed PV | 6248.8361 | 6947.0674 | 7675.3939 | 8329.1378 | 8959.7591 | 9601.5014 | 10257.5206 | 10923.9163 | 11482.7322 | 12062.7058 | 12645.1129 | 13200.5423 | 13720.0122 | 14196.9812 | 14666.6175 | 15133.8037 | 15601.3471 | 16059.6919 | 16507.7851 | 16936.909 | 17361.4807 | 17759.7202 | 18151.2329 | 18530.0201 | 18907.3395 | 19284.6318 | 19645.5083
QLD1 | Behind the meter battery | 394.573 | 630.911 | 861.169 | 1044.6 | 1202.901 | 1345.985 | 1584.437 | 1898.505 | 2160.37 | 2444.34 | 2791.527 | 3133.696 | 3465.114 | 3761.008 | 4025.809 | 4247.882 | 4350.515 | 4399.744 | 4410.491 | 4406.235 | 4406.755 | 4388.948 | 4375.983 | 4347.22 | 4324.124 | 4288.709 | 4255.283
QLD1 | Behind the meter battery pump | 394.573 | 630.911 | 861.169 | 1044.6 | 1202.901 | 1345.985 | 1584.437 | 1898.505 | 2160.37 | 2444.34 | 2791.527 | 3133.696 | 3465.114 | 3761.008 | 4025.809 | 4247.882 | 4350.515 | 4399.744 | 4410.491 | 4406.235 | 4406.755 | 4388.948 | 4375.983 | 4347.22 | 4324.124 | 4288.709 | 4255.283
Region | Technology | 2023-24 | 2024-25 | 2025-26 | 2026-27 | 2027-28 | 2028-29 | 2029-30 | 2030-31 | 2031-32 | 2032-33 | 2033-34 | 2034-35 | 2035-36 | 2036-37 | 2037-38 | 2038-39 | 2039-40 | 2040-41 | 2041-42 | 2042-43 | 2043-44 | 2044-45 | 2045-46 | 2046-47 | 2047-48 | 2048-49 | 2049-50
VIC1 | Distributed PV | 5088.0472 | 5784.8093 | 6517.8103 | 7244.8402 | 7972.8586 | 8440.036 | 8899.9999 | 9361.2525 | 9753.485 | 10152.4267 | 10554.6243 | 10955.7069 | 11336.6884 | 11697.8006 | 12064.3842 | 12436.8983 | 12822.6385 | 13216.1178 | 13604.8437 | 13986.4661 | 14369.4957 | 14748.6326 | 15123.685 | 15496.2621 | 15868.3943 | 16240.828 | 16611.2477
VIC1 | Behind the meter battery | 332.366 | 592.893 | 841.022 | 1068.623 | 1263.973 | 1337.973 | 1465.997 | 1677.258 | 1844.193 | 2011.668 | 2249.247 | 2505.083 | 2754.957 | 2990.166 | 3229.36 | 3404.1 | 3500.948 | 3565.602 | 3605.174 | 3604.675 | 3607.498 | 3598.421 | 3592.641 | 3576.025 | 3563.233 | 3540.764 | 3521.58
VIC1 | Behind the meter battery pump | 332.366 | 592.893 | 841.022 | 1068.623 | 1263.973 | 1337.973 | 1465.997 | 1677.258 | 1844.193 | 2011.668 | 2249.247 | 2505.083 | 2754.957 | 2990.166 | 3229.36 | 3404.1 | 3500.948 | 3565.602 | 3605.174 | 3604.675 | 3607.498 | 3598.421 | 3592.641 | 3576.025 | 3563.233 | 3540.764 | 3521.58
Region | Technology | 2023-24 | 2024-25 | 2025-26 | 2026-27 | 2027-28 | 2028-29 | 2029-30 | 2030-31 | 2031-32 | 2032-33 | 2033-34 | 2034-35 | 2035-36 | 2036-37 | 2037-38 | 2038-39 | 2039-40 | 2040-41 | 2041-42 | 2042-43 | 2043-44 | 2044-45 | 2045-46 | 2046-47 | 2047-48 | 2048-49 | 2049-50
SA1 | Distributed PV | 2721.0736 | 2952.4036 | 3178.229 | 3380.018 | 3575.1143 | 3766.8022 | 3959.2366 | 4151.598 | 4345.6836 | 4540.7188 | 4737.6385 | 4929.8701 | 5109.2393 | 5277.1929 | 5434.8308 | 5590.0872 | 5742.5081 | 5893.3201 | 6037.731 | 6182.434 | 6327.0782 | 6470.3066 | 6608.7163 | 6745.5179 | 6879.6508 | 7013.3702 | 7145.4031
SA1 | Behind the meter battery | 212.581 | 276.144 | 335.754 | 385.712 | 430.437 | 473.619 | 550.521 | 637.233 | 727.4 | 829.162 | 941.165 | 1047.02 | 1145.747 | 1232.744 | 1306.889 | 1367.354 | 1391.833 | 1402.348 | 1404.488 | 1403.319 | 1403.71 | 1400.492 | 1398.408 | 1392.55 | 1387.998 | 1379.539 | 1372.647
SA1 | Behind the meter battery pump | 212.581 | 276.144 | 335.754 | 385.712 | 430.437 | 473.619 | 550.521 | 637.233 | 727.4 | 829.162 | 941.165 | 1047.02 | 1145.747 | 1232.744 | 1306.889 | 1367.354 | 1391.833 | 1402.348 | 1404.488 | 1403.319 | 1403.71 | 1400.492 | 1398.408 | 1392.55 | 1387.998 | 1379.539 | 1372.647
Region | Technology | 2023-24 | 2024-25 | 2025-26 | 2026-27 | 2027-28 | 2028-29 | 2029-30 | 2030-31 | 2031-32 | 2032-33 | 2033-34 | 2034-35 | 2035-36 | 2036-37 | 2037-38 | 2038-39 | 2039-40 | 2040-41 | 2041-42 | 2042-43 | 2043-44 | 2044-45 | 2045-46 | 2046-47 | 2047-48 | 2048-49 | 2049-50
TAS1 | Distributed PV | 324.6353 | 370.2763 | 415.8856 | 458.1536 | 498.5443 | 538.3605 | 578.2282 | 618.3449 | 655.5487 | 693.0354 | 730.4671 | 766.5455 | 800.5998 | 834.4713 | 868.8634 | 903.8188 | 939.3267 | 975.0659 | 1010.4991 | 1045.9641 | 1081.7335 | 1117.566 | 1152.1139 | 1185.8689 | 1218.859 | 1251.1113 | 1282.6985
TAS1 | Behind the meter battery | 41.377 | 59.672 | 76.56 | 90.268 | 101.32 | 110.823 | 127.054 | 149.117 | 170.469 | 195.083 | 222.421 | 249.889 | 276.292 | 300.413 | 321.841 | 339.845 | 348.769 | 354.138 | 357.03 | 358.667 | 360.453 | 360.964 | 361.558 | 360.786 | 360.198 | 358.244 | 356.527
TAS1 | Behind the meter battery pump | 41.377 | 59.672 | 76.56 | 90.268 | 101.32 | 110.823 | 127.054 | 149.117 | 170.469 | 195.083 | 222.421 | 249.889 | 276.292 | 300.413 | 321.841 | 339.845 | 348.769 | 354.138 | 357.03 | 358.667 | 360.453 | 360.964 | 361.558 | 360.786 | 360.198 | 358.244 | 356.527

## WRL_500_REZ Generation
Annual sent-out generation by REZ (GWh) - WRL_500, Step Change Scenario
Note: the REZ generation includes generation from the existing, committed and anticipated renewables mapped to the relevant REZs
Explicitly modelled generation
Region | REZ | REZ Name | Technology | 2023-24 | 2024-25 | 2025-26 | 2026-27 | 2027-28 | 2028-29 | 2029-30 | 2030-31 | 2031-32 | 2032-33 | 2033-34 | 2034-35 | 2035-36 | 2036-37 | 2037-38 | 2038-39 | 2039-40 | 2040-41 | 2041-42 | 2042-43 | 2043-44 | 2044-45 | 2045-46 | 2046-47 | 2047-48 | 2048-49 | 2049-50
QLD | Q1 | Far North QLD | Solar | 0 | 0.00014033 | 0.00015133 | 0.00014971 | 0.00014049 | 0.00012749 | 0.00014326 | 0.00014655 | 0.00013771 | 0.0001527 | 0.00018046 | 0.00017537 | 0.00017138 | 0.00017271 | 0.00019481 | 0.00020966 | 0.00027307 | 0.000252 | 0.0002749 | 0.00030439 | 0.00033491 | 0.00033193 | 0.00032323 | 0.00035112 | 0.0003863 | 0.00044377 | 0.00041951
QLD | Q2 | North Qld Clean Energy Hub | Solar | 222.2323 | 197.2847 | 215.9883 | 213.2035 | 208.627 | 194.1787 | 205.4227 | 199.8004 | 198.4722 | 203.434 | 196.6786 | 190.6843 | 188.8308 | 189.0897 | 67.6177 | 70.4776 | 61.9503 | 58.3016 | 61.5254 | 59.731 | 57.8707 | 56.3281 | 63.3123 | 31.3855 | 31.3931 | 0.00052582 | 0.00052125
QLD | Q3 | Northern Qld | Solar | 1169.5554 | 1050.8343 | 1181.0632 | 1158.0364 | 1097.6028 | 1020.9532 | 1132.8854 | 1129.5822 | 1093.4197 | 1131.746 | 1075.8665 | 1044.7438 | 1023.0247 | 1008.7753 | 1003.6919 | 1089.2583 | 1102.2378 | 980.6588 | 1110.0301 | 1566.1102 | 1316.3631 | 1231.5163 | 1235.0369 | 1981.7474 | 1887.406 | 1982.3275 | 1622.5988
QLD | Q4 | Isaac | Solar | 1573.5737 | 1422.291 | 1552.188 | 1576.8666 | 1497.6988 | 1429.0583 | 1593.3179 | 1576.3751 | 1585.5068 | 1604.3254 | 1528.8099 | 1444.2305 | 1479.8265 | 1453.9961 | 1308.8111 | 1437.2636 | 1258.8677 | 1174.2313 | 1275.4243 | 3961.0287 | 3804.2607 | 3606.36 | 4473.5992 | 7547.9943 | 7894.7451 | 8676.2069 | 7890.2726
QLD | Q5 | Barcaldine | Solar | 35.6917 | 31.29 | 34.2772 | 34.6364 | 34.4429 | 43.4165 | 45.3016 | 44.1221 | 43.9897 | 44.7629 | 43.4049 | 40.7152 | 41.9338 | 42.868 | 85.2476 | 87.8754 | 120.7863 | 115.314 | 123.1557 | 116.0963 | 95.1888 | 93.3113 | 115.7194 | 113.3507 | 114.1196 | 120.1462 | 116.0206
QLD | Q6 | Fitzroy | Solar | 843.4311 | 801.0013 | 898.9457 | 903.6966 | 880.0673 | 759.7502 | 863.7608 | 853.5196 | 1168.371 | 1736.1006 | 2869.1809 | 2759.2754 | 2695.0777 | 2695.8506 | 5984.091 | 7442.6039 | 11677.243 | 15051.4739 | 15695.2969 | 16325.7643 | 15667.7555 | 14928.8277 | 14761.9611 | 13126.9045 | 14042.3477 | 14427.3006 | 14066.5956
QLD | Q7 | Wide Bay | Solar | 1365.0662 | 1214.0582 | 1347.3832 | 1312.0547 | 1282.037 | 1142.339 | 1248.2445 | 1242.0161 | 1316.4103 | 1279.94 | 1256.1169 | 1234.2978 | 1186.4194 | 1202.4927 | 1054.9837 | 1126.7459 | 1017.1897 | 1067.6178 | 1384.6903 | 4864.6144 | 4782.4713 | 4491.6582 | 4524.8049 | 4076.8875 | 3753.0546 | 3937.017 | 3855.885
QLD | Q8 | Darling Downs | Solar | 3387.4101 | 3289.7308 | 3512.3132 | 3637.2766 | 3560.4678 | 3551.8702 | 3861.61 | 5290.5238 | 6283.0011 | 6942.9317 | 9455.921 | 11084.4016 | 11084.0184 | 10798.804 | 9421.1632 | 10462.9054 | 14507.7086 | 14208.9418 | 14188.1285 | 16218.0579 | 16216.3039 | 15535.3182 | 15493.4873 | 12834.4486 | 12714.6612 | 14702.2326 | 17599.4269
QLD | Q9 | Banana | Solar | 0 | 0.00019904 | 0.00038356 | 0.00042345 | 0.00041926 | 0.00086977 | 68.5139 | 122.7711 | 375.3617 | 370.0967 | 417.9596 | 414.1466 | 401.1684 | 403.471 | 476.8175 | 524.3519 | 4349.5073 | 5515.7827 | 5699.662 | 12580.937 | 12255.186 | 11868.784 | 11899.6045 | 10816.095 | 12465.062 | 16242.878 | 17196.87
NSW | N1 | North West NSW | Solar | 435.0306 | 399.8009 | 409.7144 | 435.1265 | 404.5686 | 386.3542 | 405.2942 | 430.4346 | 427.1839 | 440.2258 | 427.5185 | 408.6261 | 411.3512 | 411.3511 | 384.5036 | 366.4451 | 424.8753 | 425.399 | 438.9172 | 407.708 | 404.2059 | 405.9973 | 421.3577 | 399.6861 | 332.9452 | 339.8503 | 326.8396
NSW | N2 | New England | Solar | 1204.6676 | 1174.0957 | 1194.0786 | 1249.3052 | 1222.9804 | 1037.5862 | 1076.0626 | 1739.0333 | 1808.4986 | 1776.4807 | 1825.8679 | 1688.3009 | 1748.3836 | 1724.0982 | 3958.0003 | 3887.0537 | 4265.5372 | 5533.4036 | 5580.2 | 5441.3785 | 4951.6561 | 5173.1748 | 5233.6356 | 4850.459 | 3911.2896 | 4153.985 | 6655.8586
NSW | N3 | Central-West Orana | Solar | 2198.7007 | 2149.6361 | 4132.8395 | 4384.3413 | 4376.8593 | 3759.0991 | 4889.9983 | 8087.9363 | 8197.4523 | 8040.2544 | 9495.9882 | 9439.7105 | 10100.0341 | 9933.0357 | 8874.061 | 10270.3202 | 14645.2963 | 14707.6392 | 14629.9235 | 15045.2696 | 15631.4623 | 16385.4802 | 16348.9498 | 17353.6046 | 19428.8168 | 22681.6915 | 22529.7498
NSW | N4 | Broken Hill | Solar | 107.5908 | 79.9433 | 92.4802 | 103.2225 | 109.5352 | 118.0928 | 113.6344 | 103.1902 | 103.8432 | 107.3941 | 101.793 | 100.0764 | 96.9706 | 102.4534 | 96.1685 | 90.5374 | 275.9722 | 245.1583 | 293.1603 | 368.6089 | 452.8727 | 444.3939 | 505.1601 | 441.0178 | 424.7534 | 454.015 | 481.4516
NSW | N5 | South West NSW | Solar | 1859.1232 | 1596.9164 | 1701.8807 | 2266.43 | 2372.5175 | 2429.2662 | 2397.6091 | 2352.5266 | 2276.2076 | 2443.5895 | 2359.8747 | 2264.814 | 2305.4761 | 2338.503 | 2714.4514 | 2610.233 | 3189.4601 | 3295.969 | 3651.1093 | 3271.2537 | 3183.7633 | 3211.1811 | 3310.9659 | 3202.3017 | 2811.2269 | 2860.141 | 2671.8832
NSW | N6 | Wagga Wagga | Solar | 1566.5975 | 1496.7824 | 1445.5903 | 1545.4814 | 1585.4997 | 2547.9194 | 3787.5146 | 4014.5098 | 3873.0303 | 4044.2188 | 3911.3299 | 3758.5223 | 3937.947 | 3980.6414 | 3534.3995 | 3687.967 | 3626.1417 | 3239.3636 | 6413.9383 | 6060.4148 | 5601.8715 | 5732.5887 | 5746.9419 | 5649.3092 | 5016.8828 | 5070.3445 | 4760.0424
NSW | N7 | Tumut | Solar | 0 | 0 | 0 | 0 | 0 | 0 | 0 | 0 | 0 | 0 | 0 | 0 | 0 | 0 | 0 | 0 | 0 | 0 | 0 | 0 | 0 | 0 | 0 | 0 | 0 | 0 | 0
NSW | N8 | Cooma-Monaro | Solar | 0 | 0 | 0 | 0 | 0 | 0 | 0 | 0 | 0 | 0 | 0 | 0 | 0 | 0 | 0 | 0 | 0 | 0 | 0 | 0 | 0 | 0 | 0 | 0 | 0 | 0 | 0
VIC | V1 | Ovens Murray | Solar | 0 | 0.0004811 | 0.00048414 | 0.0005271 | 0.00050204 | 0.00046216 | 0.00050905 | 0.0014658 | 0.0013337 | 2076.974 | 2075.1526 | 1946.3912 | 2053.8074 | 2026.9083 | 1840.19 | 1902.8038 | 2222.8281 | 1999.9113 | 4827.039 | 4320.085 | 4017.99 | 4648.7217 | 5720.342 | 5760.126 | 5527.259 | 5766.539 | 5486.477
VIC | V2 | Murray River | Solar | 1253.2558 | 1033.0266 | 1084.3721 | 1084.0352 | 1032.9998 | 991.8829 | 965.2663 | 968.5139 | 993.3664 | 1073.2372 | 979.1294 | 966.6972 | 1025.6451 | 1044.5165 | 1010.2055 | 1017.081 | 938.3614 | 1001.4565 | 1047.4008 | 1119.9858 | 1229.6982 | 1272.2629 | 1370.286 | 1272.4015 | 1302.0574 | 1323.764 | 1205.1143
VIC | V3 | Western Victoria | Solar | 0 | 0.00029402 | 0.00031772 | 0.0012879 | 0.0013802 | 0.0011709 | 0.0012749 | 0.0030084 | 0.0028484 | 679.3117 | 641.8873 | 1153.852 | 1290.3054 | 1392.4137 | 1108.1582 | 2070.7032 | 2282.0076 | 2209.6264 | 3894.1807 | 3823.0975 | 4154.4076 | 4526.2741 | 4762.1428 | 3922.4787 | 4037.6489 | 4110.481 | 3788.4203
VIC | V4 | South West Victoria | Solar | 0 | 0 | 0 | 0 | 0 | 0 | 0 | 0 | 0 | 0 | 0 | 0 | 0 | 0 | 0 | 0 | 0 | 0 | 0 | 0 | 0 | 0 | 0 | 0 | 0 | 0 | 0
VIC | V5 | Gippsland | Solar | 0 | 0.00017563 | 0.00021504 | 0.00064757 | 0.00061862 | 0.00052107 | 0.00054415 | 0.00066394 | 0.00062473 | 0.0029719 | 0.0029946 | 883.4598 | 921.0422 | 930.3917 | 754.444 | 783.353 | 3519.7483 | 3492.575 | 4202.3975 | 4343.46 | 4531.423 | 4708.372 | 4707.114 | 3823.2002 | 4001.9177 | 4432.2593 | 4159.8037
VIC | V6 | Central North VIC | Solar | 951.3529 | 853.1307 | 817.5683 | 844.6455 | 848.0152 | 872.6511 | 877.0399 | 853.1111 | 816.242 | 1103.7872 | 1063.3897 | 1066.5866 | 1083.071 | 1146.2491 | 1152.1808 | 1162.8536 | 1131.1461 | 1130.7473 | 1138.3993 | 1609.4661 | 2246.5957 | 2354.6273 | 2638.6868 | 2421.7409 | 2443.1509 | 2538.0911 | 2434.2881
SA | S1 | South East SA | Solar | 326.6983 | 284.7873 | 283.5048 | 276.2196 | 279.8294 | 272.2583 | 271.244 | 252.9583 | 252.8756 | 280.2528 | 273.0373 | 257.9415 | 260.3 | 277.7897 | 242.3479 | 251.3172 | 239.0866 | 205.995 | 161.6247 | 151.719 | 142.8667 | 144.9072 | 150.9967 | 139.9861 | 143.2672 | 146.3118 | 0.0037279
SA | S2 | Riverland | Solar | 46.1321 | 44.3547 | 46.9701 | 44.5143 | 46.115 | 39.5047 | 40.7471 | 41.194 | 30.3039 | 1674.7993 | 1597.604 | 1675.788 | 1706.6728 | 1868.9183 | 1504.022 | 1661.0888 | 1839.8161 | 5372.5322 | 6605.147 | 5825.2844 | 5956.6563 | 5964.1283 | 6863.3726 | 5282.7417 | 5138.3467 | 5368.907 | 5240.698
SA | S3 | Mid-North SA | Solar | 0 | 0.0002903 | 0.00036517 | 0.00035639 | 0.00036535 | 0.00031567 | 0.00034619 | 0.00066344 | 0.00063974 | 0.00078994 | 0.00077936 | 0.0015519 | 0.0014995 | 0.0015727 | 0.0013315 | 0.0013876 | 0.0027125 | 0.0024516 | 0.0025502 | 0.0033312 | 0.16796 | 0.16475 | 0.16965 | 0.1482 | 0.1571 | 0.16473 | 0.15668
SA | S4 | Yorke Peninsula | Solar | 0 | 0 | 0 | 0 | 0 | 0 | 0 | 0 | 0 | 0 | 0 | 0 | 0 | 0 | 0 | 0 | 0 | 0 | 0 | 0 | 0 | 0 | 0 | 0 | 0 | 0 | 0
SA | S5 | Northern SA | Solar | 821.6312 | 693.6569 | 718.7418 | 692.8076 | 690.6995 | 704.3895 | 667.795 | 630.1267 | 645.7413 | 695.2211 | 660.177 | 639.9659 | 648.43 | 696.6495 | 638.062 | 611.0731 | 570.4804 | 728.8632 | 1888.9594 | 2650.4949 | 4338.4039 | 3946.4002 | 4474.1894 | 3678.3857 | 3463.9075 | 3585.4487 | 3381.1416
SA | S6 | Leigh Creek | Solar | 0 | 0.00030848 | 0.00051025 | 0.00056875 | 0.00057571 | 0.00061428 | 0.00069582 | 0.0016919 | 0.0017353 | 0.0017467 | 0.001603 | 0.00318 | 0.003123 | 0.0032679 | 628.4701 | 662.6848 | 824.3987 | 747.2809 | 797.5443 | 811.591 | 3228.647 | 3256.5889 | 3688.4675 | 3333.5657 | 3289.2168 | 3778.1006 | 3772.7534
SA | S7 | Roxby Downs | Solar | 0 | 0.00038494 | 0.00070114 | 0.00069524 | 0.00070081 | 0.00062713 | 0.00064205 | 0.0020346 | 0.002027 | 0.0026699 | 0.0025526 | 1035.2848 | 1046.5543 | 1123.0437 | 1024.9735 | 995.954 | 1057.1936 | 924.3203 | 985.1119 | 937.5432 | 1052.7789 | 1038.8563 | 1135.9974 | 990.581 | 955.8217 | 989.6095 | 969.3372
SA | S8 | Eastern Eyre Peninsula | Solar | 0 | 0.00019778 | 0.00024056 | 0.00022856 | 0.00023997 | 0.00019838 | 0.00022883 | 0.00037556 | 0.00035162 | 0.00041555 | 0.0004221 | 0.00063714 | 0.00060167 | 0.00064675 | 0.000522 | 0.00061645 | 0.0009994 | 0.0008881 | 0.00090828 | 0.0013622 | 0.0016076 | 0.0015248 | 0.0016127 | 0.0013766 | 0.0014771 | 0.0017722 | 0.0016533
SA | S9 | Western Eyre Peninsula | Solar | 0 | 0.00026217 | 0.00036588 | 0.00037066 | 0.00037261 | 0.00032483 | 0.0003502 | 0.00074603 | 0.00072907 | 0.0012515 | 0.0012082 | 0.0022507 | 0.0021714 | 0.0022494 | 0.0019088 | 0.0019793 | 0.030714 | 0.43431 | 0.46743 | 0.90439 | 1.0354 | 0.98895 | 1.0088 | 0.9259 | 0.9574 | 1.009 | 0.97268
TAS | T1 | North East Tasmania | Solar | 0 | 0.00026311 | 0.00026806 | 0.00030343 | 0.00028414 | 0.00024671 | 0.00025066 | 0.00038409 | 0.00035374 | 0.00079872 | 0.00082746 | 0.00314 | 0.0032103 | 0.003004 | 0.0027014 | 0.0027326 | 0.0027127 | 0.0024522 | 0.0026457 | 0.0029377 | 92.7347 | 416.4475 | 402.4828 | 353.9327 | 376.9775 | 491.4693 | 456.1065
TAS | T2 | North West Tasmania | Solar | 0 | 0.0001413 | 0.00013385 | 0.000146 | 0.00014231 | 0.00011887 | 0.00014044 | 0.00018838 | 0.00018316 | 0.00030601 | 0.00033804 | 0.00040251 | 0.00046385 | 0.0004455 | 0.00041702 | 0.00053764 | 0.001173 | 0.00312 | 0.003339 | 0.0037775 | 0.0035524 | 0.0038481 | 0.0039396 | 0.0033473 | 0.0035646 | 0.0037664 | 0.0031985
TAS | T3 | Central Highlands | Solar | 0 | 0.000168 | 0.0001634 | 0.00018119 | 0.00018136 | 0.00015124 | 0.00015434 | 0.00021943 | 0.00022199 | 0.0003677 | 0.00039008 | 0.00052531 | 0.00055975 | 0.0005527 | 0.00060892 | 0.00059878 | 0.00072993 | 0.00066627 | 0.00072448 | 0.00099134 | 0.0012858 | 0.0084921 | 0.00895 | 0.0074557 | 0.0073593 | 3.6568 | 3.4112
Region | REZ | REZ Name | Technology | 2023-24 | 2024-25 | 2025-26 | 2026-27 | 2027-28 | 2028-29 | 2029-30 | 2030-31 | 2031-32 | 2032-33 | 2033-34 | 2034-35 | 2035-36 | 2036-37 | 2037-38 | 2038-39 | 2039-40 | 2040-41 | 2041-42 | 2042-43 | 2043-44 | 2044-45 | 2045-46 | 2046-47 | 2047-48 | 2048-49 | 2049-50
QLD | Q1 | Far North QLD | Wind | 1301.4746 | 3067.7857 | 3324.028 | 3460.8139 | 3553.24 | 3355.6245 | 3470.4335 | 3800.4297 | 3809.6485 | 3860.7402 | 3365.2211 | 3469.1834 | 3611.2683 | 3719.694 | 4577.0298 | 4760.9586 | 4712.8967 | 5032.2455 | 5090.4463 | 4600.6942 | 4686.0347 | 4821.5464 | 4973.8522 | 4777.7962 | 4921.8762 | 4978.7187 | 6548.7864
QLD | Q2 | North Qld Clean Energy Hub | Wind | 132.1627 | 139.6686 | 160.1295 | 167.6118 | 170.9103 | 2837.9471 | 2755.904 | 2690.3263 | 2742.956 | 2603.4473 | 2401.9886 | 2646.1594 | 2687.8562 | 2748.6107 | 2852.4811 | 2799.9441 | 2660.8069 | 2616.8816 | 2538.1692 | 2306.0245 | 3837.1696 | 3852.2105 | 3793.3252 | 3919.0991 | 3803.6987 | 3734.1918 | 3676.0803
QLD | Q3 | Northern Qld | Wind | 0 | 0 | 0 | 0 | 0 | 0 | 0 | 0 | 0 | 0 | 0 | 0 | 0 | 0 | 0 | 0 | 0 | 0 | 0 | 0 | 0 | 0 | 0 | 0 | 0 | 0 | 0
QLD | Q4 | Isaac | Wind | 0 | 0.0012786 | 0.0013688 | 0.0013158 | 0.0039503 | 3097.666 | 3055.1316 | 3210.9549 | 3227.6802 | 3025.3873 | 2846.6263 | 2883.9043 | 2678.5089 | 3062.0726 | 2901.313 | 2886.257 | 2930.2557 | 2855.7749 | 2748.1096 | 2636.1843 | 2597.7373 | 2398.7228 | 2756.7584 | 3338.4918 | 3255.0782 | 3499.4312 | 3489.8637
QLD | Q5 | Barcaldine | Wind | 0 | 0.0011874 | 0.001266 | 0.0025452 | 0.0074911 | 0.011552 | 0.011428 | 235.6292 | 268.1515 | 282.2243 | 288.5572 | 300.2303 | 295.104 | 306.0211 | 272.4363 | 269.3689 | 271.2796 | 279.1444 | 293.7144 | 280.3835 | 316.0694 | 309.3764 | 316.4368 | 283.9746 | 277.0374 | 291.5931 | 292.8292
QLD | Q6 | Fitzroy | Wind | 0 | 0.0049438 | 0.0051361 | 1579.5585 | 2971.5373 | 3601.4448 | 3629.5141 | 3808.4296 | 3724.3659 | 3581.6269 | 4472.5638 | 4526.9956 | 4295.9718 | 4721.4673 | 10332.5694 | 10162.7846 | 9794.4357 | 9079.6013 | 9196.2361 | 8766.6284 | 8905.355 | 8333.9006 | 9043.9592 | 10784.0166 | 10437.7435 | 10596.4216 | 9803.32
QLD | Q7 | Wide Bay | Wind | 0 | 0.00087915 | 0.00089755 | 0.00098013 | 0.0011125 | 474.3631 | 460.0975 | 450.0207 | 395.3659 | 432.2749 | 407.7811 | 402.8674 | 391.2717 | 405.615 | 439.1242 | 437.1502 | 419.0381 | 354.2147 | 394.8317 | 382.5129 | 377.2053 | 365.105 | 378.924 | 1200.5638 | 2578.0471 | 2637.5167 | 2322.5194
QLD | Q8 | Darling Downs | Wind | 2604.3917 | 4623.9799 | 4789.27 | 4793.8964 | 7653.2209 | 9533.2845 | 9441.7336 | 14094.0246 | 13633.9042 | 17855.4024 | 18927.0711 | 18267.7151 | 18021.6434 | 19049.7557 | 18818.1916 | 18432.1656 | 18417.7566 | 17255.1368 | 17975.2964 | 20318.1609 | 19714.2988 | 18107.2087 | 18975.5924 | 25041.3856 | 24158.5837 | 25762.028 | 23855.2485
QLD | Q9 | Banana | Wind | 0 | 0.00075052 | 0.0007951 | 0.00091498 | 0.0015002 | 665.298 | 630.9176 | 649.1995 | 609.9596 | 616.7814 | 577.093 | 577.2917 | 580.1351 | 613.734 | 612.7155 | 598.3149 | 617.1225 | 860.0171 | 2101.018 | 2019.0947 | 2254.3689 | 2255.6217 | 2400.7485 | 4329.7727 | 4142.7177 | 4344.6609 | 3991.7135
NSW | N1 | North West NSW | Wind | 0 | 0 | 0 | 0 | 0 | 0 | 0 | 0 | 0 | 0 | 0 | 0 | 0 | 0 | 0 | 0 | 0 | 0 | 0 | 0 | 0 | 0 | 0 | 0 | 0 | 0 | 0
NSW | N2 | New England | Wind | 1498.3121 | 1259.0763 | 1307.3991 | 1376.8138 | 10292.423 | 13997.1506 | 12880.4796 | 12988.1387 | 12270.9338 | 12910.2892 | 12239.0161 | 12485.6262 | 17755.7587 | 19625.4633 | 22392.0469 | 20140.4958 | 20040.0133 | 17782.4481 | 19632.2876 | 19054.3392 | 18743.433 | 19240.125 | 19627.727 | 21276.88 | 18020.8438 | 18216.3886 | 15851.2866
NSW | N3 | Central-West Orana | Wind | 382.8435 | 6852.0626 | 6600.7685 | 9493.0338 | 11042.3394 | 11113.9831 | 11722.5762 | 12407.0437 | 12020.6532 | 13970.4073 | 15955.6156 | 15526.004 | 16218.9148 | 16577.6567 | 16761.9712 | 16488.0698 | 16195.9531 | 15583.0777 | 15984.1615 | 18382.9602 | 21033.9774 | 21871.8901 | 22500.5593 | 25652.1975 | 29299.6596 | 28424.769 | 27113.9711
NSW | N4 | Broken Hill | Wind | 632.6119 | 555.4978 | 584.0609 | 634.0637 | 641.3332 | 625.1448 | 639.1271 | 809.4977 | 818.002 | 798.7588 | 773.9844 | 756.0595 | 799.8551 | 792.0219 | 750.0451 | 758.7002 | 738.185 | 728.3237 | 716.981 | 712.4892 | 587.163 | 640.2053 | 635.8885 | 680.1654 | 680.2482 | 675.0209 | 713.8749
NSW | N5 | South West NSW | Wind | 0 | 0.00017052 | 0.0012838 | 0.001302 | 0.0013048 | 0.0012735 | 0.0017448 | 0.0024802 | 0.0025935 | 0.002614 | 0.0034446 | 0.0030591 | 0.003188 | 0.0032572 | 0.0030102 | 0.0030871 | 0.0028951 | 0.0059723 | 0.0056357 | 824.1473 | 742.5805 | 829.7018 | 843.3848 | 802.0216 | 769.1487 | 727.3321 | 775.7771
NSW | N6 | Wagga Wagga | Wind | 0 | 0.00058838 | 0.00055561 | 0.00063429 | 0.00075371 | 0.00089131 | 0.0014197 | 0.0018657 | 0.0019049 | 0.0017838 | 0.0019689 | 0.0017215 | 0.0017267 | 0.0018501 | 0.0016692 | 0.0018394 | 0.0017696 | 0.0030962 | 0.0028615 | 0.0061078 | 0.0052761 | 0.0054579 | 0.0063292 | 0.0058373 | 383.5441 | 380.6842 | 673.123
NSW | N7 | Tumut | Wind | 0 | 0 | 0 | 0 | 0 | 0 | 0 | 0 | 0 | 0 | 0 | 0 | 0 | 0 | 0 | 0 | 0 | 0 | 0 | 0 | 0 | 0 | 0 | 0 | 0 | 0 | 0
NSW | N8 | Cooma-Monaro | Wind | 327.3668 | 1235.7986 | 1365.9633 | 1406.8116 | 1396.068 | 1360.9624 | 1372.2129 | 1455.8565 | 1479.9684 | 1346.3257 | 1373.4328 | 1387.8596 | 1410.1624 | 1386.316 | 1343.5521 | 1365.692 | 1486.632 | 2825.505 | 2630.703 | 2672.3458 | 2641.4003 | 2716.4558 | 2635.776 | 2596.6357 | 2587.8669 | 2711.7793 | 2635.8026
VIC | V1 | Ovens Murray | Wind | 0 | 0 | 0 | 0 | 0 | 0 | 0 | 0 | 0 | 0 | 0 | 0 | 0 | 0 | 0 | 0 | 0 | 0 | 0 | 0 | 0 | 0 | 0 | 0 | 0 | 0 | 0
VIC | V2 | Murray River | Wind | 0 | 0 | 0 | 0 | 0 | 0 | 0 | 0 | 0 | 0 | 0 | 0 | 0 | 0 | 0 | 0 | 0 | 0 | 0 | 0 | 0 | 0 | 0 | 0 | 0 | 0 | 0
VIC | V3 | Western Victoria | Wind | 3823.229 | 3671.346 | 3699.3901 | 3762.4169 | 6521.7374 | 7278.4231 | 7648.6821 | 7105.7536 | 7929.1215 | 7400.1974 | 7031.764 | 6369.5737 | 6719.3508 | 7102.8988 | 7506.9058 | 7863.1225 | 7242.6229 | 8087.9662 | 7073.774 | 7266.4726 | 6940.6149 | 6676.845 | 7452.7443 | 8738.6707 | 8886.9479 | 8628.0486 | 9062.7542
VIC | V4 | South West Victoria | Wind | 5852.1783 | 7022.5469 | 7355.7126 | 8962.7305 | 9106.6405 | 8314.5112 | 9080.2347 | 9175.0633 | 10349.7693 | 9415.6788 | 14526.7655 | 14628.2097 | 15215.9914 | 16170.5928 | 15784.8584 | 16431.0358 | 15427.2252 | 16782.5635 | 14991.3847 | 15640.7754 | 15199.1729 | 15540.3048 | 13616.908 | 12403.0519 | 13368.0452 | 12486.6655 | 13912.1148
VIC | V5 | Gippsland | Wind | 0 | 1670.9302 | 1669.9492 | 1666.0884 | 1666.2324 | 1616.9269 | 3425.9103 | 5603.453 | 6420.6947 | 6044.913 | 6199.9769 | 5977.221 | 6162.5958 | 6118.4749 | 5836.9266 | 6168.8262 | 5892.598 | 6686.4854 | 6020.2637 | 6231.6356 | 6111.9379 | 6250.3476 | 6175.3789 | 5893.5073 | 6273.7601 | 6025.7076 | 6821.8134
VIC | V6 | Central North VIC | Wind | 0 | 0.0013086 | 0.0012309 | 0.0024242 | 0.0024243 | 0.0027862 | 0.0027659 | 549.6719 | 564.8609 | 1098.0869 | 1067.9554 | 967.2033 | 1044.3177 | 1085.4099 | 1367.6523 | 1644.1755 | 1778.1792 | 1848.7707 | 1837.79 | 3180.6988 | 2797.3612 | 3544.5172 | 3887.9669 | 3671.9493 | 3518.3302 | 3581.3083 | 3725.0383
SA | S1 | South East SA | Wind | 732.7512 | 2038.6607 | 1980.5024 | 3116.1223 | 3067.7572 | 2840.0728 | 3071.7335 | 2748.5984 | 3239.4498 | 2928.564 | 3292.2942 | 2984.342 | 3173.7706 | 3237.8938 | 2916.9173 | 3232.0031 | 2945.5563 | 3286.5979 | 2936.4405 | 3560.68 | 3340.1294 | 3618.2599 | 3745.1206 | 3363.2033 | 3574.138 | 3295.8872 | 3722.5231
SA | S2 | Riverland | Wind | 0 | 0.0007534 | 0.00070657 | 0.0010574 | 0.00099202 | 0.0009395 | 0.0011652 | 0.0015325 | 0.001612 | 0.0016207 | 0.0020541 | 0.0018364 | 0.0021204 | 0.0020682 | 0.0019312 | 0.0024302 | 0.0022692 | 0.0023201 | 0.0020118 | 0.0027978 | 0.0024962 | 0.0031281 | 0.0034334 | 0.0031921 | 0.0041066 | 0.0044215 | 0.0046865
SA | S3 | Mid-North SA | Wind | 4100.8412 | 4023.3505 | 3833.6924 | 4279.832 | 4239.5825 | 6505.9223 | 6563.7979 | 6304.3287 | 6649.3392 | 6352.1153 | 6213.6404 | 5556.3802 | 6178.1976 | 5740.2581 | 6445.282 | 6445.5622 | 5886.1497 | 6019.6856 | 5787.8356 | 7051.5958 | 5881.0046 | 6678.5731 | 6363.1581 | 6037.269 | 7433.1545 | 8419.3781 | 9813.6242
SA | S4 | Yorke Peninsula | Wind | 242.5012 | 224.0268 | 217.7057 | 286.5894 | 291.3691 | 279.0806 | 302.712 | 278.7044 | 317.4681 | 288.1885 | 306.5674 | 268.6566 | 297.0991 | 315.6383 | 282.2356 | 293.8544 | 267.4543 | 293.8183 | 261.8213 | 279.2355 | 252.0285 | 278.4658 | 294.4831 | 250.4939 | 260.3548 | 239.4272 | 256.0665
SA | S5 | Northern SA | Wind | 1290.9501 | 1255.0235 | 1260.2173 | 1341.1297 | 1348.2405 | 1267.1362 | 1261.4016 | 1248.6782 | 1280.6279 | 1182.3665 | 1224.1106 | 1172.9132 | 1287.2905 | 1332.4594 | 1197.3449 | 1203.7249 | 1205.7803 | 1183.4666 | 1076.6734 | 1113.4039 | 1086.3019 | 1184.3361 | 577.8097 | 452.8176 | 447.1338 | 462.355 | 486.3181
SA | S6 | Leigh Creek | Wind | 0 | 0.001801 | 0.0017655 | 0.0024242 | 0.002258 | 0.0081892 | 0.0089788 | 0.0086159 | 0.0079121 | 0.0083182 | 0.0077259 | 0.0072875 | 0.0076227 | 0.0076065 | 1890.6751 | 1866.4104 | 1767.755 | 1676.8615 | 1689.344 | 1613.725 | 1604.8564 | 1922.9608 | 1873.8968 | 6669.186 | 6828.193 | 6552.1131 | 6133.3969
SA | S7 | Roxby Downs | Wind | 0 | 0 | 0 | 0 | 0 | 0 | 0 | 0 | 0 | 0 | 0 | 0 | 0 | 0 | 0 | 0 | 0 | 0 | 0 | 0 | 0 | 0 | 0 | 0 | 0 | 0 | 0
SA | S8 | Eastern Eyre Peninsula | Wind | 312.3628 | 294.3175 | 299.398 | 342.7377 | 337.0132 | 344.7403 | 346.4081 | 460.3243 | 474.3873 | 432.1171 | 440.8479 | 401.3676 | 592.8206 | 620.8882 | 553.5892 | 571.2565 | 544.7916 | 565.6534 | 521.5249 | 539.4226 | 484.6844 | 911.8263 | 950.7423 | 850.1596 | 870.4858 | 824.3694 | 850.3172
SA | S9 | Western Eyre Peninsula | Wind | 0 | 0.0017598 | 0.0016752 | 0.0041191 | 0.0040966 | 0.0037815 | 0.0038406 | 0.02263 | 0.023493 | 0.021748 | 0.022428 | 0.020217 | 3.3687 | 3.5518 | 3.1773 | 3.1902 | 3.1129 | 3.1622 | 2.9065 | 3.0757 | 2.8308 | 3.169 | 3.2649 | 2.879 | 2.8998 | 2.8145 | 2.8378
TAS | T1 | North East Tasmania | Wind | 500.7796 | 718.0511 | 797.3092 | 752.0425 | 783.8175 | 735.8777 | 675.351 | 663.2081 | 719.2869 | 911.1301 | 912.2352 | 968.386 | 915.9592 | 999.0997 | 932.6308 | 883.0845 | 861.963 | 927.4409 | 903.8234 | 918.3882 | 992.7482 | 907.6371 | 968.6706 | 910.8108 | 859.8342 | 816.8945 | 892.0578
TAS | T2 | North West Tasmania | Wind | 877.2253 | 838.2405 | 891.4831 | 952.9273 | 960.517 | 1362.3485 | 1305.9067 | 1247.9694 | 4655.0863 | 5930.4586 | 5659.3458 | 5711.4428 | 5865.0897 | 6009.8716 | 5870.7879 | 5686.4824 | 5503.8703 | 6022.2287 | 5919.4974 | 5691.2306 | 5819.1985 | 6013.6258 | 6091.5215 | 5955.4375 | 5763.5001 | 5602.7614 | 6124.1632
TAS | T3 | Central Highlands | Wind | 491.2283 | 2967.3195 | 3141.5019 | 3496.5488 | 4203.577 | 3963.2279 | 5976.1354 | 5901.2261 | 6428.6564 | 6239.1421 | 5903.9307 | 6113.8234 | 6173.368 | 6519.9585 | 6203.2055 | 6069.1992 | 5952.1146 | 6418.8138 | 6229.1748 | 5933.2724 | 6231.4779 | 5853.0527 | 6100.952 | 6361.6904 | 6189.9436 | 6096.2828 | 6518.2598
Region | REZ | REZ Name | Technology | 2023-24 | 2024-25 | 2025-26 | 2026-27 | 2027-28 | 2028-29 | 2029-30 | 2030-31 | 2031-32 | 2032-33 | 2033-34 | 2034-35 | 2035-36 | 2036-37 | 2037-38 | 2038-39 | 2039-40 | 2040-41 | 2041-42 | 2042-43 | 2043-44 | 2044-45 | 2045-46 | 2046-47 | 2047-48 | 2048-49 | 2049-50
NSW | O1 | Hunter Coast | Offshore Wind | 0 | 0 | 0 | 7.7192e-05 | 8.2382e-05 | 9.6751e-05 | 8.7649e-05 | 0.00012003 | 0.00011154 | 0.000123 | 0.00017029 | 0.00017612 | 0.0001757 | 0.00018629 | 0.00021286 | 0.00018241 | 0.00027095 | 0.00025342 | 0.00025516 | 0.00046692 | 0.00045745 | 0.00045338 | 0.00045598 | 0.00056312 | 0.00048011 | 0.00066332 | 0.00059647
NSW | O2 | Illawarra Coast | Offshore Wind | 0 | 0 | 0 | 7.6443e-05 | 7.9614e-05 | 9.1859e-05 | 8.9918e-05 | 0.00012913 | 0.00012515 | 0.00012559 | 0.00018135 | 0.00017239 | 0.00017109 | 0.0001735 | 0.00020607 | 0.00018642 | 0.00030749 | 0.00031046 | 0.00029341 | 0.00045602 | 0.0004351 | 0.00042626 | 0.00041435 | 0.00056943 | 0.00051439 | 0.00090053 | 0.00086189
VIC | O3 | Gippsland Coast | Offshore Wind | 0 | 0 | 0 | 9.4491e-05 | 9.1926e-05 | 9.5733e-05 | 0.00011328 | 0.00012104 | 0.00014325 | 0.00014336 | 0.00017077 | 0.00018733 | 0.00017844 | 0.00019993 | 0.00025354 | 0.00029801 | 0.00028837 | 0.00043652 | 0.0003908 | 0.00099479 | 0.0010983 | 0.0010594 | 0.0018173 | 1703.6237 | 2446.1252 | 2347.9421 | 3413.7268
TAS | O4 | North West Tasmania Coast | Offshore Wind | 0 | 0 | 0 | 7.2754e-05 | 8.2863e-05 | 9.0032e-05 | 0.00010242 | 0.00010043 | 0.00012583 | 0.00013113 | 0.0001424 | 0.00015625 | 0.00016057 | 0.00017871 | 0.00020518 | 0.00023955 | 0.00022735 | 0.00026816 | 0.00025624 | 0.00026704 | 0.00026567 | 0.00028108 | 0.00030039 | 0.00034704 | 0.00039206 | 0.00038368 | 0.00037434
VIC | O5 | Portland Coast | Offshore Wind | 0 | 0 | 0 | 7.9795e-05 | 8.2402e-05 | 8.2136e-05 | 0.00010828 | 0.00011412 | 0.00012653 | 0.00012124 | 0.00013649 | 0.00015024 | 0.00014443 | 0.00017475 | 0.00017116 | 0.00025616 | 0.00026748 | 0.00033315 | 0.00028788 | 0.00043435 | 0.00062411 | 0.00058722 | 0.0037256 | 0.0034267 | 1775.329 | 1658.9222 | 1859.1562
SA | O6 | South East SA Coast | Offshore Wind | 0 | 0 | 0 | 7.0949e-05 | 7.7056e-05 | 7.818e-05 | 0.00010029 | 0.00010366 | 0.00012395 | 0.00011708 | 0.00013701 | 0.00013359 | 0.00013913 | 0.00016084 | 0.00015709 | 0.00019686 | 0.00021955 | 0.00026399 | 0.00022257 | 0.00024186 | 0.00025735 | 0.00025585 | 0.00029475 | 0.00028325 | 0.00036242 | 0.00037929 | 0.00043071

## WRL_500_REZ Capacity
Installed capacity by REZ (MW) - WRL_500, Step Change Scenario
Capacity calculated on 1 July. In early study years some wind and solar projects enter later in the financial year and are therefore reflected in the following financial year's capacity.
Note: the REZ capacity includes capacity from the existing, committed and anticipated renewables mapped to the relevant REZs
Explicitly modelled generation
Region | REZ | REZ Name | Technology | 2023-24 | 2024-25 | 2025-26 | 2026-27 | 2027-28 | 2028-29 | 2029-30 | 2030-31 | 2031-32 | 2032-33 | 2033-34 | 2034-35 | 2035-36 | 2036-37 | 2037-38 | 2038-39 | 2039-40 | 2040-41 | 2041-42 | 2042-43 | 2043-44 | 2044-45 | 2045-46 | 2046-47 | 2047-48 | 2048-49 | 2049-50
QLD | Q1 | Far North QLD | Solar | 0 | 0 | 0 | 0 | 0 | 0 | 0 | 0 | 0 | 0 | 0.00011287 | 0.00011417 | 0.00011437 | 0.00011936 | 0.00014998 | 0.00015105 | 0.00019495 | 0.00019529 | 0.00019573 | 0.00021839 | 0.0002419 | 0.00024233 | 0.00024417 | 0.00030362 | 0.00030409 | 0.0003349 | 0.00033557
QLD | Q2 | North Qld Clean Energy Hub | Solar | 83 | 83.0001 | 83.0001 | 83.0001 | 83.0001 | 83.0001 | 83.0001 | 83.0001 | 83.0001 | 83.0001 | 83.0001 | 83.0001 | 83.0001 | 83.0001 | 33.0002 | 33.0002 | 33.0002 | 33.0002 | 33.0002 | 33.0003 | 33.0003 | 33.0003 | 33.0003 | 18.0003 | 18.0003 | 0.00036448 | 0.00036533
QLD | Q3 | Northern Qld | Solar | 513.997 | 513.9971 | 513.9972 | 513.9972 | 513.9972 | 513.9988 | 513.9988 | 513.9988 | 513.9988 | 513.9988 | 513.9988 | 513.9988 | 513.9988 | 513.9988 | 569.8869 | 569.8869 | 663.3296 | 663.3296 | 663.3296 | 935.2397 | 807.2397 | 807.2397 | 807.2397 | 1522.2793 | 1411.8793 | 1411.8793 | 1279.2823
QLD | Q4 | Isaac | Solar | 684.9 | 684.9001 | 684.9002 | 684.9002 | 684.9002 | 684.9006 | 684.9006 | 684.9007 | 684.9007 | 684.9011 | 684.9011 | 684.9011 | 684.9011 | 684.9011 | 684.9016 | 684.902 | 684.9069 | 684.9069 | 684.9069 | 2157.7665 | 2157.7666 | 2115.2666 | 2672.6216 | 4898.1417 | 4898.1417 | 5276.581 | 5119.081
QLD | Q5 | Barcaldine | Solar | 14 | 14.0001 | 14.0002 | 14.0002 | 14.0002 | 19.8343 | 19.8343 | 19.8343 | 19.8343 | 19.8343 | 19.8343 | 19.8343 | 19.8343 | 19.8343 | 46.0559 | 46.0559 | 73.7337 | 73.7337 | 73.7337 | 73.7338 | 62.3458 | 62.3458 | 78.6252 | 89.999 | 89.999 | 89.9991 | 89.9991
QLD | Q6 | Fitzroy | Solar | 401.5 | 401.5001 | 401.5002 | 401.5002 | 401.5002 | 401.5005 | 401.501 | 401.5013 | 530.2809 | 788.2448 | 1261.7611 | 1261.7611 | 1261.7611 | 1261.7611 | 3242.053 | 3556.6768 | 6052.1104 | 7934.4995 | 7934.4995 | 7934.5 | 7934.5 | 7934.5 | 7934.5 | 7934.5 | 7934.5 | 7934.5 | 7934.5044
QLD | Q7 | Wide Bay | Solar | 619.03 | 619.0301 | 619.0301 | 619.0302 | 619.0302 | 619.0303 | 619.0303 | 619.0304 | 619.0306 | 619.0308 | 619.0308 | 619.0308 | 619.0308 | 619.0309 | 619.0395 | 619.0395 | 650.8934 | 732.2877 | 878.6927 | 2819.03 | 2819.03 | 2819.03 | 2819.03 | 2819.03 | 2596.53 | 2596.53 | 2618.723
QLD | Q8 | Darling Downs | Solar | 1330.558 | 1476.5581 | 1476.5582 | 1476.5582 | 1476.5582 | 1680.3949 | 1680.3949 | 2347.9474 | 2650.1422 | 3057.085 | 4185.354 | 4992.1967 | 4992.1967 | 4871.1967 | 5124.3402 | 5124.3402 | 7525.379 | 7525.379 | 7525.379 | 8347.558 | 8322.558 | 8163.958 | 8131.854 | 7882.5 | 7482.5 | 7968.0005 | 10090.381
QLD | Q9 | Banana | Solar | 0 | 0.00011854 | 0.00019353 | 0.00021719 | 0.00021894 | 0.0004993 | 32.048 | 58.7038 | 169.4333 | 169.4333 | 195.5274 | 195.5274 | 195.5274 | 195.5274 | 276.3339 | 276.3339 | 2329.7563 | 2958.3984 | 2958.3984 | 6100 | 6100 | 6100 | 6184.662 | 6399.1357 | 6932.8975 | 8589.729 | 9148.772
NSW | N1 | North West NSW | Solar | 166 | 166.0002 | 166.0003 | 166.0003 | 166.0071 | 173.0614 | 181.5886 | 187.9436 | 187.9436 | 189.6139 | 189.6139 | 189.6139 | 189.6139 | 189.6139 | 202.3737 | 202.4272 | 238.9399 | 256.7052 | 258.9667 | 258.9667 | 268.509 | 268.509 | 268.509 | 275.3665 | 275.647 | 275.647 | 275.6471
NSW | N2 | New England | Solar | 555 | 555.0002 | 555.0002 | 555.0002 | 555.0007 | 555.0007 | 555.0013 | 871.9862 | 871.9862 | 871.9862 | 871.9864 | 871.9864 | 871.9864 | 871.9866 | 2477.3033 | 2477.3035 | 2569.5157 | 3540.0002 | 3540.0002 | 3540.0007 | 3520.0007 | 3520.0007 | 3520.0007 | 3723.2278 | 3723.2278 | 3723.2278 | 6537.492
NSW | N3 | Central-West Orana | Solar | 826.979 | 906.9809 | 1772.0341 | 1772.0341 | 1772.0341 | 1772.0341 | 2268.514 | 3526.9648 | 3526.9648 | 3526.9648 | 4237.683 | 4237.683 | 4237.683 | 4237.683 | 4523.4404 | 5127.608 | 7052.21 | 7052.21 | 7052.21 | 7654.954 | 7873.841 | 7873.841 | 7873.8417 | 9783.428 | 11092.973 | 11846.757 | 11643.717
NSW | N4 | Broken Hill | Solar | 53 | 53 | 53.0001 | 53.0002 | 53.0002 | 53.0003 | 53.0005 | 53.0006 | 53.0006 | 53.0006 | 53.0006 | 53.0011 | 53.0011 | 53.0011 | 53.0021 | 53.0194 | 181.0421 | 203.9148 | 203.9148 | 262.5308 | 323.4634 | 323.4634 | 323.4634 | 323.4634 | 323.4635 | 329.7718 | 330.5457
NSW | N5 | South West NSW | Solar | 1246.4 | 1500.5 | 1500.546 | 1500.546 | 1500.546 | 1500.5461 | 1500.5462 | 1500.5462 | 1500.5462 | 1500.5552 | 1500.5552 | 1500.5552 | 1500.5552 | 1500.5552 | 1673.0892 | 1570.6622 | 1926.4963 | 2280.7281 | 2280.7281 | 2280.7281 | 2280.7281 | 2280.7281 | 2280.7281 | 2280.7281 | 2280.7281 | 2280.7281 | 2096.429
NSW | N6 | Wagga Wagga | Solar | 302.672 | 682.6721 | 682.6722 | 682.6722 | 682.6722 | 1221.6848 | 1710.672 | 1710.672 | 1710.672 | 1710.672 | 1710.672 | 1710.672 | 1710.672 | 1710.672 | 1710.672 | 1710.6721 | 1710.6721 | 1710.6727 | 3336.9012 | 3336.9012 | 3336.9012 | 3336.9012 | 3336.9012 | 3336.9012 | 3336.9012 | 3336.9012 | 3336.9012
NSW | N7 | Tumut | Solar | 0 | 0 | 0 | 0 | 0 | 0 | 0 | 0 | 0 | 0 | 0 | 0 | 0 | 0 | 0 | 0 | 0 | 0 | 0 | 0 | 0 | 0 | 0 | 0 | 0 | 0 | 0
NSW | N8 | Cooma-Monaro | Solar | 0 | 0 | 0 | 0 | 0 | 0 | 0 | 0 | 0 | 0 | 0 | 0 | 0 | 0 | 0 | 0 | 0 | 0 | 0 | 0 | 0 | 0 | 0 | 0 | 0 | 0 | 0
VIC | V1 | Ovens Murray | Solar | 0 | 0.00029778 | 0.00029924 | 0.0003161 | 0.00031618 | 0.00031813 | 0.00032935 | 0.00087672 | 0.00087691 | 1000 | 1000 | 1000 | 1000 | 1000 | 1000 | 1000.0002 | 1188.9912 | 1188.9913 | 2641.514 | 2641.514 | 2641.514 | 2641.514 | 3342.758 | 3848.8494 | 3848.8494 | 3848.8494 | 3848.8494
VIC | V2 | Murray River | Solar | 679.093 | 679.0931 | 679.0931 | 679.0931 | 679.0931 | 679.0931 | 679.0931 | 679.0932 | 679.0932 | 679.0932 | 679.0932 | 679.0934 | 679.0934 | 679.0934 | 679.0935 | 679.0938 | 679.0962 | 679.0962 | 679.0962 | 764.3762 | 829.4127 | 829.4127 | 798.3097 | 824.0108 | 824.0108 | 828.6388 | 788.5574
VIC | V3 | Western Victoria | Solar | 0 | 0.0002252 | 0.00023509 | 0.00084548 | 0.00085535 | 0.00085769 | 0.00086516 | 0.0019587 | 0.0019592 | 400.0001 | 400.0001 | 722.7278 | 794.7134 | 794.7135 | 796.1518 | 1437.8725 | 1655.1106 | 1655.1106 | 2773.1636 | 2773.1636 | 3033.306 | 3033.306 | 3033.306 | 3033.306 | 3033.306 | 3033.3061 | 3033.3061
VIC | V4 | South West Victoria | Solar | 0 | 0 | 0 | 0 | 0 | 0 | 0 | 0 | 0 | 0 | 0 | 0 | 0 | 0 | 0 | 0 | 0 | 0 | 0 | 0 | 0 | 0 | 0 | 0 | 0 | 0 | 0
VIC | V5 | Gippsland | Solar | 0 | 0.00014246 | 0.00015756 | 0.0004383 | 0.00043833 | 0.00043851 | 0.00044155 | 0.00049435 | 0.00049511 | 0.0021364 | 0.0021388 | 500 | 500 | 500.0001 | 500.0001 | 500.0002 | 2035.5354 | 2152.1682 | 2474 | 2474 | 2474 | 2474 | 2474 | 2474 | 2474 | 2474 | 2474
VIC | V6 | Central North VIC | Solar | 402.48 | 402.4802 | 402.4802 | 402.4804 | 402.4804 | 402.4804 | 402.4804 | 402.4811 | 402.4811 | 555.9686 | 555.9686 | 595.0956 | 595.0956 | 624.8039 | 649.229 | 713.6455 | 766.2937 | 766.2938 | 766.2938 | 1102.5127 | 1918.8266 | 1808.3466 | 1834.9587 | 1942.3083 | 1942.3083 | 1992 | 1992
SA | S1 | South East SA | Solar | 155.16 | 155.1602 | 155.1602 | 155.1602 | 155.1602 | 155.1602 | 155.1602 | 155.1603 | 155.1603 | 155.1606 | 155.1606 | 155.1607 | 155.1607 | 155.1607 | 155.1607 | 155.161 | 155.1613 | 155.1616 | 108.0033 | 108.0033 | 108.0033 | 108.0033 | 108.0033 | 108.0033 | 108.0033 | 108.0033 | 0.0033296
SA | S2 | Riverland | Solar | 25.26 | 25.2602 | 25.2603 | 25.2603 | 25.2603 | 25.2603 | 25.2603 | 25.2607 | 19.1407 | 855.1545 | 855.1545 | 923.1216 | 923.1216 | 923.1216 | 923.1216 | 1055.7345 | 1255.7921 | 3992.1485 | 3980.389 | 3980.389 | 4007.38 | 4007.38 | 4000 | 4000 | 4000 | 4000 | 4000
SA | S3 | Mid-North SA | Solar | 0 | 0.00018216 | 0.00021699 | 0.00021807 | 0.00021868 | 0.00021977 | 0.00022949 | 0.00041161 | 0.00041198 | 0.00049018 | 0.00049077 | 0.0009637 | 0.00096398 | 0.00096493 | 0.00097426 | 0.00097768 | 0.001887 | 0.0018895 | 0.0018901 | 0.0024582 | 0.12495 | 0.12495 | 0.12495 | 0.12495 | 0.12495 | 0.12496 | 0.12497
SA | S4 | Yorke Peninsula | Solar | 0 | 0 | 0 | 0 | 0 | 0 | 0 | 0 | 0 | 0 | 0 | 0 | 0 | 0 | 0 | 0 | 0 | 0 | 0 | 0 | 0 | 0 | 0 | 0 | 0 | 0 | 0
SA | S5 | Northern SA | Solar | 349.2 | 349.2002 | 349.2002 | 349.2002 | 349.2002 | 349.2002 | 349.2002 | 349.2004 | 349.2004 | 349.2007 | 349.2007 | 349.201 | 349.201 | 349.201 | 349.2014 | 349.2014 | 349.2155 | 500.7713 | 1209.3301 | 1886.1353 | 3249.1993 | 2979.1993 | 2979.1993 | 2979.1993 | 2899.9993 | 2899.9993 | 2899.9993
SA | S6 | Leigh Creek | Solar | 0 | 0.0001772 | 0.00026432 | 0.00029281 | 0.00029323 | 0.00034103 | 0.00037422 | 0.00091267 | 0.00091303 | 0.00091586 | 0.00091609 | 0.0018184 | 0.0018192 | 0.0018204 | 350.9312 | 377.8367 | 511.2501 | 511.2501 | 511.2501 | 584.067 | 2171.1208 | 2184.0525 | 2184.0525 | 2290.4492 | 2290.4492 | 2681.2092 | 2685.9902
SA | S7 | Roxby Downs | Solar | 0 | 0.00020583 | 0.00033886 | 0.00034127 | 0.00034155 | 0.00034335 | 0.00034419 | 0.0010368 | 0.0010371 | 0.0013503 | 0.0013506 | 525.283 | 525.283 | 525.283 | 567.7397 | 567.7397 | 647.5546 | 647.5546 | 647.5546 | 647.7779 | 753.7646 | 755.6748 | 755.6748 | 755.6749 | 755.6749 | 755.6749 | 755.6749
SA | S8 | Eastern Eyre Peninsula | Solar | 0 | 0.00013337 | 0.00015067 | 0.00015151 | 0.00015254 | 0.00015325 | 0.0001652 | 0.00024793 | 0.00024826 | 0.0002845 | 0.00028584 | 0.000419 | 0.00041923 | 0.00042134 | 0.00042385 | 0.00047202 | 0.00073446 | 0.00073598 | 0.0007367 | 0.0010716 | 0.0012754 | 0.0012756 | 0.0012758 | 0.0012771 | 0.001278 | 0.0014276 | 0.0014311
SA | S9 | Western Eyre Peninsula | Solar | 0 | 0.0001617 | 0.00020753 | 0.00021539 | 0.00021592 | 0.00021709 | 0.00022414 | 0.00044082 | 0.00044133 | 0.00071726 | 0.00071756 | 0.0013084 | 0.0013087 | 0.0013098 | 0.001317 | 0.0013222 | 0.020055 | 0.32342 | 0.32343 | 0.68977 | 0.86218 | 0.86218 | 0.86218 | 0.86219 | 0.86219 | 0.8622 | 0.86221
TAS | T1 | North East Tasmania | Solar | 0 | 0.00016932 | 0.00016982 | 0.00018684 | 0.00018749 | 0.00018771 | 0.00019023 | 0.00027535 | 0.00027792 | 0.00055777 | 0.00055833 | 0.0019737 | 0.0019839 | 0.001985 | 0.0019922 | 0.0019955 | 0.0020085 | 0.0020089 | 0.0020229 | 0.0020426 | 50.7746 | 223.4786 | 223.4786 | 223.4786 | 223.4786 | 298.8836 | 298.8836
TAS | T2 | North West Tasmania | Solar | 0 | 0.00010638 | 0.00010654 | 0.00011294 | 0.00011437 | 0.00011512 | 0.00012549 | 0.0001624 | 0.00016772 | 0.00025959 | 0.00026011 | 0.00032031 | 0.00035801 | 0.00035937 | 0.00038551 | 0.00046158 | 0.001006 | 0.0028224 | 0.0028431 | 0.0028458 | 0.0028474 | 0.0029235 | 0.0029245 | 0.0029254 | 0.002927 | 0.0029996 | 0.0030004
TAS | T3 | Central Highlands | Solar | 0 | 0.00012037 | 0.00012055 | 0.00013022 | 0.00013228 | 0.00013278 | 0.00013719 | 0.00017932 | 0.00019079 | 0.00028926 | 0.00029007 | 0.00039292 | 0.00040982 | 0.00041208 | 0.00051658 | 0.0005214 | 0.00061507 | 0.00061565 | 0.00062782 | 0.0007709 | 0.0010205 | 0.0059321 | 0.0059331 | 0.005934 | 0.005935 | 2.2931 | 2.2931
Region | REZ | REZ Name | Technology | 2023-24 | 2024-25 | 2025-26 | 2026-27 | 2027-28 | 2028-29 | 2029-30 | 2030-31 | 2031-32 | 2032-33 | 2033-34 | 2034-35 | 2035-36 | 2036-37 | 2037-38 | 2038-39 | 2039-40 | 2040-41 | 2041-42 | 2042-43 | 2043-44 | 2044-45 | 2045-46 | 2046-47 | 2047-48 | 2048-49 | 2049-50
QLD | Q1 | Far North QLD | Wind | 337.318 | 829.2438 | 829.2438 | 829.2438 | 829.2438 | 829.2439 | 829.2439 | 885.6543 | 885.6543 | 907.3183 | 907.319 | 907.319 | 907.319 | 907.319 | 1204.2229 | 1204.2229 | 1204.2229 | 1329.7796 | 1329.7796 | 1374.037 | 1294.072 | 1294.072 | 1294.072 | 1341.234 | 1341.2341 | 1322.4336 | 1841.3954
QLD | Q2 | North Qld Clean Energy Hub | Wind | 43.2 | 51.274 | 51.274 | 51.274 | 51.274 | 748.5044 | 748.5044 | 748.5044 | 748.5044 | 748.5045 | 775.7083 | 778.022 | 778.022 | 778.0221 | 799.6633 | 799.6633 | 799.6633 | 799.6634 | 799.6634 | 799.6637 | 1211.7369 | 1211.7369 | 1168.5369 | 1171.8487 | 1171.8487 | 1171.849 | 1171.849
QLD | Q3 | Northern Qld | Wind | 0 | 0 | 0 | 0 | 0 | 0 | 0 | 0 | 0 | 0 | 0 | 0 | 0 | 0 | 0 | 0 | 0 | 0 | 0 | 0 | 0 | 0 | 0 | 0 | 0 | 0 | 0
QLD | Q4 | Isaac | Wind | 0 | 0.00054215 | 0.00054244 | 0.0005651 | 0.0013945 | 1000.0006 | 1000.0006 | 1000.0013 | 1000.0013 | 1000.0013 | 1000.0013 | 1000.0013 | 1000.0013 | 1000.0014 | 1000.0014 | 1000.0014 | 1000.0014 | 1000.0014 | 1000.0014 | 1000.0014 | 1000.0014 | 1000.0014 | 1000.0014 | 1278.8987 | 1278.8987 | 1278.8993 | 1278.8993
QLD | Q5 | Barcaldine | Wind | 0 | 0.00051735 | 0.00051796 | 0.00099332 | 0.0026655 | 0.0046271 | 0.0046289 | 89.4732 | 100.3828 | 102.6863 | 114.5953 | 114.5953 | 114.5953 | 114.5953 | 114.5953 | 114.5953 | 114.5953 | 117.7675 | 117.7675 | 119.4746 | 131.665 | 131.665 | 131.6651 | 131.6656 | 131.6656 | 131.6657 | 131.6657
QLD | Q6 | Fitzroy | Wind | 0 | 0.0017816 | 0.0017828 | 525.5254 | 900.0004 | 1120.8624 | 1120.8624 | 1189.8716 | 1189.8716 | 1189.8716 | 1601.7612 | 1601.7612 | 1601.7612 | 1601.7612 | 3500 | 3500 | 3500 | 3500 | 3500 | 3500 | 3500 | 3500 | 3500 | 3905.3613 | 3905.3613 | 3905.3613 | 3905.3613
QLD | Q7 | Wide Bay | Wind | 0 | 0.00041953 | 0.00041992 | 0.00045847 | 0.00050778 | 168.4089 | 168.409 | 168.409 | 168.409 | 168.409 | 168.409 | 168.409 | 168.409 | 168.409 | 168.409 | 168.409 | 168.409 | 168.409 | 168.409 | 168.409 | 168.409 | 168.409 | 168.409 | 503.5902 | 1100.0001 | 1100.0001 | 1100.0001
QLD | Q8 | Darling Downs | Wind | 753 | 1553.1985 | 1553.1985 | 1553.1987 | 2325.9987 | 3010.3182 | 3055.2513 | 4692.211 | 4692.211 | 6077.679 | 6525.9976 | 6525.9976 | 6525.9976 | 6525.9976 | 6525.9976 | 6525.9976 | 6525.9976 | 6525.9976 | 6525.9976 | 7368.6356 | 7368.6356 | 6915.6356 | 6915.6356 | 9310.8786 | 9310.8786 | 9310.8786 | 9310.8786
QLD | Q9 | Banana | Wind | 0 | 0.00037804 | 0.00037836 | 0.00043289 | 0.00064675 | 242.4646 | 242.4646 | 242.4646 | 242.4646 | 242.4649 | 242.4649 | 242.4649 | 242.4649 | 242.465 | 242.4655 | 242.4655 | 242.4655 | 358.0978 | 858.5986 | 858.5988 | 979.2098 | 979.2098 | 979.2098 | 1828.002 | 1828.002 | 1828.002 | 1828.002
NSW | N1 | North West NSW | Wind | 0 | 0 | 0 | 0 | 0 | 0 | 0 | 0 | 0 | 0 | 0 | 0 | 0 | 0 | 0 | 0 | 0 | 0 | 0 | 0 | 0 | 0 | 0 | 0 | 0 | 0 | 0
NSW | N2 | New England | Wind | 442.48 | 442.4885 | 454.3136 | 454.3137 | 3239.9786 | 4024.0126 | 4034.5581 | 4140.6544 | 4140.6544 | 4140.6546 | 4157.7138 | 4318.6 | 6045.0335 | 6666.868 | 7112.961 | 6940.481 | 6940.481 | 6940.481 | 6940.481 | 7392.859 | 7400 | 7400 | 7400 | 7400 | 7400 | 7400 | 7400
NSW | N3 | Central-West Orana | Wind | 113.19 | 2243.5561 | 2243.5561 | 3113.19 | 3542.868 | 3542.868 | 3791.3423 | 4217.0367 | 4217.0367 | 4818.7645 | 5553.5084 | 5553.5084 | 5553.5084 | 5553.5084 | 5553.5084 | 5553.5084 | 5857.9654 | 5877.9307 | 5877.9307 | 6971.43 | 8274.298 | 8274.298 | 8274.2984 | 9148.217 | 10769.19 | 10769.19 | 10656
NSW | N4 | Broken Hill | Wind | 198.94 | 198.9403 | 198.9403 | 198.9405 | 198.9405 | 198.9408 | 198.9419 | 261.4228 | 261.4228 | 264.0803 | 264.0804 | 264.0804 | 264.0805 | 264.0805 | 264.0805 | 264.0805 | 264.0805 | 269.2486 | 269.2486 | 283.1923 | 273.5036 | 273.5036 | 273.5036 | 306.3961 | 306.3961 | 306.3961 | 306.3961
NSW | N5 | South West NSW | Wind | 0 | 0 | 0.00057546 | 0.00059039 | 0.00059323 | 0.00060121 | 0.00077367 | 0.0011252 | 0.0011301 | 0.0012095 | 0.0015418 | 0.0015427 | 0.0015438 | 0.001548 | 0.0015522 | 0.0015585 | 0.001561 | 0.0030986 | 0.0031009 | 347.299 | 347.299 | 347.299 | 351.1034 | 351.1034 | 351.1035 | 351.1036 | 351.1036
NSW | N6 | Wagga Wagga | Wind | 0 | 0.000303 | 0.00030313 | 0.00033039 | 0.00037292 | 0.00046161 | 0.00067814 | 0.00090362 | 0.00090956 | 0.00091621 | 0.00095109 | 0.00095141 | 0.00095205 | 0.0009587 | 0.00096302 | 0.0010277 | 0.0010358 | 0.0017804 | 0.0017831 | 0.0033854 | 0.0033861 | 0.0033889 | 0.0036086 | 0.0036153 | 173.4545 | 173.4545 | 300.002
NSW | N7 | Tumut | Wind | 0 | 0 | 0 | 0 | 0 | 0 | 0 | 0 | 0 | 0 | 0 | 0 | 0 | 0 | 0 | 0 | 0 | 0 | 0 | 0 | 0 | 0 | 0 | 0 | 0 | 0 | 0
NSW | N8 | Cooma-Monaro | Wind | 113 | 372.2635 | 411.0492 | 411.0492 | 411.0492 | 411.0493 | 413.0001 | 413.0002 | 413.0002 | 413.0002 | 416.2339 | 416.2339 | 416.2339 | 416.2339 | 416.2339 | 416.2341 | 431.4979 | 828 | 828 | 828 | 828 | 828 | 828 | 828 | 828 | 828 | 828
VIC | V1 | Ovens Murray | Wind | 0 | 0 | 0 | 0 | 0 | 0 | 0 | 0 | 0 | 0 | 0 | 0 | 0 | 0 | 0 | 0 | 0 | 0 | 0 | 0 | 0 | 0 | 0 | 0 | 0 | 0 | 0
VIC | V2 | Murray River | Wind | 0 | 0 | 0 | 0 | 0 | 0 | 0 | 0 | 0 | 0 | 0 | 0 | 0 | 0 | 0 | 0 | 0 | 0 | 0 | 0 | 0 | 0 | 0 | 0 | 0 | 0 | 0
VIC | V3 | Western Victoria | Wind | 1934.5 | 1934.5001 | 1934.5001 | 1934.5003 | 2202.2254 | 2591.7397 | 2634.5011 | 2634.5021 | 2634.5021 | 2634.5021 | 2582.0021 | 2390.0021 | 2390.0021 | 2390.0021 | 2831.1406 | 2831.1406 | 2831.1406 | 2831.1406 | 2831.1406 | 2813.0071 | 2767.1785 | 2455.1785 | 2798.1157 | 3815.75 | 3575.75 | 3850.2563 | 3705.385
VIC | V4 | South West Victoria | Wind | 2023.21 | 2414.4695 | 2414.4695 | 2807.3128 | 2807.3128 | 2807.3128 | 2884.6389 | 3095.0631 | 3095.0631 | 3176.6414 | 4743.9616 | 4866.983 | 4866.983 | 4943.4124 | 5398.51 | 4978.51 | 4978.51 | 4856.26 | 4856.26 | 4836.76 | 4644.16 | 4644.16 | 3780.6 | 3780.6 | 3780.6 | 3780.6 | 3780.6
VIC | V5 | Gippsland | Wind | 0 | 500.0004 | 500.0004 | 500.0022 | 500.0022 | 500.0022 | 1096.311 | 1923.7887 | 1923.7887 | 2000 | 2000 | 2000 | 2000 | 2000 | 2000 | 2000 | 2000 | 2000 | 2000 | 2000 | 2000 | 2000 | 2000 | 2000 | 2000 | 2000 | 2000
VIC | V6 | Central North VIC | Wind | 0 | 0.00055619 | 0.00055626 | 0.00097703 | 0.000979 | 0.0011614 | 0.0011666 | 200.8538 | 200.8538 | 400.0046 | 400.0046 | 400.0046 | 400.0046 | 400.0113 | 529.212 | 686.5633 | 754.8089 | 754.8089 | 754.8089 | 1378.5379 | 1378.5379 | 1600 | 1600 | 1600 | 1600 | 1600 | 1600
SA | S1 | South East SA | Wind | 324.5 | 759.8707 | 759.8707 | 1057.6285 | 1057.6285 | 1057.6285 | 1124.5008 | 1078.503 | 1078.503 | 1078.503 | 1163.4009 | 1163.401 | 1082.901 | 1082.901 | 1082.901 | 1131.2385 | 1131.2385 | 1092.7492 | 1092.7492 | 1289.6054 | 1338.4205 | 1338.4205 | 1338.4205 | 1338.4205 | 1387.1439 | 1387.144 | 1394.1254
SA | S2 | Riverland | Wind | 0 | 0.0003894 | 0.00038951 | 0.00049758 | 0.00049955 | 0.00051008 | 0.00059213 | 0.00080624 | 0.00080893 | 0.00088373 | 0.0010604 | 0.0010633 | 0.0011015 | 0.0011129 | 0.0011298 | 0.0013383 | 0.0013442 | 0.001353 | 0.0013548 | 0.0017075 | 0.0017134 | 0.0018922 | 0.0021053 | 0.0021746 | 0.002612 | 0.0029561 | 0.0029599
SA | S3 | Mid-North SA | Wind | 1343.1 | 1343.1013 | 1343.1013 | 1343.1071 | 1343.1071 | 2131.2537 | 2166.2492 | 2166.2505 | 2166.2505 | 2166.2505 | 2067.5505 | 2067.5505 | 1996.1505 | 1838.5915 | 2188.2025 | 2188.2124 | 2075.6309 | 2075.6309 | 2075.6309 | 2483.0111 | 2269.1111 | 2269.1111 | 2138.3111 | 2138.3112 | 2666.685 | 3217.9873 | 3560.9803
SA | S4 | Yorke Peninsula | Wind | 90.75 | 90.7519 | 90.7519 | 104.7563 | 104.7564 | 104.7564 | 105.6166 | 108.2308 | 108.2308 | 108.2308 | 108.2308 | 108.2308 | 108.2308 | 108.2308 | 108.2308 | 108.2308 | 108.2308 | 108.2308 | 108.2308 | 108.2309 | 108.2309 | 108.2341 | 108.2355 | 108.2355 | 108.2355 | 108.2356 | 108.2637
SA | S5 | Northern SA | Wind | 422.4 | 422.4 | 422.4 | 422.4 | 422.4 | 422.4 | 422.4 | 422.4 | 422.4 | 422.4 | 422.4 | 422.4 | 422.4 | 422.4 | 422.4 | 422.4 | 422.4 | 422.4 | 422.4 | 422.4 | 422.4 | 422.4 | 210 | 210 | 210 | 210 | 210
SA | S6 | Leigh Creek | Wind | 0 | 0.00065467 | 0.00065489 | 0.00081614 | 0.00082022 | 0.0027203 | 0.0029756 | 0.0030242 | 0.0030246 | 0.0030281 | 0.0030289 | 0.0030309 | 0.003032 | 0.0030748 | 600.0252 | 600.0252 | 600.0252 | 600.0252 | 600.0252 | 600.0252 | 600.0252 | 668.4695 | 668.4695 | 2342.6254 | 2399.9998 | 2399.9998 | 2399.9998
SA | S7 | Roxby Downs | Wind | 0 | 0 | 0 | 0 | 0 | 0 | 0 | 0 | 0 | 0 | 0 | 0 | 0 | 0 | 0 | 0 | 0 | 0 | 0 | 0 | 0 | 0 | 0 | 0 | 0 | 0 | 0
SA | S8 | Eastern Eyre Peninsula | Wind | 136 | 136.0008 | 136.0008 | 136.0021 | 136.0021 | 136.0021 | 136.0024 | 172.4072 | 172.4072 | 172.4072 | 172.4072 | 172.4072 | 199.0742 | 199.0742 | 199.0742 | 199.0742 | 199.0742 | 199.0742 | 199.0742 | 199.0743 | 199.0743 | 340.1597 | 340.1597 | 340.1597 | 340.1598 | 340.1598 | 340.1598
SA | S9 | Western Eyre Peninsula | Wind | 0 | 0.00064752 | 0.00064867 | 0.0013683 | 0.0013866 | 0.0014047 | 0.0014172 | 0.0084303 | 0.0084321 | 0.0084913 | 0.0085241 | 0.0085281 | 1.2112 | 1.2112 | 1.2112 | 1.2112 | 1.2112 | 1.2113 | 1.2113 | 1.2113 | 1.2113 | 1.2155 | 1.2155 | 1.2156 | 1.2156 | 1.2156 | 1.2156
TAS | T1 | North East Tasmania | Wind | 168 | 222.6049 | 222.6049 | 222.6049 | 222.6049 | 222.6049 | 222.605 | 222.605 | 222.605 | 282.1392 | 282.1392 | 282.1392 | 282.1392 | 282.1392 | 282.1392 | 282.1392 | 282.1392 | 282.1392 | 282.1392 | 282.1392 | 282.1392 | 282.1392 | 282.1393 | 282.1393 | 282.1393 | 282.1393 | 282.1393
TAS | T2 | North West Tasmania | Wind | 251.6 | 251.6026 | 251.6026 | 251.6026 | 251.6027 | 369.8678 | 369.8679 | 369.8686 | 1088.252 | 1401.6099 | 1401.6099 | 1401.6099 | 1401.6099 | 1401.6099 | 1401.61 | 1401.61 | 1401.61 | 1401.61 | 1401.61 | 1401.61 | 1401.61 | 1401.61 | 1401.6101 | 1401.6161 | 1401.6161 | 1401.6161 | 1401.6161
TAS | T3 | Central Highlands | Wind | 144 | 676.6948 | 676.6948 | 745.6419 | 855.1952 | 856.2063 | 1318.1342 | 1326.6736 | 1347.2782 | 1350.0387 | 1350.0387 | 1350.0387 | 1350.0387 | 1350.0387 | 1350.0387 | 1350.0387 | 1350.0387 | 1350.0387 | 1350.0387 | 1350.0387 | 1350.0387 | 1206.0388 | 1206.0394 | 1309.7904 | 1309.7904 | 1309.7904 | 1309.7904
Region | REZ | REZ Name | Technology | 2023-24 | 2024-25 | 2025-26 | 2026-27 | 2027-28 | 2028-29 | 2029-30 | 2030-31 | 2031-32 | 2032-33 | 2033-34 | 2034-35 | 2035-36 | 2036-37 | 2037-38 | 2038-39 | 2039-40 | 2040-41 | 2041-42 | 2042-43 | 2043-44 | 2044-45 | 2045-46 | 2046-47 | 2047-48 | 2048-49 | 2049-50
NSW | O1 | Hunter Coast | Offshore Wind | 0 | 0 | 0 | 0 | 0 | 0 | 0 | 0 | 0 | 0 | 0 | 0 | 0 | 0 | 0 | 0 | 0.00011097 | 0.00011566 | 0.00011731 | 0.00019121 | 0.00019259 | 0.00019283 | 0.00019504 | 0.00022838 | 0.00022861 | 0.00028138 | 0.00028155
NSW | O2 | Illawarra Coast | Offshore Wind | 0 | 0 | 0 | 0 | 0 | 0 | 0 | 0 | 0 | 0 | 0 | 0 | 0 | 0 | 0 | 0 | 0.00011986 | 0.00012756 | 0.00012769 | 0.00017712 | 0.00017852 | 0.00017864 | 0.00017924 | 0.00023263 | 0.00023312 | 0.00036268 | 0.00036372
VIC | O3 | Gippsland Coast | Offshore Wind | 0 | 0 | 0 | 0 | 0 | 0 | 0 | 0 | 0 | 0 | 0 | 0 | 0 | 0 | 0 | 0.00010704 | 0.00011153 | 0.00015258 | 0.00015447 | 0.00033745 | 0.00037189 | 0.00037273 | 0.00059405 | 436.8551 | 610.919 | 610.919 | 784.4111
TAS | O4 | North West Tasmania Coast | Offshore Wind | 0 | 0 | 0 | 0 | 0 | 0 | 0 | 0 | 0 | 0 | 0 | 0 | 0 | 0 | 0 | 0 | 0 | 0.00010311 | 0.00010344 | 0.00010426 | 0.00010508 | 0.00011133 | 0.00011265 | 0.00012954 | 0.00014395 | 0.0001518 | 0.00015212
VIC | O5 | Portland Coast | Offshore Wind | 0 | 0 | 0 | 0 | 0 | 0 | 0 | 0 | 0 | 0 | 0 | 0 | 0 | 0 | 0 | 0 | 0.00010761 | 0.00012561 | 0.00012601 | 0.00017159 | 0.00023635 | 0.00023653 | 0.0011657 | 0.0011709 | 438.5878 | 438.5879 | 438.5879
SA | O6 | South East SA Coast | Offshore Wind | 0 | 0 | 0 | 0 | 0 | 0 | 0 | 0 | 0 | 0 | 0 | 0 | 0 | 0 | 0 | 0 | 0 | 0.00010423 | 0.00010445 | 0.00010907 | 0.00011914 | 0.00011934 | 0.00013155 | 0.00013556 | 0.00015796 | 0.00017709 | 0.00018128

## WRL_500_VOM Cost
VOM cost by technology ($000s) - WRL_500, Step Change Scenario
VOM | Real June 2021 dollars discounted to 1 July 2021
Explicitly modelled generation
Region | Technology | 2023-24 | 2024-25 | 2025-26 | 2026-27 | 2027-28 | 2028-29 | 2029-30 | 2030-31 | 2031-32 | 2032-33 | 2033-34 | 2034-35 | 2035-36 | 2036-37 | 2037-38 | 2038-39 | 2039-40 | 2040-41 | 2041-42 | 2042-43 | 2043-44 | 2044-45 | 2045-46 | 2046-47 | 2047-48 | 2048-49 | 2049-50
NEM | Black Coal | 331362.34 | 274695.6325 | 254418.6439 | 223931.4782 | 168426.3224 | 133546.2311 | 114445.0673 | 79482.5345 | 73062.1487 | 61811.9367 | 37886.717 | 35618.515 | 29437.1492 | 27356.2939 | 27128.8695 | 24486.4048 | 6693.9475 | 2488.697 | 2363.469 | 0 | 0 | 0 | 0 | 0 | 0 | 0 | 0
NEM | Brown Coal | 106867.169 | 88902.1725 | 78613.9795 | 58437.6335 | 55681.452 | 44308.6275 | 26657.081 | 16314.176 | 12356.8165 | 0 | 0 | 0 | 0 | 0 | 0 | 0 | 0 | 0 | 0 | 0 | 0 | 0 | 0 | 0 | 0 | 0 | 0
NEM | CCGT | 14277.7057 | 10330.0442 | 19049.6594 | 22956.8364 | 22313.2618 | 24432.4625 | 26962.91 | 29092.7965 | 25051.7393 | 23345.4615 | 30329.1113 | 32746.4179 | 23519.0251 | 20335.8755 | 14999.878 | 15051.4722 | 12747.0505 | 10480.6401 | 8168.4271 | 8986.3094 | 6754.3281 | 5022.9062 | 2743.8451 | 1925.845 | 1800.2171 | 1659.8092 | 1617.4034
NEM | Gas - Steam | 238.8046 | 218.7061 | 651.548 | 295.6932 | 185.9135 | 373.4825 | 298.3257 | 1443.4782 | 515.0676 | 1327.3615 | 899.9657 | 1032.1996 | 808.2549 | 952.9461 | 949.3183 | 923.9019 | 0 | 0 | 0 | 0 | 0 | 0 | 0 | 0 | 0 | 0 | 0
NEM | OCGT / Diesel | 1875.3053 | 1531.815 | 3097.8707 | 3161.9705 | 2165.4282 | 3018.8717 | 2421.4959 | 8558.47 | 5254.8585 | 9485.454 | 12706.8075 | 20192.4298 | 12226.0789 | 14710.1688 | 11887.7563 | 9195.7649 | 20075.9978 | 14275.2083 | 7978.9689 | 8925.0128 | 14644.2337 | 7878.6522 | 9627.5574 | 9490.1069 | 4245.5341 | 6515.5112 | 5410.0839
NEM | Hydro | 115871.1521 | 98958.9363 | 95940.1438 | 86763.8839 | 70280.1129 | 80958.4861 | 83234.7232 | 77013.3844 | 71632.0188 | 64049.3104 | 65500.3108 | 62866.8852 | 54762.2934 | 47848.7798 | 54737.7357 | 46788.4807 | 41167.1665 | 36794.7803 | 33011.2374 | 35496.7956 | 35437.2062 | 31089.772 | 28564.2262 | 34171.3087 | 30823.7821 | 28889.4064 | 26820.1046
NEM | Hydrogen Turbine | 0 | 0 | 0 | 0 | 0 | 0 | 0 | 0 | 0 | 0 | 0 | 0 | 0 | 0 | 0 | 0 | 0 | 0 | 0 | 0 | 0 | 0 | 0 | 0 | 0 | 0 | 0
NEM | Wind | 2522.4301 | 3894.1321 | 3782.9154 | 4238.6164 | 5304.445 | 5969.3823 | 5927.688 | 6125.7556 | 6214.3493 | 6156.2173 | 6186.0905 | 5783.6116 | 5855.8922 | 5791.6912 | 5896.2538 | 5520.9003 | 5097.0522 | 4877.742 | 4575.2848 | 4567.6746 | 4366.4762 | 4193.7047 | 4022.5873 | 4335.2279 | 4244.2938 | 4013.6002 | 3840.2149
NEM | Solar PV | 1829.8305 | 1599.3704 | 1737.572 | 1733.4317 | 1628.4683 | 1514.918 | 1643.928 | 1889.8632 | 1880.8235 | 2120.5958 | 2240.1942 | 2275.2611 | 2219.1736 | 2106.271 | 2073.1218 | 2179.1973 | 2843.4819 | 2984.4555 | 3249.6977 | 3579.2525 | 3493.3601 | 3315.5482 | 3267.5337 | 2921.675 | 2815.9678 | 2960.6637 | 2859.9415
NEM | Grid Battery | 36.6374 | 34.4227 | 117.8131 | 190.2978 | 400.7831 | 716.3337 | 703.5843 | 815.1647 | 767.2212 | 1288.704 | 1317.5006 | 1218.5285 | 1261.5726 | 1203.7205 | 1069.2195 | 1032.7119 | 1486.2068 | 1543.3362 | 1933.3436 | 2206.6431 | 2073.5499 | 2020.253 | 1956.0649 | 1604.8403 | 1461.1911 | 1639.5928 | 1492.9657
NEM | Pumped Hydro | 3583.1644 | 5596.5694 | 5300.2612 | 8816.0093 | 10915.0133 | 16209.1035 | 17023.4775 | 22480.2452 | 21699.3821 | 19735.6454 | 19863.529 | 18745.9927 | 19838.4108 | 18583.1949 | 17375.9457 | 14075.7907 | 11689.1312 | 9466.2558 | 10981.4718 | 9877.2808 | 8337.4291 | 7950.6789 | 7207.2373 | 8844.1186 | 6492.6009 | 5555.1203 | 4078.9026
NEM | VPP | 19.3439 | 36.5747 | 61.6541 | 85.5204 | 109.2005 | 127.0615 | 160.0811 | 183.8974 | 200.653 | 221.2378 | 248.2639 | 265.9433 | 288.9978 | 309.7931 | 306.2322 | 315.6766 | 327.9076 | 315.9005 | 327.3128 | 316.7907 | 304.1101 | 305.612 | 310.338 | 284.7096 | 281.7382 | 280.0794 | 268.7531
Total excluding storage |  | 578483.883 | 485798.3759 | 462772.0613 | 410611.3714 | 337410.4009 | 311174.9604 | 279478.362 | 243399.7657 | 218635.0785 | 189541.9244 | 177178.4905 | 180745.7847 | 150216.8487 | 139198.7348 | 136424.3308 | 119570.3013 | 102127.9419 | 83227.0157 | 72589.2131 | 73955.7595 | 75410.6936 | 61777.1272 | 57699.39 | 63577.832 | 52165.3251 | 51513.7832 | 46388.3695
Region | Technology | 2023-24 | 2024-25 | 2025-26 | 2026-27 | 2027-28 | 2028-29 | 2029-30 | 2030-31 | 2031-32 | 2032-33 | 2033-34 | 2034-35 | 2035-36 | 2036-37 | 2037-38 | 2038-39 | 2039-40 | 2040-41 | 2041-42 | 2042-43 | 2043-44 | 2044-45 | 2045-46 | 2046-47 | 2047-48 | 2048-49 | 2049-50
NSW1 | Black Coal | 166038.352 | 131090.966 | 114386.8942 | 102647.91 | 67121.847 | 58249.297 | 46079.416 | 35472.1 | 33473.4105 | 32457.657 | 17108.5075 | 16585.214 | 13801.412 | 11679.3205 | 12300.637 | 11732.451 | 0 | 0 | 0 | 0 | 0 | 0 | 0 | 0 | 0 | 0 | 0
NSW1 | Brown Coal | 0 | 0 | 0 | 0 | 0 | 0 | 0 | 0 | 0 | 0 | 0 | 0 | 0 | 0 | 0 | 0 | 0 | 0 | 0 | 0 | 0 | 0 | 0 | 0 | 0 | 0 | 0
NSW1 | CCGT | 91.8164 | 40.0998 | 1833.9275 | 3879.5935 | 4161.3472 | 3365.5922 | 5355.73 | 4936.667 | 4241.646 | 3407.033 | 5618.2405 | 6252.8715 | 3779.8445 | 3782.0082 | 3857.573 | 4178.822 | 3903.5998 | 3037.0095 | 2408.9835 | 2731.9255 | 0 | 0 | 0 | 0 | 0 | 0 | 0
NSW1 | Gas - Steam | 0 | 0 | 0 | 0 | 0 | 0 | 0 | 0 | 0 | 0 | 0 | 0 | 0 | 0 | 0 | 0 | 0 | 0 | 0 | 0 | 0 | 0 | 0 | 0 | 0 | 0 | 0
NSW1 | OCGT / Diesel | 65.8395 | 31.323 | 167.301 | 183.2668 | 111.881 | 15.5096 | 0.29814 | 324.2299 | 59.755 | 372.0404 | 554.5286 | 2436.9796 | 1138.6472 | 2071.7995 | 884.4286 | 906.1397 | 3557.8439 | 3088.0688 | 1711.569 | 1480.9649 | 3162.0697 | 1267.327 | 1974.8916 | 1304.3144 | 971.3312 | 1014.7559 | 1046.4037
NSW1 | Hydro | 13511.4563 | 17882.2906 | 17667.9559 | 16873.991 | 13340.8009 | 18114.8962 | 14576.6027 | 13888.7571 | 12765.1564 | 10796.0573 | 12382.5184 | 12211.2919 | 10788.0414 | 8799.703 | 11775.8134 | 9229.1144 | 7635.9233 | 7192.212 | 6537.78 | 6929.0909 | 6808.9485 | 5943.3363 | 4869.2797 | 6924.3105 | 6407.4815 | 5914.8145 | 5453.0296
NSW1 | Hydrogen Turbine | 0 | 0 | 0 | 0 | 0 | 0 | 0 | 0 | 0 | 0 | 0 | 0 | 0 | 0 | 0 | 0 | 0 | 0 | 0 | 0 | 0 | 0 | 0 | 0 | 0 | 0 | 0
NSW1 | Wind | 524.0549 | 1149.4039 | 1107.7703 | 1292.345 | 1957.6665 | 2046.7068 | 1890.3355 | 1870.3433 | 1764.6675 | 1780.8186 | 1756.9487 | 1667.7692 | 1867.983 | 1849.9727 | 1840.8685 | 1633.1479 | 1545.3726 | 1414.2101 | 1380.6672 | 1391.5629 | 1377.402 | 1353.6085 | 1305.6366 | 1345.783 | 1288.1288 | 1191.5378 | 1062.4769
NSW1 | Solar PV | 772.1132 | 687.2842 | 812.0095 | 849.8108 | 813.073 | 771.9879 | 887.2977 | 1090.9599 | 1032.3906 | 986.8981 | 999.319 | 921.2674 | 921.1158 | 868.227 | 859.6393 | 869.4296 | 1032.2066 | 1013.2464 | 1078.6607 | 1008.1552 | 941.9935 | 927.0448 | 884.7709 | 842.0112 | 794.0901 | 837.3909 | 834.0733
NSW1 | Grid Battery | 1.8018 | 2.0816 | 85.5097 | 160.0279 | 372.5519 | 430.3753 | 433.521 | 440.2068 | 398.6783 | 458.1274 | 405.9187 | 366.9014 | 359.6996 | 334.4941 | 296.5159 | 279.5208 | 488.1112 | 447.9121 | 531.1721 | 468.977 | 403.5275 | 445.4256 | 387.1773 | 365.5941 | 286.8396 | 379.1154 | 357.4935
NSW1 | Pumped Hydro | 732.0376 | 1382.1907 | 1323.717 | 3690.6309 | 5890.6557 | 13607.8463 | 14020.2616 | 18599.8358 | 18025.1372 | 16427.8226 | 16976.4734 | 16164.53 | 16945.7258 | 16205.5845 | 15642.0014 | 12267.2719 | 9935.3592 | 7829.681 | 9331.0353 | 8325.5769 | 6989.2266 | 6589.6725 | 6067.8162 | 7906.8608 | 5595.6568 | 4743.8035 | 3393.7271
NSW1 | VPP | 5.0749 | 11.0649 | 19.4063 | 27.0355 | 34.4163 | 40.1947 | 50.9078 | 60.2495 | 66.6437 | 76.1406 | 87.0797 | 92.9553 | 103.0917 | 107.8574 | 107.9876 | 111.278 | 115.9257 | 110.3104 | 114.9826 | 110.1348 | 104.759 | 107.584 | 107.1616 | 99.0389 | 97.0201 | 97.9462 | 96.6969
Total excluding storage |  | 181742.5466 | 152276.7046 | 137404.4914 | 129604.6113 | 93804.2395 | 96642.406 | 83294.3705 | 76683.3494 | 71827.4852 | 66762.595 | 55889.5347 | 56699.7803 | 49705.561 | 45698.9669 | 47565.4647 | 41207.1753 | 28214.3422 | 24132.6503 | 23094.8505 | 22446.388 | 19787.9268 | 16633.9989 | 15596.7339 | 18787.913 | 15440.5481 | 14179.3642 | 12243.901
Region | Technology | 2023-24 | 2024-25 | 2025-26 | 2026-27 | 2027-28 | 2028-29 | 2029-30 | 2030-31 | 2031-32 | 2032-33 | 2033-34 | 2034-35 | 2035-36 | 2036-37 | 2037-38 | 2038-39 | 2039-40 | 2040-41 | 2041-42 | 2042-43 | 2043-44 | 2044-45 | 2045-46 | 2046-47 | 2047-48 | 2048-49 | 2049-50
QLD1 | Black Coal | 165323.988 | 143604.6665 | 140031.7497 | 121283.5682 | 101304.4754 | 75296.9341 | 68365.6513 | 44010.4345 | 39588.7382 | 29354.2797 | 20778.2095 | 19033.301 | 15635.7372 | 15676.9734 | 14828.2325 | 12753.9538 | 6693.9475 | 2488.697 | 2363.469 | 0 | 0 | 0 | 0 | 0 | 0 | 0 | 0
QLD1 | Brown Coal | 0 | 0 | 0 | 0 | 0 | 0 | 0 | 0 | 0 | 0 | 0 | 0 | 0 | 0 | 0 | 0 | 0 | 0 | 0 | 0 | 0 | 0 | 0 | 0 | 0 | 0 | 0
QLD1 | CCGT | 6919.25 | 5486.8174 | 10194.1164 | 14605.2564 | 14465.885 | 15749.5513 | 16720.3805 | 17836.2835 | 16328.8268 | 14941.847 | 19631.4143 | 20583.1899 | 15997.4114 | 12327.3818 | 11142.305 | 10872.6502 | 8843.4507 | 7443.6306 | 5759.4436 | 6254.3839 | 6754.3281 | 5022.9062 | 2743.8451 | 1925.845 | 1800.2171 | 1659.8092 | 1617.4034
QLD1 | Gas - Steam | 0 | 0 | 0 | 0 | 0 | 0 | 0 | 0 | 0 | 0 | 0 | 0 | 0 | 0 | 0 | 0 | 0 | 0 | 0 | 0 | 0 | 0 | 0 | 0 | 0 | 0 | 0
QLD1 | OCGT / Diesel | 23.5795 | 0.0033632 | 22.9771 | 153.0964 | 193.7958 | 123.6203 | 32.8024 | 2294.4984 | 2153.2716 | 2406.8845 | 6394.3867 | 6698.4027 | 5850.3442 | 6703.2604 | 2945.9309 | 1585.1665 | 4447.4876 | 3047.9773 | 1234.1475 | 1855.4405 | 2580.4528 | 1819.9884 | 2694.9844 | 2467.9882 | 726.7808 | 1831.2991 | 1145.0609
QLD1 | Hydro | 4790.2046 | 4542.7824 | 4412.5866 | 4012.0041 | 3876.9047 | 3736.3019 | 3507.9082 | 3287.1036 | 3095.2662 | 2948.8686 | 2778.6627 | 2600.2361 | 2442.9576 | 2259.0381 | 659.7968 | 609.4757 | 457.3009 | 400.4288 | 363.3562 | 0 | 0 | 0 | 0 | 0 | 0 | 0 | 0
QLD1 | Hydrogen Turbine | 0 | 0 | 0 | 0 | 0 | 0 | 0 | 0 | 0 | 0 | 0 | 0 | 0 | 0 | 0 | 0 | 0 | 0 | 0 | 0 | 0 | 0 | 0 | 0 | 0 | 0 | 0
QLD1 | Wind | 353.2143 | 649.0487 | 650.4309 | 744.1741 | 1012.1581 | 1578.0189 | 1487.3106 | 1739.5837 | 1618.3609 | 1742.387 | 1703.1276 | 1605.9611 | 1495.8031 | 1508.1761 | 1686.9232 | 1579.698 | 1477.9596 | 1348.0437 | 1344.8273 | 1304.7602 | 1279.6105 | 1146.6625 | 1146.0055 | 1369.8711 | 1294.9858 | 1279.3493 | 1171.8306
QLD1 | Solar PV | 751.8147 | 663.5305 | 686.7008 | 658.1534 | 604.5461 | 544.7354 | 572.4093 | 629.0786 | 687.9093 | 719.2306 | 862.9812 | 883.22 | 832.6995 | 776.2466 | 801.3604 | 871.4975 | 1266.0703 | 1342.7598 | 1318.0118 | 1760.8537 | 1622.6958 | 1471.2761 | 1415.4121 | 1288.5976 | 1279.3147 | 1377.3931 | 1354.4797
QLD1 | Grid Battery | 4.6925 | 4.4321 | 4.2841 | 4.11 | 3.8969 | 263.6273 | 249.1623 | 300.9237 | 301.8154 | 415.7213 | 545.6478 | 516.0724 | 489.3418 | 467.949 | 391.1306 | 389.5303 | 597.3067 | 588.9121 | 704.3861 | 1133.416 | 1014.3846 | 946.1268 | 913.1038 | 734.0277 | 718.5617 | 817.4235 | 765.679
QLD1 | Pumped Hydro | 2851.1268 | 4214.3787 | 3976.5435 | 5125.3772 | 5024.3564 | 2601.2561 | 3003.2145 | 3874.1744 | 3590.4056 | 3181.7884 | 2762.8203 | 2466.8519 | 2763.6511 | 2254.8604 | 1610.1728 | 1690.7622 | 1633.2702 | 1496.4682 | 1472.0795 | 1376.3409 | 1187.1652 | 1145.7805 | 916.2476 | 731.1461 | 699.0257 | 632.8524 | 528.4593
QLD1 | VPP | 4.492 | 9.0282 | 15.1627 | 22.4941 | 28.7895 | 34.8418 | 45.7619 | 54.3107 | 59.7269 | 66.893 | 75.3169 | 81.7957 | 87.4474 | 93.9759 | 92.8208 | 96.4366 | 97.9547 | 98.6354 | 98.0629 | 99.1036 | 97.1203 | 94.1981 | 94.7913 | 90.6204 | 88.6401 | 86.7697 | 84.9852
Total excluding storage |  | 181022.3624 | 159174.6878 | 159994.5517 | 146608.2339 | 126514.808 | 99928.887 | 93984.601 | 74026.3911 | 67424.3208 | 55777.9001 | 55532.5669 | 54469.0308 | 45595.3934 | 42067.8618 | 34158.6732 | 30449.1709 | 25514.7481 | 18255.5529 | 14657.7839 | 13784.2988 | 14535.7573 | 11646.9386 | 9924.3898 | 8608.0961 | 6607.5258 | 7684.8963 | 6667.898
Region | Technology | 2023-24 | 2024-25 | 2025-26 | 2026-27 | 2027-28 | 2028-29 | 2029-30 | 2030-31 | 2031-32 | 2032-33 | 2033-34 | 2034-35 | 2035-36 | 2036-37 | 2037-38 | 2038-39 | 2039-40 | 2040-41 | 2041-42 | 2042-43 | 2043-44 | 2044-45 | 2045-46 | 2046-47 | 2047-48 | 2048-49 | 2049-50
VIC1 | Black Coal | 0 | 0 | 0 | 0 | 0 | 0 | 0 | 0 | 0 | 0 | 0 | 0 | 0 | 0 | 0 | 0 | 0 | 0 | 0 | 0 | 0 | 0 | 0 | 0 | 0 | 0 | 0
VIC1 | Brown Coal | 106867.169 | 88902.1725 | 78613.9795 | 58437.6335 | 55681.452 | 44308.6275 | 26657.081 | 16314.176 | 12356.8165 | 0 | 0 | 0 | 0 | 0 | 0 | 0 | 0 | 0 | 0 | 0 | 0 | 0 | 0 | 0 | 0 | 0 | 0
VIC1 | CCGT | 0 | 0 | 0 | 0 | 0 | 0 | 0 | 0 | 0 | 0 | 0 | 0 | 0 | 0 | 0 | 0 | 0 | 0 | 0 | 0 | 0 | 0 | 0 | 0 | 0 | 0 | 0
VIC1 | Gas - Steam | 35.9229 | 36.865 | 135.2886 | 295.6932 | 185.9135 | 373.4825 | 298.3257 | 1443.4782 | 515.0676 | 1327.3615 | 899.9657 | 1032.1996 | 808.2549 | 952.9461 | 949.3183 | 923.9019 | 0 | 0 | 0 | 0 | 0 | 0 | 0 | 0 | 0 | 0 | 0
VIC1 | OCGT / Diesel | 222.6923 | 144.8452 | 339.8573 | 1189.3929 | 649.9038 | 1053.3625 | 665.7418 | 2723.1877 | 907.1792 | 4133.3609 | 2757.8509 | 6699.0379 | 2956.4263 | 3580.3442 | 4742.4562 | 3873.7267 | 8410.3108 | 5879.1917 | 3530.9173 | 3858.1561 | 6839.0258 | 4403.9985 | 4659.3425 | 5567.2224 | 2441.1088 | 3519.8182 | 3037.7155
VIC1 | Hydro | 18151.6752 | 20865.2222 | 20378.6878 | 18315.591 | 14482.3611 | 20650.3436 | 16310.8593 | 13353.0153 | 12648.1236 | 10921.8774 | 12688.2562 | 12391.4334 | 11186.576 | 8866.9662 | 12727.7235 | 10069.5681 | 8245.3324 | 7797.2704 | 6741.1561 | 7821.7817 | 7674.3302 | 6920.7547 | 5481.6594 | 7831.9299 | 7430.3543 | 7035.54 | 6635.0433
VIC1 | Hydrogen Turbine | 0 | 0 | 0 | 0 | 0 | 0 | 0 | 0 | 0 | 0 | 0 | 0 | 0 | 0 | 0 | 0 | 0 | 0 | 0 | 0 | 0 | 0 | 0 | 0 | 0 | 0 | 0
VIC1 | Wind | 890.5121 | 1065.0249 | 1040.4712 | 1109.8504 | 1258.0685 | 1186.5264 | 1312.785 | 1381.6387 | 1475.3316 | 1321.8076 | 1500.1992 | 1382.7896 | 1364.8755 | 1352.5465 | 1281.8322 | 1279.5425 | 1147.1987 | 1185.5288 | 1004.7375 | 1027.4046 | 938.0008 | 915.3708 | 844.462 | 832.1408 | 882.0153 | 801.489 | 849.1414
VIC1 | Solar PV | 192.8659 | 156.3894 | 149.2915 | 143.5394 | 132.6952 | 124.7382 | 116.8272 | 109.3926 | 103.0251 | 266.5402 | 243.8093 | 291.7569 | 293.1669 | 285.1184 | 242.3143 | 271.6587 | 374.3864 | 345.8448 | 503.8824 | 481.1569 | 484.3318 | 497.2427 | 516.8119 | 438.8806 | 418.7715 | 416.2079 | 370.8434
VIC1 | Grid Battery | 14.0023 | 12.345 | 13.7293 | 12.8279 | 11.6967 | 10.5974 | 9.9016 | 64.0561 | 57.6144 | 262.3937 | 228.8789 | 207.8095 | 229.1797 | 220.5648 | 224.171 | 217.8791 | 255.7253 | 271.1474 | 357.8447 | 315.8045 | 270.3453 | 268.2996 | 258.8365 | 224.1822 | 210.6693 | 199.8936 | 166.357
VIC1 | Pumped Hydro | 0 | 0 | 0.00022475 | 0.00049709 | 0.00048334 | 0.00044637 | 0.00042856 | 0.00089041 | 0.00086225 | 0.0008247 | 0.0007955 | 0.00080577 | 0.79235 | 0.75891 | 5.6802 | 5.5294 | 5.3968 | 41.1572 | 83.3593 | 85.8521 | 76.1206 | 125.3111 | 144.3778 | 129.5654 | 122.6114 | 110.89 | 99.874
VIC1 | VPP | 3.5655 | 7.7908 | 16.4589 | 23.7499 | 31.7829 | 36.2349 | 44.2119 | 47.8611 | 50.3034 | 51.4083 | 55.8198 | 59.65 | 65.1756 | 71.5803 | 70.2379 | 72.2941 | 77.5306 | 71.3528 | 77.5841 | 72.3638 | 67.1 | 68.8958 | 71.6128 | 62.757 | 65.1752 | 63.8869 | 58.1389
Total excluding storage |  | 126378.4051 | 111190.6549 | 100687.7643 | 79528.2787 | 72433.8742 | 67743.9134 | 45415.734 | 35436.8066 | 28113.4623 | 18284.7504 | 18374.7807 | 22064.6778 | 16904.4472 | 15330.8254 | 20243.7337 | 16714.1005 | 18515.8811 | 15591.4931 | 12299.4813 | 13662.5196 | 16349.2544 | 13199.8731 | 11977.103 | 15086.6783 | 11570.7057 | 12147.7256 | 11217.1136
Region | Technology | 2023-24 | 2024-25 | 2025-26 | 2026-27 | 2027-28 | 2028-29 | 2029-30 | 2030-31 | 2031-32 | 2032-33 | 2033-34 | 2034-35 | 2035-36 | 2036-37 | 2037-38 | 2038-39 | 2039-40 | 2040-41 | 2041-42 | 2042-43 | 2043-44 | 2044-45 | 2045-46 | 2046-47 | 2047-48 | 2048-49 | 2049-50
SA1 | Black Coal | 0 | 0 | 0 | 0 | 0 | 0 | 0 | 0 | 0 | 0 | 0 | 0 | 0 | 0 | 0 | 0 | 0 | 0 | 0 | 0 | 0 | 0 | 0 | 0 | 0 | 0 | 0
SA1 | Brown Coal | 0 | 0 | 0 | 0 | 0 | 0 | 0 | 0 | 0 | 0 | 0 | 0 | 0 | 0 | 0 | 0 | 0 | 0 | 0 | 0 | 0 | 0 | 0 | 0 | 0 | 0 | 0
SA1 | CCGT | 7266.6393 | 4803.127 | 7021.6155 | 4471.9865 | 3686.0295 | 5317.319 | 4886.7995 | 6319.846 | 4481.2665 | 4996.5815 | 5079.4565 | 5910.3565 | 3741.7692 | 4226.4855 | 0 | 0 | 0 | 0 | 0 | 0 | 0 | 0 | 0 | 0 | 0 | 0 | 0
SA1 | Gas - Steam | 202.8818 | 181.8411 | 516.2594 | 0 | 0 | 0 | 0 | 0 | 0 | 0 | 0 | 0 | 0 | 0 | 0 | 0 | 0 | 0 | 0 | 0 | 0 | 0 | 0 | 0 | 0 | 0 | 0
SA1 | OCGT / Diesel | 1563.193 | 1355.6422 | 2567.7342 | 1634.8047 | 1209.8462 | 1826.3781 | 1713.818 | 3186.073 | 2112.4964 | 2481.9835 | 2937.1504 | 4191.6804 | 2218.1701 | 2294.9804 | 3185.4337 | 2771.6463 | 3428.1979 | 2217.9826 | 1457.3415 | 1693.2614 | 2015.8037 | 373.7426 | 280.5477 | 141.9943 | 97.516 | 122.6081 | 163.0156
SA1 | Hydro | 0 | 0 | 0 | 0 | 0 | 0 | 0 | 0 | 0 | 0 | 0 | 0 | 0 | 0 | 0 | 0 | 0 | 0 | 0 | 0 | 0 | 0 | 0 | 0 | 0 | 0 | 0
SA1 | Hydrogen Turbine | 0 | 0 | 0 | 0 | 0 | 0 | 0 | 0 | 0 | 0 | 0 | 0 | 0 | 0 | 0 | 0 | 0 | 0 | 0 | 0 | 0 | 0 | 0 | 0 | 0 | 0 | 0
SA1 | Wind | 591.1009 | 655.6053 | 603.9856 | 704.6131 | 656.4307 | 752.1519 | 732.2639 | 664.2168 | 682.405 | 604.6448 | 587.337 | 505.3111 | 531.207 | 491.0624 | 549.0269 | 533.344 | 468.9326 | 458.8834 | 409.6633 | 447.5057 | 380.0421 | 415.1414 | 372.0907 | 449.6917 | 469.2386 | 454.098 | 462.3167
SA1 | Solar PV | 113.0367 | 92.1664 | 89.5702 | 81.9281 | 78.1539 | 73.4566 | 67.3938 | 60.432 | 57.4985 | 147.9269 | 134.0846 | 179.0167 | 172.1912 | 176.6788 | 169.8076 | 166.6114 | 170.8185 | 282.6043 | 349.1425 | 329.0865 | 441.5612 | 408.153 | 439.7059 | 343.1502 | 314.67 | 318.3239 | 290.5621
SA1 | Grid Battery | 16.1409 | 15.5637 | 14.2898 | 13.3317 | 12.6373 | 11.7334 | 10.9991 | 9.9776 | 9.1124 | 152.4609 | 137.0547 | 127.7447 | 183.3509 | 180.712 | 157.4015 | 145.7812 | 145.0631 | 235.364 | 339.9399 | 288.4451 | 385.2919 | 360.4003 | 396.9467 | 281.0357 | 245.1199 | 243.1596 | 203.4353
SA1 | Pumped Hydro | 0 | 0 | 0.00021245 | 0.00029991 | 0.00029379 | 0.00027407 | 0.00026811 | 0.00033359 | 0.00032567 | 0.00030884 | 0.0002952 | 0.00028904 | 0.00033988 | 0.00032993 | 0.00033783 | 0.00032716 | 0.00032601 | 0.00035382 | 0.00037842 | 0.00037678 | 0.00036298 | 0.00041666 | 0.00039963 | 0.00036676 | 0.00035392 | 0.00033622 | 0.000361
SA1 | VPP | 6.173 | 8.3546 | 10.1694 | 11.4288 | 12.9571 | 14.1419 | 16.7295 | 18.4234 | 20.0225 | 22.9363 | 25.7845 | 27.311 | 28.8789 | 31.4642 | 30.5349 | 31.0938 | 31.1836 | 29.8346 | 31.5328 | 30.1036 | 30.6146 | 30.2691 | 32.0323 | 28.1848 | 26.6967 | 27.1671 | 24.9362
Total excluding storage |  | 9759.1655 | 7112.3003 | 10823.6242 | 6918.0933 | 5656.055 | 7995.1812 | 7428.0041 | 10258.9691 | 7362.8016 | 8406.5342 | 8900.868 | 10941.4206 | 6875.5676 | 7401.3837 | 4092.2048 | 3648.477 | 4244.196 | 3224.6693 | 2587.6204 | 2788.4027 | 3253.3139 | 1587.7068 | 1521.3237 | 1244.0571 | 1153.2416 | 1165.357 | 1144.2663
Region | Technology | 2023-24 | 2024-25 | 2025-26 | 2026-27 | 2027-28 | 2028-29 | 2029-30 | 2030-31 | 2031-32 | 2032-33 | 2033-34 | 2034-35 | 2035-36 | 2036-37 | 2037-38 | 2038-39 | 2039-40 | 2040-41 | 2041-42 | 2042-43 | 2043-44 | 2044-45 | 2045-46 | 2046-47 | 2047-48 | 2048-49 | 2049-50
TAS1 | Black Coal | 0 | 0 | 0 | 0 | 0 | 0 | 0 | 0 | 0 | 0 | 0 | 0 | 0 | 0 | 0 | 0 | 0 | 0 | 0 | 0 | 0 | 0 | 0 | 0 | 0 | 0 | 0
TAS1 | Brown Coal | 0 | 0 | 0 | 0 | 0 | 0 | 0 | 0 | 0 | 0 | 0 | 0 | 0 | 0 | 0 | 0 | 0 | 0 | 0 | 0 | 0 | 0 | 0 | 0 | 0 | 0 | 0
TAS1 | CCGT | 0 | 0 | 0 | 0 | 0 | 0 | 0 | 0 | 0 | 0 | 0 | 0 | 0 | 0 | 0 | 0 | 0 | 0 | 0 | 0 | 0 | 0 | 0 | 0 | 0 | 0 | 0
TAS1 | Gas - Steam | 0 | 0 | 0 | 0 | 0 | 0 | 0 | 0 | 0 | 0 | 0 | 0 | 0 | 0 | 0 | 0 | 0 | 0 | 0 | 0 | 0 | 0 | 0 | 0 | 0 | 0 | 0
TAS1 | OCGT / Diesel | 0.0010158 | 0.0012765 | 0.0012848 | 1.4096 | 0.0012631 | 0.00128 | 8.8355 | 30.481 | 22.1563 | 91.1848 | 62.8908 | 166.3292 | 62.4912 | 59.7843 | 129.5069 | 59.0857 | 232.1575 | 41.9878 | 44.9935 | 37.1899 | 46.8818 | 13.5957 | 17.7912 | 8.5876 | 8.7973 | 27.03 | 17.8882
TAS1 | Hydro | 79417.816 | 55668.6411 | 53480.9135 | 47562.2979 | 38580.0462 | 38456.9444 | 48839.353 | 46484.5084 | 43123.4726 | 39382.5072 | 37650.8735 | 35663.9238 | 30344.7184 | 27923.0725 | 29574.4019 | 26880.3225 | 24828.6098 | 21404.8691 | 19368.945 | 20745.9229 | 20953.9276 | 18225.6809 | 18213.2871 | 19415.0683 | 16985.9463 | 15939.0518 | 14732.0317
TAS1 | Hydrogen Turbine | 0 | 0 | 0 | 0 | 0 | 0 | 0 | 0 | 0 | 0 | 0 | 0 | 0 | 0 | 0 | 0 | 0 | 0 | 0 | 0 | 0 | 0 | 0 | 0 | 0 | 0 | 0
TAS1 | Wind | 163.5478 | 375.0493 | 380.2573 | 387.6338 | 420.1212 | 405.9782 | 504.993 | 469.9731 | 673.5843 | 706.5591 | 638.478 | 621.7805 | 596.0236 | 589.9335 | 537.603 | 495.1679 | 457.5887 | 471.0761 | 435.3897 | 396.4412 | 391.4209 | 362.9215 | 354.3924 | 337.7413 | 309.9254 | 287.1262 | 294.4493
TAS1 | Solar PV | 0 | 4.7521e-05 | 4.4422e-05 | 4.6988e-05 | 4.2909e-05 | 3.4602e-05 | 3.4617e-05 | 4.7585e-05 | 4.3229e-05 | 7.9544e-05 | 7.974e-05 | 0.00019733 | 0.00019479 | 0.00017442 | 0.00015405 | 0.00015151 | 0.00017118 | 0.00021927 | 0.00022374 | 0.00024386 | 2.7778 | 11.8316 | 10.8329 | 9.0354 | 9.1215 | 11.3479 | 9.9829
TAS1 | Grid Battery | 0 | 0.00020039 | 0.00022152 | 0.00023949 | 0.00027412 | 0.00026148 | 0.00030499 | 0.00045515 | 0.00056195 | 0.00058252 | 0.00057231 | 0.00054157 | 0.00056328 | 0.00054612 | 0.00050997 | 0.00051133 | 0.00056869 | 0.00066535 | 0.00065285 | 0.00060785 | 0.00062297 | 0.00070664 | 0.00063785 | 0.00057959 | 0.00063588 | 0.0006433 | 0.00083648
TAS1 | Pumped Hydro | 0 | 0 | 0.00035091 | 0.00036534 | 0.00041731 | 0.00043868 | 0.00065075 | 6.2338 | 83.8381 | 126.0333 | 124.2342 | 114.6097 | 128.2412 | 121.9908 | 118.0909 | 112.2268 | 115.1048 | 98.9491 | 94.9974 | 89.5106 | 84.9163 | 89.9144 | 78.7952 | 76.5459 | 75.3066 | 67.5741 | 56.8418
TAS1 | VPP | 0.038508 | 0.33626 | 0.45686 | 0.81216 | 1.2547 | 1.6482 | 2.4699 | 3.0527 | 3.9566 | 3.8597 | 4.263 | 4.2312 | 4.4043 | 4.9152 | 4.651 | 4.574 | 5.3129 | 5.7673 | 5.1504 | 5.0849 | 4.5162 | 4.665 | 4.74 | 4.1084 | 4.2061 | 4.3096 | 3.9959
Total excluding storage |  | 79581.4034 | 56044.0282 | 53861.6296 | 47952.1541 | 39001.4242 | 38864.5728 | 49355.6525 | 46994.2494 | 43907.0086 | 40310.1447 | 38480.7402 | 36570.8752 | 31135.8795 | 28699.697 | 30364.2544 | 27551.3776 | 25638.7745 | 22022.6502 | 19949.477 | 21274.1504 | 21484.4412 | 18708.6098 | 18679.8395 | 19851.0875 | 17393.3038 | 16336.4402 | 15115.1907
Explicitly modelled pumping
Region | Technology | 2023-24 | 2024-25 | 2025-26 | 2026-27 | 2027-28 | 2028-29 | 2029-30 | 2030-31 | 2031-32 | 2032-33 | 2033-34 | 2034-35 | 2035-36 | 2036-37 | 2037-38 | 2038-39 | 2039-40 | 2040-41 | 2041-42 | 2042-43 | 2043-44 | 2044-45 | 2045-46 | 2046-47 | 2047-48 | 2048-49 | 2049-50
NEM | Grid Battery pump | 43.3761 | 40.9228 | 41.0411 | 38.4756 | 35.9617 | 32.7382 | 30.7491 | 28.328 | 26.2052 | 24.984 | 21.2252 | 18.459 | 17.3084 | 15.5515 | 13.7494 | 12.8772 | 12.8533 | 11.6338 | 7.5573 | 7.0894 | 3.3641 | 3.1142 | 2.9894 | 2.5767 | 2.3882 | 2.2923 | 2.1048
NEM | Pumped Hydro Pump | 8459.5166 | 13939.7811 | 12376.8077 | 18978.4678 | 22813.7051 | 24936.4649 | 28511.5361 | 35113.5408 | 35647.2799 | 31263.4544 | 31956.6477 | 28422.5671 | 31010.6071 | 29070.1012 | 26091.8172 | 22147.3605 | 17446.0518 | 14373.6609 | 16466.8297 | 15488.5789 | 11847.4944 | 11872.186 | 11082.2502 | 12634.0297 | 9735.9825 | 7556.1258 | 5702.0031
NEM | VPP pump | 22.6917 | 43.0798 | 72.5734 | 100.5331 | 128.6308 | 149.3391 | 188.5312 | 216.1724 | 236.613 | 259.9466 | 292.1396 | 313.0573 | 339.7528 | 364.3825 | 360.976 | 371.612 | 384.9272 | 372.6399 | 384.3294 | 373.0339 | 357.4809 | 359.5524 | 365.5906 | 334.5438 | 332.0125 | 328.9049 | 316.0721
Region | Technology | 2023-24 | 2024-25 | 2025-26 | 2026-27 | 2027-28 | 2028-29 | 2029-30 | 2030-31 | 2031-32 | 2032-33 | 2033-34 | 2034-35 | 2035-36 | 2036-37 | 2037-38 | 2038-39 | 2039-40 | 2040-41 | 2041-42 | 2042-43 | 2043-44 | 2044-45 | 2045-46 | 2046-47 | 2047-48 | 2048-49 | 2049-50
NSW1 | Grid Battery pump | 2.1371 | 2.4764 | 2.7078 | 2.5988 | 2.372 | 2.0965 | 1.945 | 1.9331 | 1.7836 | 1.7078 | 1.5868 | 1.3972 | 1.3735 | 0 | 0 | 0 | 0 | 0 | 0 | 0 | 0 | 0 | 0 | 0 | 0 | 0 | 0
NSW1 | Pumped Hydro Pump | 4395.4391 | 7982.832 | 6883.0254 | 11941.8675 | 15889.3198 | 21457.8051 | 24474.7416 | 29877.6876 | 30795.2859 | 26995.8255 | 28303.8808 | 25167.6011 | 27361.4464 | 26095.5568 | 24397.8262 | 20411.4025 | 15885.7325 | 12934.649 | 15054.6917 | 14164.0945 | 10709.7688 | 10733.4295 | 10207.0856 | 12070.123 | 9158.119 | 7050.4622 | 5289.3763
NSW1 | VPP pump | 5.9504 | 13.0248 | 22.8254 | 31.8079 | 40.5068 | 47.2753 | 59.8965 | 70.8841 | 78.607 | 89.3873 | 102.4856 | 109.4581 | 121.1639 | 126.8994 | 127.4326 | 130.93 | 136.018 | 130.1614 | 134.9281 | 129.5821 | 123.2398 | 126.5584 | 126.3012 | 116.3402 | 114.4281 | 114.9259 | 113.7694
Region | Technology | 2023-24 | 2024-25 | 2025-26 | 2026-27 | 2027-28 | 2028-29 | 2029-30 | 2030-31 | 2031-32 | 2032-33 | 2033-34 | 2034-35 | 2035-36 | 2036-37 | 2037-38 | 2038-39 | 2039-40 | 2040-41 | 2041-42 | 2042-43 | 2043-44 | 2044-45 | 2045-46 | 2046-47 | 2047-48 | 2048-49 | 2049-50
QLD1 | Grid Battery pump | 5.5705 | 5.2762 | 5.1138 | 4.879 | 4.6389 | 4.2265 | 3.9367 | 3.787 | 3.5783 | 3.4681 | 3.2249 | 2.9888 | 2.7603 | 2.6477 | 2.3246 | 2.2154 | 2.1571 | 2.0946 | 2.0314 | 1.9904 | 1.8425 | 1.7099 | 1.6487 | 1.4877 | 1.3997 | 1.3271 | 1.2612
QLD1 | Pumped Hydro Pump | 4064.0775 | 5956.9491 | 5493.7823 | 7036.6003 | 6924.3853 | 3478.6598 | 4036.7945 | 5235.8532 | 4851.994 | 4267.6289 | 3652.7669 | 3254.966 | 3649.1607 | 2974.5444 | 1693.9911 | 1735.958 | 1560.3193 | 1439.0119 | 1412.138 | 1324.4845 | 1137.7256 | 1138.7565 | 875.1646 | 563.9067 | 577.8635 | 505.6637 | 412.6268
QLD1 | VPP pump | 5.2699 | 10.6219 | 17.8866 | 26.4174 | 33.8715 | 40.9924 | 53.8404 | 63.8984 | 70.4589 | 78.514 | 88.6731 | 96.3483 | 102.8437 | 110.4383 | 109.5303 | 113.2768 | 115.113 | 116.2493 | 115.3424 | 116.6007 | 114.2476 | 110.8283 | 111.4657 | 106.7241 | 104.1596 | 102.1606 | 99.8578
Region | Technology | 2023-24 | 2024-25 | 2025-26 | 2026-27 | 2027-28 | 2028-29 | 2029-30 | 2030-31 | 2031-32 | 2032-33 | 2033-34 | 2034-35 | 2035-36 | 2036-37 | 2037-38 | 2038-39 | 2039-40 | 2040-41 | 2041-42 | 2042-43 | 2043-44 | 2044-45 | 2045-46 | 2046-47 | 2047-48 | 2048-49 | 2049-50
VIC1 | Grid Battery pump | 16.629 | 14.7442 | 16.3398 | 15.2286 | 13.9643 | 12.5752 | 11.8233 | 10.8453 | 10.0716 | 9.3507 | 6.5755 | 6.0248 | 5.664 | 5.5606 | 4.8199 | 4.4671 | 4.7811 | 4.0674 | 0 | 0 | 0 | 0 | 0 | 0 | 0 | 0 | 0
VIC1 | Pumped Hydro Pump | 0 | 0 | 0 | 0 | 0 | 0 | 0 | 0 | 0 | 0 | 0 | 0 | 0 | 0 | 0 | 0 | 0 | 0 | 0 | 0 | 0 | 0 | 0 | 0 | 0 | 0 | 0
VIC1 | VPP pump | 4.1831 | 9.1924 | 19.3746 | 27.9061 | 37.4861 | 42.5392 | 52.1424 | 56.1853 | 59.3346 | 60.4484 | 65.673 | 70.1531 | 76.5979 | 84.2179 | 82.6391 | 85.3285 | 90.9578 | 84.216 | 91.0076 | 85.384 | 78.7039 | 81.0597 | 84.5154 | 73.5791 | 76.939 | 74.9107 | 68.4044
Region | Technology | 2023-24 | 2024-25 | 2025-26 | 2026-27 | 2027-28 | 2028-29 | 2029-30 | 2030-31 | 2031-32 | 2032-33 | 2033-34 | 2034-35 | 2035-36 | 2036-37 | 2037-38 | 2038-39 | 2039-40 | 2040-41 | 2041-42 | 2042-43 | 2043-44 | 2044-45 | 2045-46 | 2046-47 | 2047-48 | 2048-49 | 2049-50
SA1 | Grid Battery pump | 19.0395 | 18.426 | 16.8798 | 15.7691 | 14.9866 | 13.84 | 13.0441 | 11.7626 | 10.7716 | 10.4574 | 9.838 | 8.0481 | 7.5106 | 7.3433 | 6.6049 | 6.1947 | 5.9151 | 5.4718 | 5.526 | 5.0989 | 1.5216 | 1.4043 | 1.3407 | 1.089 | 0.98847 | 0.96513 | 0.84356
SA1 | Pumped Hydro Pump | 0 | 0 | 0 | 0 | 0 | 0 | 0 | 0 | 0 | 0 | 0 | 0 | 0 | 0 | 0 | 0 | 0 | 0 | 0 | 0 | 0 | 0 | 0 | 0 | 0 | 0 | 0
SA1 | VPP pump | 7.2443 | 9.8431 | 11.9509 | 13.4464 | 15.2831 | 16.5999 | 19.7346 | 21.6243 | 23.5574 | 27.0465 | 30.2937 | 32.1149 | 33.9775 | 37.0193 | 35.926 | 36.6933 | 36.5888 | 35.2012 | 36.9917 | 35.4846 | 36.0001 | 35.6171 | 37.7069 | 33.0918 | 31.512 | 31.862 | 29.339
Region | Technology | 2023-24 | 2024-25 | 2025-26 | 2026-27 | 2027-28 | 2028-29 | 2029-30 | 2030-31 | 2031-32 | 2032-33 | 2033-34 | 2034-35 | 2035-36 | 2036-37 | 2037-38 | 2038-39 | 2039-40 | 2040-41 | 2041-42 | 2042-43 | 2043-44 | 2044-45 | 2045-46 | 2046-47 | 2047-48 | 2048-49 | 2049-50
TAS1 | Grid Battery pump | 0 | 0 | 0 | 0 | 0 | 0 | 0 | 0 | 0 | 0 | 0 | 0 | 0 | 0 | 0 | 0 | 0 | 0 | 0 | 0 | 0 | 0 | 0 | 0 | 0 | 0 | 0
TAS1 | Pumped Hydro Pump | 0 | 0 | 0 | 0 | 0 | 0 | 0 | 0 | 0 | 0 | 0 | 0 | 0 | 0 | 0 | 0 | 0 | 0 | 0 | 0 | 0 | 0 | 0 | 0 | 0 | 0 | 0
TAS1 | VPP pump | 0.04397 | 0.3976 | 0.53595 | 0.95524 | 1.4833 | 1.9322 | 2.9174 | 3.5803 | 4.6552 | 4.5504 | 5.0142 | 4.983 | 5.1698 | 5.8076 | 5.448 | 5.3833 | 6.2495 | 6.8119 | 6.0595 | 5.9826 | 5.2896 | 5.4888 | 5.6013 | 4.8086 | 4.9738 | 5.0458 | 4.7016

## WRL_500_FOM Cost
FOM cost by technology ($000s) - WRL_500, Step Change Scenario
FOM | Real June 2021 dollars discounted to 1 July 2021. For new entrant capacity, the FOM is incurred annually in modelling. FOM costs do not include FOM of existing, committed and anticipated generators since there will be no difference in these costs between the Base Case and option case.
Explicitly modelled generation
Region | Technology | 2023-24 | 2024-25 | 2025-26 | 2026-27 | 2027-28 | 2028-29 | 2029-30 | 2030-31 | 2031-32 | 2032-33 | 2033-34 | 2034-35 | 2035-36 | 2036-37 | 2037-38 | 2038-39 | 2039-40 | 2040-41 | 2041-42 | 2042-43 | 2043-44 | 2044-45 | 2045-46 | 2046-47 | 2047-48 | 2048-49 | 2049-50
NEM | Black Coal | 0 | 0 | 0 | 0 | 0 | 0 | 0 | 0 | 0 | 0 | 0 | 0 | 0 | 0 | 0 | 0 | 0 | 0 | 0 | 0 | 0 | 0 | 0 | 0 | 0 | 0 | 0
NEM | Brown Coal | 0 | 0 | 0 | 0 | 0 | 0 | 0 | 0 | 0 | 0 | 0 | 0 | 0 | 0 | 0 | 0 | 0 | 0 | 0 | 0 | 0 | 0 | 0 | 0 | 0 | 0 | 0
NEM | CCGT | 0 | 0 | 0 | 0 | 0 | 0 | 0 | 0 | 0 | 0 | 0 | 0 | 0 | 0 | 0 | 0 | 0 | 0 | 0 | 0 | 0 | 0 | 0 | 0 | 0 | 0 | 0
NEM | Gas - Steam | 0 | 0 | 0 | 0 | 0 | 0 | 0 | 0 | 0 | 0 | 0 | 0 | 0 | 0 | 0 | 0 | 0 | 0 | 0 | 0 | 0 | 0 | 0 | 0 | 0 | 0 | 0
NEM | OCGT / Diesel | 0 | 0.015265 | 0.014476 | 0.01417 | 0.01353 | 350.5016 | 332.2292 | 314.9097 | 299.2885 | 282.8905 | 268.1427 | 254.1653 | 4748.5004 | 4488.3214 | 10247.5518 | 9713.3193 | 9231.4852 | 8725.6753 | 8729.0274 | 8335.5571 | 11149.4867 | 16303.8568 | 15453.8927 | 20816.1902 | 19783.5924 | 24087.069 | 22831.345
NEM | Hydro | 0 | 0 | 0 | 0 | 0 | 0 | 0 | 0 | 0 | 0 | 0 | 0 | 0 | 0 | 0 | 0 | 0 | 0 | 0 | 0 | 0 | 0 | 0 | 0 | 0 | 0 | 0
NEM | Hydrogen Turbine | 0 | 0 | 0 | 0 | 0 | 0 | 0 | 0 | 0 | 0 | 0 | 0 | 0 | 0 | 0 | 0 | 0 | 0 | 0 | 0 | 0 | 0 | 0 | 0 | 0 | 0 | 0
NEM | Wind | 0 | 117829.2131 | 112751.2173 | 149155.4894 | 227174.2101 | 301599.4744 | 313101.3443 | 355666.9835 | 349741.4068 | 369199.888 | 394045.1662 | 377051.8 | 379709.5368 | 366908.7934 | 397941.0925 | 380876.6741 | 367908.3429 | 355179.2769 | 341385.4182 | 357212.0715 | 359980.4875 | 343601.8691 | 328117.8175 | 382968.3942 | 407031.3169 | 390520.695 | 385018.7968
NEM | Solar PV | 0 | 0.096028 | 12585.7435 | 11929.6334 | 11337.9562 | 19895.0479 | 30920.0214 | 53842.3635 | 56610.4968 | 82270.6678 | 99033.7974 | 113306.5368 | 108272.1997 | 102572.9151 | 132688.5988 | 138625.4977 | 212023.9271 | 243368.1598 | 263082.9581 | 305099.9465 | 316090.6389 | 299693.1644 | 290626.0691 | 303059.6176 | 296393.8018 | 299114.3966 | 307145.8858
NEM | Grid Battery | 0 | 0.091095 | 9107.1528 | 8632.4389 | 20791.3059 | 42305.0932 | 41397.2938 | 45992.5247 | 45023.1356 | 77560.7569 | 84602.8641 | 80192.2893 | 84120.051 | 79510.9609 | 78759.9798 | 74654.0117 | 101493.1473 | 111910.0438 | 131168.4528 | 153276.6792 | 152845.9003 | 150603.9346 | 142752.6062 | 139387.5499 | 132473.165 | 151725.7984 | 143852.3677
NEM | Pumped Hydro | 0 | 0 | 6082.2111 | 5765.1456 | 5479.1665 | 7586.3085 | 7190.8229 | 7101.703 | 9651.2595 | 11971.2631 | 12613.5629 | 11955.9865 | 12632.6621 | 11940.4957 | 23332.7436 | 22116.3449 | 24866.3493 | 24822.9254 | 24960.8271 | 24105.4698 | 23034.0592 | 23884.9428 | 23602.1571 | 25488.1097 | 24223.7593 | 22896.4982 | 21702.8429
NEM | VPP | 0 | 0 | 0 | 0 | 0 | 0 | 0 | 0 | 0 | 0 | 0 | 0 | 0 | 0 | 0 | 0 | 0 | 0 | 0 | 0 | 0 | 0 | 0 | 0 | 0 | 0 | 0
Total excluding storage |  | 0 | 117829.4155 | 140526.339 | 175482.7214 | 264782.6523 | 371736.4256 | 392941.7115 | 462918.4843 | 461325.5872 | 541285.4662 | 590563.5334 | 582760.7779 | 589482.9499 | 565421.4866 | 642969.9664 | 625985.8477 | 715523.2519 | 744006.0812 | 769326.6836 | 848029.7242 | 863100.5727 | 834087.7677 | 800552.5425 | 871719.8615 | 879905.6354 | 888344.4572 | 880551.2382
Region | Technology | 2023-24 | 2024-25 | 2025-26 | 2026-27 | 2027-28 | 2028-29 | 2029-30 | 2030-31 | 2031-32 | 2032-33 | 2033-34 | 2034-35 | 2035-36 | 2036-37 | 2037-38 | 2038-39 | 2039-40 | 2040-41 | 2041-42 | 2042-43 | 2043-44 | 2044-45 | 2045-46 | 2046-47 | 2047-48 | 2048-49 | 2049-50
NSW1 | Black Coal | 0 | 0 | 0 | 0 | 0 | 0 | 0 | 0 | 0 | 0 | 0 | 0 | 0 | 0 | 0 | 0 | 0 | 0 | 0 | 0 | 0 | 0 | 0 | 0 | 0 | 0 | 0
NSW1 | Brown Coal | 0 | 0 | 0 | 0 | 0 | 0 | 0 | 0 | 0 | 0 | 0 | 0 | 0 | 0 | 0 | 0 | 0 | 0 | 0 | 0 | 0 | 0 | 0 | 0 | 0 | 0 | 0
NSW1 | CCGT | 0 | 0 | 0 | 0 | 0 | 0 | 0 | 0 | 0 | 0 | 0 | 0 | 0 | 0 | 0 | 0 | 0 | 0 | 0 | 0 | 0 | 0 | 0 | 0 | 0 | 0 | 0
NSW1 | Gas - Steam | 0 | 0 | 0 | 0 | 0 | 0 | 0 | 0 | 0 | 0 | 0 | 0 | 0 | 0 | 0 | 0 | 0 | 0 | 0 | 0 | 0 | 0 | 0 | 0 | 0 | 0 | 0
NSW1 | OCGT / Diesel | 0 | 0.0066907 | 0.0063459 | 0.006015 | 0.0057176 | 0.0054079 | 0.0051298 | 0.0048653 | 0.0046254 | 0.0043751 | 0.0041571 | 0.0039492 | 0.0037562 | 0.0035588 | 2561.2509 | 2427.726 | 2307.2974 | 2180.8764 | 2067.1814 | 1959.4136 | 1862.216 | 1760.1817 | 1668.4187 | 3816.1561 | 3626.8537 | 3428.1318 | 3249.414
NSW1 | Hydro | 0 | 0 | 0 | 0 | 0 | 0 | 0 | 0 | 0 | 0 | 0 | 0 | 0 | 0 | 0 | 0 | 0 | 0 | 0 | 0 | 0 | 0 | 0 | 0 | 0 | 0 | 0
NSW1 | Hydrogen Turbine | 0 | 0 | 0 | 0 | 0 | 0 | 0 | 0 | 0 | 0 | 0 | 0 | 0 | 0 | 0 | 0 | 0 | 0 | 0 | 0 | 0 | 0 | 0 | 0 | 0 | 0 | 0
NSW1 | Wind | 0 | 53968.293 | 52219.5392 | 67142.8708 | 121855.1532 | 128415.402 | 126216.262 | 129324.221 | 122909.0271 | 125069.2899 | 129060.2599 | 124301.6635 | 138223.162 | 137488.4569 | 134971.0743 | 127934.6712 | 124829.9808 | 123117.9428 | 116699.4724 | 127003.6768 | 135141.049 | 127736.4238 | 121107.3605 | 121114.0466 | 126957.3359 | 120001.1183 | 114493.9364
NSW1 | Solar PV | 0 | 0.03903 | 12585.6747 | 11929.551 | 11337.8775 | 17481.1018 | 28241.0344 | 44113.2714 | 41925.0102 | 39644.6599 | 44313.1914 | 42003.0306 | 39919.4488 | 37732.1909 | 50848.9754 | 52954.3106 | 68035.847 | 72935.3207 | 79186.0675 | 79552.8826 | 77562.4836 | 73312.6932 | 69490.7047 | 76072.1284 | 78177.5463 | 77333.0436 | 84686.9985
NSW1 | Grid Battery | 0 | 0.057924 | 9107.1164 | 8632.3428 | 20791.2087 | 26496.9536 | 26413.2725 | 25036.2923 | 23794.3553 | 26373.955 | 24999.0103 | 23695.7444 | 22520.3122 | 21286.3836 | 20176.6676 | 19124.8038 | 32442.6385 | 30665.0565 | 32641.7983 | 31852.0548 | 30272.0328 | 31255.2385 | 29625.8797 | 32158.4247 | 30563.191 | 39371.3004 | 37355.1849
NSW1 | Pumped Hydro | 0 | 0 | 6082.18 | 5765.0997 | 5479.1199 | 5178.9098 | 4908.9194 | 4653.0044 | 4422.1898 | 4179.8901 | 3961.9813 | 3755.4326 | 3569.1427 | 3373.5829 | 3197.7201 | 3031.0143 | 2880.6594 | 2722.8229 | 2580.875 | 2446.3273 | 2324.976 | 2197.5897 | 2083.0236 | 1974.4441 | 1876.5008 | 1773.684 | 1681.2171
NSW1 | VPP | 0 | 0 | 0 | 0 | 0 | 0 | 0 | 0 | 0 | 0 | 0 | 0 | 0 | 0 | 0 | 0 | 0 | 0 | 0 | 0 | 0 | 0 | 0 | 0 | 0 | 0 | 0
Total excluding storage |  | 0 | 53968.3967 | 79994.5166 | 93469.8704 | 159463.365 | 177572.3727 | 185779.4934 | 203126.794 | 193050.5871 | 195267.7994 | 202334.447 | 193755.875 | 204232.0694 | 199880.6178 | 211755.6882 | 205472.5259 | 230496.4232 | 231622.0192 | 233175.3945 | 242814.3551 | 247162.7574 | 236262.1269 | 223975.3871 | 235135.1999 | 241201.4277 | 241907.2781 | 241466.751
Region | Technology | 2023-24 | 2024-25 | 2025-26 | 2026-27 | 2027-28 | 2028-29 | 2029-30 | 2030-31 | 2031-32 | 2032-33 | 2033-34 | 2034-35 | 2035-36 | 2036-37 | 2037-38 | 2038-39 | 2039-40 | 2040-41 | 2041-42 | 2042-43 | 2043-44 | 2044-45 | 2045-46 | 2046-47 | 2047-48 | 2048-49 | 2049-50
QLD1 | Black Coal | 0 | 0 | 0 | 0 | 0 | 0 | 0 | 0 | 0 | 0 | 0 | 0 | 0 | 0 | 0 | 0 | 0 | 0 | 0 | 0 | 0 | 0 | 0 | 0 | 0 | 0 | 0
QLD1 | Brown Coal | 0 | 0 | 0 | 0 | 0 | 0 | 0 | 0 | 0 | 0 | 0 | 0 | 0 | 0 | 0 | 0 | 0 | 0 | 0 | 0 | 0 | 0 | 0 | 0 | 0 | 0 | 0
QLD1 | CCGT | 0 | 0 | 0 | 0 | 0 | 0 | 0 | 0 | 0 | 0 | 0 | 0 | 0 | 0 | 0 | 0 | 0 | 0 | 0 | 0 | 0 | 0 | 0 | 0 | 0 | 0 | 0
QLD1 | Gas - Steam | 0 | 0 | 0 | 0 | 0 | 0 | 0 | 0 | 0 | 0 | 0 | 0 | 0 | 0 | 0 | 0 | 0 | 0 | 0 | 0 | 0 | 0 | 0 | 0 | 0 | 0 | 0
QLD1 | OCGT / Diesel | 0 | 0.0017495 | 0.0016594 | 0.0016856 | 0.001613 | 350.4903 | 332.2183 | 314.8988 | 299.2781 | 282.8801 | 268.1328 | 254.1544 | 241.5469 | 228.3121 | 3648.3807 | 3458.1808 | 3286.636 | 3106.5552 | 2944.6021 | 2791.092 | 2652.6385 | 2507.2956 | 2376.5835 | 6185.9198 | 5879.0641 | 10944.3952 | 10373.8343
QLD1 | Hydro | 0 | 0 | 0 | 0 | 0 | 0 | 0 | 0 | 0 | 0 | 0 | 0 | 0 | 0 | 0 | 0 | 0 | 0 | 0 | 0 | 0 | 0 | 0 | 0 | 0 | 0 | 0
QLD1 | Hydrogen Turbine | 0 | 0 | 0 | 0 | 0 | 0 | 0 | 0 | 0 | 0 | 0 | 0 | 0 | 0 | 0 | 0 | 0 | 0 | 0 | 0 | 0 | 0 | 0 | 0 | 0 | 0 | 0
QLD1 | Wind | 0 | 23579.132 | 22349.8883 | 31061.4588 | 50013.0361 | 98643.6082 | 94220.1116 | 117563.0729 | 111907.6793 | 124985.2689 | 130103.7077 | 123349.3757 | 117230.5667 | 110807.2912 | 128139.3078 | 121459.0596 | 115434.021 | 111406.3211 | 110321.0043 | 111657.8634 | 111133.2078 | 105044.016 | 99567.7885 | 122807.7212 | 120364.1711 | 114567.1268 | 111438.6763
QLD1 | Solar PV | 0 | 0.015709 | 0.022023 | 0.021843 | 0.021039 | 2413.8907 | 2678.933 | 9728.9863 | 14685.3858 | 20038.0772 | 33310.245 | 38286.6733 | 36387.4432 | 34393.709 | 49669.6649 | 49192.9866 | 93696.9416 | 104662.1844 | 100042.9822 | 139126.2382 | 132239.8991 | 124994.2331 | 121572.4861 | 129205.3414 | 125284.6413 | 131055.2492 | 135071.6541
QLD1 | Grid Battery | 0 | 0.0074736 | 0.0083586 | 0.012598 | 0.015518 | 15808.0623 | 14983.9454 | 17523.1795 | 17966.0189 | 23850.6895 | 33692.8465 | 31936.3475 | 30352.1288 | 28689.0803 | 27193.4411 | 25775.7738 | 38890.7474 | 36759.8525 | 43967.2908 | 69709.5861 | 66251.6094 | 62621.5627 | 59356.9315 | 56262.4945 | 53471.5647 | 66570.115 | 63099.6351
QLD1 | Pumped Hydro | 0 | 0 | 0.0070336 | 0.010466 | 0.010289 | 2407.3625 | 2281.8602 | 2162.9007 | 2055.6089 | 1942.9784 | 3108.0789 | 2946.0466 | 2799.9066 | 2646.4946 | 14354.3513 | 13606.0202 | 16778.1831 | 15858.8758 | 15032.1098 | 14248.4454 | 13541.644 | 12799.6725 | 12132.3911 | 14616.2793 | 13891.2313 | 13130.1054 | 12445.5976
QLD1 | VPP | 0 | 0 | 0 | 0 | 0 | 0 | 0 | 0 | 0 | 0 | 0 | 0 | 0 | 0 | 0 | 0 | 0 | 0 | 0 | 0 | 0 | 0 | 0 | 0 | 0 | 0 | 0
Total excluding storage |  | 0 | 23579.1569 | 22349.9274 | 31061.5054 | 50013.0846 | 119623.4139 | 114497.0684 | 147293.0383 | 146913.971 | 171099.8941 | 200483.011 | 196772.5974 | 187011.5924 | 176764.8872 | 223005.1458 | 213492.021 | 268086.5291 | 271793.7891 | 272307.9892 | 337533.2252 | 325818.9988 | 307966.7799 | 295006.1806 | 329077.7562 | 318890.6724 | 336266.9916 | 332429.3974
Region | Technology | 2023-24 | 2024-25 | 2025-26 | 2026-27 | 2027-28 | 2028-29 | 2029-30 | 2030-31 | 2031-32 | 2032-33 | 2033-34 | 2034-35 | 2035-36 | 2036-37 | 2037-38 | 2038-39 | 2039-40 | 2040-41 | 2041-42 | 2042-43 | 2043-44 | 2044-45 | 2045-46 | 2046-47 | 2047-48 | 2048-49 | 2049-50
VIC1 | Black Coal | 0 | 0 | 0 | 0 | 0 | 0 | 0 | 0 | 0 | 0 | 0 | 0 | 0 | 0 | 0 | 0 | 0 | 0 | 0 | 0 | 0 | 0 | 0 | 0 | 0 | 0 | 0
VIC1 | Brown Coal | 0 | 0 | 0 | 0 | 0 | 0 | 0 | 0 | 0 | 0 | 0 | 0 | 0 | 0 | 0 | 0 | 0 | 0 | 0 | 0 | 0 | 0 | 0 | 0 | 0 | 0 | 0
VIC1 | CCGT | 0 | 0 | 0 | 0 | 0 | 0 | 0 | 0 | 0 | 0 | 0 | 0 | 0 | 0 | 0 | 0 | 0 | 0 | 0 | 0 | 0 | 0 | 0 | 0 | 0 | 0 | 0
VIC1 | Gas - Steam | 0 | 0 | 0 | 0 | 0 | 0 | 0 | 0 | 0 | 0 | 0 | 0 | 0 | 0 | 0 | 0 | 0 | 0 | 0 | 0 | 0 | 0 | 0 | 0 | 0 | 0 | 0
VIC1 | OCGT / Diesel | 0 | 0.0034314 | 0.0032525 | 0.0030878 | 0.0029374 | 0.0027851 | 0.0026457 | 0.0025146 | 0.0023927 | 0.0023794 | 0.0022597 | 0.0033127 | 4506.941 | 4259.9975 | 4037.9123 | 3827.405 | 3637.5447 | 3438.237 | 3717.2369 | 3585.0444 | 6634.6087 | 12036.2385 | 11408.7569 | 10813.9876 | 10277.5542 | 9714.4282 | 9207.9888
VIC1 | Hydro | 0 | 0 | 0 | 0 | 0 | 0 | 0 | 0 | 0 | 0 | 0 | 0 | 0 | 0 | 0 | 0 | 0 | 0 | 0 | 0 | 0 | 0 | 0 | 0 | 0 | 0 | 0
VIC1 | Hydrogen Turbine | 0 | 0 | 0 | 0 | 0 | 0 | 0 | 0 | 0 | 0 | 0 | 0 | 0 | 0 | 0 | 0 | 0 | 0 | 0 | 0 | 0 | 0 | 0 | 0 | 0 | 0 | 0
VIC1 | Wind | 0 | 18889.1423 | 17904.4003 | 24575.6534 | 28282.0655 | 33505.9295 | 43281.2581 | 60063.2154 | 57083.7494 | 58988.8379 | 76764.2883 | 74313.6411 | 70627.2751 | 67623.325 | 75856.689 | 73534.5998 | 70559.8053 | 66693.7083 | 63216.7852 | 65250.1283 | 62679.8352 | 60911.3815 | 60134.5499 | 81480.9045 | 101076.7377 | 97344.3155 | 101615.2108
VIC1 | Solar PV | 0 | 0.013701 | 0.013369 | 0.027465 | 0.026229 | 0.024873 | 0.023883 | 0.049098 | 0.046682 | 14846.0107 | 14072.0481 | 20605.932 | 20170.0552 | 19298.0461 | 18484.1727 | 22413.2392 | 34124.3549 | 32958.1868 | 48219.2481 | 48094.8451 | 51849.2814 | 49008.3645 | 49915.6046 | 50202.416 | 47712.0994 | 45961.0297 | 44935.9602
VIC1 | Grid Battery | 0 | 0.011594 | 0.011099 | 0.053887 | 0.05138 | 0.04857 | 0.046163 | 3432.8332 | 3262.5461 | 18421.7337 | 17461.3591 | 16551.052 | 18792.8072 | 17763.1151 | 20231.2101 | 19176.5027 | 20107.5 | 25656.1673 | 29852.389 | 28296.1036 | 26892.4611 | 27004.4246 | 25596.6111 | 24262.1907 | 23058.6528 | 21795.2274 | 20658.9985
VIC1 | Pumped Hydro | 0 | 0 | 0.0064627 | 0.014713 | 0.014033 | 0.013316 | 0.012703 | 0.025996 | 0.024725 | 0.025374 | 0.024135 | 0.02454 | 25.0765 | 23.7026 | 191.3673 | 181.3909 | 172.3931 | 1481.9952 | 2542.0673 | 2855.4591 | 2713.8127 | 4090.6448 | 4839.7891 | 4587.4778 | 4359.9137 | 4121.0287 | 3906.1883
VIC1 | VPP | 0 | 0 | 0 | 0 | 0 | 0 | 0 | 0 | 0 | 0 | 0 | 0 | 0 | 0 | 0 | 0 | 0 | 0 | 0 | 0 | 0 | 0 | 0 | 0 | 0 | 0 | 0
Total excluding storage |  | 0 | 18889.171 | 17904.4345 | 24575.7526 | 28282.1601 | 33506.0191 | 43281.3434 | 63496.1262 | 60346.3693 | 92256.6101 | 108297.7219 | 111470.6529 | 114122.155 | 108968.1862 | 118801.3514 | 119133.1376 | 128601.598 | 130228.2945 | 147547.7265 | 148081.5805 | 150769.999 | 153051.0538 | 151895.3116 | 171346.9766 | 186484.9578 | 178936.0294 | 180324.3466
Region | Technology | 2023-24 | 2024-25 | 2025-26 | 2026-27 | 2027-28 | 2028-29 | 2029-30 | 2030-31 | 2031-32 | 2032-33 | 2033-34 | 2034-35 | 2035-36 | 2036-37 | 2037-38 | 2038-39 | 2039-40 | 2040-41 | 2041-42 | 2042-43 | 2043-44 | 2044-45 | 2045-46 | 2046-47 | 2047-48 | 2048-49 | 2049-50
SA1 | Black Coal | 0 | 0 | 0 | 0 | 0 | 0 | 0 | 0 | 0 | 0 | 0 | 0 | 0 | 0 | 0 | 0 | 0 | 0 | 0 | 0 | 0 | 0 | 0 | 0 | 0 | 0 | 0
SA1 | Brown Coal | 0 | 0 | 0 | 0 | 0 | 0 | 0 | 0 | 0 | 0 | 0 | 0 | 0 | 0 | 0 | 0 | 0 | 0 | 0 | 0 | 0 | 0 | 0 | 0 | 0 | 0 | 0
SA1 | CCGT | 0 | 0 | 0 | 0 | 0 | 0 | 0 | 0 | 0 | 0 | 0 | 0 | 0 | 0 | 0 | 0 | 0 | 0 | 0 | 0 | 0 | 0 | 0 | 0 | 0 | 0 | 0
SA1 | Gas - Steam | 0 | 0 | 0 | 0 | 0 | 0 | 0 | 0 | 0 | 0 | 0 | 0 | 0 | 0 | 0 | 0 | 0 | 0 | 0 | 0 | 0 | 0 | 0 | 0 | 0 | 0 | 0
SA1 | OCGT / Diesel | 0 | 0.0017748 | 0.0016834 | 0.0019202 | 0.0018297 | 0.0017372 | 0.0016556 | 0.0018111 | 0.0017306 | 0.0018783 | 0.0017908 | 0.0019813 | 0.0055995 | 0.0052968 | 0.0050303 | 0.0047709 | 0.0045461 | 0.0043007 | 0.0040798 | 0.0038737 | 0.020653 | 0.13438 | 0.12738 | 0.12074 | 0.11475 | 0.10847 | 0.10282
SA1 | Hydro | 0 | 0 | 0 | 0 | 0 | 0 | 0 | 0 | 0 | 0 | 0 | 0 | 0 | 0 | 0 | 0 | 0 | 0 | 0 | 0 | 0 | 0 | 0 | 0 | 0 | 0 | 0
SA1 | Hydrogen Turbine | 0 | 0 | 0 | 0 | 0 | 0 | 0 | 0 | 0 | 0 | 0 | 0 | 0 | 0 | 0 | 0 | 0 | 0 | 0 | 0 | 0 | 0 | 0 | 0 | 0 | 0 | 0
SA1 | Wind | 0 | 9107.312 | 8632.5233 | 14041.9189 | 13345.3655 | 25920.5255 | 27665.4418 | 28000.8936 | 26611.8954 | 25153.7834 | 24938.9878 | 23638.8514 | 23740.2719 | 22739.0913 | 32196.1725 | 32566.4956 | 32961.7671 | 31160.2658 | 29535.797 | 32814.754 | 31556.9475 | 31507.3656 | 29864.8133 | 40363.9431 | 42284.5959 | 43155.4207 | 42823.8513
SA1 | Solar PV | 0 | 0.021828 | 0.027926 | 0.027418 | 0.026118 | 0.0254 | 0.025069 | 0.05022 | 0.047765 | 7741.9096 | 7338.3029 | 12410.8784 | 11795.2304 | 11148.9483 | 13685.765 | 14064.941 | 16166.7599 | 32812.4336 | 35634.6276 | 38325.9487 | 54177.4188 | 51289.7849 | 48615.9098 | 46602.1357 | 44290.4129 | 43581.5874 | 41329.4846
SA1 | Grid Battery | 0 | 0.0081169 | 0.0099341 | 0.021783 | 0.020978 | 0.019838 | 0.019092 | 0.20117 | 0.19251 | 8914.3521 | 8449.623 | 8009.1214 | 12454.7783 | 11772.3586 | 11158.6384 | 10576.9086 | 10052.2377 | 18828.9449 | 24706.9515 | 23418.912 | 29429.773 | 29722.6788 | 28173.1554 | 26704.4128 | 25379.727 | 23989.1255 | 22738.5193
SA1 | Pumped Hydro | 0 | 0 | 0.0054181 | 0.0076641 | 0.0073748 | 0.0070229 | 0.0068012 | 0.0085426 | 0.0081398 | 0.0079764 | 0.007704 | 0.0074489 | 0.0086544 | 0.0082473 | 0.0087433 | 0.0083227 | 0.0080605 | 0.0084502 | 0.0087164 | 0.0090641 | 0.0087516 | 0.0096807 | 0.009202 | 0.008739 | 0.008323 | 0.0078953 | 0.0082769
SA1 | VPP | 0 | 0 | 0 | 0 | 0 | 0 | 0 | 0 | 0 | 0 | 0 | 0 | 0 | 0 | 0 | 0 | 0 | 0 | 0 | 0 | 0 | 0 | 0 | 0 | 0 | 0 | 0
Total excluding storage |  | 0 | 9107.3437 | 8632.5682 | 14041.9777 | 13345.4218 | 25920.5795 | 27665.4945 | 28001.1554 | 26612.1456 | 41810.0549 | 40726.9232 | 44058.8607 | 47990.2949 | 45660.4117 | 57040.5897 | 57208.3583 | 59180.7773 | 82801.657 | 89877.3889 | 94559.6276 | 115164.1687 | 112519.9733 | 106654.015 | 113670.6211 | 111954.8588 | 110726.2499 | 106891.9663
Region | Technology | 2023-24 | 2024-25 | 2025-26 | 2026-27 | 2027-28 | 2028-29 | 2029-30 | 2030-31 | 2031-32 | 2032-33 | 2033-34 | 2034-35 | 2035-36 | 2036-37 | 2037-38 | 2038-39 | 2039-40 | 2040-41 | 2041-42 | 2042-43 | 2043-44 | 2044-45 | 2045-46 | 2046-47 | 2047-48 | 2048-49 | 2049-50
TAS1 | Black Coal | 0 | 0 | 0 | 0 | 0 | 0 | 0 | 0 | 0 | 0 | 0 | 0 | 0 | 0 | 0 | 0 | 0 | 0 | 0 | 0 | 0 | 0 | 0 | 0 | 0 | 0 | 0
TAS1 | Brown Coal | 0 | 0 | 0 | 0 | 0 | 0 | 0 | 0 | 0 | 0 | 0 | 0 | 0 | 0 | 0 | 0 | 0 | 0 | 0 | 0 | 0 | 0 | 0 | 0 | 0 | 0 | 0
TAS1 | CCGT | 0 | 0 | 0 | 0 | 0 | 0 | 0 | 0 | 0 | 0 | 0 | 0 | 0 | 0 | 0 | 0 | 0 | 0 | 0 | 0 | 0 | 0 | 0 | 0 | 0 | 0 | 0
TAS1 | Gas - Steam | 0 | 0 | 0 | 0 | 0 | 0 | 0 | 0 | 0 | 0 | 0 | 0 | 0 | 0 | 0 | 0 | 0 | 0 | 0 | 0 | 0 | 0 | 0 | 0 | 0 | 0 | 0
TAS1 | OCGT / Diesel | 0 | 0.0016186 | 0.0015351 | 0.0014618 | 0.0014324 | 0.0014268 | 0.0014474 | 0.0016516 | 0.0015801 | 0.0017766 | 0.0016922 | 0.0016617 | 0.0031321 | 0.0029643 | 0.0028135 | 0.0026712 | 0.0025443 | 0.002409 | 0.0029329 | 0.0030947 | 0.0029494 | 0.0066089 | 0.0062678 | 0.0059454 | 0.0056556 | 0.0053517 | 0.005078
TAS1 | Hydro | 0 | 0 | 0 | 0 | 0 | 0 | 0 | 0 | 0 | 0 | 0 | 0 | 0 | 0 | 0 | 0 | 0 | 0 | 0 | 0 | 0 | 0 | 0 | 0 | 0 | 0 | 0
TAS1 | Hydrogen Turbine | 0 | 0 | 0 | 0 | 0 | 0 | 0 | 0 | 0 | 0 | 0 | 0 | 0 | 0 | 0 | 0 | 0 | 0 | 0 | 0 | 0 | 0 | 0 | 0 | 0 | 0 | 0
TAS1 | Wind | 0 | 12285.3338 | 11644.8662 | 12333.5873 | 13678.5897 | 15114.0092 | 21718.2708 | 20715.5805 | 31229.0556 | 35002.7078 | 33177.9226 | 31448.2684 | 29888.2611 | 28250.629 | 26777.8489 | 25381.848 | 24122.7687 | 22801.0389 | 21612.3593 | 20485.649 | 19469.448 | 18402.6823 | 17443.3054 | 17201.7787 | 16348.4763 | 15452.7137 | 14647.122
TAS1 | Solar PV | 0 | 0.0057602 | 0.0054714 | 0.0056157 | 0.005389 | 0.0051114 | 0.0050426 | 0.0065047 | 0.0063761 | 0.010454 | 0.0099258 | 0.022584 | 0.022002 | 0.020832 | 0.020739 | 0.020266 | 0.023714 | 0.034317 | 0.032806 | 0.031994 | 261.556 | 1088.0888 | 1031.3638 | 977.5961 | 929.1019 | 1183.4867 | 1121.7883
TAS1 | Grid Battery | 0 | 0.0059869 | 0.0070212 | 0.0078456 | 0.0093227 | 0.0088296 | 0.010693 | 0.018519 | 0.022757 | 0.026498 | 0.025228 | 0.023987 | 0.024388 | 0.023434 | 0.022602 | 0.022711 | 0.023684 | 0.022556 | 0.023172 | 0.022692 | 0.024005 | 0.030041 | 0.028575 | 0.027181 | 0.029545 | 0.030141 | 0.029908
TAS1 | Pumped Hydro | 0 | 0 | 0.012116 | 0.013016 | 0.014959 | 0.015852 | 0.023763 | 285.7633 | 3173.4279 | 5848.3613 | 5543.4709 | 5254.4753 | 6238.5276 | 5896.7073 | 5589.2962 | 5297.9112 | 5035.1057 | 4759.2231 | 4805.7663 | 4555.229 | 4453.6177 | 4797.0261 | 4546.9442 | 4309.8997 | 4096.1052 | 3871.6723 | 3669.8316
TAS1 | VPP | 0 | 0 | 0 | 0 | 0 | 0 | 0 | 0 | 0 | 0 | 0 | 0 | 0 | 0 | 0 | 0 | 0 | 0 | 0 | 0 | 0 | 0 | 0 | 0 | 0 | 0 | 0
Total excluding storage |  | 0 | 12285.3471 | 11644.8923 | 12333.6153 | 13678.6208 | 15114.0405 | 21718.3118 | 21001.3704 | 34402.5142 | 40851.1078 | 38721.4304 | 36702.7919 | 36126.8383 | 34147.3836 | 32367.1912 | 30679.8048 | 29157.9243 | 27560.3213 | 26418.1845 | 25040.9357 | 24184.6487 | 24287.8338 | 23021.6482 | 22489.3077 | 21373.7186 | 20507.9081 | 19438.7769

## WRL_500_Fuel Cost
Fuel cost by technology ($000s) - WRL_500, Step Change Scenario
Fuel | Real June 2021 dollars discounted to 1 July 2021
Explicitly modelled generation
Region | Technology | 2023-24 | 2024-25 | 2025-26 | 2026-27 | 2027-28 | 2028-29 | 2029-30 | 2030-31 | 2031-32 | 2032-33 | 2033-34 | 2034-35 | 2035-36 | 2036-37 | 2037-38 | 2038-39 | 2039-40 | 2040-41 | 2041-42 | 2042-43 | 2043-44 | 2044-45 | 2045-46 | 2046-47 | 2047-48 | 2048-49 | 2049-50
NEM | Black Coal | 1659293.224 | 1331539.099 | 1205428.433 | 1036659.44 | 781305.224 | 677744.798 | 573595.126 | 374359.962 | 343465.39 | 291415.535 | 170987.191 | 160700.44 | 131224.451 | 118572.383 | 117207.358 | 106084.319 | 18132.078 | 6740.3515 | 6401.1855 | 0 | 0 | 0 | 0 | 0 | 0 | 0 | 0
NEM | Brown Coal | 215783.384 | 179033.816 | 156839.091 | 114295.037 | 108973.984 | 86785.784 | 52658.847 | 32552.582 | 24656.277 | 0 | 0 | 0 | 0 | 0 | 0 | 0 | 0 | 0 | 0 | 0 | 0 | 0 | 0 | 0 | 0 | 0 | 0
NEM | CCGT | 148488.2851 | 113251.6097 | 192011.5299 | 221614.9897 | 214198.8149 | 231217.1525 | 254660.678 | 278828.7255 | 241307.0338 | 226400.576 | 286948.281 | 309567.1525 | 220999.681 | 195388.984 | 137921.4712 | 138574.673 | 119859.1208 | 98955.9 | 77798.2186 | 85094.5095 | 60903.7028 | 46020.6014 | 26049.2113 | 19866.266 | 18546.22 | 17099.71 | 16641.166
NEM | Gas - Steam | 11392.0705 | 10596.7201 | 32088.9025 | 14402.769 | 9071.246 | 18286.268 | 14669.383 | 71161.88 | 25413.984 | 65885.272 | 45164.328 | 52627.484 | 41754.868 | 49671.748 | 49762.896 | 48547.464 | 0 | 0 | 0 | 0 | 0 | 0 | 0 | 0 | 0 | 0 | 0
NEM | OCGT / Diesel | 17489.6282 | 13718.655 | 30324.6879 | 36691.0547 | 25220.1575 | 31356.7063 | 24095.9409 | 99654.8865 | 56864.8828 | 110688.7952 | 148663.1796 | 274208.7676 | 163626.6471 | 213858.1978 | 209712.9865 | 186058.3329 | 380822.7732 | 307740.4637 | 163063.6676 | 190487.2646 | 346462.91 | 211570.3843 | 251938.0594 | 308382.8903 | 195954.8615 | 285598.8737 | 244872.1085
NEM | Hydro | 0 | 0 | 0 | 0 | 0 | 0 | 0 | 0 | 0 | 0 | 0 | 0 | 0 | 0 | 0 | 0 | 0 | 0 | 0 | 0 | 0 | 0 | 0 | 0 | 0 | 0 | 0
NEM | Hydrogen Turbine | 0 | 0 | 0 | 0 | 0 | 0 | 0 | 0 | 0 | 0 | 0 | 0 | 0 | 0 | 0 | 0 | 0 | 0 | 0 | 0 | 0 | 0 | 0 | 0 | 0 | 0 | 0
NEM | Wind | 0 | 0 | 0 | 0 | 0 | 0 | 0 | 0 | 0 | 0 | 0 | 0 | 0 | 0 | 0 | 0 | 0 | 0 | 0 | 0 | 0 | 0 | 0 | 0 | 0 | 0 | 0
NEM | Solar PV | 0 | 0 | 0 | 0 | 0 | 0 | 0 | 0 | 0 | 0 | 0 | 0 | 0 | 0 | 0 | 0 | 0 | 0 | 0 | 0 | 0 | 0 | 0 | 0 | 0 | 0 | 0
NEM | Grid Battery | 0 | 0 | 0 | 0 | 0 | 0 | 0 | 0 | 0 | 0 | 0 | 0 | 0 | 0 | 0 | 0 | 0 | 0 | 0 | 0 | 0 | 0 | 0 | 0 | 0 | 0 | 0
NEM | Pumped Hydro | 0 | 0 | 0 | 0 | 0 | 0 | 0 | 0 | 0 | 0 | 0 | 0 | 0 | 0 | 0 | 0 | 0 | 0 | 0 | 0 | 0 | 0 | 0 | 0 | 0 | 0 | 0
NEM | VPP | 0 | 0 | 0 | 0 | 0 | 0 | 0 | 0 | 0 | 0 | 0 | 0 | 0 | 0 | 0 | 0 | 0 | 0 | 0 | 0 | 0 | 0 | 0 | 0 | 0 | 0 | 0
Total excluding storage |  | 2052446.5918 | 1648139.8999 | 1616692.6443 | 1423663.2904 | 1138769.4264 | 1045390.7088 | 919679.9749 | 856558.036 | 691707.5676 | 694390.1782 | 651762.9796 | 797103.8441 | 557605.6471 | 577491.3128 | 514604.7117 | 479264.7889 | 518813.972 | 413436.7152 | 247263.0717 | 275581.7741 | 407366.6128 | 257590.9857 | 277987.2707 | 328249.1563 | 214501.0815 | 302698.5837 | 261513.2745
Region | Technology | 2023-24 | 2024-25 | 2025-26 | 2026-27 | 2027-28 | 2028-29 | 2029-30 | 2030-31 | 2031-32 | 2032-33 | 2033-34 | 2034-35 | 2035-36 | 2036-37 | 2037-38 | 2038-39 | 2039-40 | 2040-41 | 2041-42 | 2042-43 | 2043-44 | 2044-45 | 2045-46 | 2046-47 | 2047-48
NSW1 | Black Coal | 910342.204 | 689992.894 | 556242.945 | 484494.364 | 338406.354 | 333692.936 | 264560.732 | 201447.684 | 189016.744 | 182352.428 | 98313.352 | 94622.716 | 77318.808 | 63988.09 | 65871.05 | 61378.394 | 0 | 0 | 0 | 0 | 0 | 0 | 0 | 0 | 0 | 0 | 0
NSW1 | Brown Coal | 0 | 0 | 0 | 0 | 0 | 0 | 0 | 0 | 0 | 0 | 0 | 0 | 0 | 0 | 0 | 0 | 0 | 0 | 0 | 0 | 0 | 0 | 0 | 0 | 0 | 0 | 0
NSW1 | CCGT | 875.6072 | 385.3083 | 17820.48 | 38083.84 | 41187.88 | 33615.656 | 53928.516 | 50020.916 | 43246.732 | 34829.536 | 57535.82 | 64147.948 | 38845.536 | 38901.932 | 39679.192 | 43021.312 | 40187.876 | 31266.258 | 24778.926 | 28100.724 | 0 | 0 | 0 | 0 | 0 | 0 | 0
NSW1 | Gas - Steam | 0 | 0 | 0 | 0 | 0 | 0 | 0 | 0 | 0 | 0 | 0 | 0 | 0 | 0 | 0 | 0 | 0 | 0 | 0 | 0 | 0 | 0 | 0 | 0 | 0 | 0 | 0
NSW1 | OCGT / Diesel | 927.4119 | 551.8777 | 3599.1433 | 3161.5042 | 2541.8564 | 500.7758 | 3.3991 | 11088.4451 | 2104.538 | 10767.0072 | 23805.5563 | 74911.1134 | 28673.6772 | 60054.0951 | 30121.8636 | 45735.9382 | 107353.512 | 116425.2292 | 52174.47 | 53528.3667 | 103312.8176 | 44890.1308 | 67093.0063 | 65769.6799 | 52684.048 | 47411.16 | 51840.5854
NSW1 | Hydro | 0 | 0 | 0 | 0 | 0 | 0 | 0 | 0 | 0 | 0 | 0 | 0 | 0 | 0 | 0 | 0 | 0 | 0 | 0 | 0 | 0 | 0 | 0 | 0 | 0 | 0 | 0
NSW1 | Hydrogen Turbine | 0 | 0 | 0 | 0 | 0 | 0 | 0 | 0 | 0 | 0 | 0 | 0 | 0 | 0 | 0 | 0 | 0 | 0 | 0 | 0 | 0 | 0 | 0 | 0 | 0 | 0 | 0
NSW1 | Wind | 0 | 0 | 0 | 0 | 0 | 0 | 0 | 0 | 0 | 0 | 0 | 0 | 0 | 0 | 0 | 0 | 0 | 0 | 0 | 0 | 0 | 0 | 0 | 0 | 0 | 0 | 0
NSW1 | Solar PV | 0 | 0 | 0 | 0 | 0 | 0 | 0 | 0 | 0 | 0 | 0 | 0 | 0 | 0 | 0 | 0 | 0 | 0 | 0 | 0 | 0 | 0 | 0 | 0 | 0 | 0 | 0
NSW1 | Grid Battery | 0 | 0 | 0 | 0 | 0 | 0 | 0 | 0 | 0 | 0 | 0 | 0 | 0 | 0 | 0 | 0 | 0 | 0 | 0 | 0 | 0 | 0 | 0 | 0 | 0 | 0 | 0
NSW1 | Pumped Hydro | 0 | 0 | 0 | 0 | 0 | 0 | 0 | 0 | 0 | 0 | 0 | 0 | 0 | 0 | 0 | 0 | 0 | 0 | 0 | 0 | 0 | 0 | 0 | 0 | 0 | 0 | 0
NSW1 | VPP | 0 | 0 | 0 | 0 | 0 | 0 | 0 | 0 | 0 | 0 | 0 | 0 | 0 | 0 | 0 | 0 | 0 | 0 | 0 | 0 | 0 | 0 | 0 | 0 | 0 | 0 | 0
Total excluding storage |  | 912145.2231 | 690930.0799 | 577662.5683 | 525739.7082 | 382136.0904 | 367809.3678 | 318492.6471 | 262557.0451 | 234368.014 | 227948.9712 | 179654.7283 | 233681.7774 | 144838.0212 | 162944.1171 | 135672.1056 | 150135.6442 | 147541.388 | 147691.4872 | 76953.396 | 81629.0907 | 103312.8176 | 44890.1308 | 67093.0063 | 65769.6799 | 52684.048 | 47411.16 | 51840.5854
Region | Technology | 2023-24 | 2024-25 | 2025-26 | 2026-27 | 2027-28 | 2028-29 | 2029-30 | 2030-31 | 2031-32 | 2032-33 | 2033-34 | 2034-35 | 2035-36 | 2036-37 | 2037-38 | 2038-39 | 2039-40 | 2040-41 | 2041-42 | 2042-43 | 2043-44 | 2044-45 | 2045-46 | 2046-47 | 2047-48
QLD1 | Black Coal | 748951.02 | 641546.205 | 649185.488 | 552165.076 | 442898.87 | 344051.862 | 309034.394 | 172912.278 | 154448.646 | 109063.107 | 72673.839 | 66077.724 | 53905.643 | 54584.293 | 51336.308 | 44705.925 | 18132.078 | 6740.3515 | 6401.1855 | 0 | 0 | 0 | 0 | 0 | 0 | 0 | 0
QLD1 | Brown Coal | 0 | 0 | 0 | 0 | 0 | 0 | 0 | 0 | 0 | 0 | 0 | 0 | 0 | 0 | 0 | 0 | 0 | 0 | 0 | 0 | 0 | 0 | 0 | 0 | 0 | 0 | 0
QLD1 | CCGT | 70563.4164 | 61552.7775 | 97709.6739 | 134226.4937 | 132056.5989 | 138017.4565 | 145647.522 | 157269.6175 | 147291.5538 | 135106.584 | 172156.169 | 178684.6485 | 139869.841 | 108765.288 | 98242.2792 | 95553.361 | 79671.2448 | 67689.642 | 53019.2926 | 56993.7855 | 60903.7028 | 46020.6014 | 26049.2113 | 19866.266 | 18546.22 | 17099.71 | 16641.166
QLD1 | Gas - Steam | 0 | 0 | 0 | 0 | 0 | 0 | 0 | 0 | 0 | 0 | 0 | 0 | 0 | 0 | 0 | 0 | 0 | 0 | 0 | 0 | 0 | 0 | 0 | 0 | 0 | 0 | 0
QLD1 | OCGT / Diesel | 215.0611 | 0.046962 | 214.0252 | 1422.5639 | 1903.1983 | 1275.3248 | 401.4089 | 24171.0446 | 22497.0541 | 23782.854 | 62609.4962 | 66407.9493 | 58267.544 | 66800.2716 | 51143.0547 | 38275.376 | 72324.6064 | 57154.0841 | 25451.9683 | 39391.27 | 47048.9733 | 28581.1068 | 44651.8662 | 71746.7685 | 25507.0555 | 69577.1342 | 48244.0337
QLD1 | Hydro | 0 | 0 | 0 | 0 | 0 | 0 | 0 | 0 | 0 | 0 | 0 | 0 | 0 | 0 | 0 | 0 | 0 | 0 | 0 | 0 | 0 | 0 | 0 | 0 | 0 | 0 | 0
QLD1 | Hydrogen Turbine | 0 | 0 | 0 | 0 | 0 | 0 | 0 | 0 | 0 | 0 | 0 | 0 | 0 | 0 | 0 | 0 | 0 | 0 | 0 | 0 | 0 | 0 | 0 | 0 | 0 | 0 | 0
QLD1 | Wind | 0 | 0 | 0 | 0 | 0 | 0 | 0 | 0 | 0 | 0 | 0 | 0 | 0 | 0 | 0 | 0 | 0 | 0 | 0 | 0 | 0 | 0 | 0 | 0 | 0 | 0 | 0
QLD1 | Solar PV | 0 | 0 | 0 | 0 | 0 | 0 | 0 | 0 | 0 | 0 | 0 | 0 | 0 | 0 | 0 | 0 | 0 | 0 | 0 | 0 | 0 | 0 | 0 | 0 | 0 | 0 | 0
QLD1 | Grid Battery | 0 | 0 | 0 | 0 | 0 | 0 | 0 | 0 | 0 | 0 | 0 | 0 | 0 | 0 | 0 | 0 | 0 | 0 | 0 | 0 | 0 | 0 | 0 | 0 | 0 | 0 | 0
QLD1 | Pumped Hydro | 0 | 0 | 0 | 0 | 0 | 0 | 0 | 0 | 0 | 0 | 0 | 0 | 0 | 0 | 0 | 0 | 0 | 0 | 0 | 0 | 0 | 0 | 0 | 0 | 0 | 0 | 0
QLD1 | VPP | 0 | 0 | 0 | 0 | 0 | 0 | 0 | 0 | 0 | 0 | 0 | 0 | 0 | 0 | 0 | 0 | 0 | 0 | 0 | 0 | 0 | 0 | 0 | 0 | 0 | 0 | 0
Total excluding storage |  | 819729.4975 | 703099.0294 | 747109.1871 | 687814.1336 | 576858.6672 | 483344.6433 | 455083.3249 | 354352.9401 | 324237.2539 | 267952.545 | 307439.5042 | 311170.3218 | 252043.028 | 230149.8526 | 200721.6419 | 178534.662 | 170127.9292 | 131584.0776 | 84872.4464 | 96385.0555 | 107952.6761 | 74601.7082 | 70701.0775 | 91613.0345 | 44053.2755 | 86676.8442 | 64885.1997
Region | Technology | 2023-24 | 2024-25 | 2025-26 | 2026-27 | 2027-28 | 2028-29 | 2029-30 | 2030-31 | 2031-32 | 2032-33 | 2033-34 | 2034-35 | 2035-36 | 2036-37 | 2037-38 | 2038-39 | 2039-40 | 2040-41 | 2041-42 | 2042-43 | 2043-44 | 2044-45 | 2045-46 | 2046-47 | 2047-48
VIC1 | Black Coal | 0 | 0 | 0 | 0 | 0 | 0 | 0 | 0 | 0 | 0 | 0 | 0 | 0 | 0 | 0 | 0 | 0 | 0 | 0 | 0 | 0 | 0 | 0 | 0 | 0 | 0 | 0
VIC1 | Brown Coal | 215783.384 | 179033.816 | 156839.091 | 114295.037 | 108973.984 | 86785.784 | 52658.847 | 32552.582 | 24656.277 | 0 | 0 | 0 | 0 | 0 | 0 | 0 | 0 | 0 | 0 | 0 | 0 | 0 | 0 | 0 | 0 | 0 | 0
VIC1 | CCGT | 0 | 0 | 0 | 0 | 0 | 0 | 0 | 0 | 0 | 0 | 0 | 0 | 0 | 0 | 0 | 0 | 0 | 0 | 0 | 0 | 0 | 0 | 0 | 0 | 0 | 0 | 0
VIC1 | Gas - Steam | 1711.8745 | 1784.7571 | 6572.5865 | 14402.769 | 9071.246 | 18286.268 | 14669.383 | 71161.88 | 25413.984 | 65885.272 | 45164.328 | 52627.484 | 41754.868 | 49671.748 | 49762.896 | 48547.464 | 0 | 0 | 0 | 0 | 0 | 0 | 0 | 0 | 0 | 0 | 0
VIC1 | OCGT / Diesel | 2798.5206 | 1793.9934 | 4110.4516 | 14495.7859 | 7896.5637 | 12130.4892 | 7811.4306 | 31988.4149 | 10867.46 | 49906.5517 | 32544.7251 | 83547.7436 | 52027.9524 | 62399.3017 | 91764.7419 | 71592.6179 | 158323.2745 | 109073.1432 | 69133.2393 | 78516.8472 | 172445.3311 | 130413.8204 | 134332.0034 | 169062.9957 | 116349.0776 | 166757.7914 | 142518.5946
VIC1 | Hydro | 0 | 0 | 0 | 0 | 0 | 0 | 0 | 0 | 0 | 0 | 0 | 0 | 0 | 0 | 0 | 0 | 0 | 0 | 0 | 0 | 0 | 0 | 0 | 0 | 0 | 0 | 0
VIC1 | Hydrogen Turbine | 0 | 0 | 0 | 0 | 0 | 0 | 0 | 0 | 0 | 0 | 0 | 0 | 0 | 0 | 0 | 0 | 0 | 0 | 0 | 0 | 0 | 0 | 0 | 0 | 0 | 0 | 0
VIC1 | Wind | 0 | 0 | 0 | 0 | 0 | 0 | 0 | 0 | 0 | 0 | 0 | 0 | 0 | 0 | 0 | 0 | 0 | 0 | 0 | 0 | 0 | 0 | 0 | 0 | 0 | 0 | 0
VIC1 | Solar PV | 0 | 0 | 0 | 0 | 0 | 0 | 0 | 0 | 0 | 0 | 0 | 0 | 0 | 0 | 0 | 0 | 0 | 0 | 0 | 0 | 0 | 0 | 0 | 0 | 0 | 0 | 0
VIC1 | Grid Battery | 0 | 0 | 0 | 0 | 0 | 0 | 0 | 0 | 0 | 0 | 0 | 0 | 0 | 0 | 0 | 0 | 0 | 0 | 0 | 0 | 0 | 0 | 0 | 0 | 0 | 0 | 0
VIC1 | Pumped Hydro | 0 | 0 | 0 | 0 | 0 | 0 | 0 | 0 | 0 | 0 | 0 | 0 | 0 | 0 | 0 | 0 | 0 | 0 | 0 | 0 | 0 | 0 | 0 | 0 | 0 | 0 | 0
VIC1 | VPP | 0 | 0 | 0 | 0 | 0 | 0 | 0 | 0 | 0 | 0 | 0 | 0 | 0 | 0 | 0 | 0 | 0 | 0 | 0 | 0 | 0 | 0 | 0 | 0 | 0 | 0 | 0
Total excluding storage |  | 220293.7791 | 182612.5665 | 167522.1291 | 143193.5919 | 125941.7937 | 117202.5412 | 75139.6606 | 135702.8769 | 60937.721 | 115791.8237 | 77709.0531 | 136175.2276 | 93782.8204 | 112071.0497 | 141527.6379 | 120140.0819 | 158323.2745 | 109073.1432 | 69133.2393 | 78516.8472 | 172445.3311 | 130413.8204 | 134332.0034 | 169062.9957 | 116349.0776 | 166757.7914 | 142518.5946
Region | Technology | 2023-24 | 2024-25 | 2025-26 | 2026-27 | 2027-28 | 2028-29 | 2029-30 | 2030-31 | 2031-32 | 2032-33 | 2033-34 | 2034-35 | 2035-36 | 2036-37 | 2037-38 | 2038-39 | 2039-40 | 2040-41 | 2041-42 | 2042-43 | 2043-44 | 2044-45 | 2045-46 | 2046-47 | 2047-48
SA1 | Black Coal | 0 | 0 | 0 | 0 | 0 | 0 | 0 | 0 | 0 | 0 | 0 | 0 | 0 | 0 | 0 | 0 | 0 | 0 | 0 | 0 | 0 | 0 | 0 | 0 | 0 | 0 | 0
SA1 | Brown Coal | 0 | 0 | 0 | 0 | 0 | 0 | 0 | 0 | 0 | 0 | 0 | 0 | 0 | 0 | 0 | 0 | 0 | 0 | 0 | 0 | 0 | 0 | 0 | 0 | 0 | 0 | 0
SA1 | CCGT | 77049.2615 | 51313.524 | 76481.376 | 49304.656 | 40954.336 | 59584.04 | 55084.64 | 71538.192 | 50768.748 | 56464.456 | 57256.292 | 66734.556 | 42284.304 | 47721.764 | 0 | 0 | 0 | 0 | 0 | 0 | 0 | 0 | 0 | 0 | 0 | 0 | 0
SA1 | Gas - Steam | 9680.196 | 8811.963 | 25516.316 | 0 | 0 | 0 | 0 | 0 | 0 | 0 | 0 | 0 | 0 | 0 | 0 | 0 | 0 | 0 | 0 | 0 | 0 | 0 | 0 | 0 | 0 | 0 | 0
SA1 | OCGT / Diesel | 13548.6202 | 11372.7095 | 22401.04 | 17591.4538 | 12878.5116 | 17450.0887 | 15752.0555 | 31964.5677 | 21071.592 | 24887.118 | 28770.9375 | 46839.1764 | 23703.0919 | 23686.8052 | 34694.5761 | 29540.0468 | 39233.7142 | 24415.1899 | 15583.0087 | 18454.8429 | 22904.5483 | 7467.4579 | 5576.0882 | 1665.9272 | 1273.8041 | 1419.9582 | 1982.452
SA1 | Hydro | 0 | 0 | 0 | 0 | 0 | 0 | 0 | 0 | 0 | 0 | 0 | 0 | 0 | 0 | 0 | 0 | 0 | 0 | 0 | 0 | 0 | 0 | 0 | 0 | 0 | 0 | 0
SA1 | Hydrogen Turbine | 0 | 0 | 0 | 0 | 0 | 0 | 0 | 0 | 0 | 0 | 0 | 0 | 0 | 0 | 0 | 0 | 0 | 0 | 0 | 0 | 0 | 0 | 0 | 0 | 0 | 0 | 0
SA1 | Wind | 0 | 0 | 0 | 0 | 0 | 0 | 0 | 0 | 0 | 0 | 0 | 0 | 0 | 0 | 0 | 0 | 0 | 0 | 0 | 0 | 0 | 0 | 0 | 0 | 0 | 0 | 0
SA1 | Solar PV | 0 | 0 | 0 | 0 | 0 | 0 | 0 | 0 | 0 | 0 | 0 | 0 | 0 | 0 | 0 | 0 | 0 | 0 | 0 | 0 | 0 | 0 | 0 | 0 | 0 | 0 | 0
SA1 | Grid Battery | 0 | 0 | 0 | 0 | 0 | 0 | 0 | 0 | 0 | 0 | 0 | 0 | 0 | 0 | 0 | 0 | 0 | 0 | 0 | 0 | 0 | 0 | 0 | 0 | 0 | 0 | 0
SA1 | Pumped Hydro | 0 | 0 | 0 | 0 | 0 | 0 | 0 | 0 | 0 | 0 | 0 | 0 | 0 | 0 | 0 | 0 | 0 | 0 | 0 | 0 | 0 | 0 | 0 | 0 | 0 | 0 | 0
SA1 | VPP | 0 | 0 | 0 | 0 | 0 | 0 | 0 | 0 | 0 | 0 | 0 | 0 | 0 | 0 | 0 | 0 | 0 | 0 | 0 | 0 | 0 | 0 | 0 | 0 | 0 | 0 | 0
Total excluding storage |  | 100278.0777 | 71498.1965 | 124398.732 | 66896.1098 | 53832.8476 | 77034.1287 | 70836.6955 | 103502.7597 | 71840.34 | 81351.574 | 86027.2295 | 113573.7324 | 65987.3959 | 71408.5692 | 34694.5761 | 29540.0468 | 39233.7142 | 24415.1899 | 15583.0087 | 18454.8429 | 22904.5483 | 7467.4579 | 5576.0882 | 1665.9272 | 1273.8041 | 1419.9582 | 1982.452
Region | Technology | 2023-24 | 2024-25 | 2025-26 | 2026-27 | 2027-28 | 2028-29 | 2029-30 | 2030-31 | 2031-32 | 2032-33 | 2033-34 | 2034-35 | 2035-36 | 2036-37 | 2037-38 | 2038-39 | 2039-40 | 2040-41 | 2041-42 | 2042-43 | 2043-44 | 2044-45 | 2045-46 | 2046-47 | 2047-48
TAS1 | Black Coal | 0 | 0 | 0 | 0 | 0 | 0 | 0 | 0 | 0 | 0 | 0 | 0 | 0 | 0 | 0 | 0 | 0 | 0 | 0 | 0 | 0 | 0 | 0 | 0 | 0 | 0 | 0
TAS1 | Brown Coal | 0 | 0 | 0 | 0 | 0 | 0 | 0 | 0 | 0 | 0 | 0 | 0 | 0 | 0 | 0 | 0 | 0 | 0 | 0 | 0 | 0 | 0 | 0 | 0 | 0 | 0 | 0
TAS1 | CCGT | 0 | 0 | 0 | 0 | 0 | 0 | 0 | 0 | 0 | 0 | 0 | 0 | 0 | 0 | 0 | 0 | 0 | 0 | 0 | 0 | 0 | 0 | 0 | 0 | 0 | 0 | 0
TAS1 | Gas - Steam | 0 | 0 | 0 | 0 | 0 | 0 | 0 | 0 | 0 | 0 | 0 | 0 | 0 | 0 | 0 | 0 | 0 | 0 | 0 | 0 | 0 | 0 | 0 | 0 | 0 | 0 | 0
TAS1 | OCGT / Diesel | 0.014343 | 0.027471 | 0.02773 | 19.747 | 0.027479 | 0.027914 | 127.6468 | 442.4142 | 324.2388 | 1345.2643 | 932.4646 | 2502.7849 | 954.3816 | 917.7242 | 1988.7502 | 914.354 | 3587.6662 | 672.8172 | 720.9814 | 595.9378 | 751.2397 | 217.8684 | 285.0954 | 137.5189 | 140.8764 | 432.8299 | 286.4428
TAS1 | Hydro | 0 | 0 | 0 | 0 | 0 | 0 | 0 | 0 | 0 | 0 | 0 | 0 | 0 | 0 | 0 | 0 | 0 | 0 | 0 | 0 | 0 | 0 | 0 | 0 | 0 | 0 | 0
TAS1 | Hydrogen Turbine | 0 | 0 | 0 | 0 | 0 | 0 | 0 | 0 | 0 | 0 | 0 | 0 | 0 | 0 | 0 | 0 | 0 | 0 | 0 | 0 | 0 | 0 | 0 | 0 | 0 | 0 | 0
TAS1 | Wind | 0 | 0 | 0 | 0 | 0 | 0 | 0 | 0 | 0 | 0 | 0 | 0 | 0 | 0 | 0 | 0 | 0 | 0 | 0 | 0 | 0 | 0 | 0 | 0 | 0 | 0 | 0
TAS1 | Solar PV | 0 | 0 | 0 | 0 | 0 | 0 | 0 | 0 | 0 | 0 | 0 | 0 | 0 | 0 | 0 | 0 | 0 | 0 | 0 | 0 | 0 | 0 | 0 | 0 | 0 | 0 | 0
TAS1 | Grid Battery | 0 | 0 | 0 | 0 | 0 | 0 | 0 | 0 | 0 | 0 | 0 | 0 | 0 | 0 | 0 | 0 | 0 | 0 | 0 | 0 | 0 | 0 | 0 | 0 | 0 | 0 | 0
TAS1 | Pumped Hydro | 0 | 0 | 0 | 0 | 0 | 0 | 0 | 0 | 0 | 0 | 0 | 0 | 0 | 0 | 0 | 0 | 0 | 0 | 0 | 0 | 0 | 0 | 0 | 0 | 0 | 0 | 0
TAS1 | VPP | 0 | 0 | 0 | 0 | 0 | 0 | 0 | 0 | 0 | 0 | 0 | 0 | 0 | 0 | 0 | 0 | 0 | 0 | 0 | 0 | 0 | 0 | 0 | 0 | 0 | 0 | 0
Total excluding storage |  | 0.014343 | 0.027471 | 0.02773 | 19.747 | 0.027479 | 0.027914 | 127.6468 | 442.4142 | 324.2388 | 1345.2643 | 932.4646 | 2502.7849 | 954.3816 | 917.7242 | 1988.7502 | 914.354 | 3587.6662 | 672.8172 | 720.9814 | 595.9378 | 751.2397 | 217.8684 | 285.0954 | 137.5189 | 140.8764 | 432.8299 | 286.4428

## WRL_500_Build Cost
New generation build cost (CAPEX) by technology ($000s) - WRL_500, Step Change Scenario
CAPEX | Real June 2021 dollars discounted to 1 July 2021. The total capital costs are annualised for modelling purposes. Build costs do not include capital costs of existing, committed and anticipated generators and transmission projects since there will be no difference in these costs between the Base Case and option case.
Explicitly modelled generation
Region | Technology | 2023-24 | 2024-25 | 2025-26 | 2026-27 | 2027-28 | 2028-29 | 2029-30 | 2030-31 | 2031-32 | 2032-33 | 2033-34 | 2034-35 | 2035-36 | 2036-37 | 2037-38 | 2038-39 | 2039-40 | 2040-41 | 2041-42 | 2042-43 | 2043-44 | 2044-45 | 2045-46 | 2046-47 | 2047-48 | 2048-49 | 2049-50
NEM | Black Coal | 0 | 0 | 0 | 0 | 0 | 0 | 0 | 0 | 0 | 0 | 0 | 0 | 0 | 0 | 0 | 0 | 0 | 0 | 0 | 0 | 0 | 0 | 0 | 0 | 0 | 0 | 0
NEM | Brown Coal | 0 | 0 | 0 | 0 | 0 | 0 | 0 | 0 | 0 | 0 | 0 | 0 | 0 | 0 | 0 | 0 | 0 | 0 | 0 | 0 | 0 | 0 | 0 | 0 | 0 | 0 | 0
NEM | CCGT | 0 | 0 | 0 | 0 | 0 | 0 | 0 | 0 | 0 | 0 | 0 | 0 | 0 | 0 | 0 | 0 | 0 | 0 | 0 | 0 | 0 | 0 | 0 | 0 | 0 | 0 | 0
NEM | Gas - Steam | 0 | 0 | 0 | 0 | 0 | 0 | 0 | 0 | 0 | 0 | 0 | 0 | 0 | 0 | 0 | 0 | 0 | 0 | 0 | 0 | 0 | 0 | 0 | 0 | 0 | 0 | 0
NEM | OCGT / Diesel | 0 | 0.12618 | 0.11966 | 0.11713 | 0.11186 | 2599.6908 | 2464.1629 | 2335.7039 | 2219.8404 | 2098.2168 | 1988.8315 | 1885.1612 | 34958.178 | 33042.7557 | 74630.5029 | 70739.8133 | 67230.7299 | 63547.0353 | 63570.9258 | 60704.3836 | 84275.3812 | 122386.1735 | 116005.8518 | 153885.2496 | 146251.6931 | 176779.9051 | 167563.8583
NEM | Hydro | 0 | 0 | 0 | 0 | 0 | 0 | 0 | 0 | 0 | 0 | 0 | 0 | 0 | 0 | 0 | 0 | 0 | 0 | 0 | 0 | 0 | 0 | 0 | 0 | 0 | 0 | 0
NEM | Hydrogen Turbine | 0 | 0 | 0 | 0 | 0 | 0 | 0 | 0 | 0 | 0 | 0 | 0 | 0 | 0 | 0 | 0 | 0 | 0 | 0 | 0 | 0 | 0 | 0 | 0 | 0 | 0 | 0
NEM | Wind | 0 | 754364.126 | 721553.4416 | 947179.0047 | 1431242.3874 | 1896132.5328 | 1970967.1488 | 2228829.7784 | 2192969.7949 | 2310214.6017 | 2460137.3818 | 2353070.9432 | 2361195.7244 | 2278548.1026 | 2451152.0378 | 2345304.4347 | 2265436.788 | 2185713.8199 | 2097018.3487 | 2187880.3742 | 2199768.9332 | 2098329.0367 | 2002156.7399 | 2241991.6896 | 2289759.7037 | 2197872.0685 | 1948928.6687
NEM | Solar PV | 0 | 0.46245 | 56451.8796 | 53508.9767 | 50855.0583 | 86530.3816 | 131283.1051 | 223297.3201 | 233782.9305 | 340937.8638 | 404480.2773 | 462390.4696 | 442215.0334 | 418947.3332 | 516676.0751 | 536180.7601 | 776779.2124 | 872195.2725 | 961197.2842 | 1089300.7719 | 1124430.5339 | 1066057.9853 | 1037353.0664 | 1088130.2908 | 1067260.2155 | 1079702.4496 | 1117075.876
NEM | Grid Battery | 0 | 0.55055 | 50506.5683 | 47873.8782 | 106244.8148 | 205690.5077 | 200496.0752 | 217448.0405 | 211709.0068 | 331938.6317 | 355854.7749 | 337303.108 | 348983.5569 | 329862.1145 | 324536.2296 | 307617.288 | 393887.2134 | 425215.2925 | 484531.8099 | 551957.061 | 547191.458 | 536048.8615 | 490806.1751 | 477139.3509 | 432666.5642 | 448895.3977 | 423700.7237
NEM | Pumped Hydro | 0 | 0 | 70451.792 | 66779.1509 | 63466.5754 | 91453.5438 | 86685.8975 | 84180.4303 | 100452.2651 | 115022.3291 | 125440.3285 | 118900.8213 | 122342.7776 | 115639.3975 | 264565.1369 | 250772.6447 | 287689.9662 | 291122.6827 | 295111.1441 | 286193.9129 | 273109.3458 | 285435.6359 | 284441.8943 | 309112.123 | 293778.4603 | 277681.8324 | 263205.5441
NEM | VPP | 0 | 0 | 0 | 0 | 0 | 0 | 0 | 0 | 0 | 0 | 0 | 0 | 0 | 0 | 0 | 0 | 0 | 0 | 0 | 0 | 0 | 0 | 0 | 0 | 0 | 0 | 0
Total excluding storage |  | 0 | 754365.2652 | 898963.8012 | 1115341.1277 | 1651808.9477 | 2282406.6568 | 2391896.3896 | 2756091.2734 | 2741133.8377 | 3100211.6431 | 3347901.5939 | 3273550.5034 | 3309695.2702 | 3176039.7035 | 3631559.9823 | 3510614.9408 | 3791023.9098 | 3837794.1029 | 3901429.5127 | 4176036.5037 | 4228775.6522 | 4108257.6928 | 3930763.7275 | 4270258.7039 | 4229716.6368 | 4180931.6533 | 3920474.6708
Region | Technology | 2023-24 | 2024-25 | 2025-26 | 2026-27 | 2027-28 | 2028-29 | 2029-30 | 2030-31 | 2031-32 | 2032-33 | 2033-34 | 2034-35 | 2035-36 | 2036-37 | 2037-38 | 2038-39 | 2039-40 | 2040-41 | 2041-42 | 2042-43 | 2043-44 | 2044-45 | 2045-46 | 2046-47 | 2047-48 | 2048-49 | 2049-50
NSW1 | Black Coal | 0 | 0 | 0 | 0 | 0 | 0 | 0 | 0 | 0 | 0 | 0 | 0 | 0 | 0 | 0 | 0 | 0 | 0 | 0 | 0 | 0 | 0 | 0 | 0 | 0 | 0 | 0
NSW1 | Brown Coal | 0 | 0 | 0 | 0 | 0 | 0 | 0 | 0 | 0 | 0 | 0 | 0 | 0 | 0 | 0 | 0 | 0 | 0 | 0 | 0 | 0 | 0 | 0 | 0 | 0 | 0 | 0
NSW1 | CCGT | 0 | 0 | 0 | 0 | 0 | 0 | 0 | 0 | 0 | 0 | 0 | 0 | 0 | 0 | 0 | 0 | 0 | 0 | 0 | 0 | 0 | 0 | 0 | 0 | 0 | 0 | 0
NSW1 | Gas - Steam | 0 | 0 | 0 | 0 | 0 | 0 | 0 | 0 | 0 | 0 | 0 | 0 | 0 | 0 | 0 | 0 | 0 | 0 | 0 | 0 | 0 | 0 | 0 | 0 | 0 | 0 | 0
NSW1 | OCGT / Diesel | 0 | 0.053563 | 0.050802 | 0.048154 | 0.045772 | 0.043294 | 0.041068 | 0.038951 | 0.037032 | 0.03503 | 0.033287 | 0.031624 | 0.030078 | 0.028499 | 18253.7085 | 17302.0934 | 16443.8143 | 15542.8276 | 14732.538 | 13964.491 | 13271.7755 | 12544.5907 | 11890.6073 | 26937.9082 | 25601.6395 | 24198.8789 | 22937.312
NSW1 | Hydro | 0 | 0 | 0 | 0 | 0 | 0 | 0 | 0 | 0 | 0 | 0 | 0 | 0 | 0 | 0 | 0 | 0 | 0 | 0 | 0 | 0 | 0 | 0 | 0 | 0 | 0 | 0
NSW1 | Hydrogen Turbine | 0 | 0 | 0 | 0 | 0 | 0 | 0 | 0 | 0 | 0 | 0 | 0 | 0 | 0 | 0 | 0 | 0 | 0 | 0 | 0 | 0 | 0 | 0 | 0 | 0 | 0 | 0
NSW1 | Wind | 0 | 335239.4706 | 324278.8848 | 414874.8372 | 756205.9529 | 795657.1747 | 783772.837 | 804749.7039 | 764829.6841 | 780564.6988 | 807553.2626 | 777019.4279 | 855768.3897 | 848567.6481 | 831165.8406 | 787834.9421 | 769036.7771 | 758279.8944 | 718748.718 | 777221.3681 | 824359.1694 | 779191.0229 | 738726.7821 | 737867.2278 | 771108.7914 | 728858.3463 | 606952.4328
NSW1 | Solar PV | 0 | 0.18032 | 56451.5432 | 53508.5787 | 50854.6778 | 76333.3296 | 120068.4242 | 183586.6932 | 174479.7821 | 164985.0426 | 182216.9238 | 172717.4843 | 164149.7451 | 155155.6866 | 197904.843 | 202748.2163 | 247787.4777 | 261261.3446 | 288596.749 | 287432.4202 | 280421.2664 | 265056.4721 | 251238.3631 | 278970.8357 | 288638.8337 | 286486.6769 | 317026.9827
NSW1 | Grid Battery | 0 | 0.34768 | 50506.3479 | 47873.3418 | 106244.2759 | 131873.2585 | 130527.1062 | 123722.4382 | 117585.1277 | 125491.2397 | 118949.0452 | 112747.9106 | 107155.0195 | 101283.8015 | 96003.6057 | 90998.6799 | 133331.2657 | 126025.8327 | 130828.5545 | 126862.0349 | 120569.0264 | 121958.6127 | 98303.5781 | 105099.085 | 79081.5428 | 93548.8681 | 86879.2934
NSW1 | Pumped Hydro | 0 | 0 | 70451.4351 | 66778.6135 | 63466.0374 | 59988.6286 | 56861.261 | 53896.9328 | 51223.3483 | 48416.7291 | 45892.6363 | 43500.13 | 41342.2876 | 39077.0695 | 37040.0448 | 35109.0477 | 33367.4467 | 31539.1844 | 29894.964 | 28336.4627 | 26930.819 | 25455.281 | 24128.2301 | 22870.5803 | 21736.0737 | 20545.1152 | 19474.0434
NSW1 | VPP | 0 | 0 | 0 | 0 | 0 | 0 | 0 | 0 | 0 | 0 | 0 | 0 | 0 | 0 | 0 | 0 | 0 | 0 | 0 | 0 | 0 | 0 | 0 | 0 | 0 | 0 | 0
Total excluding storage |  | 0 | 335240.0521 | 501688.2619 | 583035.4194 | 976770.9898 | 1063852.4348 | 1091229.6695 | 1165955.807 | 1108117.9792 | 1119457.7452 | 1154611.9012 | 1105984.9845 | 1168415.472 | 1144084.2342 | 1180368.0426 | 1133992.9793 | 1199966.7814 | 1192649.0837 | 1182801.5235 | 1233816.7769 | 1265552.0567 | 1204205.9794 | 1124287.5608 | 1171745.6371 | 1186166.8812 | 1153637.8854 | 1053270.0642
Region | Technology | 2023-24 | 2024-25 | 2025-26 | 2026-27 | 2027-28 | 2028-29 | 2029-30 | 2030-31 | 2031-32 | 2032-33 | 2033-34 | 2034-35 | 2035-36 | 2036-37 | 2037-38 | 2038-39 | 2039-40 | 2040-41 | 2041-42 | 2042-43 | 2043-44 | 2044-45 | 2045-46 | 2046-47 | 2047-48 | 2048-49 | 2049-50
QLD1 | Black Coal | 0 | 0 | 0 | 0 | 0 | 0 | 0 | 0 | 0 | 0 | 0 | 0 | 0 | 0 | 0 | 0 | 0 | 0 | 0 | 0 | 0 | 0 | 0 | 0 | 0 | 0 | 0
QLD1 | Brown Coal | 0 | 0 | 0 | 0 | 0 | 0 | 0 | 0 | 0 | 0 | 0 | 0 | 0 | 0 | 0 | 0 | 0 | 0 | 0 | 0 | 0 | 0 | 0 | 0 | 0 | 0 | 0
QLD1 | CCGT | 0 | 0 | 0 | 0 | 0 | 0 | 0 | 0 | 0 | 0 | 0 | 0 | 0 | 0 | 0 | 0 | 0 | 0 | 0 | 0 | 0 | 0 | 0 | 0 | 0 | 0 | 0
QLD1 | Gas - Steam | 0 | 0 | 0 | 0 | 0 | 0 | 0 | 0 | 0 | 0 | 0 | 0 | 0 | 0 | 0 | 0 | 0 | 0 | 0 | 0 | 0 | 0 | 0 | 0 | 0 | 0 | 0
QLD1 | OCGT / Diesel | 0 | 0.014883 | 0.014115 | 0.014317 | 0.013702 | 2599.5972 | 2464.0732 | 2335.6145 | 2219.7552 | 2098.1307 | 1988.7496 | 1885.0709 | 1791.561 | 1693.3982 | 26661.7904 | 25271.8392 | 24018.2171 | 22702.2151 | 21518.6873 | 20396.86 | 19385.0634 | 18322.9203 | 17367.697 | 44722.1778 | 42503.7113 | 78716.4649 | 74612.759
QLD1 | Hydro | 0 | 0 | 0 | 0 | 0 | 0 | 0 | 0 | 0 | 0 | 0 | 0 | 0 | 0 | 0 | 0 | 0 | 0 | 0 | 0 | 0 | 0 | 0 | 0 | 0 | 0 | 0
QLD1 | Hydrogen Turbine | 0 | 0 | 0 | 0 | 0 | 0 | 0 | 0 | 0 | 0 | 0 | 0 | 0 | 0 | 0 | 0 | 0 | 0 | 0 | 0 | 0 | 0 | 0 | 0 | 0 | 0 | 0
QLD1 | Wind | 0 | 152426.8475 | 144480.4254 | 198087.2663 | 313882.4754 | 618337.054 | 590443.7215 | 728692.2577 | 693563.2433 | 769198.0882 | 797598.125 | 756194.7008 | 718683.2756 | 679305.3141 | 777698.0442 | 737154.5446 | 700587.6175 | 675199.5528 | 665251.2667 | 674937.0486 | 670416.3831 | 633683.0428 | 600647.438 | 735120.7766 | 718269.3907 | 683441.4859 | 623937.9029
QLD1 | Solar PV | 0 | 0.07607 | 0.10501 | 0.10378 | 0.099847 | 10196.7832 | 11214.4195 | 39710.1427 | 59302.687 | 80271.0782 | 131569.7578 | 149887.0966 | 142451.8705 | 134646.673 | 185024.1992 | 182201.6862 | 319345.2483 | 351848.9944 | 336125.5859 | 458733.3052 | 436024.2912 | 412133.7224 | 401729.2075 | 430526.3044 | 418770.5222 | 443740.8453 | 463962.8239
QLD1 | Grid Battery | 0 | 0.045654 | 0.050473 | 0.072594 | 0.086513 | 73816.8215 | 69968.5515 | 79777.1728 | 80867.3418 | 102331.8283 | 138217.9899 | 131012.3131 | 124513.381 | 117691.0653 | 111555.5126 | 105739.8233 | 148836.2386 | 140681.23 | 163051.8767 | 244382.8132 | 232260.0881 | 219534.1178 | 208089.2089 | 197240.9484 | 187456.7043 | 198320.6791 | 187981.6864
QLD1 | Pumped Hydro | 0 | 0 | 0.083012 | 0.12273 | 0.12084 | 31464.5056 | 29824.1762 | 28269.3618 | 26867.0458 | 25394.9515 | 40485.4582 | 38374.8455 | 36471.2433 | 34472.9175 | 185159.2801 | 175506.4271 | 216157.3608 | 204313.7038 | 193662.279 | 183566.1425 | 174460.2501 | 164901.2539 | 156304.5062 | 187654.662 | 178345.9564 | 168574.057 | 159785.8361
QLD1 | VPP | 0 | 0 | 0 | 0 | 0 | 0 | 0 | 0 | 0 | 0 | 0 | 0 | 0 | 0 | 0 | 0 | 0 | 0 | 0 | 0 | 0 | 0 | 0 | 0 | 0 | 0 | 0
Total excluding storage |  | 0 | 152426.9841 | 144480.678 | 198087.5797 | 313882.7963 | 736414.7615 | 703914.9419 | 878784.5496 | 862820.073 | 979294.077 | 1109860.0805 | 1077354.0268 | 1023911.3313 | 967809.368 | 1286098.8263 | 1225874.3204 | 1408944.6823 | 1394745.6962 | 1379609.6955 | 1582016.1695 | 1532546.0759 | 1448575.0572 | 1384138.0576 | 1595264.8691 | 1545346.285 | 1572793.5322 | 1510281.0084
Region | Technology | 2023-24 | 2024-25 | 2025-26 | 2026-27 | 2027-28 | 2028-29 | 2029-30 | 2030-31 | 2031-32 | 2032-33 | 2033-34 | 2034-35 | 2035-36 | 2036-37 | 2037-38 | 2038-39 | 2039-40 | 2040-41 | 2041-42 | 2042-43 | 2043-44 | 2044-45 | 2045-46 | 2046-47 | 2047-48 | 2048-49 | 2049-50
VIC1 | Black Coal | 0 | 0 | 0 | 0 | 0 | 0 | 0 | 0 | 0 | 0 | 0 | 0 | 0 | 0 | 0 | 0 | 0 | 0 | 0 | 0 | 0 | 0 | 0 | 0 | 0 | 0 | 0
VIC1 | Brown Coal | 0 | 0 | 0 | 0 | 0 | 0 | 0 | 0 | 0 | 0 | 0 | 0 | 0 | 0 | 0 | 0 | 0 | 0 | 0 | 0 | 0 | 0 | 0 | 0 | 0 | 0 | 0
VIC1 | CCGT | 0 | 0 | 0 | 0 | 0 | 0 | 0 | 0 | 0 | 0 | 0 | 0 | 0 | 0 | 0 | 0 | 0 | 0 | 0 | 0 | 0 | 0 | 0 | 0 | 0 | 0 | 0
VIC1 | Gas - Steam | 0 | 0 | 0 | 0 | 0 | 0 | 0 | 0 | 0 | 0 | 0 | 0 | 0 | 0 | 0 | 0 | 0 | 0 | 0 | 0 | 0 | 0 | 0 | 0 | 0 | 0 | 0
VIC1 | OCGT / Diesel | 0 | 0.028826 | 0.027323 | 0.025942 | 0.024679 | 0.023401 | 0.022229 | 0.021127 | 0.020103 | 0.02013 | 0.019117 | 0.027876 | 33166.5155 | 31349.2614 | 29714.9399 | 28165.8198 | 26768.6405 | 25301.9377 | 27319.6432 | 26342.9756 | 51618.3605 | 91517.6331 | 86746.5717 | 82224.2386 | 78145.4632 | 73863.7303 | 70013.007
VIC1 | Hydro | 0 | 0 | 0 | 0 | 0 | 0 | 0 | 0 | 0 | 0 | 0 | 0 | 0 | 0 | 0 | 0 | 0 | 0 | 0 | 0 | 0 | 0 | 0 | 0 | 0 | 0 | 0
VIC1 | Hydrogen Turbine | 0 | 0 | 0 | 0 | 0 | 0 | 0 | 0 | 0 | 0 | 0 | 0 | 0 | 0 | 0 | 0 | 0 | 0 | 0 | 0 | 0 | 0 | 0 | 0 | 0 | 0 | 0
VIC1 | Wind | 0 | 123115.4242 | 116697.0847 | 159533.395 | 181897.0835 | 213247.2858 | 273556.2028 | 377348.0246 | 358629.4844 | 370386.6273 | 478700.0572 | 463187.6767 | 440211.0157 | 421302.5837 | 468921.9624 | 454499.6992 | 436066.3346 | 412173.4725 | 390685.7564 | 402188.3133 | 385926.2849 | 374607.7902 | 368140.5523 | 422330.6284 | 448802.5436 | 435170.2836 | 412698.3683
VIC1 | Solar PV | 0 | 0.068991 | 0.067209 | 0.13212 | 0.12615 | 0.11963 | 0.11479 | 0.22474 | 0.21368 | 64094.7032 | 60753.2734 | 88955.6753 | 87304.6607 | 83483.1411 | 79902.2162 | 96535.6752 | 148427.7585 | 143414.0011 | 211387.9501 | 209254.6554 | 222347.031 | 210164.2304 | 214998.2346 | 216481.0578 | 205742.4042 | 197538.2416 | 192010.7434
VIC1 | Grid Battery | 0 | 0.070985 | 0.067902 | 0.29542 | 0.28159 | 0.26619 | 0.25287 | 13947.4908 | 13255.6199 | 70509.562 | 66833.7086 | 63349.4893 | 71233.7427 | 67330.7162 | 75691.2813 | 71745.2913 | 74527.4385 | 92506.4456 | 105757.3885 | 100243.9711 | 95271.3181 | 94984.8487 | 90033.032 | 85339.2882 | 81105.9903 | 76662.0456 | 72665.4887
VIC1 | Pumped Hydro | 0 | 0 | 0.080076 | 0.17782 | 0.16964 | 0.16103 | 0.15371 | 0.32596 | 0.31003 | 0.32235 | 0.30671 | 0.31496 | 367.9753 | 347.8145 | 2800.3003 | 2654.3137 | 2522.6475 | 21580.1859 | 36976.3739 | 41516.3813 | 39456.9412 | 59340.9752 | 70134.1566 | 66477.8739 | 63180.2053 | 59718.473 | 56605.188
VIC1 | VPP | 0 | 0 | 0 | 0 | 0 | 0 | 0 | 0 | 0 | 0 | 0 | 0 | 0 | 0 | 0 | 0 | 0 | 0 | 0 | 0 | 0 | 0 | 0 | 0 | 0 | 0 | 0
Total excluding storage |  | 0 | 123115.593 | 116697.3272 | 159534.0263 | 181897.6855 | 213247.856 | 273556.7464 | 391296.0873 | 371885.6481 | 504991.235 | 606287.365 | 615493.1841 | 632283.9099 | 603813.5169 | 657030.7001 | 653600.7992 | 688312.8197 | 694976.0428 | 772127.1121 | 779546.2966 | 794619.9357 | 830615.4777 | 830052.5473 | 872853.087 | 876976.6065 | 842952.7741 | 803992.7953
Region | Technology | 2023-24 | 2024-25 | 2025-26 | 2026-27 | 2027-28 | 2028-29 | 2029-30 | 2030-31 | 2031-32 | 2032-33 | 2033-34 | 2034-35 | 2035-36 | 2036-37 | 2037-38 | 2038-39 | 2039-40 | 2040-41 | 2041-42 | 2042-43 | 2043-44 | 2044-45 | 2045-46 | 2046-47 | 2047-48 | 2048-49 | 2049-50
SA1 | Black Coal | 0 | 0 | 0 | 0 | 0 | 0 | 0 | 0 | 0 | 0 | 0 | 0 | 0 | 0 | 0 | 0 | 0 | 0 | 0 | 0 | 0 | 0 | 0 | 0 | 0 | 0 | 0
SA1 | Brown Coal | 0 | 0 | 0 | 0 | 0 | 0 | 0 | 0 | 0 | 0 | 0 | 0 | 0 | 0 | 0 | 0 | 0 | 0 | 0 | 0 | 0 | 0 | 0 | 0 | 0 | 0 | 0
SA1 | CCGT | 0 | 0 | 0 | 0 | 0 | 0 | 0 | 0 | 0 | 0 | 0 | 0 | 0 | 0 | 0 | 0 | 0 | 0 | 0 | 0 | 0 | 0 | 0 | 0 | 0 | 0 | 0
SA1 | Gas - Steam | 0 | 0 | 0 | 0 | 0 | 0 | 0 | 0 | 0 | 0 | 0 | 0 | 0 | 0 | 0 | 0 | 0 | 0 | 0 | 0 | 0 | 0 | 0 | 0 | 0 | 0 | 0
SA1 | OCGT / Diesel | 0 | 0.015107 | 0.014327 | 0.016255 | 0.015489 | 0.014706 | 0.014016 | 0.015352 | 0.014668 | 0.015882 | 0.015141 | 0.016762 | 0.045515 | 0.043055 | 0.040892 | 0.038784 | 0.036956 | 0.034962 | 0.033167 | 0.031493 | 0.15751 | 0.97727 | 0.92634 | 0.87806 | 0.83453 | 0.78883 | 0.74381
SA1 | Hydro | 0 | 0 | 0 | 0 | 0 | 0 | 0 | 0 | 0 | 0 | 0 | 0 | 0 | 0 | 0 | 0 | 0 | 0 | 0 | 0 | 0 | 0 | 0 | 0 | 0 | 0 | 0
SA1 | Hydrogen Turbine | 0 | 0 | 0 | 0 | 0 | 0 | 0 | 0 | 0 | 0 | 0 | 0 | 0 | 0 | 0 | 0 | 0 | 0 | 0 | 0 | 0 | 0 | 0 | 0 | 0 | 0 | 0
SA1 | Wind | 0 | 58489.2107 | 55440.0103 | 89386.9464 | 84952.8797 | 165517.7701 | 175874.6649 | 177543.0447 | 168735.9328 | 159490.5957 | 157731.8195 | 149508.8355 | 149649.0334 | 143276.1804 | 196971.514 | 198616.5015 | 200841.2903 | 189862.8127 | 179964.7518 | 198587.8072 | 190815.3152 | 189622.5456 | 179737.0721 | 233725.7395 | 244234.4686 | 248939.0447 | 231461.2597
SA1 | Solar PV | 0 | 0.10626 | 0.13493 | 0.13217 | 0.12588 | 0.122 | 0.11988 | 0.22603 | 0.21497 | 31586.9886 | 29940.2737 | 50830.1114 | 48308.6578 | 45661.7385 | 53844.7234 | 54695.0915 | 61218.6238 | 115670.7875 | 125086.8608 | 133880.2565 | 184707.5916 | 174840.9699 | 165726.0379 | 158681.739 | 150810.2502 | 147750.0205 | 140106.9309
SA1 | Grid Battery | 0 | 0.049584 | 0.059653 | 0.12195 | 0.11727 | 0.11089 | 0.10637 | 0.84833 | 0.8114 | 33605.8821 | 31853.9173 | 30193.287 | 46081.3052 | 43556.4274 | 41285.7301 | 39133.3942 | 37192.169 | 66001.6876 | 84893.8928 | 80468.147 | 99090.9275 | 99571.1792 | 94380.2607 | 89459.9407 | 85022.2348 | 80363.7117 | 76174.1667
SA1 | Pumped Hydro | 0 | 0 | 0.09717 | 0.13317 | 0.12853 | 0.12262 | 0.11942 | 0.14957 | 0.14258 | 0.14137 | 0.13724 | 0.13332 | 0.15949 | 0.15192 | 0.1609 | 0.15312 | 0.14801 | 0.15541 | 0.16098 | 0.17004 | 0.16381 | 0.18191 | 0.17281 | 0.16407 | 0.15621 | 0.14811 | 0.15449
SA1 | VPP | 0 | 0 | 0 | 0 | 0 | 0 | 0 | 0 | 0 | 0 | 0 | 0 | 0 | 0 | 0 | 0 | 0 | 0 | 0 | 0 | 0 | 0 | 0 | 0 | 0 | 0 | 0
Total excluding storage |  | 0 | 58489.3816 | 55440.3164 | 89387.35 | 84953.2669 | 165518.1403 | 175875.0246 | 177544.284 | 168737.1164 | 224683.6237 | 219526.1629 | 230532.384 | 244039.2014 | 232494.5413 | 292102.1693 | 292445.179 | 299252.2681 | 371535.4781 | 389945.6996 | 412936.4122 | 474614.1555 | 464035.8538 | 439844.4699 | 481868.4614 | 480067.9443 | 477053.7138 | 447743.2556
Region | Technology | 2023-24 | 2024-25 | 2025-26 | 2026-27 | 2027-28 | 2028-29 | 2029-30 | 2030-31 | 2031-32 | 2032-33 | 2033-34 | 2034-35 | 2035-36 | 2036-37 | 2037-38 | 2038-39 | 2039-40 | 2040-41 | 2041-42 | 2042-43 | 2043-44 | 2044-45 | 2045-46 | 2046-47 | 2047-48 | 2048-49 | 2049-50
TAS1 | Black Coal | 0 | 0 | 0 | 0 | 0 | 0 | 0 | 0 | 0 | 0 | 0 | 0 | 0 | 0 | 0 | 0 | 0 | 0 | 0 | 0 | 0 | 0 | 0 | 0 | 0 | 0 | 0
TAS1 | Brown Coal | 0 | 0 | 0 | 0 | 0 | 0 | 0 | 0 | 0 | 0 | 0 | 0 | 0 | 0 | 0 | 0 | 0 | 0 | 0 | 0 | 0 | 0 | 0 | 0 | 0 | 0 | 0
TAS1 | CCGT | 0 | 0 | 0 | 0 | 0 | 0 | 0 | 0 | 0 | 0 | 0 | 0 | 0 | 0 | 0 | 0 | 0 | 0 | 0 | 0 | 0 | 0 | 0 | 0 | 0 | 0 | 0
TAS1 | Gas - Steam | 0 | 0 | 0 | 0 | 0 | 0 | 0 | 0 | 0 | 0 | 0 | 0 | 0 | 0 | 0 | 0 | 0 | 0 | 0 | 0 | 0 | 0 | 0 | 0 | 0 | 0 | 0
TAS1 | OCGT / Diesel | 0 | 0.013805 | 0.013091 | 0.012465 | 0.012215 | 0.012164 | 0.012331 | 0.014017 | 0.01341 | 0.015035 | 0.01432 | 0.01409 | 0.02594 | 0.024551 | 0.023302 | 0.022124 | 0.021072 | 0.019952 | 0.024151 | 0.025437 | 0.024244 | 0.052137 | 0.049447 | 0.046905 | 0.04462 | 0.042224 | 0.036449
TAS1 | Hydro | 0 | 0 | 0 | 0 | 0 | 0 | 0 | 0 | 0 | 0 | 0 | 0 | 0 | 0 | 0 | 0 | 0 | 0 | 0 | 0 | 0 | 0 | 0 | 0 | 0 | 0 | 0
TAS1 | Hydrogen Turbine | 0 | 0 | 0 | 0 | 0 | 0 | 0 | 0 | 0 | 0 | 0 | 0 | 0 | 0 | 0 | 0 | 0 | 0 | 0 | 0 | 0 | 0 | 0 | 0 | 0 | 0 | 0
TAS1 | Wind | 0 | 85093.1731 | 80657.0364 | 85296.5598 | 94303.9959 | 103373.2482 | 147319.7226 | 140496.7475 | 207211.4504 | 230574.5917 | 218554.1175 | 207160.3023 | 196884.01 | 186096.3763 | 176394.6765 | 167198.7473 | 158904.7686 | 150198.0875 | 142367.8558 | 134945.837 | 128251.7806 | 121224.6352 | 114904.8954 | 112947.3173 | 107344.5093 | 101462.9079 | 73878.7051
TAS1 | Solar PV | 0 | 0.030809 | 0.029265 | 0.02992 | 0.028713 | 0.027228 | 0.026794 | 0.033502 | 0.032784 | 0.051135 | 0.048554 | 0.10201 | 0.099323 | 0.094044 | 0.093349 | 0.090944 | 0.104 | 0.14479 | 0.13835 | 0.13479 | 930.3538 | 3862.5905 | 3661.2232 | 3470.3538 | 3298.2052 | 4186.6653 | 3968.3951
TAS1 | Grid Battery | 0 | 0.036653 | 0.042364 | 0.046467 | 0.053464 | 0.05062 | 0.058306 | 0.090393 | 0.10603 | 0.11958 | 0.11377 | 0.10813 | 0.10855 | 0.10401 | 0.10001 | 0.099302 | 0.10159 | 0.096597 | 0.097512 | 0.094787 | 0.097875 | 0.10299 | 0.095316 | 0.088474 | 0.091862 | 0.093216 | 0.088611
TAS1 | Pumped Hydro | 0 | 0 | 0.096574 | 0.10367 | 0.11893 | 0.12594 | 0.1872 | 2013.6601 | 22361.4184 | 41210.1848 | 39061.7901 | 37025.3976 | 44161.1118 | 41741.4442 | 39565.3508 | 37502.7031 | 35642.3632 | 33689.4532 | 34577.3662 | 32774.7564 | 32261.1718 | 35737.9438 | 33874.8286 | 32108.8428 | 30516.0687 | 28844.0391 | 27340.322
TAS1 | VPP | 0 | 0 | 0 | 0 | 0 | 0 | 0 | 0 | 0 | 0 | 0 | 0 | 0 | 0 | 0 | 0 | 0 | 0 | 0 | 0 | 0 | 0 | 0 | 0 | 0 | 0 | 0
Total excluding storage |  | 0 | 85093.2543 | 80657.2177 | 85296.7523 | 94304.2092 | 103373.4642 | 147320.0072 | 142510.5455 | 229573.021 | 271784.9622 | 257616.0843 | 244185.9241 | 241045.3556 | 227838.0431 | 215960.244 | 204701.6627 | 194547.3584 | 183887.8021 | 176945.482 | 167720.8484 | 161443.4283 | 160825.3246 | 152441.092 | 148526.6493 | 141158.9197 | 134493.7478 | 105187.5473

## WRL_500_Rehab Cost
Rehabilition cost by technology ($000s) - WRL_500, Step Change Scenario
Rehab | Real June 2021 dollars discounted to 1 July 2021
Explicitly modelled generation
Region | Technology | 2023-24 | 2024-25 | 2025-26 | 2026-27 | 2027-28 | 2028-29 | 2029-30 | 2030-31 | 2031-32 | 2032-33 | 2033-34 | 2034-35 | 2035-36 | 2036-37 | 2037-38 | 2038-39 | 2039-40 | 2040-41 | 2041-42 | 2042-43 | 2043-44 | 2044-45 | 2045-46 | 2046-47 | 2047-48 | 2048-49 | 2049-50
NEM | Black Coal | 0 | 0 | 0 | 0 | 0 | 0 | 0 | 0 | 0 | 0 | 0 | 0 | 0 | 0 | 0 | 0 | 0 | 0 | 0 | 0 | 0 | 0 | 0 | 0 | 0 | 0 | 0
NEM | Brown Coal | 0 | 0 | 0 | 0 | 0 | 0 | 0 | 0 | 0 | 0 | 0 | 0 | 0 | 0 | 0 | 0 | 0 | 0 | 0 | 0 | 0 | 0 | 0 | 0 | 0 | 0 | 0
NEM | CCGT | 0 | 0 | 0 | 0 | 0 | 0 | 0 | 0 | 0 | 0 | 0 | 0 | 0 | 0 | 0 | 0 | 0 | 0 | 0 | 0 | 0 | 0 | 0 | 0 | 0 | 0 | 0
NEM | Gas - Steam | 0 | 0 | 0 | 0 | 0 | 0 | 0 | 0 | 0 | 0 | 0 | 0 | 0 | 0 | 0 | 0 | 0 | 0 | 0 | 0 | 0 | 0 | 0 | 0 | 0 | 0 | 0
NEM | OCGT / Diesel | 0 | 0 | 0 | 0 | 0 | 0 | 0 | 0 | 0 | 0 | 0 | 0 | 0 | 0 | 0 | 0 | 0 | 0 | 0 | 0 | 0 | 0 | 0 | 0 | 0 | 0 | 0
NEM | Hydro | 0 | 0 | 0 | 0 | 0 | 0 | 0 | 0 | 0 | 0 | 0 | 0 | 0 | 0 | 0 | 0 | 0 | 0 | 0 | 0 | 0 | 0 | 0 | 0 | 0 | 0 | 0
NEM | Hydrogen Turbine | 0 | 0 | 0 | 0 | 0 | 0 | 0 | 0 | 0 | 0 | 0 | 0 | 0 | 0 | 0 | 0 | 0 | 0 | 0 | 0 | 0 | 0 | 0 | 0 | 0 | 0 | 0
NEM | Wind | 0 | 0 | 0 | 0 | 0 | 0 | 0 | 0 | 0 | 0 | 0 | 0 | 0 | 0 | 0 | 0 | 0 | 0 | 0 | 0 | 0 | 0 | 0 | 0 | 0 | 0 | 0
NEM | Solar PV | 0 | 0 | 0 | 0 | 0 | 0 | 0 | 0 | 0 | 0 | 0 | 0 | 0 | 0 | 0 | 0 | 0 | 0 | 0 | 0 | 0 | 0 | 0 | 0 | 0 | 0 | 0
NEM | Grid Battery | 0 | 0 | 0 | 0 | 0 | 0 | 0 | 0 | 0 | 0 | 0 | 0 | 0 | 0 | 0 | 0 | 0 | 0 | 0 | 0 | 0 | 0 | 0 | 0 | 0 | 0 | 0
NEM | Pumped Hydro | 0 | 0 | 0 | 0 | 0 | 0 | 0 | 0 | 0 | 0 | 0 | 0 | 0 | 0 | 0 | 0 | 0 | 0 | 0 | 0 | 0 | 0 | 0 | 0 | 0 | 0 | 0
NEM | VPP | 0 | 0 | 0 | 0 | 0 | 0 | 0 | 0 | 0 | 0 | 0 | 0 | 0 | 0 | 0 | 0 | 0 | 0 | 0 | 0 | 0 | 0 | 0 | 0 | 0 | 0 | 0
Total excluding storage |  | 0 | 0 | 0 | 0 | 0 | 0 | 0 | 0 | 0 | 0 | 0 | 0 | 0 | 0 | 0 | 0 | 0 | 0 | 0 | 0 | 0 | 0 | 0 | 0 | 0 | 0 | 0
Region | Technology | 2023-24 | 2024-25 | 2025-26 | 2026-27 | 2027-28 | 2028-29 | 2029-30 | 2030-31 | 2031-32 | 2032-33 | 2033-34 | 2034-35 | 2035-36 | 2036-37 | 2037-38 | 2038-39 | 2039-40 | 2040-41 | 2041-42 | 2042-43 | 2043-44 | 2044-45 | 2045-46 | 2046-47 | 2047-48 | 2048-49 | 2049-50
NSW1 | Black Coal | 0 | 0 | 0 | 0 | 0 | 0 | 0 | 0 | 0 | 0 | 0 | 0 | 0 | 0 | 0 | 0 | 0 | 0 | 0 | 0 | 0 | 0 | 0 | 0 | 0 | 0 | 0
NSW1 | Brown Coal | 0 | 0 | 0 | 0 | 0 | 0 | 0 | 0 | 0 | 0 | 0 | 0 | 0 | 0 | 0 | 0 | 0 | 0 | 0 | 0 | 0 | 0 | 0 | 0 | 0 | 0 | 0
NSW1 | CCGT | 0 | 0 | 0 | 0 | 0 | 0 | 0 | 0 | 0 | 0 | 0 | 0 | 0 | 0 | 0 | 0 | 0 | 0 | 0 | 0 | 0 | 0 | 0 | 0 | 0 | 0 | 0
NSW1 | Gas - Steam | 0 | 0 | 0 | 0 | 0 | 0 | 0 | 0 | 0 | 0 | 0 | 0 | 0 | 0 | 0 | 0 | 0 | 0 | 0 | 0 | 0 | 0 | 0 | 0 | 0 | 0 | 0
NSW1 | OCGT / Diesel | 0 | 0 | 0 | 0 | 0 | 0 | 0 | 0 | 0 | 0 | 0 | 0 | 0 | 0 | 0 | 0 | 0 | 0 | 0 | 0 | 0 | 0 | 0 | 0 | 0 | 0 | 0
NSW1 | Hydro | 0 | 0 | 0 | 0 | 0 | 0 | 0 | 0 | 0 | 0 | 0 | 0 | 0 | 0 | 0 | 0 | 0 | 0 | 0 | 0 | 0 | 0 | 0 | 0 | 0 | 0 | 0
NSW1 | Hydrogen Turbine | 0 | 0 | 0 | 0 | 0 | 0 | 0 | 0 | 0 | 0 | 0 | 0 | 0 | 0 | 0 | 0 | 0 | 0 | 0 | 0 | 0 | 0 | 0 | 0 | 0 | 0 | 0
NSW1 | Wind | 0 | 0 | 0 | 0 | 0 | 0 | 0 | 0 | 0 | 0 | 0 | 0 | 0 | 0 | 0 | 0 | 0 | 0 | 0 | 0 | 0 | 0 | 0 | 0 | 0 | 0 | 0
NSW1 | Solar PV | 0 | 0 | 0 | 0 | 0 | 0 | 0 | 0 | 0 | 0 | 0 | 0 | 0 | 0 | 0 | 0 | 0 | 0 | 0 | 0 | 0 | 0 | 0 | 0 | 0 | 0 | 0
NSW1 | Grid Battery | 0 | 0 | 0 | 0 | 0 | 0 | 0 | 0 | 0 | 0 | 0 | 0 | 0 | 0 | 0 | 0 | 0 | 0 | 0 | 0 | 0 | 0 | 0 | 0 | 0 | 0 | 0
NSW1 | Pumped Hydro | 0 | 0 | 0 | 0 | 0 | 0 | 0 | 0 | 0 | 0 | 0 | 0 | 0 | 0 | 0 | 0 | 0 | 0 | 0 | 0 | 0 | 0 | 0 | 0 | 0 | 0 | 0
NSW1 | VPP | 0 | 0 | 0 | 0 | 0 | 0 | 0 | 0 | 0 | 0 | 0 | 0 | 0 | 0 | 0 | 0 | 0 | 0 | 0 | 0 | 0 | 0 | 0 | 0 | 0 | 0 | 0
Total excluding storage |  | 0 | 0 | 0 | 0 | 0 | 0 | 0 | 0 | 0 | 0 | 0 | 0 | 0 | 0 | 0 | 0 | 0 | 0 | 0 | 0 | 0 | 0 | 0 | 0 | 0 | 0 | 0
Region | Technology | 2023-24 | 2024-25 | 2025-26 | 2026-27 | 2027-28 | 2028-29 | 2029-30 | 2030-31 | 2031-32 | 2032-33 | 2033-34 | 2034-35 | 2035-36 | 2036-37 | 2037-38 | 2038-39 | 2039-40 | 2040-41 | 2041-42 | 2042-43 | 2043-44 | 2044-45 | 2045-46 | 2046-47 | 2047-48 | 2048-49 | 2049-50
QLD1 | Black Coal | 0 | 0 | 0 | 0 | 0 | 0 | 0 | 0 | 0 | 0 | 0 | 0 | 0 | 0 | 0 | 0 | 0 | 0 | 0 | 0 | 0 | 0 | 0 | 0 | 0 | 0 | 0
QLD1 | Brown Coal | 0 | 0 | 0 | 0 | 0 | 0 | 0 | 0 | 0 | 0 | 0 | 0 | 0 | 0 | 0 | 0 | 0 | 0 | 0 | 0 | 0 | 0 | 0 | 0 | 0 | 0 | 0
QLD1 | CCGT | 0 | 0 | 0 | 0 | 0 | 0 | 0 | 0 | 0 | 0 | 0 | 0 | 0 | 0 | 0 | 0 | 0 | 0 | 0 | 0 | 0 | 0 | 0 | 0 | 0 | 0 | 0
QLD1 | Gas - Steam | 0 | 0 | 0 | 0 | 0 | 0 | 0 | 0 | 0 | 0 | 0 | 0 | 0 | 0 | 0 | 0 | 0 | 0 | 0 | 0 | 0 | 0 | 0 | 0 | 0 | 0 | 0
QLD1 | OCGT / Diesel | 0 | 0 | 0 | 0 | 0 | 0 | 0 | 0 | 0 | 0 | 0 | 0 | 0 | 0 | 0 | 0 | 0 | 0 | 0 | 0 | 0 | 0 | 0 | 0 | 0 | 0 | 0
QLD1 | Hydro | 0 | 0 | 0 | 0 | 0 | 0 | 0 | 0 | 0 | 0 | 0 | 0 | 0 | 0 | 0 | 0 | 0 | 0 | 0 | 0 | 0 | 0 | 0 | 0 | 0 | 0 | 0
QLD1 | Hydrogen Turbine | 0 | 0 | 0 | 0 | 0 | 0 | 0 | 0 | 0 | 0 | 0 | 0 | 0 | 0 | 0 | 0 | 0 | 0 | 0 | 0 | 0 | 0 | 0 | 0 | 0 | 0 | 0
QLD1 | Wind | 0 | 0 | 0 | 0 | 0 | 0 | 0 | 0 | 0 | 0 | 0 | 0 | 0 | 0 | 0 | 0 | 0 | 0 | 0 | 0 | 0 | 0 | 0 | 0 | 0 | 0 | 0
QLD1 | Solar PV | 0 | 0 | 0 | 0 | 0 | 0 | 0 | 0 | 0 | 0 | 0 | 0 | 0 | 0 | 0 | 0 | 0 | 0 | 0 | 0 | 0 | 0 | 0 | 0 | 0 | 0 | 0
QLD1 | Grid Battery | 0 | 0 | 0 | 0 | 0 | 0 | 0 | 0 | 0 | 0 | 0 | 0 | 0 | 0 | 0 | 0 | 0 | 0 | 0 | 0 | 0 | 0 | 0 | 0 | 0 | 0 | 0
QLD1 | Pumped Hydro | 0 | 0 | 0 | 0 | 0 | 0 | 0 | 0 | 0 | 0 | 0 | 0 | 0 | 0 | 0 | 0 | 0 | 0 | 0 | 0 | 0 | 0 | 0 | 0 | 0 | 0 | 0
QLD1 | VPP | 0 | 0 | 0 | 0 | 0 | 0 | 0 | 0 | 0 | 0 | 0 | 0 | 0 | 0 | 0 | 0 | 0 | 0 | 0 | 0 | 0 | 0 | 0 | 0 | 0 | 0 | 0
Total excluding storage |  | 0 | 0 | 0 | 0 | 0 | 0 | 0 | 0 | 0 | 0 | 0 | 0 | 0 | 0 | 0 | 0 | 0 | 0 | 0 | 0 | 0 | 0 | 0 | 0 | 0 | 0 | 0
Region | Technology | 2023-24 | 2024-25 | 2025-26 | 2026-27 | 2027-28 | 2028-29 | 2029-30 | 2030-31 | 2031-32 | 2032-33 | 2033-34 | 2034-35 | 2035-36 | 2036-37 | 2037-38 | 2038-39 | 2039-40 | 2040-41 | 2041-42 | 2042-43 | 2043-44 | 2044-45 | 2045-46 | 2046-47 | 2047-48 | 2048-49 | 2049-50
VIC1 | Black Coal | 0 | 0 | 0 | 0 | 0 | 0 | 0 | 0 | 0 | 0 | 0 | 0 | 0 | 0 | 0 | 0 | 0 | 0 | 0 | 0 | 0 | 0 | 0 | 0 | 0 | 0 | 0
VIC1 | Brown Coal | 0 | 0 | 0 | 0 | 0 | 0 | 0 | 0 | 0 | 0 | 0 | 0 | 0 | 0 | 0 | 0 | 0 | 0 | 0 | 0 | 0 | 0 | 0 | 0 | 0 | 0 | 0
VIC1 | CCGT | 0 | 0 | 0 | 0 | 0 | 0 | 0 | 0 | 0 | 0 | 0 | 0 | 0 | 0 | 0 | 0 | 0 | 0 | 0 | 0 | 0 | 0 | 0 | 0 | 0 | 0 | 0
VIC1 | Gas - Steam | 0 | 0 | 0 | 0 | 0 | 0 | 0 | 0 | 0 | 0 | 0 | 0 | 0 | 0 | 0 | 0 | 0 | 0 | 0 | 0 | 0 | 0 | 0 | 0 | 0 | 0 | 0
VIC1 | OCGT / Diesel | 0 | 0 | 0 | 0 | 0 | 0 | 0 | 0 | 0 | 0 | 0 | 0 | 0 | 0 | 0 | 0 | 0 | 0 | 0 | 0 | 0 | 0 | 0 | 0 | 0 | 0 | 0
VIC1 | Hydro | 0 | 0 | 0 | 0 | 0 | 0 | 0 | 0 | 0 | 0 | 0 | 0 | 0 | 0 | 0 | 0 | 0 | 0 | 0 | 0 | 0 | 0 | 0 | 0 | 0 | 0 | 0
VIC1 | Hydrogen Turbine | 0 | 0 | 0 | 0 | 0 | 0 | 0 | 0 | 0 | 0 | 0 | 0 | 0 | 0 | 0 | 0 | 0 | 0 | 0 | 0 | 0 | 0 | 0 | 0 | 0 | 0 | 0
VIC1 | Wind | 0 | 0 | 0 | 0 | 0 | 0 | 0 | 0 | 0 | 0 | 0 | 0 | 0 | 0 | 0 | 0 | 0 | 0 | 0 | 0 | 0 | 0 | 0 | 0 | 0 | 0 | 0
VIC1 | Solar PV | 0 | 0 | 0 | 0 | 0 | 0 | 0 | 0 | 0 | 0 | 0 | 0 | 0 | 0 | 0 | 0 | 0 | 0 | 0 | 0 | 0 | 0 | 0 | 0 | 0 | 0 | 0
VIC1 | Grid Battery | 0 | 0 | 0 | 0 | 0 | 0 | 0 | 0 | 0 | 0 | 0 | 0 | 0 | 0 | 0 | 0 | 0 | 0 | 0 | 0 | 0 | 0 | 0 | 0 | 0 | 0 | 0
VIC1 | Pumped Hydro | 0 | 0 | 0 | 0 | 0 | 0 | 0 | 0 | 0 | 0 | 0 | 0 | 0 | 0 | 0 | 0 | 0 | 0 | 0 | 0 | 0 | 0 | 0 | 0 | 0 | 0 | 0
VIC1 | VPP | 0 | 0 | 0 | 0 | 0 | 0 | 0 | 0 | 0 | 0 | 0 | 0 | 0 | 0 | 0 | 0 | 0 | 0 | 0 | 0 | 0 | 0 | 0 | 0 | 0 | 0 | 0
Total excluding storage |  | 0 | 0 | 0 | 0 | 0 | 0 | 0 | 0 | 0 | 0 | 0 | 0 | 0 | 0 | 0 | 0 | 0 | 0 | 0 | 0 | 0 | 0 | 0 | 0 | 0 | 0 | 0
Region | Technology | 2023-24 | 2024-25 | 2025-26 | 2026-27 | 2027-28 | 2028-29 | 2029-30 | 2030-31 | 2031-32 | 2032-33 | 2033-34 | 2034-35 | 2035-36 | 2036-37 | 2037-38 | 2038-39 | 2039-40 | 2040-41 | 2041-42 | 2042-43 | 2043-44 | 2044-45 | 2045-46 | 2046-47 | 2047-48 | 2048-49 | 2049-50
SA1 | Black Coal | 0 | 0 | 0 | 0 | 0 | 0 | 0 | 0 | 0 | 0 | 0 | 0 | 0 | 0 | 0 | 0 | 0 | 0 | 0 | 0 | 0 | 0 | 0 | 0 | 0 | 0 | 0
SA1 | Brown Coal | 0 | 0 | 0 | 0 | 0 | 0 | 0 | 0 | 0 | 0 | 0 | 0 | 0 | 0 | 0 | 0 | 0 | 0 | 0 | 0 | 0 | 0 | 0 | 0 | 0 | 0 | 0
SA1 | CCGT | 0 | 0 | 0 | 0 | 0 | 0 | 0 | 0 | 0 | 0 | 0 | 0 | 0 | 0 | 0 | 0 | 0 | 0 | 0 | 0 | 0 | 0 | 0 | 0 | 0 | 0 | 0
SA1 | Gas - Steam | 0 | 0 | 0 | 0 | 0 | 0 | 0 | 0 | 0 | 0 | 0 | 0 | 0 | 0 | 0 | 0 | 0 | 0 | 0 | 0 | 0 | 0 | 0 | 0 | 0 | 0 | 0
SA1 | OCGT / Diesel | 0 | 0 | 0 | 0 | 0 | 0 | 0 | 0 | 0 | 0 | 0 | 0 | 0 | 0 | 0 | 0 | 0 | 0 | 0 | 0 | 0 | 0 | 0 | 0 | 0 | 0 | 0
SA1 | Hydro | 0 | 0 | 0 | 0 | 0 | 0 | 0 | 0 | 0 | 0 | 0 | 0 | 0 | 0 | 0 | 0 | 0 | 0 | 0 | 0 | 0 | 0 | 0 | 0 | 0 | 0 | 0
SA1 | Hydrogen Turbine | 0 | 0 | 0 | 0 | 0 | 0 | 0 | 0 | 0 | 0 | 0 | 0 | 0 | 0 | 0 | 0 | 0 | 0 | 0 | 0 | 0 | 0 | 0 | 0 | 0 | 0 | 0
SA1 | Wind | 0 | 0 | 0 | 0 | 0 | 0 | 0 | 0 | 0 | 0 | 0 | 0 | 0 | 0 | 0 | 0 | 0 | 0 | 0 | 0 | 0 | 0 | 0 | 0 | 0 | 0 | 0
SA1 | Solar PV | 0 | 0 | 0 | 0 | 0 | 0 | 0 | 0 | 0 | 0 | 0 | 0 | 0 | 0 | 0 | 0 | 0 | 0 | 0 | 0 | 0 | 0 | 0 | 0 | 0 | 0 | 0
SA1 | Grid Battery | 0 | 0 | 0 | 0 | 0 | 0 | 0 | 0 | 0 | 0 | 0 | 0 | 0 | 0 | 0 | 0 | 0 | 0 | 0 | 0 | 0 | 0 | 0 | 0 | 0 | 0 | 0
SA1 | Pumped Hydro | 0 | 0 | 0 | 0 | 0 | 0 | 0 | 0 | 0 | 0 | 0 | 0 | 0 | 0 | 0 | 0 | 0 | 0 | 0 | 0 | 0 | 0 | 0 | 0 | 0 | 0 | 0
SA1 | VPP | 0 | 0 | 0 | 0 | 0 | 0 | 0 | 0 | 0 | 0 | 0 | 0 | 0 | 0 | 0 | 0 | 0 | 0 | 0 | 0 | 0 | 0 | 0 | 0 | 0 | 0 | 0
Total excluding storage |  | 0 | 0 | 0 | 0 | 0 | 0 | 0 | 0 | 0 | 0 | 0 | 0 | 0 | 0 | 0 | 0 | 0 | 0 | 0 | 0 | 0 | 0 | 0 | 0 | 0 | 0 | 0
Region | Technology | 2023-24 | 2024-25 | 2025-26 | 2026-27 | 2027-28 | 2028-29 | 2029-30 | 2030-31 | 2031-32 | 2032-33 | 2033-34 | 2034-35 | 2035-36 | 2036-37 | 2037-38 | 2038-39 | 2039-40 | 2040-41 | 2041-42 | 2042-43 | 2043-44 | 2044-45 | 2045-46 | 2046-47 | 2047-48 | 2048-49 | 2049-50
TAS1 | Black Coal | 0 | 0 | 0 | 0 | 0 | 0 | 0 | 0 | 0 | 0 | 0 | 0 | 0 | 0 | 0 | 0 | 0 | 0 | 0 | 0 | 0 | 0 | 0 | 0 | 0 | 0 | 0
TAS1 | Brown Coal | 0 | 0 | 0 | 0 | 0 | 0 | 0 | 0 | 0 | 0 | 0 | 0 | 0 | 0 | 0 | 0 | 0 | 0 | 0 | 0 | 0 | 0 | 0 | 0 | 0 | 0 | 0
TAS1 | CCGT | 0 | 0 | 0 | 0 | 0 | 0 | 0 | 0 | 0 | 0 | 0 | 0 | 0 | 0 | 0 | 0 | 0 | 0 | 0 | 0 | 0 | 0 | 0 | 0 | 0 | 0 | 0
TAS1 | Gas - Steam | 0 | 0 | 0 | 0 | 0 | 0 | 0 | 0 | 0 | 0 | 0 | 0 | 0 | 0 | 0 | 0 | 0 | 0 | 0 | 0 | 0 | 0 | 0 | 0 | 0 | 0 | 0
TAS1 | OCGT / Diesel | 0 | 0 | 0 | 0 | 0 | 0 | 0 | 0 | 0 | 0 | 0 | 0 | 0 | 0 | 0 | 0 | 0 | 0 | 0 | 0 | 0 | 0 | 0 | 0 | 0 | 0 | 0
TAS1 | Hydro | 0 | 0 | 0 | 0 | 0 | 0 | 0 | 0 | 0 | 0 | 0 | 0 | 0 | 0 | 0 | 0 | 0 | 0 | 0 | 0 | 0 | 0 | 0 | 0 | 0 | 0 | 0
TAS1 | Hydrogen Turbine | 0 | 0 | 0 | 0 | 0 | 0 | 0 | 0 | 0 | 0 | 0 | 0 | 0 | 0 | 0 | 0 | 0 | 0 | 0 | 0 | 0 | 0 | 0 | 0 | 0 | 0 | 0
TAS1 | Wind | 0 | 0 | 0 | 0 | 0 | 0 | 0 | 0 | 0 | 0 | 0 | 0 | 0 | 0 | 0 | 0 | 0 | 0 | 0 | 0 | 0 | 0 | 0 | 0 | 0 | 0 | 0
TAS1 | Solar PV | 0 | 0 | 0 | 0 | 0 | 0 | 0 | 0 | 0 | 0 | 0 | 0 | 0 | 0 | 0 | 0 | 0 | 0 | 0 | 0 | 0 | 0 | 0 | 0 | 0 | 0 | 0
TAS1 | Grid Battery | 0 | 0 | 0 | 0 | 0 | 0 | 0 | 0 | 0 | 0 | 0 | 0 | 0 | 0 | 0 | 0 | 0 | 0 | 0 | 0 | 0 | 0 | 0 | 0 | 0 | 0 | 0
TAS1 | Pumped Hydro | 0 | 0 | 0 | 0 | 0 | 0 | 0 | 0 | 0 | 0 | 0 | 0 | 0 | 0 | 0 | 0 | 0 | 0 | 0 | 0 | 0 | 0 | 0 | 0 | 0 | 0 | 0
TAS1 | VPP | 0 | 0 | 0 | 0 | 0 | 0 | 0 | 0 | 0 | 0 | 0 | 0 | 0 | 0 | 0 | 0 | 0 | 0 | 0 | 0 | 0 | 0 | 0 | 0 | 0 | 0 | 0
Total excluding storage |  | 0 | 0 | 0 | 0 | 0 | 0 | 0 | 0 | 0 | 0 | 0 | 0 | 0 | 0 | 0 | 0 | 0 | 0 | 0 | 0 | 0 | 0 | 0 | 0 | 0 | 0 | 0

## WRL_500_REZ Tx Cost
REZ transmission expansion cost by region ($000s) - WRL_500, Step Change Scenario
REZ Expansion | Real June 2021 dollars discounted to 1 July 2021. As with the total capital costs, the REZ transmission expansion costs are annualised for modelling purposes.
Explicitly modelled generation
Region | Technology | 2023-24 | 2024-25 | 2025-26 | 2026-27 | 2027-28 | 2028-29 | 2029-30 | 2030-31 | 2031-32 | 2032-33 | 2033-34 | 2034-35 | 2035-36 | 2036-37 | 2037-38 | 2038-39 | 2039-40 | 2040-41 | 2041-42 | 2042-43 | 2043-44 | 2044-45 | 2045-46 | 2046-47 | 2047-48 | 2048-49 | 2049-50
NSW1 | Transmission | 0 | 0.0008972 | 0.0010571 | 0.0014145 | 0.0014662 | 0.0019255 | 0.0030705 | 2870.9846 | 3203.939 | 7164.7365 | 14169.4877 | 13430.7941 | 12764.5528 | 12065.1597 | 12789.856 | 12496.7831 | 12121.2132 | 18454.4148 | 17492.3367 | 26483.4536 | 36402.6548 | 34408.0868 | 33955.8412 | 59027.5822 | 69715.9114 | 70626.6229 | 66944.6674
QLD1 | Transmission | 69.5156 | 65.8387 | 62.4069 | 80.2949 | 89.1995 | 52597.3474 | 49858.7989 | 57936.5558 | 58333.7469 | 75471.6568 | 85780.6488 | 82976.0054 | 78774.9954 | 75429.2185 | 120818.4304 | 115058.6758 | 146777.1964 | 165628.945 | 161671.3124 | 210533.0587 | 218163.473 | 206333.3776 | 199111.2562 | 208361.5896 | 209610.8482 | 215908.2144 | 231103.0065
VIC1 | Transmission | 0 | 0.00026454 | 0.00028024 | 0.00029284 | 0.00028668 | 0.00028934 | 0.00032814 | 0.00040962 | 0.00057506 | 0.0008651 | 19886.4988 | 18849.7624 | 19397.0273 | 21110.6074 | 20010.0547 | 18966.8766 | 18026.0153 | 17038.3372 | 16150.0829 | 21539.9845 | 23454.7625 | 22665.6338 | 22393.6888 | 21226.2454 | 20173.3068 | 19067.9745 | 18073.9096
SA1 | Transmission | 57.1305 | 1396.927 | 1391.1811 | 2520.1846 | 2395.1699 | 2292.1521 | 2173.027 | 2059.9335 | 1957.7498 | 1850.4842 | 1821.4137 | 1726.4614 | 1662.7814 | 1571.6757 | 16183.6841 | 15918.4063 | 15164.1401 | 18534.8668 | 17568.5966 | 20256.6513 | 40018.8701 | 39035.7909 | 37582.7405 | 43779.3031 | 44441.9287 | 43428.1314 | 41168.5488
TAS1 | Transmission | 0 | 257.7537 | 368.054 | 2062.6079 | 4418.322 | 4176.2375 | 3958.519 | 3752.1508 | 3566.0236 | 3370.6352 | 3194.9151 | 3028.3556 | 2878.1325 | 2720.4344 | 2578.6109 | 2444.181 | 2322.9362 | 2195.6584 | 2081.1928 | 1972.695 | 1874.8388 | 1772.114 | 1679.9565 | 1592.3761 | 1513.3855 | 1430.465 | 1355.8911
NEM | Total | 126.6461 | 1720.5206 | 1821.6433 | 4663.0892 | 6902.6932 | 59065.7391 | 55990.3483 | 66619.6251 | 67061.46 | 87857.5135 | 124852.964 | 120011.3788 | 115477.4893 | 112897.0958 | 172380.6361 | 164884.9229 | 194411.5013 | 221852.2222 | 214963.5215 | 280785.843 | 319914.5993 | 304215.003 | 294723.4832 | 333987.0963 | 345455.3807 | 350461.4083 | 358646.0234

## WRL_500_USE+DSP Cost
USE+DSP cost by region ($000s) - WRL_500, Step Change Scenario
USE+DSP | Real June 2021 dollars discounted to 1 July 2021
Explicitly modelled generation
Region | Technology | 2023-24 | 2024-25 | 2025-26 | 2026-27 | 2027-28 | 2028-29 | 2029-30 | 2030-31 | 2031-32 | 2032-33 | 2033-34 | 2034-35 | 2035-36 | 2036-37 | 2037-38 | 2038-39 | 2039-40 | 2040-41 | 2041-42 | 2042-43 | 2043-44 | 2044-45 | 2045-46 | 2046-47 | 2047-48 | 2048-49 | 2049-50
NSW1 | USE+DSP | 32851.587 | 37607.7448 | 111074.8864 | 1195.0108 | 14433.2286 | 18.5285 | 0.24854 | 816.9413 | 0.25088 | 818.0142 | 9383.3055 | 25.1082 | 415.431 | 98.4526 | 6020.2176 | 0.25615 | 2458.4452 | 9531.9241 | 5802.0432 | 9677.0743 | 13500.4788 | 9588.0202 | 11713.3849 | 13211.0061 | 11266.069 | 11095.83 | 12585.4467
QLD1 | USE+DSP | 0.029192 | 0.028938 | 0.029513 | 494.7558 | 22.9146 | 77150.5801 | 0.030359 | 3190.3405 | 1256.6775 | 808.711 | 1004.9726 | 2138.5974 | 2601.9065 | 903.7019 | 5620.9445 | 0.031283 | 8368.0569 | 10710.8643 | 12741.7892 | 26877.7324 | 44245.1162 | 39778.1607 | 52114.9442 | 58292.2203 | 52086.5081 | 54944.2203 | 57552.4649
VIC1 | USE+DSP | 26910.4234 | 20648.3504 | 24.6584 | 32370.3615 | 432.3593 | 0.31942 | 78.8426 | 990.056 | 0.32413 | 936.9588 | 103.5368 | 277.9977 | 2469.4925 | 64.8238 | 1566.2524 | 15.2067 | 1414.6512 | 3506.3066 | 5360.828 | 5717.4287 | 6622.1871 | 6315.0625 | 4710.1548 | 4661.177 | 5165.1643 | 6815.2115 | 8773.5383
SA1 | USE+DSP | 808.6677 | 0.034236 | 8.8187 | 849.1846 | 277.6784 | 0.035073 | 0.03502 | 857.0395 | 0.035384 | 841.2754 | 0.036184 | 81.6681 | 933.5761 | 115.8361 | 4175.6256 | 0.037324 | 596.199 | 2665.152 | 2218.8673 | 3689.7201 | 5911.9493 | 4301.9993 | 4547.9476 | 4625.7913 | 4657.7619 | 6041.7314 | 6412.4704
TAS1 | USE+DSP | 0.020618 | 0.020395 | 0.02053 | 0.020619 | 0.020652 | 0.020724 | 0.020958 | 37.808 | 0.021617 | 43.8593 | 0.02202 | 128.065 | 604.8217 | 41.6823 | 335.2084 | 0.022844 | 269.6011 | 1161.0005 | 1567.4174 | 1527.3732 | 2100.4212 | 1640.3193 | 1301.8873 | 1973.3803 | 1588.1023 | 2862.8569 | 1913.6094
NEM | Total | 60570.728 | 58256.1788 | 111108.4135 | 34909.3333 | 15166.2014 | 77169.4838 | 79.1775 | 5892.1853 | 1257.3096 | 3448.8188 | 10491.8731 | 2651.4364 | 7025.2278 | 1224.4966 | 17718.2485 | 15.5543 | 13106.9534 | 27575.2474 | 27690.9452 | 47489.3286 | 72380.1526 | 61623.562 | 74388.3189 | 82763.575 | 74763.6055 | 81759.85 | 87237.5296

## WRL_500_SyncCon Cost
SyncCon cost by region ($000s) - WRL_500, Step Change Scenario
SyncCon | Real June 2021 dollars discounted to 1 July 2021. SyncCon is only explicitly modelled in Tasmania, mainland NEM regions have SyncCon costs built into new entrant costs.
Explicitly modelled generation
Region | Technology | 2023-24 | 2024-25 | 2025-26 | 2026-27 | 2027-28 | 2028-29 | 2029-30 | 2030-31 | 2031-32 | 2032-33 | 2033-34 | 2034-35 | 2035-36 | 2036-37 | 2037-38 | 2038-39 | 2039-40 | 2040-41 | 2041-42 | 2042-43 | 2043-44 | 2044-45 | 2045-46 | 2046-47 | 2047-48 | 2048-49 | 2049-50
NSW1 | SyncCon | 0 | 0 | 0 | 0 | 0 | 0 | 0 | 0 | 0 | 0 | 0 | 0 | 0 | 0 | 0 | 0 | 0 | 0 | 0 | 0 | 0 | 0 | 0 | 0 | 0 | 0 | 0
QLD1 | SyncCon | 0 | 0 | 0 | 0 | 0 | 0 | 0 | 0 | 0 | 0 | 0 | 0 | 0 | 0 | 0 | 0 | 0 | 0 | 0 | 0 | 0 | 0 | 0 | 0 | 0 | 0 | 0
VIC1 | SyncCon | 0 | 0 | 0 | 0 | 0 | 0 | 0 | 0 | 0 | 0 | 0 | 0 | 0 | 0 | 0 | 0 | 0 | 0 | 0 | 0 | 0 | 0 | 0 | 0 | 0 | 0 | 0
SA1 | SyncCon | 0 | 0 | 0 | 0 | 0 | 0 | 0 | 0 | 0 | 0 | 0 | 0 | 0 | 0 | 0 | 0 | 0 | 0 | 0 | 0 | 0 | 0 | 0 | 0 | 0 | 0 | 0
TAS1 | SyncCon | 0 | 0 | 0 | 0 | 0 | 0 | 0 | 0 | 0 | 0 | 0 | 0 | 0 | 0 | 0 | 0 | 0 | 0 | 0 | 0 | 0 | 0 | 0 | 0 | 0 | 0 | 0
NEM | Total | 0 | 0 | 0 | 0 | 0 | 0 | 0 | 0 | 0 | 0 | 0 | 0 | 0 | 0 | 0 | 0 | 0 | 0 | 0 | 0 | 0 | 0 | 0 | 0 | 0 | 0 | 0