## Cover
Victoria to NSW Interconnector West (VNI West) PACR market modelling outcomes
Hydrogen Superpower scenario
Transgrid | 16 May 2023

## Release notice
Notice
Ernst & Young (“EY”) was engaged on the instructions of NSW Electricity Networks Operations Pty Limited, as trustee for NSW Electricity Networks Operations Trust (“Transgrid”), to undertake market modelling of system costs and benefits to assess two options for the Victoria to NSW Interconnector West (VNI West) Regulatory Investment Test for Transmission (“VNI West RIT-T”). The results of EY’s work, including the assumptions and qualifications made in preparing the workbook (“Workbook”), are set out in the Project Assessment Conclusions Report dated May 2023 and in EY's report accompanying the Additional Consultation Report dated 22 February 2023 ("Reports"). The Workbook and the Reports should be read in conjunction with each other and in their entirety including any disclaimers and attachments, this notice and the notice included in the Reports. A reference to the Workbook includes any part of the Workbook. No further work has been undertaken by EY since the date of the Workbook to update it. EY has prepared the Workbook for the benefit of Transgrid and has considered only the interest of Transgrid. EY has not been engaged to act, and has not acted, as advisor to any other party. Accordingly, EY makes no representations as to the appropriateness, accuracy or completeness of the Workbook for any other party's purposes. Our work commenced on 22 September 2021 and was completed on 28 April 2023. Therefore, our Workbook does not take account of events or circumstances arising after 28 April 2023 and we have no responsibility to update the Workbook for such events or circumstances. No reliance may be placed upon the Workbook or any of its contents by any party other than Transgrid (“Third Parties”). Any Third Parties receiving a copy of the Workbook must make and rely on their own enquiries in relation to the issues to which the Workbook relates, the contents of the Workbook and all matters arising from or relating to or in any way connected with the Workbook or its contents. EY disclaims all responsibility to any Third Parties for any loss or liability that the Third Parties may suffer or incur arising from or relating to or in any way connected with the contents of the Workbook, the provision of the Workbook to the Third Parties or the reliance upon the Workbook by the Third Parties. No claim or demand or any actions or proceedings may be brought against EY arising from or connected with the contents of the Workbook or the provision of the Workbook to the Third Parties. EY will be released and forever discharged from any such claims, demands, actions or proceedings. Our Workbook is based, in part, on the information provided to us by Transgrid and other stakeholders engaged in this process. We have relied on the accuracy of the information gathered through these sources. We do not imply, and it should not be construed that we have performed an audit, verification or due diligence procedures on any of the information provided to us. We have not independently verified, nor accept any responsibility or liability for independently verifying, any such information nor do we make any representation as to the accuracy or completeness of the information. We accept no liability for any loss or damage, which may result from your reliance on any research, analyses or information so supplied. Modelling work performed as part of our scope inherently requires assumptions about future behaviours and market interactions, which may result in forecasts that deviate from future conditions. There will usually be differences between estimated and actual outcomes, because events and circumstances frequently do not occur as expected, and those differences may be material. We take no responsibility that the projected outcomes will be achieved. We highlight that our analysis and Workbook do not constitute investment advice or a recommendation to you on a future course of action. We provide no assurance that the scenarios we have modelled will be accepted by any relevant authority or third party. EY has consented to the Workbook being published electronically on Transgrid’s website for informational purposes only. EY has not consented to distribution or disclosure beyond this. The material contained in the Workbook, including the EY logo, is copyright. The copyright in the material contained in the Workbook itself, excluding EY logo, vests in Transgrid. The Workbook, including the EY logo, cannot be altered without prior written permission from EY. Readers are advised that the outcomes provided are based on many detailed assumptions underpinning the scenario, and the key assumptions are described in the Workbook. These assumptions were selected by Transgrid after public consultation. The modelled scenario represents one possible future option for the development and operation of the National Electricity Market, and it must be acknowledged that many alternative futures exist. Alternative futures beyond those presented have not been evaluated as part of this Workbook. EY’s liability is limited by a scheme approved under Professional Standards Legislation.

## Version notes
Change log
2023-05-16 | 1 | Victoria to NSW Interconnector West (VNI West) PACR market modelling outcomes - Hydrogen Superpower scenario

## Abbreviations and notes
Acronyms
AEMO | Australian Energy Market Operator
CCGT | Closed cycle gas turbine
Diesel | Diesel generator
Distributed PV | PV non-scheduled generators (PVNSG) and Rooftop PV
DSP | Demand-side participation
ESOO | Electricity Statement Of Opportunities
FOM | Fixed operations and maintenance
Gas - Steam | Gas-powered steam turbine
GWh | Gigawatt-hours
Grid Battery | Explicitly modelled existing and new entrant (8 hour or less) battery storage
MW | Megawatts
NEM | National Electricity Market
OCGT | Open cycle gas turbine
PACR | Project Assessment Conclusions Report
PV | Photovoltaic
PVNSG | PV non-scheduled generators
Rehab | Rehabilitation (after closing an existing generator)
REZ | Renewable energy zone
USE | Unserved energy
VOM | Variable operations and maintenance
VPP | Virtual power plants
Notes
1. Tumut 3 generation is included in Hydro, whereas Tumut 3 pump is included in Pumped Hydro Pump.
2. REZ expansion costs only capture intra-regional network augmentations. These costs do not include the cost of interconnectors.
3. Entry of new capacity and retirement of generator capacity where allowed occurs at the beginning of each financial year, on 1 July.
4. Other non-scheduled generation is handled on the demand side as per AEMO's 2021 ESOO.

## ---Compare options---
Compare |  | Option 5A | to | BaseCase |  | 0 | 1 | 2 | 3 | 4 | 5 | 6 | 7 | 8 | 9 | 10 | 11 | 12 | 13 | 14 | 15 | 16 | 17 | 18 | 19 | 20 | 21 | 22 | 23 | 24 | 25 | 26
NEM discounted market benefits by year
Select region | NEM
[5 empty] | Real June 2021 dollars ($m) discounted to 1 July 2021 | 2023-24 | 2024-25 | 2025-26 | 2026-27 | 2027-28 | 2028-29 | 2029-30 | 2030-31 | 2031-32 | 2032-33 | 2033-34 | 2034-35 | 2035-36 | 2036-37 | 2037-38 | 2038-39 | 2039-40 | 2040-41 | 2041-42 | 2042-43 | 2043-44 | 2044-45 | 2045-46 | 2046-47 | 2047-48 | 2048-49 | 2049-50
|  |  |  | Build | CAPEX | 0 | 0.98363 | -0.45476 | 0.14986 | 49.3423 | 82.7518 | 118.8904 | 188.2584 | 349.0494 | 482.8041 | 617.3237 | 819.6583 | 1054.454 | 1230.5712 | 1425.0686 | 1541.5295 | 1670.4403 | 1758.873 | 1795.5934 | 1863.446 | 1969.4204 | 2098.0283 | 2199.9336 | 2330.7491 | 2461.3179 | 2591.3912 | 2711.1723
|  |  |  | FOM | FOM | 0 | 0.078115 | -0.14199 | -0.42581 | 1.8596 | 2.2442 | 2.8019 | 16.0535 | 47.8499 | 69.5263 | 96.7244 | 129.7501 | 176.0973 | 207.9409 | 240.4585 | 258.2574 | 274.7244 | 280.1519 | 276.6113 | 275.8375 | 288.0069 | 305.6321 | 318.4112 | 335.6953 | 356.5157 | 376.3605 | 395.2286
|  |  |  | Fuel | Fuel | -5.3087 | -8.4535 | -14.3244 | -15.4339 | -28.3743 | -39.2488 | -41.9096 | 66.8077 | 83.3574 | 124.3741 | 160.7205 | 146.8013 | 127.9866 | 144.419 | 159.9819 | 247.5095 | 303.9441 | 413.7296 | 555.7902 | 706.9643 | 746.1077 | 778.0556 | 833.1773 | 846.2411 | 852.957 | 851.6859 | 851.9778
|  |  |  | VOM | VOM | -0.43032 | -0.7843 | -1.7935 | -2.3865 | -4.9074 | -6.7765 | -8.5227 | -8.8961 | -12.9145 | -12.0027 | -13.7031 | -18.4034 | -21.422 | -23.6504 | -24.6452 | -26.0183 | -27.3083 | -27.7401 | -24.052 | -23.7691 | -21.4998 | -21.2006 | -20.7303 | -19.7919 | -19.7636 | -20.0442 | -19.8552
|  |  |  | Rehab | Rehab | 0 | 0 | 0 | 0 | 0 | 0 | 0 | 0 | 0 | 0 | 0 | 0 | 0 | 0 | 0 | 0 | 0 | 0 | 0 | 0 | 0 | 0 | 0 | 0 | 0 | 0 | 0
|  |  |  | REZ Tx | REZ | -0.0088548 | 2.1391 | 2.456 | 6.5064 | 12.2263 | 18.8795 | 31.2575 | 45.5145 | 61.3843 | 75.5077 | 96.6701 | 124.5998 | 142.1097 | 168.5196 | 199.5545 | 217.7857 | 231.328 | 243.1619 | 252.1015 | 262.9338 | 286.874 | 307.6327 | 328.0682 | 348.7962 | 367.2179 | 382.6776 | 399.2126
|  |  |  | USE+DSP | USE+DSP | -2.9487e-05 | 0.37554 | -1.3999 | -2.2105 | -2.9626 | -28.5689 | -28.1662 | -12.9442 | -12.5147 | -12.4798 | -12.4737 | -11.5082 | -9.7456 | -9.7733 | -1.3483 | -1.3483 | 0.70652 | 0.13141 | 3.3003 | 3.3004 | 6.2192 | 14.2934 | 14.2934 | 14.2932 | 14.3019 | 14.3769 | 14.3771
[5 empty] | Total cumulative market benefits | -5.7479 | -5.6614 | -15.6586 | -13.8005 | 27.1839 | 29.2813 | 74.3514 | 294.7937 | 516.2118 | 727.7296 | 945.262 | 1190.8978 | 1469.48 | 1718.0269 | 1999.07 | 2237.7153 | 2453.835 | 2668.3077 | 2859.3447 | 3088.7129 | 3275.1284 | 3482.4415 | 3673.1534 | 3855.9829 | 4032.5468 | 4196.4478 | 4352.1133
NEM capacity difference by year
Select region | NEM
[5 empty] | Capacity difference (MW) | 2023-24 | 2024-25 | 2025-26 | 2026-27 | 2027-28 | 2028-29 | 2029-30 | 2030-31 | 2031-32 | 2032-33 | 2033-34 | 2034-35 | 2035-36 | 2036-37 | 2037-38 | 2038-39 | 2039-40 | 2040-41 | 2041-42 | 2042-43 | 2043-44 | 2044-45 | 2045-46 | 2046-47 | 2047-48 | 2048-49 | 2049-50
[5 empty] | Black Coal | 0 | 0 | 0 | 0 | 0 | 0 | 0 | 0 | 0 | 0 | 0 | 0 | 0 | 0 | 0 | 0 | 0 | 0 | 0 | 0 | 0 | 0 | 0 | 0 | 0 | 0 | 0
[5 empty] | Brown Coal | 0 | 0 | 0 | 0 | 0 | 0 | 0 | 0 | 0 | 0 | 0 | 0 | 0 | 0 | 0 | 0 | 0 | 0 | 0 | 0 | 0 | 0 | 0 | 0 | 0 | 0 | 0
[5 empty] | CCGT | 0 | 0 | 0 | 0 | 0 | 0 | 0 | 0 | 0 | 0 | 0 | 0 | 0 | 0 | 0 | 0 | 0 | 0 | 0 | 0 | 0 | 0 | 0 | 0 | 0 | 0 | 0
[5 empty] | Gas - Steam | 0 | 0 | 0 | 0 | 0 | 0 | 0 | 0 | 0 | 0 | 0 | 0 | 0 | 0 | 0 | 0 | 0 | 0 | 0 | 0 | 0 | 0 | 0 | 0 | 0 | 0 | 0
[5 empty] | OCGT / Diesel | 0 | 0.00032468 | 0.00034377 | 0.0002901 | 0.00029 | 0.00028994 | 0.00028996 | 0.00029005 | 0.00029005 | 0.00029005 | 0.00029006 | 0.00028996 | -0.00057526 | -0.00057527 | -0.00058024 | -0.00058027 | -0.00058044 | -0.00058051 | -0.00037497 | -0.00036379 | -40.3812 | -40.381 | -40.381 | -40.381 | -40.381 | -40.3809 | -40.3807
[5 empty] | Hydro | 0 | 0 | 0 | 0 | 0 | 0 | 0 | 0 | 0 | 0 | 0 | 0 | 0 | 0 | 0 | 0 | 0 | 0 | 0 | 0 | 0 | 0 | 0 | 0 | 0 | 0 | 0
[5 empty] | Hydrogen Turbine | 0 | 0 | 0 | 0 | 0 | 0 | 0 | -0.00035791 | -0.00035791 | -0.00035791 | -0.0003579 | -0.00035789 | -574.3569 | -574.3569 | -630.868 | -630.868 | -1071.6999 | -1071.6999 | -1113.7222 | -1113.7222 | -579.0009 | -911.3541 | -911.3541 | -803.4295 | -691.6216 | -421.2134 | -234.4738
[5 empty] | Wind | 0 | -1.1642 | 56.0028 | 38.082 | -176.3735 | 170.8658 | 144.1388 | 838.3115 | 106.2161 | 398.395 | 982.1349 | 95.6136 | 659.9995 | 702.9247 | 500.3608 | 1087.7245 | 860.0211 | 813.0843 | 1466.5365 | 545.3641 | 118.341 | 122.254 | 460.5937 | -235.4475 | 620.884 | 474.7629 | 304.6799
[5 empty] | Solar PV | 0 | 6.3292e-05 | -46.6315 | -19.9085 | -27.7422 | -419.6166 | -417.2636 | -1710.7871 | -2244.4834 | -2020.5513 | -2930.5191 | -2676.8635 | -3862.5216 | -3382.9567 | -3614.4492 | -2521.5422 | -2624.4453 | -1406.4164 | -773.0117 | -719.7547 | -1021.1782 | -2145.5261 | -1837.2587 | -1807.0561 | -2721.0798 | -3724.5776 | -2993.931
[5 empty] | Grid Battery | 0 | 0.00034521 | 5.421 | 14.3601 | 230.0103 | 295.4141 | 295.4141 | -219.9883 | -423.6575 | -322.5684 | -665.9866 | -679.2396 | -1615.7221 | -1068.5873 | -942.306 | -955.181 | -496.2192 | -118.5088 | -154.4923 | 363.1573 | -746.0223 | -707.948 | -713.3668 | -892.2848 | -2035.2912 | -1392.6612 | -1828.0886
[5 empty] | Pumped Hydro | 0 | 0 | -17.82 | -35.6265 | -269.7742 | -352.369 | -320.3728 | -477.8335 | -514.2973 | -617.0201 | -782.9386 | -686.5489 | -430.6997 | -354.3555 | -354.3575 | -354.3557 | -354.3557 | -354.3557 | -354.3557 | -354.3557 | -354.3557 | -354.3557 | -354.3557 | -354.3557 | -354.3557 | -354.3559 | -354.3559
[5 empty] | VPP | 0 | 0 | 0 | 0 | 0 | 0 | 0 | 0 | 0 | 0 | 0 | 0 | 0 | 0 | 0 | 0 | 0 | 0 | 0 | 0 | 0 | 0 | 0 | 0 | 0 | 0 | 0
[5 empty] | Grid Battery pump | 0 | 0.00034521 | 5.421 | 14.3601 | 230.0103 | 295.4141 | 295.4141 | -219.9883 | -423.6575 | -322.5684 | -665.9866 | -679.2396 | -1615.7221 | -1068.5873 | -942.306 | -955.181 | -496.2192 | -118.5088 | -154.4923 | 363.1573 | -746.0223 | -707.948 | -713.3668 | -892.2848 | -2035.2912 | -1392.6612 | -1828.0886
[5 empty] | Pumped Hydro Pump | 0 | 0 | -17.82 | -35.6265 | -269.7742 | -352.369 | -320.3728 | -477.8335 | -514.2973 | -617.0201 | -782.9386 | -686.5489 | -430.6997 | -354.3555 | -354.3575 | -354.3557 | -354.3557 | -354.3557 | -354.3557 | -354.3557 | -354.3557 | -354.3557 | -354.3557 | -354.3557 | -354.3557 | -354.3559 | -354.3559
[5 empty] | VPP pump | 0 | 0 | 0 | 0 | 0 | 0 | 0 | 0 | 0 | 0 | 0 | 0 | 0 | 0 | 0 | 0 | 0 | 0 | 0 | 0 | 0 | 0 | 0 | 0 | 0 | 0 | 0
NEM generation difference by year
Select region | NEM
[5 empty] | Sent-out generation difference (GWh)* | 2023-24 | 2024-25 | 2025-26 | 2026-27 | 2027-28 | 2028-29 | 2029-30 | 2030-31 | 2031-32 | 2032-33 | 2033-34 | 2034-35 | 2035-36 | 2036-37 | 2037-38 | 2038-39 | 2039-40 | 2040-41 | 2041-42 | 2042-43 | 2043-44 | 2044-45 | 2045-46 | 2046-47 | 2047-48 | 2048-49 | 2049-50
[5 empty] | Black Coal | -73.6819 | 15.7162 | -64.0423 | -85.2992 | -37.2961 | -53.9414 | 16.1384 | 0 | 0 | 0 | 0 | 0 | 0 | 0 | 0 | 0 | 0 | 0 | 0 | 0 | 0 | 0 | 0 | 0 | 0 | 0 | 0
[5 empty] | Brown Coal | -57.4286 | -53.771 | -31.3405 | 18.3447 | 40.3285 | 2.472 | 11.1389 | 0 | 0 | 0 | 0 | 0 | 0 | 0 | 0 | 0 | 0 | 0 | 0 | 0 | 0 | 0 | 0 | 0 | 0 | 0 | 0
[5 empty] | CCGT | 114.6543 | 43.6079 | 123.1191 | 52.1212 | 77.9932 | 124.532 | 97.6598 | 221.1315 | 303.4562 | -75.1302 | -213.2428 | 1042.4085 | 822.9094 | 251.4825 | 626.2291 | 232.5833 | 519.7216 | 9.8096 | -25.0687 | 19.0936 | 33.6096 | 5.0377 | 8.5642 | 1.9828 | 0.8142 | 71.3275 | 0.7693
[5 empty] | Gas - Steam | 1.1196 | 0.85097 | 1.5092 | 0.35851 | 56.1888 | 37.5295 | -19.7143 | -638.1234 | -234.4467 | -269.3475 | -135.2107 | -103.7346 | -36.1197 | 5.9459 | -11.5614 | 8.2071 | 0 | 0 | 0 | 0 | 0 | 0 | 0 | 0 | 0 | 0 | 0
[5 empty] | OCGT / Diesel | 7.2286 | 5.3726 | 3.8789 | -3.9328 | 71.9895 | 44.0774 | -7.6568 | -923.7387 | -96.9534 | -208.0586 | -120.5431 | -235.5101 | 15.4625 | 37.8437 | 22.3766 | -0.39938 | 144.638 | 471.8068 | -58.948 | 45.5772 | -412.1654 | -24.7187 | 6.1924 | -101.0924 | 5.6273 | -73.5971 | 6.8941
[5 empty] | Hydro | 8.9329 | 36.3859 | 49.3692 | 82.8905 | 108.8388 | 52.2199 | 149.952 | 34.5222 | 129.4356 | -291.1371 | 118.6205 | 212.0451 | 310.8473 | -176.7004 | 115.5681 | 205.6753 | -103.7376 | 232.2802 | -615.3551 | 666.6667 | -51.1606 | 208.1077 | 49.8188 | 101.5682 | 3.3543 | -82.3304 | 69.0989
[5 empty] | Hydrogen Turbine | 0 | 0 | 0 | 0 | 0 | 0 | 0 | 8.7015 | -42.7138 | -50.4381 | -142.1257 | -6.9872 | -73.5071 | -421.612 | -630.3471 | -1869.2853 | -1649.6162 | -3004.6008 | -3358.2148 | -3976.6575 | -638.9833 | -943.3128 | -1774.7516 | -326.7358 | -261.4655 | 94.2192 | -17.4889
[5 empty] | Wind | -2.1807 | -80.0202 | 39.5455 | -74.8755 | -211.4354 | 567.7987 | 631.2257 | 3435.2491 | 2065.3689 | 2811.097 | 4528.033 | 2209.1026 | 4197.433 | 4378.006 | 3278.8047 | 4436.2389 | 4551.6291 | 3839.1716 | 4918.9501 | 3301.6466 | 1570.7593 | 2112.3178 | 3319.3992 | 1084.6361 | 3180.6846 | 3880.1026 | 3105.9853
[5 empty] | Solar PV | 2.2726 | 15.9277 | -136.7272 | -21.6591 | -73.7064 | -741.8002 | -760.1192 | -2237.7876 | -2757.3794 | -2449.5252 | -4718.8514 | -3569.517 | -5840.205 | -4254.1813 | -3991.9832 | -3162.9898 | -3443.2004 | -937.573 | -546.1798 | 127.791 | -483.6493 | -1477.0718 | -1376.9447 | -853.4966 | -2866.8738 | -3786.1937 | -3214.4925
[5 empty] | Grid Battery | -0.63397 | 0.48373 | -138.9499 | 29.8461 | 393.9625 | 421.3479 | 452.1225 | -427.1216 | -533.9217 | -291.0491 | -1192.5296 | -795.1511 | -2200.6269 | -1047.2117 | -973.5392 | -1167.5601 | -567.4538 | 572.4305 | 654.12 | 1516.2301 | 297.5705 | 214.9217 | 608.9095 | 274.6861 | -1227.0916 | -787.9899 | -793.0282
[5 empty] | Pumped Hydro | 0.011374 | -1.3343 | -4.5319 | -63.3789 | -523.509 | -703.8844 | -626.3059 | -585.1068 | -731.794 | -1078.8218 | -1177.7172 | -965.492 | -1009.8325 | -515.9626 | -836.8628 | -437.047 | -560.6917 | -494.6281 | -583.2225 | -546.3504 | -781.2284 | -731.1952 | -534.7895 | -745.8091 | -670.0069 | -524.3038 | -647.9779
[5 empty] | VPP | -0.46799 | 0.75817 | 0.30687 | -1.2163 | -2.8954 | -5.2191 | 2.4655 | -31.0438 | -35.713 | -8.5287 | 23.4687 | -22.3637 | -77.8838 | -87.1165 | -95.1543 | -19.2096 | -10.2148 | -10.9903 | 64.3188 | 14.0517 | -35.1655 | -14.9272 | 9.4296 | 76.4652 | 41.4105 | 128.5451 | 102.6921
[5 empty] | Grid Battery pump | -0.75255 | 0.58356 | -167.2501 | 35.3325 | 476.3919 | 505.5471 | 547.0557 | -517.1639 | -641.4462 | -354.9558 | -1432.898 | -958.9115 | -2652.6572 | -1266.9364 | -1166.4409 | -1421.7324 | -670.3785 | 685.5328 | 818.9772 | 1809.4224 | 347.0179 | 260.2865 | 731.5968 | 334.2623 | -1481.0812 | -949.9765 | -953.3565
[5 empty] | Pumped Hydro Pump | 3.4561 | -10.3793 | 12.7747 | -76.2604 | -683.2942 | -872.8818 | -900.583 | -487.3439 | -810.2754 | -1433.2101 | -1405.0664 | -1244.4867 | -1320.2005 | -416.5822 | -1165.2463 | -468.222 | -685.5717 | -492.7128 | -761.4367 | -732.3385 | -953.514 | -992.2353 | -548.2224 | -1070.7118 | -735.7585 | -679.8676 | -818.9982
[5 empty] | VPP pump | -0.55057 | 0.85137 | 0.026426 | -1.0558 | -3.0604 | -6.486 | 2.558 | -36.1646 | -43.1989 | -8.5409 | 26.7683 | -25.6128 | -91.8081 | -101.821 | -113.0721 | -21.0576 | -13.1022 | -13.3419 | 77.0171 | 18.8045 | -44.5795 | -16.3426 | 10.3838 | 88.5957 | 56.7304 | 144.8087 | 119.9331
*Generation shown is sent-out, as is demand.

## BaseCase_CF
Annual capacity factor by technology - BaseCase, Hydrogen Superpower Scenario
Explicitly modelled generation
Region | Technology | 2023-24 | 2024-25 | 2025-26 | 2026-27 | 2027-28 | 2028-29 | 2029-30 | 2030-31 | 2031-32 | 2032-33 | 2033-34 | 2034-35 | 2035-36 | 2036-37 | 2037-38 | 2038-39 | 2039-40 | 2040-41 | 2041-42 | 2042-43 | 2043-44 | 2044-45 | 2045-46 | 2046-47 | 2047-48 | 2048-49 | 2049-50
NEM | Black Coal | 59.37% | 41.93% | 40.81% | 51.77% | 50.47% | 53.86% | 54.44% | - | - | - | - | - | - | - | - | - | - | - | - | - | - | - | - | - | - | - | -
NEM | Brown Coal | 62.81% | 49.3% | 59.52% | 55.58% | 60.59% | 57.86% | 58.93% | - | - | - | - | - | - | - | - | - | - | - | - | - | - | - | - | - | - | - | -
NEM | CCGT | 27.1% | 15.45% | 25.74% | 27.71% | 25.44% | 28.29% | 27.03% | 29.73% | 31.15% | 24.4% | 30.33% | 26.27% | 13.45% | 10.37% | 24.73% | 10.95% | 8.614% | 47.91% | 48.21% | 49.54% | 49.19% | 48.61% | 40.97% | 35.58% | 34.37% | 28.68% | 33.86%
NEM | Gas - Steam | 1.949% | 1.055% | 4.812% | 4.294% | 10.91% | 30.5% | 6.563% | 31.84% | 12.2% | 10.22% | 4.592% | 5.692% | 3.085% | 1.942% | 5.355% | 3.024% | - | - | - | - | - | - | - | - | - | - | -
NEM | OCGT / Diesel | 0.8473% | 0.3012% | 0.8482% | 0.8131% | 1.152% | 3.084% | 0.5149% | 4.243% | 1.158% | 1.007% | 0.3178% | 0.9857% | 0.309% | 0.1591% | 0.3683% | 0.1623% | 0.3536% | 3.306% | 2.497% | 2.086% | 8.243% | 0.349% | 0.1886% | 5.262% | 0.04685% | 0.346% | 0.1426%
NEM | Hydro | 27.02% | 21.17% | 22.66% | 22.14% | 23.33% | 28.72% | 27.59% | 24.91% | 24.94% | 23.24% | 25.68% | 25.97% | 23.05% | 21.69% | 27.83% | 24.16% | 23.45% | 24.26% | 22.37% | 22.08% | 26.6% | 23.91% | 19.53% | 28.77% | 24.85% | 27.39% | 29.14%
NEM | Hydrogen Turbine | - | - | - | - | - | - | - | 15.36% | 19.29% | 11.71% | 24.09% | 27.71% | 3.789% | 10.93% | 20.6% | 35.79% | 24.34% | 34.53% | 33.71% | 40.35% | 37.21% | 26.35% | 32.53% | 38.21% | 39.29% | 40.87% | 44.26%
NEM | Wind | 32.82% | 32.9% | 34.6% | 35.75% | 37.87% | 36.36% | 36.87% | 36.22% | 38.01% | 36.78% | 35.46% | 35.65% | 37.35% | 38.47% | 37.13% | 37.34% | 36.96% | 38.17% | 37.42% | 35.35% | 35.1% | 36.13% | 36.95% | 36.1% | 36.55% | 36.25% | 36.57%
NEM | Solar PV | 26.41% | 19.51% | 22.43% | 23.92% | 24.22% | 20.98% | 22.31% | 22.24% | 22.7% | 22.93% | 23.1% | 22.73% | 23.74% | 23.63% | 19.76% | 21.46% | 22.2% | 22.88% | 23.82% | 23.32% | 23.45% | 24.26% | 24.28% | 20.01% | 21.94% | 22.71% | 23.44%
NEM | Grid Battery | 4.122% | 4.722% | 8.665% | 14.24% | 15.93% | 18.35% | 18.63% | 20.39% | 19.73% | 20.69% | 20.6% | 20.36% | 20.46% | 20.56% | 17.67% | 18.42% | 19.26% | 18.67% | 20.12% | 18.79% | 18.66% | 19.45% | 19.53% | 16.27% | 17.32% | 17.42% | 18.14%
NEM | Pumped Hydro | 7.385% | 16.86% | 16.16% | 21.01% | 22.07% | 21.36% | 21.29% | 21.89% | 21.38% | 22.63% | 21.39% | 20.54% | 22.15% | 20.93% | 20.97% | 20.54% | 20.88% | 19.75% | 21.32% | 19.88% | 19.94% | 21.06% | 19.48% | 20% | 19.54% | 19.29% | 17.98%
NEM | VPP | 7.108% | 8.583% | 8.175% | 8.282% | 8.107% | 7.524% | 7.405% | 7.259% | 7.066% | 7.141% | 7.11% | 7.045% | 7.213% | 7.178% | 6.749% | 6.593% | 6.695% | 6.38% | 6.649% | 6.395% | 6.356% | 6.581% | 6.64% | 6.187% | 6.352% | 6.436% | 6.342%
Region | Technology | 2023-24 | 2024-25 | 2025-26 | 2026-27 | 2027-28 | 2028-29 | 2029-30 | 2030-31 | 2031-32 | 2032-33 | 2033-34 | 2034-35 | 2035-36 | 2036-37 | 2037-38 | 2038-39 | 2039-40 | 2040-41 | 2041-42 | 2042-43 | 2043-44 | 2044-45 | 2045-46 | 2046-47 | 2047-48 | 2048-49 | 2049-50
NSW1 | Black Coal | 61.79% | 42.13% | 38.3% | 58.1% | 55.26% | 56.61% | 52.74% | - | - | - | - | - | - | - | - | - | - | - | - | - | - | - | - | - | - | - | -
NSW1 | Brown Coal | bar: 2023-24 to 2049-50
NSW1 | CCGT | 12.56% | 1.614% | 17.35% | 30.77% | 29.84% | 32.31% | 29.99% | 33.49% | 35.79% | 31.25% | 36.28% | 36.09% | 17.66% | 23.15% | 26.06% | 22% | 9.864% | 50.68% | 49.3% | 52.26% | - | - | - | - | - | - | -
NSW1 | Gas - Steam | bar: 2023-24 to 2049-50
NSW1 | OCGT / Diesel | 0.0613% | 0.01617% | 0.09513% | 0.3776% | 0.2108% | 0.5423% | 0.02902% | 1.46% | 0.2921% | 0.3875% | 0.05107% | 0.1298% | 1.007e-06% | 1.047e-06% | 0.1257% | 1.108e-06% | 0.1127% | 1.862% | 0.3792% | 0.3524% | 3.053% | 0.3729% | 4.31e-06% | 2.026% | 4.616e-06% | 0.0773% | 0.04597%
NSW1 | Hydro | 9.187% | 14.59% | 14.31% | 14.1% | 12.8% | 18.4% | 14.96% | 13.4% | 13.18% | 12.45% | 14.59% | 15.15% | 14.43% | 12.17% | 17.4% | 14.77% | 12.95% | 12.92% | 12.25% | 13.67% | 15.43% | 14.45% | 11.67% | 17.92% | 17.6% | 17.76% | 17.79%
NSW1 | Hydrogen Turbine | - | - | - | - | - | - | - | 15.36% | 19.29% | 11.71% | 24.09% | 27.71% | 14.39% | 31.85% | 38.12% | 39.04% | 33.24% | 37.45% | 18.79% | 31.76% | 44.18% | 23.57% | 34.78% | 49.87% | 39.74% | 35.87% | 40.94%
NSW1 | Wind | 36.23% | 32.98% | 33.07% | 33.79% | 34.62% | 34.31% | 33.27% | 33.03% | 32.68% | 32.79% | 32.19% | 32.14% | 33.88% | 34.16% | 34.6% | 33.59% | 33.69% | 32.8% | 33.26% | 32.35% | 32.07% | 33.45% | 33.62% | 34.07% | 33.37% | 33.11% | 31.68%
NSW1 | Solar PV | 26.93% | 19.43% | 21.44% | 23.99% | 24.86% | 21.07% | 21.81% | 23.77% | 23.64% | 23.25% | 23.24% | 22.72% | 24.55% | 24.42% | 20.96% | 21.84% | 23.74% | 24.17% | 24.26% | 23.75% | 23.29% | 24.74% | 24.33% | 20.79% | 21.36% | 23.27% | 23.39%
NSW1 | Grid Battery | 3.941% | 6.071% | 12.79% | 19.53% | 20.44% | 20.54% | 20.75% | 22.32% | 21.88% | 22.53% | 21.91% | 20.84% | 21.95% | 22.28% | 19.73% | 19.72% | 21.43% | 20.35% | 21.58% | 20.29% | 19.36% | 20.96% | 21.45% | 18.91% | 18.99% | 20.57% | 20.09%
NSW1 | Pumped Hydro | 5.025% | 14.54% | 17.16% | 26.89% | 23.28% | 24.21% | 22.52% | 22.53% | 21.37% | 23.5% | 22.81% | 22.15% | 24.69% | 23.34% | 24.18% | 21.77% | 22.14% | 20.52% | 22.86% | 20.98% | 22.02% | 23.34% | 21.24% | 24.22% | 22.7% | 22.26% | 20.87%
NSW1 | VPP | 5.864% | 8.447% | 7.806% | 8.265% | 8.071% | 7.575% | 7.53% | 7.39% | 7.213% | 7.274% | 7.273% | 7.074% | 7.332% | 7.22% | 6.877% | 6.712% | 6.95% | 6.618% | 6.756% | 6.58% | 6.454% | 6.838% | 6.857% | 6.44% | 6.451% | 6.765% | 6.711%
Region | Technology | 2023-24 | 2024-25 | 2025-26 | 2026-27 | 2027-28 | 2028-29 | 2029-30 | 2030-31 | 2031-32 | 2032-33 | 2033-34 | 2034-35 | 2035-36 | 2036-37 | 2037-38 | 2038-39 | 2039-40 | 2040-41 | 2041-42 | 2042-43 | 2043-44 | 2044-45 | 2045-46 | 2046-47 | 2047-48 | 2048-49 | 2049-50
QLD1 | Black Coal | 56.89% | 41.72% | 45.13% | 46.46% | 48.1% | 51.61% | 57.2% | - | - | - | - | - | - | - | - | - | - | - | - | - | - | - | - | - | - | - | -
QLD1 | Brown Coal | bar: 2023-24 to 2049-50
QLD1 | CCGT | 30.26% | 18.44% | 29.1% | 30.66% | 27.06% | 27.84% | 28.32% | 29.77% | 33.25% | 30.25% | 33.12% | 26.45% | 17.67% | 11.35% | 28.48% | 8.826% | 9.777% | 56.1% | 57.15% | 58.07% | 58.77% | 58.08% | 61.07% | 76.7% | 74.08% | 61.83% | 72.99%
QLD1 | Gas - Steam | bar: 2023-24 to 2049-50
QLD1 | OCGT / Diesel | 0.02298% | 9.604e-07% | 0.03087% | 0.287% | 0.3894% | 0.9161% | 0.2142% | 2.758% | 1.382% | 0.8065% | 0.04939% | 1.688e-06% | 1.621e-06% | 1.648e-06% | 0.009487% | 1.709e-06% | 0.3796% | 1.422% | 0.2124% | 7.256e-06% | 0.4893% | 6.9e-06% | 0.1193% | 19.46% | 1.088e-05% | 1.043e-05% | 2.186e-05%
QLD1 | Hydro | 54.49% | 52.4% | 55.01% | 52.22% | 52.8% | 53.01% | 53.53% | 50.27% | 51.59% | 52.6% | 51.8% | 51.49% | 52.41% | 50.54% | 37.02% | 38.87% | 36.06% | 37.71% | 37.22% | - | - | - | - | - | - | - | -
QLD1 | Hydrogen Turbine | bar: 2023-24 to 2049-50
QLD1 | Wind | 40.69% | 33.44% | 36.87% | 37.79% | 39.62% | 39.19% | 39.36% | 38.94% | 38.21% | 37.83% | 34.53% | 35.25% | 36.68% | 38.38% | 37.21% | 37.95% | 38.68% | 37.84% | 38.11% | 34.39% | 34.42% | 34.97% | 35.74% | 35.77% | 36.57% | 37.76% | 36.19%
QLD1 | Solar PV | 26.82% | 20.18% | 25.22% | 25.69% | 25.23% | 21.49% | 23.95% | 22.72% | 23.69% | 23.92% | 24.8% | 24.78% | 25.24% | 24.61% | 20.07% | 22.9% | 23.41% | 24.88% | 24.99% | 25.06% | 24.92% | 25.55% | 24.98% | 19.89% | 22.91% | 24.03% | 25.3%
QLD1 | Grid Battery | 5.757% | 6.65% | 5.97% | 6.073% | 6.089% | 22.03% | 22.87% | 23.13% | 23.26% | 24.15% | 23.69% | 22.95% | 22.56% | 22.38% | 18.64% | 20.72% | 21.08% | 21.73% | 22.6% | 21.37% | 21.23% | 21.36% | 20.45% | 16.5% | 18.79% | 18.92% | 20.28%
QLD1 | Pumped Hydro | 8.378% | 17.83% | 15.67% | 18.76% | 19.99% | 17.38% | 19.97% | 21.63% | 21.3% | 22.44% | 20.54% | 19.83% | 20.46% | 19.07% | 16.83% | 18.26% | 19.32% | 18.67% | 19.29% | 17.89% | 17.88% | 17.4% | 16.81% | 15.79% | 15.82% | 16.47% | 15.64%
QLD1 | VPP | 7.89% | 9.154% | 8.11% | 8.176% | 8.087% | 7.782% | 7.622% | 7.536% | 7.326% | 7.33% | 7.415% | 7.386% | 7.376% | 7.271% | 6.744% | 6.819% | 6.839% | 6.843% | 6.961% | 6.901% | 6.945% | 6.984% | 6.882% | 6.318% | 6.814% | 6.741% | 6.973%
Region | Technology | 2023-24 | 2024-25 | 2025-26 | 2026-27 | 2027-28 | 2028-29 | 2029-30 | 2030-31 | 2031-32 | 2032-33 | 2033-34 | 2034-35 | 2035-36 | 2036-37 | 2037-38 | 2038-39 | 2039-40 | 2040-41 | 2041-42 | 2042-43 | 2043-44 | 2044-45 | 2045-46 | 2046-47 | 2047-48 | 2048-49 | 2049-50
VIC1 | Black Coal | bar: 2023-24 to 2049-50
VIC1 | Brown Coal | 62.81% | 49.3% | 59.52% | 55.58% | 60.59% | 57.86% | 58.93% | - | - | - | - | - | - | - | - | - | - | - | - | - | - | - | - | - | - | - | -
VIC1 | CCGT | bar: 2023-24 to 2049-50
VIC1 | Gas - Steam | 0.5051% | 0.3498% | 4.004% | 4.294% | 10.91% | 30.5% | 6.563% | 31.84% | 12.2% | 10.22% | 4.592% | 5.692% | 3.085% | 1.942% | 5.355% | 3.024% | - | - | - | - | - | - | - | - | - | - | -
VIC1 | OCGT / Diesel | 0.1673% | 0.07351% | 0.5993% | 1.096% | 1.977% | 6.836% | 1.103% | 7.846% | 1.952% | 2.048% | 0.8111% | 2.947% | 1.112% | 0.5862% | 0.9721% | 0.6269% | 1.037% | 2.906% | 3.178% | 1.493% | 11.08% | 0.8745% | 0.6279% | 1.781% | 0.2673% | 1.762% | 0.5742%
VIC1 | Hydro | 13.91% | 16.78% | 17.37% | 16.49% | 13.78% | 20.69% | 17.24% | 14.94% | 14.93% | 13.59% | 16.59% | 17.19% | 16.33% | 13.68% | 20.59% | 17.24% | 14.94% | 14.93% | 13.6% | 16.57% | 17.26% | 16.34% | 13.7% | 20.63% | 20.67% | 20.69% | 20.68%
VIC1 | Hydrogen Turbine | - | - | - | - | - | - | - | - | - | - | - | - | 0.8677% | 5.162% | 9.566% | 33.74% | 21.47% | 33.59% | 38.34% | 43.02% | 35.6% | 26.79% | 32.18% | 35.03% | 38.69% | 41.66% | 44.82%
VIC1 | Wind | 28.21% | 28.97% | 30.43% | 31.41% | 34.56% | 31.17% | 33.17% | 32.12% | 36% | 32.3% | 33.45% | 32.37% | 33.65% | 35.03% | 32.35% | 34.78% | 32.63% | 36.73% | 33.39% | 34.57% | 33.5% | 34.48% | 36.74% | 33.07% | 36.03% | 33.44% | 37.1%
VIC1 | Solar PV | 23.39% | 17.36% | 18.21% | 18.69% | 20.32% | 18% | 18.54% | 18.1% | 17.46% | 18.89% | 18.45% | 17.78% | 18.82% | 19.4% | 16.16% | 16.63% | 17.57% | 17.21% | 18.69% | 17.9% | 17.65% | 18.38% | 19.45% | 15.96% | 17.12% | 18.23% | 17.16%
VIC1 | Grid Battery | 3.879% | 4.862% | 4.929% | 12.83% | 15.51% | 14.58% | 14.14% | 16.9% | 15.1% | 17.12% | 16.04% | 16.09% | 16.45% | 16.53% | 14.94% | 14.74% | 15.63% | 13.05% | 15.66% | 14.29% | 13.28% | 14.05% | 14.62% | 13.1% | 13.7% | 14.26% | 11.97%
VIC1 | Pumped Hydro | - | - | - | 24.22% | 26.01% | 25.81% | 24.7% | 26.64% | 25.38% | 26.36% | 24.95% | 23.9% | 24.24% | 23.79% | 22.62% | 22.5% | 23.89% | 20.54% | 24.84% | 24% | 23.09% | 24.89% | 23.28% | 21.34% | 22.69% | 23.69% | 20.92%
VIC1 | VPP | 6.753% | 8.501% | 8.932% | 8.888% | 8.537% | 7.473% | 7.423% | 7.084% | 6.777% | 6.823% | 6.674% | 6.609% | 6.951% | 7.052% | 6.667% | 6.319% | 6.277% | 5.599% | 6.109% | 5.583% | 5.442% | 5.747% | 5.921% | 5.484% | 5.565% | 5.512% | 4.993%
Region | Technology | 2023-24 | 2024-25 | 2025-26 | 2026-27 | 2027-28 | 2028-29 | 2029-30 | 2030-31 | 2031-32 | 2032-33 | 2033-34 | 2034-35 | 2035-36 | 2036-37 | 2037-38 | 2038-39 | 2039-40 | 2040-41 | 2041-42 | 2042-43 | 2043-44 | 2044-45 | 2045-46 | 2046-47 | 2047-48 | 2048-49 | 2049-50
SA1 | Black Coal | bar: 2023-24 to 2049-50
SA1 | Brown Coal | bar: 2023-24 to 2049-50
SA1 | CCGT | 36.96% | 24.02% | 32.69% | 27.16% | 26.88% | 37.46% | 31.29% | 38.16% | 33.2% | 10.66% | 28.87% | 27.88% | 2.473% | 1.549% | - | - | - | - | - | - | - | - | - | - | - | - | -
SA1 | Gas - Steam | 2.852% | 1.495% | 5.316% | - | - | - | - | - | - | - | - | - | - | - | - | - | - | - | - | - | - | - | - | - | - | - | -
SA1 | OCGT / Diesel | 3.955% | 1.552% | 3.729% | 2.031% | 2.927% | 6.072% | 1.093% | 8.1% | 1.653% | 1.167% | 0.7147% | 1.529% | 0.1964% | 0.06815% | 0.6019% | 4.483e-06% | 0.04937% | 13.26% | 13.7% | 13.67% | 38.23% | 1.253e-05% | 1.186e-05% | 1.619e-05% | 1.47e-05% | 1.694e-05% | 1.656e-05%
SA1 | Hydro | bar: 2023-24 to 2049-50
SA1 | Hydrogen Turbine | bar: 2023-24 to 2049-50
SA1 | Wind | 33.15% | 30.58% | 29.62% | 34.2% | 34.28% | 32.96% | 33.73% | 32.72% | 35.16% | 33.29% | 34.23% | 31.09% | 35.49% | 34.77% | 33.73% | 34.79% | 33.43% | 35.45% | 34.83% | 34.37% | 32.49% | 35.3% | 35.26% | 34.5% | 35.6% | 33.63% | 35.07%
SA1 | Solar PV | 26.09% | 19.83% | 21.34% | 22.64% | 23.54% | 22.35% | 23.03% | 22.02% | 23.78% | 24.26% | 23.38% | 22.71% | 24.44% | 25.25% | 21.21% | 22.63% | 23.08% | 23.59% | 25.76% | 23.65% | 24.82% | 25.29% | 26.3% | 22.37% | 24.21% | 24.48% | 24.78%
SA1 | Grid Battery | 3.99% | 4.071% | 4.055% | 4.016% | 4.076% | 3.829% | 3.735% | 13.21% | 15.07% | 17.92% | 17.76% | 18.41% | 19.16% | 19.66% | 16.23% | 16.69% | 17.34% | 16.29% | 19.27% | 16.84% | 17.98% | 18.82% | 19.88% | 16.6% | 17.53% | 17.04% | 17.03%
SA1 | Pumped Hydro | bar: 2023-24 to 2049-50
SA1 | VPP | 8.298% | 8.42% | 8.195% | 7.865% | 7.729% | 7.123% | 6.941% | 6.972% | 6.674% | 7.16% | 7.068% | 7.211% | 7.248% | 7.3% | 6.751% | 6.439% | 6.627% | 6.299% | 6.864% | 6.554% | 6.784% | 6.859% | 7.151% | 6.812% | 6.766% | 6.864% | 6.732%
Region | Technology | 2023-24 | 2024-25 | 2025-26 | 2026-27 | 2027-28 | 2028-29 | 2029-30 | 2030-31 | 2031-32 | 2032-33 | 2033-34 | 2034-35 | 2035-36 | 2036-37 | 2037-38 | 2038-39 | 2039-40 | 2040-41 | 2041-42 | 2042-43 | 2043-44 | 2044-45 | 2045-46 | 2046-47 | 2047-48 | 2048-49 | 2049-50
TAS1 | Black Coal | bar: 2023-24 to 2049-50
TAS1 | Brown Coal | bar: 2023-24 to 2049-50
TAS1 | CCGT | bar: 2023-24 to 2049-50
TAS1 | Gas - Steam | bar: 2023-24 to 2049-50
TAS1 | OCGT / Diesel | 2.856e-06% | 4.485e-06% | 4.817e-06% | 0.03178% | 0.08673% | 0.01048% | 6.699e-06% | 7.136e-06% | 0.06165% | 0.5821% | 7.586e-06% | 8.083e-06% | 7.467e-06% | 7.83e-06% | 9.131e-06% | 8.879e-06% | 9.456e-06% | 4.439e-05% | 4.483e-05% | 4.843e-05% | 6.743e-05% | 4.536e-05% | 4.581e-05% | 6.607e-05% | 6.354e-05% | 8.422e-05% | 7.15e-05%
TAS1 | Hydro | 54.66% | 29.7% | 33.68% | 33.31% | 40.46% | 44.63% | 47.74% | 43.62% | 43.88% | 40.73% | 43.17% | 42.95% | 35.79% | 36.5% | 44.33% | 39.21% | 41.08% | 43.41% | 39.79% | 35.3% | 45.95% | 39.98% | 32.47% | 46.75% | 35.73% | 42.87% | 47.87%
TAS1 | Hydrogen Turbine | - | - | - | - | - | - | - | - | - | - | - | - | - | - | - | - | - | - | - | - | - | - | - | 49.98% | 51.33% | 48.65% | 48.55%
TAS1 | Wind | 37.86% | 46.82% | 50.55% | 50.64% | 53.18% | 51.18% | 48.07% | 47.5% | 51.66% | 50.32% | 45.85% | 47.67% | 48.21% | 49.65% | 46.03% | 44.3% | 43.55% | 47.97% | 46.23% | 42.8% | 44.65% | 44.44% | 46.67% | 43.38% | 40.95% | 39.9% | 43.39%
TAS1 | Solar PV | - | - | - | - | 20.67% | 17.65% | 17.58% | 18.33% | 16.99% | 18.13% | 19.69% | 19.3% | 20.74% | 19.84% | 17.07% | 18.15% | 18.47% | 17.67% | 18.68% | 19.55% | 19.68% | 20.76% | 20.06% | 17.54% | 18.5% | 18.59% | 17.56%
TAS1 | Grid Battery | - | - | - | - | - | - | - | - | - | - | - | - | - | - | - | 15.41% | 15.89% | 15.4% | 15.23% | 14.87% | 14.33% | 15.63% | 15.72% | 14.23% | 14.38% | 14.64% | 13.54%
TAS1 | Pumped Hydro | - | - | - | - | - | 17.72% | 18.14% | 18.05% | 20.14% | 19.92% | 19.23% | 18.55% | 20.33% | 19.33% | 20.78% | 20.97% | 20.38% | 19.75% | 20.89% | 19.86% | 18.9% | 21.27% | 19.38% | 18.66% | 18.8% | 17.69% | 16.23%
TAS1 | VPP | 4.095% | 6.573% | 6.357% | 5.943% | 6.162% | 6.351% | 4.981% | 5.249% | 6.803% | 6.042% | 5.554% | 5.905% | 5.815% | 6.038% | 5.731% | 5.55% | 5.873% | 5.837% | 5.97% | 5.41% | 5.518% | 5.577% | 5.884% | 5.611% | 5.949% | 6.059% | 6.34%
Explicitly modelled pumping
Region | Technology | 2023-24 | 2024-25 | 2025-26 | 2026-27 | 2027-28 | 2028-29 | 2029-30 | 2030-31 | 2031-32 | 2032-33 | 2033-34 | 2034-35 | 2035-36 | 2036-37 | 2037-38 | 2038-39 | 2039-40 | 2040-41 | 2041-42 | 2042-43 | 2043-44 | 2044-45 | 2045-46 | 2046-47 | 2047-48 | 2048-49 | 2049-50
NEM | Grid Battery pump | 5.133% | 5.914% | 10.59% | 17.38% | 19.46% | 22.24% | 22.64% | 24.66% | 23.92% | 25.01% | 24.86% | 24.58% | 24.68% | 24.82% | 21.37% | 22.23% | 23.2% | 22.58% | 24.24% | 22.72% | 22.43% | 23.45% | 23.6% | 19.6% | 20.91% | 20.97% | 21.85%
NEM | Pumped Hydro Pump | 10.89% | 27.39% | 22.52% | 29.41% | 29.68% | 28.41% | 29.35% | 28.44% | 29.05% | 30.09% | 28.71% | 27.34% | 29.52% | 28.44% | 27.44% | 27.15% | 27.77% | 26.71% | 28.41% | 27.04% | 25.94% | 28.27% | 26.66% | 26.06% | 26.13% | 25.76% | 24.12%
NEM | VPP pump | 8.336% | 10.11% | 9.621% | 9.736% | 9.551% | 8.842% | 8.722% | 8.532% | 8.33% | 8.394% | 8.364% | 8.289% | 8.481% | 8.446% | 7.953% | 7.759% | 7.863% | 7.522% | 7.808% | 7.539% | 7.461% | 7.743% | 7.83% | 7.267% | 7.48% | 7.56% | 7.461%
Region | Technology | 2023-24 | 2024-25 | 2025-26 | 2026-27 | 2027-28 | 2028-29 | 2029-30 | 2030-31 | 2031-32 | 2032-33 | 2033-34 | 2034-35 | 2035-36 | 2036-37 | 2037-38 | 2038-39 | 2039-40 | 2040-41 | 2041-42 | 2042-43 | 2043-44 | 2044-45 | 2045-46 | 2046-47 | 2047-48 | 2048-49 | 2049-50
NSW1 | Grid Battery pump | 4.671% | 7.234% | 15.25% | 23.36% | 24.56% | 24.6% | 24.93% | 26.83% | 26.39% | 27.04% | 26.36% | 25.06% | 26.39% | 26.8% | 23.82% | 23.7% | 25.74% | 24.57% | 25.92% | 24.42% | 23.26% | 25.23% | 25.93% | 22.7% | 22.93% | 24.73% | 24.2%
NSW1 | Pumped Hydro Pump | 8.831% | 25.55% | 22.35% | 34.02% | 30.28% | 30.93% | 30.82% | 27.91% | 28.8% | 30.34% | 30.05% | 28.54% | 31.92% | 31.03% | 29.99% | 27.82% | 28.73% | 27.42% | 29.66% | 28.37% | 27.23% | 30.6% | 28.74% | 29.75% | 29.12% | 28.84% | 27.19%
NSW1 | VPP pump | 6.872% | 9.95% | 9.176% | 9.723% | 9.499% | 8.909% | 8.86% | 8.693% | 8.508% | 8.539% | 8.563% | 8.328% | 8.615% | 8.494% | 8.11% | 7.898% | 8.159% | 7.808% | 7.93% | 7.748% | 7.584% | 8.045% | 8.09% | 7.554% | 7.602% | 7.948% | 7.895%
Region | Technology | 2023-24 | 2024-25 | 2025-26 | 2026-27 | 2027-28 | 2028-29 | 2029-30 | 2030-31 | 2031-32 | 2032-33 | 2033-34 | 2034-35 | 2035-36 | 2036-37 | 2037-38 | 2038-39 | 2039-40 | 2040-41 | 2041-42 | 2042-43 | 2043-44 | 2044-45 | 2045-46 | 2046-47 | 2047-48 | 2048-49 | 2049-50
QLD1 | Grid Battery pump | 6.833% | 7.92% | 7.124% | 7.209% | 7.255% | 26.54% | 27.55% | 27.86% | 28.1% | 29.04% | 28.55% | 27.66% | 27.17% | 26.96% | 22.55% | 24.88% | 25.4% | 26.18% | 27.23% | 25.83% | 25.49% | 25.74% | 24.66% | 19.94% | 22.55% | 22.84% | 24.42%
QLD1 | Pumped Hydro Pump | 14.57% | 30.68% | 22.67% | 26.13% | 27.99% | 23.98% | 27.79% | 29.95% | 29.81% | 31.02% | 28.39% | 27.7% | 28.27% | 26.59% | 23.52% | 25.07% | 26.82% | 25.96% | 26.75% | 25.03% | 24.66% | 24.24% | 23.51% | 21.86% | 21.82% | 23.04% | 21.58%
QLD1 | VPP pump | 9.255% | 10.77% | 9.566% | 9.602% | 9.52% | 9.151% | 8.968% | 8.866% | 8.643% | 8.604% | 8.724% | 8.691% | 8.675% | 8.554% | 7.958% | 8.001% | 8.046% | 8.05% | 8.19% | 8.14% | 8.149% | 8.218% | 8.104% | 7.448% | 7.995% | 7.93% | 8.204%
Region | Technology | 2023-24 | 2024-25 | 2025-26 | 2026-27 | 2027-28 | 2028-29 | 2029-30 | 2030-31 | 2031-32 | 2032-33 | 2033-34 | 2034-35 | 2035-36 | 2036-37 | 2037-38 | 2038-39 | 2039-40 | 2040-41 | 2041-42 | 2042-43 | 2043-44 | 2044-45 | 2045-46 | 2046-47 | 2047-48 | 2048-49 | 2049-50
VIC1 | Grid Battery pump | 4.603% | 5.806% | 5.866% | 15.41% | 18.73% | 17.48% | 17.08% | 20.31% | 18.18% | 20.68% | 19.29% | 19.39% | 19.79% | 19.94% | 17.97% | 17.82% | 18.77% | 15.81% | 18.79% | 17.31% | 15.93% | 16.93% | 17.71% | 15.69% | 16.6% | 17.09% | 14.43%
VIC1 | Pumped Hydro Pump | - | - | - | 31.86% | 34.58% | 33.62% | 32.86% | 34.69% | 33.4% | 34.74% | 32.96% | 31.34% | 31.81% | 31.66% | 29.4% | 29.78% | 31.27% | 27.3% | 32.41% | 31.94% | 30.02% | 32.74% | 31% | 27.71% | 30.22% | 30.8% | 27.53%
VIC1 | VPP pump | 7.918% | 10.03% | 10.52% | 10.44% | 10.07% | 8.773% | 8.758% | 8.313% | 7.983% | 8.035% | 7.848% | 7.766% | 8.177% | 8.298% | 7.843% | 7.458% | 7.363% | 6.61% | 7.165% | 6.591% | 6.381% | 6.761% | 6.989% | 6.43% | 6.57% | 6.462% | 5.875%
Region | Technology | 2023-24 | 2024-25 | 2025-26 | 2026-27 | 2027-28 | 2028-29 | 2029-30 | 2030-31 | 2031-32 | 2032-33 | 2033-34 | 2034-35 | 2035-36 | 2036-37 | 2037-38 | 2038-39 | 2039-40 | 2040-41 | 2041-42 | 2042-43 | 2043-44 | 2044-45 | 2045-46 | 2046-47 | 2047-48 | 2048-49 | 2049-50
SA1 | Grid Battery pump | 5.253% | 5.388% | 5.339% | 5.302% | 5.397% | 5.041% | 4.947% | 16.73% | 18.73% | 22% | 21.59% | 22.4% | 23.29% | 23.88% | 19.71% | 20.35% | 20.97% | 19.86% | 23.31% | 20.41% | 21.66% | 22.77% | 24.09% | 19.98% | 21.28% | 20.51% | 20.57%
SA1 | Pumped Hydro Pump | bar: 2023-24 to 2049-50
SA1 | VPP pump | 9.735% | 9.931% | 9.623% | 9.252% | 9.118% | 8.36% | 8.19% | 8.182% | 7.852% | 8.448% | 8.295% | 8.483% | 8.527% | 8.588% | 7.943% | 7.598% | 7.774% | 7.434% | 8.059% | 7.728% | 7.959% | 8.071% | 8.435% | 7.992% | 7.983% | 8.053% | 7.92%
Region | Technology | 2023-24 | 2024-25 | 2025-26 | 2026-27 | 2027-28 | 2028-29 | 2029-30 | 2030-31 | 2031-32 | 2032-33 | 2033-34 | 2034-35 | 2035-36 | 2036-37 | 2037-38 | 2038-39 | 2039-40 | 2040-41 | 2041-42 | 2042-43 | 2043-44 | 2044-45 | 2045-46 | 2046-47 | 2047-48 | 2048-49 | 2049-50
TAS1 | Grid Battery pump | - | - | - | - | - | - | - | - | - | - | - | - | - | - | - | 18.66% | 19.06% | 18.6% | 18.34% | 18.01% | 17.26% | 18.74% | 19.02% | 17.11% | 17.41% | 17.56% | 16.32%
TAS1 | Pumped Hydro Pump | - | - | - | - | - | 23.32% | 23.96% | 23.69% | 26.49% | 26.5% | 25.19% | 24.35% | 26.73% | 25.77% | 27% | 27.73% | 26.68% | 26.25% | 27.5% | 26.19% | 24.61% | 27.9% | 25.84% | 24.21% | 25.08% | 22.93% | 21.35%
TAS1 | VPP pump | 4.791% | 7.733% | 7.491% | 6.983% | 7.275% | 7.453% | 5.872% | 6.166% | 8.017% | 7.121% | 6.53% | 6.948% | 6.828% | 7.127% | 6.721% | 6.553% | 6.887% | 6.867% | 7.024% | 6.387% | 6.493% | 6.539% | 6.946% | 6.579% | 7.022% | 7.105% | 7.459%
Non-controllable capacity
Region | Technology | 2023-24 | 2024-25 | 2025-26 | 2026-27 | 2027-28 | 2028-29 | 2029-30 | 2030-31 | 2031-32 | 2032-33 | 2033-34 | 2034-35 | 2035-36 | 2036-37 | 2037-38 | 2038-39 | 2039-40 | 2040-41 | 2041-42 | 2042-43 | 2043-44 | 2044-45 | 2045-46 | 2046-47 | 2047-48 | 2048-49 | 2049-50
NEM | Distributed PV | 14.2% | 13.97% | 13.7% | 14.84% | 14.98% | 13.51% | 14.27% | 14.94% | 15.32% | 15.39% | 15.01% | 14.61% | 15.71% | 15.77% | 14.16% | 14.9% | 15.56% | 15.88% | 15.9% | 15.51% | 15.05% | 16.11% | 16.13% | 14.48% | 15.24% | 15.88% | 16.17%
NEM | Behind the meter battery | 4.914% | 4.877% | 4.802% | 4.715% | 4.649% | 4.545% | 4.508% | 4.449% | 4.388% | 4.334% | 4.385% | 4.415% | 4.429% | 4.391% | 4.353% | 4.298% | 4.271% | 4.21% | 4.155% | 4.115% | 4.152% | 4.187% | 4.215% | 4.236% | 4.26% | 4.241% | 4.222%
NEM | Behind the meter battery pump | 5.783% | 5.74% | 5.652% | 5.549% | 5.473% | 5.35% | 5.308% | 5.237% | 5.165% | 5.102% | 5.161% | 5.198% | 5.212% | 5.168% | 5.122% | 5.059% | 5.026% | 4.954% | 4.892% | 4.843% | 4.888% | 4.928% | 4.962% | 4.987% | 5.013% | 4.992% | 4.971%
Region | Technology | 2023-24 | 2024-25 | 2025-26 | 2026-27 | 2027-28 | 2028-29 | 2029-30 | 2030-31 | 2031-32 | 2032-33 | 2033-34 | 2034-35 | 2035-36 | 2036-37 | 2037-38 | 2038-39 | 2039-40 | 2040-41 | 2041-42 | 2042-43 | 2043-44 | 2044-45 | 2045-46 | 2046-47 | 2047-48 | 2048-49 | 2049-50
NSW1 | Distributed PV | 13.9% | 13.91% | 13.61% | 15.15% | 15.03% | 13.43% | 13.88% | 14.8% | 15.49% | 15.1% | 14.92% | 14.43% | 15.91% | 15.71% | 14.02% | 14.44% | 15.36% | 16% | 15.59% | 15.38% | 14.84% | 16.28% | 16.06% | 14.33% | 14.77% | 15.66% | 16.28%
NSW1 | Behind the meter battery | 4.904% | 4.86% | 4.779% | 4.695% | 4.633% | 4.533% | 4.5% | 4.444% | 4.398% | 4.354% | 4.42% | 4.442% | 4.452% | 4.408% | 4.358% | 4.293% | 4.27% | 4.198% | 4.152% | 4.116% | 4.167% | 4.211% | 4.234% | 4.25% | 4.264% | 4.247% | 4.219%
NSW1 | Behind the meter battery pump | 5.773% | 5.718% | 5.624% | 5.527% | 5.455% | 5.335% | 5.299% | 5.231% | 5.174% | 5.124% | 5.203% | 5.23% | 5.238% | 5.187% | 5.13% | 5.055% | 5.025% | 4.939% | 4.889% | 4.844% | 4.906% | 4.955% | 4.984% | 5.005% | 5.016% | 5.002% | 4.967%
Region | Technology | 2023-24 | 2024-25 | 2025-26 | 2026-27 | 2027-28 | 2028-29 | 2029-30 | 2030-31 | 2031-32 | 2032-33 | 2033-34 | 2034-35 | 2035-36 | 2036-37 | 2037-38 | 2038-39 | 2039-40 | 2040-41 | 2041-42 | 2042-43 | 2043-44 | 2044-45 | 2045-46 | 2046-47 | 2047-48 | 2048-49 | 2049-50
QLD1 | Distributed PV | 14.97% | 14.45% | 14.68% | 15.74% | 15.89% | 13.42% | 14.66% | 15.24% | 16.09% | 15.92% | 15.33% | 15.51% | 16.53% | 16.58% | 13.99% | 15.24% | 15.82% | 16.61% | 16.41% | 15.8% | 15.96% | 16.89% | 16.92% | 14.25% | 15.54% | 16.09% | 16.9%
QLD1 | Behind the meter battery | 4.961% | 4.917% | 4.846% | 4.754% | 4.675% | 4.575% | 4.533% | 4.47% | 4.412% | 4.349% | 4.397% | 4.425% | 4.441% | 4.4% | 4.35% | 4.296% | 4.265% | 4.207% | 4.147% | 4.113% | 4.164% | 4.199% | 4.241% | 4.261% | 4.274% | 4.249% | 4.229%
QLD1 | Behind the meter battery pump | 5.837% | 5.788% | 5.702% | 5.594% | 5.505% | 5.385% | 5.338% | 5.263% | 5.194% | 5.121% | 5.175% | 5.21% | 5.226% | 5.177% | 5.119% | 5.054% | 5.021% | 4.951% | 4.883% | 4.84% | 4.901% | 4.942% | 4.993% | 5.015% | 5.029% | 5.002% | 4.98%
Region | Technology | 2023-24 | 2024-25 | 2025-26 | 2026-27 | 2027-28 | 2028-29 | 2029-30 | 2030-31 | 2031-32 | 2032-33 | 2033-34 | 2034-35 | 2035-36 | 2036-37 | 2037-38 | 2038-39 | 2039-40 | 2040-41 | 2041-42 | 2042-43 | 2043-44 | 2044-45 | 2045-46 | 2046-47 | 2047-48 | 2048-49 | 2049-50
VIC1 | Distributed PV | 13.34% | 13.12% | 12.52% | 13.48% | 13.78% | 13.23% | 13.92% | 14.57% | 14.16% | 14.94% | 14.62% | 13.81% | 14.73% | 14.96% | 14.14% | 14.79% | 15.42% | 14.88% | 15.59% | 15.25% | 14.35% | 15.24% | 15.4% | 14.55% | 15.23% | 15.83% | 15.23%
VIC1 | Behind the meter battery | 4.922% | 4.924% | 4.849% | 4.76% | 4.7% | 4.582% | 4.526% | 4.453% | 4.352% | 4.255% | 4.292% | 4.346% | 4.379% | 4.361% | 4.371% | 4.323% | 4.303% | 4.25% | 4.182% | 4.104% | 4.103% | 4.137% | 4.152% | 4.197% | 4.247% | 4.237% | 4.23%
VIC1 | Behind the meter battery pump | 5.794% | 5.793% | 5.708% | 5.602% | 5.532% | 5.393% | 5.328% | 5.242% | 5.124% | 5.007% | 5.049% | 5.113% | 5.153% | 5.133% | 5.144% | 5.088% | 5.063% | 5% | 4.921% | 4.831% | 4.829% | 4.871% | 4.888% | 4.942% | 4.999% | 4.985% | 4.978%
Region | Technology | 2023-24 | 2024-25 | 2025-26 | 2026-27 | 2027-28 | 2028-29 | 2029-30 | 2030-31 | 2031-32 | 2032-33 | 2033-34 | 2034-35 | 2035-36 | 2036-37 | 2037-38 | 2038-39 | 2039-40 | 2040-41 | 2041-42 | 2042-43 | 2043-44 | 2044-45 | 2045-46 | 2046-47 | 2047-48 | 2048-49 | 2049-50
SA1 | Distributed PV | 15.01% | 14.77% | 14.16% | 14.83% | 15.39% | 14.72% | 15.42% | 15.7% | 15.73% | 16.16% | 15.64% | 14.87% | 15.5% | 16.04% | 15.26% | 15.99% | 16.27% | 16.28% | 16.7% | 16.15% | 15.34% | 15.95% | 16.45% | 15.63% | 16.39% | 16.64% | 16.61%
SA1 | Behind the meter battery | 4.844% | 4.762% | 4.675% | 4.581% | 4.516% | 4.429% | 4.437% | 4.405% | 4.385% | 4.402% | 4.445% | 4.451% | 4.433% | 4.381% | 4.303% | 4.265% | 4.219% | 4.167% | 4.132% | 4.132% | 4.181% | 4.197% | 4.228% | 4.215% | 4.244% | 4.206% | 4.197%
SA1 | Behind the meter battery pump | 5.703% | 5.607% | 5.502% | 5.392% | 5.315% | 5.211% | 5.223% | 5.186% | 5.162% | 5.183% | 5.23% | 5.24% | 5.217% | 5.158% | 5.065% | 5.019% | 4.965% | 4.904% | 4.863% | 4.866% | 4.922% | 4.938% | 4.976% | 4.962% | 4.998% | 4.949% | 4.938%
Region | Technology | 2023-24 | 2024-25 | 2025-26 | 2026-27 | 2027-28 | 2028-29 | 2029-30 | 2030-31 | 2031-32 | 2032-33 | 2033-34 | 2034-35 | 2035-36 | 2036-37 | 2037-38 | 2038-39 | 2039-40 | 2040-41 | 2041-42 | 2042-43 | 2043-44 | 2044-45 | 2045-46 | 2046-47 | 2047-48 | 2048-49 | 2049-50
TAS1 | Distributed PV | 11.93% | 12.03% | 11.57% | 12.43% | 12.45% | 12.21% | 12.31% | 12.63% | 12.49% | 12.87% | 12.82% | 12.24% | 13.03% | 12.98% | 12.63% | 12.69% | 12.99% | 12.83% | 13.16% | 13.12% | 12.49% | 13.26% | 13.16% | 12.83% | 12.88% | 13.19% | 12.97%
TAS1 | Behind the meter battery | 4.907% | 4.84% | 4.758% | 4.664% | 4.599% | 4.503% | 4.471% | 4.415% | 4.366% | 4.373% | 4.417% | 4.439% | 4.432% | 4.396% | 4.345% | 4.297% | 4.265% | 4.207% | 4.146% | 4.145% | 4.185% | 4.195% | 4.235% | 4.235% | 4.254% | 4.245% | 4.22%
TAS1 | Behind the meter battery pump | 5.775% | 5.698% | 5.599% | 5.488% | 5.41% | 5.301% | 5.264% | 5.196% | 5.141% | 5.149% | 5.197% | 5.226% | 5.216% | 5.174% | 5.114% | 5.058% | 5.022% | 4.951% | 4.88% | 4.876% | 4.926% | 4.937% | 4.985% | 4.984% | 5.007% | 4.995% | 4.965%

## BaseCase_Generation
Annual sent-out generation by technology (GWh) - BaseCase, Hydrogen Superpower Scenario
Explicitly modelled generation
Region | Technology | 2023-24 | 2024-25 | 2025-26 | 2026-27 | 2027-28 | 2028-29 | 2029-30 | 2030-31 | 2031-32 | 2032-33 | 2033-34 | 2034-35 | 2035-36 | 2036-37 | 2037-38 | 2038-39 | 2039-40 | 2040-41 | 2041-42 | 2042-43 | 2043-44 | 2044-45 | 2045-46 | 2046-47 | 2047-48 | 2048-49 | 2049-50
NEM | Black Coal | 85580.1183 | 60442.8654 | 47050.369 | 34228.0064 | 18576.6774 | 14542.4876 | 10691.2855 | 0 | 0 | 0 | 0 | 0 | 0 | 0 | 0 | 0 | 0 | 0 | 0 | 0 | 0 | 0 | 0 | 0 | 0 | 0 | 0
NEM | Brown Coal | 26521.8987 | 20815.8311 | 17570.4898 | 13680.566 | 9129.1615 | 5879.967 | 5988.208 | 0 | 0 | 0 | 0 | 0 | 0 | 0 | 0 | 0 | 0 | 0 | 0 | 0 | 0 | 0 | 0 | 0 | 0 | 0 | 0
NEM | CCGT | 7015.8321 | 3755.9989 | 6256.355 | 6735.7677 | 6183.9323 | 6877.9657 | 6569.8975 | 7225.8735 | 7571.5843 | 5932.3511 | 7371.6965 | 6385.734 | 3268.7802 | 2170.1601 | 4030.9364 | 1785.6112 | 1295.3052 | 7204.0398 | 7249.6533 | 7449.3725 | 5500.5617 | 5435.8812 | 2268.3373 | 1209.4033 | 1168.0548 | 974.9335 | 1150.8939
NEM | Gas - Steam | 221.9992 | 120.1171 | 547.9398 | 188.0756 | 477.6747 | 1335.9365 | 287.4558 | 1394.7328 | 534.4084 | 447.4651 | 201.1341 | 249.2942 | 135.1075 | 85.0434 | 234.5433 | 132.4557 | 0 | 0 | 0 | 0 | 0 | 0 | 0 | 0 | 0 | 0 | 0
NEM | OCGT / Diesel | 547.9442 | 214.5616 | 604.2169 | 579.2256 | 820.4427 | 2197.1038 | 366.7952 | 2880.7618 | 786.1549 | 659.4927 | 191.5156 | 583.9089 | 180.8754 | 93.1392 | 215.5881 | 95.0069 | 193.3816 | 1772.8025 | 1339.0142 | 1101.4786 | 4381.9741 | 153.1787 | 82.7806 | 1985.1329 | 15.2772 | 112.8474 | 40.0227
NEM | Hydro | 17733.1976 | 13892.0419 | 14870.9675 | 14531.4363 | 15312.4152 | 18852.1508 | 18110.9001 | 16346.291 | 16371.3411 | 15252.4055 | 16855.6337 | 17046.7419 | 15127.9085 | 14237.1809 | 18053.4853 | 15673.6926 | 15214.9562 | 15737.2564 | 14513.5366 | 14197.8222 | 17106.4918 | 15371.1691 | 12555.3203 | 18500.7643 | 15976.9356 | 17612.3344 | 18734.5207
NEM | Hydrogen Turbine | 0 | 0 | 0 | 0 | 0 | 0 | 0 | 212.9738 | 267.4306 | 162.3244 | 334.098 | 384.3115 | 243.2064 | 701.4236 | 1689.1103 | 2934.6479 | 3161.7117 | 4486.3546 | 4503.0035 | 5390.477 | 6285.6774 | 6119.7452 | 7555.0698 | 9746.635 | 10023.4219 | 10454.4709 | 11333.6763
NEM | Wind | 28907.716 | 73373.5037 | 84178.9761 | 104815.8591 | 139253.1183 | 153037.4991 | 169206.4852 | 174760.9799 | 194049.5422 | 198131.0021 | 210719.0641 | 249916.8661 | 273612.9318 | 307558.8318 | 347344.3634 | 364047.9835 | 360543.3112 | 387726.2545 | 416776.9342 | 449044.4224 | 471620.9492 | 497320.3166 | 545452.8469 | 647943.7417 | 692453.0018 | 705328.4085 | 741723.6925
NEM | Solar PV | 20941.9776 | 16943.4776 | 23132.881 | 29458.5908 | 36854.4652 | 47778.8341 | 53070.4607 | 73433.392 | 80014.2957 | 91709.8931 | 123351.9184 | 162337.9466 | 175085.919 | 189356.0012 | 180289.5889 | 196015.2875 | 208242.359 | 226109.4663 | 281244.5465 | 317343.9772 | 360041.1096 | 393334.4517 | 410786.2968 | 375472.7394 | 424153.253 | 459197.4847 | 576748.654
NEM | Grid Battery | 362.8499 | 415.7252 | 1438.4862 | 3198.5197 | 4426.2445 | 8333.7922 | 8502.3942 | 15349.9925 | 15915.1279 | 21725.3227 | 28591.4658 | 35264.8708 | 40106.4233 | 41662.6159 | 38161.9274 | 39892.4339 | 42136.6671 | 43283.9787 | 59718.3118 | 67147.8484 | 77749.2706 | 89142.6933 | 87962.5657 | 76514.3962 | 86572.8056 | 92636.3049 | 131968.9948
NEM | Pumped Hydro | 523.9787 | 1196.0946 | 3200.8418 | 5262.6724 | 10215.5616 | 10772.257 | 11428.9958 | 12140.5236 | 12156.7609 | 13546.505 | 13384.4336 | 13853.332 | 15334.0042 | 14488.0445 | 14512.601 | 14218.7523 | 14449.5103 | 13673.3043 | 14758.584 | 13760.0179 | 13800.7126 | 14577.6241 | 13486.5237 | 13843.4776 | 13527.6634 | 13350.126 | 12445.5188
NEM | VPP | 228.231 | 550.0187 | 872.9204 | 1322.5353 | 1817.0311 | 2248.8887 | 3046.5271 | 3646.9224 | 4204.6232 | 4994.1385 | 5886.7774 | 6802.0758 | 7987.7975 | 8987.5493 | 9409.7566 | 10103.4757 | 10947.8093 | 11030.5208 | 12046.1506 | 12075.589 | 12522.2297 | 13511.6758 | 14196.3146 | 13760.1169 | 14685.8626 | 15457.4588 | 15811.294
Total excluding storage |  | 188585.7432 | 191720.2356 | 199724.4435 | 214001.2549 | 243066.7245 | 271856.8826 | 287269.4051 | 307392.4433 | 331871.2693 | 352560.9002 | 406887.7372 | 492825.0819 | 531082.954 | 579339.9899 | 613941.9006 | 644899.3473 | 656185.0117 | 711023.9779 | 812149.7348 | 887511.0053 | 969008.9765 | 1034966.7358 | 1094346.0557 | 1158976.4072 | 1258576.2759 | 1315124.3691 | 1509957.2677
Region | Technology | 2023-24 | 2024-25 | 2025-26 | 2026-27 | 2027-28 | 2028-29 | 2029-30 | 2030-31 | 2031-32 | 2032-33 | 2033-34 | 2034-35 | 2035-36 | 2036-37 | 2037-38 | 2038-39 | 2039-40 | 2040-41 | 2041-42 | 2042-43 | 2043-44 | 2044-45 | 2045-46 | 2046-47 | 2047-48 | 2048-49 | 2049-50
NSW1 | Black Coal | 45087.1762 | 30743.938 | 27946.9551 | 17533.0275 | 6728.6006 | 6893.567 | 6422.0147 | 0 | 0 | 0 | 0 | 0 | 0 | 0 | 0 | 0 | 0 | 0 | 0 | 0 | 0 | 0 | 0 | 0 | 0 | 0 | 0
NSW1 | Brown Coal | 0 | 0 | 0 | 0 | 0 | 0 | 0 | 0 | 0 | 0 | 0 | 0 | 0 | 0 | 0 | 0 | 0 | 0 | 0 | 0 | 0 | 0 | 0 | 0 | 0 | 0 | 0
NSW1 | CCGT | 484.1903 | 62.2102 | 668.8993 | 1186.1171 | 1150.0654 | 1245.5231 | 1155.8308 | 1290.7828 | 1379.4327 | 1204.3318 | 1398.3934 | 1391.0763 | 680.8735 | 892.1751 | 1004.6415 | 847.85 | 380.1923 | 1953.4154 | 1900.0383 | 2014.3105 | 0 | 0 | 0 | 0 | 0 | 0 | 0
NSW1 | Gas - Steam | 0 | 0 | 0 | 0 | 0 | 0 | 0 | 0 | 0 | 0 | 0 | 0 | 0 | 0 | 0 | 0 | 0 | 0 | 0 | 0 | 0 | 0 | 0 | 0 | 0 | 0 | 0
NSW1 | OCGT / Diesel | 10.1439 | 3.7387 | 21.991 | 87.3017 | 48.7207 | 125.3652 | 6.7078 | 337.6238 | 67.5369 | 89.5894 | 11.807 | 30.0027 | 0.00023274 | 0.00024199 | 29.0573 | 0.00025604 | 26.0445 | 430.5481 | 87.6527 | 81.4653 | 705.7666 | 58.4651 | 0.00067578 | 317.7431 | 0.00072386 | 12.1213 | 7.2087
NSW1 | Hydro | 2032.0385 | 3227.1013 | 3165.9283 | 3119.0675 | 2832.2286 | 4069.0765 | 3309.3108 | 2964.1492 | 2915.7313 | 2753.1339 | 3226.7024 | 3351.334 | 3191.639 | 2692.6546 | 3849.5498 | 3267.7481 | 2864.0495 | 2857.9307 | 2709.7754 | 3022.6729 | 3413.6078 | 3196.3799 | 2580.469 | 3964.0174 | 3892.8165 | 3928.0512 | 3934.6064
NSW1 | Hydrogen Turbine | 0 | 0 | 0 | 0 | 0 | 0 | 0 | 212.9735 | 267.4303 | 162.3241 | 334.0976 | 384.3111 | 199.5495 | 441.7088 | 1207.7932 | 1236.8418 | 1053.0032 | 1186.4407 | 595.4144 | 1006.1162 | 1399.5863 | 746.5925 | 1101.8285 | 2301.598 | 1834.2053 | 1655.5789 | 1889.7147
NSW1 | Wind | 5989.1372 | 20950.4925 | 21009.9591 | 26884.4102 | 37516.344 | 38419.5686 | 38321.85 | 39219.9235 | 38982.7282 | 44538.7112 | 44076.7255 | 45377.1986 | 47832.3986 | 49870.3929 | 53032.3293 | 52502.1895 | 52654.9447 | 55641.0678 | 62512.7238 | 61105.3076 | 62066.276 | 64734.9112 | 65974.3737 | 79500.3758 | 77876.6537 | 76122.4864 | 72523.5401
NSW1 | Solar PV | 8835.7378 | 7589.7975 | 11034.5504 | 15602.6349 | 18364.346 | 20399.5044 | 21115.3711 | 27866.6351 | 30413.5971 | 31561.8289 | 32497.0421 | 32385.9554 | 34998.2691 | 36440.4348 | 39349.0448 | 40713.981 | 44259.8089 | 48478.25 | 49110.5983 | 51191.2841 | 54188.0749 | 57549.3696 | 56609.7535 | 56565.9015 | 57936.8054 | 62995.5825 | 63041.7017
NSW1 | Grid Battery | 17.2616 | 26.5924 | 1053.7709 | 2174.485 | 2815.22 | 3348.2791 | 3426.1723 | 8006.0192 | 7848.3384 | 8079.3509 | 7858.2248 | 7473.2424 | 8975.2846 | 9012.0169 | 10611.6823 | 10607.3114 | 11528.9212 | 10945.9196 | 11606.4799 | 11755.89 | 11595.7635 | 13595.3164 | 12242.224 | 11062.3392 | 10607.374 | 12591.5808 | 12530.9332
NSW1 | Pumped Hydro | 105.6462 | 305.5991 | 1105.9404 | 1733.0264 | 5659.9768 | 6213.059 | 5779.4187 | 5783.6293 | 5485.1016 | 6031.266 | 5853.3741 | 5684.3493 | 6337.4237 | 5990.391 | 6206.6497 | 5588.6762 | 5682.3916 | 5266.7016 | 5868.3912 | 5384.3776 | 5651.8844 | 5990.319 | 5451.2874 | 6217.432 | 5825.9454 | 5713.7432 | 5357.3095
NSW1 | VPP | 58.2822 | 173.5047 | 267.478 | 422.1971 | 578.263 | 729.7259 | 1005.4973 | 1206.2032 | 1408.9108 | 1685.9394 | 2014.293 | 2296.6233 | 2737.2322 | 3056.0744 | 3243.987 | 3482.9362 | 3845.8241 | 3866.7802 | 4130.9441 | 4197.0067 | 4297.1991 | 4747.0818 | 4959.1381 | 4845.0798 | 5045.7895 | 5495.5643 | 5656.0168
Total excluding storage |  | 62619.6139 | 63082.9746 | 66275.4724 | 68742.2675 | 75693.7651 | 81443.6688 | 80542.1735 | 86887.9396 | 88768.8073 | 96106.4756 | 97270.6599 | 98374.093 | 104952.6704 | 108395.8487 | 118534.7351 | 118247.5344 | 122295.1802 | 130627.0541 | 138522.0181 | 139758.431 | 143318.1586 | 150618.4356 | 148919.075 | 164774.4868 | 163019.5905 | 168514.7086 | 164941.0311
Region | Technology | 2023-24 | 2024-25 | 2025-26 | 2026-27 | 2027-28 | 2028-29 | 2029-30 | 2030-31 | 2031-32 | 2032-33 | 2033-34 | 2034-35 | 2035-36 | 2036-37 | 2037-38 | 2038-39 | 2039-40 | 2040-41 | 2041-42 | 2042-43 | 2043-44 | 2044-45 | 2045-46 | 2046-47 | 2047-48 | 2048-49 | 2049-50
QLD1 | Black Coal | 40492.9421 | 29698.9274 | 19103.4139 | 16694.9789 | 11848.0768 | 7648.9206 | 4269.2708 | 0 | 0 | 0 | 0 | 0 | 0 | 0 | 0 | 0 | 0 | 0 | 0 | 0 | 0 | 0 | 0 | 0 | 0 | 0 | 0
QLD1 | Brown Coal | 0 | 0 | 0 | 0 | 0 | 0 | 0 | 0 | 0 | 0 | 0 | 0 | 0 | 0 | 0 | 0 | 0 | 0 | 0 | 0 | 0 | 0 | 0 | 0 | 0 | 0 | 0
QLD1 | CCGT | 4236.336 | 2580.8665 | 4072.7831 | 4291.1748 | 3788.4477 | 3896.3524 | 3963.849 | 4166.9157 | 4653.7166 | 4234.2441 | 4635.6545 | 3702.9068 | 2473.2984 | 1206.1826 | 3026.2949 | 937.7612 | 915.1129 | 5250.6244 | 5349.615 | 5435.062 | 5500.5617 | 5435.8812 | 2268.3373 | 1209.4033 | 1168.0548 | 974.9335 | 1150.8939
QLD1 | Gas - Steam | 0 | 0 | 0 | 0 | 0 | 0 | 0 | 0 | 0 | 0 | 0 | 0 | 0 | 0 | 0 | 0 | 0 | 0 | 0 | 0 | 0 | 0 | 0 | 0 | 0 | 0 | 0
QLD1 | OCGT / Diesel | 3.9341 | 0.00016444 | 5.2851 | 49.1331 | 66.6702 | 156.8484 | 36.674 | 472.1957 | 236.633 | 138.0885 | 6.6236 | 0.00020913 | 0.00020081 | 0.00020411 | 1.1752 | 0.00021164 | 47.0217 | 176.1554 | 26.3049 | 0.00089874 | 60.6017 | 0.00085468 | 14.7747 | 1474.5064 | 0.00082446 | 0.00079045 | 0.00066253
QLD1 | Hydro | 727.4872 | 699.5149 | 734.4095 | 697.1092 | 704.8293 | 707.7349 | 714.6336 | 671.132 | 688.7619 | 702.2867 | 691.5088 | 687.3816 | 699.7011 | 674.78 | 214.0301 | 224.7153 | 208.4816 | 217.9973 | 215.2017 | 0 | 0 | 0 | 0 | 0 | 0 | 0 | 0
QLD1 | Hydrogen Turbine | 0 | 0 | 0 | 0 | 0 | 0 | 0 | 0.00010127 | 0.00011878 | 0.00011828 | 0.00013225 | 0.00013189 | 0.00014238 | 0.00018454 | 0.00028222 | 0.00025625 | 0.0001778 | 0.00021115 | 0.00017007 | 0.00019606 | 0.00021605 | 0.00021886 | 0.0002488 | 0.00059081 | 0.00031768 | 0.0003157 | 0.000378
QLD1 | Wind | 4040.2895 | 17851.9626 | 25728.9798 | 30892.9038 | 38539.8442 | 40497.056 | 47853.9087 | 50773.9093 | 54800.5869 | 56914.9931 | 60204.9433 | 90140.4723 | 100634.5705 | 113701.0842 | 127749.577 | 132929.1544 | 135474.3498 | 132542.7968 | 142166.5544 | 167644.929 | 176164.3313 | 191868.8283 | 234525.1254 | 293575.0991 | 300139.5432 | 312852.8408 | 308754.1983
QLD1 | Solar PV | 8567.4971 | 6703.7278 | 8889.8553 | 10000.2634 | 11462.091 | 17106.3581 | 21122.2312 | 25094.3952 | 28733.7952 | 32522.5735 | 48833.7653 | 73842.1089 | 76360.2974 | 78522.8487 | 70337.9796 | 80244.9624 | 82037.3516 | 95669.4325 | 105172.5047 | 140885.8663 | 150004.7504 | 175001.273 | 188703.6091 | 163271.8658 | 186536.375 | 194557.0821 | 304471.7092
QLD1 | Grid Battery | 50.4284 | 58.2518 | 52.3 | 53.1986 | 53.3404 | 3521.7614 | 3655.4912 | 3697.6758 | 3718.1724 | 5480.3793 | 11121.9027 | 15545.0327 | 15986.7393 | 15858.721 | 13208.0039 | 14681.6248 | 14939.4437 | 18235.6602 | 20139.1336 | 29615.1472 | 31992.7867 | 38867.3614 | 37208.4664 | 30018.8519 | 34186.1124 | 34068.3703 | 73710.5394
QLD1 | Pumped Hydro | 418.3325 | 890.4954 | 2094.8992 | 3357.2671 | 3842.1349 | 3515.492 | 4039.2156 | 4375.5847 | 4308.0936 | 4539.841 | 4154.8488 | 4012.5325 | 4139.5493 | 3857.534 | 3405.0155 | 3693.8168 | 3909.4322 | 3776.755 | 3901.9042 | 3619.912 | 3616.7886 | 3519.5866 | 3400.0319 | 3194.3844 | 3201.0008 | 3332.7692 | 3163.8786
QLD1 | VPP | 56.197 | 142.3402 | 223.7835 | 347.5136 | 489.3533 | 642.3901 | 880.954 | 1072.2109 | 1247.609 | 1478.3083 | 1781.3636 | 2077.2842 | 2386.6702 | 2652.2642 | 2718.8938 | 3003.5835 | 3195.5625 | 3365.3198 | 3570.9385 | 3681.062 | 3858.0361 | 4034.719 | 4132.7563 | 3940.175 | 4410.072 | 4525.2954 | 4852.9346
Total excluding storage |  | 58593.4438 | 58626.0868 | 60905.7094 | 66383.5424 | 70794.7877 | 77692.9138 | 86536.2281 | 90324.0194 | 98387.3688 | 106010.7146 | 131430.6107 | 190007.7194 | 202680.8266 | 216473.4151 | 220660.9704 | 235715.6189 | 240726.7561 | 259234.7418 | 280542.1573 | 350881.9797 | 371197.8567 | 418727.6505 | 470253.1015 | 496684.2865 | 529641.1593 | 550311.2924 | 696104.155
Region | Technology | 2023-24 | 2024-25 | 2025-26 | 2026-27 | 2027-28 | 2028-29 | 2029-30 | 2030-31 | 2031-32 | 2032-33 | 2033-34 | 2034-35 | 2035-36 | 2036-37 | 2037-38 | 2038-39 | 2039-40 | 2040-41 | 2041-42 | 2042-43 | 2043-44 | 2044-45 | 2045-46 | 2046-47 | 2047-48 | 2048-49 | 2049-50
VIC1 | Black Coal | 0 | 0 | 0 | 0 | 0 | 0 | 0 | 0 | 0 | 0 | 0 | 0 | 0 | 0 | 0 | 0 | 0 | 0 | 0 | 0 | 0 | 0 | 0 | 0 | 0 | 0 | 0
VIC1 | Brown Coal | 26521.8987 | 20815.8311 | 17570.4898 | 13680.566 | 9129.1615 | 5879.967 | 5988.208 | 0 | 0 | 0 | 0 | 0 | 0 | 0 | 0 | 0 | 0 | 0 | 0 | 0 | 0 | 0 | 0 | 0 | 0 | 0 | 0
VIC1 | CCGT | 0 | 0 | 0 | 0 | 0 | 0 | 0 | 0 | 0 | 0 | 0 | 0 | 0 | 0 | 0 | 0 | 0 | 0 | 0 | 0 | 0 | 0 | 0 | 0 | 0 | 0 | 0
VIC1 | Gas - Steam | 22.1232 | 15.3219 | 175.3635 | 188.0756 | 477.6747 | 1335.9365 | 287.4558 | 1394.7328 | 534.4084 | 447.4651 | 201.1341 | 249.2942 | 135.1075 | 85.0434 | 234.5433 | 132.4557 | 0 | 0 | 0 | 0 | 0 | 0 | 0 | 0 | 0 | 0 | 0
VIC1 | OCGT / Diesel | 27.8387 | 12.2354 | 99.7521 | 182.4275 | 329.1229 | 1137.7282 | 183.5993 | 1305.8918 | 324.9068 | 340.8495 | 122.9186 | 446.5496 | 168.467 | 88.8326 | 147.3257 | 95.006 | 117.1956 | 328.4321 | 359.1538 | 156.3975 | 1199.8177 | 94.7119 | 68.0044 | 192.8826 | 15.2749 | 100.7244 | 32.8124
VIC1 | Hydro | 2759.4439 | 3327.6332 | 3445.1039 | 3271.0884 | 2733.0768 | 4102.6784 | 3419.58 | 2962.4343 | 2961.2503 | 2695.5948 | 3289.9567 | 3410.1811 | 3238.6177 | 2712.6779 | 4083.2995 | 3418.5685 | 2963.3755 | 2960.3268 | 2696.6827 | 3287.2148 | 3423.4766 | 3240.2404 | 2717.8274 | 4090.5521 | 4099.5443 | 4103.8128 | 4101.6102
VIC1 | Hydrogen Turbine | 0 | 0 | 0 | 0 | 0 | 0 | 0 | 0 | 0 | 0 | 0 | 0 | 43.6565 | 259.7143 | 481.3158 | 1697.8049 | 2108.7073 | 3299.9128 | 3907.5881 | 4384.3594 | 4886.089 | 5373.1514 | 6453.24 | 7025.4966 | 7758.362 | 8355.657 | 8988.217
VIC1 | Wind | 10185.3074 | 16107.7687 | 17354.4737 | 20978.0408 | 27609.0655 | 28066.7219 | 29872.7978 | 29737.7349 | 33330.2378 | 29901.7111 | 33116.165 | 31509.1354 | 32752.0223 | 34092.9717 | 35284.9404 | 43245.2429 | 41685.6361 | 47605.005 | 43510.6261 | 51475.2989 | 55429.0933 | 56117.9768 | 57067.6314 | 59242.4796 | 76188.0821 | 72110.5589 | 79485.9732
VIC1 | Solar PV | 2216.0979 | 1644.4052 | 1725.1614 | 2282.0029 | 4199.73 | 4470.1884 | 4603.8741 | 7198.9131 | 6946.6104 | 9041.2466 | 9454.8177 | 13629.8375 | 17373.5515 | 17909.1105 | 15238.6673 | 15681.6471 | 17870.9846 | 17504.5308 | 22646.706 | 21690.638 | 26328.8774 | 28411.6942 | 30012.8891 | 24867.8261 | 27610.8801 | 29588.3657 | 27753.2092
VIC1 | Grid Battery | 127.5254 | 159.8635 | 162.0499 | 802.1085 | 1386.4394 | 1302.8913 | 1263.801 | 2524.1731 | 2256.2923 | 3336.6026 | 3129.6721 | 3969.3185 | 6099.2408 | 6129.0037 | 5542.3122 | 5465.6824 | 5914.1039 | 4938.0336 | 6592.75 | 6016.5968 | 7007.4463 | 8179.0221 | 8514.0274 | 7239.5208 | 7478.8328 | 7861.8658 | 6601.0955
VIC1 | Pumped Hydro | 0 | 0 | 0.00061892 | 172.3764 | 713.4459 | 770.8387 | 737.8345 | 795.6134 | 758.1677 | 787.2362 | 745.1826 | 713.9877 | 724.0097 | 710.6312 | 675.5085 | 672.2166 | 713.6823 | 613.5219 | 741.9266 | 716.7828 | 689.7462 | 743.3357 | 695.5078 | 637.3143 | 677.7707 | 707.486 | 624.9951
VIC1 | VPP | 35.7778 | 110.6934 | 215.4275 | 344.3545 | 487.9103 | 573.5931 | 787.1453 | 913.0387 | 1006.4655 | 1157.9249 | 1314.0051 | 1502.718 | 1805.3142 | 2074.1301 | 2208.6216 | 2321.9287 | 2486.4412 | 2370.4501 | 2738.9534 | 2617.7675 | 2671.1298 | 2949.3527 | 3174.0366 | 3067.4313 | 3246.6688 | 3350.5698 | 3161.6413
Total excluding storage |  | 41896.013 | 42193.7523 | 40747.8223 | 41901.0405 | 47065.627 | 47640.5435 | 47144.2957 | 46832.5322 | 48118.3392 | 47708.6307 | 51373.8518 | 55431.022 | 62339.9873 | 64062.1155 | 63896.5344 | 72730.5528 | 73860.1265 | 79620.213 | 83194.3868 | 90345.0556 | 101635.6763 | 105109.4852 | 108703.1641 | 106363.5033 | 127075.4156 | 126179.0404 | 130749.5539
Region | Technology | 2023-24 | 2024-25 | 2025-26 | 2026-27 | 2027-28 | 2028-29 | 2029-30 | 2030-31 | 2031-32 | 2032-33 | 2033-34 | 2034-35 | 2035-36 | 2036-37 | 2037-38 | 2038-39 | 2039-40 | 2040-41 | 2041-42 | 2042-43 | 2043-44 | 2044-45 | 2045-46 | 2046-47 | 2047-48 | 2048-49 | 2049-50
SA1 | Black Coal | 0 | 0 | 0 | 0 | 0 | 0 | 0 | 0 | 0 | 0 | 0 | 0 | 0 | 0 | 0 | 0 | 0 | 0 | 0 | 0 | 0 | 0 | 0 | 0 | 0 | 0 | 0
SA1 | Brown Coal | 0 | 0 | 0 | 0 | 0 | 0 | 0 | 0 | 0 | 0 | 0 | 0 | 0 | 0 | 0 | 0 | 0 | 0 | 0 | 0 | 0 | 0 | 0 | 0 | 0 | 0 | 0
SA1 | CCGT | 2295.3058 | 1112.9221 | 1514.6726 | 1258.4758 | 1245.4192 | 1736.0902 | 1450.2177 | 1768.175 | 1538.435 | 493.7752 | 1337.6486 | 1291.7509 | 114.6083 | 71.8025 | 0 | 0 | 0 | 0 | 0 | 0 | 0 | 0 | 0 | 0 | 0 | 0 | 0
SA1 | Gas - Steam | 199.876 | 104.7952 | 372.5763 | 0 | 0 | 0 | 0 | 0 | 0 | 0 | 0 | 0 | 0 | 0 | 0 | 0 | 0 | 0 | 0 | 0 | 0 | 0 | 0 | 0 | 0 | 0 | 0
SA1 | OCGT / Diesel | 506.0275 | 198.5873 | 477.1887 | 259.8678 | 374.5765 | 776.9987 | 139.8141 | 765.0503 | 156.1169 | 81.8881 | 50.1663 | 107.3563 | 12.4078 | 4.306 | 38.0298 | 0.00028328 | 3.1195 | 837.6667 | 865.9025 | 863.6146 | 2415.7877 | 0.00056122 | 0.00053121 | 0.00050677 | 0.00046002 | 0.00053013 | 0.00051836
SA1 | Hydro | 0 | 0 | 0 | 0 | 0 | 0 | 0 | 0 | 0 | 0 | 0 | 0 | 0 | 0 | 0 | 0 | 0 | 0 | 0 | 0 | 0 | 0 | 0 | 0 | 0 | 0 | 0
SA1 | Hydrogen Turbine | 0 | 0 | 0 | 0 | 0 | 0 | 0 | 0.00010845 | 0.00010432 | 9.3063e-05 | 0.00013779 | 0.00017976 | 0.00013018 | 0.0001631 | 0.00032626 | 0.00026465 | 0.00033996 | 0.0002626 | 0.00026216 | 0.0003917 | 0.00086722 | 0.00041297 | 0.00037052 | 0.00063763 | 0.0005631 | 0.00081707 | 0.00079069
SA1 | Wind | 6823.7482 | 9761.4559 | 9455.7331 | 14380.6736 | 14683.9588 | 23694.4782 | 24368.8909 | 26229.9925 | 28186.5204 | 26688.9358 | 32409.9308 | 29435.4665 | 37631.2866 | 44779.891 | 56185.5605 | 62393.1246 | 58988.0267 | 67178.2655 | 81571.9295 | 88254.3636 | 88311.1189 | 95944.2702 | 94785.8585 | 109065.2445 | 128037.9067 | 127521.7408 | 154044.1241
SA1 | Solar PV | 1322.6449 | 1005.547 | 1483.3138 | 1573.6892 | 2461.4363 | 5338.8333 | 5501.3698 | 10573.5398 | 11417.6742 | 15912.7454 | 24327.9272 | 29842.0059 | 32110.7098 | 40596.0949 | 38763.8794 | 41346.6156 | 43796.2437 | 44764.6374 | 83248.9127 | 76636.017 | 101064.8844 | 102353.1351 | 106447.8385 | 95669.1429 | 106584.9071 | 113342.6291 | 125419.5743
SA1 | Grid Battery | 167.6345 | 171.0171 | 170.365 | 168.727 | 171.244 | 160.8597 | 156.9289 | 1122.1234 | 2092.3231 | 4828.9881 | 6481.6639 | 8277.2745 | 9045.1557 | 10662.8701 | 8799.9156 | 9051.7731 | 9665.4861 | 9078.4022 | 20689.7556 | 18071.2821 | 25526.0523 | 26726.4556 | 28213.1777 | 23561.4104 | 24883.8201 | 26008.719 | 27922.7789
SA1 | Pumped Hydro | 0 | 0 | 0.00054984 | 0.00099375 | 0.0010847 | 0.0010798 | 0.0010645 | 0.0011469 | 0.0011314 | 0.0011458 | 0.0010753 | 0.0011285 | 0.0011435 | 0.0011888 | 0.0011598 | 0.0011539 | 0.0012269 | 0.0012449 | 0.0012785 | 0.0013245 | 0.001439 | 0.0015103 | 0.0015601 | 0.0014929 | 0.0014947 | 0.0016489 | 0.0018504
SA1 | VPP | 75.1364 | 114.3597 | 151.4856 | 187.9687 | 231.7543 | 262.2028 | 328.616 | 398.8866 | 454.3153 | 579.5511 | 676.4365 | 800.6563 | 917.533 | 1039.5475 | 1063.4159 | 1108.8252 | 1209.8745 | 1207.2521 | 1368.5935 | 1355.5448 | 1456.7328 | 1528.1542 | 1652.6882 | 1631.7603 | 1679.5029 | 1764.7249 | 1791.9724
Total excluding storage |  | 11390.3732 | 12468.6841 | 13625.3357 | 17829.403 | 19168.3903 | 31969.464 | 31945.8385 | 40857.7688 | 43845.3862 | 48585.8848 | 65283.7745 | 69754.5117 | 79831.7025 | 97154.5134 | 104850.8025 | 113900.3402 | 113662.7521 | 123066.2254 | 187745.0954 | 185180.8239 | 218774.5785 | 226552.0177 | 231099.5654 | 229927.5607 | 261186.1393 | 268637.8168 | 309178.4528
Region | Technology | 2023-24 | 2024-25 | 2025-26 | 2026-27 | 2027-28 | 2028-29 | 2029-30 | 2030-31 | 2031-32 | 2032-33 | 2033-34 | 2034-35 | 2035-36 | 2036-37 | 2037-38 | 2038-39 | 2039-40 | 2040-41 | 2041-42 | 2042-43 | 2043-44 | 2044-45 | 2045-46 | 2046-47 | 2047-48 | 2048-49 | 2049-50
TAS1 | Black Coal | 0 | 0 | 0 | 0 | 0 | 0 | 0 | 0 | 0 | 0 | 0 | 0 | 0 | 0 | 0 | 0 | 0 | 0 | 0 | 0 | 0 | 0 | 0 | 0 | 0 | 0 | 0
TAS1 | Brown Coal | 0 | 0 | 0 | 0 | 0 | 0 | 0 | 0 | 0 | 0 | 0 | 0 | 0 | 0 | 0 | 0 | 0 | 0 | 0 | 0 | 0 | 0 | 0 | 0 | 0 | 0 | 0
TAS1 | CCGT | 0 | 0 | 0 | 0 | 0 | 0 | 0 | 0 | 0 | 0 | 0 | 0 | 0 | 0 | 0 | 0 | 0 | 0 | 0 | 0 | 0 | 0 | 0 | 0 | 0 | 0 | 0
TAS1 | Gas - Steam | 0 | 0 | 0 | 0 | 0 | 0 | 0 | 0 | 0 | 0 | 0 | 0 | 0 | 0 | 0 | 0 | 0 | 0 | 0 | 0 | 0 | 0 | 0 | 0 | 0 | 0 | 0
TAS1 | OCGT / Diesel | 4.4535e-05 | 6.9933e-05 | 7.5111e-05 | 0.49558 | 1.3524 | 0.16335 | 0.00010445 | 0.00011127 | 0.96124 | 9.0773 | 0.00011829 | 0.00012603 | 0.00011643 | 0.00012209 | 0.00014238 | 0.00013844 | 0.00014744 | 0.00022555 | 0.00022778 | 0.00024605 | 0.00034258 | 0.00023049 | 0.00023276 | 0.00033569 | 0.00032282 | 0.00042791 | 0.00036326
TAS1 | Hydro | 12214.228 | 6637.7924 | 7525.5259 | 7444.1712 | 9042.2805 | 9972.6611 | 10667.3756 | 9748.5755 | 9805.5977 | 9101.3901 | 9647.4658 | 9597.8452 | 7997.9508 | 8157.0683 | 9906.6058 | 8762.6607 | 9179.0496 | 9701.0016 | 8891.8769 | 7887.9345 | 10269.4074 | 8934.5488 | 7257.0239 | 10446.1949 | 7984.5748 | 9580.4704 | 10698.3041
TAS1 | Hydrogen Turbine | 0 | 0 | 0 | 0 | 0 | 0 | 0 | 5.1111e-05 | 6.3677e-05 | 7.0598e-05 | 8.7173e-05 | 0.0001365 | 0.00010365 | 0.0001401 | 0.00066973 | 0.00065363 | 0.00070628 | 0.00061352 | 0.00060141 | 0.00085149 | 0.0010202 | 0.00068979 | 0.00068174 | 419.5392 | 430.8537 | 443.2339 | 455.7434
TAS1 | Wind | 1869.2336 | 8701.824 | 10629.8304 | 11679.8307 | 20903.9059 | 22359.6745 | 28789.0379 | 28799.4197 | 38749.4689 | 40086.6509 | 40911.2996 | 53454.5934 | 54762.6538 | 65114.4921 | 75091.9562 | 72978.2721 | 71740.354 | 84759.1193 | 87015.1003 | 80564.5233 | 89650.1296 | 88654.3302 | 93099.8579 | 106560.5427 | 110210.816 | 116720.7816 | 126915.8568
TAS1 | Solar PV | 0 | 0.00016801 | 0.00021918 | 0.00054059 | 366.8619 | 463.95 | 727.6145 | 2699.9088 | 2502.6188 | 2671.4988 | 8238.366 | 12638.0389 | 14243.0911 | 15887.5123 | 16600.0177 | 18028.0814 | 20277.9703 | 19692.6156 | 21065.8248 | 26940.1718 | 28454.5225 | 30018.9798 | 29012.2066 | 35098.003 | 45484.2856 | 58713.8253 | 56062.4596
TAS1 | Grid Battery | 0 | 0.00043814 | 0.00048983 | 0.00057827 | 0.00068852 | 0.00069167 | 0.00077408 | 0.0010116 | 0.0016739 | 0.0019303 | 0.0023338 | 0.002651 | 0.0030201 | 0.0041273 | 0.013406 | 86.0421 | 88.7121 | 85.9631 | 690.1927 | 1688.9323 | 1627.2218 | 1774.5377 | 1784.6701 | 4632.2739 | 9416.6664 | 12105.7689 | 11203.6478
TAS1 | Pumped Hydro | 0 | 0 | 0.0010311 | 0.0014495 | 0.0028309 | 272.8662 | 872.5258 | 1185.6951 | 1605.3968 | 2188.1606 | 2631.0271 | 3442.4614 | 4133.0203 | 3929.487 | 4225.426 | 4264.0416 | 4144.003 | 4016.3245 | 4246.3607 | 4038.9442 | 3842.2918 | 4324.3813 | 3939.695 | 3794.3454 | 3822.945 | 3596.1259 | 3299.3338
TAS1 | VPP | 2.8376 | 9.1207 | 14.7457 | 20.5015 | 29.7501 | 40.9767 | 44.3145 | 56.583 | 87.3226 | 92.4148 | 100.6793 | 124.794 | 141.048 | 165.533 | 174.8382 | 186.2021 | 210.1069 | 220.7186 | 236.721 | 224.208 | 239.132 | 252.3681 | 277.6954 | 275.6706 | 303.8294 | 321.3044 | 348.7289
Total excluding storage |  | 14086.2993 | 15348.7379 | 18170.1037 | 19145.0016 | 30344.1544 | 33110.2925 | 41100.8693 | 42490.1833 | 52751.3677 | 54149.1944 | 61528.8403 | 79257.7358 | 81277.7673 | 93254.0973 | 105998.8582 | 104305.3009 | 105640.1967 | 118475.7436 | 122146.0773 | 121344.7151 | 134082.7064 | 133959.1468 | 135371.1497 | 161226.57 | 177653.9713 | 201481.5109 | 208984.0747
Explicitly modelled pumping
Region | Technology | 2023-24 | 2024-25 | 2025-26 | 2026-27 | 2027-28 | 2028-29 | 2029-30 | 2030-31 | 2031-32 | 2032-33 | 2033-34 | 2034-35 | 2035-36 | 2036-37 | 2037-38 | 2038-39 | 2039-40 | 2040-41 | 2041-42 | 2042-43 | 2043-44 | 2044-45 | 2045-46 | 2046-47 | 2047-48 | 2048-49 | 2049-50
NEM | Grid Battery pump | 429.3645 | 494.7127 | 1712.4458 | 3827.3354 | 5322.3273 | 10004.7521 | 10233.0389 | 18459.2173 | 19190.4312 | 26148.7484 | 34403.9205 | 42478.7412 | 48273.1353 | 50185.5733 | 46053.1983 | 48031.0362 | 50650.1536 | 52253.3636 | 71865.5191 | 81098.9021 | 93390.0615 | 107406.6736 | 106225.5826 | 92064.5458 | 104405.399 | 111424.2543 | 158918.9255
NEM | Pumped Hydro Pump | 1249.649 | 3143.6808 | 5446.5828 | 8654.6398 | 15036.4386 | 15568.5208 | 17043.731 | 17018.9251 | 17785.6777 | 19332.2229 | 19218.0527 | 19638.278 | 21726.5109 | 20928.3796 | 20193.5252 | 19983.2838 | 20434.3203 | 19656.262 | 20908.7904 | 19897.7748 | 19092.7397 | 20801.9338 | 19617.8432 | 19182.2208 | 19230.4845 | 18959.2528 | 17748.3792
NEM | VPP pump | 267.6448 | 648.0606 | 1027.3223 | 1554.5868 | 2140.6555 | 2642.7795 | 3588.2743 | 4286.3746 | 4956.5958 | 5870.5616 | 6925.0123 | 8003.1536 | 9392.2171 | 10574.5673 | 11088.3624 | 11890.6852 | 12856.4905 | 13004.9123 | 14147.4082 | 14237.3103 | 14698.9969 | 15896.3555 | 16740.509 | 16162.1424 | 17293.1022 | 18155.6345 | 18601.8619
Region | Technology | 2023-24 | 2024-25 | 2025-26 | 2026-27 | 2027-28 | 2028-29 | 2029-30 | 2030-31 | 2031-32 | 2032-33 | 2033-34 | 2034-35 | 2035-36 | 2036-37 | 2037-38 | 2038-39 | 2039-40 | 2040-41 | 2041-42 | 2042-43 | 2043-44 | 2044-45 | 2045-46 | 2046-47 | 2047-48 | 2048-49 | 2049-50
NSW1 | Grid Battery pump | 20.4603 | 31.6844 | 1256.2507 | 2601.1296 | 3381.9891 | 4010.7866 | 4117.2524 | 9623.5445 | 9464.1292 | 9696.536 | 9455.1279 | 8988.2778 | 10789.6691 | 10841.9515 | 12814.3681 | 12748.9733 | 13845.4507 | 13218.5492 | 13943.1856 | 14146.1818 | 13936.6409 | 16364.8504 | 14799.5002 | 13277.5709 | 12810.4776 | 15140.8739 | 15096.7041
NSW1 | Pumped Hydro Pump | 649.8288 | 1880.4192 | 2615.4936 | 3980.4632 | 8953.4324 | 9563.6498 | 9530.2764 | 8630.0403 | 8906.4862 | 9381.3958 | 9291.972 | 8824.9702 | 9870.6034 | 9595.6248 | 9272.7768 | 8603.0462 | 8884.5695 | 8479.5126 | 9171.3094 | 8773.7243 | 8419.4739 | 9460.9583 | 8887.8963 | 9200.978 | 9005.3726 | 8917.3672 | 8408.7706
NSW1 | VPP pump | 68.3002 | 204.3736 | 314.4297 | 496.7025 | 680.5904 | 858.2201 | 1183.1764 | 1418.8242 | 1661.9462 | 1979.1146 | 2371.7957 | 2703.9183 | 3216.1643 | 3595.3816 | 3825.8867 | 4097.8418 | 4514.7975 | 4562.6411 | 4848.4844 | 4941.6913 | 5049.4532 | 5584.9195 | 5850.9473 | 5683.3087 | 5945.3056 | 6456.2872 | 6654.1372
Region | Technology | 2023-24 | 2024-25 | 2025-26 | 2026-27 | 2027-28 | 2028-29 | 2029-30 | 2030-31 | 2031-32 | 2032-33 | 2033-34 | 2034-35 | 2035-36 | 2036-37 | 2037-38 | 2038-39 | 2039-40 | 2040-41 | 2041-42 | 2042-43 | 2043-44 | 2044-45 | 2045-46 | 2046-47 | 2047-48 | 2048-49 | 2049-50
QLD1 | Grid Battery pump | 59.8552 | 69.3759 | 62.4119 | 63.1531 | 63.5551 | 4242.2665 | 4403.4489 | 4454.2686 | 4492.2756 | 6589.262 | 13398.7241 | 18737.4967 | 19250.9768 | 19106.1382 | 15975.1247 | 17625.4661 | 17998.5883 | 21970.024 | 24263.1642 | 35798.297 | 38426.6132 | 46828.8031 | 44870.4072 | 36284.4176 | 41026.5207 | 41123.2321 | 88729.4176
QLD1 | Pumped Hydro Pump | 599.8202 | 1263.2616 | 2831.0864 | 4447.3624 | 5134.3678 | 4641.4623 | 5379.4174 | 5796.0356 | 5770.0239 | 6002.8048 | 5495.0673 | 5360.2589 | 5470.9845 | 5147.2195 | 4552.2636 | 4852.7996 | 5190.4177 | 5023.7765 | 5177.5676 | 4844.3403 | 4771.8681 | 4690.729 | 4550.8786 | 4230.2248 | 4223.0006 | 4459.3512 | 4175.9932
QLD1 | VPP pump | 65.9209 | 167.4963 | 263.9694 | 408.1075 | 576.0696 | 755.3932 | 1036.4164 | 1261.4246 | 1471.832 | 1735.1295 | 2095.7607 | 2444.579 | 2807.0928 | 3120.3108 | 3208.308 | 3524.0251 | 3759.478 | 3959.2026 | 4201.101 | 4342.341 | 4527.186 | 4747.469 | 4865.9966 | 4644.8228 | 5174.3257 | 5323.877 | 5709.3345
Region | Technology | 2023-24 | 2024-25 | 2025-26 | 2026-27 | 2027-28 | 2028-29 | 2029-30 | 2030-31 | 2031-32 | 2032-33 | 2033-34 | 2034-35 | 2035-36 | 2036-37 | 2037-38 | 2038-39 | 2039-40 | 2040-41 | 2041-42 | 2042-43 | 2043-44 | 2044-45 | 2045-46 | 2046-47 | 2047-48 | 2048-49 | 2049-50
VIC1 | Grid Battery pump | 151.356 | 190.8983 | 192.8565 | 963.5077 | 1673.68 | 1561.9997 | 1526.1838 | 3033.4524 | 2716.4849 | 4029.7104 | 3763.1113 | 4783.6294 | 7338.0227 | 7393.8966 | 6664.6568 | 6607.1991 | 7100.3878 | 5979.3421 | 7911.8531 | 7286.4353 | 8405.1828 | 9854.2437 | 10309.7516 | 8670.4286 | 9059.284 | 9423.4858 | 7953.127
VIC1 | Pumped Hydro Pump | 0 | 0 | 0.0008191 | 226.811 | 948.6332 | 1004.3728 | 981.6028 | 1036.092 | 997.5892 | 1037.7778 | 984.3971 | 936.0582 | 950.2092 | 945.8089 | 878.0593 | 889.5053 | 934.0459 | 815.3758 | 968.1091 | 953.903 | 896.7931 | 978.0733 | 925.9096 | 827.8037 | 902.5713 | 920.1349 | 822.3841
VIC1 | VPP pump | 41.9488 | 130.5783 | 253.6692 | 404.547 | 575.4817 | 673.3459 | 928.6825 | 1071.534 | 1185.4286 | 1363.6218 | 1545.223 | 1765.8602 | 2123.8989 | 2440.4176 | 2598.1137 | 2740.4352 | 2916.4706 | 2798.7039 | 3212.3588 | 3090.3571 | 3131.8746 | 3469.8724 | 3746.4287 | 3596.4285 | 3833.193 | 3928.2641 | 3719.9183
Region | Technology | 2023-24 | 2024-25 | 2025-26 | 2026-27 | 2027-28 | 2028-29 | 2029-30 | 2030-31 | 2031-32 | 2032-33 | 2033-34 | 2034-35 | 2035-36 | 2036-37 | 2037-38 | 2038-39 | 2039-40 | 2040-41 | 2041-42 | 2042-43 | 2043-44 | 2044-45 | 2045-46 | 2046-47 | 2047-48 | 2048-49 | 2049-50
SA1 | Grid Battery pump | 197.693 | 202.7535 | 200.926 | 199.5444 | 203.1023 | 189.6984 | 186.1529 | 1347.9507 | 2517.5396 | 5833.2377 | 7786.9543 | 9969.3341 | 10894.4631 | 12843.5821 | 10599.0327 | 10945.2351 | 11599.3424 | 10981.6079 | 24915.9948 | 21823.0443 | 30661.1167 | 32230.9 | 34085.5985 | 28261.1968 | 30105.37 | 31209.7644 | 33641.3059
SA1 | Pumped Hydro Pump | 0 | 0 | 0.00072447 | 0.0013066 | 0.0014334 | 0.0014145 | 0.0014072 | 0.0015036 | 0.0014881 | 0.0015095 | 0.0014161 | 0.0014813 | 0.0015058 | 0.0015665 | 0.0015243 | 0.0015204 | 0.0016103 | 0.0016441 | 0.0016782 | 0.0017469 | 0.0018862 | 0.0019914 | 0.0020568 | 0.0019552 | 0.001977 | 0.0021591 | 0.0024372
SA1 | VPP pump | 88.1552 | 134.8822 | 177.8769 | 221.1396 | 273.3925 | 307.7336 | 387.7556 | 468.1298 | 534.4886 | 683.776 | 793.8564 | 941.9485 | 1079.4506 | 1223.0514 | 1251.0232 | 1308.5312 | 1419.3505 | 1424.6957 | 1606.9686 | 1598.203 | 1709.1008 | 1798.1853 | 1949.3375 | 1914.3625 | 1981.6399 | 2070.3928 | 2108.2026
Region | Technology | 2023-24 | 2024-25 | 2025-26 | 2026-27 | 2027-28 | 2028-29 | 2029-30 | 2030-31 | 2031-32 | 2032-33 | 2033-34 | 2034-35 | 2035-36 | 2036-37 | 2037-38 | 2038-39 | 2039-40 | 2040-41 | 2041-42 | 2042-43 | 2043-44 | 2044-45 | 2045-46 | 2046-47 | 2047-48 | 2048-49 | 2049-50
TAS1 | Grid Battery pump | 0 | 0.00052071 | 0.0005819 | 0.00068644 | 0.00081914 | 0.00082053 | 0.00092078 | 0.0012013 | 0.0019907 | 0.0023013 | 0.0027736 | 0.0031555 | 0.0035925 | 0.0049242 | 0.015998 | 104.1625 | 106.3844 | 103.8404 | 831.3214 | 2044.9437 | 1960.5079 | 2127.8764 | 2160.3252 | 5570.932 | 11403.7468 | 14526.8981 | 13498.3709
TAS1 | Pumped Hydro Pump | 0 | 0 | 0.0013637 | 0.001901 | 0.0037637 | 359.0345 | 1152.4331 | 1556.7557 | 2111.5769 | 2910.243 | 3446.6149 | 4516.9892 | 5434.7122 | 5239.7248 | 5490.4239 | 5637.9313 | 5425.2856 | 5337.5954 | 5591.8026 | 5325.8054 | 5004.6028 | 5672.1713 | 5253.1566 | 4923.2124 | 5099.5381 | 4662.3973 | 4341.2288
TAS1 | VPP pump | 3.3198 | 10.7303 | 17.3772 | 24.0901 | 35.1214 | 48.0866 | 52.2435 | 66.462 | 102.9004 | 108.9198 | 118.3764 | 146.8476 | 165.6105 | 195.4059 | 205.0308 | 219.8519 | 246.3939 | 259.6689 | 278.4954 | 264.7179 | 281.3822 | 295.9093 | 327.7988 | 323.22 | 358.638 | 376.8134 | 410.2693
Non-controllable capacity
Region | Technology | 2023-24 | 2024-25 | 2025-26 | 2026-27 | 2027-28 | 2028-29 | 2029-30 | 2030-31 | 2031-32 | 2032-33 | 2033-34 | 2034-35 | 2035-36 | 2036-37 | 2037-38 | 2038-39 | 2039-40 | 2040-41 | 2041-42 | 2042-43 | 2043-44 | 2044-45 | 2045-46 | 2046-47 | 2047-48 | 2048-49 | 2049-50
NEM | Distributed PV | 28092.3496 | 31229.3563 | 34222.7211 | 40772.5733 | 44931.3209 | 43795.7567 | 49591.985 | 55261.0322 | 59867.3279 | 63305.4207 | 64859.3525 | 66066.0982 | 74039.4587 | 77129.3333 | 71639.0459 | 77914.8248 | 84125.7859 | 88608.2381 | 91528.0339 | 91960.2425 | 91824.9688 | 101064.902 | 103910.4226 | 95700.5226 | 103278.4671 | 110289.5929 | 114965.1676
NEM | Behind the meter battery | 695.4795 | 1078.31 | 1407.5158 | 1668.4796 | 1891.1321 | 2035.3669 | 2318.3699 | 2682.8975 | 3007.6704 | 3349.5884 | 3854.3372 | 4362.6111 | 4815.8375 | 5174.2175 | 5472.1674 | 5686.3755 | 5767.9948 | 5751.488 | 5684.5392 | 5627.0459 | 5657.8927 | 5678.5314 | 5681.5411 | 5668.9685 | 5652.094 | 5572.7414 | 5486.0696
NEM | Behind the meter battery pump | 818.5544 | 1269.0039 | 1656.6188 | 1963.7018 | 2226.3498 | 2395.6583 | 2729.6635 | 3158.3233 | 3540.0508 | 3942.9332 | 4536.0569 | 5135.526 | 5666.6469 | 6089.088 | 6440.0449 | 6692.6191 | 6788.8211 | 6767.7334 | 6692.103 | 6622.8115 | 6659.9012 | 6683.7902 | 6688.1884 | 6674.2227 | 6651.1966 | 6559.6833 | 6458.4059
Region | Technology | 2023-24 | 2024-25 | 2025-26 | 2026-27 | 2027-28 | 2028-29 | 2029-30 | 2030-31 | 2031-32 | 2032-33 | 2033-34 | 2034-35 | 2035-36 | 2036-37 | 2037-38 | 2038-39 | 2039-40 | 2040-41 | 2041-42 | 2042-43 | 2043-44 | 2044-45 | 2045-46 | 2046-47 | 2047-48 | 2048-49 | 2049-50
NSW1 | Distributed PV | 9127.2237 | 10368.8398 | 11309.723 | 13812.1555 | 14928.3195 | 14448.0663 | 16045.729 | 18251.9341 | 20279.4386 | 20903.4305 | 21772.8578 | 22116.3487 | 25507.3278 | 26230.9349 | 24300.8121 | 25956.6983 | 28582.6218 | 30774.6624 | 30948.6458 | 31492.2524 | 31298.7782 | 35351.8893 | 35837.4146 | 32836.6943 | 34725.1695 | 37754.0009 | 40195.5189
NSW1 | Behind the meter battery | 252.9115 | 378.037 | 474.1485 | 547.331 | 609.2417 | 653.1385 | 740.7787 | 859.1134 | 977.7677 | 1103.1377 | 1286.9308 | 1462.6095 | 1617.7382 | 1741.4018 | 1838.9315 | 1907.3373 | 1935.731 | 1922.4917 | 1901.0935 | 1886.0903 | 1903.6568 | 1915.6797 | 1915.479 | 1909.4832 | 1898.9576 | 1873.5131 | 1839.1918
NSW1 | Behind the meter battery pump | 297.7023 | 444.7794 | 558.0749 | 644.2993 | 717.3215 | 768.7553 | 872.248 | 1011.2844 | 1150.3951 | 1298.2238 | 1514.8648 | 1722.1033 | 1903.2334 | 2049.2668 | 2164.3233 | 2245.6489 | 2278.2933 | 2261.7711 | 2238.3987 | 2219.5942 | 2241.1434 | 2254.4028 | 2255.0101 | 2248.4295 | 2234.115 | 2206.1873 | 2165.4397
Region | Technology | 2023-24 | 2024-25 | 2025-26 | 2026-27 | 2027-28 | 2028-29 | 2029-30 | 2030-31 | 2031-32 | 2032-33 | 2033-34 | 2034-35 | 2035-36 | 2036-37 | 2037-38 | 2038-39 | 2039-40 | 2040-41 | 2041-42 | 2042-43 | 2043-44 | 2044-45 | 2045-46 | 2046-47 | 2047-48 | 2048-49 | 2049-50
QLD1 | Distributed PV | 8717.4327 | 9438.1246 | 10691.0189 | 12571.4321 | 13801.5089 | 12611.7587 | 14773.1222 | 16357.2478 | 18256.207 | 19042.5915 | 19257.9046 | 20391.8694 | 22603.4642 | 23452.4266 | 20397.2016 | 22846.4326 | 24427.2608 | 26409.1926 | 26845.8047 | 26550.6421 | 27523.0738 | 29860.0747 | 30628.906 | 26400.641 | 29436.7074 | 31152.2681 | 33442.8932
QLD1 | Behind the meter battery | 181.2665 | 289.0141 | 391.4917 | 468.8781 | 532.3168 | 581.3976 | 669.2074 | 779.569 | 883.6256 | 989.0347 | 1143.3295 | 1298.0358 | 1437.1843 | 1537.8089 | 1608.6921 | 1660.6128 | 1673.0458 | 1661.0318 | 1631.3651 | 1613.8863 | 1625.1104 | 1627.3441 | 1630.9718 | 1624.2908 | 1612.1224 | 1585.2153 | 1557.81
QLD1 | Behind the meter battery pump | 213.2543 | 340.2462 | 460.6993 | 551.7541 | 626.7357 | 684.3258 | 787.9237 | 917.8195 | 1040.183 | 1164.5336 | 1345.7307 | 1528.2039 | 1691.1987 | 1809.3424 | 1893.2555 | 1953.7127 | 1969.7027 | 1954.7257 | 1921.0578 | 1899.3158 | 1912.8431 | 1915.6437 | 1919.7836 | 1911.6785 | 1896.8122 | 1866.062 | 1834.3335
Region | Technology | 2023-24 | 2024-25 | 2025-26 | 2026-27 | 2027-28 | 2028-29 | 2029-30 | 2030-31 | 2031-32 | 2032-33 | 2033-34 | 2034-35 | 2035-36 | 2036-37 | 2037-38 | 2038-39 | 2039-40 | 2040-41 | 2041-42 | 2042-43 | 2043-44 | 2044-45 | 2045-46 | 2046-47 | 2047-48 | 2048-49 | 2049-50
VIC1 | Distributed PV | 6000.7935 | 6770.0877 | 7343.5895 | 8853.0483 | 10044.3913 | 10424.3686 | 11766.1183 | 13105.7968 | 13378.9656 | 14772.6128 | 15090.4642 | 14872.8518 | 16488.5059 | 17363.5191 | 17002.8984 | 18417.4282 | 19900.2644 | 19901.6595 | 21596.6854 | 21829.7276 | 21227.7351 | 23265.8036 | 24218.6936 | 23574.457 | 25373.8445 | 27114.9601 | 26817.5213
VIC1 | Behind the meter battery | 141.985 | 252.0634 | 349.4457 | 432.937 | 505.4843 | 536.1299 | 600.565 | 689.7169 | 743.6775 | 795.9704 | 894.4221 | 1007.657 | 1112.529 | 1203.1682 | 1302.9856 | 1369.3669 | 1406.369 | 1420.7544 | 1415.4477 | 1393.2785 | 1392.3727 | 1402.0557 | 1402.7054 | 1412.047 | 1421.34 | 1408.6509 | 1395.2273
VIC1 | Behind the meter battery pump | 167.126 | 296.5466 | 411.3566 | 509.4864 | 595.0346 | 631.1002 | 707.1206 | 811.8737 | 875.5397 | 936.8152 | 1052.3272 | 1185.5559 | 1309.2417 | 1416.0459 | 1533.213 | 1611.7067 | 1654.7681 | 1671.7196 | 1665.6276 | 1639.9112 | 1638.5908 | 1650.7579 | 1651.3687 | 1662.7403 | 1672.9268 | 1657.3662 | 1642.2269
Region | Technology | 2023-24 | 2024-25 | 2025-26 | 2026-27 | 2027-28 | 2028-29 | 2029-30 | 2030-31 | 2031-32 | 2032-33 | 2033-34 | 2034-35 | 2035-36 | 2036-37 | 2037-38 | 2038-39 | 2039-40 | 2040-41 | 2041-42 | 2042-43 | 2043-44 | 2044-45 | 2045-46 | 2046-47 | 2047-48 | 2048-49 | 2049-50
SA1 | Distributed PV | 3873.5904 | 4218.2084 | 4407.0308 | 4974.9388 | 5540.7273 | 5653.8684 | 6291.3901 | 6760.8987 | 7126.3578 | 7683.9802 | 7787.5309 | 7731.1002 | 8378.4884 | 8978.4739 | 8818.916 | 9525.6124 | 9972.7635 | 10249.4024 | 10783.3468 | 10690.4944 | 10400.6105 | 11079.611 | 11682.2976 | 11341.03 | 12145.6032 | 12590.3498 | 12817.7077
SA1 | Behind the meter battery | 99.7067 | 131.4791 | 158.1035 | 180.1246 | 200.9319 | 218.7478 | 256.2991 | 295.4642 | 336.07 | 385.4073 | 442.4572 | 496.031 | 540.5116 | 576.003 | 599.5596 | 622.0284 | 624.1324 | 618.7657 | 609.6769 | 606.4207 | 608.1841 | 604.8342 | 602.9923 | 594.5005 | 591.4601 | 578.6195 | 569.2576
SA1 | Behind the meter battery pump | 117.393 | 154.8013 | 186.097 | 212.0302 | 236.4823 | 257.3804 | 301.7169 | 347.8746 | 395.6049 | 453.8385 | 520.5384 | 583.9682 | 636.02 | 678.1084 | 705.6655 | 732.0113 | 734.5058 | 728.3476 | 717.5834 | 714.1417 | 716.0107 | 711.6125 | 709.7187 | 699.9711 | 696.4297 | 680.9073 | 669.8344
Region | Technology | 2023-24 | 2024-25 | 2025-26 | 2026-27 | 2027-28 | 2028-29 | 2029-30 | 2030-31 | 2031-32 | 2032-33 | 2033-34 | 2034-35 | 2035-36 | 2036-37 | 2037-38 | 2038-39 | 2039-40 | 2040-41 | 2041-42 | 2042-43 | 2043-44 | 2044-45 | 2045-46 | 2046-47 | 2047-48 | 2048-49 | 2049-50
TAS1 | Distributed PV | 373.3093 | 434.0958 | 471.3589 | 560.9986 | 616.3739 | 657.6946 | 715.6253 | 785.1548 | 826.3589 | 902.8057 | 950.595 | 953.9281 | 1061.6725 | 1103.9787 | 1119.2178 | 1168.6532 | 1242.8754 | 1273.3211 | 1353.5513 | 1397.126 | 1374.7712 | 1507.5233 | 1543.1109 | 1547.7002 | 1597.1425 | 1678.014 | 1691.5266
TAS1 | Behind the meter battery | 19.6098 | 27.7164 | 34.3264 | 39.2088 | 43.1573 | 45.9531 | 51.5197 | 59.034 | 66.5297 | 76.0382 | 87.1976 | 98.2779 | 107.8745 | 115.8357 | 121.9986 | 127.03 | 128.7166 | 128.4444 | 126.9559 | 127.37 | 128.5686 | 128.6176 | 129.3925 | 128.647 | 128.214 | 126.7426 | 124.5829
TAS1 | Behind the meter battery pump | 23.0788 | 32.6303 | 40.3909 | 46.1318 | 50.7758 | 54.0965 | 60.6543 | 69.471 | 78.3281 | 89.5221 | 102.5958 | 115.6947 | 126.953 | 136.3245 | 143.5876 | 149.5394 | 151.5513 | 151.1695 | 149.4355 | 149.8487 | 151.3131 | 151.3733 | 152.3073 | 151.4033 | 150.9129 | 149.1605 | 146.5714

## BaseCase_Capacity
Capacity by technology (MW) - BaseCase, Hydrogen Superpower Scenario
Capacity calculated on 1 July. In early study years some wind and solar projects enter later in the financial year and are therefore reflected in the following financial year's capacity.
Explicitly modelled generation
Region | Technology | 2023-24 | 2024-25 | 2025-26 | 2026-27 | 2027-28 | 2028-29 | 2029-30 | 2030-31 | 2031-32 | 2032-33 | 2033-34 | 2034-35 | 2035-36 | 2036-37 | 2037-38 | 2038-39 | 2039-40 | 2040-41 | 2041-42 | 2042-43 | 2043-44 | 2044-45 | 2045-46 | 2046-47 | 2047-48 | 2048-49 | 2049-50
NEM | Black Coal | 16456 | 16456 | 13162 | 7547 | 4202 | 3082 | 2242 | 0 | 0 | 0 | 0 | 0 | 0 | 0 | 0 | 0 | 0 | 0 | 0 | 0 | 0 | 0 | 0 | 0 | 0 | 0 | 0
NEM | Brown Coal | 4820 | 4820 | 3370 | 2810 | 1720 | 1160 | 1160 | 0 | 0 | 0 | 0 | 0 | 0 | 0 | 0 | 0 | 0 | 0 | 0 | 0 | 0 | 0 | 0 | 0 | 0 | 0 | 0
NEM | CCGT | 2954.9 | 2774.9 | 2774.9 | 2774.9 | 2774.9 | 2774.9 | 2774.9 | 2774.9 | 2774.9 | 2774.9 | 2774.9 | 2774.9 | 2774.9 | 2389.9 | 1860.9 | 1860.9 | 1716.5 | 1716.5 | 1716.5 | 1716.5 | 1276.5 | 1276.5 | 632 | 388 | 388 | 388 | 388
NEM | Gas - Steam | 1300 | 1300 | 1300 | 500 | 500 | 500 | 500 | 500 | 500 | 500 | 500 | 500 | 500 | 500 | 500 | 500 | 0 | 0 | 0 | 0 | 0 | 0 | 0 | 0 | 0 | 0 | 0
NEM | OCGT / Diesel | 7382.159 | 8132.1596 | 8132.1597 | 8132.1599 | 8132.1599 | 8132.1599 | 8132.1599 | 7749.6599 | 7749.6599 | 7472.8 | 6879.3 | 6762.3 | 6682.3008 | 6682.3008 | 6682.3008 | 6682.3008 | 6242.3008 | 6122.3008 | 6122.3008 | 6028.3008 | 6068.6817 | 5009.6827 | 5009.6827 | 4306.6828 | 3722.6828 | 3722.6828 | 3203.6829
NEM | Hydro | 7492.42 | 7492.42 | 7492.42 | 7492.42 | 7492.42 | 7492.42 | 7492.42 | 7492.42 | 7492.42 | 7492.42 | 7492.42 | 7492.42 | 7492.42 | 7492.42 | 7406.02 | 7406.02 | 7406.02 | 7406.02 | 7406.02 | 7340.02 | 7340.02 | 7340.02 | 7340.02 | 7340.02 | 7340.02 | 7340.02 | 7340.02
NEM | Hydrogen Turbine | 0 | 0 | 0 | 0 | 0 | 0 | 0 | 158.2955 | 158.2955 | 158.2955 | 158.2955 | 158.2955 | 732.6522 | 732.6522 | 936.0044 | 936.0045 | 1482.9989 | 1482.9989 | 1525.0212 | 1525.0213 | 1928.58 | 2651.0412 | 2651.0412 | 2912.0803 | 2912.0803 | 2920.2463 | 2923.408
NEM | Wind | 10055.738 | 25457.0315 | 27770.7425 | 33472.7785 | 41971.7885 | 48052.8802 | 52394.4263 | 55083.9993 | 58271.5655 | 61492.9687 | 67829.3746 | 80026.9345 | 83615.798 | 91270.2885 | 106778.6136 | 111290.4382 | 111356.5643 | 115947.8276 | 127148.5431 | 145009.2385 | 153363.2612 | 157113.8212 | 168513.377 | 204916.5178 | 216263.7806 | 222124.872 | 231504.7203
NEM | Solar PV | 9052.829 | 9912.9292 | 11773.7027 | 14055.9166 | 17374.0389 | 25999.6167 | 27153.909 | 37696.502 | 40235.8417 | 45649.6022 | 60949.4847 | 81516.9167 | 84179.0884 | 91489.6352 | 104161.05 | 104247.6494 | 107084.1335 | 112792.2489 | 134762.9654 | 155344.6487 | 175281.6866 | 185118.5363 | 193124.2853 | 214206.992 | 220645.8015 | 230798.0844 | 280862.6293
NEM | Grid Battery | 1004.93 | 1004.9319 | 1895.1908 | 2564.4295 | 3171.7691 | 5185.614 | 5209.9891 | 8594.5055 | 9208.9709 | 11986.2623 | 15846.7352 | 19775.4102 | 22380.3721 | 23130.3877 | 24652.7263 | 24716.4449 | 24974.5474 | 26467.079 | 33890.4584 | 40790.7832 | 47572.9733 | 52327.362 | 51427.114 | 53672.8439 | 57053.9161 | 60699.5463 | 83061.8603
NEM | Pumped Hydro | 810 | 810 | 2261.4042 | 2859.5627 | 5283.1347 | 5756.0798 | 6129.4233 | 6330.334 | 6490.2776 | 6834.0699 | 7142.3523 | 7698.3422 | 7901.3324 | 7901.3326 | 7901.3355 | 7901.3355 | 7901.3355 | 7901.3355 | 7901.3356 | 7901.3356 | 7901.3357 | 7901.3357 | 7901.3357 | 7901.3357 | 7901.3357 | 7901.3359 | 7901.336
NEM | VPP | 366.52 | 731.52 | 1218.98 | 1822.85 | 2558.43 | 3412.08 | 4696.23 | 5734.8699 | 6792.65 | 7984.1201 | 9451.04 | 11021.7499 | 12642.45 | 14292.4899 | 15915.3099 | 17494.9201 | 18665.6799 | 19737.1499 | 20682.8795 | 21556.8601 | 22491.0506 | 23437.5296 | 24406.7907 | 25388.5699 | 26393.3599 | 27416.5501 | 28459.9998
Total excluding storage |  | 61695.496 | 78891.8923 | 81151.5 | 84032.0172 | 95180.6411 | 111547.7507 | 117885.4575 | 132115.4862 | 139674.5811 | 152345.4387 | 179023.9022 | 217727.2689 | 228901.314 | 245881.4069 | 276794.2606 | 283036.0134 | 286830.0804 | 299573.4607 | 341156.024 | 387212.7082 | 423224.0891 | 442175.8286 | 461005.6466 | 521033.0424 | 542620.977 | 563311.338 | 645645.6566
Region | Technology | 2023-24 | 2024-25 | 2025-26 | 2026-27 | 2027-28 | 2028-29 | 2029-30 | 2030-31 | 2031-32 | 2032-33 | 2033-34 | 2034-35 | 2035-36 | 2036-37 | 2037-38 | 2038-39 | 2039-40 | 2040-41 | 2041-42 | 2042-43 | 2043-44 | 2044-45 | 2045-46 | 2046-47 | 2047-48 | 2048-49 | 2049-50
NSW1 | Black Coal | 8330 | 8330 | 8330 | 3445 | 1390 | 1390 | 1390 | 0 | 0 | 0 | 0 | 0 | 0 | 0 | 0 | 0 | 0 | 0 | 0 | 0 | 0 | 0 | 0 | 0 | 0 | 0 | 0
NSW1 | Brown Coal | 0 | 0 | 0 | 0 | 0 | 0 | 0 | 0 | 0 | 0 | 0 | 0 | 0 | 0 | 0 | 0 | 0 | 0 | 0 | 0 | 0 | 0 | 0 | 0 | 0 | 0 | 0
NSW1 | CCGT | 440 | 440 | 440 | 440 | 440 | 440 | 440 | 440 | 440 | 440 | 440 | 440 | 440 | 440 | 440 | 440 | 440 | 440 | 440 | 440 | 0 | 0 | 0 | 0 | 0 | 0 | 0
NSW1 | Gas - Steam | 0 | 0 | 0 | 0 | 0 | 0 | 0 | 0 | 0 | 0 | 0 | 0 | 0 | 0 | 0 | 0 | 0 | 0 | 0 | 0 | 0 | 0 | 0 | 0 | 0 | 0 | 0
NSW1 | OCGT / Diesel | 1888.999 | 2638.9996 | 2638.9996 | 2638.9996 | 2638.9996 | 2638.9996 | 2638.9996 | 2638.9996 | 2638.9996 | 2638.9996 | 2638.9996 | 2638.9996 | 2638.9996 | 2638.9996 | 2638.9996 | 2638.9996 | 2638.9996 | 2638.9996 | 2638.9996 | 2638.9996 | 2638.9996 | 1790.0006 | 1790.0006 | 1790.0006 | 1790.0006 | 1790.0006 | 1790.0006
NSW1 | Hydro | 2525 | 2525 | 2525 | 2525 | 2525 | 2525 | 2525 | 2525 | 2525 | 2525 | 2525 | 2525 | 2525 | 2525 | 2525 | 2525 | 2525 | 2525 | 2525 | 2525 | 2525 | 2525 | 2525 | 2525 | 2525 | 2525 | 2525
NSW1 | Hydrogen Turbine | 0 | 0 | 0 | 0 | 0 | 0 | 0 | 158.2954 | 158.2954 | 158.2954 | 158.2954 | 158.2954 | 158.2954 | 158.2954 | 361.6473 | 361.6473 | 361.6473 | 361.6473 | 361.6473 | 361.6473 | 361.6473 | 361.6473 | 361.6473 | 526.858 | 526.858 | 526.858 | 526.858
NSW1 | Wind | 1886.96 | 7251.511 | 7251.514 | 9083.8098 | 12369.4156 | 12781.5155 | 13148.8524 | 13556.3623 | 13616.9477 | 15505.7291 | 15629.3454 | 16117.7273 | 16117.7273 | 16666.571 | 17496.9961 | 17843.1461 | 17843.1461 | 19366.5601 | 21456.3087 | 21559.8674 | 22094.2283 | 22094.2283 | 22400.5178 | 26639.1842 | 26639.1842 | 26243.1842 | 26129.9948
NSW1 | Solar PV | 3745.541 | 4459.6412 | 5874.0212 | 7424.6679 | 8432.4559 | 11051.1169 | 11051.1171 | 13385.4836 | 14683.6229 | 15496.1753 | 15963.721 | 16272.2083 | 16272.2083 | 17035.768 | 21430.3775 | 21280.0775 | 21280.0775 | 22900.9095 | 23109.6454 | 24610.2396 | 26558.671 | 26558.671 | 26558.671 | 31064.0251 | 30958.7551 | 30908.7551 | 30764.9195
NSW1 | Grid Battery | 50 | 50.0015 | 940.2572 | 1271.3031 | 1571.9283 | 1860.9271 | 1885.3021 | 4094.2961 | 4094.2965 | 4094.2969 | 4094.2972 | 4094.2972 | 4668.0678 | 4618.0679 | 6140.4017 | 6140.4017 | 6140.4017 | 6140.4022 | 6140.4031 | 6613.531 | 6838.7956 | 7404.6062 | 6514.358 | 6677.7208 | 6377.0966 | 6988.9017 | 7119.9444
NSW1 | Pumped Hydro | 240 | 240 | 735.6301 | 735.6301 | 2775.6301 | 2929.9614 | 2929.9614 | 2929.9614 | 2929.9614 | 2929.9614 | 2929.9614 | 2929.9614 | 2929.9614 | 2929.9614 | 2929.9614 | 2929.9614 | 2929.9614 | 2929.9614 | 2929.9614 | 2929.9614 | 2929.9614 | 2929.9614 | 2929.9614 | 2929.9614 | 2929.9614 | 2929.9614 | 2929.9614
NSW1 | VPP | 113.45 | 234.47 | 391.15 | 583.15 | 817.87 | 1099.64 | 1524.3701 | 1863.23 | 2229.81 | 2645.9301 | 3161.7199 | 3706.36 | 4261.71 | 4832.22 | 5385.0599 | 5923.2399 | 6317.1401 | 6670.3197 | 6979.9097 | 7280.8598 | 7600.3302 | 7924.3899 | 8255.8703 | 8588.37 | 8928.2397 | 9272.9101 | 9620.7898
Total excluding storage |  | 19219.95 | 26169.6233 | 29126.5721 | 28147.5605 | 32961.2995 | 36717.1606 | 37533.6026 | 41591.6283 | 43316.9335 | 46434.3877 | 47541.3398 | 48882.8491 | 50011.9698 | 51844.8832 | 59348.4435 | 60082.4735 | 60476.3737 | 63973.7998 | 66581.8752 | 68960.1062 | 71547.6334 | 71588.5047 | 71336.0264 | 80741.1201 | 80675.0957 | 81185.5711 | 81407.4686
Region | Technology | 2023-24 | 2024-25 | 2025-26 | 2026-27 | 2027-28 | 2028-29 | 2029-30 | 2030-31 | 2031-32 | 2032-33 | 2033-34 | 2034-35 | 2035-36 | 2036-37 | 2037-38 | 2038-39 | 2039-40 | 2040-41 | 2041-42 | 2042-43 | 2043-44 | 2044-45 | 2045-46 | 2046-47 | 2047-48 | 2048-49 | 2049-50
QLD1 | Black Coal | 8126 | 8126 | 4832 | 4102 | 2812 | 1692 | 852 | 0 | 0 | 0 | 0 | 0 | 0 | 0 | 0 | 0 | 0 | 0 | 0 | 0 | 0 | 0 | 0 | 0 | 0 | 0 | 0
QLD1 | Brown Coal | 0 | 0 | 0 | 0 | 0 | 0 | 0 | 0 | 0 | 0 | 0 | 0 | 0 | 0 | 0 | 0 | 0 | 0 | 0 | 0 | 0 | 0 | 0 | 0 | 0 | 0 | 0
QLD1 | CCGT | 1597.9 | 1597.9 | 1597.9 | 1597.9 | 1597.9 | 1597.9 | 1597.9 | 1597.9 | 1597.9 | 1597.9 | 1597.9 | 1597.9 | 1597.9 | 1212.9 | 1212.9 | 1212.9 | 1068.5 | 1068.5 | 1068.5 | 1068.5 | 1068.5 | 1068.5 | 424 | 180 | 180 | 180 | 180
QLD1 | Gas - Steam | 0 | 0 | 0 | 0 | 0 | 0 | 0 | 0 | 0 | 0 | 0 | 0 | 0 | 0 | 0 | 0 | 0 | 0 | 0 | 0 | 0 | 0 | 0 | 0 | 0 | 0 | 0
QLD1 | OCGT / Diesel | 1954.5 | 1954.5 | 1954.5002 | 1954.5002 | 1954.5002 | 1954.5002 | 1954.5002 | 1954.5002 | 1954.5002 | 1954.5002 | 1531.0002 | 1414.0002 | 1414.0002 | 1414.0002 | 1414.0002 | 1414.0002 | 1414.0002 | 1414.0002 | 1414.0002 | 1414.0002 | 1414.0002 | 1414.0002 | 1414.0002 | 865.0003 | 865.0003 | 865.0003 | 346.0003
QLD1 | Hydro | 152.4 | 152.4 | 152.4 | 152.4 | 152.4 | 152.4 | 152.4 | 152.4 | 152.4 | 152.4 | 152.4 | 152.4 | 152.4 | 152.4 | 66 | 66 | 66 | 66 | 66 | 0 | 0 | 0 | 0 | 0 | 0 | 0 | 0
QLD1 | Hydrogen Turbine | 0 | 0 | 0 | 0 | 0 | 0 | 0 | 0.00010055 | 0.00010057 | 0.00010059 | 0.00010063 | 0.00010069 | 0.00010074 | 0.00010081 | 0.00010092 | 0.00010098 | 0.00010105 | 0.00010114 | 0.00010123 | 0.00010145 | 0.00010212 | 0.00010433 | 0.00011476 | 0.00016423 | 0.00016428 | 0.00016437 | 0.00016468
QLD1 | Wind | 1133.518 | 6093.636 | 7965.3398 | 9331.6454 | 11104.2035 | 11797.7245 | 13879.6076 | 14885.1777 | 16370.911 | 17172.5989 | 19905.2784 | 29190.715 | 31316.059 | 33819.7286 | 39192.7453 | 39981.1063 | 39981.1063 | 39981.1066 | 42590.0678 | 55648.5748 | 58430.7308 | 62637.2907 | 74918.3559 | 93698.238 | 93698.238 | 94587.8566 | 97387.8554
QLD1 | Solar PV | 3646.985 | 3792.985 | 4024.4599 | 4443.7122 | 5186.2604 | 9086.268 | 10068.1814 | 12607.6691 | 13848.7645 | 15519.2828 | 22481.3044 | 34017.3312 | 34532.6617 | 36424.9735 | 40005.3914 | 40005.3918 | 40005.3914 | 43903.4568 | 48050.3073 | 64177.632 | 68715.779 | 78200.9377 | 86245.1698 | 93687.7968 | 92954.8968 | 92443.4968 | 137396.6082
QLD1 | Grid Battery | 100 | 100.0001 | 100.0031 | 100.0032 | 100.0041 | 1824.8501 | 1824.8501 | 1824.8501 | 1824.8501 | 2590.3939 | 5358.2236 | 7733.3335 | 8088.5669 | 8088.5669 | 8088.5669 | 8088.5669 | 8088.5669 | 9581.0979 | 10172.7269 | 15820.9979 | 17206.0109 | 20770.7164 | 20770.7167 | 20770.7172 | 20770.7172 | 20554.4492 | 41484.6623
QLD1 | Pumped Hydro | 570 | 570 | 1525.7732 | 2042.6715 | 2194.3629 | 2309.3897 | 2309.3897 | 2309.3897 | 2309.3897 | 2309.3897 | 2309.3897 | 2309.3897 | 2309.3897 | 2309.3897 | 2309.3897 | 2309.3897 | 2309.3897 | 2309.3897 | 2309.3897 | 2309.3897 | 2309.3897 | 2309.3897 | 2309.3897 | 2309.3897 | 2309.3897 | 2309.3897 | 2309.3897
QLD1 | VPP | 81.31 | 177.51 | 314.99 | 485.21 | 690.75 | 942.37 | 1319.33 | 1624.09 | 1944.03 | 2302.23 | 2742.3501 | 3210.76 | 3693.74 | 4164.2798 | 4602.4399 | 5027.8901 | 5334.1299 | 5614.29 | 5855.8198 | 6089.3501 | 6341.7002 | 6594.71 | 6854.7402 | 7119.54 | 7388.3501 | 7663.8701 | 7944.3501
Total excluding storage |  | 17362.613 | 22564.9311 | 22467.3661 | 24210.0425 | 25792.3811 | 31357.4024 | 33958.1589 | 36955.9768 | 40002.7456 | 43598.6955 | 56077.8465 | 79625.8297 | 83104.7176 | 87586.2387 | 96891.4335 | 98105.2451 | 98267.0845 | 103937.8413 | 111526.8118 | 146528.4448 | 155486.1108 | 172995.5448 | 192936.3726 | 218630.6821 | 218166.5922 | 218604.0628 | 287048.866
Region | Technology | 2023-24 | 2024-25 | 2025-26 | 2026-27 | 2027-28 | 2028-29 | 2029-30 | 2030-31 | 2031-32 | 2032-33 | 2033-34 | 2034-35 | 2035-36 | 2036-37 | 2037-38 | 2038-39 | 2039-40 | 2040-41 | 2041-42 | 2042-43 | 2043-44 | 2044-45 | 2045-46 | 2046-47 | 2047-48 | 2048-49 | 2049-50
VIC1 | Black Coal | 0 | 0 | 0 | 0 | 0 | 0 | 0 | 0 | 0 | 0 | 0 | 0 | 0 | 0 | 0 | 0 | 0 | 0 | 0 | 0 | 0 | 0 | 0 | 0 | 0 | 0 | 0
VIC1 | Brown Coal | 4820 | 4820 | 3370 | 2810 | 1720 | 1160 | 1160 | 0 | 0 | 0 | 0 | 0 | 0 | 0 | 0 | 0 | 0 | 0 | 0 | 0 | 0 | 0 | 0 | 0 | 0 | 0 | 0
VIC1 | CCGT | 0 | 0 | 0 | 0 | 0 | 0 | 0 | 0 | 0 | 0 | 0 | 0 | 0 | 0 | 0 | 0 | 0 | 0 | 0 | 0 | 0 | 0 | 0 | 0 | 0 | 0 | 0
VIC1 | Gas - Steam | 500 | 500 | 500 | 500 | 500 | 500 | 500 | 500 | 500 | 500 | 500 | 500 | 500 | 500 | 500 | 500 | 0 | 0 | 0 | 0 | 0 | 0 | 0 | 0 | 0 | 0 | 0
VIC1 | OCGT / Diesel | 1900 | 1900 | 1900 | 1900.0002 | 1900.0002 | 1900.0002 | 1900.0002 | 1900.0002 | 1900.0002 | 1900.0002 | 1730.0002 | 1730.0002 | 1730.0011 | 1730.0011 | 1730.0011 | 1730.0011 | 1290.0011 | 1290.0011 | 1290.0011 | 1196.0011 | 1236.3817 | 1236.3817 | 1236.3817 | 1236.3817 | 652.3817 | 652.3817 | 652.3817
VIC1 | Hydro | 2264.02 | 2264.02 | 2264.02 | 2264.02 | 2264.02 | 2264.02 | 2264.02 | 2264.02 | 2264.02 | 2264.02 | 2264.02 | 2264.02 | 2264.02 | 2264.02 | 2264.02 | 2264.02 | 2264.02 | 2264.02 | 2264.02 | 2264.02 | 2264.02 | 2264.02 | 2264.02 | 2264.02 | 2264.02 | 2264.02 | 2264.02
VIC1 | Hydrogen Turbine | 0 | 0 | 0 | 0 | 0 | 0 | 0 | 0 | 0 | 0 | 0 | 0 | 574.3567 | 574.3567 | 574.3567 | 574.3568 | 1121.3512 | 1121.3512 | 1163.3735 | 1163.3735 | 1566.9321 | 2289.3933 | 2289.3933 | 2289.3933 | 2289.3933 | 2289.3933 | 2289.3933
VIC1 | Wind | 4121.91 | 6346.3265 | 6509.5385 | 7623.9245 | 9120.4094 | 10280.5182 | 10280.5182 | 10568.8327 | 10568.8327 | 10568.8327 | 11302.4401 | 11110.4401 | 11110.4401 | 11110.4401 | 12450.9621 | 14192.2651 | 14585.091 | 14797.11 | 14877.382 | 16997.386 | 18889.7189 | 18577.719 | 17733.1201 | 20452.6894 | 24139.3203 | 24613.2925 | 24456.1388
VIC1 | Solar PV | 1081.573 | 1081.573 | 1081.5731 | 1393.8878 | 2359.1506 | 2835.1684 | 2835.1684 | 4540.8013 | 4540.8013 | 5463.9108 | 5850.4085 | 8752.8607 | 10536.1171 | 10536.1171 | 10763.6027 | 10763.6027 | 11608.6417 | 11608.6417 | 13835.413 | 13835.413 | 17025.4701 | 17647.1611 | 17616.0581 | 17784.3154 | 18406.5786 | 18528.8239 | 18463.2072
VIC1 | Grid Battery | 375.33 | 375.3302 | 375.3302 | 713.5223 | 1020.2357 | 1020.2357 | 1020.2357 | 1705.3434 | 1705.3434 | 2224.6821 | 2227.0565 | 2816.0776 | 4233.5371 | 4233.5371 | 4233.5371 | 4233.5371 | 4318.7036 | 4318.7036 | 4806.2431 | 4806.2431 | 6022.0146 | 6645.8874 | 6645.8874 | 6307.6966 | 6230.3592 | 6292.9607 | 6292.9607
VIC1 | Pumped Hydro | 0 | 0 | 0.00029028 | 81.26 | 313.1398 | 340.9803 | 340.9803 | 340.9803 | 340.9803 | 340.9803 | 340.9803 | 340.9803 | 340.9803 | 340.9803 | 340.9803 | 340.9803 | 340.9803 | 340.9803 | 340.9803 | 340.9803 | 340.9803 | 340.9803 | 340.9803 | 340.9803 | 340.9803 | 340.9805 | 340.9805
VIC1 | VPP | 60.48 | 148.65 | 275.34 | 442.27 | 652.41 | 876.19 | 1210.52 | 1471.39 | 1695.23 | 1937.34 | 2247.55 | 2595.7899 | 2964.99 | 3357.3601 | 3781.5199 | 4194.89 | 4521.8399 | 4833.0601 | 5118.2999 | 5352.5802 | 5602.9702 | 5858.4198 | 6119.3201 | 6385.4199 | 6659.94 | 6939.4599 | 7228.1298
Total excluding storage |  | 15123.313 | 17435.8996 | 16275.8021 | 17728.8849 | 19849.3656 | 21177.1127 | 21511.4427 | 23291.3678 | 23515.2078 | 25199.7661 | 26462.4555 | 30110.1688 | 34254.4423 | 34646.8124 | 36638.9799 | 38793.653 | 40050.6288 | 40573.8679 | 43695.7129 | 45955.9971 | 52948.4879 | 54859.9626 | 54245.161 | 57060.8966 | 60982.9734 | 61921.3125 | 61987.212
Region | Technology | 2023-24 | 2024-25 | 2025-26 | 2026-27 | 2027-28 | 2028-29 | 2029-30 | 2030-31 | 2031-32 | 2032-33 | 2033-34 | 2034-35 | 2035-36 | 2036-37 | 2037-38 | 2038-39 | 2039-40 | 2040-41 | 2041-42 | 2042-43 | 2043-44 | 2044-45 | 2045-46 | 2046-47 | 2047-48 | 2048-49 | 2049-50
SA1 | Black Coal | 0 | 0 | 0 | 0 | 0 | 0 | 0 | 0 | 0 | 0 | 0 | 0 | 0 | 0 | 0 | 0 | 0 | 0 | 0 | 0 | 0 | 0 | 0 | 0 | 0 | 0 | 0
SA1 | Brown Coal | 0 | 0 | 0 | 0 | 0 | 0 | 0 | 0 | 0 | 0 | 0 | 0 | 0 | 0 | 0 | 0 | 0 | 0 | 0 | 0 | 0 | 0 | 0 | 0 | 0 | 0 | 0
SA1 | CCGT | 709 | 529 | 529 | 529 | 529 | 529 | 529 | 529 | 529 | 529 | 529 | 529 | 529 | 529 | 0 | 0 | 0 | 0 | 0 | 0 | 0 | 0 | 0 | 0 | 0 | 0 | 0
SA1 | Gas - Steam | 800 | 800 | 800 | 0 | 0 | 0 | 0 | 0 | 0 | 0 | 0 | 0 | 0 | 0 | 0 | 0 | 0 | 0 | 0 | 0 | 0 | 0 | 0 | 0 | 0 | 0 | 0
SA1 | OCGT / Diesel | 1460.66 | 1460.66 | 1460.66 | 1460.66 | 1460.66 | 1460.66 | 1460.66 | 1078.16 | 1078.16 | 801.3 | 801.3 | 801.3 | 721.3 | 721.3 | 721.3 | 721.3 | 721.3 | 721.3 | 721.3 | 721.3 | 721.3001 | 511.3001 | 511.3001 | 357.3001 | 357.3001 | 357.3001 | 357.3001
SA1 | Hydro | 0 | 0 | 0 | 0 | 0 | 0 | 0 | 0 | 0 | 0 | 0 | 0 | 0 | 0 | 0 | 0 | 0 | 0 | 0 | 0 | 0 | 0 | 0 | 0 | 0 | 0 | 0
SA1 | Hydrogen Turbine | 0 | 0 | 0 | 0 | 0 | 0 | 0 | 0 | 0 | 0 | 0 | 0 | 0 | 0 | 0.00010305 | 0.00010329 | 0.00010603 | 0.00010613 | 0.00010635 | 0.00012893 | 0.00019442 | 0.00019447 | 0.00019452 | 0.00019471 | 0.00019482 | 0.00023504 | 0.00023876
SA1 | Wind | 2349.75 | 3644.0805 | 3644.0805 | 4800.3154 | 4890.5786 | 8205.6232 | 8248.0574 | 9152.0679 | 9152.0679 | 9152.0679 | 10807.4578 | 10807.4578 | 12105.1183 | 14703.1852 | 19013.8089 | 20470.091 | 20143.3912 | 21631.2438 | 26737.0311 | 29315.6568 | 31029.8622 | 31029.8622 | 30686.6622 | 36084.8942 | 41061.3441 | 43288.0458 | 50138.2384
SA1 | Solar PV | 578.73 | 578.73 | 793.6484 | 793.6485 | 1193.5197 | 2727.062 | 2727.0628 | 5480.9038 | 5481.0087 | 7488.5891 | 11878.2231 | 14999.7489 | 14999.7489 | 18350.6596 | 20859.6634 | 20859.6634 | 21658.7769 | 21658.7769 | 36896.9536 | 36987.198 | 46475.0524 | 46205.0524 | 46197.6724 | 48830.5387 | 50256.606 | 52863.7486 | 57788.1173
SA1 | Grid Battery | 479.6 | 479.6001 | 479.6003 | 479.6008 | 479.6008 | 479.6008 | 479.6008 | 970.0156 | 1584.4802 | 3076.8886 | 4167.1568 | 5131.7008 | 5390.1989 | 6190.2139 | 6190.2139 | 6190.2139 | 6363.1499 | 6363.1499 | 12253.7052 | 12253.7052 | 16209.8447 | 16209.8445 | 16199.8445 | 16199.8442 | 16199.8448 | 17420.5504 | 18721.6087
SA1 | Pumped Hydro | 0 | 0 | 0.00014914 | 0.00029964 | 0.00040015 | 0.00040926 | 0.00040967 | 0.00042871 | 0.00042877 | 0.00042913 | 0.00043144 | 0.00043534 | 0.0004372 | 0.00045451 | 0.00045659 | 0.00045745 | 0.00048228 | 0.0004851 | 0.00051228 | 0.00053598 | 0.00059327 | 0.00059336 | 0.00059356 | 0.00059405 | 0.00059707 | 0.000653 | 0.0007166
SA1 | VPP | 103.37 | 155.05 | 211.02 | 272.84 | 342.29 | 420.23 | 540.44 | 653.11 | 777.05 | 924.01 | 1092.47 | 1267.58 | 1445.14 | 1625.65 | 1798.04 | 1965.9301 | 2084.1799 | 2187.8101 | 2276.21 | 2360.96 | 2451.3501 | 2543.46 | 2638.1101 | 2734.4399 | 2833.77 | 2934.9199 | 3038.8401
Total excluding storage |  | 6481.11 | 7647.1206 | 7918.0094 | 8336.0649 | 8895.6495 | 13822.1764 | 13984.8214 | 17863.2577 | 18601.7673 | 21971.8561 | 29275.6082 | 33536.7879 | 35190.5065 | 42120.0093 | 48583.0269 | 50207.199 | 50970.7985 | 52562.2812 | 78885.2005 | 81638.8207 | 96887.4103 | 96499.52 | 96233.5901 | 104207.018 | 110708.8658 | 116864.5658 | 130044.1056
Region | Technology | 2023-24 | 2024-25 | 2025-26 | 2026-27 | 2027-28 | 2028-29 | 2029-30 | 2030-31 | 2031-32 | 2032-33 | 2033-34 | 2034-35 | 2035-36 | 2036-37 | 2037-38 | 2038-39 | 2039-40 | 2040-41 | 2041-42 | 2042-43 | 2043-44 | 2044-45 | 2045-46 | 2046-47 | 2047-48 | 2048-49 | 2049-50
TAS1 | Black Coal | 0 | 0 | 0 | 0 | 0 | 0 | 0 | 0 | 0 | 0 | 0 | 0 | 0 | 0 | 0 | 0 | 0 | 0 | 0 | 0 | 0 | 0 | 0 | 0 | 0 | 0 | 0
TAS1 | Brown Coal | 0 | 0 | 0 | 0 | 0 | 0 | 0 | 0 | 0 | 0 | 0 | 0 | 0 | 0 | 0 | 0 | 0 | 0 | 0 | 0 | 0 | 0 | 0 | 0 | 0 | 0 | 0
TAS1 | CCGT | 208 | 208 | 208 | 208 | 208 | 208 | 208 | 208 | 208 | 208 | 208 | 208 | 208 | 208 | 208 | 208 | 208 | 208 | 208 | 208 | 208 | 208 | 208 | 208 | 208 | 208 | 208
TAS1 | Gas - Steam | 0 | 0 | 0 | 0 | 0 | 0 | 0 | 0 | 0 | 0 | 0 | 0 | 0 | 0 | 0 | 0 | 0 | 0 | 0 | 0 | 0 | 0 | 0 | 0 | 0 | 0 | 0
TAS1 | OCGT / Diesel | 178 | 178 | 178 | 178 | 178 | 178 | 178 | 178 | 178 | 178 | 178 | 178 | 178 | 178 | 178 | 178 | 178 | 58 | 58 | 58 | 58.0001 | 58.0001 | 58.0001 | 58.0001 | 58.0001 | 58.0001 | 58.0001
TAS1 | Hydro | 2551 | 2551 | 2551 | 2551 | 2551 | 2551 | 2551 | 2551 | 2551 | 2551 | 2551 | 2551 | 2551 | 2551 | 2551 | 2551 | 2551 | 2551 | 2551 | 2551 | 2551 | 2551 | 2551 | 2551 | 2551 | 2551 | 2551
TAS1 | Hydrogen Turbine | 0 | 0 | 0 | 0 | 0 | 0 | 0 | 0 | 0 | 0 | 0 | 0 | 0 | 0 | 0.00018558 | 0.00018578 | 0.00018622 | 0.00018632 | 0.00018647 | 0.0002369 | 0.00024563 | 0.00024572 | 0.00024584 | 95.8286 | 95.8286 | 103.9946 | 107.1563
TAS1 | Wind | 563.6 | 2121.4775 | 2400.2697 | 2633.0834 | 4487.1814 | 4987.4988 | 6837.3907 | 6921.5587 | 8562.8061 | 9093.7401 | 10184.8529 | 12800.5943 | 12966.4533 | 14970.3636 | 18624.1012 | 18803.8297 | 18803.8297 | 20171.8072 | 21487.7535 | 21487.7535 | 22918.721 | 22774.721 | 22774.721 | 28041.512 | 30725.694 | 33392.493 | 33392.493
TAS1 | Solar PV | 0 | 0 | 0 | 0.00020547 | 202.6523 | 300.0014 | 472.3793 | 1681.6442 | 1681.6442 | 1681.6442 | 4775.8276 | 7474.7676 | 7838.3525 | 9142.117 | 11102.015 | 11338.914 | 12531.246 | 12720.464 | 12870.646 | 15734.166 | 16506.714 | 16506.714 | 16506.714 | 22840.316 | 28068.965 | 36053.26 | 36449.777
TAS1 | Grid Battery | 0 | 0 | 0.00010932 | 0.00013361 | 0.00026967 | 0.00026978 | 0.00031561 | 0.0004188 | 0.00070238 | 0.00083962 | 0.0010705 | 0.0011603 | 0.0013428 | 0.0018837 | 0.0066743 | 63.7253 | 63.7253 | 63.7253 | 517.3801 | 1296.3059 | 1296.3075 | 1296.3074 | 1296.3074 | 3716.8651 | 7475.8984 | 9442.6843 | 9442.6843
TAS1 | Pumped Hydro | 0 | 0 | 0.00052877 | 0.00076778 | 0.0015932 | 175.7481 | 549.0915 | 750.0022 | 909.9459 | 1253.7382 | 1562.0205 | 2118.0104 | 2321.0007 | 2321.0008 | 2321.0037 | 2321.0037 | 2321.0037 | 2321.0037 | 2321.0037 | 2321.0037 | 2321.0037 | 2321.0037 | 2321.0037 | 2321.0037 | 2321.0037 | 2321.0037 | 2321.0037
TAS1 | VPP | 7.91 | 15.84 | 26.48 | 39.38 | 55.11 | 73.65 | 101.57 | 123.05 | 146.53 | 174.61 | 206.95 | 241.26 | 276.87 | 312.98 | 348.25 | 382.97 | 408.39 | 431.67 | 452.64 | 473.11 | 494.7 | 516.55 | 538.75 | 560.8 | 583.06 | 605.39 | 627.89
Total excluding storage |  | 3508.51 | 5074.3175 | 5363.7503 | 5609.4645 | 7681.9455 | 8473.8985 | 10897.4319 | 12413.2555 | 14237.9269 | 15140.7333 | 19666.6521 | 25571.6335 | 26339.6778 | 29683.4633 | 35332.3768 | 35847.4429 | 37065.195 | 38525.6705 | 40466.4235 | 44129.3394 | 46354.4466 | 46232.2965 | 46254.4965 | 60393.3256 | 72087.4499 | 84735.8258 | 85158.0045
Explicitly modelled pumping
Region | Technology | 2023-24 | 2024-25 | 2025-26 | 2026-27 | 2027-28 | 2028-29 | 2029-30 | 2030-31 | 2031-32 | 2032-33 | 2033-34 | 2034-35 | 2035-36 | 2036-37 | 2037-38 | 2038-39 | 2039-40 | 2040-41 | 2041-42 | 2042-43 | 2043-44 | 2044-45 | 2045-46 | 2046-47 | 2047-48 | 2048-49 | 2049-50
NEM | Grid Battery pump | 954.93 | 954.9319 | 1845.1908 | 2514.4295 | 3121.7691 | 5135.614 | 5159.9891 | 8544.5055 | 9158.9709 | 11936.2623 | 15796.7352 | 19725.4102 | 22330.3721 | 23080.3877 | 24602.7263 | 24666.4449 | 24924.5474 | 26417.079 | 33840.4584 | 40740.7832 | 47522.9733 | 52277.362 | 51377.114 | 53622.8439 | 57003.9161 | 60649.5463 | 83011.8603
NEM | Pumped Hydro Pump | 1310 | 1310 | 2761.4042 | 3359.5627 | 5783.1347 | 6256.0798 | 6629.4233 | 6830.334 | 6990.2776 | 7334.0699 | 7642.3523 | 8198.3422 | 8401.3324 | 8401.3326 | 8401.3355 | 8401.3355 | 8401.3355 | 8401.3355 | 8401.3356 | 8401.3356 | 8401.3357 | 8401.3357 | 8401.3357 | 8401.3357 | 8401.3357 | 8401.3359 | 8401.336
NEM | VPP pump | 366.52 | 731.52 | 1218.98 | 1822.85 | 2558.43 | 3412.08 | 4696.23 | 5734.8699 | 6792.65 | 7984.1201 | 9451.04 | 11021.7499 | 12642.45 | 14292.4899 | 15915.3099 | 17494.9201 | 18665.6799 | 19737.1499 | 20682.8795 | 21556.8601 | 22491.0506 | 23437.5296 | 24406.7907 | 25388.5699 | 26393.3599 | 27416.5501 | 28459.9998
Region | Technology | 2023-24 | 2024-25 | 2025-26 | 2026-27 | 2027-28 | 2028-29 | 2029-30 | 2030-31 | 2031-32 | 2032-33 | 2033-34 | 2034-35 | 2035-36 | 2036-37 | 2037-38 | 2038-39 | 2039-40 | 2040-41 | 2041-42 | 2042-43 | 2043-44 | 2044-45 | 2045-46 | 2046-47 | 2047-48 | 2048-49 | 2049-50
NSW1 | Grid Battery pump | 50 | 50.0015 | 940.2572 | 1271.3031 | 1571.9283 | 1860.9271 | 1885.3021 | 4094.2961 | 4094.2965 | 4094.2969 | 4094.2972 | 4094.2972 | 4668.0678 | 4618.0679 | 6140.4017 | 6140.4017 | 6140.4017 | 6140.4022 | 6140.4031 | 6613.531 | 6838.7956 | 7404.6062 | 6514.358 | 6677.7208 | 6377.0966 | 6988.9017 | 7119.9444
NSW1 | Pumped Hydro Pump | 840 | 840 | 1335.6301 | 1335.6301 | 3375.6301 | 3529.9614 | 3529.9614 | 3529.9614 | 3529.9614 | 3529.9614 | 3529.9614 | 3529.9614 | 3529.9614 | 3529.9614 | 3529.9614 | 3529.9614 | 3529.9614 | 3529.9614 | 3529.9614 | 3529.9614 | 3529.9614 | 3529.9614 | 3529.9614 | 3529.9614 | 3529.9614 | 3529.9614 | 3529.9614
NSW1 | VPP pump | 113.45 | 234.47 | 391.15 | 583.15 | 817.87 | 1099.64 | 1524.3701 | 1863.23 | 2229.81 | 2645.9301 | 3161.7199 | 3706.36 | 4261.71 | 4832.22 | 5385.0599 | 5923.2399 | 6317.1401 | 6670.3197 | 6979.9097 | 7280.8598 | 7600.3302 | 7924.3899 | 8255.8703 | 8588.37 | 8928.2397 | 9272.9101 | 9620.7898
Region | Technology | 2023-24 | 2024-25 | 2025-26 | 2026-27 | 2027-28 | 2028-29 | 2029-30 | 2030-31 | 2031-32 | 2032-33 | 2033-34 | 2034-35 | 2035-36 | 2036-37 | 2037-38 | 2038-39 | 2039-40 | 2040-41 | 2041-42 | 2042-43 | 2043-44 | 2044-45 | 2045-46 | 2046-47 | 2047-48 | 2048-49 | 2049-50
QLD1 | Grid Battery pump | 100 | 100.0001 | 100.0031 | 100.0032 | 100.0041 | 1824.8501 | 1824.8501 | 1824.8501 | 1824.8501 | 2590.3939 | 5358.2236 | 7733.3335 | 8088.5669 | 8088.5669 | 8088.5669 | 8088.5669 | 8088.5669 | 9581.0979 | 10172.7269 | 15820.9979 | 17206.0109 | 20770.7164 | 20770.7167 | 20770.7172 | 20770.7172 | 20554.4492 | 41484.6623
QLD1 | Pumped Hydro Pump | 470 | 470 | 1425.7732 | 1942.6715 | 2094.3629 | 2209.3897 | 2209.3897 | 2209.3897 | 2209.3897 | 2209.3897 | 2209.3897 | 2209.3897 | 2209.3897 | 2209.3897 | 2209.3897 | 2209.3897 | 2209.3897 | 2209.3897 | 2209.3897 | 2209.3897 | 2209.3897 | 2209.3897 | 2209.3897 | 2209.3897 | 2209.3897 | 2209.3897 | 2209.3897
QLD1 | VPP pump | 81.31 | 177.51 | 314.99 | 485.21 | 690.75 | 942.37 | 1319.33 | 1624.09 | 1944.03 | 2302.23 | 2742.3501 | 3210.76 | 3693.74 | 4164.2798 | 4602.4399 | 5027.8901 | 5334.1299 | 5614.29 | 5855.8198 | 6089.3501 | 6341.7002 | 6594.71 | 6854.7402 | 7119.54 | 7388.3501 | 7663.8701 | 7944.3501
Region | Technology | 2023-24 | 2024-25 | 2025-26 | 2026-27 | 2027-28 | 2028-29 | 2029-30 | 2030-31 | 2031-32 | 2032-33 | 2033-34 | 2034-35 | 2035-36 | 2036-37 | 2037-38 | 2038-39 | 2039-40 | 2040-41 | 2041-42 | 2042-43 | 2043-44 | 2044-45 | 2045-46 | 2046-47 | 2047-48 | 2048-49 | 2049-50
VIC1 | Grid Battery pump | 375.33 | 375.3302 | 375.3302 | 713.5223 | 1020.2357 | 1020.2357 | 1020.2357 | 1705.3434 | 1705.3434 | 2224.6821 | 2227.0565 | 2816.0776 | 4233.5371 | 4233.5371 | 4233.5371 | 4233.5371 | 4318.7036 | 4318.7036 | 4806.2431 | 4806.2431 | 6022.0146 | 6645.8874 | 6645.8874 | 6307.6966 | 6230.3592 | 6292.9607 | 6292.9607
VIC1 | Pumped Hydro Pump | 0 | 0 | 0.00029028 | 81.26 | 313.1398 | 340.9803 | 340.9803 | 340.9803 | 340.9803 | 340.9803 | 340.9803 | 340.9803 | 340.9803 | 340.9803 | 340.9803 | 340.9803 | 340.9803 | 340.9803 | 340.9803 | 340.9803 | 340.9803 | 340.9803 | 340.9803 | 340.9803 | 340.9803 | 340.9805 | 340.9805
VIC1 | VPP pump | 60.48 | 148.65 | 275.34 | 442.27 | 652.41 | 876.19 | 1210.52 | 1471.39 | 1695.23 | 1937.34 | 2247.55 | 2595.7899 | 2964.99 | 3357.3601 | 3781.5199 | 4194.89 | 4521.8399 | 4833.0601 | 5118.2999 | 5352.5802 | 5602.9702 | 5858.4198 | 6119.3201 | 6385.4199 | 6659.94 | 6939.4599 | 7228.1298
Region | Technology | 2023-24 | 2024-25 | 2025-26 | 2026-27 | 2027-28 | 2028-29 | 2029-30 | 2030-31 | 2031-32 | 2032-33 | 2033-34 | 2034-35 | 2035-36 | 2036-37 | 2037-38 | 2038-39 | 2039-40 | 2040-41 | 2041-42 | 2042-43 | 2043-44 | 2044-45 | 2045-46 | 2046-47 | 2047-48 | 2048-49 | 2049-50
SA1 | Grid Battery pump | 429.6 | 429.6001 | 429.6003 | 429.6008 | 429.6008 | 429.6008 | 429.6008 | 920.0156 | 1534.4802 | 3026.8886 | 4117.1568 | 5081.7008 | 5340.1989 | 6140.2139 | 6140.2139 | 6140.2139 | 6313.1499 | 6313.1499 | 12203.7052 | 12203.7052 | 16159.8447 | 16159.8445 | 16149.8445 | 16149.8442 | 16149.8448 | 17370.5504 | 18671.6087
SA1 | Pumped Hydro Pump | 0 | 0 | 0.00014914 | 0.00029964 | 0.00040015 | 0.00040926 | 0.00040967 | 0.00042871 | 0.00042877 | 0.00042913 | 0.00043144 | 0.00043534 | 0.0004372 | 0.00045451 | 0.00045659 | 0.00045745 | 0.00048228 | 0.0004851 | 0.00051228 | 0.00053598 | 0.00059327 | 0.00059336 | 0.00059356 | 0.00059405 | 0.00059707 | 0.000653 | 0.0007166
SA1 | VPP pump | 103.37 | 155.05 | 211.02 | 272.84 | 342.29 | 420.23 | 540.44 | 653.11 | 777.05 | 924.01 | 1092.47 | 1267.58 | 1445.14 | 1625.65 | 1798.04 | 1965.9301 | 2084.1799 | 2187.8101 | 2276.21 | 2360.96 | 2451.3501 | 2543.46 | 2638.1101 | 2734.4399 | 2833.77 | 2934.9199 | 3038.8401
Region | Technology | 2023-24 | 2024-25 | 2025-26 | 2026-27 | 2027-28 | 2028-29 | 2029-30 | 2030-31 | 2031-32 | 2032-33 | 2033-34 | 2034-35 | 2035-36 | 2036-37 | 2037-38 | 2038-39 | 2039-40 | 2040-41 | 2041-42 | 2042-43 | 2043-44 | 2044-45 | 2045-46 | 2046-47 | 2047-48 | 2048-49 | 2049-50
TAS1 | Grid Battery pump | 0 | 0 | 0.00010932 | 0.00013361 | 0.00026967 | 0.00026978 | 0.00031561 | 0.0004188 | 0.00070238 | 0.00083962 | 0.0010705 | 0.0011603 | 0.0013428 | 0.0018837 | 0.0066743 | 63.7253 | 63.7253 | 63.7253 | 517.3801 | 1296.3059 | 1296.3075 | 1296.3074 | 1296.3074 | 3716.8651 | 7475.8984 | 9442.6843 | 9442.6843
TAS1 | Pumped Hydro Pump | 0 | 0 | 0.00052877 | 0.00076778 | 0.0015932 | 175.7481 | 549.0915 | 750.0022 | 909.9459 | 1253.7382 | 1562.0205 | 2118.0104 | 2321.0007 | 2321.0008 | 2321.0037 | 2321.0037 | 2321.0037 | 2321.0037 | 2321.0037 | 2321.0037 | 2321.0037 | 2321.0037 | 2321.0037 | 2321.0037 | 2321.0037 | 2321.0037 | 2321.0037
TAS1 | VPP pump | 7.91 | 15.84 | 26.48 | 39.38 | 55.11 | 73.65 | 101.57 | 123.05 | 146.53 | 174.61 | 206.95 | 241.26 | 276.87 | 312.98 | 348.25 | 382.97 | 408.39 | 431.67 | 452.64 | 473.11 | 494.7 | 516.55 | 538.75 | 560.8 | 583.06 | 605.39 | 627.89
Non-controllable capacity
Region | Technology | 2023-24 | 2024-25 | 2025-26 | 2026-27 | 2027-28 | 2028-29 | 2029-30 | 2030-31 | 2031-32 | 2032-33 | 2033-34 | 2034-35 | 2035-36 | 2036-37 | 2037-38 | 2038-39 | 2039-40 | 2040-41 | 2041-42 | 2042-43 | 2043-44 | 2044-45 | 2045-46 | 2046-47 | 2047-48 | 2048-49 | 2049-50
NEM | Distributed PV | 22580.8792 | 25525.2357 | 28511.2278 | 31371.0682 | 34250.8786 | 36995.1899 | 39671.4274 | 42224.097 | 44602.8979 | 46967.9172 | 49314.5296 | 51629.5619 | 53792.1527 | 55825.533 | 57761.4415 | 59706.3405 | 61699.2009 | 63698.7614 | 65697.6668 | 67668.6027 | 69644.0355 | 71609.2434 | 73546.3281 | 75464.2447 | 77368.609 | 79270.8326 | 81161.1078
NEM | Behind the meter battery | 1615.687 | 2523.858 | 3346.118 | 4039.736 | 4643.731 | 5111.685 | 5870.22 | 6883.914 | 7823.741 | 8822.021 | 10032.986 | 11279.352 | 12411.971 | 13450.545 | 14351.891 | 15102.709 | 15417.929 | 15594.936 | 15616.079 | 15610.974 | 15555.227 | 15481.949 | 15387.778 | 15277.058 | 15144.979 | 15000.321 | 14832.36
NEM | Behind the meter battery pump | 1615.687 | 2523.858 | 3346.118 | 4039.736 | 4643.731 | 5111.685 | 5870.22 | 6883.914 | 7823.741 | 8822.021 | 10032.986 | 11279.352 | 12411.971 | 13450.545 | 14351.891 | 15102.709 | 15417.929 | 15594.936 | 15616.079 | 15610.974 | 15555.227 | 15481.949 | 15387.778 | 15277.058 | 15144.979 | 15000.321 | 14832.36
Region | Technology | 2023-24 | 2024-25 | 2025-26 | 2026-27 | 2027-28 | 2028-29 | 2029-30 | 2030-31 | 2031-32 | 2032-33 | 2033-34 | 2034-35 | 2035-36 | 2036-37 | 2037-38 | 2038-39 | 2039-40 | 2040-41 | 2041-42 | 2042-43 | 2043-44 | 2044-45 | 2045-46 | 2046-47 | 2047-48 | 2048-49 | 2049-50
NSW1 | Distributed PV | 7493.2513 | 8506.6815 | 9484.7641 | 10408.6191 | 11341.6366 | 12278.8288 | 13198.5365 | 14078.0696 | 14943.2904 | 15804.0265 | 16656.3786 | 17499.9334 | 18299.2163 | 19061.5342 | 19791.6143 | 20520.7215 | 21244.1629 | 21954.8144 | 22664.4865 | 23368.8259 | 24076.0735 | 24783.7256 | 25480.0799 | 26162.9859 | 26840.8834 | 27514.6946 | 28177.258
NSW1 | Behind the meter battery | 588.706 | 887.915 | 1132.692 | 1330.786 | 1501.11 | 1644.835 | 1879.228 | 2206.731 | 2538.018 | 2892.137 | 3323.841 | 3759.11 | 4148.139 | 4509.931 | 4816.45 | 5071.383 | 5175.41 | 5227.705 | 5227.062 | 5230.387 | 5215.023 | 5193.755 | 5164.889 | 5128.324 | 5084.217 | 5035.301 | 4976.336
NSW1 | Behind the meter battery pump | 588.706 | 887.915 | 1132.692 | 1330.786 | 1501.11 | 1644.835 | 1879.228 | 2206.731 | 2538.018 | 2892.137 | 3323.841 | 3759.11 | 4148.139 | 4509.931 | 4816.45 | 5071.383 | 5175.41 | 5227.705 | 5227.062 | 5230.387 | 5215.023 | 5193.755 | 5164.889 | 5128.324 | 5084.217 | 5035.301 | 4976.336
Region | Technology | 2023-24 | 2024-25 | 2025-26 | 2026-27 | 2027-28 | 2028-29 | 2029-30 | 2030-31 | 2031-32 | 2032-33 | 2033-34 | 2034-35 | 2035-36 | 2036-37 | 2037-38 | 2038-39 | 2039-40 | 2040-41 | 2041-42 | 2042-43 | 2043-44 | 2044-45 | 2045-46 | 2046-47 | 2047-48 | 2048-49 | 2049-50
QLD1 | Distributed PV | 6647.345 | 7457.5624 | 8316.3926 | 9119.7866 | 9916.6116 | 10724.7092 | 11503.5105 | 12250.0421 | 12949.5583 | 13650.3951 | 14343.1406 | 15012.6009 | 15614.2508 | 16150.0003 | 16639.4732 | 17118.1482 | 17629.703 | 18153.1735 | 18673.4324 | 19181.1244 | 19686.4817 | 20176.4911 | 20663.7667 | 21148.663 | 21626.508 | 22108.2051 | 22584.2053
QLD1 | Behind the meter battery | 417.096 | 671.033 | 922.271 | 1125.869 | 1299.747 | 1450.708 | 1685.163 | 1990.648 | 2286.246 | 2596.164 | 2968.338 | 3348.63 | 3694.059 | 3989.747 | 4221.779 | 4413.009 | 4478 | 4506.967 | 4491.208 | 4479.363 | 4455.174 | 4424.643 | 4389.62 | 4351.121 | 4305.933 | 4258.433 | 4204.913
QLD1 | Behind the meter battery pump | 417.096 | 671.033 | 922.271 | 1125.869 | 1299.747 | 1450.708 | 1685.163 | 1990.648 | 2286.246 | 2596.164 | 2968.338 | 3348.63 | 3694.059 | 3989.747 | 4221.779 | 4413.009 | 4478 | 4506.967 | 4491.208 | 4479.363 | 4455.174 | 4424.643 | 4389.62 | 4351.121 | 4305.933 | 4258.433 | 4204.913
Region | Technology | 2023-24 | 2024-25 | 2025-26 | 2026-27 | 2027-28 | 2028-29 | 2029-30 | 2030-31 | 2031-32 | 2032-33 | 2033-34 | 2034-35 | 2035-36 | 2036-37 | 2037-38 | 2038-39 | 2039-40 | 2040-41 | 2041-42 | 2042-43 | 2043-44 | 2044-45 | 2045-46 | 2046-47 | 2047-48 | 2048-49 | 2049-50
VIC1 | Distributed PV | 5136.4157 | 5889.8777 | 6693.2138 | 7497.1406 | 8318.2243 | 8991.668 | 9649.2003 | 10271.3819 | 10783.4723 | 11286.0042 | 11783.6333 | 12291.0229 | 12778.523 | 13252.9106 | 13722.7918 | 14215.5982 | 14737.0457 | 15272.2977 | 15812.5879 | 16345.1725 | 16883.0507 | 17423.1794 | 17956.9121 | 18489.9963 | 19024.7298 | 19559.1 | 20099.7421
VIC1 | Behind the meter battery | 329.29 | 584.387 | 822.704 | 1038.235 | 1227.849 | 1335.811 | 1514.906 | 1768.169 | 1950.593 | 2135.666 | 2379.184 | 2646.805 | 2900.178 | 3149.181 | 3402.641 | 3615.882 | 3731.245 | 3816.41 | 3863.684 | 3875.106 | 3873.739 | 3868.344 | 3856.399 | 3840.607 | 3820.005 | 3795.255 | 3765.725
VIC1 | Behind the meter battery pump | 329.29 | 584.387 | 822.704 | 1038.235 | 1227.849 | 1335.811 | 1514.906 | 1768.169 | 1950.593 | 2135.666 | 2379.184 | 2646.805 | 2900.178 | 3149.181 | 3402.641 | 3615.882 | 3731.245 | 3816.41 | 3863.684 | 3875.106 | 3873.739 | 3868.344 | 3856.399 | 3840.607 | 3820.005 | 3795.255 | 3765.725
Region | Technology | 2023-24 | 2024-25 | 2025-26 | 2026-27 | 2027-28 | 2028-29 | 2029-30 | 2030-31 | 2031-32 | 2032-33 | 2033-34 | 2034-35 | 2035-36 | 2036-37 | 2037-38 | 2038-39 | 2039-40 | 2040-41 | 2041-42 | 2042-43 | 2043-44 | 2044-45 | 2045-46 | 2046-47 | 2047-48 | 2048-49 | 2049-50
SA1 | Distributed PV | 2946.7715 | 3259.2513 | 3551.8548 | 3830.298 | 4109.0806 | 4384.8511 | 4656.6887 | 4915.1873 | 5171.4598 | 5426.7649 | 5685.2021 | 5936.1717 | 6169.7477 | 6390.0548 | 6596.2277 | 6800.1937 | 6995.6817 | 7185.1168 | 7372.9582 | 7558.2639 | 7741.8257 | 7927.6186 | 8106.9557 | 8285.0852 | 8461.038 | 8636.4028 | 8811.1499
SA1 | Behind the meter battery | 234.972 | 315.151 | 386.099 | 448.882 | 507.894 | 563.831 | 659.388 | 765.728 | 874.943 | 999.571 | 1136.279 | 1272.079 | 1391.741 | 1500.881 | 1590.477 | 1664.955 | 1688.767 | 1695.305 | 1684.559 | 1675.301 | 1660.606 | 1645.177 | 1628.101 | 1610.255 | 1590.748 | 1570.466 | 1548.36
SA1 | Behind the meter battery pump | 234.972 | 315.151 | 386.099 | 448.882 | 507.894 | 563.831 | 659.388 | 765.728 | 874.943 | 999.571 | 1136.279 | 1272.079 | 1391.741 | 1500.881 | 1590.477 | 1664.955 | 1688.767 | 1695.305 | 1684.559 | 1675.301 | 1660.606 | 1645.177 | 1628.101 | 1610.255 | 1590.748 | 1570.466 | 1548.36
Region | Technology | 2023-24 | 2024-25 | 2025-26 | 2026-27 | 2027-28 | 2028-29 | 2029-30 | 2030-31 | 2031-32 | 2032-33 | 2033-34 | 2034-35 | 2035-36 | 2036-37 | 2037-38 | 2038-39 | 2039-40 | 2040-41 | 2041-42 | 2042-43 | 2043-44 | 2044-45 | 2045-46 | 2046-47 | 2047-48 | 2048-49 | 2049-50
TAS1 | Distributed PV | 357.0956 | 411.8627 | 465.0025 | 515.2239 | 565.3253 | 615.1329 | 663.4913 | 709.4161 | 755.117 | 800.7264 | 846.175 | 889.8329 | 930.4148 | 971.0331 | 1011.3344 | 1051.6789 | 1092.6076 | 1133.3591 | 1174.2017 | 1215.216 | 1256.6039 | 1298.2287 | 1338.6138 | 1377.5143 | 1415.4498 | 1452.4302 | 1488.7526
TAS1 | Behind the meter battery | 45.623 | 65.372 | 82.352 | 95.964 | 107.131 | 116.5 | 131.535 | 152.638 | 173.941 | 198.483 | 225.344 | 252.728 | 277.854 | 300.805 | 320.544 | 337.48 | 344.507 | 348.549 | 349.566 | 350.817 | 350.685 | 350.03 | 348.769 | 346.751 | 344.076 | 340.866 | 337.026
TAS1 | Behind the meter battery pump | 45.623 | 65.372 | 82.352 | 95.964 | 107.131 | 116.5 | 131.535 | 152.638 | 173.941 | 198.483 | 225.344 | 252.728 | 277.854 | 300.805 | 320.544 | 337.48 | 344.507 | 348.549 | 349.566 | 350.817 | 350.685 | 350.03 | 348.769 | 346.751 | 344.076 | 340.866 | 337.026

## BaseCase_REZ Generation
Annual sent-out generation by REZ (GWh) - BaseCase, Hydrogen Superpower Scenario
Note: the REZ generation includes generation from the existing, committed and anticipated renewables mapped to the relevant REZs
Explicitly modelled generation
Region | REZ | REZ Name | Technology | 2023-24 | 2024-25 | 2025-26 | 2026-27 | 2027-28 | 2028-29 | 2029-30 | 2030-31 | 2031-32 | 2032-33 | 2033-34 | 2034-35 | 2035-36 | 2036-37 | 2037-38 | 2038-39 | 2039-40 | 2040-41 | 2041-42 | 2042-43 | 2043-44 | 2044-45 | 2045-46 | 2046-47 | 2047-48 | 2048-49 | 2049-50
QLD | Q1 | Far North QLD | Solar | 0 | 4.7353e-05 | 0.00017826 | 0.0023954 | 0.0022874 | 686.6707 | 777.3649 | 2116.5493 | 2043.122 | 2213.6235 | 2190.8984 | 2118.1086 | 2171.0525 | 2057.793 | 1752.2031 | 1957.1031 | 2040.7944 | 1975.4159 | 2136.9321 | 2093.7026 | 2045.6746 | 2069.9998 | 1961.5409 | 5562.7573 | 6365.1553 | 6734.2563 | 6361.1787
QLD | Q2 | North Qld Clean Energy Hub | Solar | 222.1072 | 165.4874 | 198.9707 | 202.0748 | 1903.7921 | 5737.5568 | 6437.7083 | 6097.546 | 6140.8596 | 6472.7309 | 6341.5667 | 6206.3539 | 6196.2578 | 7390.4156 | 6320.6401 | 7033.8395 | 7108.0384 | 7238.7983 | 7490.3831 | 7279.3743 | 7196.6677 | 7233.5035 | 8496.0742 | 11276.3411 | 12636.4852 | 12996.175 | 12879.341
QLD | Q3 | Northern Qld | Solar | 1162.4457 | 840.6746 | 1087.1157 | 1091.5581 | 1047.3992 | 910.6452 | 997.0576 | 919.7963 | 908.1389 | 947.2629 | 908.5772 | 8009.7704 | 8042.2103 | 7729.8534 | 6219.0583 | 7135.8452 | 7517.5244 | 7490.1337 | 7814.9149 | 7502.4773 | 7056.5064 | 7008.1037 | 6706.3751 | 5510.7482 | 6197.2988 | 6702.5574 | 6232.646
QLD | Q4 | Isaac | Solar | 1566.5591 | 1138.1912 | 1446.2423 | 1502.8032 | 1436.396 | 1267.569 | 1394.1102 | 1252.0417 | 1282.9433 | 1303.8305 | 1244.7529 | 1141.2949 | 2209.5115 | 4805.3314 | 10401.8379 | 12013.8166 | 12230.8411 | 12900.1292 | 14996.1797 | 14779.1812 | 14286.2863 | 15801.426 | 15061.8783 | 12436.1696 | 14516.9033 | 14274.9645 | 14361.9042
QLD | Q5 | Barcaldine | Solar | 35.5624 | 26.4053 | 188.6609 | 192.6811 | 191.388 | 162.6978 | 170.5638 | 160.5281 | 161.8643 | 164.3972 | 157.7745 | 143.6905 | 151.644 | 150.247 | 135.1756 | 137.8947 | 141.547 | 148.5794 | 152.2196 | 146.8912 | 117.8219 | 122.3171 | 129.3433 | 133.7242 | 139.2343 | 149.3648 | 150.8374
QLD | Q6 | Fitzroy | Solar | 838.5576 | 712.2696 | 883.7129 | 1804.0073 | 1761.5222 | 1445.3421 | 3075.0537 | 2826.5952 | 3049.4168 | 4795.1055 | 17718.7863 | 17924.2605 | 18253.7055 | 17918.7371 | 14396.9504 | 16762.0415 | 16920.3761 | 18160.4124 | 18177.0797 | 18009.9584 | 17400.5379 | 17687.6474 | 16999.9684 | 16348.8655 | 19356.5169 | 19891.9499 | 55110.4987
QLD | Q7 | Wide Bay | Solar | 1364.4818 | 1017.0149 | 1326.8871 | 1314.5227 | 1288.3405 | 1222.2202 | 1348.4318 | 1236.2541 | 3900.3187 | 5633.2969 | 5630.7981 | 5598.4804 | 5647.5853 | 5558.657 | 4575.5215 | 5143.2334 | 5196.1082 | 8698.1335 | 16021.9717 | 28030.5643 | 27910.1965 | 30999.7754 | 38492.8784 | 33146.0845 | 37782.5503 | 39325.3729 | 78427.4851
QLD | Q8 | Darling Downs | Solar | 3377.7832 | 2803.6846 | 3412.9054 | 3550.0936 | 3504.6834 | 5406.0258 | 6619.5654 | 10209.7029 | 10946.6798 | 10698.6419 | 14345.907 | 19119.1286 | 19673.7885 | 19190.8903 | 15195.0317 | 17182.5433 | 17894.24 | 24861.6359 | 24293.5229 | 49618.4109 | 60760.5652 | 80485.2542 | 87779.2675 | 68290.6685 | 77355.6458 | 81880.0234 | 117624.061
QLD | Q9 | Banana | Solar | 0 | 4.8144e-05 | 345.3602 | 342.5203 | 328.5673 | 267.6305 | 302.3756 | 275.3816 | 300.4518 | 293.6843 | 294.7043 | 13581.021 | 14014.542 | 13720.924 | 11341.561 | 12878.645 | 12987.882 | 14196.194 | 14089.301 | 13425.306 | 13230.494 | 13593.246 | 13076.283 | 10566.507 | 12186.585 | 12602.418 | 13323.757
NSW | N1 | North West NSW | Solar | 433.553 | 352.7258 | 396.6301 | 412.0887 | 402.0254 | 398.6645 | 402.0669 | 433.3324 | 422.6376 | 406.4507 | 402.7645 | 537.5625 | 591.2722 | 1541.7553 | 2993.7573 | 3055.4767 | 3177.2243 | 5039.4858 | 5688.9513 | 7628.8103 | 7346.0508 | 7711.1599 | 7506.5798 | 7280.0666 | 7338.8618 | 7606.8188 | 8164.7759
NSW | N2 | New England | Solar | 1199.6875 | 1024.8271 | 1143.3205 | 1176.451 | 1560.6111 | 2824.7807 | 2883.7164 | 3088.1569 | 5583.7127 | 5123.3277 | 6321.3304 | 6044.5105 | 6624.6646 | 6505.1458 | 5427.8865 | 5607.2993 | 5957.036 | 6439.1566 | 6303.7643 | 6465.5955 | 5870.459 | 6327.7101 | 6036.5592 | 5150.2396 | 5227.1519 | 5490.9208 | 5696.6575
NSW | N3 | Central-West Orana | Solar | 2198.2396 | 2069.6057 | 5212.4186 | 9045.0607 | 10945.4507 | 10590.3087 | 10967.6631 | 17358.5762 | 17541.4397 | 17341.1344 | 17192.1888 | 17241.7483 | 18493.1895 | 18957.7616 | 22254.9478 | 23203.6808 | 25922.6691 | 27838.352 | 27260.4673 | 27710.5736 | 31855.9556 | 33810.7584 | 33463.7826 | 34582.089 | 35971.0144 | 40144.4398 | 39817.9292
NSW | N4 | Broken Hill | Solar | 108.4232 | 65.1563 | 79.3404 | 88.6676 | 103.9979 | 95.7137 | 99.4388 | 96.3189 | 100.1942 | 85.5376 | 86.9451 | 279.6598 | 300.9697 | 356.1047 | 397.7326 | 426.1834 | 399.7708 | 427.1504 | 463.7236 | 434.2829 | 507.9477 | 529.216 | 535.2203 | 478.5002 | 487.4369 | 482.5598 | 527.1253
NSW | N5 | South West NSW | Solar | 1875.9935 | 1333.4612 | 1491.0148 | 1980.0339 | 2331.121 | 2179.171 | 2222.2776 | 2155.0782 | 2198.0257 | 3421.3501 | 3433.3982 | 3403.0494 | 3675.1333 | 3752.2737 | 3568.7757 | 3567.4326 | 3578.1758 | 3640.438 | 4047.6753 | 3778.9078 | 3634.1765 | 3879.67 | 3803.5799 | 3683.6895 | 3533.5368 | 3561.5676 | 3263.2878
NSW | N6 | Wagga Wagga | Solar | 1565.5461 | 1412.8497 | 1388.1095 | 1521.5533 | 1587.4821 | 3078.3087 | 3265.7805 | 3352.3785 | 3184.539 | 3807.5042 | 3697.3216 | 3559.5069 | 3874.0628 | 3899.5535 | 3463.6227 | 3572.8261 | 3825.1638 | 3688.5142 | 3944.9571 | 3799.546 | 3644.1567 | 3858.6125 | 3859.2606 | 4228.1285 | 4417.1455 | 4654.8377 | 4511.9286
NSW | N7 | Tumut | Solar | 0 | 0 | 0 | 0 | 0 | 0 | 0 | 0 | 0 | 0 | 0 | 0 | 0 | 0 | 0 | 0 | 0 | 0 | 0 | 0 | 0 | 0 | 0 | 0 | 0 | 0 | 0
NSW | N8 | Cooma-Monaro | Solar | 0 | 0 | 0 | 0 | 0 | 0 | 0 | 0 | 0 | 0 | 0 | 0 | 0 | 0 | 0 | 0 | 0 | 0 | 0 | 0 | 0 | 0 | 0 | 0 | 0 | 0 | 0
VIC | V1 | Ovens Murray | Solar | 0 | 0.00011451 | 0.00013715 | 0.00093014 | 1158.8558 | 1818.1654 | 1914.2719 | 1986.2672 | 1815.8059 | 2249.9058 | 2209.8657 | 2062.3052 | 2260.3992 | 2201.2632 | 1981.1859 | 2051.9268 | 2210.4067 | 2089.3406 | 3535.9062 | 3208.6055 | 3029.1287 | 3281.7231 | 3316.862 | 3114.0347 | 3179.3274 | 3491.6228 | 3254.5566
VIC | V2 | Murray River | Solar | 1266.4884 | 867.2548 | 961.8175 | 990.7142 | 978.9497 | 942.5771 | 921.5544 | 926.2172 | 958.0887 | 972.2374 | 929.3085 | 889.6883 | 910.9859 | 922.456 | 926.5997 | 947.6032 | 957.1573 | 1017.5091 | 1103.6626 | 1033.1679 | 1167.5374 | 1170.5315 | 1160.815 | 1129.7144 | 1268.2765 | 1284.8161 | 1128.5936
VIC | V3 | Western Victoria | Solar | 0 | 0.00010513 | 0.00018856 | 0.00089311 | 678.7059 | 521.8263 | 555.4495 | 1382.4766 | 1322.2066 | 1897.0187 | 1734.7887 | 1539.1317 | 1583.7257 | 1746.314 | 1411.2557 | 1461.0357 | 1495.9062 | 1552.3449 | 2163.0203 | 1951.0963 | 1977.1209 | 2059.829 | 2220.0915 | 1789.0402 | 2015.6204 | 2097.3996 | 1911.2641
VIC | V4 | South West Victoria | Solar | 0 | 0 | 0 | 0 | 0 | 0 | 0 | 0 | 0 | 0 | 0 | 0 | 0 | 0 | 0 | 0 | 0 | 0 | 0 | 0 | 0 | 0 | 0 | 0 | 0 | 0 | 0
VIC | V5 | Gippsland | Solar | 0 | 5.4546e-05 | 0.00013214 | 259.0775 | 267.9886 | 210.0989 | 220.1109 | 960.8405 | 904.0852 | 1913.4977 | 2586.7495 | 7321.1665 | 10712.533 | 10994.726 | 8790.183 | 9009.362 | 11077.218 | 10488.209 | 13289.554 | 13008.814 | 17507.152 | 19211.92 | 20418.174 | 16271.042 | 18286.482 | 20063.61 | 18743.898
VIC | V6 | Central North VIC | Solar | 949.6095 | 777.1501 | 763.3434 | 1032.2094 | 1115.2299 | 977.5206 | 992.4874 | 1943.1117 | 1946.424 | 2008.587 | 1994.1053 | 1817.5457 | 1905.9077 | 2044.3513 | 2129.443 | 2211.7194 | 2130.2964 | 2357.1271 | 2554.5629 | 2488.9543 | 2647.9384 | 2687.6906 | 2896.9466 | 2563.9948 | 2861.1738 | 2650.9172 | 2714.897
SA | S1 | South East SA | Solar | 333.9078 | 253.0758 | 255.98 | 272.6844 | 275.0124 | 254.5819 | 267.6657 | 265.1546 | 272.4007 | 436.258 | 427.697 | 387.3884 | 411.9361 | 410.4993 | 368.099 | 416.7315 | 405.7309 | 396.3588 | 348.0225 | 328.4071 | 318.5036 | 328.6222 | 332.617 | 298.1812 | 332.9954 | 321.3247 | 140.068
SA | S2 | Riverland | Solar | 48.192 | 40.9719 | 43.2617 | 43.867 | 45.3097 | 35.6445 | 38.7473 | 2154.2056 | 2286.8574 | 2527.2931 | 2347.1663 | 2228.6079 | 2383.9644 | 7481.7236 | 6965.4183 | 7509.9032 | 7692.1768 | 7816.0757 | 8745.3339 | 7844.2675 | 7743.2589 | 7950.539 | 8255.482 | 6922.7715 | 7428.1353 | 7486.752 | 7351.6875
SA | S3 | Mid-North SA | Solar | 0 | 9.1265e-05 | 0.00026832 | 0.00026071 | 0.000373 | 0.00033064 | 0.00035974 | 0.0018872 | 0.0018982 | 0.001929 | 2575.8105 | 2410.2744 | 2543.5789 | 2624.7996 | 2161.7087 | 2336.577 | 2418.032 | 2384.3127 | 2570.7412 | 2431.4033 | 2412.4683 | 2436.86 | 2544.127 | 2094.0227 | 2286.5278 | 2336.002 | 3130.549
SA | S4 | Yorke Peninsula | Solar | 0 | 0 | 0 | 0 | 0 | 0 | 0 | 0 | 0 | 0 | 0 | 0 | 0 | 0 | 0 | 0 | 0 | 0 | 0 | 0 | 0 | 0 | 0 | 0 | 0 | 0 | 0
SA | S5 | Northern SA | Solar | 840.3878 | 630.6668 | 657.8297 | 702.3222 | 700.8707 | 686.7842 | 691.2371 | 983.2317 | 1048.5067 | 4653.6909 | 6471.2069 | 6319.9455 | 6721.0634 | 6803.5017 | 6004.6766 | 6357.6987 | 6413.7221 | 6428.5899 | 10075.23 | 9201.8974 | 9473.2143 | 9167.5315 | 9395.0148 | 8184.4702 | 8866.982 | 9150.41 | 8824.925
SA | S6 | Leigh Creek | Solar | 0 | 0.00012935 | 211.8311 | 226.5695 | 375.612 | 3215.9937 | 3331.054 | 4755.2886 | 5222.799 | 5308.6187 | 8094.253 | 13875.65 | 15011.041 | 16098.512 | 13588.048 | 14483.194 | 14630.98 | 15223.176 | 35658.496 | 32650.35 | 56514.598 | 57855.234 | 60343.69 | 56896.56 | 64442.383 | 70193.89 | 83058.44
SA | S7 | Roxby Downs | Solar | 0 | 0.00011761 | 230.8178 | 241.9952 | 974.0067 | 1070.7236 | 1092.4402 | 1186.9835 | 1288.2507 | 1281.1584 | 1249.9265 | 1182.2153 | 1264.7415 | 1273.1674 | 2726.1274 | 2862.3464 | 4583.3784 | 4747.7554 | 7519.674 | 7093.6978 | 7226.6665 | 7277.8677 | 7538.122 | 6562.655 | 6948.4194 | 6910.506 | 6860.7725
SA | S8 | Eastern Eyre Peninsula | Solar | 0 | 6.2404e-05 | 0.00012832 | 0.00012149 | 0.0001692 | 0.00013553 | 0.00015826 | 0.00031059 | 0.00030218 | 0.00030674 | 0.00071368 | 0.00069149 | 0.00068743 | 0.0013804 | 0.001133 | 0.0012373 | 0.0020145 | 0.0019241 | 9709.444 | 9244.269 | 9356.285 | 9287.285 | 9798.223 | 7820.1787 | 8825.172 | 9265.304 | 8649.097
SA | S9 | Western Eyre Peninsula | Solar | 0 | 0.00010472 | 0.0008159 | 0.00078391 | 0.00097399 | 0.00081459 | 0.00097307 | 1149.5822 | 1217.0077 | 1622.2063 | 3080.2798 | 3362.116 | 3694.7283 | 5822.165 | 6880.2812 | 7304.169 | 7575.108 | 7692.0957 | 8581.032 | 7802.9355 | 7981.1836 | 8010.3296 | 8200.17 | 6855.839 | 7415.9604 | 7639.8135 | 7366.9556
TAS | T1 | North East Tasmania | Solar | 0 | 7.0109e-05 | 0.00010751 | 0.00034737 | 366.8613 | 463.9481 | 509.2103 | 2264.1013 | 2088.919 | 2235.8667 | 7780.47 | 12221.915 | 13809.496 | 15460.726 | 16243.126 | 17652.88 | 19888.535 | 19317.945 | 20676.516 | 26519.395 | 28049.72 | 29605.607 | 28595.9 | 34744.203 | 45113.41 | 58339.734 | 55695.57
TAS | T2 | North West Tasmania | Solar | 0 | 4.3171e-05 | 4.7968e-05 | 7.9104e-05 | 0.00016251 | 0.00018252 | 0.0032226 | 211.2952 | 198.6136 | 207.645 | 223.7337 | 201.3161 | 209.8338 | 204.18 | 172.0047 | 187.5362 | 190.4564 | 182.0966 | 189.2602 | 207.0507 | 197.1742 | 201.236 | 200.1181 | 170.663 | 185.9025 | 183.3103 | 179.1354
TAS | T3 | Central Highlands | Solar | 0 | 5.4728e-05 | 6.3704e-05 | 0.00011411 | 0.00050529 | 0.0016361 | 218.401 | 224.5124 | 215.0862 | 227.987 | 234.1624 | 214.8078 | 223.7613 | 222.6063 | 184.8871 | 187.6652 | 198.9789 | 192.574 | 200.0487 | 213.7261 | 207.6283 | 212.1368 | 216.1885 | 183.137 | 184.973 | 190.781 | 187.7541
Region | REZ | REZ Name | Technology | 2023-24 | 2024-25 | 2025-26 | 2026-27 | 2027-28 | 2028-29 | 2029-30 | 2030-31 | 2031-32 | 2032-33 | 2033-34 | 2034-35 | 2035-36 | 2036-37 | 2037-38 | 2038-39 | 2039-40 | 2040-41 | 2041-42 | 2042-43 | 2043-44 | 2044-45 | 2045-46 | 2046-47 | 2047-48 | 2048-49 | 2049-50
QLD | Q1 | Far North QLD | Wind | 1302.8121 | 3606.93 | 4026.6177 | 6604.2331 | 9071.8469 | 8608.8689 | 14023.2489 | 17784.5787 | 17825.4548 | 18072.1915 | 15529.6042 | 28845.797 | 38721.1243 | 47032.4203 | 54874.5692 | 61560.3572 | 62367.5179 | 61481.2513 | 62994.3435 | 53676.3425 | 55715.1018 | 64133.0992 | 68903.4215 | 122855.741 | 132429.1758 | 136055.9957 | 131843.0564
QLD | Q2 | North Qld Clean Energy Hub | Wind | 132.026 | 2485.2465 | 8553.19 | 11253.7675 | 14887.0546 | 17452.778 | 17083.5256 | 16367.0444 | 16776.2461 | 15975.2567 | 14267.2483 | 15703.9959 | 16142.5226 | 16300.0456 | 16587.41 | 16245.163 | 15935.0554 | 16213.5567 | 15404.0482 | 13809.0419 | 15322.9834 | 18140.0887 | 18245.3806 | 18264.8086 | 18175.4965 | 18016.6762 | 18236.4673
QLD | Q3 | Northern Qld | Wind | 0 | 0 | 0 | 0 | 0 | 0 | 0 | 0 | 0 | 0 | 0 | 0 | 0 | 0 | 0 | 0 | 0 | 0 | 0 | 0 | 0 | 0 | 0 | 0 | 0 | 0 | 0
QLD | Q4 | Isaac | Wind | 0 | 193.9194 | 231.2802 | 213.1865 | 239.8948 | 227.7869 | 230.6746 | 235.8512 | 239.6365 | 225.4176 | 216.3465 | 211.4431 | 200.0858 | 229.0699 | 2243.9018 | 2246.0984 | 2377.3944 | 2414.354 | 2265.9372 | 2150.3116 | 2146.1881 | 2039.4687 | 2302.2844 | 2654.363 | 2711.2763 | 2882.9401 | 10447.6104
QLD | Q5 | Barcaldine | Wind | 0 | 0.0027477 | 0.0029141 | 0.0037395 | 0.0039858 | 0.0035251 | 0.0036112 | 0.0034428 | 0.0037076 | 70.5184 | 168.9701 | 246.325 | 244.7107 | 254.1815 | 219.9857 | 219.3402 | 228.1761 | 243.1481 | 250.7105 | 233.8223 | 246.5221 | 247.802 | 251.4135 | 211.1901 | 215.1254 | 224.9769 | 237.3685
QLD | Q6 | Fitzroy | Wind | 0 | 2492.7501 | 2722.8609 | 2633.274 | 2905.7267 | 2855.9933 | 2934.9532 | 2881.187 | 2862.0177 | 2724.7903 | 2655.5634 | 2613.7218 | 2553.082 | 2808.7053 | 7314.6925 | 7327.5527 | 7365.4631 | 7103.263 | 7012.3227 | 6608.2671 | 6733.7147 | 6492.0752 | 6904.3477 | 9555.791 | 9716.657 | 9809.551 | 9420.3458
QLD | Q7 | Wide Bay | Wind | 0 | 0.00057517 | 681.7556 | 664.6859 | 679.392 | 736.6433 | 733.3038 | 705.0696 | 623.4685 | 679.9298 | 651.0275 | 636.9571 | 629.9919 | 643.837 | 696.4331 | 699.2835 | 692.2071 | 610.9549 | 671.7067 | 634.7572 | 632.2833 | 629.068 | 631.8353 | 2614.8364 | 2716.6701 | 2772.2374 | 2523.7543
QLD | Q8 | Darling Downs | Wind | 2605.4514 | 9073.1124 | 9513.2629 | 9523.7436 | 10593.1534 | 10311.2205 | 12549.5215 | 12498.078 | 16184.0221 | 18875.3118 | 26439.3356 | 39748.0224 | 39961.9657 | 44134.2227 | 43490.1989 | 42377.5969 | 44175.6176 | 42230.7039 | 51310.1766 | 88410.8084 | 93246.8562 | 98017.1384 | 135019.4714 | 135197.4009 | 131966.461 | 140793.6479 | 133823.1084
QLD | Q9 | Banana | Wind | 0 | 0.00080345 | 0.0095354 | 0.0094427 | 162.7717 | 303.7615 | 298.6775 | 302.097 | 289.7375 | 291.5768 | 276.8478 | 2134.2099 | 2181.0875 | 2298.6019 | 2322.3859 | 2253.7625 | 2332.9183 | 2245.565 | 2257.3091 | 2121.5781 | 2120.6816 | 2170.0881 | 2266.971 | 2220.968 | 2208.6811 | 2296.8156 | 2222.4873
NSW | N1 | North West NSW | Wind | 0 | 0 | 0 | 0 | 0 | 0 | 0 | 0 | 0 | 0 | 0 | 0 | 0 | 0 | 0 | 0 | 0 | 0 | 0 | 0 | 0 | 0 | 0 | 0 | 0 | 0 | 0
NSW | N2 | New England | Wind | 1498.7414 | 1677.2771 | 1766.5908 | 1851.9123 | 11763.3288 | 12929.4392 | 12158.5461 | 12290.5205 | 11897.533 | 17566.1277 | 17055.8145 | 17572.5245 | 18510.776 | 18500.7011 | 21509.6992 | 19681.5423 | 19845.8783 | 18455.7431 | 19935.4684 | 18758.8126 | 18891.1306 | 19747.11 | 19337.5423 | 21462.321 | 20034.9424 | 20021.5545 | 18300.9882
NSW | N3 | Central-West Orana | Wind | 382.8055 | 12166.2986 | 11761.3012 | 17189.0147 | 17866.3834 | 18651.0351 | 19559.6473 | 19988.4648 | 19302.6332 | 19724.265 | 19658.9081 | 20284.7151 | 21184.2827 | 22421.051 | 22642.9874 | 22456.3207 | 21816.2648 | 26045.1123 | 32773.2254 | 32430.0251 | 33870.7738 | 35005.3647 | 37161.0171 | 46001.2923 | 45725.7493 | 44257.5066 | 42254.7982
NSW | N4 | Broken Hill | Wind | 634.4163 | 514.4225 | 551.2506 | 594.2749 | 632.7596 | 589.0696 | 609.8077 | 615.5251 | 629.3787 | 576.9718 | 559.7737 | 549.7336 | 602.4453 | 596.9423 | 563.138 | 585.2518 | 591.7592 | 609.7017 | 680.7453 | 727.298 | 399.6227 | 441.9299 | 427.7842 | 655.4627 | 659.4489 | 642.641 | 676.069
NSW | N5 | South West NSW | Wind | 0 | 6.1839e-05 | 0.00060719 | 0.00057712 | 0.00059079 | 0.00053722 | 0.0005807 | 0.00051928 | 0.00059388 | 0.00056162 | 0.00083878 | 0.00075694 | 0.00091732 | 0.0010079 | 0.00089948 | 0.00096433 | 0.00091037 | 0.0016951 | 0.0016393 | 0.002209 | 0.0019806 | 0.0022017 | 0.0028687 | 0.0026365 | 0.0027988 | 0.0026871 | 0.0033582
NSW | N6 | Wagga Wagga | Wind | 0 | 0.00032753 | 0.00030733 | 0.00031247 | 0.00036027 | 0.00032644 | 0.00038249 | 0.00034537 | 0.00041332 | 0.00038687 | 0.00051778 | 0.0004584 | 0.00049584 | 0.00067818 | 0.00059306 | 0.00064794 | 0.00062111 | 0.0011008 | 0.0010445 | 0.0011268 | 0.00097958 | 0.0010578 | 0.0015668 | 0.0015244 | 0.0016167 | 0.0015813 | 0.0021692
NSW | N7 | Tumut | Wind | 0 | 0 | 0 | 0 | 0 | 0 | 0 | 0 | 0 | 0 | 0 | 0 | 0 | 0 | 0 | 0 | 0 | 0 | 0 | 0 | 0 | 0 | 0 | 0 | 0 | 0 | 0
NSW | N8 | Cooma-Monaro | Wind | 327.4176 | 2791.9993 | 2829.4089 | 2933.3671 | 2983.6322 | 2865.463 | 2932.4178 | 3028.6059 | 2988.7595 | 2827.1738 | 2885.0246 | 2885.1348 | 3053.1626 | 4311.6951 | 5053.3018 | 6910.1235 | 7276.0967 | 7234.8825 | 6701.1324 | 6826.2124 | 6702.5089 | 7137.9497 | 6776.453 | 9624.6263 | 9877.6069 | 10294.9456 | 10073.4973
VIC | V1 | Ovens Murray | Wind | 0 | 0 | 0 | 0 | 0 | 0 | 0 | 0 | 0 | 0 | 0 | 0 | 0 | 0 | 0 | 0 | 0 | 0 | 0 | 0 | 0 | 0 | 0 | 0 | 0 | 0 | 0
VIC | V2 | Murray River | Wind | 0 | 0 | 0 | 0 | 0 | 0 | 0 | 0 | 0 | 0 | 0 | 0 | 0 | 0 | 0 | 0 | 0 | 0 | 0 | 0 | 0 | 0 | 0 | 0 | 0 | 0 | 0
VIC | V3 | Western Victoria | Wind | 3828.7978 | 3360.2036 | 3522.2115 | 3534.3191 | 4770.8107 | 4754.3624 | 5031.2696 | 4791.8001 | 5112.5836 | 4684.2678 | 4630.5619 | 4210.5126 | 4510.956 | 4546.2623 | 4595.2858 | 4706.6766 | 4508.6385 | 4916.8934 | 4578.9822 | 4360.4921 | 4064.4532 | 3612.0595 | 3584.0037 | 4218.811 | 4578.9907 | 4415.3926 | 4319.965
VIC | V4 | South West Victoria | Wind | 5854.3008 | 10134.7635 | 11163.2347 | 14508.56 | 16130.2896 | 15997.8537 | 17168.0313 | 17437.5123 | 19758.7074 | 17502.1679 | 20688.7688 | 19951.1358 | 20600.9294 | 21796.7589 | 23091.0179 | 30735.4058 | 28785.8236 | 33617.1365 | 30497.9219 | 38707.0257 | 43496.2529 | 44256.4812 | 45021.3811 | 43712.3438 | 52893.5259 | 48972.839 | 54367.8732
VIC | V5 | Gippsland | Wind | 0 | 2163.4042 | 2209.5719 | 2177.5882 | 5349.7916 | 5537.496 | 5894.988 | 5752.7275 | 6578.5038 | 5910.8955 | 6031.1053 | 5730.1685 | 5892.3638 | 5923.2796 | 5607.4104 | 5831.9886 | 5557.3513 | 6357.9601 | 5737.8004 | 5780.1994 | 5491.9272 | 5637.7142 | 5692.4813 | 7758.7852 | 14820.6435 | 13974.6409 | 15826.3446
VIC | V6 | Central North VIC | Wind | 0 | 0.0011832 | 0.001134 | 300.2279 | 882.1851 | 1301.2841 | 1271.0264 | 1254.7776 | 1320.7673 | 1322.9718 | 1297.6513 | 1170.6459 | 1283.2837 | 1348.8025 | 1506.7976 | 1471.9025 | 2350.6648 | 2505.3026 | 2512.0427 | 2460.4009 | 2229.1489 | 2456.0686 | 2600.5821 | 3388.5126 | 3716.4728 | 4571.2305 | 4766.1134
SA | S1 | South East SA | Wind | 744.1445 | 1368.483 | 1355.8663 | 1563.7221 | 1555.8807 | 1585.9288 | 1926.2686 | 2695.6375 | 3248.6305 | 2882.8662 | 3040.9533 | 2762.0232 | 2983.7396 | 4430.0409 | 4018.5275 | 6570.4913 | 6042.6589 | 10289.8584 | 9334.694 | 11905.6535 | 11183.0527 | 11934.3223 | 12235.0012 | 10965.365 | 12364.7024 | 11147.6577 | 16500.1375
SA | S2 | Riverland | Wind | 0 | 0.00033734 | 0.00032018 | 0.0004793 | 0.00044833 | 0.00041017 | 0.00044418 | 0.00053088 | 0.00057125 | 0.00050523 | 0.00074364 | 0.00066115 | 0.0011183 | 0.0010893 | 0.00098212 | 0.0011309 | 0.0014095 | 0.0015197 | 0.0017467 | 0.0036223 | 0.0033393 | 0.0038461 | 0.0036732 | 0.0033784 | 0.0049844 | 0.0047513 | 0.0049991
SA | S3 | Mid-North SA | Wind | 4143.7891 | 3787.7456 | 3616.0458 | 4259.3925 | 4250.5935 | 7532.1389 | 7683.889 | 7592.2975 | 8113.5737 | 7680.758 | 11727.3387 | 10486.81 | 13241.696 | 15772.4166 | 16251.305 | 16834.3363 | 15222.3864 | 16628.8317 | 15771.2512 | 15861.2837 | 14056.4091 | 15911.2565 | 15085.8256 | 14537.7312 | 16415.9783 | 15291.0727 | 16364.4543
SA | S4 | Yorke Peninsula | Wind | 244.4697 | 905.2564 | 861.0457 | 1377.892 | 1428.2368 | 1346.8263 | 1334.1996 | 1239.2905 | 1440.198 | 1272.8125 | 1372.4473 | 1214.1297 | 1363.7582 | 4138.4785 | 3771.6879 | 3950.2433 | 3661.3408 | 4161.8334 | 3802.7769 | 3871.9275 | 7857.8845 | 8596.4419 | 8858.0289 | 8080.1299 | 8574.1469 | 7814.7186 | 24472.4088
SA | S5 | Northern SA | Wind | 1301.9963 | 1167.83 | 1180.4841 | 1314.4362 | 1334.6366 | 1208.3982 | 1237.8383 | 1262.662 | 1309.7545 | 1189.9658 | 1241.0326 | 1198.6613 | 1312.2667 | 1316.0325 | 1194.8668 | 1234.4972 | 1255.3277 | 1266.3135 | 1195.7714 | 1196.7296 | 1192.69 | 1287.4378 | 603.3679 | 482.5719 | 485.4681 | 498.4124 | 532.2272
SA | S6 | Leigh Creek | Wind | 0 | 1044.7721 | 1012.0942 | 1581.2422 | 1471.8176 | 7530.9668 | 7585.0978 | 7305.0276 | 7192.4884 | 7479.8991 | 7293.626 | 6895.7246 | 7458.809 | 7285.9482 | 20154.4411 | 22622.9169 | 22026.7193 | 21244.0721 | 37328.899 | 35678.2525 | 34624.2375 | 36437.678 | 36004.2296 | 54805.4176 | 57199.7233 | 54950.663 | 52696.1539
SA | S7 | Roxby Downs | Wind | 0 | 0 | 0 | 0 | 0 | 0 | 0 | 0 | 0 | 0 | 0 | 0 | 0 | 0 | 0 | 0 | 0 | 0 | 0 | 0 | 0 | 0 | 0 | 0 | 0 | 0 | 0
SA | S8 | Eastern Eyre Peninsula | Wind | 316.5394 | 264.113 | 272.889 | 907.5133 | 1298.3492 | 1332.1146 | 1396.9259 | 3062.9648 | 3401.6333 | 3103.447 | 3266.7123 | 2886.9137 | 6696.5057 | 7225.3719 | 6517.2294 | 6844.7605 | 6582.6271 | 7218.8782 | 8303.7123 | 8719.9704 | 7949.5102 | 9023.9748 | 9114.3503 | 8253.4969 | 20819.2387 | 26258.1485 | 28547.4155
SA | S9 | Western Eyre Peninsula | Wind | 0 | 1156.5288 | 1091.0714 | 3301.4609 | 3344.4439 | 3158.1041 | 3204.6713 | 3072.112 | 3480.2413 | 3079.1866 | 4467.8199 | 3991.2033 | 4574.5102 | 4611.6012 | 4277.5016 | 4335.8779 | 4196.9651 | 6368.4766 | 5834.8229 | 11020.5426 | 11447.3315 | 12753.155 | 12885.0512 | 11940.5285 | 12178.6439 | 11561.063 | 14931.3217
TAS | T1 | North East Tasmania | Wind | 500.7797 | 461.8954 | 540.2925 | 501.9246 | 1082.1135 | 985.7186 | 903.4235 | 874.2592 | 965.3498 | 1789.0376 | 4704.5148 | 4834.1326 | 4546.2181 | 5495.8338 | 5055.1408 | 4861.1946 | 4814.3881 | 8773.8812 | 13339.544 | 13358.7612 | 19512.2843 | 17864.3364 | 19582.1449 | 32195.727 | 39289.1563 | 47504.7267 | 50170.7887
TAS | T2 | North West Tasmania | Wind | 877.2255 | 789.889 | 859.8354 | 908.9392 | 910.8115 | 1151.2509 | 3445.5854 | 3271.8194 | 5501.0895 | 5364.9337 | 4784.309 | 4695.119 | 5017.5016 | 6326.7419 | 18597.6727 | 18964.8208 | 18264.6838 | 22141.6653 | 21349.3389 | 19242.3507 | 19691.3083 | 20454.0893 | 21252.7243 | 24194.7986 | 23652.2797 | 22677.8834 | 25455.2903
TAS | T3 | Central Highlands | Wind | 491.2284 | 7450.0397 | 9229.7025 | 10268.9669 | 18910.9809 | 20222.7051 | 24440.0289 | 24653.3411 | 32283.0295 | 32932.6795 | 31422.4757 | 43925.3417 | 45198.934 | 53291.9163 | 51439.1427 | 49152.2566 | 48661.282 | 53843.5727 | 52326.2173 | 47963.4113 | 50446.537 | 50335.9044 | 52264.9885 | 50170.017 | 47269.3798 | 46538.1713 | 51289.7776
Region | REZ | REZ Name | Technology | 2023-24 | 2024-25 | 2025-26 | 2026-27 | 2027-28 | 2028-29 | 2029-30 | 2030-31 | 2031-32 | 2032-33 | 2033-34 | 2034-35 | 2035-36 | 2036-37 | 2037-38 | 2038-39 | 2039-40 | 2040-41 | 2041-42 | 2042-43 | 2043-44 | 2044-45 | 2045-46 | 2046-47 | 2047-48 | 2048-49 | 2049-50
NSW | O1 | Hunter Coast | Offshore Wind | 0 | 0 | 0 | 3.227e-05 | 3.157e-05 | 4.608e-05 | 4.0382e-05 | 4.23e-05 | 3.9636e-05 | 4.0338e-05 | 5.2206e-05 | 5.4338e-05 | 6.3013e-05 | 6.5841e-05 | 8.0916e-05 | 7.0304e-05 | 8.2994e-05 | 8.5758e-05 | 9.258e-05 | 0.00011441 | 0.00012106 | 0.00012554 | 0.00012964 | 0.00016637 | 0.00014311 | 0.00015612 | 0.00014759
NSW | O2 | Illawarra Coast | Offshore Wind | 0 | 0 | 0 | 3.0762e-05 | 2.9213e-05 | 4.2373e-05 | 3.9051e-05 | 4.5514e-05 | 4.4537e-05 | 4.2659e-05 | 5.4119e-05 | 5.2999e-05 | 6.0566e-05 | 6.0857e-05 | 7.7092e-05 | 7.0764e-05 | 8.5662e-05 | 9.6431e-05 | 9.4531e-05 | 0.00011908 | 0.00011468 | 0.000119 | 0.00011727 | 0.00016123 | 0.00014639 | 0.00016268 | 0.00016775
VIC | O3 | Gippsland Coast | Offshore Wind | 0 | 0 | 0 | 3.3418e-05 | 3.3522e-05 | 4.1281e-05 | 4.1913e-05 | 4.7304e-05 | 5.5808e-05 | 5.0085e-05 | 5.8932e-05 | 6.202e-05 | 5.8514e-05 | 6.4128e-05 | 8.0858e-05 | 8.7265e-05 | 9.9894e-05 | 0.00012158 | 0.00011292 | 0.00012313 | 0.0001374 | 0.00012875 | 0.00013196 | 0.00016613 | 0.00024117 | 0.00026569 | 0.00030077
TAS | O4 | North West Tasmania Coast | Offshore Wind | 0 | 0 | 0 | 2.5637e-05 | 3.0529e-05 | 3.282e-05 | 3.8382e-05 | 3.567e-05 | 4.5832e-05 | 4.3186e-05 | 5.0012e-05 | 5.3169e-05 | 5.629e-05 | 6.4123e-05 | 7.04e-05 | 8.2075e-05 | 8.2286e-05 | 0.00010509 | 9.6773e-05 | 0.0001051 | 0.00011725 | 0.0001172 | 0.00012672 | 0.00014953 | 0.00018365 | 0.0001775 | 0.00022826
VIC | O5 | Portland Coast | Offshore Wind | 0 | 0 | 0 | 2.8144e-05 | 2.9838e-05 | 3.2325e-05 | 3.9628e-05 | 4.4788e-05 | 4.8936e-05 | 4.3212e-05 | 5.1806e-05 | 5.6025e-05 | 5.3237e-05 | 6.3048e-05 | 6.3707e-05 | 8.1996e-05 | 9.2018e-05 | 0.00010682 | 9.5631e-05 | 0.00010616 | 0.0001147 | 0.00010721 | 0.00012689 | 0.00012722 | 0.00024391 | 0.00025559 | 0.00027507
SA | O6 | South East SA Coast | Offshore Wind | 0 | 0 | 0 | 2.3986e-05 | 2.7156e-05 | 2.786e-05 | 3.5638e-05 | 3.5231e-05 | 4.4486e-05 | 3.7978e-05 | 4.9596e-05 | 4.6824e-05 | 5.2198e-05 | 6.046e-05 | 5.9855e-05 | 7.1218e-05 | 7.9713e-05 | 9.9275e-05 | 8.8713e-05 | 0.00010789 | 0.00011351 | 0.00011641 | 0.00011927 | 0.00012281 | 0.0001573 | 0.00015029 | 0.00018536

## BaseCase_REZ Capacity
Capacity by REZ (MW) - BaseCase, Hydrogen Superpower Scenario
Capacity calculated on 1 July. In early study years some wind and solar projects enter later in the financial year and are therefore reflected in the following financial year's capacity.
Note: the REZ capacity includes capacity from the existing, committed and anticipated renewables mapped to the relevant REZs
Explicitly modelled generation
Region | REZ | REZ Name | Technology | 2023-24 | 2024-25 | 2025-26 | 2026-27 | 2027-28 | 2028-29 | 2029-30 | 2030-31 | 2031-32 | 2032-33 | 2033-34 | 2034-35 | 2035-36 | 2036-37 | 2037-38 | 2038-39 | 2039-40 | 2040-41 | 2041-42 | 2042-43 | 2043-44 | 2044-45 | 2045-46 | 2046-47 | 2047-48 | 2048-49 | 2049-50
QLD | Q1 | Far North QLD | Solar | 0 | 0 | 0.00010157 | 0.0013013 | 0.0013015 | 405.7736 | 405.7736 | 1100 | 1100 | 1100 | 1100 | 1100 | 1100 | 1100 | 1100 | 1100 | 1100 | 1100 | 1100 | 1100 | 1100 | 1100 | 1100 | 3431.8157 | 3431.8157 | 3431.8157 | 3431.8157
QLD | Q2 | North Qld Clean Energy Hub | Solar | 83 | 83 | 83.0008 | 83.0008 | 825.549 | 2908.3733 | 2908.3733 | 2908.3733 | 2908.3733 | 2908.3733 | 2908.3733 | 2908.3733 | 2908.3733 | 3581.729 | 3575.6719 | 3575.6719 | 3575.6719 | 3575.6719 | 3575.6719 | 3575.6719 | 3575.6719 | 3575.6719 | 4383.469 | 6653.1265 | 6653.1265 | 6635.1265 | 6635.1265
QLD | Q3 | Northern Qld | Solar | 513.997 | 513.997 | 513.9972 | 513.9978 | 513.9978 | 513.9978 | 513.9978 | 513.9978 | 513.9978 | 513.9978 | 513.9991 | 3913.997 | 3913.997 | 3913.997 | 3913.997 | 3913.997 | 3913.997 | 3913.997 | 3913.997 | 3770.997 | 3642.997 | 3642.997 | 3642.997 | 3642.997 | 3532.597 | 3532.597 | 3400
QLD | Q4 | Isaac | Solar | 684.9 | 684.9 | 684.9001 | 684.9005 | 684.9005 | 684.9005 | 684.9006 | 684.9006 | 684.9006 | 684.9006 | 684.9009 | 684.9114 | 1200.2419 | 2540.198 | 6126.673 | 6126.6734 | 6126.673 | 6126.673 | 6923.8746 | 7001.1886 | 7001.1886 | 7476.8053 | 7542.4 | 7542.4 | 7542.4 | 7083.5 | 6926
QLD | Q5 | Barcaldine | Solar | 14 | 14 | 87.9615 | 87.9615 | 87.9615 | 87.9615 | 87.9615 | 87.9615 | 87.9615 | 87.9615 | 87.9615 | 87.9615 | 87.9615 | 87.9615 | 87.9615 | 87.9615 | 87.9615 | 87.9615 | 87.9615 | 87.9615 | 73.9615 | 73.9615 | 78.3538 | 91.6646 | 91.6646 | 91.6646 | 91.6646
QLD | Q6 | Fitzroy | Solar | 401.5 | 401.5 | 401.5008 | 820.7445 | 820.7445 | 820.7445 | 1489.756 | 1489.756 | 1489.756 | 2290.4484 | 7656.4917 | 7934.5 | 7934.5 | 7934.5 | 7934.5 | 7934.5 | 7934.5 | 7934.5 | 7934.5 | 7934.5 | 7934.5 | 7934.5 | 7934.5 | 9525.017 | 9525.017 | 9525.017 | 24165.426
QLD | Q7 | Wide Bay | Solar | 619.03 | 619.03 | 619.0302 | 619.0317 | 619.0317 | 708.1087 | 708.1087 | 708.1087 | 1949.2041 | 2819.03 | 2819.03 | 2819.03 | 2819.03 | 2819.03 | 2819.03 | 2819.03 | 2819.03 | 4160.6374 | 7510.2863 | 12807.552 | 12807.552 | 13991.834 | 17665.516 | 19152.196 | 18929.696 | 18929.696 | 35148.4
QLD | Q8 | Darling Downs | Solar | 1330.558 | 1476.558 | 1476.5588 | 1476.5638 | 1476.5638 | 2798.8977 | 3110.3097 | 4950.0148 | 4950.0148 | 4950.0148 | 6545.9916 | 8468.558 | 8468.558 | 8347.558 | 8347.558 | 8347.558 | 8347.558 | 10904.016 | 10904.016 | 21799.761 | 26479.908 | 34305.168 | 37797.934 | 37548.58 | 37148.58 | 37114.08 | 51495.652
QLD | Q9 | Banana | Solar | 0 | 0 | 157.5103 | 157.5103 | 157.5103 | 157.5103 | 159.0001 | 164.5563 | 164.5563 | 164.5563 | 164.5563 | 6100 | 6100 | 6100 | 6100 | 6100 | 6100 | 6100 | 6100 | 6100 | 6100 | 6100 | 6100 | 6100 | 6100 | 6100 | 6102.5234
NSW | N1 | North West NSW | Solar | 166 | 166 | 166.0002 | 166.0002 | 182.1922 | 216.4837 | 216.4837 | 218.8783 | 218.8783 | 218.8784 | 218.8784 | 299.692 | 299.692 | 799.2899 | 1804.2058 | 1804.2058 | 1804.2058 | 2713.1428 | 2921.8787 | 4012.6409 | 4114.245 | 4114.245 | 4114.245 | 4553.173 | 4553.173 | 4553.173 | 4866.4346
NSW | N2 | New England | Solar | 555 | 555 | 555 | 555 | 780.3619 | 1774.3153 | 1774.3153 | 1774.3153 | 3072.4546 | 3072.4546 | 3540 | 3540 | 3540 | 3540 | 3540 | 3540 | 3540 | 3540 | 3540 | 3540 | 3520 | 3520 | 3520 | 3520 | 3520 | 3520 | 3520
NSW | N3 | Central-West Orana | Solar | 826.979 | 906.9792 | 2320.9714 | 3871.618 | 4637.8503 | 5425.0073 | 5425.0073 | 7756.979 | 7756.979 | 7756.979 | 7756.979 | 7756.979 | 7756.979 | 7992.9546 | 11332.55 | 11332.55 | 11332.55 | 12044.445 | 12044.445 | 12454.277 | 14287.234 | 14287.234 | 14287.234 | 17981.981 | 17981.981 | 17931.981 | 17728.941
NSW | N4 | Broken Hill | Solar | 53 | 53 | 53 | 53 | 53.0002 | 53.0002 | 53.0004 | 53.0005 | 53.0005 | 53.0005 | 53.0008 | 172.4139 | 172.4139 | 200.4001 | 250.4983 | 250.4983 | 250.4983 | 250.4983 | 250.4983 | 250.4983 | 284.3686 | 284.3686 | 284.3686 | 284.3686 | 284.3686 | 284.3686 | 284.3686
NSW | N5 | South West NSW | Solar | 1246.4 | 1500.5 | 1500.8875 | 1500.8875 | 1500.8875 | 1500.8876 | 1500.8876 | 1500.8876 | 1500.8876 | 2088.7008 | 2088.7008 | 2196.9614 | 2196.9614 | 2196.9614 | 2196.9614 | 2046.6614 | 2046.6614 | 2046.6614 | 2046.6614 | 2046.6614 | 2046.6614 | 2046.6614 | 2046.6614 | 2046.6614 | 2046.6614 | 2046.6614 | 1792.6042
NSW | N6 | Wagga Wagga | Solar | 302.672 | 682.672 | 682.6721 | 682.6721 | 682.6738 | 1485.9329 | 1485.9329 | 1485.9329 | 1485.9329 | 1710.672 | 1710.672 | 1710.672 | 1710.672 | 1710.672 | 1710.672 | 1710.672 | 1710.672 | 1710.672 | 1710.672 | 1710.672 | 1710.672 | 1710.672 | 1710.672 | 2114.7511 | 2114.7511 | 2114.7511 | 2114.7511
NSW | N7 | Tumut | Solar | 0 | 0 | 0 | 0 | 0 | 0 | 0 | 0 | 0 | 0 | 0 | 0 | 0 | 0 | 0 | 0 | 0 | 0 | 0 | 0 | 0 | 0 | 0 | 0 | 0 | 0 | 0
NSW | N8 | Cooma-Monaro | Solar | 0 | 0 | 0 | 0 | 0 | 0 | 0 | 0 | 0 | 0 | 0 | 0 | 0 | 0 | 0 | 0 | 0 | 0 | 0 | 0 | 0 | 0 | 0 | 0 | 0 | 0 | 0
VIC | V1 | Ovens Murray | Solar | 0 | 0 | 0 | 0.00056276 | 538.1494 | 1000 | 1000 | 1000 | 1000 | 1107.7284 | 1107.7284 | 1107.7284 | 1107.7284 | 1107.7284 | 1107.7284 | 1107.7284 | 1133.8584 | 1133.8584 | 1766.674 | 1766.674 | 1766.674 | 1766.674 | 1766.674 | 1894.4752 | 1894.4752 | 1947.5604 | 1960.1951
VIC | V2 | Murray River | Solar | 679.093 | 679.093 | 679.093 | 679.093 | 679.093 | 679.093 | 679.093 | 679.0932 | 679.0932 | 679.0932 | 679.0932 | 679.0963 | 679.0963 | 679.0963 | 679.0963 | 679.0963 | 679.0963 | 679.0963 | 679.0963 | 679.0963 | 727.7901 | 727.7901 | 696.6871 | 696.6871 | 711.5196 | 734.3695 | 656.118
VIC | V3 | Western Victoria | Solar | 0 | 0 | 0 | 0.00058046 | 400 | 400 | 400 | 932.5714 | 932.5714 | 1164.7813 | 1164.7813 | 1164.7813 | 1164.7813 | 1164.7813 | 1164.7813 | 1164.7813 | 1225.1267 | 1225.1267 | 1437.2014 | 1437.2014 | 1437.2017 | 1437.2017 | 1437.2017 | 1437.2017 | 1454.9616 | 1486.8941 | 1486.8941
VIC | V4 | South West Victoria | Solar | 0 | 0 | 0 | 0 | 0 | 0 | 0 | 0 | 0 | 0 | 0 | 0 | 0 | 0 | 0 | 0 | 0 | 0 | 0 | 0 | 0 | 0 | 0 | 0 | 0 | 0 | 0
VIC | V5 | Gippsland | Solar | 0 | 0 | 0 | 154.7568 | 154.7568 | 154.7568 | 154.7568 | 580.7576 | 580.7576 | 1163.9288 | 1550.4264 | 4355.8022 | 6139.0586 | 6139.0586 | 6139.0586 | 6139.0586 | 6846.341 | 6846.341 | 8228.222 | 8228.222 | 11061.906 | 11794.077 | 11794.077 | 11794.077 | 12368 | 12368 | 12368
VIC | V6 | Central North VIC | Solar | 402.48 | 402.48 | 402.4801 | 560.0368 | 587.1514 | 601.3186 | 601.3186 | 1348.3791 | 1348.3791 | 1348.3791 | 1348.3791 | 1445.4525 | 1445.4525 | 1445.4525 | 1672.9381 | 1672.9381 | 1724.2193 | 1724.2193 | 1724.2193 | 1724.2193 | 2031.8983 | 1921.4183 | 1921.4183 | 1961.8744 | 1977.6222 | 1992 | 1992
SA | S1 | South East SA | Solar | 155.16 | 155.16 | 155.1601 | 155.1601 | 155.1602 | 155.1602 | 155.1603 | 155.1604 | 155.1604 | 255.16 | 255.16 | 255.16 | 255.16 | 255.16 | 255.16 | 255.16 | 255.16 | 255.16 | 208 | 208 | 208 | 208 | 208 | 208 | 208 | 208 | 100
SA | S2 | Riverland | Solar | 25.26 | 25.26 | 25.2606 | 25.2606 | 25.2611 | 25.2611 | 25.2617 | 1193.5367 | 1193.6416 | 1246.1239 | 1246.1239 | 1297.2528 | 1297.2528 | 3506.5743 | 4019.14 | 4019.14 | 4019.14 | 4019.14 | 4007.38 | 4007.38 | 4007.38 | 4007.38 | 4000 | 4000 | 4000 | 4000 | 4000
SA | S3 | Mid-North SA | Solar | 0 | 0 | 0.00016212 | 0.00016242 | 0.00022378 | 0.00023944 | 0.00024355 | 0.0012759 | 0.0012784 | 0.0012792 | 1300 | 1300 | 1300 | 1300 | 1300 | 1300 | 1300 | 1300 | 1300 | 1300 | 1300 | 1300 | 1300 | 1300 | 1300 | 1300 | 1793.6477
SA | S4 | Yorke Peninsula | Solar | 0 | 0 | 0 | 0 | 0 | 0 | 0 | 0 | 0 | 0 | 0 | 0 | 0 | 0 | 0 | 0 | 0 | 0 | 0 | 0 | 0 | 0 | 0 | 0 | 0 | 0 | 0
SA | S5 | Northern SA | Solar | 349.2 | 349.2 | 349.2002 | 349.2002 | 349.2002 | 349.2004 | 349.2004 | 517.206 | 517.206 | 2183.061 | 3089.1763 | 3219.6167 | 3219.6167 | 3222.5184 | 3249.2 | 3249.2 | 3249.2 | 3249.2 | 4533.643 | 4533.643 | 4659.0184 | 4389.0184 | 4389.0184 | 4449.5057 | 4468.554 | 4640.4346 | 4640.4346
SA | S6 | Leigh Creek | Solar | 0 | 0 | 104.3983 | 104.3983 | 172.007 | 1590.9497 | 1590.9497 | 2299.368 | 2299.368 | 2299.368 | 3713.288 | 6349.8696 | 6349.8696 | 6500 | 6500 | 6500 | 6500 | 6500 | 14513.785 | 14513.785 | 23876.264 | 23876.264 | 23876.264 | 26448.643 | 27855.662 | 30290.924 | 34829.645
SA | S7 | Roxby Downs | Solar | 0 | 0 | 110.5185 | 110.5185 | 442.7804 | 557.3798 | 557.3798 | 621.734 | 621.734 | 621.734 | 633.6201 | 641.7355 | 641.7355 | 641.7355 | 1487.0525 | 1487.0525 | 2286.1655 | 2286.1655 | 3309.7556 | 3400 | 3400 | 3400 | 3400 | 3400 | 3400 | 3400 | 3400
SA | S8 | Eastern Eyre Peninsula | Solar | 0 | 0 | 0 | 0 | 0.00010654 | 0.00010705 | 0.00011539 | 0.00022086 | 0.00022103 | 0.00022204 | 0.00049075 | 0.00049146 | 0.00049159 | 0.00091458 | 0.00091512 | 0.00091604 | 0.0013959 | 0.0013961 | 5000 | 5000 | 5000 | 5000 | 5000 | 5000 | 5000 | 5000 | 5000
SA | S9 | Western Eyre Peninsula | Solar | 0 | 0 | 0.00044327 | 0.0004435 | 0.0005429 | 0.00054879 | 0.00061174 | 644.7873 | 644.7873 | 834.0308 | 1591.7444 | 1887.0038 | 1887.0038 | 2875.5605 | 4000 | 4000 | 4000 | 4000 | 4000 | 4000 | 4000 | 4000 | 4000 | 4000 | 4000 | 4000 | 4000
TAS | T1 | North East Tasmania | Solar | 0 | 0 | 0 | 0.00020547 | 202.6518 | 300 | 322.3769 | 1381.6442 | 1381.6442 | 1381.6442 | 4475.8276 | 7174.7676 | 7538.3525 | 8842.117 | 10802.015 | 11038.914 | 12231.246 | 12420.464 | 12570.646 | 15434.166 | 16206.714 | 16206.714 | 16206.714 | 22540.316 | 27768.965 | 35753.26 | 36149.777
TAS | T2 | North West Tasmania | Solar | 0 | 0 | 0 | 0 | 0.00011759 | 0.00015539 | 0.002389 | 150 | 150 | 150 | 150 | 150 | 150 | 150 | 150 | 150 | 150 | 150 | 150 | 150 | 150 | 150 | 150 | 150 | 150 | 150 | 150
TAS | T3 | Central Highlands | Solar | 0 | 0 | 0 | 0 | 0.00032403 | 0.001224 | 150 | 150 | 150 | 150 | 150 | 150 | 150 | 150 | 150 | 150 | 150 | 150 | 150 | 150 | 150 | 150 | 150 | 150 | 150 | 150 | 150
Region | REZ | REZ Name | Technology | 2023-24 | 2024-25 | 2025-26 | 2026-27 | 2027-28 | 2028-29 | 2029-30 | 2030-31 | 2031-32 | 2032-33 | 2033-34 | 2034-35 | 2035-36 | 2036-37 | 2037-38 | 2038-39 | 2039-40 | 2040-41 | 2041-42 | 2042-43 | 2043-44 | 2044-45 | 2045-46 | 2046-47 | 2047-48 | 2048-49 | 2049-50
QLD | Q1 | Far North QLD | Wind | 337.318 | 1056.4315 | 1056.4315 | 1694.1248 | 2251.445 | 2282.2575 | 3497.5106 | 4503.0805 | 4503.0805 | 4503.0805 | 4503.0805 | 7963.18 | 10088.524 | 11746.2975 | 14729.783 | 15518.144 | 15518.144 | 15518.144 | 15518.144 | 15518.144 | 15337.626 | 16755.592 | 17490.45 | 33716.14 | 33716.14 | 33821 | 33821
QLD | Q2 | North Qld Clean Energy Hub | Wind | 43.2 | 859.2472 | 2452.2581 | 3180.8701 | 4136.4758 | 4743.2002 | 4743.2002 | 4743.2004 | 4743.2004 | 4743.2004 | 4743.2004 | 4743.2019 | 4743.2019 | 4743.2019 | 4743.2019 | 4743.2019 | 4743.2019 | 4743.2019 | 4743.2019 | 4743.2019 | 4743.2055 | 5644.7995 | 5601.5995 | 5601.5995 | 5601.5995 | 5601.5995 | 5601.5995
QLD | Q3 | Northern Qld | Wind | 0 | 0 | 0 | 0 | 0 | 0 | 0 | 0 | 0 | 0 | 0 | 0 | 0 | 0 | 0 | 0 | 0 | 0 | 0 | 0 | 0 | 0 | 0 | 0 | 0 | 0 | 0
QLD | Q4 | Isaac | Wind | 0 | 75.1793 | 82.9161 | 82.9161 | 82.9161 | 82.9161 | 82.9161 | 82.9161 | 82.9161 | 82.9161 | 82.9161 | 82.9161 | 82.9161 | 82.9161 | 817.4667 | 817.4667 | 817.4667 | 817.4669 | 817.4669 | 817.4669 | 817.4669 | 817.4669 | 817.467 | 1000.0007 | 1000.0007 | 1000.0012 | 3800
QLD | Q5 | Barcaldine | Wind | 0 | 0.0011558 | 0.0011561 | 0.0015252 | 0.0015603 | 0.0015604 | 0.0015606 | 0.0015612 | 0.0015637 | 26.7258 | 68.2113 | 96.8903 | 96.8903 | 96.8903 | 96.8903 | 96.8903 | 96.8903 | 96.8903 | 97.2564 | 97.2564 | 97.2565 | 97.2565 | 97.2565 | 97.2565 | 97.2565 | 97.2565 | 97.2565
QLD | Q6 | Fitzroy | Wind | 0 | 900.0002 | 900.0004 | 900.0004 | 900.0004 | 900.0009 | 900.0031 | 900.0031 | 900.0031 | 900.0031 | 900.0031 | 900.0124 | 900.0124 | 900.0124 | 2554.9908 | 2554.9908 | 2554.9908 | 2554.9908 | 2554.9908 | 2554.9908 | 2554.9908 | 2554.9908 | 2554.9908 | 3500 | 3500 | 3500 | 3500
QLD | Q7 | Wide Bay | Wind | 0 | 0.00028219 | 270.9525 | 270.9525 | 270.9525 | 270.954 | 270.954 | 270.954 | 270.954 | 270.954 | 270.954 | 270.954 | 270.954 | 270.954 | 270.9562 | 270.9562 | 270.9562 | 270.9562 | 270.9562 | 270.9562 | 270.9562 | 270.9562 | 270.9562 | 1100 | 1100 | 1100 | 1100
QLD | Q8 | Darling Downs | Wind | 753 | 3202.776 | 3202.776 | 3202.776 | 3398.6729 | 3398.6729 | 4265.3007 | 4265.3007 | 5751.034 | 6525.9976 | 9217.1916 | 14233.5596 | 14233.5596 | 15079.4556 | 15079.4556 | 15079.4556 | 15079.4556 | 15079.4556 | 17688.0506 | 30746.5576 | 33709.2276 | 35596.2276 | 47185.6346 | 47783.2396 | 47783.2396 | 48567.9976 | 48567.9976
QLD | Q9 | Banana | Wind | 0 | 0.00038501 | 0.0039991 | 0.0039999 | 63.7393 | 119.7214 | 119.7214 | 119.7214 | 119.7214 | 119.7214 | 119.7214 | 900.0008 | 900.0008 | 900.0008 | 900.0008 | 900.0008 | 900.0008 | 900.0008 | 900.0009 | 900.0009 | 900.0011 | 900.0011 | 900.0013 | 900.0017 | 900.0017 | 900.0017 | 900.0017
NSW | N1 | North West NSW | Wind | 0 | 0 | 0 | 0 | 0 | 0 | 0 | 0 | 0 | 0 | 0 | 0 | 0 | 0 | 0 | 0 | 0 | 0 | 0 | 0 | 0 | 0 | 0 | 0 | 0 | 0 | 0
NSW | N2 | New England | Wind | 442.48 | 629.7649 | 629.7676 | 639.5861 | 3925.192 | 4109.1742 | 4109.1742 | 4109.1741 | 4169.7594 | 6058.5408 | 6182.1565 | 6297.514 | 6297.514 | 6297.514 | 6846.5874 | 6674.1074 | 6674.1074 | 6674.1074 | 6742.674 | 6742.674 | 6733.684 | 6733.684 | 6733.684 | 6973.134 | 6973.134 | 6973.134 | 6973.134
NSW | N3 | Central-West Orana | Wind | 113.19 | 4138.3548 | 4138.3548 | 5960.8316 | 5960.8316 | 6188.9493 | 6556.286 | 6963.796 | 6963.796 | 6963.796 | 6963.796 | 7336.8204 | 7336.8204 | 7527.0186 | 7527.0186 | 7527.0186 | 7527.0186 | 9325.593 | 11501.1695 | 11574.542 | 12309.338 | 12309.338 | 12615.627 | 15481.481 | 15481.481 | 15481.481 | 15368.291
NSW | N4 | Broken Hill | Wind | 198.94 | 198.9406 | 198.9406 | 198.9411 | 198.9411 | 198.9411 | 198.9411 | 198.9411 | 198.9412 | 198.9412 | 198.9415 | 198.9415 | 198.9415 | 198.9415 | 198.9415 | 198.9415 | 198.9415 | 198.943 | 234.5585 | 264.7444 | 169.3394 | 169.3394 | 169.3394 | 263.1579 | 263.1579 | 263.1579 | 263.1579
NSW | N5 | South West NSW | Wind | 0 | 0 | 0.00026911 | 0.00027128 | 0.00027206 | 0.00027231 | 0.0002727 | 0.00027295 | 0.00029124 | 0.00029165 | 0.00041216 | 0.00041232 | 0.000449 | 0.00047875 | 0.00047934 | 0.00048041 | 0.00048061 | 0.00079735 | 0.00080029 | 0.0010467 | 0.0010472 | 0.0010479 | 0.0013407 | 0.0013435 | 0.0013445 | 0.0013449 | 0.0015979
NSW | N6 | Wagga Wagga | Wind | 0 | 0 | 0 | 0 | 0 | 0 | 0.00011306 | 0.00011351 | 0.00022543 | 0.0002257 | 0.00027708 | 0.00027715 | 0.00027856 | 0.00034829 | 0.00035013 | 0.00035781 | 0.00035802 | 0.00057264 | 0.00057308 | 0.00058029 | 0.0005804 | 0.00058085 | 0.00080306 | 0.0008612 | 0.00086257 | 0.00086311 | 0.0011463
NSW | N7 | Tumut | Wind | 0 | 0 | 0 | 0 | 0 | 0 | 0 | 0 | 0 | 0 | 0 | 0 | 0 | 0 | 0 | 0 | 0 | 0 | 0 | 0 | 0 | 0 | 0 | 0 | 0 | 0 | 0
NSW | N8 | Cooma-Monaro | Wind | 113 | 869.1006 | 869.1006 | 869.1006 | 869.1006 | 869.1006 | 869.1006 | 869.1006 | 869.1006 | 869.1006 | 869.1006 | 869.1006 | 869.1006 | 1274.246 | 1555.5977 | 2104.2277 | 2104.2277 | 2076.5653 | 2076.5653 | 2076.5653 | 2076.5653 | 2076.5653 | 2076.5653 | 3116.1091 | 3116.1091 | 3116.1091 | 3116.1091
VIC | V1 | Ovens Murray | Wind | 0 | 0 | 0 | 0 | 0 | 0 | 0 | 0 | 0 | 0 | 0 | 0 | 0 | 0 | 0 | 0 | 0 | 0 | 0 | 0 | 0 | 0 | 0 | 0 | 0 | 0 | 0
VIC | V2 | Murray River | Wind | 0 | 0 | 0 | 0 | 0 | 0 | 0 | 0 | 0 | 0 | 0 | 0 | 0 | 0 | 0 | 0 | 0 | 0 | 0 | 0 | 0 | 0 | 0 | 0 | 0 | 0 | 0
VIC | V3 | Western Victoria | Wind | 1934.5 | 1934.5 | 1934.5 | 1934.5 | 1934.5009 | 2125.1999 | 2125.1999 | 2125.1999 | 2125.1999 | 2125.1999 | 2072.6999 | 1880.6999 | 1880.6999 | 1880.6999 | 2023.4107 | 2023.4107 | 2023.4107 | 2023.4107 | 2023.4107 | 1992.3607 | 1909.6086 | 1597.6086 | 1616.5698 | 1915.7515 | 1836.043 | 1894.3806 | 1737.2269
VIC | V4 | South West Victoria | Wind | 2023.21 | 3531.4861 | 3694.6981 | 4694.6486 | 4894.7904 | 5465.71 | 5465.71 | 5754.0245 | 5754.0245 | 5754.0245 | 6540.1319 | 6540.1319 | 6540.1319 | 6540.1319 | 7640.327 | 9381.63 | 9381.63 | 9700.249 | 9780.521 | 11931.575 | 13906.66 | 13906.66 | 13043.1 | 14120.966 | 15473.1 | 15473.1 | 15473.1
VIC | V5 | Gippsland | Wind | 0 | 716.1399 | 716.1399 | 716.5271 | 1803.4299 | 2000 | 2000 | 2000 | 2000 | 2000 | 2000 | 2000 | 2000 | 2000 | 2000 | 2000 | 2000 | 2000 | 2000 | 2000 | 2000 | 2000 | 2000 | 2900.946 | 5153 | 5153 | 5153
VIC | V6 | Central North VIC | Wind | 0 | 0.00051714 | 0.00051718 | 114.0488 | 323.4882 | 525.4083 | 525.4083 | 525.4083 | 525.4083 | 525.4083 | 525.4083 | 525.4083 | 525.4083 | 525.4083 | 623.0244 | 623.0244 | 1015.8503 | 1015.8503 | 1015.8503 | 1015.8503 | 1015.8503 | 1015.8503 | 1015.8503 | 1457.4259 | 1619.5773 | 2035.2119 | 2035.2119
SA | S1 | South East SA | Wind | 324.5 | 602.0743 | 602.0743 | 602.0743 | 602.0744 | 704.4916 | 786.9444 | 1078.5003 | 1078.5003 | 1078.5003 | 1078.5996 | 1078.5996 | 998.0996 | 1526.0558 | 1526.0558 | 2248.278 | 2248.278 | 3200 | 3200 | 3943.7097 | 3943.7097 | 3943.7097 | 3943.7097 | 3943.7097 | 4075.9543 | 4075.9543 | 5259.811
SA | S2 | Riverland | Wind | 0 | 0 | 0 | 0.00023722 | 0.00023757 | 0.00023974 | 0.00024221 | 0.00030457 | 0.00030471 | 0.0003048 | 0.00040446 | 0.00040462 | 0.00057779 | 0.0005852 | 0.00058627 | 0.00062693 | 0.00079093 | 0.00079456 | 0.00096617 | 0.0019135 | 0.0019239 | 0.0019241 | 0.0019243 | 0.0019249 | 0.002598 | 0.0026026 | 0.0026034
SA | S3 | Mid-North SA | Wind | 1343.1 | 1343.1014 | 1343.1014 | 1354.1708 | 1354.1708 | 2543.1019 | 2543.1019 | 2551.0381 | 2551.0381 | 2551.0381 | 3817.7567 | 3817.7567 | 4165.2346 | 5154.7288 | 5524.646 | 5588.2 | 5261.5 | 5261.5 | 5261.5 | 5261.5 | 5047.6 | 5047.6 | 4916.8 | 4916.8 | 5395.3144 | 5395.3144 | 5395.3144
SA | S4 | Yorke Peninsula | Wind | 90.75 | 351.1497 | 351.1497 | 490.7506 | 490.7512 | 521.3356 | 481.3169 | 481.3169 | 481.3169 | 481.3169 | 481.3169 | 481.3169 | 481.3169 | 1400 | 1400 | 1400 | 1400 | 1400 | 1400 | 1400 | 2929.3625 | 2929.3625 | 2929.3625 | 2929.3625 | 2959.617 | 2959.617 | 7887.502
SA | S5 | Northern SA | Wind | 422.4 | 422.4 | 422.4 | 422.4 | 422.4 | 422.4 | 422.4 | 422.4 | 422.4 | 422.4 | 422.4 | 422.4 | 422.4 | 422.4 | 422.4 | 422.4 | 422.4 | 422.4 | 422.4 | 422.4 | 422.4 | 422.4 | 210 | 210 | 210 | 210 | 210
SA | S6 | Leigh Creek | Wind | 0 | 356.3537 | 356.3537 | 492.3364 | 492.3364 | 2400 | 2400 | 2400 | 2400 | 2400 | 2400 | 2400 | 2400 | 2400 | 6340.7065 | 7011.2124 | 7011.2124 | 7011.2124 | 11622.321 | 11622.321 | 11622.321 | 11622.321 | 11622.321 | 17020.553 | 17426 | 17426 | 17426
SA | S7 | Roxby Downs | Wind | 0 | 0 | 0 | 0 | 0 | 0 | 0 | 0 | 0 | 0 | 0 | 0 | 0 | 0 | 0 | 0 | 0 | 0 | 0 | 0 | 0 | 0 | 0 | 0 | 0 | 0 | 0
SA | S8 | Eastern Eyre Peninsula | Wind | 136 | 136.0008 | 136.0008 | 328.2994 | 451.5618 | 502.8658 | 502.8658 | 1107.3842 | 1107.3842 | 1107.3842 | 1107.3842 | 1107.3842 | 2138.0666 | 2300 | 2300 | 2300 | 2300 | 2300 | 2794.6785 | 2908.1226 | 2908.1226 | 2908.1226 | 2908.1226 | 2908.1226 | 6838.1113 | 9064.813 | 9064.813
SA | S9 | Western Eyre Peninsula | Wind | 0 | 400.0005 | 400.0005 | 1077.2837 | 1077.2837 | 1111.4281 | 1111.4281 | 1111.4281 | 1111.4281 | 1111.4281 | 1500 | 1500 | 1500 | 1500 | 1500 | 1500 | 1500 | 2036.1306 | 2036.1306 | 3757.6016 | 4156.3445 | 4156.3445 | 4156.3445 | 4156.3445 | 4156.3445 | 4156.3445 | 4894.7954
TAS | T1 | North East Tasmania | Wind | 168 | 168.001 | 168.001 | 168.001 | 312.0538 | 312.0538 | 312.0538 | 312.0538 | 312.0538 | 551.8789 | 1405.0205 | 1405.0205 | 1405.0205 | 1568 | 1636.5012 | 1636.5012 | 1636.5012 | 2683.7712 | 3999.7175 | 3999.7175 | 5430.685 | 5430.685 | 5430.685 | 9580.912 | 12265.094 | 14931.893 | 14931.893
TAS | T2 | North West Tasmania | Wind | 251.6 | 251.6004 | 251.6004 | 251.6004 | 251.602 | 355.7748 | 1005.6189 | 1005.6189 | 1462.3158 | 1462.3158 | 1462.3158 | 1462.3158 | 1462.3158 | 1776.1766 | 5251.6 | 5431.3285 | 5431.3285 | 5752.036 | 5752.036 | 5752.036 | 5752.036 | 5752.036 | 5752.036 | 6868.6 | 6868.6 | 6868.6 | 6868.6
TAS | T3 | Central Highlands | Wind | 144 | 1701.8762 | 1980.6683 | 2213.482 | 3923.5256 | 4319.6702 | 5519.718 | 5603.886 | 6788.4365 | 7079.5454 | 7317.5166 | 9933.258 | 10099.117 | 11626.187 | 11736 | 11736 | 11736 | 11736 | 11736 | 11736 | 11736 | 11592 | 11592 | 11592 | 11592 | 11592 | 11592
Region | REZ | REZ Name | Technology | 2023-24 | 2024-25 | 2025-26 | 2026-27 | 2027-28 | 2028-29 | 2029-30 | 2030-31 | 2031-32 | 2032-33 | 2033-34 | 2034-35 | 2035-36 | 2036-37 | 2037-38 | 2038-39 | 2039-40 | 2040-41 | 2041-42 | 2042-43 | 2043-44 | 2044-45 | 2045-46 | 2046-47 | 2047-48 | 2048-49 | 2049-50
NSW | O1 | Hunter Coast | Offshore Wind | 0 | 0 | 0 | 0 | 0 | 0 | 0 | 0 | 0 | 0 | 0 | 0 | 0 | 0 | 0 | 0 | 0 | 0 | 0 | 0 | 0 | 0 | 0 | 0 | 0 | 0 | 0
NSW | O2 | Illawarra Coast | Offshore Wind | 0 | 0 | 0 | 0 | 0 | 0 | 0 | 0 | 0 | 0 | 0 | 0 | 0 | 0 | 0 | 0 | 0 | 0 | 0 | 0 | 0 | 0 | 0 | 0 | 0 | 0 | 0
VIC | O3 | Gippsland Coast | Offshore Wind | 0 | 0 | 0 | 0 | 0 | 0 | 0 | 0 | 0 | 0 | 0 | 0 | 0 | 0 | 0 | 0 | 0 | 0 | 0 | 0 | 0 | 0 | 0 | 0 | 0 | 0 | 0
TAS | O4 | North West Tasmania Coast | Offshore Wind | 0 | 0 | 0 | 0 | 0 | 0 | 0 | 0 | 0 | 0 | 0 | 0 | 0 | 0 | 0 | 0 | 0 | 0 | 0 | 0 | 0 | 0 | 0 | 0 | 0 | 0 | 0
VIC | O5 | Portland Coast | Offshore Wind | 0 | 0 | 0 | 0 | 0 | 0 | 0 | 0 | 0 | 0 | 0 | 0 | 0 | 0 | 0 | 0 | 0 | 0 | 0 | 0 | 0 | 0 | 0 | 0 | 0 | 0 | 0
SA | O6 | South East SA Coast | Offshore Wind | 0 | 0 | 0 | 0 | 0 | 0 | 0 | 0 | 0 | 0 | 0 | 0 | 0 | 0 | 0 | 0 | 0 | 0 | 0 | 0 | 0 | 0 | 0 | 0 | 0 | 0 | 0

## BaseCase_VOM Cost
VOM cost by technology ($000s) - BaseCase, Hydrogen Superpower Scenario
VOM | Real June 2021 dollars discounted to 1 July 2021
Explicitly modelled generation
Region | Technology | 2023-24 | 2024-25 | 2025-26 | 2026-27 | 2027-28 | 2028-29 | 2029-30 | 2030-31 | 2031-32 | 2032-33 | 2033-34 | 2034-35 | 2035-36 | 2036-37 | 2037-38 | 2038-39 | 2039-40 | 2040-41 | 2041-42 | 2042-43 | 2043-44 | 2044-45 | 2045-46 | 2046-47 | 2047-48 | 2048-49 | 2049-50
NEM | Black Coal | 333755.4315 | 223410.1224 | 165061.4661 | 113636.4079 | 58303.2124 | 43309.867 | 30219.7215 | 0 | 0 | 0 | 0 | 0 | 0 | 0 | 0 | 0 | 0 | 0 | 0 | 0 | 0 | 0 | 0 | 0 | 0 | 0 | 0
NEM | Brown Coal | 97683.7805 | 72699.595 | 58085.516 | 42934.7775 | 27114.562 | 16592.623 | 15978.348 | 0 | 0 | 0 | 0 | 0 | 0 | 0 | 0 | 0 | 0 | 0 | 0 | 0 | 0 | 0 | 0 | 0 | 0 | 0 | 0
NEM | CCGT | 47459.3266 | 24081.1508 | 37938.2508 | 38818.4335 | 33739.7248 | 35528.2389 | 32152.2397 | 33528.5587 | 33286.4306 | 24646.1886 | 29133.4407 | 23867.1713 | 11618.3885 | 7294.1535 | 12852.1314 | 5391.2823 | 3710.7936 | 19605.2856 | 18677.7446 | 18206.1797 | 12742.5684 | 11949.8289 | 4729.6556 | 2385.9522 | 2188.6265 | 1724.4206 | 1933.398
NEM | Gas - Steam | 472.5063 | 244.0203 | 1048.1289 | 339.0532 | 817.9115 | 2177.7002 | 443.642 | 2042.0229 | 737.3273 | 586.2977 | 251.1445 | 288.4977 | 149.7348 | 89.8905 | 237.912 | 126.4365 | 0 | 0 | 0 | 0 | 0 | 0 | 0 | 0 | 0 | 0 | 0
NEM | OCGT / Diesel | 5190.6779 | 1929.0956 | 5001.1443 | 4185.3455 | 5971.4142 | 15442.3033 | 2475.5249 | 17543.3548 | 4529.6133 | 3549.6435 | 1037.7959 | 2953.1379 | 899.0744 | 446.9816 | 919.7726 | 406.7647 | 730.0321 | 5673.3224 | 4675.5542 | 3622.8014 | 12030.9987 | 353.9603 | 238.8299 | 4937.96 | 33.8289 | 227.9614 | 71.6121
NEM | Hydro | 117114.2414 | 86902.8897 | 87964.5373 | 81549.945 | 81383.2476 | 95093.1971 | 86510.148 | 73985.4533 | 70079.394 | 62006.4308 | 65049.4623 | 62178.7178 | 52304.68 | 46637.3422 | 56233.3486 | 46140.9164 | 42510.4769 | 41573.2711 | 36400.1093 | 33778.5094 | 38526.113 | 32830.1159 | 25392.0365 | 35540.0488 | 29028.1616 | 30377.5296 | 30581.8141
NEM | Hydrogen Turbine | 0 | 0 | 0 | 0 | 0 | 0 | 0 | 319.7756 | 380.5347 | 217.3212 | 429.241 | 467.7712 | 278.7568 | 764.7389 | 1754.7905 | 2884.8016 | 2940.1202 | 3954.4416 | 3768.4268 | 4283.1263 | 4722.3876 | 4343.0784 | 5091.7316 | 6241.6533 | 6082.575 | 6015.4103 | 6177.3919
NEM | Wind | 2529.8392 | 6082.3834 | 6624.6133 | 7809.3045 | 9835.2294 | 10245.9324 | 10736.9536 | 10513.8653 | 11066.8563 | 10705.5302 | 10784.0831 | 12141.9235 | 12584.6984 | 13406.7486 | 14361.3151 | 14263.6316 | 13391.398 | 13653.0698 | 13906.0171 | 14191.7809 | 14148.1633 | 14122.8111 | 14681.643 | 16543.956 | 16748.1001 | 16174.2302 | 16120.3551
NEM | Solar PV | 1831.8513 | 1404.4996 | 1816.6053 | 2194.1705 | 2602.6031 | 3196.8593 | 3367.0483 | 4414.387 | 4560.2784 | 4954.3046 | 6319.2806 | 7874.3779 | 8055.7429 | 8258.9272 | 7447.1587 | 7678.3386 | 7730.0351 | 7957.8401 | 9382.8254 | 10038.9646 | 10783.4492 | 11172.7246 | 11061.2936 | 9578.7143 | 10260.9182 | 10527.3847 | 12536.8595
NEM | Grid Battery | 31.7653 | 34.4975 | 209.6142 | 486.9497 | 653.6019 | 1196.1897 | 1160.0441 | 2005.451 | 1975.8122 | 2561.4603 | 3205.9908 | 3752.3032 | 4048.4659 | 3990.6565 | 3465.5785 | 3433.2969 | 3432.2811 | 3353.8459 | 4385.2765 | 4684.0931 | 5125.4129 | 5581.7639 | 5226.7749 | 4301.1287 | 4620.2952 | 4678.2401 | 6324.4829
NEM | Pumped Hydro | 3469.2812 | 7474.2378 | 6324.8809 | 8881.901 | 29385.1157 | 27815.2289 | 25286.3673 | 23710.4435 | 21783.1611 | 22944.631 | 20919.961 | 19654.2758 | 21040.0551 | 18356.5419 | 18531.3991 | 15659.3283 | 14952.5377 | 13022.5459 | 13902.5333 | 11987.997 | 12002.5348 | 12075.4588 | 10329.6464 | 11289.1431 | 9978.1213 | 9204.296 | 8130.1517
NEM | VPP | 19.981 | 45.6216 | 68.6118 | 98.5137 | 128.3163 | 150.4434 | 193.2399 | 219.2283 | 239.5939 | 269.729 | 301.4219 | 329.9758 | 367.3526 | 391.7978 | 388.7175 | 395.7831 | 406.3865 | 388.2556 | 401.8397 | 381.9023 | 375.1282 | 383.7231 | 382.169 | 351.1268 | 355.2107 | 354.3668 | 343.5286
Total excluding storage |  | 609558.6822 | 424308.1138 | 370143.369 | 300934.8021 | 249934.939 | 250748.5831 | 208523.2773 | 168282.5404 | 148639.0018 | 132441.5369 | 137431.8218 | 133508.1521 | 111346.9493 | 99637.7787 | 116192.124 | 96380.58 | 89804.0612 | 109181.8779 | 105500.3268 | 101175.3548 | 110456.7562 | 92813.4652 | 77133.7804 | 91169.683 | 79295.8375 | 79283.8396 | 82219.5938
Region | Technology | 2023-24 | 2024-25 | 2025-26 | 2026-27 | 2027-28 | 2028-29 | 2029-30 | 2030-31 | 2031-32 | 2032-33 | 2033-34 | 2034-35 | 2035-36 | 2036-37 | 2037-38 | 2038-39 | 2039-40 | 2040-41 | 2041-42 | 2042-43 | 2043-44 | 2044-45 | 2045-46 | 2046-47 | 2047-48 | 2048-49 | 2049-50
NSW1 | Black Coal | 177189.185 | 114582.3075 | 98727.8198 | 58689.727 | 21307.286 | 20713.529 | 18274.762 | 0 | 0 | 0 | 0 | 0 | 0 | 0 | 0 | 0 | 0 | 0 | 0 | 0 | 0 | 0 | 0 | 0 | 0 | 0 | 0
NSW1 | Brown Coal | 0 | 0 | 0 | 0 | 0 | 0 | 0 | 0 | 0 | 0 | 0 | 0 | 0 | 0 | 0 | 0 | 0 | 0 | 0 | 0 | 0 | 0 | 0 | 0 | 0 | 0 | 0
NSW1 | CCGT | 3261.2738 | 399.0132 | 4036.5332 | 6832.5595 | 6266.4015 | 6430.703 | 5652.966 | 5992.436 | 6055.2225 | 5004.514 | 5525.066 | 5212.2645 | 2415.1752 | 2996.4588 | 3205.0118 | 2553.8838 | 1089.6644 | 5316.1095 | 4898.763 | 4928.471 | 0 | 0 | 0 | 0 | 0 | 0 | 0
NSW1 | Gas - Steam | 0 | 0 | 0 | 0 | 0 | 0 | 0 | 0 | 0 | 0 | 0 | 0 | 0 | 0 | 0 | 0 | 0 | 0 | 0 | 0 | 0 | 0 | 0 | 0 | 0 | 0 | 0
NSW1 | OCGT / Diesel | 79.3064 | 23.1425 | 95.0719 | 363.7074 | 194.7485 | 428.598 | 20.2928 | 913.5481 | 126.6282 | 200.2987 | 14.9231 | 37.3835 | 0.00070719 | 0.00069575 | 70.3559 | 0.00066287 | 45.7131 | 506.6297 | 71.0888 | 69.6398 | 1146.8511 | 71.7749 | 0.00087639 | 277.7227 | 0.00085432 | 6.7364 | 3.8124
NSW1 | Hydro | 13441.404 | 20183.4482 | 18740.9279 | 17538.7772 | 15060.9808 | 20501.3841 | 15803.432 | 13408.8928 | 12487.4366 | 11164.0611 | 12442.857 | 12243.6768 | 11054.9482 | 8828.768 | 11982.5477 | 9637.9086 | 8000.545 | 7565.168 | 6795.6712 | 7202.6516 | 7704.7405 | 6839.6715 | 5229.924 | 7617.0926 | 7088.5395 | 6781.0333 | 6429.0203
NSW1 | Hydrogen Turbine | 0 | 0 | 0 | 0 | 0 | 0 | 0 | 319.7753 | 380.5343 | 217.3208 | 429.2406 | 467.7707 | 229.5075 | 482.8972 | 1253.6275 | 1215.5705 | 981.7883 | 1047.4026 | 493.8774 | 798.8622 | 1053.2962 | 530.5175 | 744.6717 | 1475.5731 | 1113.2234 | 952.9883 | 1030.5246
NSW1 | Wind | 524.167 | 1736.1997 | 1652.7314 | 2002.3002 | 2650.4091 | 2572.3471 | 2433.3258 | 2359.6817 | 2223.4605 | 2407.9104 | 2255.6008 | 2203.6809 | 2200.3696 | 2174.9765 | 2192.272 | 2057.9364 | 1955.8872 | 1959.9281 | 2086.682 | 1930.7073 | 1861.0148 | 1838.2798 | 1776.2136 | 2029.2424 | 1884.7489 | 1745.5359 | 1576.9254
NSW1 | Solar PV | 773.0663 | 629.4463 | 866.4523 | 1161.8655 | 1296.6837 | 1364.9519 | 1339.4903 | 1675.2439 | 1733.6416 | 1705.2411 | 1664.8899 | 1570.4671 | 1609.7525 | 1588.9764 | 1625.4986 | 1594.5968 | 1642.7119 | 1706.2499 | 1638.4171 | 1619.2521 | 1622.3699 | 1634.0675 | 1523.9654 | 1443.0848 | 1401.1048 | 1443.7917 | 1370.0625
NSW1 | Grid Battery | 1.5142 | 2.2055 | 179.3635 | 353.432 | 435.3751 | 490.4079 | 476.6856 | 1058.119 | 985.0298 | 958.6642 | 885.5005 | 796.8873 | 908.2886 | 866.3548 | 968.0654 | 915.5251 | 942.3888 | 851.7459 | 852.9865 | 819.7838 | 765.1348 | 851.376 | 728.4347 | 621.4433 | 566.8856 | 636.1046 | 601.1593
NSW1 | Pumped Hydro | 699.4567 | 1915.1947 | 1528.8085 | 3977.4776 | 24506.2029 | 24245.6329 | 20949.1004 | 19776.702 | 17630.6615 | 18838.0883 | 17297.8122 | 15947.8296 | 17313.5937 | 15165.979 | 15861.3477 | 12987.8682 | 12302.4056 | 10601.9907 | 11344.008 | 9753.6495 | 9971.6628 | 10045.2583 | 8507.6654 | 9745.9715 | 8481.881 | 7712.2474 | 6792.367
NSW1 | VPP | 5.1091 | 14.3887 | 21.0113 | 31.4501 | 40.8297 | 48.8221 | 63.7787 | 72.5174 | 80.2829 | 91.0475 | 103.1363 | 111.4069 | 125.9087 | 133.2321 | 134.0212 | 136.4511 | 142.7944 | 136.1003 | 137.7988 | 132.7091 | 128.7012 | 134.8351 | 133.4906 | 123.6175 | 122.0476 | 125.9689 | 122.8613
Total excluding storage |  | 195974.4825 | 139485.3463 | 125848.7197 | 90951.2965 | 71758.9174 | 76796.3761 | 65013.8335 | 45576.9161 | 41702.898 | 40587.1461 | 40619.0264 | 38591.3674 | 35857.5446 | 32237.6434 | 37292.7477 | 31099.7411 | 27103.8986 | 29691.3247 | 28319.2928 | 27255.7263 | 24253.7714 | 21945.7807 | 18644.3663 | 23333.7478 | 20658.4317 | 19404.4066 | 17926.7328
Region | Technology | 2023-24 | 2024-25 | 2025-26 | 2026-27 | 2027-28 | 2028-29 | 2029-30 | 2030-31 | 2031-32 | 2032-33 | 2033-34 | 2034-35 | 2035-36 | 2036-37 | 2037-38 | 2038-39 | 2039-40 | 2040-41 | 2041-42 | 2042-43 | 2043-44 | 2044-45 | 2045-46 | 2046-47 | 2047-48 | 2048-49 | 2049-50
QLD1 | Black Coal | 156566.2465 | 108827.8149 | 66333.6463 | 54946.6809 | 36995.9264 | 22596.338 | 11944.9595 | 0 | 0 | 0 | 0 | 0 | 0 | 0 | 0 | 0 | 0 | 0 | 0 | 0 | 0 | 0 | 0 | 0 | 0 | 0 | 0
QLD1 | Brown Coal | 0 | 0 | 0 | 0 | 0 | 0 | 0 | 0 | 0 | 0 | 0 | 0 | 0 | 0 | 0 | 0 | 0 | 0 | 0 | 0 | 0 | 0 | 0 | 0 | 0 | 0 | 0
QLD1 | CCGT | 28641.85 | 16537.5011 | 24716.2966 | 24751.2765 | 20681.3808 | 20107.2789 | 19383.9922 | 19321.8972 | 20467.2371 | 17612.7521 | 18334.0062 | 13840.5088 | 8801.2829 | 4056.9954 | 9647.1196 | 2837.3985 | 2621.1292 | 14289.1761 | 13778.9816 | 13277.7087 | 12742.5684 | 11949.8289 | 4729.6556 | 2385.9522 | 2188.6265 | 1724.4206 | 1933.398
QLD1 | Gas - Steam | 0 | 0 | 0 | 0 | 0 | 0 | 0 | 0 | 0 | 0 | 0 | 0 | 0 | 0 | 0 | 0 | 0 | 0 | 0 | 0 | 0 | 0 | 0 | 0 | 0 | 0 | 0
QLD1 | OCGT / Diesel | 38.2599 | 0.0011127 | 45.72 | 409.1552 | 522.6442 | 1151.9234 | 255.0072 | 3078.9636 | 1471.4507 | 814.6231 | 36.8186 | 0.00069849 | 0.00063784 | 0.00061459 | 5.2982 | 0.00057309 | 187.9275 | 678.1721 | 95.1091 | 0.002122 | 198.1029 | 0.0017983 | 42.857 | 4123.2476 | 0.0014516 | 0.0013172 | 0.00088516
QLD1 | Hydro | 4795.1021 | 4368.0936 | 4344.744 | 3913.2673 | 3745.8176 | 3567.2397 | 3408.5823 | 3036.0019 | 2951.2306 | 2853.0462 | 2662.6831 | 2510.0485 | 2423.0779 | 2214.7816 | 664.5676 | 661.0922 | 581.066 | 575.8198 | 539.7045 | 0 | 0 | 0 | 0 | 0 | 0 | 0 | 0
QLD1 | Hydrogen Turbine | 0 | 0 | 0 | 0 | 0 | 0 | 0 | 0.00015207 | 0.00016937 | 0.00015977 | 0.00016973 | 0.00016069 | 0.00016457 | 0.00020214 | 0.00029308 | 0.00025205 | 0.00016566 | 0.00018666 | 0.00014247 | 0.00015575 | 0.00016269 | 0.00015633 | 0.00016838 | 0.00037904 | 0.00019295 | 0.00018179 | 0.00020647
QLD1 | Wind | 353.4073 | 1479.3721 | 2022.7615 | 2298.9404 | 2717.367 | 2711.7136 | 3036.103 | 3053.4798 | 3120.5933 | 3073.8539 | 3081.2378 | 4374.9926 | 4622.6304 | 4949.1436 | 5285.4278 | 5207.6339 | 5030.4093 | 4660.751 | 4742.8726 | 5298.585 | 5280.1386 | 5441.9616 | 6305.5315 | 7498.618 | 7260.2726 | 7171.4567 | 6701.7659
QLD1 | Solar PV | 749.18 | 555.34 | 698.343 | 745.3155 | 809.9695 | 1144.5043 | 1340.4581 | 1508.9854 | 1637.9445 | 1756.7183 | 2501.3495 | 3582.5022 | 3514.5413 | 3426.8674 | 2904.3026 | 3144.4672 | 3046.5287 | 3368.3136 | 3508.8961 | 4456.8344 | 4493.5375 | 4972.4981 | 5083.4349 | 4164.1851 | 4513.6121 | 4462.0282 | 6620.3167
QLD1 | Grid Battery | 4.4135 | 4.831 | 4.1133 | 3.9641 | 3.7677 | 515.1294 | 507.4068 | 486.1976 | 464.1913 | 648.4098 | 1252.6883 | 1660.2194 | 1618.8285 | 1522.9184 | 1203.5838 | 1264.6677 | 1220.7564 | 1413.7384 | 1480.3242 | 2068.1904 | 2108.3551 | 2433.347 | 2208.8262 | 1691.3885 | 1820.2309 | 1723.2618 | 3531.6338
QLD1 | Pumped Hydro | 2769.8245 | 5559.0431 | 4796.072 | 4874.6403 | 4761.3706 | 3408.3426 | 4099.5217 | 3658.5669 | 3840.0808 | 3732.0289 | 3222.0885 | 3239.6478 | 3208.8534 | 2718.0204 | 2204.022 | 2222.4861 | 2233.8201 | 2040.4164 | 2172.8102 | 1885.1182 | 1717.9063 | 1697.1803 | 1530.4812 | 1282.8607 | 1242.0858 | 1265.3013 | 1139.9952
QLD1 | VPP | 4.9178 | 11.8043 | 17.596 | 25.8886 | 34.5568 | 42.9724 | 55.8816 | 64.4489 | 71.0979 | 79.8277 | 91.1899 | 100.8016 | 109.7765 | 115.6338 | 112.3248 | 117.6826 | 118.5918 | 118.4135 | 119.0884 | 116.3853 | 115.5898 | 114.5469 | 111.2304 | 100.561 | 106.7047 | 103.7413 | 105.412
Total excluding storage |  | 193923.2016 | 137343.8011 | 102979.2928 | 91969.1288 | 70272.8006 | 55245.4423 | 44031.9124 | 34208.5414 | 34023.8263 | 30571.2601 | 31182.062 | 29308.7218 | 24298.9917 | 19004.3615 | 22026.6468 | 15455.4292 | 15040.2291 | 27144.8012 | 26437.7869 | 27102.8242 | 26656.1988 | 26609.3648 | 20012.0169 | 21246.8136 | 17131.5343 | 16450.2114 | 20032.5228
Region | Technology | 2023-24 | 2024-25 | 2025-26 | 2026-27 | 2027-28 | 2028-29 | 2029-30 | 2030-31 | 2031-32 | 2032-33 | 2033-34 | 2034-35 | 2035-36 | 2036-37 | 2037-38 | 2038-39 | 2039-40 | 2040-41 | 2041-42 | 2042-43 | 2043-44 | 2044-45 | 2045-46 | 2046-47 | 2047-48 | 2048-49 | 2049-50
VIC1 | Black Coal | 0 | 0 | 0 | 0 | 0 | 0 | 0 | 0 | 0 | 0 | 0 | 0 | 0 | 0 | 0 | 0 | 0 | 0 | 0 | 0 | 0 | 0 | 0 | 0 | 0 | 0 | 0
VIC1 | Brown Coal | 97683.7805 | 72699.595 | 58085.516 | 42934.7775 | 27114.562 | 16592.623 | 15978.348 | 0 | 0 | 0 | 0 | 0 | 0 | 0 | 0 | 0 | 0 | 0 | 0 | 0 | 0 | 0 | 0 | 0 | 0 | 0 | 0
VIC1 | CCGT | 0 | 0 | 0 | 0 | 0 | 0 | 0 | 0 | 0 | 0 | 0 | 0 | 0 | 0 | 0 | 0 | 0 | 0 | 0 | 0 | 0 | 0 | 0 | 0 | 0 | 0 | 0
VIC1 | Gas - Steam | 47.0383 | 30.8086 | 335.6741 | 339.0532 | 817.9115 | 2177.7002 | 443.642 | 2042.0229 | 737.3273 | 586.2977 | 251.1445 | 288.4977 | 149.7348 | 89.8905 | 237.912 | 126.4365 | 0 | 0 | 0 | 0 | 0 | 0 | 0 | 0 | 0 | 0 | 0
VIC1 | OCGT / Diesel | 269.7798 | 111.1783 | 866.7343 | 1484.1435 | 2543.3432 | 8399.1017 | 1285.767 | 8641.8053 | 2029.7102 | 2021.2757 | 700.5272 | 2376.7902 | 836.8132 | 426.4388 | 676.3418 | 406.7622 | 483.9362 | 1262.7465 | 1324.2687 | 540.5622 | 3865.5336 | 282.1822 | 195.9707 | 536.9882 | 33.8254 | 221.2222 | 67.7975
VIC1 | Hydro | 18244.4154 | 20820.751 | 20358.9167 | 18310.4306 | 14492.33 | 20690.9408 | 16324.8767 | 13390.9767 | 12657.8499 | 10927.8948 | 12687.4105 | 12412.6205 | 11173.3987 | 8860.7651 | 12723.2705 | 10060.8983 | 8275.6883 | 7801.8611 | 6760.9478 | 7818.4786 | 7692.5051 | 6914.4675 | 5485.2045 | 7848.7602 | 7459.7452 | 7077.0981 | 6685.0001
VIC1 | Hydrogen Turbine | 0 | 0 | 0 | 0 | 0 | 0 | 0 | 0 | 0 | 0 | 0 | 0 | 49.2489 | 281.8411 | 501.1617 | 1669.2299 | 1958.3308 | 2907.038 | 3274.5485 | 3484.263 | 3669.0898 | 3812.56 | 4347.059 | 4497.144 | 4707.664 | 4807.267 | 4898.61
VIC1 | Wind | 891.2628 | 1335.8042 | 1367.5769 | 1564.835 | 1952.789 | 1879.0749 | 1895.5594 | 1790.3018 | 1903.1255 | 1615.8828 | 1694.8789 | 1533.3047 | 1508.5596 | 1488.5928 | 1458.9995 | 1695.1784 | 1549.6799 | 1678.5357 | 1451.6357 | 1627.5619 | 1665.1554 | 1596.0367 | 1538.6645 | 1512.6927 | 1843.0338 | 1655.0143 | 1729.9493
VIC1 | Solar PV | 193.8694 | 136.3197 | 135.3741 | 169.8399 | 296.3909 | 299.0875 | 292.051 | 432.3738 | 395.5616 | 488.3754 | 484.3313 | 660.9574 | 799.197 | 780.8329 | 629.6996 | 614.1671 | 662.9073 | 615.7023 | 755.4864 | 686.095 | 788.3257 | 806.8818 | 807.9396 | 634.6334 | 667.9408 | 677.9491 | 602.9622
VIC1 | Grid Battery | 11.1739 | 13.2702 | 12.7475 | 116.9872 | 202.3696 | 179.8915 | 165.9984 | 323.7739 | 274.0139 | 388.67 | 346.2315 | 418.1798 | 611.9266 | 583.9235 | 499.2932 | 468.295 | 478.6004 | 380.5828 | 484.2591 | 420.9651 | 461.9061 | 512.3939 | 507.1713 | 406.4499 | 400.4915 | 396.6421 | 316.5564
VIC1 | Pumped Hydro | 0 | 0 | 0.00011319 | 29.7827 | 117.5415 | 118.8991 | 109.2057 | 110.2375 | 100.271 | 98.7332 | 88.6871 | 80.1707 | 77.1051 | 72.3668 | 64.2603 | 61.2689 | 61.2166 | 50.4187 | 57.1271 | 52.9033 | 47.6373 | 48.9225 | 43.7549 | 37.4312 | 38.2725 | 37.343 | 31.5518
VIC1 | VPP | 3.133 | 9.1828 | 16.9357 | 25.647 | 34.4639 | 38.3656 | 49.9231 | 54.8888 | 57.3453 | 62.5638 | 67.2974 | 72.8796 | 82.9844 | 90.4001 | 91.2325 | 90.9352 | 92.3057 | 83.4775 | 91.3879 | 82.827 | 80.0174 | 83.7631 | 85.4764 | 78.2986 | 78.5209 | 76.8503 | 68.7375
Total excluding storage |  | 117344.4531 | 95156.9098 | 81179.4752 | 64975.4967 | 47571.7016 | 50375.6842 | 36545.3713 | 26786.3806 | 18155.2048 | 16189.6935 | 16320.5084 | 17843.4006 | 15288.9682 | 12675.0514 | 16882.1712 | 15193.1715 | 13562.6651 | 14780.3627 | 14199.6611 | 14713.6561 | 18270.1704 | 14057.2077 | 13011.2408 | 15552.3981 | 15229.494 | 14949.386 | 14401.1648
Region | Technology | 2023-24 | 2024-25 | 2025-26 | 2026-27 | 2027-28 | 2028-29 | 2029-30 | 2030-31 | 2031-32 | 2032-33 | 2033-34 | 2034-35 | 2035-36 | 2036-37 | 2037-38 | 2038-39 | 2039-40 | 2040-41 | 2041-42 | 2042-43 | 2043-44 | 2044-45 | 2045-46 | 2046-47 | 2047-48 | 2048-49 | 2049-50
SA1 | Black Coal | 0 | 0 | 0 | 0 | 0 | 0 | 0 | 0 | 0 | 0 | 0 | 0 | 0 | 0 | 0 | 0 | 0 | 0 | 0 | 0 | 0 | 0 | 0 | 0 | 0 | 0 | 0
SA1 | Brown Coal | 0 | 0 | 0 | 0 | 0 | 0 | 0 | 0 | 0 | 0 | 0 | 0 | 0 | 0 | 0 | 0 | 0 | 0 | 0 | 0 | 0 | 0 | 0 | 0 | 0 | 0 | 0
SA1 | CCGT | 15556.2028 | 7144.6365 | 9185.421 | 7234.5975 | 6791.9425 | 8990.257 | 7115.2815 | 8214.2255 | 6763.971 | 2028.9225 | 5274.3685 | 4814.398 | 401.9304 | 240.6993 | 0 | 0 | 0 | 0 | 0 | 0 | 0 | 0 | 0 | 0 | 0 | 0 | 0
SA1 | Gas - Steam | 425.4681 | 213.2117 | 712.4548 | 0 | 0 | 0 | 0 | 0 | 0 | 0 | 0 | 0 | 0 | 0 | 0 | 0 | 0 | 0 | 0 | 0 | 0 | 0 | 0 | 0 | 0 | 0 | 0
SA1 | OCGT / Diesel | 4803.3313 | 1794.7733 | 3993.6177 | 1924.3692 | 2700.2463 | 5461.479 | 914.4575 | 4909.0373 | 895.616 | 458.1263 | 285.5266 | 538.963 | 62.2595 | 20.5411 | 167.7762 | 0.00087404 | 12.455 | 3225.7736 | 3185.0872 | 3012.5969 | 6820.5106 | 0.00099954 | 0.00090436 | 0.00092721 | 0.00078913 | 0.00086353 | 0.00079779
SA1 | Hydro | 0 | 0 | 0 | 0 | 0 | 0 | 0 | 0 | 0 | 0 | 0 | 0 | 0 | 0 | 0 | 0 | 0 | 0 | 0 | 0 | 0 | 0 | 0 | 0 | 0 | 0 | 0
SA1 | Hydrogen Turbine | 0 | 0 | 0 | 0 | 0 | 0 | 0 | 0.00016368 | 0.00014904 | 0.000126 | 0.0001773 | 0.00021882 | 0.00015021 | 0.00017846 | 0.00033905 | 0.00026041 | 0.00031708 | 0.00023184 | 0.00021964 | 0.00031124 | 0.00065277 | 0.0002942 | 0.00025026 | 0.000409 | 0.00034234 | 0.00047039 | 0.00043106
SA1 | Wind | 597.4542 | 809.3951 | 744.8463 | 1072.8608 | 1037.9359 | 1585.5902 | 1545.2703 | 1578.2899 | 1608.0529 | 1443.223 | 1658.7954 | 1431.9859 | 1733.4568 | 1954.484 | 2321.5542 | 2444.1804 | 2191.7604 | 2366.3789 | 2722.6455 | 2788.95 | 2651.5159 | 2728.2268 | 2553.9481 | 2783.2454 | 3095.0482 | 2926.1011 | 3350.1296
SA1 | Solar PV | 115.7356 | 83.3936 | 116.4359 | 117.1496 | 173.6613 | 357.2515 | 348.8771 | 635.5024 | 650.5716 | 859.6184 | 1246.3497 | 1447.2253 | 1476.7753 | 1769.5102 | 1601.5259 | 1618.9407 | 1625.4598 | 1574.914 | 2777.2665 | 2424.1727 | 3026.8579 | 2906.494 | 2865.0419 | 2440.8755 | 2577.8391 | 2598.0389 | 2725.5612
SA1 | Grid Battery | 14.6637 | 14.1907 | 13.3898 | 12.5663 | 12.0894 | 10.7608 | 9.9532 | 137.3604 | 252.5769 | 565.7161 | 721.5703 | 877.0165 | 909.4219 | 1017.4594 | 794.6349 | 777.364 | 783.298 | 701.0926 | 1516.9418 | 1257.0015 | 1682.4884 | 1673.7888 | 1676.0825 | 1321.2477 | 1329.4843 | 1311.8253 | 1338.2845
SA1 | Pumped Hydro | 0 | 0 | 0.00010026 | 0.0001715 | 0.000178 | 0.00016704 | 0.0001569 | 0.0001595 | 0.00014958 | 0.00014364 | 0.00012769 | 0.00012684 | 0.00012199 | 0.00012031 | 0.00011096 | 0.00010484 | 0.00010542 | 0.00010183 | 9.8716e-05 | 9.7165e-05 | 9.9766e-05 | 9.9547e-05 | 9.7472e-05 | 8.8016e-05 | 8.3987e-05 | 8.7379e-05 | 9.3341e-05
SA1 | VPP | 6.5726 | 9.4889 | 11.9047 | 13.9978 | 16.3608 | 17.5393 | 20.8406 | 23.971 | 25.8915 | 31.2921 | 34.6463 | 38.8287 | 42.1933 | 45.3097 | 43.9094 | 43.4249 | 44.8988 | 42.4873 | 45.6663 | 42.8837 | 43.6482 | 43.4087 | 44.4943 | 41.6108 | 40.5915 | 40.446 | 38.9411
Total excluding storage |  | 21519.4284 | 10069.0899 | 14778.0703 | 10375.5414 | 10732.2364 | 16422.878 | 9954.6804 | 15498.3869 | 10196.6802 | 5386.8985 | 9221.2571 | 9148.4178 | 4626.0376 | 5048.004 | 4929.4011 | 4883.9112 | 4657.8723 | 7910.6468 | 10247.6077 | 9525.6052 | 14225.0217 | 7351.9197 | 7139.5681 | 6586.9808 | 7042.9644 | 6876.4127 | 7452.9176
Region | Technology | 2023-24 | 2024-25 | 2025-26 | 2026-27 | 2027-28 | 2028-29 | 2029-30 | 2030-31 | 2031-32 | 2032-33 | 2033-34 | 2034-35 | 2035-36 | 2036-37 | 2037-38 | 2038-39 | 2039-40 | 2040-41 | 2041-42 | 2042-43 | 2043-44 | 2044-45 | 2045-46 | 2046-47 | 2047-48 | 2048-49 | 2049-50
TAS1 | Black Coal | 0 | 0 | 0 | 0 | 0 | 0 | 0 | 0 | 0 | 0 | 0 | 0 | 0 | 0 | 0 | 0 | 0 | 0 | 0 | 0 | 0 | 0 | 0 | 0 | 0 | 0 | 0
TAS1 | Brown Coal | 0 | 0 | 0 | 0 | 0 | 0 | 0 | 0 | 0 | 0 | 0 | 0 | 0 | 0 | 0 | 0 | 0 | 0 | 0 | 0 | 0 | 0 | 0 | 0 | 0 | 0 | 0
TAS1 | CCGT | 0 | 0 | 0 | 0 | 0 | 0 | 0 | 0 | 0 | 0 | 0 | 0 | 0 | 0 | 0 | 0 | 0 | 0 | 0 | 0 | 0 | 0 | 0 | 0 | 0 | 0 | 0
TAS1 | Gas - Steam | 0 | 0 | 0 | 0 | 0 | 0 | 0 | 0 | 0 | 0 | 0 | 0 | 0 | 0 | 0 | 0 | 0 | 0 | 0 | 0 | 0 | 0 | 0 | 0 | 0 | 0 | 0
TAS1 | OCGT / Diesel | 0.00043026 | 0.00041593 | 0.00042337 | 3.9702 | 10.432 | 1.2011 | 0.00047656 | 0.0004822 | 6.2082 | 55.3197 | 0.00043549 | 0.0004389 | 0.00038431 | 0.00038267 | 0.00042262 | 0.00038883 | 0.00039429 | 0.00045079 | 0.00043127 | 0.00043452 | 0.00057751 | 0.00037567 | 0.0003578 | 0.00048423 | 0.00044506 | 0.00055318 | 0.00044348
TAS1 | Hydro | 80633.3199 | 41530.5969 | 44519.9488 | 41787.4698 | 48084.1192 | 50333.6325 | 50973.257 | 44149.582 | 41982.877 | 37061.4287 | 37256.5116 | 35012.372 | 27653.2552 | 26733.0276 | 30862.9628 | 25781.0173 | 25653.1776 | 25630.4223 | 22303.7857 | 18757.3792 | 23128.8674 | 19075.9769 | 14676.908 | 20074.196 | 14479.8769 | 16519.3981 | 17467.7936
TAS1 | Hydrogen Turbine | 0 | 0 | 0 | 0 | 0 | 0 | 0 | 7.716e-05 | 9.0969e-05 | 9.588e-05 | 0.00011222 | 0.00016606 | 0.00011974 | 0.00015337 | 0.00069596 | 0.00064326 | 0.00065903 | 0.00054152 | 0.00050435 | 0.00067704 | 0.00076668 | 0.00049201 | 0.00046071 | 268.9354 | 261.687 | 255.1544 | 248.2567
TAS1 | Wind | 163.5479 | 721.6123 | 836.6974 | 870.3681 | 1476.7284 | 1497.2066 | 1826.6951 | 1732.1121 | 2211.624 | 2164.6601 | 2093.5702 | 2597.9594 | 2519.6821 | 2839.5517 | 3103.0615 | 2858.7024 | 2663.6613 | 2987.4761 | 2902.1813 | 2545.9767 | 2690.3386 | 2518.3062 | 2507.2853 | 2720.1575 | 2664.9967 | 2676.1222 | 2761.5849
TAS1 | Solar PV | 0 | 1.3947e-05 | 1.7219e-05 | 4.0273e-05 | 25.8977 | 31.0641 | 46.1719 | 162.2814 | 142.5592 | 144.3514 | 422.3603 | 613.2257 | 655.4768 | 692.7403 | 686.132 | 706.1668 | 752.4275 | 692.6603 | 702.7593 | 852.6105 | 852.3581 | 852.7831 | 780.9118 | 895.9355 | 1100.4213 | 1345.5768 | 1217.9568
TAS1 | Grid Battery | 0 | 7.9504e-05 | 8.4289e-05 | 9.4252e-05 | 0.00010651 | 0.00010124 | 0.00010762 | 0.00013317 | 0.00020926 | 0.00022875 | 0.00026139 | 0.00028256 | 0.0003045 | 0.00039527 | 0.0012157 | 7.4451 | 7.2376 | 6.6862 | 50.7649 | 118.1524 | 107.5286 | 110.8582 | 106.2602 | 260.5993 | 503.2029 | 610.4063 | 536.8488
TAS1 | Pumped Hydro | 0 | 0 | 0.00018866 | 0.00024996 | 0.00046651 | 42.3541 | 128.5393 | 164.937 | 212.1476 | 275.7805 | 311.3731 | 386.6276 | 440.5027 | 400.1756 | 401.769 | 387.705 | 355.0953 | 329.7199 | 328.5879 | 296.3259 | 265.3284 | 284.0976 | 247.7449 | 222.8797 | 215.8818 | 189.4042 | 166.2377
TAS1 | VPP | 0.24847 | 0.75692 | 1.1642 | 1.5301 | 2.1051 | 2.7439 | 2.8159 | 3.4021 | 4.9763 | 4.9979 | 5.152 | 6.059 | 6.4897 | 7.2221 | 7.2295 | 7.2893 | 7.7958 | 7.777 | 7.8982 | 7.0972 | 7.1716 | 7.1693 | 7.4773 | 7.0389 | 7.346 | 7.3604 | 7.5768
Total excluding storage |  | 80797.1167 | 42252.9666 | 45357.811 | 42663.3386 | 49599.283 | 51908.2025 | 52977.4797 | 46212.3153 | 44560.3925 | 39706.5386 | 40088.9679 | 38616.2446 | 31275.4071 | 30672.7183 | 35061.1572 | 29748.3269 | 29439.3961 | 29654.7427 | 26295.9784 | 22577.543 | 27051.594 | 22849.1922 | 18326.5883 | 24449.7427 | 19233.4131 | 21603.423 | 22406.2557
Explicitly modelled pumping
Region | Technology | 2023-24 | 2024-25 | 2025-26 | 2026-27 | 2027-28 | 2028-29 | 2029-30 | 2030-31 | 2031-32 | 2032-33 | 2033-34 | 2034-35 | 2035-36 | 2036-37 | 2037-38 | 2038-39 | 2039-40 | 2040-41 | 2041-42 | 2042-43 | 2043-44 | 2044-45 | 2045-46 | 2046-47 | 2047-48 | 2048-49 | 2049-50
NEM | Grid Battery pump | 37.588 | 41.0505 | 38.0331 | 36.5852 | 34.8718 | 30.77 | 28.8121 | 27.2338 | 25.0786 | 24.9749 | 21.3427 | 19.213 | 18.4615 | 16.4217 | 14.5639 | 13.4236 | 12.9144 | 11.5674 | 7.9415 | 7.3114 | 3.502 | 3.31 | 3.0659 | 2.6418 | 2.5949 | 2.4548 | 2.4344
NEM | Pumped Hydro Pump | 8224.6031 | 19552.6778 | 14885.5169 | 20607.9982 | 45647.9198 | 42525.3132 | 41263.2816 | 34557.9932 | 34690.09 | 34801.5791 | 32425.8531 | 29561.5864 | 31713.7276 | 28559.8423 | 26702.0046 | 23256.1808 | 22586.0188 | 20275.0038 | 21016.9036 | 18951.1066 | 17236.7179 | 18506.5065 | 16334.933 | 16198.631 | 14957.1381 | 13973.7054 | 12428.9892
NEM | VPP pump | 23.4311 | 53.7545 | 80.7475 | 115.8024 | 151.1732 | 176.7985 | 227.6095 | 257.6771 | 282.4467 | 317.0623 | 354.5942 | 388.2569 | 431.9656 | 461.0136 | 458.0729 | 465.7851 | 477.2497 | 457.7606 | 471.9421 | 450.2723 | 440.3441 | 451.4797 | 450.6644 | 412.4182 | 418.2793 | 416.2396 | 404.1917
Region | Technology | 2023-24 | 2024-25 | 2025-26 | 2026-27 | 2027-28 | 2028-29 | 2029-30 | 2030-31 | 2031-32 | 2032-33 | 2033-34 | 2034-35 | 2035-36 | 2036-37 | 2037-38 | 2038-39 | 2039-40 | 2040-41 | 2041-42 | 2042-43 | 2043-44 | 2044-45 | 2045-46 | 2046-47 | 2047-48 | 2048-49 | 2049-50
NSW1 | Grid Battery pump | 1.7947 | 2.6271 | 2.1648 | 2.4415 | 2.2308 | 2.0522 | 1.9893 | 1.9166 | 1.7984 | 1.7069 | 1.6111 | 1.4442 | 1.4381 | 0 | 0 | 0 | 0 | 0 | 0 | 0 | 0 | 0 | 0 | 0 | 0 | 0 | 0
NSW1 | Pumped Hydro Pump | 4276.6883 | 11712.3232 | 8618.3931 | 14523.0247 | 39767.5118 | 38472.7988 | 36288.6533 | 30230.2206 | 30024.3901 | 30322.1181 | 28552.1737 | 25593.0512 | 27802.4515 | 25259.0502 | 24021.8583 | 20591.3133 | 19895.8444 | 17812.1924 | 18365.7095 | 16640.1449 | 15164.4787 | 16417.3632 | 14461.6031 | 14645.3608 | 13458.5356 | 12418.2472 | 11046.1379
NSW1 | VPP pump | 5.9872 | 16.9489 | 24.7003 | 37.0021 | 48.057 | 57.4218 | 75.0527 | 85.3053 | 94.7008 | 106.8804 | 121.4463 | 131.1655 | 147.944 | 156.7546 | 158.0627 | 160.5329 | 167.6353 | 160.5918 | 161.7317 | 156.2603 | 151.2375 | 158.6441 | 157.4955 | 145.0038 | 143.8102 | 147.9959 | 144.5534
Region | Technology | 2023-24 | 2024-25 | 2025-26 | 2026-27 | 2027-28 | 2028-29 | 2029-30 | 2030-31 | 2031-32 | 2032-33 | 2033-34 | 2034-35 | 2035-36 | 2036-37 | 2037-38 | 2038-39 | 2039-40 | 2040-41 | 2041-42 | 2042-43 | 2043-44 | 2044-45 | 2045-46 | 2046-47 | 2047-48 | 2048-49 | 2049-50
QLD1 | Grid Battery pump | 5.2384 | 5.7536 | 4.9074 | 4.7047 | 4.4879 | 4.2432 | 3.9873 | 3.8039 | 3.5889 | 3.4649 | 3.2703 | 3.085 | 2.9075 | 2.7332 | 2.3388 | 2.293 | 2.2338 | 2.1533 | 2.122 | 1.9913 | 1.8832 | 1.7704 | 1.651 | 1.3848 | 1.4153 | 1.3311 | 1.3614
QLD1 | Pumped Hydro Pump | 3947.9148 | 7840.3546 | 6267.1238 | 6084.9735 | 5880.408 | 4052.5144 | 4974.6283 | 4327.7726 | 4665.6999 | 4479.461 | 3873.6794 | 3968.5352 | 3911.2761 | 3300.7921 | 2680.1463 | 2664.8675 | 2690.1744 | 2462.8114 | 2651.1941 | 2310.9617 | 2072.2391 | 2089.1433 | 1873.3299 | 1553.2702 | 1498.6025 | 1555.4582 | 1382.8513
QLD1 | VPP pump | 5.7686 | 13.891 | 20.7552 | 30.4027 | 40.6819 | 50.5338 | 65.7468 | 75.8263 | 83.8744 | 93.6955 | 107.2916 | 118.633 | 129.1233 | 136.0505 | 132.5434 | 138.0752 | 139.5304 | 139.3215 | 140.115 | 137.2945 | 135.6398 | 134.7926 | 130.9723 | 118.5427 | 125.1984 | 122.0593 | 124.0244
Region | Technology | 2023-24 | 2024-25 | 2025-26 | 2026-27 | 2027-28 | 2028-29 | 2029-30 | 2030-31 | 2031-32 | 2032-33 | 2033-34 | 2034-35 | 2035-36 | 2036-37 | 2037-38 | 2038-39 | 2039-40 | 2040-41 | 2041-42 | 2042-43 | 2043-44 | 2044-45 | 2045-46 | 2046-47 | 2047-48 | 2048-49 | 2049-50
VIC1 | Grid Battery pump | 13.2621 | 15.8459 | 15.1694 | 14.5769 | 13.815 | 11.7851 | 11.0291 | 10.4497 | 9.5059 | 9.425 | 6.804 | 6.4487 | 6.2576 | 6.1023 | 5.4474 | 4.8792 | 4.6216 | 3.8439 | 0 | 0 | 0 | 0 | 0 | 0 | 0 | 0 | 0
VIC1 | Pumped Hydro Pump | 0 | 0 | 0 | 0 | 0 | 0 | 0 | 0 | 0 | 0 | 0 | 0 | 0 | 0 | 0 | 0 | 0 | 0 | 0 | 0 | 0 | 0 | 0 | 0 | 0 | 0 | 0
VIC1 | VPP pump | 3.6733 | 10.8323 | 19.9412 | 30.1306 | 40.649 | 45.0379 | 58.8991 | 64.4169 | 67.5444 | 73.6767 | 79.1381 | 85.6448 | 97.6353 | 106.3713 | 107.3287 | 107.3244 | 108.2692 | 98.5572 | 107.183 | 97.7786 | 93.8188 | 98.5538 | 100.8896 | 91.8012 | 92.7054 | 90.1006 | 80.8826
Region | Technology | 2023-24 | 2024-25 | 2025-26 | 2026-27 | 2027-28 | 2028-29 | 2029-30 | 2030-31 | 2031-32 | 2032-33 | 2033-34 | 2034-35 | 2035-36 | 2036-37 | 2037-38 | 2038-39 | 2039-40 | 2040-41 | 2041-42 | 2042-43 | 2043-44 | 2044-45 | 2045-46 | 2046-47 | 2047-48 | 2048-49 | 2049-50
SA1 | Grid Battery pump | 17.2928 | 16.8239 | 15.7915 | 14.8622 | 14.3381 | 12.6895 | 11.8064 | 11.0637 | 10.1855 | 10.3782 | 9.6574 | 8.2351 | 7.8582 | 7.5862 | 6.7778 | 6.2514 | 6.0591 | 5.5703 | 5.8195 | 5.3201 | 1.6188 | 1.5396 | 1.4148 | 1.257 | 1.1795 | 1.1237 | 1.073
SA1 | Pumped Hydro Pump | 0 | 0 | 0 | 0 | 0 | 0 | 0 | 0 | 0 | 0 | 0 | 0 | 0 | 0 | 0 | 0 | 0 | 0 | 0 | 0 | 0 | 0 | 0 | 0 | 0 | 0 | 0
SA1 | VPP pump | 7.7113 | 11.1917 | 13.9788 | 16.4691 | 19.3001 | 20.5851 | 24.5911 | 28.1324 | 30.4629 | 36.9194 | 40.6609 | 45.6842 | 49.643 | 53.3118 | 51.66 | 51.2461 | 52.6727 | 50.1399 | 53.6196 | 50.5594 | 51.2101 | 51.083 | 52.4806 | 48.8174 | 47.8941 | 47.4518 | 45.8167
Region | Technology | 2023-24 | 2024-25 | 2025-26 | 2026-27 | 2027-28 | 2028-29 | 2029-30 | 2030-31 | 2031-32 | 2032-33 | 2033-34 | 2034-35 | 2035-36 | 2036-37 | 2037-38 | 2038-39 | 2039-40 | 2040-41 | 2041-42 | 2042-43 | 2043-44 | 2044-45 | 2045-46 | 2046-47 | 2047-48 | 2048-49 | 2049-50
TAS1 | Grid Battery pump | 0 | 0 | 0 | 0 | 0 | 0 | 0 | 0 | 0 | 0 | 0 | 0 | 0 | 0 | 0 | 0 | 0 | 0 | 0 | 0 | 0 | 0 | 0 | 0 | 0 | 0 | 0
TAS1 | Pumped Hydro Pump | 0 | 0 | 0 | 0 | 0 | 0 | 0 | 0 | 0 | 0 | 0 | 0 | 0 | 0 | 0 | 0 | 0 | 0 | 0 | 0 | 0 | 0 | 0 | 0 | 0 | 0 | 0
TAS1 | VPP pump | 0.29069 | 0.89057 | 1.372 | 1.7981 | 2.4851 | 3.22 | 3.3199 | 3.9963 | 5.8642 | 5.8902 | 6.0572 | 7.1295 | 7.6201 | 8.5254 | 8.4781 | 8.6066 | 9.1422 | 9.1502 | 9.2928 | 8.3795 | 8.4379 | 8.4062 | 8.8264 | 8.2531 | 8.6712 | 8.632 | 8.9146

## BaseCase_FOM Cost
FOM cost by technology ($000s) - BaseCase, Hydrogen Superpower Scenario
FOM | Real June 2021 dollars discounted to 1 July 2021. For new entrant capacity, the FOM is incurred annually in modelling. For existing capacity, FOM is considered to be a sunk cost, since the fixed retirement dates are assumed to be the same in the Base Case and the option case.
Explicitly modelled generation
Region | Technology | 2023-24 | 2024-25 | 2025-26 | 2026-27 | 2027-28 | 2028-29 | 2029-30 | 2030-31 | 2031-32 | 2032-33 | 2033-34 | 2034-35 | 2035-36 | 2036-37 | 2037-38 | 2038-39 | 2039-40 | 2040-41 | 2041-42 | 2042-43 | 2043-44 | 2044-45 | 2045-46 | 2046-47 | 2047-48 | 2048-49 | 2049-50
NEM | Black Coal | 0 | 0 | 0 | 0 | 0 | 0 | 0 | 0 | 0 | 0 | 0 | 0 | 0 | 0 | 0 | 0 | 0 | 0 | 0 | 0 | 0 | 0 | 0 | 0 | 0 | 0 | 0
NEM | Brown Coal | 0 | 0 | 0 | 0 | 0 | 0 | 0 | 0 | 0 | 0 | 0 | 0 | 0 | 0 | 0 | 0 | 0 | 0 | 0 | 0 | 0 | 0 | 0 | 0 | 0 | 0 | 0
NEM | CCGT | 0 | 0 | 0 | 0 | 0 | 0 | 0 | 0 | 0 | 0 | 0 | 0 | 0 | 0 | 0 | 0 | 0 | 0 | 0 | 0 | 0 | 0 | 0 | 0 | 0 | 0 | 0
NEM | Gas - Steam | 0 | 0 | 0 | 0 | 0 | 0 | 0 | 0 | 0 | 0 | 0 | 0 | 0 | 0 | 0 | 0 | 0 | 0 | 0 | 0 | 0 | 0 | 0 | 0 | 0 | 0 | 0
NEM | OCGT / Diesel | 0 | 0.0079618 | 0.0089843 | 0.010124 | 0.0096644 | 0.0092133 | 0.0087516 | 0.0083334 | 0.0079584 | 0.0075701 | 0.0072111 | 0.0068871 | 0.01042 | 0.0099205 | 0.009487 | 0.0090386 | 0.008649 | 0.0083563 | 0.0079784 | 0.0076237 | 124.879 | 118.0366 | 111.8831 | 106.0505 | 100.7899 | 95.2675 | 90.301
NEM | Hydro | 0 | 0 | 0 | 0 | 0 | 0 | 0 | 0 | 0 | 0 | 0 | 0 | 0 | 0 | 0 | 0 | 0 | 0 | 0 | 0 | 0 | 0 | 0 | 0 | 0 | 0 | 0
NEM | Hydrogen Turbine | 0 | 0 | 0 | 0 | 0 | 0 | 0 | 979.6606 | 931.0641 | 880.0494 | 834.1701 | 790.6827 | 3478.0445 | 3287.4761 | 3980.981 | 3773.4417 | 5682.0427 | 5370.7132 | 5234.9745 | 4962.0613 | 5963.8647 | 7748.7928 | 7344.8273 | 7647.4388 | 7268.0837 | 6889.1164 | 6537.038
NEM | Wind | 0 | 321057.6956 | 350292.7861 | 444839.7551 | 575864.1173 | 652105.5342 | 690398.7446 | 698734.3952 | 710590.2086 | 715595.7251 | 763049.2197 | 876516.6213 | 878897.4854 | 918496.1156 | 1041658.5977 | 1041668.9205 | 993869.8085 | 988003.2691 | 1038965.0383 | 1129986.6245 | 1148415.0969 | 1118872.5578 | 1146609.3936 | 1328399.6799 | 1336864.1088 | 1302531.3969 | 1291276.215
NEM | Solar PV | 0 | 0.024305 | 27315.2186 | 56718.6669 | 95874.5533 | 193331.4071 | 195808.0907 | 298827.3876 | 308942.3915 | 345365.1863 | 464879.7508 | 621214.0303 | 611449.0888 | 634977.4563 | 696270.5141 | 661562.8532 | 647486.9859 | 647221.8852 | 750232.5246 | 824746.3625 | 894526.4655 | 896237.6699 | 886787.9763 | 937323.3331 | 922159.5125 | 915604.2679 | 1062271.4563
NEM | Grid Battery | 0 | 0.041283 | 15097.9354 | 27909.8232 | 38254.3608 | 72919.0189 | 69539.2991 | 121913.2375 | 125443.2061 | 159487.1086 | 205855.6275 | 247457.3546 | 267952.7109 | 262783.9028 | 266242.3619 | 253043.1484 | 243111.4177 | 244114.769 | 301827.6988 | 345590.5101 | 386194.0225 | 401860.0547 | 380910.0638 | 381337.9904 | 388800.7604 | 402878.2975 | 514531.29
NEM | Pumped Hydro | 0 | 0 | 15434.3879 | 21913.652 | 25265.7515 | 29219.7438 | 31899.3563 | 32380.198 | 32267.9433 | 33535.2247 | 34366.8362 | 36985.4944 | 36681.1217 | 34671.2973 | 32863.8084 | 31150.5293 | 29605.2915 | 27983.1635 | 26524.3257 | 25141.5412 | 23894.3824 | 22585.1655 | 21407.7398 | 20291.6966 | 19285.1166 | 18228.4507 | 17278.1526
NEM | VPP | 0 | 0 | 0 | 0 | 0 | 0 | 0 | 0 | 0 | 0 | 0 | 0 | 0 | 0 | 0 | 0 | 0 | 0 | 0 | 0 | 0 | 0 | 0 | 0 | 0 | 0 | 0
Total excluding storage |  | 0 | 321057.7691 | 408140.3371 | 551381.9074 | 735258.7925 | 947575.7131 | 987645.4994 | 1152834.8873 | 1178174.8216 | 1254863.3018 | 1468985.6114 | 1782964.1903 | 1798458.4618 | 1854216.2581 | 2041016.2726 | 1991198.9023 | 1919755.555 | 1912693.8083 | 2122784.5698 | 2330427.1073 | 2459118.7109 | 2447422.2773 | 2443171.8839 | 2675106.1893 | 2674478.3719 | 2646226.7968 | 2891984.4528
Region | Technology | 2023-24 | 2024-25 | 2025-26 | 2026-27 | 2027-28 | 2028-29 | 2029-30 | 2030-31 | 2031-32 | 2032-33 | 2033-34 | 2034-35 | 2035-36 | 2036-37 | 2037-38 | 2038-39 | 2039-40 | 2040-41 | 2041-42 | 2042-43 | 2043-44 | 2044-45 | 2045-46 | 2046-47 | 2047-48 | 2048-49 | 2049-50
NSW1 | Black Coal | 0 | 0 | 0 | 0 | 0 | 0 | 0 | 0 | 0 | 0 | 0 | 0 | 0 | 0 | 0 | 0 | 0 | 0 | 0 | 0 | 0 | 0 | 0 | 0 | 0 | 0 | 0
NSW1 | Brown Coal | 0 | 0 | 0 | 0 | 0 | 0 | 0 | 0 | 0 | 0 | 0 | 0 | 0 | 0 | 0 | 0 | 0 | 0 | 0 | 0 | 0 | 0 | 0 | 0 | 0 | 0 | 0
NSW1 | CCGT | 0 | 0 | 0 | 0 | 0 | 0 | 0 | 0 | 0 | 0 | 0 | 0 | 0 | 0 | 0 | 0 | 0 | 0 | 0 | 0 | 0 | 0 | 0 | 0 | 0 | 0 | 0
NSW1 | Gas - Steam | 0 | 0 | 0 | 0 | 0 | 0 | 0 | 0 | 0 | 0 | 0 | 0 | 0 | 0 | 0 | 0 | 0 | 0 | 0 | 0 | 0 | 0 | 0 | 0 | 0 | 0 | 0
NSW1 | OCGT / Diesel | 0 | 0.0053305 | 0.0050595 | 0.0047958 | 0.0045579 | 0.0043081 | 0.0040835 | 0.0038725 | 0.0036804 | 0.0034788 | 0.0032974 | 0.0031255 | 0.0029705 | 0.0028077 | 0.0026887 | 0.0025485 | 0.0024221 | 0.0022899 | 0.0021705 | 0.0020577 | 0.001956 | 0.0018488 | 0.0017527 | 0.0017016 | 0.0016172 | 0.0015286 | 0.0014497
NSW1 | Hydro | 0 | 0 | 0 | 0 | 0 | 0 | 0 | 0 | 0 | 0 | 0 | 0 | 0 | 0 | 0 | 0 | 0 | 0 | 0 | 0 | 0 | 0 | 0 | 0 | 0 | 0 | 0
NSW1 | Hydrogen Turbine | 0 | 0 | 0 | 0 | 0 | 0 | 0 | 979.6594 | 931.0629 | 880.0483 | 834.169 | 790.6815 | 751.4593 | 710.2855 | 1538.1457 | 1457.958 | 1385.6353 | 1309.7138 | 1241.4349 | 1176.7155 | 1118.3439 | 1057.0678 | 1001.96 | 1383.5864 | 1314.9528 | 1242.9042 | 1178.1082
NSW1 | Wind | 0 | 111899.1948 | 106065.6468 | 137700.4282 | 189556.4168 | 186434.5285 | 183061.8505 | 180192.0299 | 172126.9219 | 188432.8806 | 180205.9861 | 177154.1445 | 168366.3233 | 166210.1553 | 166435.4694 | 163611.4963 | 155495.4646 | 165029.582 | 177115.227 | 168794.6775 | 169329.3032 | 160051.441 | 153953.0489 | 175313.0275 | 166616.535 | 157487.3102 | 149277.0749
NSW1 | Solar PV | 0 | 0.006453 | 20577.0655 | 40887.2844 | 51848.893 | 80538.5473 | 76339.8573 | 98340.7356 | 106180.6812 | 108968.457 | 107391.5968 | 104731.6716 | 99536.4034 | 100262.5741 | 128680.0145 | 121971.5778 | 115921.1152 | 120125.6827 | 115151.7833 | 118526.1989 | 123927.731 | 117137.5038 | 111030.8094 | 126937.243 | 120640.456 | 114030.3447 | 109941.8746
NSW1 | Grid Battery | 0 | 0.027126 | 15097.8813 | 21037.6763 | 25799.8032 | 29661.5609 | 28536.9687 | 63277.5003 | 60138.5919 | 56843.4919 | 53880.0897 | 51071.1751 | 55755.8387 | 52700.8749 | 67111.4827 | 63612.7798 | 60457.2355 | 57144.6762 | 54165.5747 | 55421.3121 | 54518.0956 | 55913.5808 | 52998.7002 | 53676.4117 | 51013.7697 | 53850.0689 | 51963.6683
NSW1 | Pumped Hydro | 0 | 0 | 6367.3378 | 6035.3914 | 5736.0028 | 7109.9524 | 6739.2914 | 6387.954 | 6071.0763 | 5738.4309 | 5439.271 | 5155.7071 | 4899.9556 | 4631.4781 | 4390.0266 | 4161.1627 | 3954.7461 | 3738.0583 | 3543.1833 | 3358.4675 | 3191.869 | 3016.9807 | 2859.6974 | 2710.6136 | 2576.1522 | 2435.0001 | 2308.057
NSW1 | VPP | 0 | 0 | 0 | 0 | 0 | 0 | 0 | 0 | 0 | 0 | 0 | 0 | 0 | 0 | 0 | 0 | 0 | 0 | 0 | 0 | 0 | 0 | 0 | 0 | 0 | 0 | 0
Total excluding storage |  | 0 | 111899.2337 | 148107.9364 | 205660.7851 | 272941.1204 | 303744.5936 | 294677.972 | 349177.8832 | 345448.3378 | 360863.3122 | 347751.1159 | 338903.383 | 329309.9833 | 324515.3707 | 368155.1416 | 354814.9772 | 337214.1991 | 347347.7153 | 351217.2053 | 347277.3736 | 352085.3447 | 337176.576 | 321844.2176 | 360020.8839 | 342161.8674 | 329045.6297 | 314668.7845
Region | Technology | 2023-24 | 2024-25 | 2025-26 | 2026-27 | 2027-28 | 2028-29 | 2029-30 | 2030-31 | 2031-32 | 2032-33 | 2033-34 | 2034-35 | 2035-36 | 2036-37 | 2037-38 | 2038-39 | 2039-40 | 2040-41 | 2041-42 | 2042-43 | 2043-44 | 2044-45 | 2045-46 | 2046-47 | 2047-48 | 2048-49 | 2049-50
QLD1 | Black Coal | 0 | 0 | 0 | 0 | 0 | 0 | 0 | 0 | 0 | 0 | 0 | 0 | 0 | 0 | 0 | 0 | 0 | 0 | 0 | 0 | 0 | 0 | 0 | 0 | 0 | 0 | 0
QLD1 | Brown Coal | 0 | 0 | 0 | 0 | 0 | 0 | 0 | 0 | 0 | 0 | 0 | 0 | 0 | 0 | 0 | 0 | 0 | 0 | 0 | 0 | 0 | 0 | 0 | 0 | 0 | 0 | 0
QLD1 | CCGT | 0 | 0 | 0 | 0 | 0 | 0 | 0 | 0 | 0 | 0 | 0 | 0 | 0 | 0 | 0 | 0 | 0 | 0 | 0 | 0 | 0 | 0 | 0 | 0 | 0 | 0 | 0
QLD1 | Gas - Steam | 0 | 0 | 0 | 0 | 0 | 0 | 0 | 0 | 0 | 0 | 0 | 0 | 0 | 0 | 0 | 0 | 0 | 0 | 0 | 0 | 0 | 0 | 0 | 0 | 0 | 0 | 0
QLD1 | OCGT / Diesel | 0 | 0.00066702 | 0.0020629 | 0.0019554 | 0.0018596 | 0.0018141 | 0.0017196 | 0.0016299 | 0.0015491 | 0.0014642 | 0.0013878 | 0.0013155 | 0.0012502 | 0.0011817 | 0.0011201 | 0.0010617 | 0.0010091 | 0.00095378 | 0.0009045 | 0.00085901 | 0.00083031 | 0.00078897 | 0.0007655 | 0.0008018 | 0.00076279 | 0.00072186 | 0.00068627
QLD1 | Hydro | 0 | 0 | 0 | 0 | 0 | 0 | 0 | 0 | 0 | 0 | 0 | 0 | 0 | 0 | 0 | 0 | 0 | 0 | 0 | 0 | 0 | 0 | 0 | 0 | 0 | 0 | 0
QLD1 | Hydrogen Turbine | 0 | 0 | 0 | 0 | 0 | 0 | 0 | 0.00062228 | 0.00059141 | 0.000559 | 0.00052986 | 0.00050224 | 0.00047733 | 0.00045117 | 0.00042813 | 0.00040581 | 0.00038568 | 0.00036455 | 0.00034554 | 0.00032824 | 0.00031402 | 0.00030329 | 0.00031638 | 0.00042979 | 0.00040847 | 0.00038609 | 0.00036665
QLD1 | Wind | 0 | 100138.1346 | 132029.2843 | 150824.6446 | 175142.2192 | 177369.4572 | 201438.9118 | 206190.488 | 217380.9193 | 216438.5061 | 240515.1672 | 342857.457 | 350578.8266 | 358904.7535 | 396204.6739 | 383339.2303 | 364323.4914 | 344361.5432 | 348360.0019 | 434339.5392 | 435248.9512 | 444782.0901 | 505282.9417 | 599818.6264 | 570064.3162 | 544879.9282 | 531819.656
QLD1 | Solar PV | 0 | 0.0043043 | 3498.0565 | 8670.5646 | 17254.1365 | 61056.4187 | 68554.2311 | 91165.8556 | 98802.8409 | 108858.9792 | 164294.1557 | 257709.3396 | 249000.4293 | 250404.8995 | 263070.0871 | 249355.5329 | 236986.1239 | 247515.599 | 258322.9628 | 333037.0082 | 340752.287 | 369241.0882 | 387265.1498 | 400795.4724 | 380913.8077 | 360042.8431 | 510314.4978
QLD1 | Grid Battery | 0 | 0.0039548 | 0.042541 | 0.041683 | 0.057542 | 31485.3627 | 29843.9457 | 28288.1003 | 26884.8547 | 36690.3587 | 73429.5049 | 101039.9989 | 100496.7206 | 94990.3214 | 90038.2194 | 85344.2838 | 81110.7369 | 90990.3987 | 91628.6977 | 135553.9449 | 140179.5653 | 160110.1878 | 151763.2251 | 143851.4002 | 136715.5778 | 138655.6794 | 255452.7155
QLD1 | Pumped Hydro | 0 | 0 | 9067.0366 | 14888.7256 | 15905.7104 | 16292.4896 | 15443.1181 | 14638.0267 | 13911.8998 | 13149.6414 | 12464.1151 | 11814.3271 | 11228.2714 | 10613.0538 | 10059.7667 | 9535.3239 | 9062.3192 | 8565.7782 | 8119.221 | 7695.9441 | 7314.1829 | 6913.4254 | 6553.0099 | 6211.3838 | 5903.2649 | 5579.8142 | 5288.9234
QLD1 | VPP | 0 | 0 | 0 | 0 | 0 | 0 | 0 | 0 | 0 | 0 | 0 | 0 | 0 | 0 | 0 | 0 | 0 | 0 | 0 | 0 | 0 | 0 | 0 | 0 | 0 | 0 | 0
Total excluding storage |  | 0 | 100138.1435 | 144594.422 | 174383.9785 | 208302.1254 | 286203.73 | 315280.2084 | 340282.4728 | 356980.5169 | 375137.4875 | 490702.9448 | 713421.1244 | 711304.2496 | 714913.0299 | 759372.7486 | 727574.3724 | 691482.6729 | 691433.3204 | 706430.8847 | 910626.4377 | 923494.9876 | 981046.7926 | 1050864.3276 | 1150676.884 | 1093596.9678 | 1049158.266 | 1302875.7938
Region | Technology | 2023-24 | 2024-25 | 2025-26 | 2026-27 | 2027-28 | 2028-29 | 2029-30 | 2030-31 | 2031-32 | 2032-33 | 2033-34 | 2034-35 | 2035-36 | 2036-37 | 2037-38 | 2038-39 | 2039-40 | 2040-41 | 2041-42 | 2042-43 | 2043-44 | 2044-45 | 2045-46 | 2046-47 | 2047-48 | 2048-49 | 2049-50
VIC1 | Black Coal | 0 | 0 | 0 | 0 | 0 | 0 | 0 | 0 | 0 | 0 | 0 | 0 | 0 | 0 | 0 | 0 | 0 | 0 | 0 | 0 | 0 | 0 | 0 | 0 | 0 | 0 | 0
VIC1 | Brown Coal | 0 | 0 | 0 | 0 | 0 | 0 | 0 | 0 | 0 | 0 | 0 | 0 | 0 | 0 | 0 | 0 | 0 | 0 | 0 | 0 | 0 | 0 | 0 | 0 | 0 | 0 | 0
VIC1 | CCGT | 0 | 0 | 0 | 0 | 0 | 0 | 0 | 0 | 0 | 0 | 0 | 0 | 0 | 0 | 0 | 0 | 0 | 0 | 0 | 0 | 0 | 0 | 0 | 0 | 0 | 0 | 0
VIC1 | Gas - Steam | 0 | 0 | 0 | 0 | 0 | 0 | 0 | 0 | 0 | 0 | 0 | 0 | 0 | 0 | 0 | 0 | 0 | 0 | 0 | 0 | 0 | 0 | 0 | 0 | 0 | 0 | 0
VIC1 | OCGT / Diesel | 0 | 0.00076329 | 0.0007235 | 0.0021618 | 0.0020576 | 0.001946 | 0.0018446 | 0.0017484 | 0.0016617 | 0.0015706 | 0.0014887 | 0.0014119 | 0.0051777 | 0.004894 | 0.0046389 | 0.0043971 | 0.00418 | 0.0039509 | 0.0037458 | 0.0035505 | 124.8749 | 118.0328 | 111.8794 | 106.0469 | 100.7863 | 95.2641 | 90.2977
VIC1 | Hydro | 0 | 0 | 0 | 0 | 0 | 0 | 0 | 0 | 0 | 0 | 0 | 0 | 0 | 0 | 0 | 0 | 0 | 0 | 0 | 0 | 0 | 0 | 0 | 0 | 0 | 0 | 0
VIC1 | Hydrogen Turbine | 0 | 0 | 0 | 0 | 0 | 0 | 0 | 0 | 0 | 0 | 0 | 0 | 2726.584 | 2577.1895 | 2442.8337 | 2315.4822 | 4296.4059 | 4060.998 | 3993.5383 | 3785.3443 | 4845.5191 | 6691.7234 | 6342.8658 | 6012.195 | 5713.957 | 5400.8789 | 5119.3165
VIC1 | Wind | 0 | 47477.3954 | 48335.4752 | 67430.4015 | 91109.6238 | 106259.9673 | 100720.3484 | 99974.064 | 95014.7995 | 89808.7648 | 95584.6954 | 90601.6073 | 86107.2682 | 81389.2937 | 92281.5336 | 109467.0936 | 107910.3283 | 106028.3965 | 101196.4859 | 113750.1197 | 125408.1619 | 118536.8192 | 112489.7938 | 124538.0306 | 142707.6012 | 137930.1401 | 134018.6645
VIC1 | Solar PV | 0 | 0.0042164 | 0.0067108 | 4089.6401 | 15962.0483 | 20716.2649 | 19636.2701 | 36745.0387 | 34922.2822 | 41651.662 | 42872.7947 | 64826.6823 | 75711.7374 | 71563.3528 | 69524.7501 | 65900.2371 | 68057.1797 | 64328.2023 | 73851.842 | 70001.746 | 83047.7163 | 82062.0838 | 77783.9658 | 74490.5008 | 73389.6236 | 70503.7816 | 68101.2682
VIC1 | Grid Battery | 0 | 0.0041095 | 0.0041743 | 6872.0899 | 12454.4836 | 11772.0796 | 11158.3693 | 21812.6488 | 20730.6212 | 27246.0451 | 26631.4592 | 33039.7761 | 49232.56 | 46535.018 | 44109.0218 | 41809.4994 | 40600.2447 | 38375.683 | 43721.0112 | 41441.7168 | 49348.9269 | 51477.3694 | 48793.7151 | 46249.9728 | 45472.8022 | 43372.621 | 41111.4891
VIC1 | Pumped Hydro | 0 | 0 | 0.0037292 | 989.5205 | 3624.0144 | 3729.9964 | 3535.5416 | 3351.2243 | 3184.9851 | 3010.474 | 2853.5298 | 2704.7676 | 2570.5962 | 2429.7486 | 2303.0792 | 2183.0135 | 2074.724 | 1961.046 | 1858.8114 | 1761.9066 | 1674.5063 | 1582.757 | 1500.2436 | 1422.0319 | 1351.4913 | 1277.4413 | 1210.8448
VIC1 | VPP | 0 | 0 | 0 | 0 | 0 | 0 | 0 | 0 | 0 | 0 | 0 | 0 | 0 | 0 | 0 | 0 | 0 | 0 | 0 | 0 | 0 | 0 | 0 | 0 | 0 | 0 | 0
Total excluding storage |  | 0 | 47477.4045 | 48335.4906 | 79381.6542 | 123150.1721 | 142478.3103 | 135050.5313 | 161882.9776 | 153852.6897 | 161716.9474 | 167942.4806 | 191172.8347 | 216348.7511 | 204494.6074 | 210661.2229 | 221675.33 | 222938.8867 | 214754.3297 | 224621.6925 | 230740.8369 | 264449.7054 | 260468.7857 | 247022.4634 | 252818.7779 | 268736.2616 | 258580.1269 | 249651.8808
Region | Technology | 2023-24 | 2024-25 | 2025-26 | 2026-27 | 2027-28 | 2028-29 | 2029-30 | 2030-31 | 2031-32 | 2032-33 | 2033-34 | 2034-35 | 2035-36 | 2036-37 | 2037-38 | 2038-39 | 2039-40 | 2040-41 | 2041-42 | 2042-43 | 2043-44 | 2044-45 | 2045-46 | 2046-47 | 2047-48 | 2048-49 | 2049-50
SA1 | Black Coal | 0 | 0 | 0 | 0 | 0 | 0 | 0 | 0 | 0 | 0 | 0 | 0 | 0 | 0 | 0 | 0 | 0 | 0 | 0 | 0 | 0 | 0 | 0 | 0 | 0 | 0 | 0
SA1 | Brown Coal | 0 | 0 | 0 | 0 | 0 | 0 | 0 | 0 | 0 | 0 | 0 | 0 | 0 | 0 | 0 | 0 | 0 | 0 | 0 | 0 | 0 | 0 | 0 | 0 | 0 | 0 | 0
SA1 | CCGT | 0 | 0 | 0 | 0 | 0 | 0 | 0 | 0 | 0 | 0 | 0 | 0 | 0 | 0 | 0 | 0 | 0 | 0 | 0 | 0 | 0 | 0 | 0 | 0 | 0 | 0 | 0
SA1 | Gas - Steam | 0 | 0 | 0 | 0 | 0 | 0 | 0 | 0 | 0 | 0 | 0 | 0 | 0 | 0 | 0 | 0 | 0 | 0 | 0 | 0 | 0 | 0 | 0 | 0 | 0 | 0 | 0
SA1 | OCGT / Diesel | 0 | 0.00063012 | 0.00059727 | 0.00069694 | 0.00066237 | 0.00062608 | 0.00059344 | 0.00057691 | 0.0005518 | 0.00052768 | 0.00052649 | 0.00052595 | 0.00051703 | 0.00052143 | 0.0005222 | 0.00051634 | 0.00052327 | 0.00058642 | 0.00057545 | 0.00058926 | 0.00066715 | 0.00063203 | 0.00060202 | 0.00058325 | 0.00057139 | 0.00057914 | 0.00058242
SA1 | Hydro | 0 | 0 | 0 | 0 | 0 | 0 | 0 | 0 | 0 | 0 | 0 | 0 | 0 | 0 | 0 | 0 | 0 | 0 | 0 | 0 | 0 | 0 | 0 | 0 | 0 | 0 | 0
SA1 | Hydrogen Turbine | 0 | 0 | 0 | 0 | 0 | 0 | 0 | 0.00032913 | 0.00031589 | 0.00030077 | 0.00032127 | 0.00034838 | 0.00033168 | 0.0003236 | 0.0004383 | 0.00041642 | 0.00040626 | 0.000384 | 0.00036475 | 0.0004192 | 0.0006009 | 0.00056798 | 0.00053837 | 0.00051081 | 0.00048575 | 0.000554 | 0.00053344
SA1 | Wind | 0 | 28954.9147 | 27445.4168 | 49990.3194 | 49973.8059 | 107201.8056 | 103744.4205 | 114955.8615 | 109253.4173 | 103267.2226 | 121135.6107 | 114820.4841 | 128326.87 | 152112.5199 | 193998.9981 | 200633.0154 | 190680.5138 | 194350.9571 | 232280.5306 | 242474.0483 | 245418.7895 | 231971.8449 | 219878.5261 | 247289.8221 | 268616.096 | 268302.7857 | 292339.7455
SA1 | Solar PV | 0 | 0.0075335 | 3240.0878 | 3071.1734 | 8349.5105 | 27578.0385 | 26140.33 | 55107.8079 | 52435.144 | 70194.2679 | 108287.7389 | 131648.844 | 125118.3356 | 144321.5956 | 156253.0367 | 148107.1439 | 146466.0892 | 138440.9442 | 229240.1453 | 217836.4505 | 261708.0342 | 247368.5721 | 234472.5803 | 235134.104 | 230471.4947 | 229305.4975 | 238103.4853
SA1 | Grid Battery | 0 | 0.0036346 | 0.0045964 | 0.012075 | 0.01251 | 0.011825 | 0.011217 | 8534.9828 | 17689.1298 | 38707.203 | 51914.5619 | 62306.3926 | 62467.578 | 68557.6708 | 64983.5742 | 61595.805 | 60296.1905 | 56992.4519 | 107605.974 | 101996.1839 | 131524.5327 | 124318.0629 | 117837.0265 | 111693.864 | 106153.2351 | 107968.2403 | 110049.2106
SA1 | Pumped Hydro | 0 | 0 | 0.0027561 | 0.0047583 | 0.004631 | 0.0044769 | 0.0042478 | 0.0042135 | 0.0040044 | 0.0037874 | 0.0036092 | 0.003452 | 0.0032948 | 0.0032376 | 0.0030828 | 0.0029276 | 0.0029335 | 0.002789 | 0.0027918 | 0.0027687 | 0.0029127 | 0.0027531 | 0.0026101 | 0.0024759 | 0.002365 | 0.002445 | 0.0025433
SA1 | VPP | 0 | 0 | 0 | 0 | 0 | 0 | 0 | 0 | 0 | 0 | 0 | 0 | 0 | 0 | 0 | 0 | 0 | 0 | 0 | 0 | 0 | 0 | 0 | 0 | 0 | 0 | 0
Total excluding storage |  | 0 | 28954.9265 | 30685.5126 | 53061.5103 | 58323.3342 | 134779.861 | 129884.7666 | 178598.6574 | 179377.6959 | 212168.6982 | 281337.916 | 308775.725 | 315912.7878 | 364991.7904 | 415235.613 | 410335.9681 | 397442.7974 | 389784.3569 | 569126.6536 | 562306.6865 | 638651.3606 | 603658.4838 | 572188.1365 | 594117.7936 | 605240.8293 | 605576.5271 | 640492.4451
Region | Technology | 2023-24 | 2024-25 | 2025-26 | 2026-27 | 2027-28 | 2028-29 | 2029-30 | 2030-31 | 2031-32 | 2032-33 | 2033-34 | 2034-35 | 2035-36 | 2036-37 | 2037-38 | 2038-39 | 2039-40 | 2040-41 | 2041-42 | 2042-43 | 2043-44 | 2044-45 | 2045-46 | 2046-47 | 2047-48 | 2048-49 | 2049-50
TAS1 | Black Coal | 0 | 0 | 0 | 0 | 0 | 0 | 0 | 0 | 0 | 0 | 0 | 0 | 0 | 0 | 0 | 0 | 0 | 0 | 0 | 0 | 0 | 0 | 0 | 0 | 0 | 0 | 0
TAS1 | Brown Coal | 0 | 0 | 0 | 0 | 0 | 0 | 0 | 0 | 0 | 0 | 0 | 0 | 0 | 0 | 0 | 0 | 0 | 0 | 0 | 0 | 0 | 0 | 0 | 0 | 0 | 0 | 0
TAS1 | CCGT | 0 | 0 | 0 | 0 | 0 | 0 | 0 | 0 | 0 | 0 | 0 | 0 | 0 | 0 | 0 | 0 | 0 | 0 | 0 | 0 | 0 | 0 | 0 | 0 | 0 | 0 | 0
TAS1 | Gas - Steam | 0 | 0 | 0 | 0 | 0 | 0 | 0 | 0 | 0 | 0 | 0 | 0 | 0 | 0 | 0 | 0 | 0 | 0 | 0 | 0 | 0 | 0 | 0 | 0 | 0 | 0 | 0
TAS1 | OCGT / Diesel | 0 | 0.0005709 | 0.00054113 | 0.00051434 | 0.00052706 | 0.00051894 | 0.00051048 | 0.00050562 | 0.00051537 | 0.00052881 | 0.00051057 | 0.00050825 | 0.00050447 | 0.00051563 | 0.0005171 | 0.00051488 | 0.00051453 | 0.00057531 | 0.00058216 | 0.00056725 | 0.00058354 | 0.00055993 | 0.00055014 | 0.00057143 | 0.00055939 | 0.00058196 | 0.00057664
TAS1 | Hydro | 0 | 0 | 0 | 0 | 0 | 0 | 0 | 0 | 0 | 0 | 0 | 0 | 0 | 0 | 0 | 0 | 0 | 0 | 0 | 0 | 0 | 0 | 0 | 0 | 0 | 0 | 0
TAS1 | Hydrogen Turbine | 0 | 0 | 0 | 0 | 0 | 0 | 0 | 0.00024896 | 0.0002659 | 0.00028407 | 0.00027503 | 0.00030706 | 0.00029265 | 0.00030665 | 0.00078932 | 0.00074897 | 0.00071347 | 0.00067478 | 0.00064012 | 0.00077083 | 0.00075957 | 0.00071795 | 0.00068086 | 251.6564 | 239.1729 | 245.3324 | 239.6124
TAS1 | Wind | 0 | 32588.0561 | 36416.963 | 38893.9614 | 70082.0515 | 74839.7755 | 101433.2134 | 97421.9516 | 116814.1506 | 117648.3509 | 125607.7603 | 151082.9284 | 145518.1974 | 159879.3933 | 192737.9228 | 184618.0849 | 175460.0104 | 178232.7903 | 180012.7927 | 170628.2398 | 173009.8912 | 163530.3626 | 155005.0832 | 181440.1733 | 188859.5604 | 193931.2327 | 183821.074
TAS1 | Solar PV | 0 | 0.0017973 | 0.0021305 | 0.0044399 | 2459.965 | 3442.1377 | 5137.4022 | 17467.9499 | 16601.4433 | 15691.8201 | 42033.4646 | 62297.4928 | 62082.1832 | 68425.0343 | 78742.6256 | 76228.3616 | 80056.4779 | 76811.4571 | 73665.7913 | 85344.9588 | 85090.6969 | 80428.4219 | 76235.4711 | 99966.013 | 116744.1305 | 141721.8011 | 135810.3304
TAS1 | Grid Battery | 0 | 0.0024576 | 0.0027941 | 0.0032481 | 0.0039603 | 0.0037433 | 0.0041631 | 0.0052478 | 0.0085263 | 0.0098232 | 0.011703 | 0.01196 | 0.013587 | 0.017802 | 0.063844 | 680.7804 | 647.01 | 611.5592 | 4706.4413 | 11177.3524 | 10622.902 | 10040.8538 | 9517.397 | 25866.3417 | 49445.3756 | 59031.6878 | 55954.2065
TAS1 | Pumped Hydro | 0 | 0 | 0.0070326 | 0.0097146 | 0.019366 | 2087.3008 | 6181.4009 | 8002.9889 | 9099.9781 | 11636.6747 | 13609.9167 | 17310.6892 | 17982.2952 | 16997.0136 | 16110.9328 | 15271.0264 | 14513.4993 | 13718.2781 | 13003.1072 | 12325.2202 | 11713.8213 | 11071.9996 | 10494.7864 | 9947.6648 | 9454.2058 | 8936.1926 | 8470.3247
TAS1 | VPP | 0 | 0 | 0 | 0 | 0 | 0 | 0 | 0 | 0 | 0 | 0 | 0 | 0 | 0 | 0 | 0 | 0 | 0 | 0 | 0 | 0 | 0 | 0 | 0 | 0 | 0 | 0
Total excluding storage |  | 0 | 32588.0609 | 36416.9755 | 38893.9793 | 72542.0404 | 80369.2183 | 112752.0212 | 122892.8964 | 142515.5813 | 144976.8564 | 181251.1541 | 230691.1232 | 225582.6901 | 245301.4598 | 287591.5464 | 276798.2546 | 270676.9989 | 269374.086 | 271388.1337 | 279475.7725 | 280437.3127 | 265071.6392 | 251252.7388 | 317471.8498 | 364742.4458 | 403866.2471 | 384295.5485

## BaseCase_Fuel Cost
Fuel cost by technology ($000s) - BaseCase, Hydrogen Superpower Scenario
Fuel | Real June 2021 dollars discounted to 1 July 2021
Explicitly modelled generation
Region | Technology | 2023-24 | 2024-25 | 2025-26 | 2026-27 | 2027-28 | 2028-29 | 2029-30 | 2030-31 | 2031-32 | 2032-33 | 2033-34 | 2034-35 | 2035-36 | 2036-37 | 2037-38 | 2038-39 | 2039-40 | 2040-41 | 2041-42 | 2042-43 | 2043-44 | 2044-45 | 2045-46 | 2046-47 | 2047-48 | 2048-49 | 2049-50
NEM | Black Coal | 1688318.476 | 1088163.296 | 779780.521 | 513893.01 | 283186.173 | 200589.13 | 140381.055 | 0 | 0 | 0 | 0 | 0 | 0 | 0 | 0 | 0 | 0 | 0 | 0 | 0 | 0 | 0 | 0 | 0 | 0 | 0 | 0
NEM | Brown Coal | 196566.64 | 146406.524 | 113636.628 | 84155.929 | 53592.207 | 33108.499 | 31882.483 | 0 | 0 | 0 | 0 | 0 | 0 | 0 | 0 | 0 | 0 | 0 | 0 | 0 | 0 | 0 | 0 | 0 | 0 | 0 | 0
NEM | CCGT | 428766.136 | 222487.6236 | 346043.7571 | 363670.5576 | 321990.2663 | 340365.8958 | 305686.8455 | 323340.2455 | 319304.4638 | 231041.5138 | 276776.1149 | 229389.8229 | 109275.0582 | 73009.0813 | 118728.3301 | 55248.5506 | 37836.4932 | 180157.3065 | 170549.514 | 166567.4965 | 110917.934 | 104081.6835 | 41915.657 | 24612.554 | 22547.698 | 17765.35 | 19892.376
NEM | Gas - Steam | 22542.1325 | 11823.7199 | 51521.052 | 16514.77 | 39908.216 | 106623.504 | 21814.932 | 100669.456 | 36380.516 | 29101.628 | 12603.561 | 14709.275 | 7735.3765 | 4685.4865 | 12471.253 | 6643.75 | 0 | 0 | 0 | 0 | 0 | 0 | 0 | 0 | 0 | 0 | 0
NEM | OCGT / Diesel | 44288.3599 | 16528.3627 | 47634.6329 | 51169.0705 | 67094.3672 | 174736.4782 | 26917.6467 | 206670.7847 | 51936.2386 | 44183.0122 | 11781.0615 | 35791.3101 | 11665.0011 | 5376.9946 | 11476.2749 | 4959.8301 | 9434.2917 | 70015.7413 | 48413.3276 | 35466.2608 | 160380.0703 | 6140.2323 | 2881.0273 | 55061.7502 | 527.9648 | 3834.1044 | 1217.4095
NEM | Hydro | 0 | 0 | 0 | 0 | 0 | 0 | 0 | 0 | 0 | 0 | 0 | 0 | 0 | 0 | 0 | 0 | 0 | 0 | 0 | 0 | 0 | 0 | 0 | 0 | 0 | 0 | 0
NEM | Hydrogen Turbine | 0 | 0 | 0 | 0 | 0 | 0 | 0 | 20507.6752 | 23518.9413 | 13002.2558 | 24927.6807 | 26446.6208 | 15380.8965 | 41255.8838 | 92664.1441 | 149423.4639 | 149707.6181 | 197884.076 | 185763.6167 | 207939.4195 | 226155.5238 | 205321.3966 | 237808.8211 | 288228.0264 | 277678.0884 | 271707.3885 | 276312.2615
NEM | Wind | 0 | 0 | 0 | 0 | 0 | 0 | 0 | 0 | 0 | 0 | 0 | 0 | 0 | 0 | 0 | 0 | 0 | 0 | 0 | 0 | 0 | 0 | 0 | 0 | 0 | 0 | 0
NEM | Solar PV | 0 | 0 | 0 | 0 | 0 | 0 | 0 | 0 | 0 | 0 | 0 | 0 | 0 | 0 | 0 | 0 | 0 | 0 | 0 | 0 | 0 | 0 | 0 | 0 | 0 | 0 | 0
NEM | Grid Battery | 0 | 0 | 0 | 0 | 0 | 0 | 0 | 0 | 0 | 0 | 0 | 0 | 0 | 0 | 0 | 0 | 0 | 0 | 0 | 0 | 0 | 0 | 0 | 0 | 0 | 0 | 0
NEM | Pumped Hydro | 0 | 0 | 0 | 0 | 0 | 0 | 0 | 0 | 0 | 0 | 0 | 0 | 0 | 0 | 0 | 0 | 0 | 0 | 0 | 0 | 0 | 0 | 0 | 0 | 0 | 0 | 0
NEM | VPP | 0 | 0 | 0 | 0 | 0 | 0 | 0 | 0 | 0 | 0 | 0 | 0 | 0 | 0 | 0 | 0 | 0 | 0 | 0 | 0 | 0 | 0 | 0 | 0 | 0 | 0 | 0
Total excluding storage |  | 2380481.7445 | 1485409.5262 | 1338616.591 | 1029403.3371 | 765771.2295 | 855423.507 | 526682.9622 | 651188.1614 | 431140.1597 | 317328.4098 | 326088.418 | 306337.0289 | 144056.3323 | 124327.4461 | 235340.0021 | 216275.5945 | 196978.403 | 448057.1239 | 404726.4583 | 409973.1768 | 497453.5281 | 315543.3123 | 282605.5053 | 367902.3306 | 300753.7512 | 293306.8429 | 297422.047
Region | Technology | 2023-24 | 2024-25 | 2025-26 | 2026-27 | 2027-28 | 2028-29 | 2029-30 | 2030-31 | 2031-32 | 2032-33 | 2033-34 | 2034-35 | 2035-36 | 2036-37 | 2037-38 | 2038-39 | 2039-40 | 2040-41 | 2041-42 | 2042-43 | 2043-44 | 2044-45 | 2045-46 | 2046-47 | 2047-48
NSW1 | Black Coal | 984328.836 | 606566.61 | 475770.687 | 263759.516 | 127707.252 | 123294.984 | 108025.52 | 0 | 0 | 0 | 0 | 0 | 0 | 0 | 0 | 0 | 0 | 0 | 0 | 0 | 0 | 0 | 0 | 0 | 0 | 0 | 0
NSW1 | Brown Coal | 0 | 0 | 0 | 0 | 0 | 0 | 0 | 0 | 0 | 0 | 0 | 0 | 0 | 0 | 0 | 0 | 0 | 0 | 0 | 0 | 0 | 0 | 0 | 0 | 0 | 0 | 0
NSW1 | CCGT | 31101.128 | 3834.015 | 39223.448 | 67071.48 | 62023.136 | 64230.088 | 56921.476 | 60718.524 | 61737.496 | 51160.32 | 56581.632 | 53472.4 | 24820.804 | 30821.728 | 32966.916 | 26292.442 | 11218.183 | 54729.78 | 50388.928 | 50694.504 | 0 | 0 | 0 | 0 | 0 | 0 | 0
NSW1 | Gas - Steam | 0 | 0 | 0 | 0 | 0 | 0 | 0 | 0 | 0 | 0 | 0 | 0 | 0 | 0 | 0 | 0 | 0 | 0 | 0 | 0 | 0 | 0 | 0 | 0 | 0 | 0 | 0
NSW1 | OCGT / Diesel | 1094.2736 | 389.1066 | 2206.0748 | 8398.1613 | 4512.3937 | 10938.4049 | 567.7934 | 26666.5262 | 5152.3958 | 6465.3942 | 824.0326 | 1952.672 | 0.014647 | 0.014445 | 1673.3087 | 0.013743 | 1286.0678 | 20570.9944 | 3944.2326 | 3484.6687 | 28268.6017 | 2277.6559 | 0.024541 | 10928.5345 | 0.023621 | 373.4471 | 211.3384
NSW1 | Hydro | 0 | 0 | 0 | 0 | 0 | 0 | 0 | 0 | 0 | 0 | 0 | 0 | 0 | 0 | 0 | 0 | 0 | 0 | 0 | 0 | 0 | 0 | 0 | 0 | 0 | 0 | 0
NSW1 | Hydrogen Turbine | 0 | 0 | 0 | 0 | 0 | 0 | 0 | 20507.65 | 23518.916 | 13002.233 | 24927.654 | 26446.59 | 12663.478 | 26051.182 | 66199.536 | 62962.652 | 49991.56 | 52413.036 | 24345.558 | 38783.572 | 50442.44 | 25080.504 | 34779.82 | 68139.24 | 50820.212 | 43045.108 | 46094.948
NSW1 | Wind | 0 | 0 | 0 | 0 | 0 | 0 | 0 | 0 | 0 | 0 | 0 | 0 | 0 | 0 | 0 | 0 | 0 | 0 | 0 | 0 | 0 | 0 | 0 | 0 | 0 | 0 | 0
NSW1 | Solar PV | 0 | 0 | 0 | 0 | 0 | 0 | 0 | 0 | 0 | 0 | 0 | 0 | 0 | 0 | 0 | 0 | 0 | 0 | 0 | 0 | 0 | 0 | 0 | 0 | 0 | 0 | 0
NSW1 | Grid Battery | 0 | 0 | 0 | 0 | 0 | 0 | 0 | 0 | 0 | 0 | 0 | 0 | 0 | 0 | 0 | 0 | 0 | 0 | 0 | 0 | 0 | 0 | 0 | 0 | 0 | 0 | 0
NSW1 | Pumped Hydro | 0 | 0 | 0 | 0 | 0 | 0 | 0 | 0 | 0 | 0 | 0 | 0 | 0 | 0 | 0 | 0 | 0 | 0 | 0 | 0 | 0 | 0 | 0 | 0 | 0 | 0 | 0
NSW1 | VPP | 0 | 0 | 0 | 0 | 0 | 0 | 0 | 0 | 0 | 0 | 0 | 0 | 0 | 0 | 0 | 0 | 0 | 0 | 0 | 0 | 0 | 0 | 0 | 0 | 0 | 0 | 0
Total excluding storage |  | 1016524.2376 | 610789.7316 | 517200.2098 | 339229.1573 | 194242.7817 | 198463.4769 | 165514.7894 | 107892.7002 | 90408.8078 | 70627.9472 | 82333.3186 | 81871.662 | 37484.2966 | 56872.9244 | 100839.7607 | 89255.1077 | 62495.8108 | 127713.8104 | 78678.7186 | 92962.7447 | 78711.0417 | 27358.1599 | 34779.8445 | 79067.7745 | 50820.2356 | 43418.5551 | 46306.2864
Region | Technology | 2023-24 | 2024-25 | 2025-26 | 2026-27 | 2027-28 | 2028-29 | 2029-30 | 2030-31 | 2031-32 | 2032-33 | 2033-34 | 2034-35 | 2035-36 | 2036-37 | 2037-38 | 2038-39 | 2039-40 | 2040-41 | 2041-42 | 2042-43 | 2043-44 | 2044-45 | 2045-46 | 2046-47 | 2047-48
QLD1 | Black Coal | 703989.64 | 481596.686 | 304009.834 | 250133.494 | 155478.921 | 77294.146 | 32355.535 | 0 | 0 | 0 | 0 | 0 | 0 | 0 | 0 | 0 | 0 | 0 | 0 | 0 | 0 | 0 | 0 | 0 | 0 | 0 | 0
QLD1 | Brown Coal | 0 | 0 | 0 | 0 | 0 | 0 | 0 | 0 | 0 | 0 | 0 | 0 | 0 | 0 | 0 | 0 | 0 | 0 | 0 | 0 | 0 | 0 | 0 | 0 | 0 | 0 | 0
QLD1 | CCGT | 232391.032 | 142324.8966 | 206770.1571 | 216836.0136 | 184503.9543 | 175394.0798 | 168561.0015 | 169639.8895 | 180937.2158 | 156953.1158 | 160741.1229 | 121557.4629 | 79912.1922 | 39469.5885 | 85761.4141 | 28956.1086 | 26618.3102 | 125427.5265 | 120160.586 | 115872.9925 | 110917.934 | 104081.6835 | 41915.657 | 24612.554 | 22547.698 | 17765.35 | 19892.376
QLD1 | Gas - Steam | 0 | 0 | 0 | 0 | 0 | 0 | 0 | 0 | 0 | 0 | 0 | 0 | 0 | 0 | 0 | 0 | 0 | 0 | 0 | 0 | 0 | 0 | 0 | 0 | 0 | 0 | 0
QLD1 | OCGT / Diesel | 349.1257 | 0.015794 | 437.1759 | 3976.5004 | 5077.8692 | 11176.1358 | 2456.497 | 31284.6154 | 13868.482 | 8447.5727 | 351.1159 | 0.01044 | 0.0095569 | 0.0092221 | 51.3264 | 0.0086069 | 1788.1993 | 6432.5397 | 881.3262 | 0.029353 | 1881.1822 | 0.025119 | 382.3141 | 37444.5774 | 0.020602 | 0.018736 | 0.014722
QLD1 | Hydro | 0 | 0 | 0 | 0 | 0 | 0 | 0 | 0 | 0 | 0 | 0 | 0 | 0 | 0 | 0 | 0 | 0 | 0 | 0 | 0 | 0 | 0 | 0 | 0 | 0 | 0 | 0
QLD1 | Hydrogen Turbine | 0 | 0 | 0 | 0 | 0 | 0 | 0 | 0.0097522 | 0.010468 | 0.0095588 | 0.0098568 | 0.0090851 | 0.0090803 | 0.010905 | 0.015476 | 0.013056 | 0.0084353 | 0.0093407 | 0.0070232 | 0.0075615 | 0.0077912 | 0.0073908 | 0.0078643 | 0.017503 | 0.0088084 | 0.0082114 | 0.0092354
QLD1 | Wind | 0 | 0 | 0 | 0 | 0 | 0 | 0 | 0 | 0 | 0 | 0 | 0 | 0 | 0 | 0 | 0 | 0 | 0 | 0 | 0 | 0 | 0 | 0 | 0 | 0 | 0 | 0
QLD1 | Solar PV | 0 | 0 | 0 | 0 | 0 | 0 | 0 | 0 | 0 | 0 | 0 | 0 | 0 | 0 | 0 | 0 | 0 | 0 | 0 | 0 | 0 | 0 | 0 | 0 | 0 | 0 | 0
QLD1 | Grid Battery | 0 | 0 | 0 | 0 | 0 | 0 | 0 | 0 | 0 | 0 | 0 | 0 | 0 | 0 | 0 | 0 | 0 | 0 | 0 | 0 | 0 | 0 | 0 | 0 | 0 | 0 | 0
QLD1 | Pumped Hydro | 0 | 0 | 0 | 0 | 0 | 0 | 0 | 0 | 0 | 0 | 0 | 0 | 0 | 0 | 0 | 0 | 0 | 0 | 0 | 0 | 0 | 0 | 0 | 0 | 0 | 0 | 0
QLD1 | VPP | 0 | 0 | 0 | 0 | 0 | 0 | 0 | 0 | 0 | 0 | 0 | 0 | 0 | 0 | 0 | 0 | 0 | 0 | 0 | 0 | 0 | 0 | 0 | 0 | 0 | 0 | 0
Total excluding storage |  | 936729.7977 | 623921.5984 | 511217.167 | 470946.008 | 345060.7445 | 263864.3616 | 203373.0335 | 200924.5146 | 194805.7083 | 165400.698 | 161092.2487 | 121557.4824 | 79912.2109 | 39469.6086 | 85812.756 | 28956.1303 | 28406.5179 | 131860.0755 | 121041.9192 | 115873.0294 | 112799.124 | 104081.716 | 42297.979 | 62057.1489 | 22547.7274 | 17765.3769 | 19892.4
Region | Technology | 2023-24 | 2024-25 | 2025-26 | 2026-27 | 2027-28 | 2028-29 | 2029-30 | 2030-31 | 2031-32 | 2032-33 | 2033-34 | 2034-35 | 2035-36 | 2036-37 | 2037-38 | 2038-39 | 2039-40 | 2040-41 | 2041-42 | 2042-43 | 2043-44 | 2044-45 | 2045-46 | 2046-47 | 2047-48
VIC1 | Black Coal | 0 | 0 | 0 | 0 | 0 | 0 | 0 | 0 | 0 | 0 | 0 | 0 | 0 | 0 | 0 | 0 | 0 | 0 | 0 | 0 | 0 | 0 | 0 | 0 | 0 | 0 | 0
VIC1 | Brown Coal | 196566.64 | 146406.524 | 113636.628 | 84155.929 | 53592.207 | 33108.499 | 31882.483 | 0 | 0 | 0 | 0 | 0 | 0 | 0 | 0 | 0 | 0 | 0 | 0 | 0 | 0 | 0 | 0 | 0 | 0 | 0 | 0
VIC1 | CCGT | 0 | 0 | 0 | 0 | 0 | 0 | 0 | 0 | 0 | 0 | 0 | 0 | 0 | 0 | 0 | 0 | 0 | 0 | 0 | 0 | 0 | 0 | 0 | 0 | 0 | 0 | 0
VIC1 | Gas - Steam | 2241.5705 | 1491.5449 | 16307.708 | 16514.77 | 39908.216 | 106623.504 | 21814.932 | 100669.456 | 36380.516 | 29101.628 | 12603.561 | 14709.275 | 7735.3765 | 4685.4865 | 12471.253 | 6643.75 | 0 | 0 | 0 | 0 | 0 | 0 | 0 | 0 | 0 | 0 | 0
VIC1 | OCGT / Diesel | 3331.9073 | 1397.8655 | 10051.1302 | 17920.0983 | 30493.2302 | 100825.5577 | 15089.5236 | 103679.547 | 23885.2543 | 24183.9567 | 8206.2602 | 28767.4092 | 11140.3821 | 5204.1741 | 8251.6255 | 4959.783 | 6255.2434 | 15495.34 | 16796.7876 | 6641.4599 | 48834.2933 | 3862.5163 | 2498.6563 | 6688.6039 | 527.8898 | 3460.6032 | 1006.0254
VIC1 | Hydro | 0 | 0 | 0 | 0 | 0 | 0 | 0 | 0 | 0 | 0 | 0 | 0 | 0 | 0 | 0 | 0 | 0 | 0 | 0 | 0 | 0 | 0 | 0 | 0 | 0 | 0 | 0
VIC1 | Hydrogen Turbine | 0 | 0 | 0 | 0 | 0 | 0 | 0 | 0 | 0 | 0 | 0 | 0 | 2717.3945 | 15204.673 | 26464.538 | 86460.752 | 99716 | 145470.992 | 161418.016 | 169155.792 | 175713.008 | 180240.848 | 203028.96 | 207669.808 | 214911.472 | 217137.296 | 219112.864
VIC1 | Wind | 0 | 0 | 0 | 0 | 0 | 0 | 0 | 0 | 0 | 0 | 0 | 0 | 0 | 0 | 0 | 0 | 0 | 0 | 0 | 0 | 0 | 0 | 0 | 0 | 0 | 0 | 0
VIC1 | Solar PV | 0 | 0 | 0 | 0 | 0 | 0 | 0 | 0 | 0 | 0 | 0 | 0 | 0 | 0 | 0 | 0 | 0 | 0 | 0 | 0 | 0 | 0 | 0 | 0 | 0 | 0 | 0
VIC1 | Grid Battery | 0 | 0 | 0 | 0 | 0 | 0 | 0 | 0 | 0 | 0 | 0 | 0 | 0 | 0 | 0 | 0 | 0 | 0 | 0 | 0 | 0 | 0 | 0 | 0 | 0 | 0 | 0
VIC1 | Pumped Hydro | 0 | 0 | 0 | 0 | 0 | 0 | 0 | 0 | 0 | 0 | 0 | 0 | 0 | 0 | 0 | 0 | 0 | 0 | 0 | 0 | 0 | 0 | 0 | 0 | 0 | 0 | 0
VIC1 | VPP | 0 | 0 | 0 | 0 | 0 | 0 | 0 | 0 | 0 | 0 | 0 | 0 | 0 | 0 | 0 | 0 | 0 | 0 | 0 | 0 | 0 | 0 | 0 | 0 | 0 | 0 | 0
Total excluding storage |  | 202140.1178 | 149295.9344 | 139995.4662 | 118590.7973 | 123993.6532 | 240557.5607 | 68786.9386 | 204349.003 | 60265.7703 | 53285.5847 | 20809.8212 | 43476.6842 | 21593.1531 | 25094.3336 | 47187.4165 | 98064.285 | 105971.2434 | 160966.332 | 178214.8036 | 175797.2519 | 224547.3013 | 184103.3643 | 205527.6163 | 214358.4119 | 215439.3618 | 220597.8992 | 220118.8894
Region | Technology | 2023-24 | 2024-25 | 2025-26 | 2026-27 | 2027-28 | 2028-29 | 2029-30 | 2030-31 | 2031-32 | 2032-33 | 2033-34 | 2034-35 | 2035-36 | 2036-37 | 2037-38 | 2038-39 | 2039-40 | 2040-41 | 2041-42 | 2042-43 | 2043-44 | 2044-45 | 2045-46 | 2046-47 | 2047-48
SA1 | Black Coal | 0 | 0 | 0 | 0 | 0 | 0 | 0 | 0 | 0 | 0 | 0 | 0 | 0 | 0 | 0 | 0 | 0 | 0 | 0 | 0 | 0 | 0 | 0 | 0 | 0 | 0 | 0
SA1 | Brown Coal | 0 | 0 | 0 | 0 | 0 | 0 | 0 | 0 | 0 | 0 | 0 | 0 | 0 | 0 | 0 | 0 | 0 | 0 | 0 | 0 | 0 | 0 | 0 | 0 | 0 | 0 | 0
SA1 | CCGT | 165273.976 | 76328.712 | 100050.152 | 79763.064 | 75463.176 | 100741.728 | 80204.368 | 92981.832 | 76629.752 | 22928.078 | 59453.36 | 54359.96 | 4542.062 | 2717.7648 | 0 | 0 | 0 | 0 | 0 | 0 | 0 | 0 | 0 | 0 | 0 | 0 | 0
SA1 | Gas - Steam | 20300.562 | 10332.175 | 35213.344 | 0 | 0 | 0 | 0 | 0 | 0 | 0 | 0 | 0 | 0 | 0 | 0 | 0 | 0 | 0 | 0 | 0 | 0 | 0 | 0 | 0 | 0 | 0 | 0
SA1 | OCGT / Diesel | 39513.0473 | 14741.3659 | 34940.2429 | 20818.7193 | 26863.4824 | 51779.3746 | 8803.8223 | 45040.0855 | 8939.1841 | 4270.7102 | 2399.6429 | 5071.2085 | 524.586 | 172.788 | 1500.0045 | 0.015652 | 104.772 | 27516.8541 | 26790.9686 | 25340.09 | 81395.9761 | 0.024101 | 0.021876 | 0.020213 | 0.017791 | 0.01913 | 0.017885
SA1 | Hydro | 0 | 0 | 0 | 0 | 0 | 0 | 0 | 0 | 0 | 0 | 0 | 0 | 0 | 0 | 0 | 0 | 0 | 0 | 0 | 0 | 0 | 0 | 0 | 0 | 0 | 0 | 0
SA1 | Hydrogen Turbine | 0 | 0 | 0 | 0 | 0 | 0 | 0 | 0.010497 | 0.0092116 | 0.0075385 | 0.010296 | 0.012371 | 0.0082879 | 0.0096275 | 0.017904 | 0.013488 | 0.016145 | 0.011602 | 0.010827 | 0.01511 | 0.031261 | 0.013908 | 0.011688 | 0.018887 | 0.015628 | 0.021247 | 0.019281
SA1 | Wind | 0 | 0 | 0 | 0 | 0 | 0 | 0 | 0 | 0 | 0 | 0 | 0 | 0 | 0 | 0 | 0 | 0 | 0 | 0 | 0 | 0 | 0 | 0 | 0 | 0 | 0 | 0
SA1 | Solar PV | 0 | 0 | 0 | 0 | 0 | 0 | 0 | 0 | 0 | 0 | 0 | 0 | 0 | 0 | 0 | 0 | 0 | 0 | 0 | 0 | 0 | 0 | 0 | 0 | 0 | 0 | 0
SA1 | Grid Battery | 0 | 0 | 0 | 0 | 0 | 0 | 0 | 0 | 0 | 0 | 0 | 0 | 0 | 0 | 0 | 0 | 0 | 0 | 0 | 0 | 0 | 0 | 0 | 0 | 0 | 0 | 0
SA1 | Pumped Hydro | 0 | 0 | 0 | 0 | 0 | 0 | 0 | 0 | 0 | 0 | 0 | 0 | 0 | 0 | 0 | 0 | 0 | 0 | 0 | 0 | 0 | 0 | 0 | 0 | 0 | 0 | 0
SA1 | VPP | 0 | 0 | 0 | 0 | 0 | 0 | 0 | 0 | 0 | 0 | 0 | 0 | 0 | 0 | 0 | 0 | 0 | 0 | 0 | 0 | 0 | 0 | 0 | 0 | 0 | 0 | 0
Total excluding storage |  | 225087.5853 | 101402.2529 | 170203.7389 | 100581.7833 | 102326.6584 | 152521.1026 | 89008.1903 | 138021.928 | 85568.9453 | 27198.7957 | 61853.0132 | 59431.1809 | 5066.6563 | 2890.5624 | 1500.0224 | 0.02914 | 104.7881 | 27516.8657 | 26790.9794 | 25340.1051 | 81396.0073 | 0.038009 | 0.033564 | 0.0391 | 0.033419 | 0.040376 | 0.037166
Region | Technology | 2023-24 | 2024-25 | 2025-26 | 2026-27 | 2027-28 | 2028-29 | 2029-30 | 2030-31 | 2031-32 | 2032-33 | 2033-34 | 2034-35 | 2035-36 | 2036-37 | 2037-38 | 2038-39 | 2039-40 | 2040-41 | 2041-42 | 2042-43 | 2043-44 | 2044-45 | 2045-46 | 2046-47 | 2047-48
TAS1 | Black Coal | 0 | 0 | 0 | 0 | 0 | 0 | 0 | 0 | 0 | 0 | 0 | 0 | 0 | 0 | 0 | 0 | 0 | 0 | 0 | 0 | 0 | 0 | 0 | 0 | 0 | 0 | 0
TAS1 | Brown Coal | 0 | 0 | 0 | 0 | 0 | 0 | 0 | 0 | 0 | 0 | 0 | 0 | 0 | 0 | 0 | 0 | 0 | 0 | 0 | 0 | 0 | 0 | 0 | 0 | 0 | 0 | 0
TAS1 | CCGT | 0 | 0 | 0 | 0 | 0 | 0 | 0 | 0 | 0 | 0 | 0 | 0 | 0 | 0 | 0 | 0 | 0 | 0 | 0 | 0 | 0 | 0 | 0 | 0 | 0 | 0 | 0
TAS1 | Gas - Steam | 0 | 0 | 0 | 0 | 0 | 0 | 0 | 0 | 0 | 0 | 0 | 0 | 0 | 0 | 0 | 0 | 0 | 0 | 0 | 0 | 0 | 0 | 0 | 0 | 0 | 0 | 0
TAS1 | OCGT / Diesel | 0.0060743 | 0.008902 | 0.009085 | 55.5912 | 147.3917 | 17.0051 | 0.010401 | 0.01055 | 90.9224 | 815.3784 | 0.0097525 | 0.0099497 | 0.0088156 | 0.0088184 | 0.009788 | 0.0090354 | 0.0091319 | 0.013177 | 0.012626 | 0.012912 | 0.017005 | 0.010884 | 0.010413 | 0.014214 | 0.012959 | 0.016257 | 0.013073
TAS1 | Hydro | 0 | 0 | 0 | 0 | 0 | 0 | 0 | 0 | 0 | 0 | 0 | 0 | 0 | 0 | 0 | 0 | 0 | 0 | 0 | 0 | 0 | 0 | 0 | 0 | 0 | 0 | 0
TAS1 | Hydrogen Turbine | 0 | 0 | 0 | 0 | 0 | 0 | 0 | 0.0049484 | 0.0056223 | 0.0057365 | 0.0065168 | 0.0093886 | 0.0066068 | 0.0082741 | 0.036751 | 0.033319 | 0.033557 | 0.027098 | 0.024862 | 0.032869 | 0.036716 | 0.02326 | 0.021517 | 12418.942 | 11946.38 | 11524.955 | 11104.421
TAS1 | Wind | 0 | 0 | 0 | 0 | 0 | 0 | 0 | 0 | 0 | 0 | 0 | 0 | 0 | 0 | 0 | 0 | 0 | 0 | 0 | 0 | 0 | 0 | 0 | 0 | 0 | 0 | 0
TAS1 | Solar PV | 0 | 0 | 0 | 0 | 0 | 0 | 0 | 0 | 0 | 0 | 0 | 0 | 0 | 0 | 0 | 0 | 0 | 0 | 0 | 0 | 0 | 0 | 0 | 0 | 0 | 0 | 0
TAS1 | Grid Battery | 0 | 0 | 0 | 0 | 0 | 0 | 0 | 0 | 0 | 0 | 0 | 0 | 0 | 0 | 0 | 0 | 0 | 0 | 0 | 0 | 0 | 0 | 0 | 0 | 0 | 0 | 0
TAS1 | Pumped Hydro | 0 | 0 | 0 | 0 | 0 | 0 | 0 | 0 | 0 | 0 | 0 | 0 | 0 | 0 | 0 | 0 | 0 | 0 | 0 | 0 | 0 | 0 | 0 | 0 | 0 | 0 | 0
TAS1 | VPP | 0 | 0 | 0 | 0 | 0 | 0 | 0 | 0 | 0 | 0 | 0 | 0 | 0 | 0 | 0 | 0 | 0 | 0 | 0 | 0 | 0 | 0 | 0 | 0 | 0 | 0 | 0
Total excluding storage |  | 0.0060743 | 0.008902 | 0.009085 | 55.5912 | 147.3917 | 17.0051 | 0.010401 | 0.015499 | 90.928 | 815.3841 | 0.016269 | 0.019338 | 0.015422 | 0.017092 | 0.046539 | 0.042354 | 0.042689 | 0.040275 | 0.037487 | 0.045781 | 0.053721 | 0.034144 | 0.03193 | 12418.9562 | 11946.393 | 11524.9713 | 11104.4341

## BaseCase_Build Cost
New generation build cost (CAPEX) by technology ($000s) - BaseCase, Hydrogen Superpower Scenario
CAPEX | Real June 2021 dollars discounted to 1 July 2021. The total capital costs are annualised for modelling purposes.
Explicitly modelled generation
Region | Technology | 2023-24 | 2024-25 | 2025-26 | 2026-27 | 2027-28 | 2028-29 | 2029-30 | 2030-31 | 2031-32 | 2032-33 | 2033-34 | 2034-35 | 2035-36 | 2036-37 | 2037-38 | 2038-39 | 2039-40 | 2040-41 | 2041-42 | 2042-43 | 2043-44 | 2044-45 | 2045-46 | 2046-47 | 2047-48 | 2048-49 | 2049-50
NEM | Black Coal | 0 | 0 | 0 | 0 | 0 | 0 | 0 | 0 | 0 | 0 | 0 | 0 | 0 | 0 | 0 | 0 | 0 | 0 | 0 | 0 | 0 | 0 | 0 | 0 | 0 | 0 | 0
NEM | Brown Coal | 0 | 0 | 0 | 0 | 0 | 0 | 0 | 0 | 0 | 0 | 0 | 0 | 0 | 0 | 0 | 0 | 0 | 0 | 0 | 0 | 0 | 0 | 0 | 0 | 0 | 0 | 0
NEM | CCGT | 0 | 0 | 0 | 0 | 0 | 0 | 0 | 0 | 0 | 0 | 0 | 0 | 0 | 0 | 0 | 0 | 0 | 0 | 0 | 0 | 0 | 0 | 0 | 0 | 0 | 0 | 0
NEM | Gas - Steam | 0 | 0 | 0 | 0 | 0 | 0 | 0 | 0 | 0 | 0 | 0 | 0 | 0 | 0 | 0 | 0 | 0 | 0 | 0 | 0 | 0 | 0 | 0 | 0 | 0 | 0 | 0
NEM | OCGT / Diesel | 0 | 0.063923 | 0.07229 | 0.081562 | 0.077874 | 0.074338 | 0.070622 | 0.067276 | 0.064261 | 0.061138 | 0.058247 | 0.05565 | 0.082374 | 0.078453 | 0.07509 | 0.071556 | 0.068491 | 0.066258 | 0.063278 | 0.060492 | 906.4282 | 856.7635 | 812.0985 | 769.7632 | 731.579 | 691.4952 | 655.4294
NEM | Hydro | 0 | 0 | 0 | 0 | 0 | 0 | 0 | 0 | 0 | 0 | 0 | 0 | 0 | 0 | 0 | 0 | 0 | 0 | 0 | 0 | 0 | 0 | 0 | 0 | 0 | 0 | 0
NEM | Hydrogen Turbine | 0 | 0 | 0 | 0 | 0 | 0 | 0 | 9142.0968 | 8688.5987 | 8212.5348 | 7784.3936 | 7378.573 | 32773.2207 | 30977.5163 | 37326.5768 | 35380.6416 | 53264.3113 | 50345.8623 | 49069.5665 | 46511.4397 | 55830.6516 | 72396.0816 | 68621.8786 | 71294.4859 | 67757.8864 | 64222.3231 | 60939.1486
NEM | Wind | 0 | 2080432.3068 | 2277345.4953 | 2893468.2288 | 3731137.4115 | 4203791.4878 | 4472205.2309 | 4531768.3012 | 4609762.6147 | 4623962.1647 | 4928219.4453 | 5698570.3846 | 5714089.0471 | 5967104.1748 | 6730106.8398 | 6728072.865 | 6417994.1756 | 6370537.5405 | 6675846.0726 | 7240490.1103 | 7348945.2004 | 7154304.0693 | 7311557.2712 | 8431202.3157 | 8476679.8767 | 8255393.6199 | 7613626.7625
NEM | Solar PV | 0 | 0.096462 | 95442.7958 | 193682.0329 | 328337.2983 | 640847.0078 | 645769.1939 | 965769.7147 | 987790.0386 | 1094235.8605 | 1460552.6213 | 1931991.3359 | 1915814.0689 | 1986421.7726 | 2189787.846 | 2082145.2058 | 2047703.1222 | 2056404.8282 | 2413624.3141 | 2694779.4645 | 2953708.06 | 2971888.3326 | 2947376.1831 | 3143159.881 | 3107430.2451 | 3104499.6715 | 3619217.8027
NEM | Grid Battery | 0 | 0.24941 | 83766.877 | 150159.1801 | 199819.8821 | 360132.8071 | 343154.9604 | 549612.0788 | 559192.8055 | 682884.356 | 850627.6468 | 998271.266 | 1066038.7301 | 1041289.5888 | 1045551.2626 | 993372.117 | 952905.7627 | 948065.4149 | 1128090.1473 | 1259693.9472 | 1379240.8791 | 1417608.0151 | 1315016.2521 | 1282974.195 | 1277791.8014 | 1251292.287 | 1562706.3511
NEM | Pumped Hydro | 0 | 0 | 186523.8285 | 274110.2596 | 323427.7106 | 362000.3769 | 372743.9054 | 368418.2178 | 363781.5241 | 371509.603 | 375616.9411 | 396093.4105 | 390319.7093 | 368933.3908 | 349700.0489 | 331469.241 | 315026.5423 | 297765.6621 | 282242.3366 | 267528.2841 | 254257.4116 | 240326.183 | 227797.3299 | 215921.6402 | 205210.737 | 193966.8761 | 183854.8636
NEM | VPP | 0 | 0 | 0 | 0 | 0 | 0 | 0 | 0 | 0 | 0 | 0 | 0 | 0 | 0 | 0 | 0 | 0 | 0 | 0 | 0 | 0 | 0 | 0 | 0 | 0 | 0 | 0
Total excluding storage |  | 0 | 2080432.7166 | 2643079.0689 | 3511419.783 | 4582722.3803 | 5566771.7539 | 5833873.3612 | 6424710.4765 | 6529215.6459 | 6780804.5801 | 7622801.1064 | 9032305.0257 | 9119034.8584 | 9394726.5219 | 10352472.649 | 10170440.1419 | 9786893.9826 | 9723119.3743 | 10548872.5003 | 11509003.3063 | 11992888.631 | 11857379.4452 | 11871181.0135 | 13145322.281 | 13135602.1257 | 12870066.2728 | 13041000.358
Region | Technology | 2023-24 | 2024-25 | 2025-26 | 2026-27 | 2027-28 | 2028-29 | 2029-30 | 2030-31 | 2031-32 | 2032-33 | 2033-34 | 2034-35 | 2035-36 | 2036-37 | 2037-38 | 2038-39 | 2039-40 | 2040-41 | 2041-42 | 2042-43 | 2043-44 | 2044-45 | 2045-46 | 2046-47 | 2047-48 | 2048-49 | 2049-50
NSW1 | Black Coal | 0 | 0 | 0 | 0 | 0 | 0 | 0 | 0 | 0 | 0 | 0 | 0 | 0 | 0 | 0 | 0 | 0 | 0 | 0 | 0 | 0 | 0 | 0 | 0 | 0 | 0 | 0
NSW1 | Brown Coal | 0 | 0 | 0 | 0 | 0 | 0 | 0 | 0 | 0 | 0 | 0 | 0 | 0 | 0 | 0 | 0 | 0 | 0 | 0 | 0 | 0 | 0 | 0 | 0 | 0 | 0 | 0
NSW1 | CCGT | 0 | 0 | 0 | 0 | 0 | 0 | 0 | 0 | 0 | 0 | 0 | 0 | 0 | 0 | 0 | 0 | 0 | 0 | 0 | 0 | 0 | 0 | 0 | 0 | 0 | 0 | 0
NSW1 | Gas - Steam | 0 | 0 | 0 | 0 | 0 | 0 | 0 | 0 | 0 | 0 | 0 | 0 | 0 | 0 | 0 | 0 | 0 | 0 | 0 | 0 | 0 | 0 | 0 | 0 | 0 | 0 | 0
NSW1 | OCGT / Diesel | 0 | 0.041531 | 0.039432 | 0.037376 | 0.035522 | 0.033576 | 0.031826 | 0.030182 | 0.028685 | 0.027113 | 0.025699 | 0.02436 | 0.023151 | 0.021883 | 0.020997 | 0.019903 | 0.018915 | 0.017883 | 0.016951 | 0.01607 | 0.015275 | 0.014438 | 0.013688 | 0.013344 | 0.012682 | 0.011987 | 0.00048687
NSW1 | Hydro | 0 | 0 | 0 | 0 | 0 | 0 | 0 | 0 | 0 | 0 | 0 | 0 | 0 | 0 | 0 | 0 | 0 | 0 | 0 | 0 | 0 | 0 | 0 | 0 | 0 | 0 | 0
NSW1 | Hydrogen Turbine | 0 | 0 | 0 | 0 | 0 | 0 | 0 | 9142.0854 | 8688.5876 | 8212.5239 | 7784.3829 | 7378.562 | 7012.5446 | 6628.3145 | 14246.7586 | 13504.0366 | 12834.162 | 12130.9548 | 11498.5353 | 10899.0856 | 10358.4309 | 9790.8735 | 9280.4488 | 12724.5404 | 12093.333 | 11430.7172 | 10834.803
NSW1 | Wind | 0 | 717460.3337 | 680057.5596 | 895670.9543 | 1212631.3379 | 1192831.5877 | 1172593.3093 | 1155198.642 | 1103111.0404 | 1195520.0096 | 1142622.9786 | 1122992.4411 | 1067285.8295 | 1053293.0478 | 1051154.4071 | 1032673.6346 | 981447.3307 | 1039670.7332 | 1112638.2961 | 1060044.2849 | 1060036.472 | 1001955.1349 | 963212.2011 | 1086903.7151 | 1032987.2997 | 976388.0354 | 737509.541
NSW1 | Solar PV | 0 | 0.024095 | 71516.2486 | 137899.9101 | 171780.8547 | 257352.4976 | 243936.0225 | 303313.4317 | 324176.4746 | 329079.831 | 323119.7251 | 313956.7645 | 298382.7784 | 299878.5635 | 395749.9265 | 375118.414 | 356510.4729 | 368226.4223 | 352272.9313 | 360322.8284 | 380582.9836 | 359730.1454 | 340976.4413 | 395357.7172 | 375745.7951 | 355157.9954 | 341076.0605
NSW1 | Grid Battery | 0 | 0.16284 | 83766.5643 | 114111.7922 | 136469.8031 | 153231.0567 | 147039.5543 | 283480.4101 | 269418.2363 | 254656.332 | 241380.4193 | 228796.6062 | 242818.7688 | 229514.2863 | 276095.8332 | 261702.2117 | 248720.3402 | 235092.5083 | 222836.5164 | 223986.0933 | 218557.1383 | 219846.4626 | 179697.2811 | 168500.8298 | 150546.5304 | 149882.6795 | 144004.1254
NSW1 | Pumped Hydro | 0 | 0 | 67383.3131 | 63870.4405 | 60702.1161 | 77992.8696 | 73926.8907 | 70072.8827 | 66596.8815 | 62947.9165 | 59666.2716 | 56555.7078 | 53750.2331 | 50805.1594 | 48156.5494 | 45646.0184 | 43381.7243 | 41004.7604 | 38867.0715 | 36840.8261 | 35013.3182 | 33094.8744 | 31369.5492 | 29734.17 | 28259.1913 | 26710.8185 | 25318.3115
NSW1 | VPP | 0 | 0 | 0 | 0 | 0 | 0 | 0 | 0 | 0 | 0 | 0 | 0 | 0 | 0 | 0 | 0 | 0 | 0 | 0 | 0 | 0 | 0 | 0 | 0 | 0 | 0 | 0
Total excluding storage |  | 0 | 717460.5621 | 902723.7251 | 1211553.1344 | 1581584.1474 | 1681408.0453 | 1637495.8088 | 1821207.4821 | 1771991.249 | 1850416.6402 | 1774573.8033 | 1729680.1059 | 1669250.1775 | 1640119.3934 | 1785403.4958 | 1728644.3352 | 1642894.0491 | 1696125.3968 | 1738113.3675 | 1692093.1344 | 1704548.3582 | 1624417.5054 | 1524535.9353 | 1693220.9858 | 1599632.1622 | 1519570.258 | 1258742.8418
Region | Technology | 2023-24 | 2024-25 | 2025-26 | 2026-27 | 2027-28 | 2028-29 | 2029-30 | 2030-31 | 2031-32 | 2032-33 | 2033-34 | 2034-35 | 2035-36 | 2036-37 | 2037-38 | 2038-39 | 2039-40 | 2040-41 | 2041-42 | 2042-43 | 2043-44 | 2044-45 | 2045-46 | 2046-47 | 2047-48 | 2048-49 | 2049-50
QLD1 | Black Coal | 0 | 0 | 0 | 0 | 0 | 0 | 0 | 0 | 0 | 0 | 0 | 0 | 0 | 0 | 0 | 0 | 0 | 0 | 0 | 0 | 0 | 0 | 0 | 0 | 0 | 0 | 0
QLD1 | Brown Coal | 0 | 0 | 0 | 0 | 0 | 0 | 0 | 0 | 0 | 0 | 0 | 0 | 0 | 0 | 0 | 0 | 0 | 0 | 0 | 0 | 0 | 0 | 0 | 0 | 0 | 0 | 0
QLD1 | CCGT | 0 | 0 | 0 | 0 | 0 | 0 | 0 | 0 | 0 | 0 | 0 | 0 | 0 | 0 | 0 | 0 | 0 | 0 | 0 | 0 | 0 | 0 | 0 | 0 | 0 | 0 | 0
QLD1 | Gas - Steam | 0 | 0 | 0 | 0 | 0 | 0 | 0 | 0 | 0 | 0 | 0 | 0 | 0 | 0 | 0 | 0 | 0 | 0 | 0 | 0 | 0 | 0 | 0 | 0 | 0 | 0 | 0
QLD1 | OCGT / Diesel | 0 | 0.0056752 | 0.017012 | 0.016125 | 0.015337 | 0.01504 | 0.014256 | 0.013513 | 0.012842 | 0.012139 | 0.011506 | 0.010906 | 0.010365 | 0.0097972 | 0.0092865 | 0.0088023 | 0.0083657 | 0.0079073 | 0.0074993 | 0.007124 | 0.0069017 | 0.0065626 | 0.0063862 | 0.0067662 | 0.0064369 | 0.0060914 | 0.004304
QLD1 | Hydro | 0 | 0 | 0 | 0 | 0 | 0 | 0 | 0 | 0 | 0 | 0 | 0 | 0 | 0 | 0 | 0 | 0 | 0 | 0 | 0 | 0 | 0 | 0 | 0 | 0 | 0 | 0
QLD1 | Hydrogen Turbine | 0 | 0 | 0 | 0 | 0 | 0 | 0 | 0.0059154 | 0.0056219 | 0.0053139 | 0.0050369 | 0.0047743 | 0.0045375 | 0.0042888 | 0.0040698 | 0.0038576 | 0.0036662 | 0.0034654 | 0.0032847 | 0.00312 | 0.0029844 | 0.0028809 | 0.0029976 | 0.00404 | 0.0038396 | 0.0036292 | 0.0034463
QLD1 | Wind | 0 | 645542.6674 | 857497.4384 | 981393.3638 | 1137719.4706 | 1151515.8696 | 1309057.7797 | 1347931.4287 | 1408397.8548 | 1395993.8189 | 1555941.8638 | 2231636.2711 | 2290379.126 | 2349579.5549 | 2583596.4118 | 2501522.9381 | 2377433.6113 | 2247169.6882 | 2268634.2534 | 2804468.4784 | 2805378.3594 | 2859687.5689 | 3226616.8344 | 3823372.0335 | 3633711.7053 | 3471835.2536 | 3208367.6156
QLD1 | Solar PV | 0 | 0.017086 | 11908.8624 | 29039.1893 | 61554.52 | 210099.6588 | 230160.9975 | 294942.4813 | 314151.786 | 339042.2177 | 485609.7287 | 735465.5441 | 711573.4436 | 719621.0879 | 760941.9758 | 721272.0152 | 685492.9474 | 732937.0337 | 777433.4858 | 1053096.2721 | 1087507.1928 | 1194415.1324 | 1262567.4619 | 1316221.9258 | 1250930.063 | 1182389.3157 | 1711717.195
QLD1 | Grid Battery | 0 | 0.024159 | 0.24283 | 0.23729 | 0.31338 | 147023.0344 | 139358.3265 | 132093.2008 | 125540.6505 | 161180.6214 | 296502.7128 | 396331.3864 | 392713.9837 | 371196.4659 | 351844.9915 | 333502.3617 | 316958.8063 | 346963.1452 | 346396.9584 | 484395.4401 | 496151.7617 | 554603.0615 | 525690.0731 | 498284.4331 | 473566.7485 | 424577.8766 | 755225.9787
QLD1 | Pumped Hydro | 0 | 0 | 119140.3652 | 195490.6051 | 208779.2984 | 213785.8233 | 202640.5909 | 192076.3897 | 182548.342 | 172546.1843 | 163550.8857 | 155024.5364 | 147334.4649 | 139261.74 | 132001.6493 | 125120.0468 | 118913.4028 | 112397.9199 | 106538.3128 | 100984.1829 | 95974.8108 | 90716.1754 | 85986.8961 | 81504.167 | 77461.1111 | 73216.8751 | 69399.8817
QLD1 | VPP | 0 | 0 | 0 | 0 | 0 | 0 | 0 | 0 | 0 | 0 | 0 | 0 | 0 | 0 | 0 | 0 | 0 | 0 | 0 | 0 | 0 | 0 | 0 | 0 | 0 | 0 | 0
Total excluding storage |  | 0 | 645542.7144 | 988546.9258 | 1205923.4117 | 1408053.6177 | 1722424.4011 | 1881217.7089 | 1967043.5199 | 2030638.6517 | 2068762.8597 | 2501605.2075 | 3518457.7536 | 3542001.0332 | 3579658.8627 | 3828385.0417 | 3681417.3744 | 3498798.7796 | 3439467.7984 | 3499003.0211 | 4442944.3837 | 4485012.1345 | 4699421.9477 | 5100861.275 | 5719382.5703 | 5435669.6381 | 5152019.3308 | 5744710.6788
Region | Technology | 2023-24 | 2024-25 | 2025-26 | 2026-27 | 2027-28 | 2028-29 | 2029-30 | 2030-31 | 2031-32 | 2032-33 | 2033-34 | 2034-35 | 2035-36 | 2036-37 | 2037-38 | 2038-39 | 2039-40 | 2040-41 | 2041-42 | 2042-43 | 2043-44 | 2044-45 | 2045-46 | 2046-47 | 2047-48 | 2048-49 | 2049-50
VIC1 | Black Coal | 0 | 0 | 0 | 0 | 0 | 0 | 0 | 0 | 0 | 0 | 0 | 0 | 0 | 0 | 0 | 0 | 0 | 0 | 0 | 0 | 0 | 0 | 0 | 0 | 0 | 0 | 0
VIC1 | Brown Coal | 0 | 0 | 0 | 0 | 0 | 0 | 0 | 0 | 0 | 0 | 0 | 0 | 0 | 0 | 0 | 0 | 0 | 0 | 0 | 0 | 0 | 0 | 0 | 0 | 0 | 0 | 0
VIC1 | CCGT | 0 | 0 | 0 | 0 | 0 | 0 | 0 | 0 | 0 | 0 | 0 | 0 | 0 | 0 | 0 | 0 | 0 | 0 | 0 | 0 | 0 | 0 | 0 | 0 | 0 | 0 | 0
VIC1 | Gas - Steam | 0 | 0 | 0 | 0 | 0 | 0 | 0 | 0 | 0 | 0 | 0 | 0 | 0 | 0 | 0 | 0 | 0 | 0 | 0 | 0 | 0 | 0 | 0 | 0 | 0 | 0 | 0
VIC1 | OCGT / Diesel | 0 | 0.0064833 | 0.0061453 | 0.017773 | 0.016916 | 0.015998 | 0.015164 | 0.014373 | 0.01366 | 0.012912 | 0.012239 | 0.011606 | 0.040197 | 0.037994 | 0.036013 | 0.034136 | 0.032452 | 0.030674 | 0.029082 | 0.027566 | 906.3956 | 856.7325 | 812.0687 | 769.7334 | 731.5504 | 691.4674 | 655.4176
VIC1 | Hydro | 0 | 0 | 0 | 0 | 0 | 0 | 0 | 0 | 0 | 0 | 0 | 0 | 0 | 0 | 0 | 0 | 0 | 0 | 0 | 0 | 0 | 0 | 0 | 0 | 0 | 0 | 0
VIC1 | Hydrogen Turbine | 0 | 0 | 0 | 0 | 0 | 0 | 0 | 0 | 0 | 0 | 0 | 0 | 25760.6656 | 24349.1916 | 23079.8025 | 21876.5902 | 40430.1351 | 38214.8941 | 37571.0184 | 35612.3397 | 45472.2049 | 62605.1932 | 59341.4153 | 56247.7871 | 53457.5868 | 50528.5478 | 47894.3581
VIC1 | Wind | 0 | 310382.4242 | 315865.5479 | 438854.3801 | 588413.8479 | 683215.5646 | 647597.6922 | 645022.2805 | 613025.6202 | 579436.8247 | 620540.997 | 588190.5193 | 559013.0273 | 528383.6813 | 600045.9262 | 715159.5733 | 703354.5167 | 691305.2416 | 659813.4664 | 741373.2188 | 815988.2636 | 771278.7735 | 731792.1285 | 803568.1174 | 915288.8401 | 884234.6028 | 774339.6675
VIC1 | Solar PV | 0 | 0.017354 | 0.026944 | 15351.7788 | 56335.9698 | 73009.9307 | 69203.7258 | 129484.1592 | 123061.0311 | 150717.9155 | 156355.378 | 242620.4643 | 285762.5204 | 270105.069 | 261490.8775 | 247858.6518 | 256231.7757 | 242192.3679 | 279490.7627 | 264920.1543 | 313371.7349 | 309726.4177 | 293579.543 | 281152.1571 | 276832.2455 | 265305.1287 | 255249.3958
VIC1 | Grid Battery | 0 | 0.025161 | 0.02542 | 36047.0645 | 63349.6743 | 59878.6297 | 56756.995 | 99449.3787 | 94516.1413 | 118260.7098 | 115100.1921 | 137770.9165 | 195135.2546 | 184443.437 | 174827.9024 | 165713.6516 | 160406.5067 | 151617.5406 | 167705.6471 | 158962.6987 | 182592.4305 | 187625.3048 | 177843.8903 | 156227.1187 | 143001.3678 | 136303.4128 | 129197.5477
VIC1 | Pumped Hydro | 0 | 0 | 0.04597 | 14749.0575 | 53946.0684 | 55513.5499 | 52619.4786 | 49876.2832 | 47402.1446 | 44804.8944 | 42469.0942 | 40255.0656 | 38258.1926 | 36161.9562 | 34276.7358 | 32489.797 | 30878.124 | 29186.2551 | 27664.6968 | 26222.4615 | 24921.6829 | 23556.1783 | 22328.1311 | 21164.1054 | 20114.2492 | 19012.1599 | 18021.0047
VIC1 | VPP | 0 | 0 | 0 | 0 | 0 | 0 | 0 | 0 | 0 | 0 | 0 | 0 | 0 | 0 | 0 | 0 | 0 | 0 | 0 | 0 | 0 | 0 | 0 | 0 | 0 | 0 | 0
Total excluding storage |  | 0 | 310382.4732 | 315865.6524 | 505002.2987 | 762045.5774 | 871617.691 | 826177.9069 | 923832.1159 | 878004.9509 | 893220.3573 | 934465.6735 | 1008836.9773 | 1103929.7006 | 1043443.373 | 1093721.2804 | 1183098.298 | 1191301.0907 | 1152516.33 | 1172245.6206 | 1227090.9007 | 1383252.7124 | 1355648.6 | 1285697.177 | 1319129.0191 | 1409425.8398 | 1356075.3194 | 1225357.3915
Region | Technology | 2023-24 | 2024-25 | 2025-26 | 2026-27 | 2027-28 | 2028-29 | 2029-30 | 2030-31 | 2031-32 | 2032-33 | 2033-34 | 2034-35 | 2035-36 | 2036-37 | 2037-38 | 2038-39 | 2039-40 | 2040-41 | 2041-42 | 2042-43 | 2043-44 | 2044-45 | 2045-46 | 2046-47 | 2047-48 | 2048-49 | 2049-50
SA1 | Black Coal | 0 | 0 | 0 | 0 | 0 | 0 | 0 | 0 | 0 | 0 | 0 | 0 | 0 | 0 | 0 | 0 | 0 | 0 | 0 | 0 | 0 | 0 | 0 | 0 | 0 | 0 | 0
SA1 | Brown Coal | 0 | 0 | 0 | 0 | 0 | 0 | 0 | 0 | 0 | 0 | 0 | 0 | 0 | 0 | 0 | 0 | 0 | 0 | 0 | 0 | 0 | 0 | 0 | 0 | 0 | 0 | 0
SA1 | CCGT | 0 | 0 | 0 | 0 | 0 | 0 | 0 | 0 | 0 | 0 | 0 | 0 | 0 | 0 | 0 | 0 | 0 | 0 | 0 | 0 | 0 | 0 | 0 | 0 | 0 | 0 | 0
SA1 | Gas - Steam | 0 | 0 | 0 | 0 | 0 | 0 | 0 | 0 | 0 | 0 | 0 | 0 | 0 | 0 | 0 | 0 | 0 | 0 | 0 | 0 | 0 | 0 | 0 | 0 | 0 | 0 | 0
SA1 | OCGT / Diesel | 0 | 0.0053669 | 0.0050871 | 0.0059045 | 0.0056116 | 0.0053042 | 0.0050277 | 0.0049007 | 0.0046877 | 0.0044819 | 0.0044662 | 0.0044609 | 0.00438 | 0.0044109 | 0.0044148 | 0.0043599 | 0.0044111 | 0.0049421 | 0.004845 | 0.0049554 | 0.0055972 | 0.0053021 | 0.0050489 | 0.004885 | 0.0047782 | 0.0048351 | 0.0034482
SA1 | Hydro | 0 | 0 | 0 | 0 | 0 | 0 | 0 | 0 | 0 | 0 | 0 | 0 | 0 | 0 | 0 | 0 | 0 | 0 | 0 | 0 | 0 | 0 | 0 | 0 | 0 | 0 | 0
SA1 | Hydrogen Turbine | 0 | 0 | 0 | 0 | 0 | 0 | 0 | 0.0031401 | 0.0030138 | 0.0028694 | 0.0030628 | 0.0033182 | 0.003159 | 0.0030811 | 0.0041594 | 0.0039517 | 0.0038541 | 0.0036429 | 0.0034602 | 0.0039648 | 0.0056547 | 0.0053448 | 0.0050662 | 0.0048068 | 0.0045709 | 0.0051955 | 0.0050013
SA1 | Wind | 0 | 180354.2346 | 170951.8812 | 307899.8194 | 307999.7986 | 656215.9804 | 635009.7867 | 703210.0341 | 668326.9405 | 631708.0844 | 740177.9337 | 701590.4588 | 781714.222 | 921859.2336 | 1183268.7324 | 1221934.4179 | 1161319.7449 | 1180651.2297 | 1412801.604 | 1476349.6698 | 1495709.7066 | 1413757.0348 | 1340054.0618 | 1499476.3369 | 1631990.3356 | 1630966.5361 | 1728188.7452
SA1 | Solar PV | 0 | 0.029911 | 12017.6485 | 11391.1365 | 29789.0493 | 88114.2855 | 83520.6777 | 166919.2218 | 158817.795 | 211515.9367 | 320820.4832 | 381227.8829 | 362316.8785 | 412985.8546 | 445506.5632 | 422281.1027 | 418436.6151 | 395509.7073 | 699958.202 | 665086.7092 | 822282.9107 | 777228.5253 | 736709.5028 | 742663.4331 | 729922.2034 | 729236.502 | 762770.2712
SA1 | Grid Battery | 0 | 0.022203 | 0.027547 | 0.066916 | 0.068667 | 0.064904 | 0.061558 | 34589.062 | 69717.7376 | 148786.6483 | 197644.2713 | 235372.3051 | 235370.6656 | 256135.3274 | 242782.3009 | 230125.4039 | 224607.1271 | 212300.4916 | 375690.0808 | 356104.3421 | 447492.1206 | 422973.2008 | 400922.4631 | 380021.2782 | 361170.1336 | 363480.1372 | 366460.5192
SA1 | Pumped Hydro | 0 | 0 | 0.04846 | 0.080023 | 0.078702 | 0.076818 | 0.072907 | 0.073672 | 0.070017 | 0.066238 | 0.063207 | 0.060585 | 0.057902 | 0.057574 | 0.054889 | 0.052134 | 0.052238 | 0.049731 | 0.049556 | 0.049554 | 0.051973 | 0.049125 | 0.046579 | 0.044194 | 0.042235 | 0.043467 | 0.045768
SA1 | VPP | 0 | 0 | 0 | 0 | 0 | 0 | 0 | 0 | 0 | 0 | 0 | 0 | 0 | 0 | 0 | 0 | 0 | 0 | 0 | 0 | 0 | 0 | 0 | 0 | 0 | 0 | 0
Total excluding storage |  | 0 | 180354.2921 | 182969.6108 | 319291.1087 | 337789.0009 | 744330.4129 | 718530.6039 | 904718.3996 | 896862.5508 | 992010.743 | 1258642.759 | 1318190.7151 | 1379401.8315 | 1590980.4807 | 1871557.66 | 1874340.9849 | 1804363.5475 | 1788461.4869 | 2488449.9446 | 2497540.7797 | 2765484.8011 | 2613958.8206 | 2477686.0845 | 2622161.1021 | 2723082.7242 | 2723683.2287 | 2857419.5898
Region | Technology | 2023-24 | 2024-25 | 2025-26 | 2026-27 | 2027-28 | 2028-29 | 2029-30 | 2030-31 | 2031-32 | 2032-33 | 2033-34 | 2034-35 | 2035-36 | 2036-37 | 2037-38 | 2038-39 | 2039-40 | 2040-41 | 2041-42 | 2042-43 | 2043-44 | 2044-45 | 2045-46 | 2046-47 | 2047-48 | 2048-49 | 2049-50
TAS1 | Black Coal | 0 | 0 | 0 | 0 | 0 | 0 | 0 | 0 | 0 | 0 | 0 | 0 | 0 | 0 | 0 | 0 | 0 | 0 | 0 | 0 | 0 | 0 | 0 | 0 | 0 | 0 | 0
TAS1 | Brown Coal | 0 | 0 | 0 | 0 | 0 | 0 | 0 | 0 | 0 | 0 | 0 | 0 | 0 | 0 | 0 | 0 | 0 | 0 | 0 | 0 | 0 | 0 | 0 | 0 | 0 | 0 | 0
TAS1 | CCGT | 0 | 0 | 0 | 0 | 0 | 0 | 0 | 0 | 0 | 0 | 0 | 0 | 0 | 0 | 0 | 0 | 0 | 0 | 0 | 0 | 0 | 0 | 0 | 0 | 0 | 0 | 0
TAS1 | Gas - Steam | 0 | 0 | 0 | 0 | 0 | 0 | 0 | 0 | 0 | 0 | 0 | 0 | 0 | 0 | 0 | 0 | 0 | 0 | 0 | 0 | 0 | 0 | 0 | 0 | 0 | 0 | 0
TAS1 | OCGT / Diesel | 0 | 0.0048671 | 0.0046134 | 0.0043835 | 0.0044877 | 0.0044202 | 0.0043486 | 0.0043072 | 0.0043853 | 0.0044928 | 0.004337 | 0.0043172 | 0.0042811 | 0.0043676 | 0.004378 | 0.0043546 | 0.0043468 | 0.0048516 | 0.0049014 | 0.0047775 | 0.0049127 | 0.004708 | 0.0046177 | 0.0047945 | 0.0046897 | 0.0048737 | 0.0035417
TAS1 | Hydro | 0 | 0 | 0 | 0 | 0 | 0 | 0 | 0 | 0 | 0 | 0 | 0 | 0 | 0 | 0 | 0 | 0 | 0 | 0 | 0 | 0 | 0 | 0 | 0 | 0 | 0 | 0
TAS1 | Hydrogen Turbine | 0 | 0 | 0 | 0 | 0 | 0 | 0 | 0.0023666 | 0.002527 | 0.0026982 | 0.002612 | 0.002913 | 0.0027763 | 0.0029062 | 0.0074332 | 0.0070531 | 0.0067187 | 0.0063543 | 0.0060278 | 0.0072378 | 0.0071292 | 0.0067386 | 0.0063904 | 2322.1496 | 2206.9582 | 2263.0493 | 2209.979
TAS1 | Wind | 0 | 226692.647 | 252973.0682 | 269649.7113 | 484372.9564 | 520012.4855 | 707946.6629 | 680405.9158 | 816901.1588 | 821303.427 | 868935.6722 | 1054160.6944 | 1015696.8423 | 1113988.6573 | 1312041.3624 | 1256782.3012 | 1194438.972 | 1211740.6477 | 1221958.4527 | 1158254.4584 | 1171832.3988 | 1107625.5573 | 1049882.0453 | 1217882.1127 | 1262701.696 | 1291969.192 | 1165221.1932
TAS1 | Solar PV | 0 | 0.0080158 | 0.0093508 | 0.018262 | 8876.9044 | 12270.6352 | 18947.7703 | 71110.4207 | 67582.9519 | 63879.9597 | 174647.3063 | 258720.68 | 257778.448 | 283831.1975 | 326098.5029 | 315615.0221 | 331031.3111 | 317539.2971 | 304468.9323 | 351353.5005 | 349963.2381 | 330788.1118 | 313543.2341 | 407764.6478 | 473999.9381 | 572410.7297 | 548404.8802
TAS1 | Grid Battery | 0 | 0.015046 | 0.016892 | 0.019191 | 0.022593 | 0.021355 | 0.022971 | 0.027211 | 0.039872 | 0.044459 | 0.05135 | 0.05197 | 0.057408 | 0.072264 | 0.23455 | 2328.488 | 2212.9825 | 2091.7291 | 15460.9446 | 36245.3729 | 34447.428 | 32559.9854 | 30862.5445 | 79940.5353 | 149507.0211 | 177048.1809 | 167818.1801
TAS1 | Pumped Hydro | 0 | 0 | 0.05569 | 0.076409 | 0.14899 | 14708.0572 | 43556.8722 | 56392.5885 | 67234.086 | 91210.5416 | 109930.6264 | 144258.04 | 150976.7608 | 142704.4776 | 135265.0595 | 128213.3267 | 121853.239 | 115176.677 | 109172.2059 | 103480.7641 | 98347.5478 | 92958.9057 | 88112.7068 | 83519.1536 | 79376.1432 | 75026.9791 | 71115.62
TAS1 | VPP | 0 | 0 | 0 | 0 | 0 | 0 | 0 | 0 | 0 | 0 | 0 | 0 | 0 | 0 | 0 | 0 | 0 | 0 | 0 | 0 | 0 | 0 | 0 | 0 | 0 | 0 | 0
Total excluding storage |  | 0 | 226692.6749 | 252973.1547 | 269649.8295 | 493250.0369 | 546991.2036 | 770451.3328 | 807908.959 | 951718.2435 | 976393.98 | 1153513.6632 | 1457139.4737 | 1424452.1156 | 1540524.412 | 1773405.1712 | 1702939.1494 | 1649536.5156 | 1646548.3622 | 1651060.5465 | 1649334.1078 | 1654590.6247 | 1563932.5716 | 1482400.5417 | 1791428.6036 | 1967791.7614 | 2118718.1359 | 1954769.856

## BaseCase_Rehab Cost
Rehabilition cost by technology ($000s) - BaseCase, Hydrogen Superpower Scenario
Rehab | Real June 2021 dollars discounted to 1 July 2021
Explicitly modelled generation
Region | Technology | 2023-24 | 2024-25 | 2025-26 | 2026-27 | 2027-28 | 2028-29 | 2029-30 | 2030-31 | 2031-32 | 2032-33 | 2033-34 | 2034-35 | 2035-36 | 2036-37 | 2037-38 | 2038-39 | 2039-40 | 2040-41 | 2041-42 | 2042-43 | 2043-44 | 2044-45 | 2045-46 | 2046-47 | 2047-48 | 2048-49 | 2049-50
NEM | Black Coal | 0 | 0 | 0 | 0 | 0 | 0 | 0 | 0 | 0 | 0 | 0 | 0 | 0 | 0 | 0 | 0 | 0 | 0 | 0 | 0 | 0 | 0 | 0 | 0 | 0 | 0 | 0
NEM | Brown Coal | 0 | 0 | 0 | 0 | 0 | 0 | 0 | 0 | 0 | 0 | 0 | 0 | 0 | 0 | 0 | 0 | 0 | 0 | 0 | 0 | 0 | 0 | 0 | 0 | 0 | 0 | 0
NEM | CCGT | 0 | 0 | 0 | 0 | 0 | 0 | 0 | 0 | 0 | 0 | 0 | 0 | 0 | 0 | 0 | 0 | 0 | 0 | 0 | 0 | 0 | 0 | 0 | 0 | 0 | 0 | 0
NEM | Gas - Steam | 0 | 0 | 0 | 0 | 0 | 0 | 0 | 0 | 0 | 0 | 0 | 0 | 0 | 0 | 0 | 0 | 0 | 0 | 0 | 0 | 0 | 0 | 0 | 0 | 0 | 0 | 0
NEM | OCGT / Diesel | 0 | 0 | 0 | 0 | 0 | 0 | 0 | 0 | 0 | 0 | 0 | 0 | 0 | 0 | 0 | 0 | 0 | 0 | 0 | 0 | 0 | 0 | 0 | 0 | 0 | 0 | 0
NEM | Hydro | 0 | 0 | 0 | 0 | 0 | 0 | 0 | 0 | 0 | 0 | 0 | 0 | 0 | 0 | 0 | 0 | 0 | 0 | 0 | 0 | 0 | 0 | 0 | 0 | 0 | 0 | 0
NEM | Hydrogen Turbine | 0 | 0 | 0 | 0 | 0 | 0 | 0 | 0 | 0 | 0 | 0 | 0 | 0 | 0 | 0 | 0 | 0 | 0 | 0 | 0 | 0 | 0 | 0 | 0 | 0 | 0 | 0
NEM | Wind | 0 | 0 | 0 | 0 | 0 | 0 | 0 | 0 | 0 | 0 | 0 | 0 | 0 | 0 | 0 | 0 | 0 | 0 | 0 | 0 | 0 | 0 | 0 | 0 | 0 | 0 | 0
NEM | Solar PV | 0 | 0 | 0 | 0 | 0 | 0 | 0 | 0 | 0 | 0 | 0 | 0 | 0 | 0 | 0 | 0 | 0 | 0 | 0 | 0 | 0 | 0 | 0 | 0 | 0 | 0 | 0
NEM | Grid Battery | 0 | 0 | 0 | 0 | 0 | 0 | 0 | 0 | 0 | 0 | 0 | 0 | 0 | 0 | 0 | 0 | 0 | 0 | 0 | 0 | 0 | 0 | 0 | 0 | 0 | 0 | 0
NEM | Pumped Hydro | 0 | 0 | 0 | 0 | 0 | 0 | 0 | 0 | 0 | 0 | 0 | 0 | 0 | 0 | 0 | 0 | 0 | 0 | 0 | 0 | 0 | 0 | 0 | 0 | 0 | 0 | 0
NEM | VPP | 0 | 0 | 0 | 0 | 0 | 0 | 0 | 0 | 0 | 0 | 0 | 0 | 0 | 0 | 0 | 0 | 0 | 0 | 0 | 0 | 0 | 0 | 0 | 0 | 0 | 0 | 0
Total excluding storage |  | 0 | 0 | 0 | 0 | 0 | 0 | 0 | 0 | 0 | 0 | 0 | 0 | 0 | 0 | 0 | 0 | 0 | 0 | 0 | 0 | 0 | 0 | 0 | 0 | 0 | 0 | 0
Region | Technology | 2023-24 | 2024-25 | 2025-26 | 2026-27 | 2027-28 | 2028-29 | 2029-30 | 2030-31 | 2031-32 | 2032-33 | 2033-34 | 2034-35 | 2035-36 | 2036-37 | 2037-38 | 2038-39 | 2039-40 | 2040-41 | 2041-42 | 2042-43 | 2043-44 | 2044-45 | 2045-46 | 2046-47 | 2047-48 | 2048-49 | 2049-50
NSW1 | Black Coal | 0 | 0 | 0 | 0 | 0 | 0 | 0 | 0 | 0 | 0 | 0 | 0 | 0 | 0 | 0 | 0 | 0 | 0 | 0 | 0 | 0 | 0 | 0 | 0 | 0 | 0 | 0
NSW1 | Brown Coal | 0 | 0 | 0 | 0 | 0 | 0 | 0 | 0 | 0 | 0 | 0 | 0 | 0 | 0 | 0 | 0 | 0 | 0 | 0 | 0 | 0 | 0 | 0 | 0 | 0 | 0 | 0
NSW1 | CCGT | 0 | 0 | 0 | 0 | 0 | 0 | 0 | 0 | 0 | 0 | 0 | 0 | 0 | 0 | 0 | 0 | 0 | 0 | 0 | 0 | 0 | 0 | 0 | 0 | 0 | 0 | 0
NSW1 | Gas - Steam | 0 | 0 | 0 | 0 | 0 | 0 | 0 | 0 | 0 | 0 | 0 | 0 | 0 | 0 | 0 | 0 | 0 | 0 | 0 | 0 | 0 | 0 | 0 | 0 | 0 | 0 | 0
NSW1 | OCGT / Diesel | 0 | 0 | 0 | 0 | 0 | 0 | 0 | 0 | 0 | 0 | 0 | 0 | 0 | 0 | 0 | 0 | 0 | 0 | 0 | 0 | 0 | 0 | 0 | 0 | 0 | 0 | 0
NSW1 | Hydro | 0 | 0 | 0 | 0 | 0 | 0 | 0 | 0 | 0 | 0 | 0 | 0 | 0 | 0 | 0 | 0 | 0 | 0 | 0 | 0 | 0 | 0 | 0 | 0 | 0 | 0 | 0
NSW1 | Hydrogen Turbine | 0 | 0 | 0 | 0 | 0 | 0 | 0 | 0 | 0 | 0 | 0 | 0 | 0 | 0 | 0 | 0 | 0 | 0 | 0 | 0 | 0 | 0 | 0 | 0 | 0 | 0 | 0
NSW1 | Wind | 0 | 0 | 0 | 0 | 0 | 0 | 0 | 0 | 0 | 0 | 0 | 0 | 0 | 0 | 0 | 0 | 0 | 0 | 0 | 0 | 0 | 0 | 0 | 0 | 0 | 0 | 0
NSW1 | Solar PV | 0 | 0 | 0 | 0 | 0 | 0 | 0 | 0 | 0 | 0 | 0 | 0 | 0 | 0 | 0 | 0 | 0 | 0 | 0 | 0 | 0 | 0 | 0 | 0 | 0 | 0 | 0
NSW1 | Grid Battery | 0 | 0 | 0 | 0 | 0 | 0 | 0 | 0 | 0 | 0 | 0 | 0 | 0 | 0 | 0 | 0 | 0 | 0 | 0 | 0 | 0 | 0 | 0 | 0 | 0 | 0 | 0
NSW1 | Pumped Hydro | 0 | 0 | 0 | 0 | 0 | 0 | 0 | 0 | 0 | 0 | 0 | 0 | 0 | 0 | 0 | 0 | 0 | 0 | 0 | 0 | 0 | 0 | 0 | 0 | 0 | 0 | 0
NSW1 | VPP | 0 | 0 | 0 | 0 | 0 | 0 | 0 | 0 | 0 | 0 | 0 | 0 | 0 | 0 | 0 | 0 | 0 | 0 | 0 | 0 | 0 | 0 | 0 | 0 | 0 | 0 | 0
Total excluding storage |  | 0 | 0 | 0 | 0 | 0 | 0 | 0 | 0 | 0 | 0 | 0 | 0 | 0 | 0 | 0 | 0 | 0 | 0 | 0 | 0 | 0 | 0 | 0 | 0 | 0 | 0 | 0
Region | Technology | 2023-24 | 2024-25 | 2025-26 | 2026-27 | 2027-28 | 2028-29 | 2029-30 | 2030-31 | 2031-32 | 2032-33 | 2033-34 | 2034-35 | 2035-36 | 2036-37 | 2037-38 | 2038-39 | 2039-40 | 2040-41 | 2041-42 | 2042-43 | 2043-44 | 2044-45 | 2045-46 | 2046-47 | 2047-48 | 2048-49 | 2049-50
QLD1 | Black Coal | 0 | 0 | 0 | 0 | 0 | 0 | 0 | 0 | 0 | 0 | 0 | 0 | 0 | 0 | 0 | 0 | 0 | 0 | 0 | 0 | 0 | 0 | 0 | 0 | 0 | 0 | 0
QLD1 | Brown Coal | 0 | 0 | 0 | 0 | 0 | 0 | 0 | 0 | 0 | 0 | 0 | 0 | 0 | 0 | 0 | 0 | 0 | 0 | 0 | 0 | 0 | 0 | 0 | 0 | 0 | 0 | 0
QLD1 | CCGT | 0 | 0 | 0 | 0 | 0 | 0 | 0 | 0 | 0 | 0 | 0 | 0 | 0 | 0 | 0 | 0 | 0 | 0 | 0 | 0 | 0 | 0 | 0 | 0 | 0 | 0 | 0
QLD1 | Gas - Steam | 0 | 0 | 0 | 0 | 0 | 0 | 0 | 0 | 0 | 0 | 0 | 0 | 0 | 0 | 0 | 0 | 0 | 0 | 0 | 0 | 0 | 0 | 0 | 0 | 0 | 0 | 0
QLD1 | OCGT / Diesel | 0 | 0 | 0 | 0 | 0 | 0 | 0 | 0 | 0 | 0 | 0 | 0 | 0 | 0 | 0 | 0 | 0 | 0 | 0 | 0 | 0 | 0 | 0 | 0 | 0 | 0 | 0
QLD1 | Hydro | 0 | 0 | 0 | 0 | 0 | 0 | 0 | 0 | 0 | 0 | 0 | 0 | 0 | 0 | 0 | 0 | 0 | 0 | 0 | 0 | 0 | 0 | 0 | 0 | 0 | 0 | 0
QLD1 | Hydrogen Turbine | 0 | 0 | 0 | 0 | 0 | 0 | 0 | 0 | 0 | 0 | 0 | 0 | 0 | 0 | 0 | 0 | 0 | 0 | 0 | 0 | 0 | 0 | 0 | 0 | 0 | 0 | 0
QLD1 | Wind | 0 | 0 | 0 | 0 | 0 | 0 | 0 | 0 | 0 | 0 | 0 | 0 | 0 | 0 | 0 | 0 | 0 | 0 | 0 | 0 | 0 | 0 | 0 | 0 | 0 | 0 | 0
QLD1 | Solar PV | 0 | 0 | 0 | 0 | 0 | 0 | 0 | 0 | 0 | 0 | 0 | 0 | 0 | 0 | 0 | 0 | 0 | 0 | 0 | 0 | 0 | 0 | 0 | 0 | 0 | 0 | 0
QLD1 | Grid Battery | 0 | 0 | 0 | 0 | 0 | 0 | 0 | 0 | 0 | 0 | 0 | 0 | 0 | 0 | 0 | 0 | 0 | 0 | 0 | 0 | 0 | 0 | 0 | 0 | 0 | 0 | 0
QLD1 | Pumped Hydro | 0 | 0 | 0 | 0 | 0 | 0 | 0 | 0 | 0 | 0 | 0 | 0 | 0 | 0 | 0 | 0 | 0 | 0 | 0 | 0 | 0 | 0 | 0 | 0 | 0 | 0 | 0
QLD1 | VPP | 0 | 0 | 0 | 0 | 0 | 0 | 0 | 0 | 0 | 0 | 0 | 0 | 0 | 0 | 0 | 0 | 0 | 0 | 0 | 0 | 0 | 0 | 0 | 0 | 0 | 0 | 0
Total excluding storage |  | 0 | 0 | 0 | 0 | 0 | 0 | 0 | 0 | 0 | 0 | 0 | 0 | 0 | 0 | 0 | 0 | 0 | 0 | 0 | 0 | 0 | 0 | 0 | 0 | 0 | 0 | 0
Region | Technology | 2023-24 | 2024-25 | 2025-26 | 2026-27 | 2027-28 | 2028-29 | 2029-30 | 2030-31 | 2031-32 | 2032-33 | 2033-34 | 2034-35 | 2035-36 | 2036-37 | 2037-38 | 2038-39 | 2039-40 | 2040-41 | 2041-42 | 2042-43 | 2043-44 | 2044-45 | 2045-46 | 2046-47 | 2047-48 | 2048-49 | 2049-50
VIC1 | Black Coal | 0 | 0 | 0 | 0 | 0 | 0 | 0 | 0 | 0 | 0 | 0 | 0 | 0 | 0 | 0 | 0 | 0 | 0 | 0 | 0 | 0 | 0 | 0 | 0 | 0 | 0 | 0
VIC1 | Brown Coal | 0 | 0 | 0 | 0 | 0 | 0 | 0 | 0 | 0 | 0 | 0 | 0 | 0 | 0 | 0 | 0 | 0 | 0 | 0 | 0 | 0 | 0 | 0 | 0 | 0 | 0 | 0
VIC1 | CCGT | 0 | 0 | 0 | 0 | 0 | 0 | 0 | 0 | 0 | 0 | 0 | 0 | 0 | 0 | 0 | 0 | 0 | 0 | 0 | 0 | 0 | 0 | 0 | 0 | 0 | 0 | 0
VIC1 | Gas - Steam | 0 | 0 | 0 | 0 | 0 | 0 | 0 | 0 | 0 | 0 | 0 | 0 | 0 | 0 | 0 | 0 | 0 | 0 | 0 | 0 | 0 | 0 | 0 | 0 | 0 | 0 | 0
VIC1 | OCGT / Diesel | 0 | 0 | 0 | 0 | 0 | 0 | 0 | 0 | 0 | 0 | 0 | 0 | 0 | 0 | 0 | 0 | 0 | 0 | 0 | 0 | 0 | 0 | 0 | 0 | 0 | 0 | 0
VIC1 | Hydro | 0 | 0 | 0 | 0 | 0 | 0 | 0 | 0 | 0 | 0 | 0 | 0 | 0 | 0 | 0 | 0 | 0 | 0 | 0 | 0 | 0 | 0 | 0 | 0 | 0 | 0 | 0
VIC1 | Hydrogen Turbine | 0 | 0 | 0 | 0 | 0 | 0 | 0 | 0 | 0 | 0 | 0 | 0 | 0 | 0 | 0 | 0 | 0 | 0 | 0 | 0 | 0 | 0 | 0 | 0 | 0 | 0 | 0
VIC1 | Wind | 0 | 0 | 0 | 0 | 0 | 0 | 0 | 0 | 0 | 0 | 0 | 0 | 0 | 0 | 0 | 0 | 0 | 0 | 0 | 0 | 0 | 0 | 0 | 0 | 0 | 0 | 0
VIC1 | Solar PV | 0 | 0 | 0 | 0 | 0 | 0 | 0 | 0 | 0 | 0 | 0 | 0 | 0 | 0 | 0 | 0 | 0 | 0 | 0 | 0 | 0 | 0 | 0 | 0 | 0 | 0 | 0
VIC1 | Grid Battery | 0 | 0 | 0 | 0 | 0 | 0 | 0 | 0 | 0 | 0 | 0 | 0 | 0 | 0 | 0 | 0 | 0 | 0 | 0 | 0 | 0 | 0 | 0 | 0 | 0 | 0 | 0
VIC1 | Pumped Hydro | 0 | 0 | 0 | 0 | 0 | 0 | 0 | 0 | 0 | 0 | 0 | 0 | 0 | 0 | 0 | 0 | 0 | 0 | 0 | 0 | 0 | 0 | 0 | 0 | 0 | 0 | 0
VIC1 | VPP | 0 | 0 | 0 | 0 | 0 | 0 | 0 | 0 | 0 | 0 | 0 | 0 | 0 | 0 | 0 | 0 | 0 | 0 | 0 | 0 | 0 | 0 | 0 | 0 | 0 | 0 | 0
Total excluding storage |  | 0 | 0 | 0 | 0 | 0 | 0 | 0 | 0 | 0 | 0 | 0 | 0 | 0 | 0 | 0 | 0 | 0 | 0 | 0 | 0 | 0 | 0 | 0 | 0 | 0 | 0 | 0
Region | Technology | 2023-24 | 2024-25 | 2025-26 | 2026-27 | 2027-28 | 2028-29 | 2029-30 | 2030-31 | 2031-32 | 2032-33 | 2033-34 | 2034-35 | 2035-36 | 2036-37 | 2037-38 | 2038-39 | 2039-40 | 2040-41 | 2041-42 | 2042-43 | 2043-44 | 2044-45 | 2045-46 | 2046-47 | 2047-48 | 2048-49 | 2049-50
SA1 | Black Coal | 0 | 0 | 0 | 0 | 0 | 0 | 0 | 0 | 0 | 0 | 0 | 0 | 0 | 0 | 0 | 0 | 0 | 0 | 0 | 0 | 0 | 0 | 0 | 0 | 0 | 0 | 0
SA1 | Brown Coal | 0 | 0 | 0 | 0 | 0 | 0 | 0 | 0 | 0 | 0 | 0 | 0 | 0 | 0 | 0 | 0 | 0 | 0 | 0 | 0 | 0 | 0 | 0 | 0 | 0 | 0 | 0
SA1 | CCGT | 0 | 0 | 0 | 0 | 0 | 0 | 0 | 0 | 0 | 0 | 0 | 0 | 0 | 0 | 0 | 0 | 0 | 0 | 0 | 0 | 0 | 0 | 0 | 0 | 0 | 0 | 0
SA1 | Gas - Steam | 0 | 0 | 0 | 0 | 0 | 0 | 0 | 0 | 0 | 0 | 0 | 0 | 0 | 0 | 0 | 0 | 0 | 0 | 0 | 0 | 0 | 0 | 0 | 0 | 0 | 0 | 0
SA1 | OCGT / Diesel | 0 | 0 | 0 | 0 | 0 | 0 | 0 | 0 | 0 | 0 | 0 | 0 | 0 | 0 | 0 | 0 | 0 | 0 | 0 | 0 | 0 | 0 | 0 | 0 | 0 | 0 | 0
SA1 | Hydro | 0 | 0 | 0 | 0 | 0 | 0 | 0 | 0 | 0 | 0 | 0 | 0 | 0 | 0 | 0 | 0 | 0 | 0 | 0 | 0 | 0 | 0 | 0 | 0 | 0 | 0 | 0
SA1 | Hydrogen Turbine | 0 | 0 | 0 | 0 | 0 | 0 | 0 | 0 | 0 | 0 | 0 | 0 | 0 | 0 | 0 | 0 | 0 | 0 | 0 | 0 | 0 | 0 | 0 | 0 | 0 | 0 | 0
SA1 | Wind | 0 | 0 | 0 | 0 | 0 | 0 | 0 | 0 | 0 | 0 | 0 | 0 | 0 | 0 | 0 | 0 | 0 | 0 | 0 | 0 | 0 | 0 | 0 | 0 | 0 | 0 | 0
SA1 | Solar PV | 0 | 0 | 0 | 0 | 0 | 0 | 0 | 0 | 0 | 0 | 0 | 0 | 0 | 0 | 0 | 0 | 0 | 0 | 0 | 0 | 0 | 0 | 0 | 0 | 0 | 0 | 0
SA1 | Grid Battery | 0 | 0 | 0 | 0 | 0 | 0 | 0 | 0 | 0 | 0 | 0 | 0 | 0 | 0 | 0 | 0 | 0 | 0 | 0 | 0 | 0 | 0 | 0 | 0 | 0 | 0 | 0
SA1 | Pumped Hydro | 0 | 0 | 0 | 0 | 0 | 0 | 0 | 0 | 0 | 0 | 0 | 0 | 0 | 0 | 0 | 0 | 0 | 0 | 0 | 0 | 0 | 0 | 0 | 0 | 0 | 0 | 0
SA1 | VPP | 0 | 0 | 0 | 0 | 0 | 0 | 0 | 0 | 0 | 0 | 0 | 0 | 0 | 0 | 0 | 0 | 0 | 0 | 0 | 0 | 0 | 0 | 0 | 0 | 0 | 0 | 0
Total excluding storage |  | 0 | 0 | 0 | 0 | 0 | 0 | 0 | 0 | 0 | 0 | 0 | 0 | 0 | 0 | 0 | 0 | 0 | 0 | 0 | 0 | 0 | 0 | 0 | 0 | 0 | 0 | 0
Region | Technology | 2023-24 | 2024-25 | 2025-26 | 2026-27 | 2027-28 | 2028-29 | 2029-30 | 2030-31 | 2031-32 | 2032-33 | 2033-34 | 2034-35 | 2035-36 | 2036-37 | 2037-38 | 2038-39 | 2039-40 | 2040-41 | 2041-42 | 2042-43 | 2043-44 | 2044-45 | 2045-46 | 2046-47 | 2047-48 | 2048-49 | 2049-50
TAS1 | Black Coal | 0 | 0 | 0 | 0 | 0 | 0 | 0 | 0 | 0 | 0 | 0 | 0 | 0 | 0 | 0 | 0 | 0 | 0 | 0 | 0 | 0 | 0 | 0 | 0 | 0 | 0 | 0
TAS1 | Brown Coal | 0 | 0 | 0 | 0 | 0 | 0 | 0 | 0 | 0 | 0 | 0 | 0 | 0 | 0 | 0 | 0 | 0 | 0 | 0 | 0 | 0 | 0 | 0 | 0 | 0 | 0 | 0
TAS1 | CCGT | 0 | 0 | 0 | 0 | 0 | 0 | 0 | 0 | 0 | 0 | 0 | 0 | 0 | 0 | 0 | 0 | 0 | 0 | 0 | 0 | 0 | 0 | 0 | 0 | 0 | 0 | 0
TAS1 | Gas - Steam | 0 | 0 | 0 | 0 | 0 | 0 | 0 | 0 | 0 | 0 | 0 | 0 | 0 | 0 | 0 | 0 | 0 | 0 | 0 | 0 | 0 | 0 | 0 | 0 | 0 | 0 | 0
TAS1 | OCGT / Diesel | 0 | 0 | 0 | 0 | 0 | 0 | 0 | 0 | 0 | 0 | 0 | 0 | 0 | 0 | 0 | 0 | 0 | 0 | 0 | 0 | 0 | 0 | 0 | 0 | 0 | 0 | 0
TAS1 | Hydro | 0 | 0 | 0 | 0 | 0 | 0 | 0 | 0 | 0 | 0 | 0 | 0 | 0 | 0 | 0 | 0 | 0 | 0 | 0 | 0 | 0 | 0 | 0 | 0 | 0 | 0 | 0
TAS1 | Hydrogen Turbine | 0 | 0 | 0 | 0 | 0 | 0 | 0 | 0 | 0 | 0 | 0 | 0 | 0 | 0 | 0 | 0 | 0 | 0 | 0 | 0 | 0 | 0 | 0 | 0 | 0 | 0 | 0
TAS1 | Wind | 0 | 0 | 0 | 0 | 0 | 0 | 0 | 0 | 0 | 0 | 0 | 0 | 0 | 0 | 0 | 0 | 0 | 0 | 0 | 0 | 0 | 0 | 0 | 0 | 0 | 0 | 0
TAS1 | Solar PV | 0 | 0 | 0 | 0 | 0 | 0 | 0 | 0 | 0 | 0 | 0 | 0 | 0 | 0 | 0 | 0 | 0 | 0 | 0 | 0 | 0 | 0 | 0 | 0 | 0 | 0 | 0
TAS1 | Grid Battery | 0 | 0 | 0 | 0 | 0 | 0 | 0 | 0 | 0 | 0 | 0 | 0 | 0 | 0 | 0 | 0 | 0 | 0 | 0 | 0 | 0 | 0 | 0 | 0 | 0 | 0 | 0
TAS1 | Pumped Hydro | 0 | 0 | 0 | 0 | 0 | 0 | 0 | 0 | 0 | 0 | 0 | 0 | 0 | 0 | 0 | 0 | 0 | 0 | 0 | 0 | 0 | 0 | 0 | 0 | 0 | 0 | 0
TAS1 | VPP | 0 | 0 | 0 | 0 | 0 | 0 | 0 | 0 | 0 | 0 | 0 | 0 | 0 | 0 | 0 | 0 | 0 | 0 | 0 | 0 | 0 | 0 | 0 | 0 | 0 | 0 | 0
Total excluding storage |  | 0 | 0 | 0 | 0 | 0 | 0 | 0 | 0 | 0 | 0 | 0 | 0 | 0 | 0 | 0 | 0 | 0 | 0 | 0 | 0 | 0 | 0 | 0 | 0 | 0 | 0 | 0

## BaseCase_REZ Tx Cost
REZ transmission expansion cost by region ($000s) - BaseCase, Hydrogen Superpower Scenario
REZ Expansion | Real June 2021 dollars discounted to 1 July 2021. As with the total capital costs, the REZ transmission expansion costs are annualised for modelling purposes.
Explicitly modelled generation
Region | Technology | 2023-24 | 2024-25 | 2025-26 | 2026-27 | 2027-28 | 2028-29 | 2029-30 | 2030-31 | 2031-32 | 2032-33 | 2033-34 | 2034-35 | 2035-36 | 2036-37 | 2037-38 | 2038-39 | 2039-40 | 2040-41 | 2041-42 | 2042-43 | 2043-44 | 2044-45 | 2045-46 | 2046-47 | 2047-48 | 2048-49 | 2049-50
NSW1 | Transmission | 7.0404e-06 | 9896.5945 | 9478.2064 | 26047.1658 | 28318.8388 | 32157.5368 | 32094.0877 | 38872.4143 | 36944.1283 | 34919.892 | 34091.4794 | 35299.4916 | 34057.8202 | 43458.9707 | 60989.258 | 63744.555 | 60582.4737 | 69794.3209 | 71684.7374 | 74032.0977 | 76816.1689 | 72690.609 | 70831.696 | 85003.8695 | 81522.5773 | 77055.8062 | 74194.9191
QLD1 | Transmission | 69.4631 | 6473.1553 | 75984.2045 | 142010.6188 | 216825.5492 | 257369.1926 | 318911.3534 | 356051.7764 | 362390.7707 | 354449.5392 | 390542.3086 | 617916.634 | 667671.6983 | 709854.8251 | 761209.0691 | 752265.1292 | 716238.3976 | 697077.7532 | 690693.1843 | 727211.8693 | 706603.9554 | 742556.1344 | 758453.4048 | 1029747.7519 | 988332.3513 | 948665.7314 | 999572.6982
VIC1 | Transmission | 0 | 4295.3026 | 6029.9346 | 12349.7233 | 12563.9281 | 13373.2634 | 12676.079 | 17360.5108 | 18070.4776 | 17372.5077 | 19495.2569 | 18478.9165 | 18290.0218 | 17395.1869 | 19875.3428 | 25188.7847 | 24309.9068 | 24930.0989 | 23980.4105 | 28185.7352 | 41880.4967 | 41034.941 | 38937.0886 | 37956.3798 | 45772.4014 | 44836.9495 | 42523.2109
SA1 | Transmission | 11745.7038 | 27076.5369 | 25966.9442 | 37255.6995 | 35810.1186 | 74801.2172 | 72425.0792 | 77640.2986 | 77020.9074 | 74153.5644 | 99930.3415 | 119788.1357 | 123518.0497 | 150827.539 | 166783.2551 | 169767.9251 | 168545.6676 | 170816.7835 | 251205.3659 | 246419.2106 | 299477.6261 | 283081.9383 | 270489.3525 | 272405.6713 | 274666.1919 | 271554.3128 | 292911.259
TAS1 | Transmission | 0 | 9550.5929 | 11505.4573 | 12824.103 | 26126.3943 | 78268.5905 | 74294.0624 | 73683.1301 | 70028.0407 | 66379.9342 | 73715.2077 | 78372.8958 | 75919.7097 | 76422.5556 | 91080.7359 | 88778.8222 | 86699.4517 | 83609.4102 | 80463.3532 | 83090.6514 | 81917.0778 | 77505.9545 | 73773.3326 | 80742.4315 | 85742.7267 | 89032.7066 | 84517.92
NEM | Total | 11815.1669 | 57292.1822 | 128964.747 | 230487.3104 | 319644.8289 | 455969.8004 | 510400.6617 | 563608.1301 | 564454.3247 | 547275.4374 | 617774.5941 | 869856.0736 | 919457.2998 | 997959.0774 | 1099937.6608 | 1099745.2162 | 1056375.8976 | 1046228.3667 | 1118027.0514 | 1158939.5642 | 1206695.325 | 1216869.5773 | 1212484.8746 | 1505856.1039 | 1476036.2486 | 1431145.5064 | 1493720.0072

## BaseCase_USE+DSP Cost
USE+DSP cost by region ($000s) - BaseCase, Hydrogen Superpower Scenario
USE+DSP | Real June 2021 dollars discounted to 1 July 2021
Explicitly modelled generation
Region | Technology | 2023-24 | 2024-25 | 2025-26 | 2026-27 | 2027-28 | 2028-29 | 2029-30 | 2030-31 | 2031-32 | 2032-33 | 2033-34 | 2034-35 | 2035-36 | 2036-37 | 2037-38 | 2038-39 | 2039-40 | 2040-41 | 2041-42 | 2042-43 | 2043-44 | 2044-45 | 2045-46 | 2046-47 | 2047-48 | 2048-49 | 2049-50
NSW1 | USE+DSP | 35852.3747 | 27833.1381 | 21404.7494 | 28955.7741 | 580.6392 | 39513.9133 | 0.091663 | 18006.1023 | 0.092333 | 251.6135 | 0.091721 | 0.092314 | 0.090705 | 0.09092 | 14276.9394 | 0.091613 | 0.09065 | 0.09088 | 0.089875 | 0.09049 | 635.5156 | 0.089186 | 0.08955 | 0.09228 | 0.090565 | 0.08936 | 0.090047
QLD1 | USE+DSP | 0.010909 | 0.010516 | 12313.6692 | 29479.2934 | 755.1226 | 39614.564 | 0.010978 | 5961.2213 | 26.3467 | 1078.0816 | 0.01104 | 0.011056 | 0.011041 | 0.011026 | 0.011276 | 0.011152 | 0.012996 | 0.010933 | 0.010802 | 0.01085 | 0.010891 | 0.010831 | 0.010805 | 0.011201 | 0.010807 | 0.01074 | 0.010776
VIC1 | USE+DSP | 30301.9431 | 5413.8304 | 4.2903 | 4926.5076 | 6477.7098 | 7603.5897 | 605.0796 | 1035.1486 | 491.1998 | 30.82 | 6.2416 | 966.1123 | 2400.4286 | 0.12069 | 34.3707 | 0.12263 | 2614.1063 | 0.11971 | 3961.6385 | 0.23756 | 2895.8763 | 10538.0725 | 0.11769 | 0.14037 | 32.8974 | 75.1293 | 0.39582
SA1 | USE+DSP | 818.2637 | 0.012594 | 0.013049 | 1054.4271 | 60.6295 | 7.7145 | 0.012856 | 151.1596 | 0.013025 | 0.01271 | 0.012949 | 0.01301 | 0.012678 | 0.012728 | 0.012992 | 0.012723 | 0.012942 | 0.012613 | 0.012663 | 0.012743 | 0.013492 | 0.012504 | 0.0124 | 0.012662 | 0.012608 | 0.012672 | 0.012575
TAS1 | USE+DSP | 0.0081117 | 0.0073722 | 0.0074789 | 0.0075192 | 0.0076752 | 0.007877 | 0.0079814 | 0.0080385 | 0.008038 | 0.0080413 | 0.0080648 | 0.0081906 | 0.0079623 | 0.0080234 | 0.0084698 | 0.0083405 | 0.0084779 | 0.0082015 | 0.0081505 | 0.0082014 | 0.0085719 | 0.0079663 | 0.0079195 | 0.008413 | 0.0083548 | 0.0086398 | 0.0083826
NEM | Total | 66972.6005 | 33246.999 | 33722.7295 | 64416.0098 | 7874.1088 | 86739.7894 | 605.203 | 25153.6398 | 517.6599 | 1360.5359 | 6.3654 | 966.2369 | 2400.551 | 0.24339 | 14311.3428 | 0.24646 | 2614.2314 | 0.24233 | 3961.76 | 0.35984 | 3531.4248 | 10538.1929 | 0.23836 | 0.26493 | 33.0198 | 75.2507 | 0.5176

## Option 5_CF
Annual capacity factor by technology - Option 5, Hydrogen Superpower Scenario
Explicitly modelled generation
Region | Technology | 2023-24 | 2024-25 | 2025-26 | 2026-27 | 2027-28 | 2028-29 | 2029-30 | 2030-31 | 2031-32 | 2032-33 | 2033-34 | 2034-35 | 2035-36 | 2036-37 | 2037-38 | 2038-39 | 2039-40 | 2040-41 | 2041-42 | 2042-43 | 2043-44 | 2044-45 | 2045-46 | 2046-47 | 2047-48 | 2048-49 | 2049-50
NEM | Black Coal | 59.31% | 41.94% | 40.73% | 51.65% | 50.36% | 53.66% | 54.54% | - | - | - | - | - | - | - | - | - | - | - | - | - | - | - | - | - | - | - | -
NEM | Brown Coal | 62.67% | 49.17% | 59.41% | 55.69% | 60.84% | 57.86% | 59.05% | - | - | - | - | - | - | - | - | - | - | - | - | - | - | - | - | - | - | - | -
NEM | CCGT | 27.57% | 15.64% | 26.28% | 27.97% | 25.79% | 28.8% | 27.45% | 30.6% | 32.38% | 24.07% | 29.42% | 30.51% | 16.83% | 11.46% | 28.58% | 12.34% | 12.03% | 47.98% | 47.97% | 49.62% | 49.49% | 48.63% | 41.13% | 35.64% | 34.39% | 30.66% | 33.88%
NEM | Gas - Steam | 1.959% | 1.064% | 4.826% | 4.291% | 12.29% | 31.32% | 6.108% | 17.22% | 6.887% | 3.95% | 1.559% | 3.404% | 2.347% | 2.183% | 5.158% | 3.295% | - | - | - | - | - | - | - | - | - | - | -
NEM | OCGT / Diesel | 0.8588% | 0.3091% | 0.8539% | 0.8074% | 1.257% | 3.152% | 0.5058% | 2.89% | 1.018% | 0.6844% | 0.1232% | 0.6054% | 0.3382% | 0.2284% | 0.4202% | 0.1699% | 0.6225% | 4.208% | 2.38% | 2.173% | 7.543% | 0.2982% | 0.2149% | 5.033% | 0.06684% | 0.1225% | 0.1666%
NEM | Hydro | 27.03% | 21.22% | 22.73% | 22.27% | 23.48% | 28.81% | 27.82% | 24.99% | 25.16% | 22.78% | 25.87% | 26.3% | 23.54% | 21.49% | 28.01% | 24.48% | 23.21% | 24.65% | 21.41% | 23.1% | 26.53% | 24.23% | 19.62% | 28.93% | 24.86% | 27.27% | 29.24%
NEM | Hydrogen Turbine | - | - | - | - | - | - | - | 15.97% | 16.25% | 8.036% | 13.85% | 27.23% | 12.26% | 20.24% | 39.78% | 40.08% | 41.98% | 41.43% | 32.1% | 39.32% | 47.81% | 34.23% | 38.05% | 51.04% | 50.33% | 48.21% | 48.07%
NEM | Wind | 32.81% | 32.87% | 34.55% | 35.68% | 37.97% | 36.36% | 36.9% | 36.36% | 38.33% | 37.03% | 35.68% | 35.9% | 37.6% | 38.7% | 37.29% | 37.41% | 37.11% | 38.26% | 37.4% | 35.46% | 35.18% | 36.25% | 37.06% | 36.19% | 36.61% | 36.36% | 36.67%
NEM | Solar PV | 26.41% | 19.53% | 22.39% | 23.94% | 24.18% | 20.97% | 22.32% | 22.61% | 23.23% | 23.37% | 23.37% | 23% | 24.07% | 23.99% | 20.03% | 21.66% | 22.39% | 23.09% | 23.91% | 23.45% | 23.57% | 24.47% | 24.44% | 20.13% | 22.07% | 22.9% | 23.57%
NEM | Grid Battery | 4.115% | 4.728% | 7.925% | 14.34% | 16.24% | 18.25% | 18.58% | 20.32% | 19.96% | 20.96% | 20.6% | 20.6% | 20.84% | 21.01% | 17.87% | 18.58% | 19.37% | 18.98% | 20.42% | 19.04% | 19.02% | 19.77% | 19.94% | 16.6% | 17.71% | 17.67% | 18.43%
NEM | Pumped Hydro | 7.384% | 16.84% | 16.26% | 21% | 22.05% | 21.27% | 21.22% | 22.59% | 21.83% | 22.85% | 21.88% | 20.99% | 21.88% | 21.14% | 20.67% | 20.83% | 21% | 19.93% | 21.39% | 19.97% | 19.68% | 20.93% | 19.57% | 19.83% | 19.44% | 19.37% | 17.82%
NEM | VPP | 7.094% | 8.595% | 8.175% | 8.276% | 8.094% | 7.507% | 7.413% | 7.191% | 7.003% | 7.123% | 7.133% | 7.016% | 7.136% | 7.102% | 6.67% | 6.573% | 6.69% | 6.366% | 6.682% | 6.4% | 6.333% | 6.564% | 6.642% | 6.215% | 6.372% | 6.491% | 6.382%
Region | Technology | 2023-24 | 2024-25 | 2025-26 | 2026-27 | 2027-28 | 2028-29 | 2029-30 | 2030-31 | 2031-32 | 2032-33 | 2033-34 | 2034-35 | 2035-36 | 2036-37 | 2037-38 | 2038-39 | 2039-40 | 2040-41 | 2041-42 | 2042-43 | 2043-44 | 2044-45 | 2045-46 | 2046-47 | 2047-48 | 2048-49 | 2049-50
NSW1 | Black Coal | 61.79% | 42.21% | 38.37% | 58.08% | 55.16% | 56.64% | 53.02% | - | - | - | - | - | - | - | - | - | - | - | - | - | - | - | - | - | - | - | -
NSW1 | Brown Coal | bar: 2023-24 to 2049-50
NSW1 | CCGT | 13.11% | 1.687% | 18.14% | 31.13% | 30.19% | 32.6% | 31.08% | 36.77% | 36.67% | 31.08% | 34.95% | 38.83% | 25.56% | 21.75% | 30.1% | 27.52% | 21.26% | 50.28% | 49.26% | 51.44% | - | - | - | - | - | - | -
NSW1 | Gas - Steam | bar: 2023-24 to 2049-50
NSW1 | OCGT / Diesel | 0.06121% | 0.01617% | 0.09997% | 0.3815% | 0.2278% | 0.709% | 0.04998% | 1.276% | 0.4237% | 0.4496% | 0.01704% | 0.2002% | 0.003942% | 0.008507% | 0.1457% | 1.747e-06% | 0.1% | 3.228% | 0.3064% | 0.3592% | 3.311% | 0.2531% | 0.03473% | 1.525% | 7.172e-06% | 0.04872% | 0.1855%
NSW1 | Hydro | 9.198% | 14.56% | 14.36% | 14.12% | 12.88% | 18.55% | 15.15% | 13.9% | 13.51% | 12.72% | 14.83% | 15.49% | 14.6% | 12.35% | 17.7% | 14.97% | 13.36% | 13.2% | 12.56% | 14% | 15.36% | 14.61% | 11.67% | 18% | 18.12% | 17.88% | 17.82%
NSW1 | Hydrogen Turbine | - | - | - | - | - | - | - | 15.97% | 16.25% | 8.036% | 13.85% | 27.23% | 12.26% | 20.24% | 36.65% | 37.38% | 35.2% | 39.18% | 20.51% | 32.93% | 46.08% | 26.58% | 33.79% | 49.68% | 41.34% | 37.91% | 40.55%
NSW1 | Wind | 36.23% | 32.93% | 32.99% | 33.65% | 34.48% | 34.26% | 33.23% | 32.91% | 32.69% | 32.77% | 32.11% | 32.03% | 33.84% | 33.91% | 34.25% | 33.31% | 33.34% | 32.5% | 33.02% | 32.21% | 32.01% | 33.3% | 33.65% | 33.96% | 33.36% | 33.07% | 31.61%
NSW1 | Solar PV | 26.93% | 19.45% | 21.41% | 24.03% | 24.82% | 21% | 21.79% | 23.63% | 23.75% | 23.34% | 23.08% | 22.32% | 24.22% | 24.04% | 20.62% | 21.43% | 23.13% | 23.67% | 23.96% | 23.4% | 23.02% | 24.57% | 24.2% | 20.64% | 21.31% | 23.14% | 23.24%
NSW1 | Grid Battery | 3.929% | 6.095% | 11.29% | 19.56% | 20.41% | 20.45% | 20.7% | 21.88% | 21.64% | 22.44% | 21.68% | 20.9% | 21.79% | 22.24% | 19.36% | 19.43% | 20.99% | 20.07% | 21.39% | 20.07% | 19.19% | 20.82% | 21.57% | 18.84% | 19.2% | 20.31% | 19.23%
NSW1 | Pumped Hydro | 5.025% | 14.47% | 17.28% | 27.06% | 23.55% | 24.51% | 22.94% | 24.2% | 22.41% | 24.39% | 23.63% | 22.93% | 24.59% | 24.03% | 23.97% | 22.6% | 22.72% | 20.85% | 23.27% | 21.48% | 21.51% | 23.26% | 21.59% | 23.72% | 22.64% | 22.63% | 20.54%
NSW1 | VPP | 5.858% | 8.444% | 7.842% | 8.264% | 8.088% | 7.607% | 7.535% | 7.305% | 7.173% | 7.254% | 7.302% | 7.096% | 7.298% | 7.255% | 6.864% | 6.762% | 6.944% | 6.594% | 6.79% | 6.556% | 6.422% | 6.82% | 6.903% | 6.401% | 6.415% | 6.761% | 6.626%
Region | Technology | 2023-24 | 2024-25 | 2025-26 | 2026-27 | 2027-28 | 2028-29 | 2029-30 | 2030-31 | 2031-32 | 2032-33 | 2033-34 | 2034-35 | 2035-36 | 2036-37 | 2037-38 | 2038-39 | 2039-40 | 2040-41 | 2041-42 | 2042-43 | 2043-44 | 2044-45 | 2045-46 | 2046-47 | 2047-48 | 2048-49 | 2049-50
QLD1 | Black Coal | 56.78% | 41.66% | 44.81% | 46.25% | 47.99% | 51.21% | 57.04% | - | - | - | - | - | - | - | - | - | - | - | - | - | - | - | - | - | - | - | -
QLD1 | Brown Coal | bar: 2023-24 to 2049-50
QLD1 | CCGT | 30.8% | 18.63% | 29.79% | 30.92% | 27.33% | 28.59% | 28.6% | 30.62% | 35.31% | 30.76% | 32.98% | 31.7% | 21.24% | 14.01% | 32.93% | 8.952% | 10.57% | 56.38% | 56.77% | 58.52% | 59.13% | 58.09% | 61.3% | 76.81% | 74.13% | 66.09% | 73.03%
QLD1 | Gas - Steam | bar: 2023-24 to 2049-50
QLD1 | OCGT / Diesel | 0.02318% | 1.426e-06% | 0.03097% | 0.2941% | 0.4166% | 1.017% | 0.2707% | 2.628% | 1.482% | 0.7311% | 0.06365% | 2.672e-06% | 2.623e-06% | 2.61e-06% | 0.004645% | 2.716e-06% | 0.4838% | 1.472% | 0.1893% | 1.113e-05% | 0.5186% | 1.034e-05% | 0.1193% | 19.63% | 1.674e-05% | 1.607e-05% | 3.332e-05%
QLD1 | Hydro | 54.49% | 52.38% | 54.94% | 52.15% | 52.74% | 52.9% | 53.32% | 50.63% | 52.19% | 53.12% | 52.07% | 51.99% | 52.43% | 51.26% | 37.28% | 38.82% | 36.48% | 37.37% | 37.32% | - | - | - | - | - | - | - | -
QLD1 | Hydrogen Turbine | bar: 2023-24 to 2049-50
QLD1 | Wind | 40.68% | 33.4% | 36.8% | 37.69% | 39.58% | 39.13% | 39.08% | 38.61% | 38.41% | 37.94% | 34.54% | 35.17% | 36.63% | 38.36% | 37.1% | 37.81% | 38.57% | 37.7% | 37.94% | 34.34% | 34.34% | 34.94% | 35.73% | 35.79% | 36.58% | 37.76% | 36.18%
QLD1 | Solar PV | 26.82% | 20.19% | 25.18% | 25.66% | 25.19% | 21.48% | 23.96% | 22.85% | 24.08% | 24.25% | 24.92% | 24.88% | 25.36% | 24.85% | 20.14% | 22.9% | 23.44% | 24.89% | 24.95% | 25.08% | 24.9% | 25.58% | 25.02% | 19.91% | 22.9% | 24.02% | 25.31%
QLD1 | Grid Battery | 5.74% | 6.672% | 5.985% | 6.092% | 6.118% | 21.94% | 22.79% | 23.11% | 23.36% | 24.01% | 23.56% | 22.88% | 22.6% | 22.32% | 18.63% | 20.49% | 20.86% | 21.51% | 22.43% | 21.27% | 21.17% | 21.25% | 20.49% | 16.59% | 18.82% | 18.85% | 20.23%
QLD1 | Pumped Hydro | 8.377% | 17.84% | 15.76% | 18.76% | 20.05% | 17.24% | 19.75% | 21.89% | 21.33% | 22.01% | 20.79% | 19.8% | 20.08% | 19.06% | 16.48% | 17.99% | 19.17% | 18.37% | 18.96% | 17.63% | 17.71% | 17.18% | 16.73% | 15.59% | 15.79% | 16.22% | 15.42%
QLD1 | VPP | 7.886% | 9.163% | 8.144% | 8.176% | 8.087% | 7.773% | 7.616% | 7.472% | 7.376% | 7.352% | 7.467% | 7.388% | 7.365% | 7.269% | 6.708% | 6.805% | 6.839% | 6.843% | 6.948% | 6.901% | 6.946% | 6.99% | 6.884% | 6.34% | 6.818% | 6.772% | 6.962%
Region | Technology | 2023-24 | 2024-25 | 2025-26 | 2026-27 | 2027-28 | 2028-29 | 2029-30 | 2030-31 | 2031-32 | 2032-33 | 2033-34 | 2034-35 | 2035-36 | 2036-37 | 2037-38 | 2038-39 | 2039-40 | 2040-41 | 2041-42 | 2042-43 | 2043-44 | 2044-45 | 2045-46 | 2046-47 | 2047-48 | 2048-49 | 2049-50
VIC1 | Black Coal | bar: 2023-24 to 2049-50
VIC1 | Brown Coal | 62.67% | 49.17% | 59.41% | 55.69% | 60.84% | 57.86% | 59.05% | - | - | - | - | - | - | - | - | - | - | - | - | - | - | - | - | - | - | - | -
VIC1 | CCGT | bar: 2023-24 to 2049-50
VIC1 | Gas - Steam | 0.5067% | 0.345% | 4.013% | 4.291% | 12.29% | 31.32% | 6.108% | 17.22% | 6.887% | 3.95% | 1.559% | 3.404% | 2.347% | 2.183% | 5.158% | 3.295% | - | - | - | - | - | - | - | - | - | - | -
VIC1 | OCGT / Diesel | 0.1673% | 0.07275% | 0.602% | 1.057% | 1.95% | 6.844% | 0.9748% | 2.984% | 1.074% | 0.8842% | 0.1138% | 1.375% | 0.9653% | 0.7435% | 1.051% | 0.6561% | 2.058% | 4.381% | 2.822% | 1.901% | 7.486% | 0.8601% | 0.6999% | 1.473% | 0.4021% | 0.5944% | 0.3189%
VIC1 | Hydro | 13.91% | 16.78% | 17.37% | 16.49% | 13.78% | 20.67% | 17.23% | 14.94% | 14.93% | 13.62% | 16.67% | 17.22% | 16.37% | 13.7% | 20.64% | 17.27% | 14.95% | 14.93% | 13.65% | 16.68% | 17.27% | 16.37% | 13.72% | 20.67% | 20.7% | 20.69% | 20.67%
VIC1 | Hydrogen Turbine | - | - | - | - | - | - | - | - | - | - | - | - | - | - | 44.51% | 44.17% | 47.6% | 43.3% | 41.72% | 44.62% | 48.09% | 35.16% | 38.58% | 51.47% | 53.16% | 50.95% | 49.97%
VIC1 | Wind | 28.21% | 28.98% | 30.42% | 31.35% | 35.1% | 31.41% | 33.58% | 33.02% | 37.33% | 33.46% | 34.69% | 33.9% | 35.49% | 36.81% | 33.56% | 35.8% | 33.99% | 38.2% | 34.22% | 35.57% | 34.2% | 35.4% | 37.55% | 33.61% | 36.12% | 33.76% | 37.68%
VIC1 | Solar PV | 23.38% | 17.36% | 18.16% | 18.63% | 20.1% | 17.62% | 18.02% | 19.28% | 18.65% | 19.18% | 19.06% | 17.56% | 18.66% | 19.47% | 16.68% | 17.03% | 17.67% | 17.56% | 18.87% | 18.4% | 18.13% | 19.11% | 19.88% | 16.29% | 17.05% | 18.18% | 17.09%
VIC1 | Grid Battery | 3.874% | 4.884% | 4.927% | 13.2% | 16.48% | 15% | 14.78% | 16.28% | 14.73% | 16.53% | 15.42% | 15.31% | 16.05% | 16.16% | 14.68% | 14.31% | 15.24% | 13.05% | 16.69% | 15.32% | 14.8% | 15.06% | 15.47% | 14.15% | 14.64% | 14.9% | 13.5%
VIC1 | Pumped Hydro | - | - | - | 24.22% | 27.52% | 26.5% | 25.9% | 27.94% | 26.95% | 25.82% | 24.94% | 24.65% | 26% | 25.66% | 23.5% | 23.59% | 25.5% | 23.39% | 25.07% | 24.22% | 23.05% | 25.1% | 23.79% | 22.94% | 24.21% | 25.3% | 23.78%
VIC1 | VPP | 6.709% | 8.578% | 8.922% | 8.884% | 8.535% | 7.401% | 7.431% | 7.046% | 6.543% | 6.733% | 6.653% | 6.455% | 6.723% | 6.681% | 6.379% | 6.163% | 6.237% | 5.544% | 6.21% | 5.629% | 5.392% | 5.696% | 5.865% | 5.617% | 5.698% | 5.714% | 5.274%
Region | Technology | 2023-24 | 2024-25 | 2025-26 | 2026-27 | 2027-28 | 2028-29 | 2029-30 | 2030-31 | 2031-32 | 2032-33 | 2033-34 | 2034-35 | 2035-36 | 2036-37 | 2037-38 | 2038-39 | 2039-40 | 2040-41 | 2041-42 | 2042-43 | 2043-44 | 2044-45 | 2045-46 | 2046-47 | 2047-48 | 2048-49 | 2049-50
SA1 | Black Coal | bar: 2023-24 to 2049-50
SA1 | Brown Coal | bar: 2023-24 to 2049-50
SA1 | CCGT | 37.34% | 24.35% | 32.76% | 27.4% | 27.63% | 37.61% | 31.73% | 37.46% | 32.69% | 7.496% | 25.64% | 32% | 2.858% | 1.565% | - | - | - | - | - | - | - | - | - | - | - | - | -
SA1 | Gas - Steam | 2.867% | 1.513% | 5.334% | - | - | - | - | - | - | - | - | - | - | - | - | - | - | - | - | - | - | - | - | - | - | - | -
SA1 | OCGT / Diesel | 4.013% | 1.597% | 3.749% | 2.034% | 3.484% | 6.002% | 1.095% | 7.625% | 1.69% | 0.9816% | 0.6341% | 1.482% | 0.8034% | 0.3019% | 0.8288% | 7.45e-06% | 0.3926% | 13.19% | 13.66% | 13.7% | 37.5% | 1.957e-05% | 1.785e-05% | 2.395e-05% | 2.211e-05% | 2.55e-05% | 2.507e-05%
SA1 | Hydro | bar: 2023-24 to 2049-50
SA1 | Hydrogen Turbine | bar: 2023-24 to 2049-50
SA1 | Wind | 33.15% | 30.55% | 29.62% | 34.22% | 34.36% | 32.94% | 33.75% | 32.94% | 35.32% | 33.62% | 34.39% | 31.27% | 35.41% | 34.84% | 33.86% | 34.86% | 33.46% | 35.37% | 34.8% | 34.37% | 32.49% | 35.3% | 35.28% | 34.54% | 35.58% | 33.69% | 35.06%
SA1 | Solar PV | 26.11% | 19.87% | 21.3% | 22.66% | 23.72% | 22.33% | 23.02% | 22.35% | 23.93% | 24.59% | 23.55% | 22.97% | 24.44% | 25.34% | 21.3% | 22.67% | 23.08% | 23.53% | 25.75% | 23.65% | 24.83% | 25.31% | 26.34% | 22.41% | 24.24% | 24.57% | 24.81%
SA1 | Grid Battery | 3.984% | 4.058% | 4.056% | 4.007% | 4.028% | 3.816% | 3.739% | 12.69% | 14.61% | 18.06% | 17.64% | 18.49% | 18.99% | 20.08% | 16.4% | 16.75% | 17.51% | 16.43% | 19.47% | 16.96% | 17.95% | 18.86% | 19.94% | 16.69% | 17.62% | 17.08% | 17.16%
SA1 | Pumped Hydro | bar: 2023-24 to 2049-50
SA1 | VPP | 8.282% | 8.397% | 8.185% | 7.848% | 7.656% | 7.097% | 6.909% | 6.871% | 6.652% | 7.134% | 7.052% | 7.2% | 7.194% | 7.289% | 6.796% | 6.483% | 6.688% | 6.349% | 6.859% | 6.566% | 6.784% | 6.865% | 7.152% | 6.828% | 6.771% | 6.854% | 6.758%
Region | Technology | 2023-24 | 2024-25 | 2025-26 | 2026-27 | 2027-28 | 2028-29 | 2029-30 | 2030-31 | 2031-32 | 2032-33 | 2033-34 | 2034-35 | 2035-36 | 2036-37 | 2037-38 | 2038-39 | 2039-40 | 2040-41 | 2041-42 | 2042-43 | 2043-44 | 2044-45 | 2045-46 | 2046-47 | 2047-48 | 2048-49 | 2049-50
TAS1 | Black Coal | bar: 2023-24 to 2049-50
TAS1 | Brown Coal | bar: 2023-24 to 2049-50
TAS1 | CCGT | bar: 2023-24 to 2049-50
TAS1 | Gas - Steam | bar: 2023-24 to 2049-50
TAS1 | OCGT / Diesel | 4.246e-06% | 6.603e-06% | 7.085e-06% | 0.03183% | 0.08948% | 0.01032% | 9.875e-06% | 1.102e-05% | 0.07256% | 0.182% | 1.159e-05% | 1.221e-05% | 1.151e-05% | 1.21e-05% | 1.348e-05% | 1.378e-05% | 1.472e-05% | 7.01e-05% | 6.427e-05% | 7.016e-05% | 9.551e-05% | 6.795e-05% | 6.898e-05% | 9.3e-05% | 9.076e-05% | 0.0001071% | 0.0001041%
TAS1 | Hydro | 54.69% | 29.88% | 33.84% | 33.68% | 40.83% | 44.74% | 48.24% | 43.36% | 44.17% | 39.05% | 43.39% | 43.52% | 37.04% | 35.67% | 44.52% | 39.92% | 39.94% | 44.29% | 36.64% | 37.82% | 45.79% | 40.72% | 32.72% | 47.09% | 35.23% | 42.4% | 48.16%
TAS1 | Hydrogen Turbine | - | - | - | - | - | - | - | - | - | - | - | - | - | - | - | - | - | - | - | - | - | - | - | 51.87% | 50.75% | 51.27% | 48.61%
TAS1 | Wind | 37.86% | 46.85% | 50.56% | 50.7% | 53.4% | 51.3% | 48.42% | 47.91% | 51.81% | 50.42% | 46.14% | 48.07% | 48.41% | 50.32% | 46.7% | 44.69% | 44.15% | 47.88% | 46.36% | 43.06% | 44.85% | 44.67% | 46.76% | 43.78% | 41.37% | 40.5% | 43.82%
TAS1 | Solar PV | - | - | - | - | 20.87% | 17.81% | 17.92% | 18.04% | 16.74% | 17.87% | 19.65% | 19.58% | 20.88% | 20.26% | 17.43% | 18.36% | 18.82% | 17.77% | 18.76% | 19.71% | 19.79% | 20.9% | 20.14% | 17.69% | 18.7% | 19.02% | 17.76%
TAS1 | Grid Battery | - | - | - | - | - | - | - | - | - | - | - | - | - | - | - | 15.94% | 16.13% | 15.84% | 15.4% | 15.06% | 14.4% | 15.81% | 15.96% | 14.4% | 14.43% | 14.79% | 14.15%
TAS1 | Pumped Hydro | - | - | - | - | - | 17.69% | 17.92% | 17.18% | 20.87% | 20.13% | 19.45% | 19.26% | 20.08% | 19.44% | 20.5% | 21.28% | 20.54% | 20.23% | 21.33% | 20.28% | 19.24% | 21.55% | 19.7% | 18.96% | 18.84% | 18.22% | 16.62%
TAS1 | VPP | 4.095% | 6.572% | 5.633% | 5.837% | 5.779% | 6.238% | 5.404% | 5.205% | 6.665% | 6.396% | 5.778% | 5.909% | 5.722% | 6.058% | 5.644% | 5.563% | 5.829% | 5.948% | 5.998% | 5.442% | 5.531% | 5.58% | 5.877% | 5.599% | 5.858% | 5.937% | 6.249%
Explicitly modelled pumping
Region | Technology | 2023-24 | 2024-25 | 2025-26 | 2026-27 | 2027-28 | 2028-29 | 2029-30 | 2030-31 | 2031-32 | 2032-33 | 2033-34 | 2034-35 | 2035-36 | 2036-37 | 2037-38 | 2038-39 | 2039-40 | 2040-41 | 2041-42 | 2042-43 | 2043-44 | 2044-45 | 2045-46 | 2046-47 | 2047-48 | 2048-49 | 2049-50
NEM | Grid Battery pump | 5.124% | 5.921% | 9.68% | 17.5% | 19.82% | 22.11% | 22.57% | 24.57% | 24.2% | 25.34% | 24.87% | 24.87% | 25.14% | 25.37% | 21.61% | 22.41% | 23.33% | 22.95% | 24.62% | 23.02% | 22.87% | 23.84% | 24.1% | 19.99% | 21.37% | 21.27% | 22.2%
NEM | Pumped Hydro Pump | 10.92% | 27.31% | 22.69% | 29.46% | 29.7% | 28.42% | 29.19% | 29.78% | 29.96% | 30.36% | 29.62% | 27.97% | 29.22% | 29.11% | 26.98% | 27.66% | 28.01% | 27.2% | 28.53% | 27.19% | 25.71% | 28.08% | 27.05% | 25.72% | 26.23% | 25.9% | 23.98%
NEM | VPP pump | 8.319% | 10.13% | 9.618% | 9.731% | 9.537% | 8.821% | 8.73% | 8.453% | 8.253% | 8.376% | 8.39% | 8.255% | 8.391% | 8.357% | 7.859% | 7.737% | 7.855% | 7.506% | 7.848% | 7.546% | 7.432% | 7.724% | 7.832% | 7.299% | 7.507% | 7.622% | 7.508%
Region | Technology | 2023-24 | 2024-25 | 2025-26 | 2026-27 | 2027-28 | 2028-29 | 2029-30 | 2030-31 | 2031-32 | 2032-33 | 2033-34 | 2034-35 | 2035-36 | 2036-37 | 2037-38 | 2038-39 | 2039-40 | 2040-41 | 2041-42 | 2042-43 | 2043-44 | 2044-45 | 2045-46 | 2046-47 | 2047-48 | 2048-49 | 2049-50
NSW1 | Grid Battery pump | 4.657% | 7.262% | 13.44% | 23.4% | 24.52% | 24.49% | 24.88% | 26.31% | 26.1% | 26.95% | 26.09% | 25.13% | 26.21% | 26.76% | 23.38% | 23.35% | 25.22% | 24.24% | 25.69% | 24.19% | 23.05% | 25.06% | 26.08% | 22.6% | 23.22% | 24.4% | 23.17%
NSW1 | Pumped Hydro Pump | 8.878% | 25.42% | 22.56% | 34.2% | 30.63% | 31.41% | 31.06% | 30.63% | 30.48% | 31.32% | 31.37% | 29.47% | 31.85% | 32.67% | 29.54% | 29.08% | 29.53% | 28.35% | 30.1% | 28.95% | 26.86% | 30.4% | 29.71% | 28.91% | 29.56% | 29.25% | 26.92%
NSW1 | VPP pump | 6.865% | 9.946% | 9.219% | 9.723% | 9.524% | 8.942% | 8.865% | 8.594% | 8.46% | 8.517% | 8.598% | 8.348% | 8.579% | 8.536% | 8.095% | 7.959% | 8.149% | 7.78% | 7.97% | 7.724% | 7.541% | 8.026% | 8.143% | 7.508% | 7.567% | 7.936% | 7.795%
Region | Technology | 2023-24 | 2024-25 | 2025-26 | 2026-27 | 2027-28 | 2028-29 | 2029-30 | 2030-31 | 2031-32 | 2032-33 | 2033-34 | 2034-35 | 2035-36 | 2036-37 | 2037-38 | 2038-39 | 2039-40 | 2040-41 | 2041-42 | 2042-43 | 2043-44 | 2044-45 | 2045-46 | 2046-47 | 2047-48 | 2048-49 | 2049-50
QLD1 | Grid Battery pump | 6.813% | 7.946% | 7.142% | 7.232% | 7.289% | 26.43% | 27.46% | 27.84% | 28.22% | 28.88% | 28.39% | 27.59% | 27.21% | 26.89% | 22.53% | 24.6% | 25.13% | 25.91% | 27.02% | 25.71% | 25.43% | 25.61% | 24.71% | 20.05% | 22.59% | 22.75% | 24.35%
QLD1 | Pumped Hydro Pump | 14.57% | 30.69% | 22.82% | 26.15% | 28.08% | 23.83% | 27.54% | 30.39% | 29.88% | 30.43% | 28.9% | 27.67% | 27.77% | 26.64% | 23.07% | 24.75% | 26.64% | 25.58% | 26.35% | 24.7% | 24.46% | 23.97% | 23.45% | 21.61% | 21.82% | 22.72% | 21.31%
QLD1 | VPP pump | 9.251% | 10.78% | 9.593% | 9.61% | 9.519% | 9.141% | 8.959% | 8.79% | 8.702% | 8.629% | 8.786% | 8.699% | 8.658% | 8.552% | 7.916% | 7.985% | 8.046% | 8.051% | 8.174% | 8.14% | 8.151% | 8.225% | 8.107% | 7.472% | 8.001% | 7.967% | 8.19%
Region | Technology | 2023-24 | 2024-25 | 2025-26 | 2026-27 | 2027-28 | 2028-29 | 2029-30 | 2030-31 | 2031-32 | 2032-33 | 2033-34 | 2034-35 | 2035-36 | 2036-37 | 2037-38 | 2038-39 | 2039-40 | 2040-41 | 2041-42 | 2042-43 | 2043-44 | 2044-45 | 2045-46 | 2046-47 | 2047-48 | 2048-49 | 2049-50
VIC1 | Grid Battery pump | 4.598% | 5.832% | 5.863% | 15.86% | 19.9% | 17.98% | 17.86% | 19.53% | 17.73% | 19.97% | 18.53% | 18.45% | 19.29% | 19.48% | 17.65% | 17.31% | 18.28% | 15.8% | 20.05% | 18.54% | 17.74% | 18.14% | 18.72% | 16.96% | 17.72% | 17.88% | 16.26%
VIC1 | Pumped Hydro Pump | - | - | - | 31.87% | 36.56% | 34.51% | 34.44% | 36.41% | 35.48% | 33.96% | 33.11% | 32.22% | 34.13% | 34.12% | 30.56% | 31.4% | 33.19% | 31.03% | 32.88% | 32.08% | 29.97% | 33.02% | 31.66% | 29.82% | 31.99% | 33.15% | 31.29%
VIC1 | VPP pump | 7.866% | 10.12% | 10.51% | 10.44% | 10.07% | 8.687% | 8.767% | 8.269% | 7.699% | 7.94% | 7.816% | 7.59% | 7.908% | 7.863% | 7.502% | 7.274% | 7.316% | 6.546% | 7.284% | 6.645% | 6.322% | 6.701% | 6.923% | 6.586% | 6.726% | 6.7% | 6.205%
Region | Technology | 2023-24 | 2024-25 | 2025-26 | 2026-27 | 2027-28 | 2028-29 | 2029-30 | 2030-31 | 2031-32 | 2032-33 | 2033-34 | 2034-35 | 2035-36 | 2036-37 | 2037-38 | 2038-39 | 2039-40 | 2040-41 | 2041-42 | 2042-43 | 2043-44 | 2044-45 | 2045-46 | 2046-47 | 2047-48 | 2048-49 | 2049-50
SA1 | Grid Battery pump | 5.245% | 5.372% | 5.341% | 5.291% | 5.334% | 5.024% | 4.951% | 16.12% | 18.27% | 22.21% | 21.47% | 22.49% | 23.09% | 24.39% | 19.92% | 20.43% | 21.18% | 20.02% | 23.57% | 20.53% | 21.62% | 22.81% | 24.17% | 20.09% | 21.38% | 20.56% | 20.73%
SA1 | Pumped Hydro Pump | bar: 2023-24 to 2049-50
SA1 | VPP pump | 9.717% | 9.902% | 9.612% | 9.233% | 9.032% | 8.33% | 8.152% | 8.064% | 7.826% | 8.41% | 8.281% | 8.471% | 8.463% | 8.576% | 7.995% | 7.651% | 7.846% | 7.492% | 8.058% | 7.737% | 7.959% | 8.079% | 8.435% | 8.011% | 7.989% | 8.042% | 7.951%
Region | Technology | 2023-24 | 2024-25 | 2025-26 | 2026-27 | 2027-28 | 2028-29 | 2029-30 | 2030-31 | 2031-32 | 2032-33 | 2033-34 | 2034-35 | 2035-36 | 2036-37 | 2037-38 | 2038-39 | 2039-40 | 2040-41 | 2041-42 | 2042-43 | 2043-44 | 2044-45 | 2045-46 | 2046-47 | 2047-48 | 2048-49 | 2049-50
TAS1 | Grid Battery pump | - | - | - | - | - | - | - | - | - | - | - | - | - | - | - | 19.29% | 19.34% | 19.12% | 18.55% | 18.23% | 17.35% | 18.96% | 19.31% | 17.32% | 17.48% | 17.75% | 17.05%
TAS1 | Pumped Hydro Pump | - | - | - | - | - | 23.27% | 23.66% | 22.52% | 27.49% | 26.73% | 25.46% | 25.29% | 26.4% | 25.92% | 26.63% | 28.14% | 26.9% | 26.88% | 28.09% | 26.73% | 25.07% | 28.26% | 26.26% | 24.61% | 25.14% | 23.63% | 21.86%
TAS1 | VPP pump | 4.791% | 7.732% | 6.64% | 6.859% | 6.824% | 7.321% | 6.36% | 6.122% | 7.841% | 7.548% | 6.792% | 6.955% | 6.718% | 7.151% | 6.619% | 6.568% | 6.836% | 6.998% | 7.056% | 6.425% | 6.508% | 6.542% | 6.937% | 6.565% | 6.915% | 6.962% | 7.352%
Non-controllable capacity
Region | Technology | 2023-24 | 2024-25 | 2025-26 | 2026-27 | 2027-28 | 2028-29 | 2029-30 | 2030-31 | 2031-32 | 2032-33 | 2033-34 | 2034-35 | 2035-36 | 2036-37 | 2037-38 | 2038-39 | 2039-40 | 2040-41 | 2041-42 | 2042-43 | 2043-44 | 2044-45 | 2045-46 | 2046-47 | 2047-48 | 2048-49 | 2049-50
NEM | Distributed PV | 14.2% | 13.97% | 13.7% | 14.84% | 14.98% | 13.51% | 14.27% | 14.94% | 15.32% | 15.39% | 15.01% | 14.61% | 15.71% | 15.77% | 14.16% | 14.9% | 15.56% | 15.88% | 15.9% | 15.51% | 15.05% | 16.11% | 16.13% | 14.48% | 15.24% | 15.88% | 16.17%
NEM | Behind the meter battery | 4.914% | 4.877% | 4.802% | 4.715% | 4.649% | 4.545% | 4.508% | 4.449% | 4.388% | 4.334% | 4.385% | 4.415% | 4.429% | 4.391% | 4.353% | 4.298% | 4.271% | 4.21% | 4.155% | 4.115% | 4.152% | 4.187% | 4.215% | 4.236% | 4.26% | 4.241% | 4.222%
NEM | Behind the meter battery pump | 5.783% | 5.74% | 5.652% | 5.549% | 5.473% | 5.35% | 5.308% | 5.237% | 5.165% | 5.102% | 5.161% | 5.198% | 5.212% | 5.168% | 5.122% | 5.059% | 5.026% | 4.954% | 4.892% | 4.843% | 4.888% | 4.928% | 4.962% | 4.987% | 5.013% | 4.992% | 4.971%
Region | Technology | 2023-24 | 2024-25 | 2025-26 | 2026-27 | 2027-28 | 2028-29 | 2029-30 | 2030-31 | 2031-32 | 2032-33 | 2033-34 | 2034-35 | 2035-36 | 2036-37 | 2037-38 | 2038-39 | 2039-40 | 2040-41 | 2041-42 | 2042-43 | 2043-44 | 2044-45 | 2045-46 | 2046-47 | 2047-48 | 2048-49 | 2049-50
NSW1 | Distributed PV | 13.9% | 13.91% | 13.61% | 15.15% | 15.03% | 13.43% | 13.88% | 14.8% | 15.49% | 15.1% | 14.92% | 14.43% | 15.91% | 15.71% | 14.02% | 14.44% | 15.36% | 16% | 15.59% | 15.38% | 14.84% | 16.28% | 16.06% | 14.33% | 14.77% | 15.66% | 16.28%
NSW1 | Behind the meter battery | 4.904% | 4.86% | 4.779% | 4.695% | 4.633% | 4.533% | 4.5% | 4.444% | 4.398% | 4.354% | 4.42% | 4.442% | 4.452% | 4.408% | 4.358% | 4.293% | 4.27% | 4.198% | 4.152% | 4.116% | 4.167% | 4.211% | 4.234% | 4.25% | 4.264% | 4.247% | 4.219%
NSW1 | Behind the meter battery pump | 5.773% | 5.718% | 5.624% | 5.527% | 5.455% | 5.335% | 5.299% | 5.231% | 5.174% | 5.124% | 5.203% | 5.23% | 5.238% | 5.187% | 5.13% | 5.055% | 5.025% | 4.939% | 4.889% | 4.844% | 4.906% | 4.955% | 4.984% | 5.005% | 5.016% | 5.002% | 4.967%
Region | Technology | 2023-24 | 2024-25 | 2025-26 | 2026-27 | 2027-28 | 2028-29 | 2029-30 | 2030-31 | 2031-32 | 2032-33 | 2033-34 | 2034-35 | 2035-36 | 2036-37 | 2037-38 | 2038-39 | 2039-40 | 2040-41 | 2041-42 | 2042-43 | 2043-44 | 2044-45 | 2045-46 | 2046-47 | 2047-48 | 2048-49 | 2049-50
QLD1 | Distributed PV | 14.97% | 14.45% | 14.68% | 15.74% | 15.89% | 13.42% | 14.66% | 15.24% | 16.09% | 15.92% | 15.33% | 15.51% | 16.53% | 16.58% | 13.99% | 15.24% | 15.82% | 16.61% | 16.41% | 15.8% | 15.96% | 16.89% | 16.92% | 14.25% | 15.54% | 16.09% | 16.9%
QLD1 | Behind the meter battery | 4.961% | 4.917% | 4.846% | 4.754% | 4.675% | 4.575% | 4.533% | 4.47% | 4.412% | 4.349% | 4.397% | 4.425% | 4.441% | 4.4% | 4.35% | 4.296% | 4.265% | 4.207% | 4.147% | 4.113% | 4.164% | 4.199% | 4.241% | 4.261% | 4.274% | 4.249% | 4.229%
QLD1 | Behind the meter battery pump | 5.837% | 5.788% | 5.702% | 5.594% | 5.505% | 5.385% | 5.338% | 5.263% | 5.194% | 5.121% | 5.175% | 5.21% | 5.226% | 5.177% | 5.119% | 5.054% | 5.021% | 4.951% | 4.883% | 4.84% | 4.901% | 4.942% | 4.993% | 5.015% | 5.029% | 5.002% | 4.98%
Region | Technology | 2023-24 | 2024-25 | 2025-26 | 2026-27 | 2027-28 | 2028-29 | 2029-30 | 2030-31 | 2031-32 | 2032-33 | 2033-34 | 2034-35 | 2035-36 | 2036-37 | 2037-38 | 2038-39 | 2039-40 | 2040-41 | 2041-42 | 2042-43 | 2043-44 | 2044-45 | 2045-46 | 2046-47 | 2047-48 | 2048-49 | 2049-50
VIC1 | Distributed PV | 13.34% | 13.12% | 12.52% | 13.48% | 13.78% | 13.23% | 13.92% | 14.57% | 14.16% | 14.94% | 14.62% | 13.81% | 14.73% | 14.96% | 14.14% | 14.79% | 15.42% | 14.88% | 15.59% | 15.25% | 14.35% | 15.24% | 15.4% | 14.55% | 15.23% | 15.83% | 15.23%
VIC1 | Behind the meter battery | 4.922% | 4.924% | 4.849% | 4.76% | 4.7% | 4.582% | 4.526% | 4.453% | 4.352% | 4.255% | 4.292% | 4.346% | 4.379% | 4.361% | 4.371% | 4.323% | 4.303% | 4.25% | 4.182% | 4.104% | 4.103% | 4.137% | 4.152% | 4.197% | 4.247% | 4.237% | 4.23%
VIC1 | Behind the meter battery pump | 5.794% | 5.793% | 5.708% | 5.602% | 5.532% | 5.393% | 5.328% | 5.242% | 5.124% | 5.007% | 5.049% | 5.113% | 5.153% | 5.133% | 5.144% | 5.088% | 5.063% | 5% | 4.921% | 4.831% | 4.829% | 4.871% | 4.888% | 4.942% | 4.999% | 4.985% | 4.978%
Region | Technology | 2023-24 | 2024-25 | 2025-26 | 2026-27 | 2027-28 | 2028-29 | 2029-30 | 2030-31 | 2031-32 | 2032-33 | 2033-34 | 2034-35 | 2035-36 | 2036-37 | 2037-38 | 2038-39 | 2039-40 | 2040-41 | 2041-42 | 2042-43 | 2043-44 | 2044-45 | 2045-46 | 2046-47 | 2047-48 | 2048-49 | 2049-50
SA1 | Distributed PV | 15.01% | 14.77% | 14.16% | 14.83% | 15.39% | 14.72% | 15.42% | 15.7% | 15.73% | 16.16% | 15.64% | 14.87% | 15.5% | 16.04% | 15.26% | 15.99% | 16.27% | 16.28% | 16.7% | 16.15% | 15.34% | 15.95% | 16.45% | 15.63% | 16.39% | 16.64% | 16.61%
SA1 | Behind the meter battery | 4.844% | 4.762% | 4.675% | 4.581% | 4.516% | 4.429% | 4.437% | 4.405% | 4.385% | 4.402% | 4.445% | 4.451% | 4.433% | 4.381% | 4.303% | 4.265% | 4.219% | 4.167% | 4.132% | 4.132% | 4.181% | 4.197% | 4.228% | 4.215% | 4.244% | 4.206% | 4.197%
SA1 | Behind the meter battery pump | 5.703% | 5.607% | 5.502% | 5.392% | 5.315% | 5.211% | 5.223% | 5.186% | 5.162% | 5.183% | 5.23% | 5.24% | 5.217% | 5.158% | 5.065% | 5.019% | 4.965% | 4.904% | 4.863% | 4.866% | 4.922% | 4.938% | 4.976% | 4.962% | 4.998% | 4.949% | 4.938%
Region | Technology | 2023-24 | 2024-25 | 2025-26 | 2026-27 | 2027-28 | 2028-29 | 2029-30 | 2030-31 | 2031-32 | 2032-33 | 2033-34 | 2034-35 | 2035-36 | 2036-37 | 2037-38 | 2038-39 | 2039-40 | 2040-41 | 2041-42 | 2042-43 | 2043-44 | 2044-45 | 2045-46 | 2046-47 | 2047-48 | 2048-49 | 2049-50
TAS1 | Distributed PV | 11.93% | 12.03% | 11.57% | 12.43% | 12.45% | 12.21% | 12.31% | 12.63% | 12.49% | 12.87% | 12.82% | 12.24% | 13.03% | 12.98% | 12.63% | 12.69% | 12.99% | 12.83% | 13.16% | 13.12% | 12.49% | 13.26% | 13.16% | 12.83% | 12.88% | 13.19% | 12.97%
TAS1 | Behind the meter battery | 4.907% | 4.84% | 4.758% | 4.664% | 4.599% | 4.503% | 4.471% | 4.415% | 4.366% | 4.373% | 4.417% | 4.439% | 4.432% | 4.396% | 4.345% | 4.297% | 4.265% | 4.207% | 4.146% | 4.145% | 4.185% | 4.195% | 4.235% | 4.235% | 4.254% | 4.245% | 4.22%
TAS1 | Behind the meter battery pump | 5.775% | 5.698% | 5.599% | 5.488% | 5.41% | 5.301% | 5.264% | 5.196% | 5.141% | 5.149% | 5.197% | 5.226% | 5.216% | 5.174% | 5.114% | 5.058% | 5.022% | 4.951% | 4.88% | 4.876% | 4.926% | 4.937% | 4.985% | 4.984% | 5.007% | 4.995% | 4.965%

## Option 5_Generation
Annual sent-out generation by technology (GWh) - Option 5, Hydrogen Superpower Scenario
Explicitly modelled generation
Region | Technology | 2023-24 | 2024-25 | 2025-26 | 2026-27 | 2027-28 | 2028-29 | 2029-30 | 2030-31 | 2031-32 | 2032-33 | 2033-34 | 2034-35 | 2035-36 | 2036-37 | 2037-38 | 2038-39 | 2039-40 | 2040-41 | 2041-42 | 2042-43 | 2043-44 | 2044-45 | 2045-46 | 2046-47 | 2047-48 | 2048-49 | 2049-50
NEM | Black Coal | 85502.9149 | 60453.9571 | 46964.4978 | 34144.4108 | 18538.6965 | 14486.9469 | 10712.4185 | 0 | 0 | 0 | 0 | 0 | 0 | 0 | 0 | 0 | 0 | 0 | 0 | 0 | 0 | 0 | 0 | 0 | 0 | 0 | 0
NEM | Brown Coal | 26462.8266 | 20761.1621 | 17539.8623 | 13708.4177 | 9166.9385 | 5879.3843 | 6000.2568 | 0 | 0 | 0 | 0 | 0 | 0 | 0 | 0 | 0 | 0 | 0 | 0 | 0 | 0 | 0 | 0 | 0 | 0 | 0 | 0
NEM | CCGT | 7135.3644 | 3801.7523 | 6387.7262 | 6798.066 | 6269.3221 | 7000.7659 | 6671.612 | 7439.2331 | 7871.1421 | 5851.7213 | 7151.6027 | 7416.4735 | 4090.9235 | 2398.9256 | 4658.7645 | 2011.7914 | 1808.2749 | 7215.1248 | 7212.6176 | 7460.4313 | 5534.3025 | 5437.3625 | 2276.8925 | 1211.2101 | 1168.896 | 1042.0614 | 1151.5238
NEM | Gas - Steam | 223.1369 | 121.1469 | 549.5544 | 187.9624 | 538.2584 | 1371.9504 | 267.5098 | 754.1399 | 301.632 | 172.9956 | 68.2799 | 149.0745 | 102.8071 | 95.6294 | 225.9099 | 144.3337 | 0 | 0 | 0 | 0 | 0 | 0 | 0 | 0 | 0 | 0 | 0
NEM | OCGT / Diesel | 555.3902 | 220.2246 | 608.3194 | 575.1587 | 895.7939 | 2245.3205 | 360.3106 | 1961.7199 | 691.199 | 448.0217 | 74.2375 | 358.6479 | 197.975 | 133.721 | 245.9616 | 99.4258 | 340.3789 | 2257.003 | 1276.4083 | 1147.5247 | 3983.4613 | 129.7948 | 93.5545 | 1880.9335 | 21.5595 | 39.5077 | 46.1796
NEM | Hydro | 17742.0399 | 13926.2072 | 14916.9861 | 14616.5544 | 15410.4455 | 18908.2694 | 18261.2169 | 16403.7099 | 16516.3405 | 14950.6538 | 16978.1324 | 17260.9072 | 15452.3899 | 14105.4493 | 18172.777 | 15879.5 | 15055.9101 | 15994.5812 | 13888.271 | 14853.5414 | 17057.4481 | 15578.035 | 12612.8246 | 18603.8463 | 15986.0174 | 17533.2833 | 18802.6136
NEM | Hydrogen Turbine | 0 | 0 | 0 | 0 | 0 | 0 | 0 | 221.5052 | 225.3919 | 111.4335 | 192.089 | 377.5749 | 170.0556 | 280.6241 | 1081.3809 | 1089.544 | 1515.1811 | 1495.4828 | 1158.7134 | 1419.2762 | 5640.5672 | 5190.3492 | 5776.5594 | 9540.64 | 9883.6749 | 10548.6395 | 11315.4457
NEM | Wind | 28905.2892 | 73297.6819 | 84218.0206 | 104732.9104 | 138942.313 | 153509.7271 | 169726.7928 | 178233.8404 | 196141.4931 | 200856.0319 | 215357.9527 | 252291.9539 | 277917.9396 | 311993.7671 | 350865.2045 | 368707.0679 | 365231.7018 | 391746.2308 | 421976.9911 | 452571.3199 | 473200.4859 | 499563.2925 | 548970.6503 | 649170.9606 | 695713.0285 | 709242.5165 | 744743.1841
NEM | Solar PV | 20944.6282 | 16961.2663 | 23012.6139 | 29420.1271 | 36865.3125 | 47121.6713 | 52394.0487 | 71135.8906 | 77212.4119 | 89344.7916 | 118514.4709 | 158589.3606 | 169130.3352 | 184997.8836 | 175967.0516 | 192620.9963 | 204742.6788 | 224950.3405 | 280419.3059 | 317261.2142 | 359585.2165 | 391790.8865 | 409184.9409 | 374315.1256 | 421101.846 | 455365.888 | 573695.3656
NEM | Grid Battery | 362.2283 | 416.2235 | 1319.0587 | 3264.8959 | 4867.5006 | 8791.0071 | 8990.4888 | 14926.9387 | 15380.745 | 21467.9265 | 27358.8256 | 34357.1494 | 37807.978 | 40553.5088 | 37030.3416 | 38626.4192 | 41493.8315 | 43774.5778 | 60183.3906 | 68554.9871 | 78108.273 | 89303.4818 | 88484.6904 | 76634.2382 | 85276.5532 | 91879.4974 | 131272.4006
NEM | Pumped Hydro | 523.9497 | 1194.8687 | 3194.4085 | 5154.8163 | 9638.3359 | 10021.8285 | 10754.948 | 11519.7841 | 11386.1266 | 12410.9179 | 12177.1293 | 12869.0415 | 14298.6025 | 13932.792 | 13622.6716 | 13727.5834 | 13844.03 | 13138.2601 | 14102.482 | 13165.7033 | 12973.5086 | 13793.2297 | 12899.0361 | 13070.8317 | 12810.8005 | 12767.957 | 11744.724
NEM | VPP | 227.7632 | 550.8011 | 872.9991 | 1321.5617 | 1814.0363 | 2243.9476 | 3049.542 | 3612.7416 | 4167.1937 | 4982.0422 | 5905.6924 | 6773.8385 | 7903.2844 | 8891.9238 | 9298.5078 | 10073.9467 | 10938.3737 | 11007.2358 | 12105.7417 | 12084.962 | 12477.1483 | 13477.7361 | 14200.5173 | 13822.3243 | 14733.4957 | 15589.5963 | 15911.5889
Total excluding storage |  | 188585.5315 | 191705.2917 | 199584.0469 | 213924.8815 | 242946.953 | 271580.819 | 287189.1447 | 306209.5035 | 329893.6757 | 350596.536 | 403778.4125 | 490444.0219 | 527072.2908 | 577384.2248 | 611168.5709 | 642980.6084 | 654970.3609 | 711578.8366 | 812323.9217 | 888518.9601 | 968560.4114 | 1034264.168 | 1094499.6658 | 1158250.1106 | 1256695.8717 | 1314008.9472 | 1508683.0259
Region | Technology | 2023-24 | 2024-25 | 2025-26 | 2026-27 | 2027-28 | 2028-29 | 2029-30 | 2030-31 | 2031-32 | 2032-33 | 2033-34 | 2034-35 | 2035-36 | 2036-37 | 2037-38 | 2038-39 | 2039-40 | 2040-41 | 2041-42 | 2042-43 | 2043-44 | 2044-45 | 2045-46 | 2046-47 | 2047-48 | 2048-49 | 2049-50
NSW1 | Black Coal | 45086.3206 | 30798.3797 | 27996.3242 | 17526.4771 | 6716.1855 | 6896.232 | 6455.4724 | 0 | 0 | 0 | 0 | 0 | 0 | 0 | 0 | 0 | 0 | 0 | 0 | 0 | 0 | 0 | 0 | 0 | 0 | 0 | 0
NSW1 | Brown Coal | 0 | 0 | 0 | 0 | 0 | 0 | 0 | 0 | 0 | 0 | 0 | 0 | 0 | 0 | 0 | 0 | 0 | 0 | 0 | 0 | 0 | 0 | 0 | 0 | 0 | 0 | 0
NSW1 | CCGT | 505.1801 | 65.0278 | 699.2927 | 1199.7727 | 1163.5596 | 1256.3662 | 1198.0111 | 1417.1561 | 1413.5907 | 1198.0472 | 1346.9982 | 1496.6309 | 985.0211 | 838.3278 | 1160.3438 | 1060.6249 | 819.3142 | 1938.0994 | 1898.737 | 1982.8562 | 0 | 0 | 0 | 0 | 0 | 0 | 0
NSW1 | Gas - Steam | 0 | 0 | 0 | 0 | 0 | 0 | 0 | 0 | 0 | 0 | 0 | 0 | 0 | 0 | 0 | 0 | 0 | 0 | 0 | 0 | 0 | 0 | 0 | 0 | 0 | 0 | 0
NSW1 | OCGT / Diesel | 10.1284 | 3.7385 | 23.1101 | 88.2031 | 52.6536 | 163.9076 | 11.555 | 294.9877 | 97.9427 | 103.9383 | 3.9386 | 46.2834 | 0.91128 | 1.9666 | 33.6811 | 0.00040384 | 23.1258 | 746.1614 | 70.8293 | 83.0397 | 765.4152 | 39.6841 | 5.4456 | 239.1801 | 0.0011247 | 7.6395 | 29.0828
NSW1 | Hydro | 2034.5727 | 3221.1327 | 3176.5549 | 3122.6027 | 2848.2983 | 4102.7956 | 3351.7991 | 3074.5492 | 2987.5089 | 2813.7769 | 3279.9669 | 3426.7905 | 3229.6762 | 2731.1696 | 3914.5597 | 3310.3093 | 2955.2925 | 2918.6232 | 2777.7874 | 3095.5692 | 3397.7398 | 3232.3075 | 2581.0374 | 3980.3981 | 4008.0905 | 3955.1186 | 3942.2953
NSW1 | Hydrogen Turbine | 0 | 0 | 0 | 0 | 0 | 0 | 0 | 221.5049 | 225.3915 | 111.4332 | 192.0886 | 377.5743 | 170.0547 | 280.6231 | 600.0638 | 611.9043 | 576.2653 | 641.4781 | 335.798 | 539.1473 | 754.4753 | 435.1133 | 559.183 | 2292.9617 | 1907.9244 | 1749.747 | 1871.4836
NSW1 | Wind | 5988.0386 | 20780.6919 | 20818.3425 | 26762.4266 | 37375.1934 | 38150.4788 | 37651.6999 | 39952.0765 | 39679.9417 | 45793.6243 | 44868.9398 | 45291.4819 | 47847.7672 | 50539.353 | 53649.9124 | 53298.7168 | 53350.1703 | 53788.5681 | 63281.4577 | 61732.1473 | 60826.2416 | 63296.32 | 65400.6985 | 79559.8233 | 78144.1095 | 76323.5984 | 72643.8345
NSW1 | Solar PV | 8837.2361 | 7599.8692 | 10980.9862 | 15688.6953 | 18367.8058 | 20563.1948 | 21337.0047 | 29645.0638 | 31141.8325 | 34439.7815 | 35584.5554 | 36122.6491 | 39193.5519 | 41193.689 | 43352.7776 | 44777.3201 | 48335.1044 | 53338.925 | 54037.7698 | 55835.4052 | 59062.7989 | 63041.2782 | 62094.8579 | 60764.1915 | 62554.9532 | 67802.6978 | 67979.5605
NSW1 | Grid Battery | 17.2075 | 26.6977 | 934.2247 | 2177.7691 | 2809.8733 | 3341.7649 | 3427.7086 | 8295.1191 | 8202.6745 | 8905.409 | 8601.9557 | 8292.3472 | 10134.5592 | 10486.8035 | 11888.0284 | 11928.685 | 12884.0302 | 12321.8184 | 13439.2455 | 13908.0982 | 13795.7372 | 15948.8652 | 14833.3054 | 12606.6855 | 12459.4752 | 14412.7701 | 14322.009
NSW1 | Pumped Hydro | 105.6449 | 304.1823 | 1113.7148 | 1743.7957 | 5725.6946 | 6290.307 | 5887.8591 | 6212.4413 | 5752.0784 | 6259.4289 | 6065.5718 | 5884.2784 | 6312.1146 | 6166.7626 | 6152.6845 | 5801.2952 | 5832.255 | 5352.3476 | 5971.7252 | 5514.4432 | 5520.3555 | 5969.334 | 5542.3839 | 6088.7392 | 5810.8755 | 5807.8327 | 5271.4921
NSW1 | VPP | 58.2152 | 173.444 | 268.7161 | 422.171 | 579.4639 | 732.7388 | 1006.2039 | 1192.3113 | 1401.041 | 1681.367 | 2022.5177 | 2303.7655 | 2724.4497 | 3071.2013 | 3237.9959 | 3508.7775 | 3842.5191 | 3852.7944 | 4151.8915 | 4181.1519 | 4275.6596 | 4734.4912 | 4992.576 | 4815.4354 | 5016.9486 | 5492.2602 | 5584.5664
Total excluding storage |  | 62642.544 | 62973.1639 | 66011.2661 | 68731.9133 | 75638.7279 | 81497.7858 | 80327.3138 | 90305.2099 | 90902.0019 | 101306.8062 | 101966.5326 | 103241.8011 | 110598.106 | 115309.8963 | 123990.0471 | 124297.6336 | 128618.0768 | 134898.8155 | 145965.2414 | 146871.8583 | 148398.4232 | 156697.3935 | 156009.4877 | 170347.4146 | 169902.3779 | 175551.6643 | 171644.3242
Region | Technology | 2023-24 | 2024-25 | 2025-26 | 2026-27 | 2027-28 | 2028-29 | 2029-30 | 2030-31 | 2031-32 | 2032-33 | 2033-34 | 2034-35 | 2035-36 | 2036-37 | 2037-38 | 2038-39 | 2039-40 | 2040-41 | 2041-42 | 2042-43 | 2043-44 | 2044-45 | 2045-46 | 2046-47 | 2047-48 | 2048-49 | 2049-50
QLD1 | Black Coal | 40416.5943 | 29655.5774 | 18968.1736 | 16617.9337 | 11822.511 | 7590.7149 | 4256.9461 | 0 | 0 | 0 | 0 | 0 | 0 | 0 | 0 | 0 | 0 | 0 | 0 | 0 | 0 | 0 | 0 | 0 | 0 | 0 | 0
QLD1 | Brown Coal | 0 | 0 | 0 | 0 | 0 | 0 | 0 | 0 | 0 | 0 | 0 | 0 | 0 | 0 | 0 | 0 | 0 | 0 | 0 | 0 | 0 | 0 | 0 | 0 | 0 | 0 | 0
QLD1 | CCGT | 4311.1554 | 2608.3283 | 4170.0917 | 4328.7558 | 3825.559 | 4001.4574 | 4003.1314 | 4286.1004 | 4942.5471 | 4306.3245 | 4616.3051 | 4437.1411 | 2973.4601 | 1488.091 | 3498.4207 | 951.1665 | 988.9607 | 5277.0254 | 5313.8806 | 5477.5751 | 5534.3025 | 5437.3625 | 2276.8925 | 1211.2101 | 1168.896 | 1042.0614 | 1151.5238
QLD1 | Gas - Steam | 0 | 0 | 0 | 0 | 0 | 0 | 0 | 0 | 0 | 0 | 0 | 0 | 0 | 0 | 0 | 0 | 0 | 0 | 0 | 0 | 0 | 0 | 0 | 0 | 0 | 0 | 0
QLD1 | OCGT / Diesel | 3.9684 | 0.00024414 | 5.3027 | 50.3515 | 71.3287 | 174.1802 | 46.3546 | 449.9107 | 253.7972 | 125.169 | 8.5369 | 0.00033095 | 0.00032489 | 0.00032326 | 0.57536 | 0.00033637 | 59.922 | 182.3808 | 23.4457 | 0.0013786 | 64.2424 | 0.0012811 | 14.7751 | 1487.4557 | 0.0012681 | 0.0012178 | 0.00101
QLD1 | Hydro | 727.4872 | 699.3247 | 733.4712 | 696.2527 | 704.1176 | 706.2817 | 711.8878 | 675.8572 | 696.7623 | 709.1538 | 695.118 | 694.1337 | 699.9091 | 684.3538 | 215.5363 | 224.4412 | 210.9341 | 216.0794 | 215.7654 | 0 | 0 | 0 | 0 | 0 | 0 | 0 | 0
QLD1 | Hydrogen Turbine | 0 | 0 | 0 | 0 | 0 | 0 | 0 | 0.0001308 | 0.0001534 | 0.00014865 | 0.00015623 | 0.00016958 | 0.00019454 | 0.00022645 | 0.00037047 | 0.00031765 | 0.00026529 | 0.00029648 | 0.00023597 | 0.00027918 | 0.00031665 | 0.00032084 | 0.00035679 | 0.00086463 | 0.00047864 | 0.00047624 | 0.00056051
QLD1 | Wind | 4039.6159 | 17898.3024 | 25867.2474 | 31014.1552 | 38501.7946 | 40445.5004 | 48213.3164 | 52262.0943 | 54749.601 | 56907.2468 | 61517.7426 | 89279.2272 | 100064.5961 | 113059.6139 | 126990.1732 | 133309.7498 | 136006.4011 | 132928.8599 | 143176.993 | 167674.7868 | 176081.4918 | 192198.5425 | 233704.7401 | 291924.9299 | 299257.4448 | 313240.1009 | 309020.429
QLD1 | Solar PV | 8568.295 | 6709.8808 | 8866.3685 | 9951.9387 | 11489.5562 | 17031.5488 | 20876.9048 | 24127.8047 | 28331.3168 | 32372.7381 | 47110.3123 | 73951.4429 | 76063.9122 | 77913.2696 | 70129.1333 | 79737.3715 | 81600.4773 | 96340.4 | 104530.8934 | 140915.2728 | 150591.9328 | 174947.3237 | 189355.375 | 164416.3626 | 187628.4256 | 195741.5312 | 304376.2597
QLD1 | Grid Battery | 50.281 | 58.4447 | 52.4293 | 53.3653 | 53.5925 | 3618.9531 | 3759.7327 | 3811.9982 | 3852.7124 | 5835.424 | 10563.1476 | 15788.3713 | 16029.0899 | 15830.6524 | 13208.5022 | 14610.7002 | 14872.7573 | 18865.3543 | 19856.3029 | 29897.9234 | 32440.2108 | 39137.4583 | 37735.7003 | 30546.9666 | 34664.596 | 34923.277 | 73744.5701
QLD1 | Pumped Hydro | 418.3048 | 890.6863 | 2080.6905 | 3343.0253 | 3835.3928 | 3384.8318 | 3878.3759 | 4297.878 | 4187.4037 | 4321.2441 | 4082.5418 | 3887.9147 | 3942.3412 | 3741.7256 | 3236.1842 | 3532.4192 | 3763.3029 | 3607.6026 | 3723.3812 | 3460.8539 | 3476.4745 | 3372.8653 | 3285.3232 | 3062.0814 | 3100.433 | 3184.618 | 3027.8708
QLD1 | VPP | 56.1712 | 142.487 | 224.7206 | 347.4959 | 489.3158 | 641.6595 | 880.1561 | 1063.0111 | 1256.1506 | 1482.713 | 1793.6943 | 2077.8616 | 2383.1338 | 2651.7283 | 2704.6257 | 2997.3848 | 3195.607 | 3365.6914 | 3563.992 | 3680.978 | 3858.6738 | 4038.145 | 4133.8354 | 3954.3132 | 4412.602 | 4546.579 | 4844.9673
Total excluding storage |  | 58591.8731 | 58663.0318 | 60968.4955 | 66403.274 | 70793.1683 | 77595.1279 | 86626.8059 | 90974.6546 | 98270.2914 | 106060.0135 | 130387.3988 | 190116.093 | 202156.4428 | 215369.4351 | 219983.1514 | 235363.2339 | 240698.3627 | 260783.394 | 280404.6544 | 351107.3916 | 372047.3288 | 419131.699 | 470506.6421 | 496603.3203 | 530232.3991 | 552678.1693 | 696165.6223
Region | Technology | 2023-24 | 2024-25 | 2025-26 | 2026-27 | 2027-28 | 2028-29 | 2029-30 | 2030-31 | 2031-32 | 2032-33 | 2033-34 | 2034-35 | 2035-36 | 2036-37 | 2037-38 | 2038-39 | 2039-40 | 2040-41 | 2041-42 | 2042-43 | 2043-44 | 2044-45 | 2045-46 | 2046-47 | 2047-48 | 2048-49 | 2049-50
VIC1 | Black Coal | 0 | 0 | 0 | 0 | 0 | 0 | 0 | 0 | 0 | 0 | 0 | 0 | 0 | 0 | 0 | 0 | 0 | 0 | 0 | 0 | 0 | 0 | 0 | 0 | 0 | 0 | 0
VIC1 | Brown Coal | 26462.8266 | 20761.1621 | 17539.8623 | 13708.4177 | 9166.9385 | 5879.3843 | 6000.2568 | 0 | 0 | 0 | 0 | 0 | 0 | 0 | 0 | 0 | 0 | 0 | 0 | 0 | 0 | 0 | 0 | 0 | 0 | 0 | 0
VIC1 | CCGT | 0 | 0 | 0 | 0 | 0 | 0 | 0 | 0 | 0 | 0 | 0 | 0 | 0 | 0 | 0 | 0 | 0 | 0 | 0 | 0 | 0 | 0 | 0 | 0 | 0 | 0 | 0
VIC1 | Gas - Steam | 22.1951 | 15.1105 | 175.7605 | 187.9624 | 538.2584 | 1371.9504 | 267.5098 | 754.1399 | 301.632 | 172.9956 | 68.2799 | 149.0745 | 102.8071 | 95.6294 | 225.9099 | 144.3337 | 0 | 0 | 0 | 0 | 0 | 0 | 0 | 0 | 0 | 0 | 0
VIC1 | OCGT / Diesel | 27.8429 | 12.1084 | 100.1892 | 175.8857 | 324.6292 | 1139.1203 | 162.2509 | 496.6489 | 178.7575 | 147.1734 | 17.2513 | 208.3707 | 146.2968 | 112.6785 | 159.3347 | 99.4244 | 232.522 | 495.1069 | 318.8591 | 199.1173 | 784.2872 | 90.1082 | 73.3326 | 154.2965 | 21.556 | 31.8657 | 17.0945
VIC1 | Hydro | 2759.4827 | 3327.6008 | 3445.0762 | 3271.2941 | 2733.0543 | 4100.2602 | 3416.6407 | 2962.6734 | 2960.9127 | 2701.83 | 3306.0174 | 3415.7448 | 3246.1617 | 2717.9675 | 4094.1962 | 3424.7948 | 2964.8393 | 2961.9605 | 2706.3711 | 3307.2857 | 3426.1029 | 3246.6012 | 2720.4256 | 4100.2252 | 4104.8919 | 4102.8592 | 4098.8565
VIC1 | Hydrogen Turbine | 0 | 0 | 0 | 0 | 0 | 0 | 0 | 0 | 0 | 0 | 0 | 0 | 0.00030633 | 0.00035735 | 481.3158 | 477.6384 | 938.9141 | 854.0031 | 822.9141 | 880.127 | 4886.089 | 4755.234 | 5217.3745 | 7025.4966 | 7758.362 | 8355.657 | 8988.217
VIC1 | Wind | 10185.2535 | 16196.637 | 17473.7239 | 20822.4908 | 27803.5887 | 29130.8273 | 31147.9363 | 30850.1747 | 34871.0763 | 31256.8785 | 35339.21 | 33965.5461 | 35553.2761 | 39190.6428 | 38468.0163 | 47259.6952 | 45377.8912 | 52299.5938 | 47098.671 | 54342.7537 | 57864.9949 | 58915.6059 | 61671.8136 | 62148.0633 | 80566.4582 | 75424.1279 | 82826.3019
VIC1 | Solar PV | 2215.5443 | 1644.389 | 1720.3251 | 2242.6235 | 4073.9627 | 3571.4891 | 3652.291 | 5996.4102 | 5801.0641 | 6442.0755 | 6493.2634 | 7866.8135 | 8359.7954 | 9210.1761 | 8648.1397 | 8826.2601 | 10063.0851 | 10360.026 | 17822.5585 | 17379.3847 | 21648.9714 | 22642.3394 | 23499.793 | 20078.5925 | 22130.3632 | 25392.3583 | 24282.297
VIC1 | Grid Battery | 127.3645 | 160.5713 | 161.9801 | 865.3981 | 1834.7968 | 1669.9632 | 1645.9726 | 1812.8439 | 1639.7939 | 2308.5122 | 2281.7202 | 2265.5814 | 2807.9144 | 3343.9749 | 3037.6084 | 2996.4949 | 3664.5408 | 3139.0223 | 5483.6906 | 5031.5939 | 5069.3329 | 5988.627 | 6151.0375 | 5782.6939 | 5484.627 | 7135.9809 | 6464.1978
VIC1 | Pumped Hydro | 0 | 0 | 0.00093744 | 67.9919 | 77.2432 | 74.389 | 72.7013 | 78.4487 | 75.6585 | 72.4849 | 70.0169 | 69.2041 | 72.9831 | 72.0345 | 65.9616 | 66.2286 | 71.5893 | 65.6646 | 70.3889 | 67.98 | 64.7175 | 70.4553 | 66.774 | 64.4018 | 67.9699 | 71.0193 | 66.7572
VIC1 | VPP | 35.5447 | 111.7059 | 215.1913 | 344.1806 | 487.7814 | 568.0286 | 788.0211 | 908.1959 | 971.6628 | 1142.7246 | 1309.8559 | 1467.8091 | 1746.2013 | 1964.9298 | 2113.2149 | 2264.632 | 2470.6991 | 2347.0834 | 2784.3932 | 2639.3534 | 2646.4596 | 2923.0309 | 3143.8881 | 3141.8359 | 3324.0138 | 3473.6899 | 3339.3268
Total excluding storage |  | 41836.0544 | 42229.2851 | 40832.1095 | 41686.2449 | 47040.2531 | 47505.4124 | 47153.5804 | 43859.5357 | 46800.5577 | 44244.6745 | 48885.6151 | 49408.1442 | 52035.4364 | 56708.0338 | 57293.6974 | 65559.5021 | 65784.0809 | 72522.4606 | 77107.8466 | 83847.5956 | 96390.9554 | 98632.0019 | 102544.439 | 102495.6057 | 123458.2419 | 123987.5582 | 130083.0487
Region | Technology | 2023-24 | 2024-25 | 2025-26 | 2026-27 | 2027-28 | 2028-29 | 2029-30 | 2030-31 | 2031-32 | 2032-33 | 2033-34 | 2034-35 | 2035-36 | 2036-37 | 2037-38 | 2038-39 | 2039-40 | 2040-41 | 2041-42 | 2042-43 | 2043-44 | 2044-45 | 2045-46 | 2046-47 | 2047-48 | 2048-49 | 2049-50
SA1 | Black Coal | 0 | 0 | 0 | 0 | 0 | 0 | 0 | 0 | 0 | 0 | 0 | 0 | 0 | 0 | 0 | 0 | 0 | 0 | 0 | 0 | 0 | 0 | 0 | 0 | 0 | 0 | 0
SA1 | Brown Coal | 0 | 0 | 0 | 0 | 0 | 0 | 0 | 0 | 0 | 0 | 0 | 0 | 0 | 0 | 0 | 0 | 0 | 0 | 0 | 0 | 0 | 0 | 0 | 0 | 0 | 0 | 0
SA1 | CCGT | 2319.0289 | 1128.3961 | 1518.3418 | 1269.5375 | 1280.2035 | 1742.9423 | 1470.4695 | 1735.9766 | 1515.0043 | 347.3496 | 1188.2994 | 1482.7015 | 132.4424 | 72.5068 | 0 | 0 | 0 | 0 | 0 | 0 | 0 | 0 | 0 | 0 | 0 | 0 | 0
SA1 | Gas - Steam | 200.9418 | 106.0363 | 373.7939 | 0 | 0 | 0 | 0 | 0 | 0 | 0 | 0 | 0 | 0 | 0 | 0 | 0 | 0 | 0 | 0 | 0 | 0 | 0 | 0 | 0 | 0 | 0 | 0
SA1 | OCGT / Diesel | 513.4504 | 204.3773 | 479.7174 | 260.2221 | 445.7871 | 767.9514 | 140.1499 | 720.1726 | 159.5702 | 68.9036 | 44.5106 | 103.9933 | 50.7664 | 19.0755 | 52.3702 | 0.0004707 | 24.8089 | 833.3535 | 863.2739 | 865.366 | 2369.516 | 0.00087672 | 0.0007994 | 0.00074956 | 0.00069207 | 0.00079799 | 0.0007847
SA1 | Hydro | 0 | 0 | 0 | 0 | 0 | 0 | 0 | 0 | 0 | 0 | 0 | 0 | 0 | 0 | 0 | 0 | 0 | 0 | 0 | 0 | 0 | 0 | 0 | 0 | 0 | 0 | 0
SA1 | Hydrogen Turbine | 0 | 0 | 0 | 0 | 0 | 0 | 0 | 0.00013898 | 0.00013431 | 0.00012205 | 0.00016815 | 0.00023405 | 0.00018567 | 0.00022757 | 0.0004451 | 0.00038115 | 0.00051168 | 0.00040878 | 0.00039199 | 0.00060177 | 0.0012493 | 0.00064614 | 0.00054291 | 0.00091112 | 0.00081757 | 0.0011882 | 0.0011876
SA1 | Wind | 6823.1476 | 9764.2019 | 9465.0224 | 14478.8225 | 14438.3033 | 23486.304 | 24191.6569 | 26276.6775 | 28173.591 | 26818.2744 | 32659.3019 | 29695.9563 | 38521.8474 | 44205.1794 | 55862.7075 | 62140.2105 | 58680.9208 | 67375.9144 | 81252.2198 | 87860.4678 | 88514.1662 | 96170.1532 | 95046.9213 | 108706.0561 | 127836.5884 | 127090.141 | 153481.0279
SA1 | Solar PV | 1323.5528 | 1007.1271 | 1444.9338 | 1536.8688 | 2602.3049 | 5487.3899 | 5659.0323 | 9831.6689 | 10514.0636 | 14569.7705 | 22970.9927 | 29141.8049 | 31565.2218 | 41090.7686 | 38786.0589 | 41287.0774 | 44610.91 | 45484.0989 | 83515.8347 | 76948.3675 | 100716.8117 | 102043.5634 | 106181.3069 | 95616.6525 | 106614.6562 | 112840.6783 | 125170.9793
SA1 | Grid Battery | 167.3753 | 170.5092 | 170.4238 | 168.3626 | 169.2369 | 160.3249 | 157.0737 | 1006.976 | 1685.5618 | 4418.5784 | 5911.9986 | 8010.8456 | 8836.41 | 10892.072 | 8896.1937 | 9086.1883 | 10068.0972 | 9444.0563 | 20959.8223 | 18260.4086 | 25409.2721 | 26698.4413 | 28220.5809 | 23620.3218 | 24930.8727 | 25837.1679 | 27587.231
SA1 | Pumped Hydro | 0 | 0 | 0.00081695 | 0.0014379 | 0.0015608 | 0.0015733 | 0.0015539 | 0.0016197 | 0.0016117 | 0.0016154 | 0.0015212 | 0.0016096 | 0.0016549 | 0.0017362 | 0.0016856 | 0.0016765 | 0.0018315 | 0.0018477 | 0.0018818 | 0.001953 | 0.0021259 | 0.0022298 | 0.0022945 | 0.0021997 | 0.0022017 | 0.0024418 | 0.0027248
SA1 | VPP | 74.9946 | 114.0449 | 151.3044 | 187.577 | 229.5753 | 261.2718 | 327.079 | 393.1141 | 452.7892 | 577.4107 | 674.8685 | 799.518 | 910.7122 | 1037.9841 | 1070.487 | 1116.5292 | 1221.0093 | 1216.7358 | 1367.6527 | 1357.934 | 1456.6813 | 1529.5956 | 1652.8744 | 1635.6631 | 1680.7456 | 1762.234 | 1798.988
Total excluding storage |  | 11422.4914 | 12494.6928 | 13603.5383 | 17901.392 | 19165.4125 | 31906.1858 | 31945.4629 | 39964.5875 | 42500.5818 | 46800.2889 | 63449.9733 | 69234.8215 | 80017.402 | 97317.5883 | 104667.8194 | 113630.0079 | 114605.7485 | 124354.1611 | 187958.8057 | 185292.5464 | 218466.4506 | 226441.7572 | 231101.6871 | 229578.6973 | 261062.8667 | 267530.2256 | 308038.2309
Region | Technology | 2023-24 | 2024-25 | 2025-26 | 2026-27 | 2027-28 | 2028-29 | 2029-30 | 2030-31 | 2031-32 | 2032-33 | 2033-34 | 2034-35 | 2035-36 | 2036-37 | 2037-38 | 2038-39 | 2039-40 | 2040-41 | 2041-42 | 2042-43 | 2043-44 | 2044-45 | 2045-46 | 2046-47 | 2047-48 | 2048-49 | 2049-50
TAS1 | Black Coal | 0 | 0 | 0 | 0 | 0 | 0 | 0 | 0 | 0 | 0 | 0 | 0 | 0 | 0 | 0 | 0 | 0 | 0 | 0 | 0 | 0 | 0 | 0 | 0 | 0 | 0 | 0
TAS1 | Brown Coal | 0 | 0 | 0 | 0 | 0 | 0 | 0 | 0 | 0 | 0 | 0 | 0 | 0 | 0 | 0 | 0 | 0 | 0 | 0 | 0 | 0 | 0 | 0 | 0 | 0 | 0 | 0
TAS1 | CCGT | 0 | 0 | 0 | 0 | 0 | 0 | 0 | 0 | 0 | 0 | 0 | 0 | 0 | 0 | 0 | 0 | 0 | 0 | 0 | 0 | 0 | 0 | 0 | 0 | 0 | 0 | 0
TAS1 | Gas - Steam | 0 | 0 | 0 | 0 | 0 | 0 | 0 | 0 | 0 | 0 | 0 | 0 | 0 | 0 | 0 | 0 | 0 | 0 | 0 | 0 | 0 | 0 | 0 | 0 | 0 | 0 | 0
TAS1 | OCGT / Diesel | 6.621e-05 | 0.00010296 | 0.00011047 | 0.49636 | 1.3953 | 0.161 | 0.00015398 | 0.00017181 | 1.1314 | 2.8374 | 0.00018067 | 0.00019046 | 0.00017942 | 0.00018867 | 0.00021013 | 0.00021487 | 0.00022945 | 0.00035619 | 0.00032655 | 0.00035646 | 0.00048526 | 0.00034522 | 0.00035046 | 0.00047251 | 0.00046114 | 0.00054392 | 0.00052869
TAS1 | Hydro | 12220.4974 | 6678.1491 | 7561.8839 | 7526.4049 | 9124.9752 | 9998.9319 | 10780.8893 | 9690.6301 | 9871.1566 | 8725.8932 | 9697.03 | 9724.2382 | 8276.6429 | 7971.9585 | 9948.4849 | 8919.9547 | 8924.8442 | 9897.9181 | 8188.3471 | 8450.6865 | 10233.6054 | 9099.1263 | 7311.3616 | 10523.223 | 7873.035 | 9475.3055 | 10761.4618
TAS1 | Hydrogen Turbine | 0 | 0 | 0 | 0 | 0 | 0 | 0 | 7.442e-05 | 8.4247e-05 | 9.419e-05 | 0.00011895 | 0.0001714 | 0.00014236 | 0.00019015 | 0.0004799 | 0.00055702 | 0.00092844 | 0.00086911 | 0.00074113 | 0.00095732 | 0.0013334 | 0.0009101 | 0.00092717 | 222.18 | 217.3872 | 443.2339 | 455.7434
TAS1 | Wind | 1869.2336 | 8657.8487 | 10593.6844 | 11655.0153 | 20823.4331 | 22296.6166 | 28522.1832 | 28892.8173 | 38667.2831 | 40080.0078 | 40972.7584 | 54059.7425 | 55930.4528 | 64998.978 | 75894.3951 | 72698.6956 | 71816.3183 | 85353.2946 | 87167.6495 | 80961.1644 | 89913.5915 | 88982.6709 | 93146.4767 | 106832.0881 | 109908.4277 | 117164.5483 | 126771.5908
TAS1 | Solar PV | 0 | 0.00024363 | 0.00031396 | 0.00071849 | 331.683 | 468.0487 | 868.8158 | 1534.9429 | 1424.1349 | 1520.4259 | 6355.3472 | 11506.6502 | 13947.854 | 15589.9804 | 15050.9421 | 17992.9671 | 20133.102 | 19426.8907 | 20512.2495 | 26182.7839 | 27564.7017 | 29116.3817 | 28053.6081 | 33439.3266 | 42173.4478 | 53588.6223 | 51886.269
TAS1 | Grid Battery | 0 | 0.00064959 | 0.0007195 | 0.00085085 | 0.0010179 | 0.001026 | 0.0011262 | 0.0014531 | 0.0024305 | 0.0029915 | 0.0036227 | 0.0038999 | 0.0044659 | 0.0060355 | 0.0089318 | 4.3508 | 4.4061 | 4.3265 | 444.3292 | 1456.963 | 1393.72 | 1530.0901 | 1544.0663 | 4077.5705 | 7736.9823 | 9570.3015 | 9154.3927
TAS1 | Pumped Hydro | 0 | 0 | 0.0014634 | 0.0020162 | 0.0036852 | 272.2991 | 916.0102 | 931.0145 | 1370.9844 | 1757.7584 | 1958.9972 | 3027.6428 | 3971.1619 | 3952.2676 | 4167.8396 | 4327.6387 | 4176.881 | 4112.6435 | 4336.9848 | 4122.4243 | 3911.959 | 4380.5728 | 4004.5526 | 3855.6072 | 3831.5199 | 3704.4845 | 3378.6011
TAS1 | VPP | 2.8375 | 9.1192 | 13.0667 | 20.1373 | 27.8999 | 40.2488 | 48.0819 | 56.1093 | 85.5501 | 97.8269 | 104.756 | 124.8842 | 138.7874 | 166.0804 | 172.1843 | 186.6232 | 208.5392 | 224.9308 | 237.8123 | 225.5447 | 239.674 | 252.4734 | 277.3434 | 275.0768 | 299.1857 | 314.8332 | 343.7403
Total excluding storage |  | 14092.5686 | 15345.118 | 18168.6375 | 19202.0574 | 30309.3912 | 33076.3071 | 41135.9817 | 41105.5158 | 51420.243 | 52184.7528 | 59088.8928 | 78443.1621 | 82264.9037 | 92679.2713 | 105233.8556 | 104130.2309 | 105264.092 | 119020.0055 | 120887.3735 | 121399.5681 | 133257.2534 | 133361.3164 | 134337.4099 | 159225.0726 | 172039.986 | 194261.3297 | 202751.7997
Explicitly modelled pumping
Region | Technology | 2023-24 | 2024-25 | 2025-26 | 2026-27 | 2027-28 | 2028-29 | 2029-30 | 2030-31 | 2031-32 | 2032-33 | 2033-34 | 2034-35 | 2035-36 | 2036-37 | 2037-38 | 2038-39 | 2039-40 | 2040-41 | 2041-42 | 2042-43 | 2043-44 | 2044-45 | 2045-46 | 2046-47 | 2047-48 | 2048-49 | 2049-50
NEM | Grid Battery pump | 428.6268 | 495.3065 | 1568.7013 | 3906.7614 | 5855.8691 | 10553.3788 | 10823.5648 | 17946.8436 | 18548.5726 | 25834.3755 | 32922.4378 | 41384.6382 | 45502.5378 | 48843.848 | 44696.964 | 46493.1367 | 49886.2272 | 52840.0719 | 72456.7605 | 82776.9218 | 93811.5136 | 107601.5031 | 106852.3001 | 92212.5088 | 102840.7858 | 110512.3857 | 158081.5923
NEM | Pumped Hydro Pump | 1253.0434 | 3133.8818 | 5453.0803 | 8520.9518 | 14283.4511 | 14637.5588 | 16077.1136 | 16494.0418 | 16935.8621 | 17823.1035 | 17780.6646 | 18372.1513 | 20375.8754 | 20465.709 | 18962.6602 | 19443.5503 | 19692.443 | 19117.1436 | 20053.3583 | 19110.6577 | 18075.6095 | 19736.0438 | 19012.6966 | 18081.0802 | 18434.9123 | 18205.9936 | 16856.8871
NEM | VPP pump | 267.0944 | 648.9474 | 1027.0757 | 1553.8144 | 2137.4701 | 2636.6284 | 3591.4552 | 4246.5255 | 4911.0325 | 5858.1911 | 6946.4034 | 7970.649 | 9292.6069 | 10462.7499 | 10956.3949 | 11857.5 | 12844.2381 | 12977.2766 | 14218.6317 | 14250.6608 | 14642.7624 | 15857.8637 | 16744.7266 | 16233.7157 | 17357.1226 | 18304.8174 | 18718.9037
Region | Technology | 2023-24 | 2024-25 | 2025-26 | 2026-27 | 2027-28 | 2028-29 | 2029-30 | 2030-31 | 2031-32 | 2032-33 | 2033-34 | 2034-35 | 2035-36 | 2036-37 | 2037-38 | 2038-39 | 2039-40 | 2040-41 | 2041-42 | 2042-43 | 2043-44 | 2044-45 | 2045-46 | 2046-47 | 2047-48 | 2048-49 | 2049-50
NSW1 | Grid Battery pump | 20.3959 | 31.8097 | 1112.3583 | 2604.5367 | 3375.4682 | 4002.6365 | 4119.6266 | 9971.1561 | 9892.6894 | 10691.7621 | 10350.3466 | 9971.7618 | 12188.2892 | 12619.283 | 14353.0625 | 14334.8403 | 15482.2354 | 14882.8656 | 16137.1898 | 16763.3459 | 16570.2554 | 19199.9241 | 17932.4268 | 15127.7638 | 15065.978 | 17309.9456 | 17255.4311
NSW1 | Pumped Hydro Pump | 653.263 | 1870.3363 | 2639.7132 | 4001.1193 | 9057.1882 | 9712.3565 | 9603.8505 | 9470.6455 | 9424.0219 | 9684.6505 | 9701.7903 | 9113.1553 | 9849.5629 | 10102.1276 | 9134.9085 | 8991.2048 | 9132.1062 | 8765.9635 | 9306.6961 | 8951.979 | 8306.8626 | 9400.4896 | 9186.5292 | 8938.9702 | 9140.1324 | 9044.9447 | 8325.5057
NSW1 | VPP pump | 68.2214 | 204.2904 | 315.898 | 496.6717 | 682.3705 | 861.3973 | 1183.7694 | 1402.719 | 1652.4843 | 1974.1847 | 2381.354 | 2710.4685 | 3202.8505 | 3613.1777 | 3818.4345 | 4129.7959 | 4509.7602 | 4545.9485 | 4873.3414 | 4926.251 | 5020.9261 | 5571.306 | 5889.0866 | 5648.4328 | 5918.4557 | 6446.1272 | 6569.2697
Region | Technology | 2023-24 | 2024-25 | 2025-26 | 2026-27 | 2027-28 | 2028-29 | 2029-30 | 2030-31 | 2031-32 | 2032-33 | 2033-34 | 2034-35 | 2035-36 | 2036-37 | 2037-38 | 2038-39 | 2039-40 | 2040-41 | 2041-42 | 2042-43 | 2043-44 | 2044-45 | 2045-46 | 2046-47 | 2047-48 | 2048-49 | 2049-50
QLD1 | Grid Battery pump | 59.6798 | 69.6035 | 62.5679 | 63.3514 | 63.8532 | 4359.3668 | 4529.0413 | 4592.0089 | 4654.6841 | 7017.8338 | 12726.2974 | 19033.0823 | 19297.7036 | 19072.3207 | 15975.7747 | 17539.9621 | 17918.2427 | 22728.726 | 23922.3708 | 36141.0747 | 38963.5982 | 47154.3118 | 45510.5022 | 36916.4343 | 41602.3013 | 42152.1127 | 88771.5534
QLD1 | Pumped Hydro Pump | 599.7804 | 1263.5455 | 2813.3629 | 4430.3649 | 5123.6084 | 4470.0436 | 5167.098 | 5700.38 | 5605.9986 | 5708.277 | 5422.2222 | 5191.324 | 5209.1541 | 4998.0858 | 4327.3179 | 4643.1118 | 4998.069 | 4798.7793 | 4943.5744 | 4633.6156 | 4588.2734 | 4496.8409 | 4398.7962 | 4054.56 | 4094.1468 | 4262.9999 | 3998.0117
QLD1 | VPP pump | 65.8904 | 167.6652 | 264.7027 | 408.4597 | 575.9961 | 754.5631 | 1035.4778 | 1250.6013 | 1481.8424 | 1740.35 | 2110.5657 | 2446.5632 | 2801.3293 | 3119.6802 | 3191.5222 | 3516.7349 | 3759.5278 | 3959.637 | 4192.9316 | 4342.2534 | 4527.925 | 4751.636 | 4867.8403 | 4659.844 | 5178.203 | 5348.9165 | 5699.9614
Region | Technology | 2023-24 | 2024-25 | 2025-26 | 2026-27 | 2027-28 | 2028-29 | 2029-30 | 2030-31 | 2031-32 | 2032-33 | 2033-34 | 2034-35 | 2035-36 | 2036-37 | 2037-38 | 2038-39 | 2039-40 | 2040-41 | 2041-42 | 2042-43 | 2043-44 | 2044-45 | 2045-46 | 2046-47 | 2047-48 | 2048-49 | 2049-50
VIC1 | Grid Battery pump | 151.1644 | 191.741 | 192.7734 | 1039.7614 | 2215.8172 | 2002.3147 | 1988.5669 | 2174.4194 | 1973.722 | 2788.3465 | 2742.8108 | 2731.4542 | 3373.5565 | 4032.3988 | 3653.2026 | 3625.4794 | 4396.979 | 3799.5799 | 6587.9194 | 6091.4381 | 6078.3523 | 7215.2134 | 7446.3334 | 6931.6559 | 6641.3792 | 8564.1712 | 7788.1898
VIC1 | Pumped Hydro Pump | 0 | 0 | 0.0012409 | 89.463 | 102.6476 | 96.8684 | 96.6714 | 102.2102 | 99.6022 | 95.3232 | 92.9495 | 90.4574 | 95.809 | 95.7941 | 85.7797 | 88.1546 | 93.1847 | 87.1212 | 92.3004 | 90.0553 | 84.1428 | 92.7044 | 88.8724 | 83.7273 | 89.8091 | 93.0715 | 87.8385
VIC1 | VPP pump | 41.6746 | 131.7686 | 253.3921 | 404.3425 | 575.3299 | 666.7994 | 929.675 | 1065.8744 | 1143.3655 | 1347.4385 | 1538.8434 | 1726.0108 | 2054.052 | 2312.5702 | 2485.2469 | 2673.0271 | 2897.9503 | 2771.2135 | 3265.8174 | 3115.7522 | 3102.8512 | 3438.86 | 3711.0061 | 3683.9633 | 3924.1872 | 4073.111 | 3928.8157
Region | Technology | 2023-24 | 2024-25 | 2025-26 | 2026-27 | 2027-28 | 2028-29 | 2029-30 | 2030-31 | 2031-32 | 2032-33 | 2033-34 | 2034-35 | 2035-36 | 2036-37 | 2037-38 | 2038-39 | 2039-40 | 2040-41 | 2041-42 | 2042-43 | 2043-44 | 2044-45 | 2045-46 | 2046-47 | 2047-48 | 2048-49 | 2049-50
SA1 | Grid Battery pump | 197.3867 | 202.1515 | 201.0008 | 199.1109 | 200.7293 | 189.0595 | 186.3287 | 1209.2576 | 2027.4742 | 5336.4295 | 7102.9786 | 9648.3353 | 10642.9833 | 13119.8383 | 10714.9135 | 10987.5889 | 12083.4863 | 11423.6774 | 25273.955 | 22017.0618 | 30520.1275 | 32197.197 | 34094.0927 | 28332.5443 | 30161.6884 | 31003.4457 | 33237.0297
SA1 | Pumped Hydro Pump | 0 | 0 | 0.0010764 | 0.0018905 | 0.0020626 | 0.0020612 | 0.0020541 | 0.0021232 | 0.00212 | 0.0021282 | 0.0020032 | 0.0021131 | 0.0021788 | 0.0022879 | 0.0022156 | 0.0022093 | 0.002404 | 0.0024401 | 0.0024702 | 0.0025756 | 0.0027872 | 0.0029398 | 0.003025 | 0.002881 | 0.0029121 | 0.0031975 | 0.003589
SA1 | VPP pump | 87.9883 | 134.4947 | 177.681 | 220.6788 | 270.8288 | 306.6383 | 385.9473 | 461.3386 | 532.6931 | 680.7603 | 792.5093 | 940.6094 | 1071.426 | 1221.2719 | 1259.2826 | 1317.5948 | 1432.4502 | 1435.853 | 1606.7621 | 1600.1136 | 1709.0402 | 1800.0287 | 1949.4089 | 1918.9543 | 1983.1018 | 2067.4624 | 2116.4565
Region | Technology | 2023-24 | 2024-25 | 2025-26 | 2026-27 | 2027-28 | 2028-29 | 2029-30 | 2030-31 | 2031-32 | 2032-33 | 2033-34 | 2034-35 | 2035-36 | 2036-37 | 2037-38 | 2038-39 | 2039-40 | 2040-41 | 2041-42 | 2042-43 | 2043-44 | 2044-45 | 2045-46 | 2046-47 | 2047-48 | 2048-49 | 2049-50
TAS1 | Grid Battery pump | 0 | 0.00077198 | 0.00085475 | 0.00101 | 0.0012112 | 0.0012169 | 0.0013396 | 0.0017257 | 0.0028915 | 0.0035662 | 0.0043045 | 0.0046428 | 0.0053128 | 0.0072001 | 0.010618 | 5.266 | 5.2839 | 5.2231 | 535.3254 | 1764.0013 | 1679.1803 | 1834.8568 | 1868.9451 | 4904.1105 | 9369.439 | 11482.7105 | 11029.3883
TAS1 | Pumped Hydro Pump | 0 | 0 | 0.0019354 | 0.0026441 | 0.0049001 | 358.2882 | 1209.4917 | 1220.804 | 1806.2373 | 2334.8507 | 2563.7005 | 3977.2125 | 5221.3472 | 5269.6993 | 5414.6519 | 5721.0769 | 5469.0807 | 5465.2771 | 5710.7849 | 5435.0052 | 5096.3278 | 5746.006 | 5338.4958 | 5003.8198 | 5110.8211 | 4804.9744 | 4445.5277
TAS1 | VPP pump | 3.3197 | 10.7285 | 15.4019 | 23.6616 | 32.9447 | 47.2303 | 56.5857 | 65.9921 | 100.6472 | 115.4576 | 123.1311 | 146.997 | 162.9491 | 196.0499 | 201.9086 | 220.3474 | 244.5496 | 264.6245 | 279.7792 | 266.2905 | 282.0199 | 296.0331 | 327.3847 | 322.5214 | 353.1749 | 369.2003 | 404.4004
Non-controllable capacity
Region | Technology | 2023-24 | 2024-25 | 2025-26 | 2026-27 | 2027-28 | 2028-29 | 2029-30 | 2030-31 | 2031-32 | 2032-33 | 2033-34 | 2034-35 | 2035-36 | 2036-37 | 2037-38 | 2038-39 | 2039-40 | 2040-41 | 2041-42 | 2042-43 | 2043-44 | 2044-45 | 2045-46 | 2046-47 | 2047-48 | 2048-49 | 2049-50
NEM | Distributed PV | 28092.3496 | 31229.3563 | 34222.7211 | 40772.5733 | 44931.3209 | 43795.7567 | 49591.985 | 55261.0322 | 59867.3279 | 63305.4207 | 64859.3525 | 66066.0982 | 74039.4587 | 77129.3333 | 71639.0459 | 77914.8248 | 84125.7859 | 88608.2381 | 91528.0339 | 91960.2425 | 91824.9688 | 101064.902 | 103910.4226 | 95700.5226 | 103278.4671 | 110289.5929 | 114965.1676
NEM | Behind the meter battery | 695.4795 | 1078.31 | 1407.5158 | 1668.4796 | 1891.1321 | 2035.3669 | 2318.3699 | 2682.8975 | 3007.6704 | 3349.5884 | 3854.3372 | 4362.6111 | 4815.8375 | 5174.2175 | 5472.1674 | 5686.3755 | 5767.9948 | 5751.488 | 5684.5392 | 5627.0459 | 5657.8927 | 5678.5314 | 5681.5411 | 5668.9685 | 5652.094 | 5572.7414 | 5486.0696
NEM | Behind the meter battery pump | 818.5544 | 1269.0039 | 1656.6188 | 1963.7018 | 2226.3498 | 2395.6583 | 2729.6635 | 3158.3233 | 3540.0508 | 3942.9332 | 4536.0569 | 5135.526 | 5666.6469 | 6089.088 | 6440.0449 | 6692.6191 | 6788.8211 | 6767.7334 | 6692.103 | 6622.8115 | 6659.9012 | 6683.7902 | 6688.1884 | 6674.2227 | 6651.1966 | 6559.6833 | 6458.4059
Region | Technology | 2023-24 | 2024-25 | 2025-26 | 2026-27 | 2027-28 | 2028-29 | 2029-30 | 2030-31 | 2031-32 | 2032-33 | 2033-34 | 2034-35 | 2035-36 | 2036-37 | 2037-38 | 2038-39 | 2039-40 | 2040-41 | 2041-42 | 2042-43 | 2043-44 | 2044-45 | 2045-46 | 2046-47 | 2047-48 | 2048-49 | 2049-50
NSW1 | Distributed PV | 9127.2237 | 10368.8398 | 11309.723 | 13812.1555 | 14928.3195 | 14448.0663 | 16045.729 | 18251.9341 | 20279.4386 | 20903.4305 | 21772.8578 | 22116.3487 | 25507.3278 | 26230.9349 | 24300.8121 | 25956.6983 | 28582.6218 | 30774.6624 | 30948.6458 | 31492.2524 | 31298.7782 | 35351.8893 | 35837.4146 | 32836.6943 | 34725.1695 | 37754.0009 | 40195.5189
NSW1 | Behind the meter battery | 252.9115 | 378.037 | 474.1485 | 547.331 | 609.2417 | 653.1385 | 740.7787 | 859.1134 | 977.7677 | 1103.1377 | 1286.9308 | 1462.6095 | 1617.7382 | 1741.4018 | 1838.9315 | 1907.3373 | 1935.731 | 1922.4917 | 1901.0935 | 1886.0903 | 1903.6568 | 1915.6797 | 1915.479 | 1909.4832 | 1898.9576 | 1873.5131 | 1839.1918
NSW1 | Behind the meter battery pump | 297.7023 | 444.7794 | 558.0749 | 644.2993 | 717.3215 | 768.7553 | 872.248 | 1011.2844 | 1150.3951 | 1298.2238 | 1514.8648 | 1722.1033 | 1903.2334 | 2049.2668 | 2164.3233 | 2245.6489 | 2278.2933 | 2261.7711 | 2238.3987 | 2219.5942 | 2241.1434 | 2254.4028 | 2255.0101 | 2248.4295 | 2234.115 | 2206.1873 | 2165.4397
Region | Technology | 2023-24 | 2024-25 | 2025-26 | 2026-27 | 2027-28 | 2028-29 | 2029-30 | 2030-31 | 2031-32 | 2032-33 | 2033-34 | 2034-35 | 2035-36 | 2036-37 | 2037-38 | 2038-39 | 2039-40 | 2040-41 | 2041-42 | 2042-43 | 2043-44 | 2044-45 | 2045-46 | 2046-47 | 2047-48 | 2048-49 | 2049-50
QLD1 | Distributed PV | 8717.4327 | 9438.1246 | 10691.0189 | 12571.4321 | 13801.5089 | 12611.7587 | 14773.1222 | 16357.2478 | 18256.207 | 19042.5915 | 19257.9046 | 20391.8694 | 22603.4642 | 23452.4266 | 20397.2016 | 22846.4326 | 24427.2608 | 26409.1926 | 26845.8047 | 26550.6421 | 27523.0738 | 29860.0747 | 30628.906 | 26400.641 | 29436.7074 | 31152.2681 | 33442.8932
QLD1 | Behind the meter battery | 181.2665 | 289.0141 | 391.4917 | 468.8781 | 532.3168 | 581.3976 | 669.2074 | 779.569 | 883.6256 | 989.0347 | 1143.3295 | 1298.0358 | 1437.1843 | 1537.8089 | 1608.6921 | 1660.6128 | 1673.0458 | 1661.0318 | 1631.3651 | 1613.8863 | 1625.1104 | 1627.3441 | 1630.9718 | 1624.2908 | 1612.1224 | 1585.2153 | 1557.81
QLD1 | Behind the meter battery pump | 213.2543 | 340.2462 | 460.6993 | 551.7541 | 626.7357 | 684.3258 | 787.9237 | 917.8195 | 1040.183 | 1164.5336 | 1345.7307 | 1528.2039 | 1691.1987 | 1809.3424 | 1893.2555 | 1953.7127 | 1969.7027 | 1954.7257 | 1921.0578 | 1899.3158 | 1912.8431 | 1915.6437 | 1919.7836 | 1911.6785 | 1896.8122 | 1866.062 | 1834.3335
Region | Technology | 2023-24 | 2024-25 | 2025-26 | 2026-27 | 2027-28 | 2028-29 | 2029-30 | 2030-31 | 2031-32 | 2032-33 | 2033-34 | 2034-35 | 2035-36 | 2036-37 | 2037-38 | 2038-39 | 2039-40 | 2040-41 | 2041-42 | 2042-43 | 2043-44 | 2044-45 | 2045-46 | 2046-47 | 2047-48 | 2048-49 | 2049-50
VIC1 | Distributed PV | 6000.7935 | 6770.0877 | 7343.5895 | 8853.0483 | 10044.3913 | 10424.3686 | 11766.1183 | 13105.7968 | 13378.9656 | 14772.6128 | 15090.4642 | 14872.8518 | 16488.5059 | 17363.5191 | 17002.8984 | 18417.4282 | 19900.2644 | 19901.6595 | 21596.6854 | 21829.7276 | 21227.7351 | 23265.8036 | 24218.6936 | 23574.457 | 25373.8445 | 27114.9601 | 26817.5213
VIC1 | Behind the meter battery | 141.985 | 252.0634 | 349.4457 | 432.937 | 505.4843 | 536.1299 | 600.565 | 689.7169 | 743.6775 | 795.9704 | 894.4221 | 1007.657 | 1112.529 | 1203.1682 | 1302.9856 | 1369.3669 | 1406.369 | 1420.7544 | 1415.4477 | 1393.2785 | 1392.3727 | 1402.0557 | 1402.7054 | 1412.047 | 1421.34 | 1408.6509 | 1395.2273
VIC1 | Behind the meter battery pump | 167.126 | 296.5466 | 411.3566 | 509.4864 | 595.0346 | 631.1002 | 707.1206 | 811.8737 | 875.5397 | 936.8152 | 1052.3272 | 1185.5559 | 1309.2417 | 1416.0459 | 1533.213 | 1611.7067 | 1654.7681 | 1671.7196 | 1665.6276 | 1639.9112 | 1638.5908 | 1650.7579 | 1651.3687 | 1662.7403 | 1672.9268 | 1657.3662 | 1642.2269
Region | Technology | 2023-24 | 2024-25 | 2025-26 | 2026-27 | 2027-28 | 2028-29 | 2029-30 | 2030-31 | 2031-32 | 2032-33 | 2033-34 | 2034-35 | 2035-36 | 2036-37 | 2037-38 | 2038-39 | 2039-40 | 2040-41 | 2041-42 | 2042-43 | 2043-44 | 2044-45 | 2045-46 | 2046-47 | 2047-48 | 2048-49 | 2049-50
SA1 | Distributed PV | 3873.5904 | 4218.2084 | 4407.0308 | 4974.9388 | 5540.7273 | 5653.8684 | 6291.3901 | 6760.8987 | 7126.3578 | 7683.9802 | 7787.5309 | 7731.1002 | 8378.4884 | 8978.4739 | 8818.916 | 9525.6124 | 9972.7635 | 10249.4024 | 10783.3468 | 10690.4944 | 10400.6105 | 11079.611 | 11682.2976 | 11341.03 | 12145.6032 | 12590.3498 | 12817.7077
SA1 | Behind the meter battery | 99.7067 | 131.4791 | 158.1035 | 180.1246 | 200.9319 | 218.7478 | 256.2991 | 295.4642 | 336.07 | 385.4073 | 442.4572 | 496.031 | 540.5116 | 576.003 | 599.5596 | 622.0284 | 624.1324 | 618.7657 | 609.6769 | 606.4207 | 608.1841 | 604.8342 | 602.9923 | 594.5005 | 591.4601 | 578.6195 | 569.2576
SA1 | Behind the meter battery pump | 117.393 | 154.8013 | 186.097 | 212.0302 | 236.4823 | 257.3804 | 301.7169 | 347.8746 | 395.6049 | 453.8385 | 520.5384 | 583.9682 | 636.02 | 678.1084 | 705.6655 | 732.0113 | 734.5058 | 728.3476 | 717.5834 | 714.1417 | 716.0107 | 711.6125 | 709.7187 | 699.9711 | 696.4297 | 680.9073 | 669.8344
Region | Technology | 2023-24 | 2024-25 | 2025-26 | 2026-27 | 2027-28 | 2028-29 | 2029-30 | 2030-31 | 2031-32 | 2032-33 | 2033-34 | 2034-35 | 2035-36 | 2036-37 | 2037-38 | 2038-39 | 2039-40 | 2040-41 | 2041-42 | 2042-43 | 2043-44 | 2044-45 | 2045-46 | 2046-47 | 2047-48 | 2048-49 | 2049-50
TAS1 | Distributed PV | 373.3093 | 434.0958 | 471.3589 | 560.9986 | 616.3739 | 657.6946 | 715.6253 | 785.1548 | 826.3589 | 902.8057 | 950.595 | 953.9281 | 1061.6725 | 1103.9787 | 1119.2178 | 1168.6532 | 1242.8754 | 1273.3211 | 1353.5513 | 1397.126 | 1374.7712 | 1507.5233 | 1543.1109 | 1547.7002 | 1597.1425 | 1678.014 | 1691.5266
TAS1 | Behind the meter battery | 19.6098 | 27.7164 | 34.3264 | 39.2088 | 43.1573 | 45.9531 | 51.5197 | 59.034 | 66.5297 | 76.0382 | 87.1976 | 98.2779 | 107.8745 | 115.8357 | 121.9986 | 127.03 | 128.7166 | 128.4444 | 126.9559 | 127.37 | 128.5686 | 128.6176 | 129.3925 | 128.647 | 128.214 | 126.7426 | 124.5829
TAS1 | Behind the meter battery pump | 23.0788 | 32.6303 | 40.3909 | 46.1318 | 50.7758 | 54.0965 | 60.6543 | 69.471 | 78.3281 | 89.5221 | 102.5958 | 115.6947 | 126.953 | 136.3245 | 143.5876 | 149.5394 | 151.5513 | 151.1695 | 149.4355 | 149.8487 | 151.3131 | 151.3733 | 152.3073 | 151.4033 | 150.9129 | 149.1605 | 146.5714

## Option 5_Capacity
Capacity by technology (MW) - Option 5, Hydrogen Superpower Scenario
Capacity calculated on 1 July. In early study years some wind and solar projects enter later in the financial year and are therefore reflected in the following financial year's capacity.
Explicitly modelled generation
Region | Technology | 2023-24 | 2024-25 | 2025-26 | 2026-27 | 2027-28 | 2028-29 | 2029-30 | 2030-31 | 2031-32 | 2032-33 | 2033-34 | 2034-35 | 2035-36 | 2036-37 | 2037-38 | 2038-39 | 2039-40 | 2040-41 | 2041-42 | 2042-43 | 2043-44 | 2044-45 | 2045-46 | 2046-47 | 2047-48 | 2048-49 | 2049-50
NEM | Black Coal | 16456 | 16456 | 13162 | 7547 | 4202 | 3082 | 2242 | 0 | 0 | 0 | 0 | 0 | 0 | 0 | 0 | 0 | 0 | 0 | 0 | 0 | 0 | 0 | 0 | 0 | 0 | 0 | 0
NEM | Brown Coal | 4820 | 4820 | 3370 | 2810 | 1720 | 1160 | 1160 | 0 | 0 | 0 | 0 | 0 | 0 | 0 | 0 | 0 | 0 | 0 | 0 | 0 | 0 | 0 | 0 | 0 | 0 | 0 | 0
NEM | CCGT | 2954.9 | 2774.9 | 2774.9 | 2774.9 | 2774.9 | 2774.9 | 2774.9 | 2774.9 | 2774.9 | 2774.9 | 2774.9 | 2774.9 | 2774.9 | 2389.9 | 1860.9 | 1860.9 | 1716.5 | 1716.5 | 1716.5 | 1716.5 | 1276.5 | 1276.5 | 632 | 388 | 388 | 388 | 388
NEM | Gas - Steam | 1300 | 1300 | 1300 | 500 | 500 | 500 | 500 | 500 | 500 | 500 | 500 | 500 | 500 | 500 | 500 | 500 | 0 | 0 | 0 | 0 | 0 | 0 | 0 | 0 | 0 | 0 | 0
NEM | OCGT / Diesel | 7382.159 | 8132.1602 | 8132.1606 | 8132.1607 | 8132.1607 | 8132.1608 | 8132.1608 | 7749.6608 | 7749.6608 | 7472.8008 | 6879.3008 | 6762.3008 | 6682.3008 | 6682.3008 | 6682.301 | 6682.301 | 6242.301 | 6122.3011 | 6122.3012 | 6028.3013 | 6028.3015 | 4969.3026 | 4969.3026 | 4266.3027 | 3682.3027 | 3682.3028 | 3163.3028
NEM | Hydro | 7492.42 | 7492.42 | 7492.42 | 7492.42 | 7492.42 | 7492.42 | 7492.42 | 7492.42 | 7492.42 | 7492.42 | 7492.42 | 7492.42 | 7492.42 | 7492.42 | 7406.02 | 7406.02 | 7406.02 | 7406.02 | 7406.02 | 7340.02 | 7340.02 | 7340.02 | 7340.02 | 7340.02 | 7340.02 | 7340.02 | 7340.02
NEM | Hydrogen Turbine | 0 | 0 | 0 | 0 | 0 | 0 | 0 | 158.2949 | 158.2949 | 158.2949 | 158.2949 | 158.2949 | 158.295 | 158.2951 | 310.3323 | 310.3323 | 412.0553 | 412.0553 | 412.0553 | 412.0554 | 1346.6622 | 1730.8375 | 1732.8692 | 2133.8674 | 2241.7933 | 2497.8322 | 2687.0789
NEM | Wind | 10055.738 | 25457.7766 | 27825.0283 | 33506.9578 | 41769.8345 | 48201.2978 | 52512.7844 | 55963.4234 | 58417.1339 | 61917.5067 | 68892.4198 | 80233.7258 | 84366.2603 | 92039.2686 | 107423.972 | 112504.1729 | 112346.078 | 116868.9486 | 128786.847 | 145696.4521 | 153531.3246 | 157329.5355 | 169101.2635 | 204752.1696 | 216934.9798 | 222642.6831 | 231824.8264
NEM | Solar PV | 9052.829 | 9912.9297 | 11731.8613 | 14029.0496 | 17402.1042 | 25648.8295 | 26796.2778 | 35916.6689 | 37937.6669 | 43648.1257 | 57899.6763 | 78704.4909 | 80196.19 | 88041.9842 | 100311.1775 | 101495.7125 | 104382.4586 | 111200.4071 | 133859.0742 | 154474.1605 | 174161.0462 | 182808.7416 | 191110.9428 | 212227.8596 | 217803.6517 | 227008.469 | 277835.6709
NEM | Grid Battery | 1004.93 | 1004.9335 | 1899.9321 | 2598.8869 | 3422.2046 | 5499.4071 | 5523.7823 | 8387.3298 | 8798.1675 | 11689.5017 | 15162.9644 | 19042.1524 | 20712.4974 | 22031.5163 | 23656.9691 | 23732.8687 | 24459.5228 | 26332.7155 | 33647.0432 | 41107.0632 | 46876.3438 | 51573.2312 | 50668.25 | 52710.4783 | 54977.293 | 59370.0334 | 81327.0464
NEM | Pumped Hydro | 810 | 810 | 2243.2308 | 2801.5319 | 4990.9067 | 5379.2577 | 5787.0174 | 5822.2301 | 5953.5288 | 6200.5002 | 6353.077 | 6998.479 | 7461.6412 | 7524.5239 | 7524.5252 | 7524.5276 | 7524.5276 | 7524.5276 | 7524.5277 | 7524.5277 | 7524.5278 | 7524.5278 | 7524.5278 | 7524.5278 | 7524.5278 | 7524.5279 | 7524.528
NEM | VPP | 366.52 | 731.52 | 1218.98 | 1822.85 | 2558.43 | 3412.08 | 4696.23 | 5734.8699 | 6792.65 | 7984.1201 | 9451.04 | 11021.7499 | 12642.45 | 14292.4899 | 15915.3099 | 17494.9201 | 18665.6799 | 19737.1499 | 20682.8795 | 21556.8601 | 22491.0506 | 23437.5296 | 24406.7907 | 25388.5699 | 26393.3599 | 27416.5501 | 28459.9998
Total excluding storage |  | 61695.496 | 78892.6401 | 81150.513 | 84015.7569 | 94964.9607 | 111282.3528 | 117617.5726 | 130499.7978 | 136574.4226 | 149838.1701 | 175564.0931 | 213688.5136 | 222986.9547 | 241152.6988 | 271591.5069 | 279511.755 | 283155.1431 | 297320.6252 | 340157.248 | 385855.9402 | 420575.7767 | 437990.2259 | 457485.9666 | 516731.7953 | 537285.9282 | 557870.4185 | 640550.4732
Region | Technology | 2023-24 | 2024-25 | 2025-26 | 2026-27 | 2027-28 | 2028-29 | 2029-30 | 2030-31 | 2031-32 | 2032-33 | 2033-34 | 2034-35 | 2035-36 | 2036-37 | 2037-38 | 2038-39 | 2039-40 | 2040-41 | 2041-42 | 2042-43 | 2043-44 | 2044-45 | 2045-46 | 2046-47 | 2047-48 | 2048-49 | 2049-50
NSW1 | Black Coal | 8330 | 8330 | 8330 | 3445 | 1390 | 1390 | 1390 | 0 | 0 | 0 | 0 | 0 | 0 | 0 | 0 | 0 | 0 | 0 | 0 | 0 | 0 | 0 | 0 | 0 | 0 | 0 | 0
NSW1 | Brown Coal | 0 | 0 | 0 | 0 | 0 | 0 | 0 | 0 | 0 | 0 | 0 | 0 | 0 | 0 | 0 | 0 | 0 | 0 | 0 | 0 | 0 | 0 | 0 | 0 | 0 | 0 | 0
NSW1 | CCGT | 440 | 440 | 440 | 440 | 440 | 440 | 440 | 440 | 440 | 440 | 440 | 440 | 440 | 440 | 440 | 440 | 440 | 440 | 440 | 440 | 0 | 0 | 0 | 0 | 0 | 0 | 0
NSW1 | Gas - Steam | 0 | 0 | 0 | 0 | 0 | 0 | 0 | 0 | 0 | 0 | 0 | 0 | 0 | 0 | 0 | 0 | 0 | 0 | 0 | 0 | 0 | 0 | 0 | 0 | 0 | 0 | 0
NSW1 | OCGT / Diesel | 1888.999 | 2639.0002 | 2639.0002 | 2639.0002 | 2639.0002 | 2639.0002 | 2639.0002 | 2639.0002 | 2639.0002 | 2639.0002 | 2639.0002 | 2639.0002 | 2639.0002 | 2639.0002 | 2639.0002 | 2639.0002 | 2639.0002 | 2639.0002 | 2639.0002 | 2639.0002 | 2639.0002 | 1790.0012 | 1790.0013 | 1790.0013 | 1790.0013 | 1790.0013 | 1790.0013
NSW1 | Hydro | 2525 | 2525 | 2525 | 2525 | 2525 | 2525 | 2525 | 2525 | 2525 | 2525 | 2525 | 2525 | 2525 | 2525 | 2525 | 2525 | 2525 | 2525 | 2525 | 2525 | 2525 | 2525 | 2525 | 2525 | 2525 | 2525 | 2525
NSW1 | Hydrogen Turbine | 0 | 0 | 0 | 0 | 0 | 0 | 0 | 158.2947 | 158.2947 | 158.2947 | 158.2947 | 158.2947 | 158.2947 | 158.2947 | 186.8931 | 186.8931 | 186.8931 | 186.8931 | 186.8931 | 186.8931 | 186.8931 | 186.8931 | 188.9248 | 526.8574 | 526.8574 | 526.8574 | 526.8574
NSW1 | Wind | 1886.96 | 7203.6486 | 7203.6515 | 9078.6094 | 12373.9056 | 12713.2995 | 12934.2173 | 13857.2773 | 13857.2773 | 15952.0818 | 15952.0823 | 16142.3726 | 16142.3726 | 17013.3965 | 17879.8128 | 18264.6886 | 18264.6886 | 18892.6596 | 21876.5857 | 21876.5857 | 21695.4277 | 21695.4277 | 22183.5781 | 26743.3408 | 26743.3418 | 26347.3418 | 26234.1519
NSW1 | Solar PV | 3745.541 | 4459.6414 | 5856.04 | 7453.7545 | 8448.5815 | 11176.4835 | 11176.4842 | 14320.1038 | 14969.1292 | 16841.0802 | 17600.3236 | 18476.0682 | 18476.0682 | 19559.992 | 24001.8882 | 23851.5882 | 23851.5882 | 25727.1526 | 25743.9997 | 27243.7141 | 29287.4592 | 29287.4592 | 29287.4592 | 33609.7018 | 33504.4318 | 33454.4318 | 33391.9385
NSW1 | Grid Battery | 50 | 50.0024 | 944.9966 | 1270.8598 | 1571.485 | 1865.6331 | 1890.0081 | 4327.058 | 4327.0581 | 4529.2961 | 4529.2968 | 4529.2968 | 5308.9303 | 5382.5791 | 7008.0304 | 7008.0304 | 7008.0306 | 7008.0313 | 7171.5175 | 7911.7168 | 8204.8082 | 8744.8269 | 7849.8462 | 7639.5228 | 7406.883 | 8099.4193 | 8500.6123
NSW1 | Pumped Hydro | 240 | 240 | 735.6338 | 735.6338 | 2775.6338 | 2929.999 | 2929.999 | 2929.999 | 2929.999 | 2929.999 | 2929.999 | 2929.999 | 2929.999 | 2929.999 | 2929.999 | 2929.999 | 2929.999 | 2929.999 | 2929.999 | 2929.999 | 2929.999 | 2929.999 | 2929.999 | 2929.999 | 2929.999 | 2929.999 | 2929.999
NSW1 | VPP | 113.45 | 234.47 | 391.15 | 583.15 | 817.87 | 1099.64 | 1524.3701 | 1863.23 | 2229.81 | 2645.9301 | 3161.7199 | 3706.36 | 4261.71 | 4832.22 | 5385.0599 | 5923.2399 | 6317.1401 | 6670.3197 | 6979.9097 | 7280.8598 | 7600.3302 | 7924.3899 | 8255.8703 | 8588.37 | 8928.2397 | 9272.9101 | 9620.7898
Total excluding storage |  | 19219.95 | 26121.7626 | 29065.4722 | 28171.0078 | 32981.4762 | 36779.0553 | 37449.0788 | 43059.963 | 44075.5685 | 48660.6822 | 49935.7166 | 51546.3916 | 52881.3752 | 55480.4816 | 62995.6837 | 63768.4394 | 64162.3398 | 67019.0556 | 70492.905 | 73033.7688 | 75068.9177 | 75083.9971 | 75010.6788 | 84352.7931 | 84354.754 | 84945.9607 | 85519.3502
Region | Technology | 2023-24 | 2024-25 | 2025-26 | 2026-27 | 2027-28 | 2028-29 | 2029-30 | 2030-31 | 2031-32 | 2032-33 | 2033-34 | 2034-35 | 2035-36 | 2036-37 | 2037-38 | 2038-39 | 2039-40 | 2040-41 | 2041-42 | 2042-43 | 2043-44 | 2044-45 | 2045-46 | 2046-47 | 2047-48 | 2048-49 | 2049-50
QLD1 | Black Coal | 8126 | 8126 | 4832 | 4102 | 2812 | 1692 | 852 | 0 | 0 | 0 | 0 | 0 | 0 | 0 | 0 | 0 | 0 | 0 | 0 | 0 | 0 | 0 | 0 | 0 | 0 | 0 | 0
QLD1 | Brown Coal | 0 | 0 | 0 | 0 | 0 | 0 | 0 | 0 | 0 | 0 | 0 | 0 | 0 | 0 | 0 | 0 | 0 | 0 | 0 | 0 | 0 | 0 | 0 | 0 | 0 | 0 | 0
QLD1 | CCGT | 1597.9 | 1597.9 | 1597.9 | 1597.9 | 1597.9 | 1597.9 | 1597.9 | 1597.9 | 1597.9 | 1597.9 | 1597.9 | 1597.9 | 1597.9 | 1212.9 | 1212.9 | 1212.9 | 1068.5 | 1068.5 | 1068.5 | 1068.5 | 1068.5 | 1068.5 | 424 | 180 | 180 | 180 | 180
QLD1 | Gas - Steam | 0 | 0 | 0 | 0 | 0 | 0 | 0 | 0 | 0 | 0 | 0 | 0 | 0 | 0 | 0 | 0 | 0 | 0 | 0 | 0 | 0 | 0 | 0 | 0 | 0 | 0 | 0
QLD1 | OCGT / Diesel | 1954.5 | 1954.5 | 1954.5003 | 1954.5003 | 1954.5003 | 1954.5003 | 1954.5003 | 1954.5003 | 1954.5003 | 1954.5003 | 1531.0003 | 1414.0003 | 1414.0003 | 1414.0003 | 1414.0003 | 1414.0003 | 1414.0003 | 1414.0003 | 1414.0003 | 1414.0003 | 1414.0004 | 1414.0004 | 1414.0004 | 865.0004 | 865.0004 | 865.0004 | 346.0004
QLD1 | Hydro | 152.4 | 152.4 | 152.4 | 152.4 | 152.4 | 152.4 | 152.4 | 152.4 | 152.4 | 152.4 | 152.4 | 152.4 | 152.4 | 152.4 | 66 | 66 | 66 | 66 | 66 | 0 | 0 | 0 | 0 | 0 | 0 | 0 | 0
QLD1 | Hydrogen Turbine | 0 | 0 | 0 | 0 | 0 | 0 | 0 | 0.00013618 | 0.0001362 | 0.00013622 | 0.00013626 | 0.00013632 | 0.00013637 | 0.00013644 | 0.00013659 | 0.00013667 | 0.00013679 | 0.00013694 | 0.00013711 | 0.00013907 | 0.00014818 | 0.00015371 | 0.00016781 | 0.0002428 | 0.00024286 | 0.00024297 | 0.00024337
QLD1 | Wind | 1133.518 | 6116.773 | 8024.6636 | 9392.8722 | 11105.2928 | 11799.84 | 14085.1806 | 15452.5063 | 16270.5414 | 17120.5555 | 20334.5684 | 28976.4448 | 31181.5438 | 33641.3369 | 39074.5774 | 40252.1184 | 40252.1184 | 40252.1188 | 43084.4962 | 55733.9552 | 58538.9176 | 62793.1286 | 74672.527 | 93109.5266 | 93388.5716 | 94704.6356 | 97504.6336
QLD1 | Solar PV | 3646.985 | 3792.985 | 4019.9178 | 4427.0935 | 5206.1982 | 9053.3666 | 9947.403 | 12052.9597 | 13431.0523 | 15236.7949 | 21582.3124 | 33924.5122 | 34240.0902 | 35790.3025 | 39748.5609 | 39748.5609 | 39748.5609 | 44192.7156 | 47822.2799 | 64149.7729 | 69039.5039 | 78067.6793 | 86408.3635 | 94255.8597 | 93522.9597 | 93011.5597 | 137285.3557
QLD1 | Grid Battery | 100 | 100.0003 | 100.0045 | 100.0046 | 100.0058 | 1883.0604 | 1883.0604 | 1883.0604 | 1883.0604 | 2774.0459 | 5117.4705 | 7876.0882 | 8095.4109 | 8095.4109 | 8095.4109 | 8140.3055 | 8140.3062 | 10013.4982 | 10105.0212 | 16049.5032 | 17493.1682 | 21021.0931 | 21021.0932 | 21021.0943 | 21021.0923 | 21153.6653 | 41621.3253
QLD1 | Pumped Hydro | 570 | 570 | 1507.5956 | 2033.8498 | 2183.2236 | 2241.4764 | 2241.4764 | 2241.4764 | 2241.4764 | 2241.4764 | 2241.4764 | 2241.4764 | 2241.4764 | 2241.4764 | 2241.4764 | 2241.4764 | 2241.4764 | 2241.4764 | 2241.4764 | 2241.4764 | 2241.4764 | 2241.4764 | 2241.4764 | 2241.4764 | 2241.4764 | 2241.4764 | 2241.4764
QLD1 | VPP | 81.31 | 177.51 | 314.99 | 485.21 | 690.75 | 942.37 | 1319.33 | 1624.09 | 1944.03 | 2302.23 | 2742.3501 | 3210.76 | 3693.74 | 4164.2798 | 4602.4399 | 5027.8901 | 5334.1299 | 5614.29 | 5855.8198 | 6089.3501 | 6341.7002 | 6594.71 | 6854.7402 | 7119.54 | 7388.3501 | 7663.8701 | 7944.3501
Total excluding storage |  | 17362.613 | 22588.0684 | 22503.9717 | 24245.8303 | 25802.2708 | 31316.9137 | 34033.2507 | 36958.8932 | 39474.961 | 43379.9031 | 55299.4782 | 79393.582 | 82616.5617 | 86712.1069 | 96455.366 | 98103.2518 | 98265.0922 | 104862.5995 | 111657.5939 | 146746.5582 | 156137.2668 | 173200.5878 | 193036.2009 | 218792.4976 | 218607.4507 | 219820.2076 | 287123.1417
Region | Technology | 2023-24 | 2024-25 | 2025-26 | 2026-27 | 2027-28 | 2028-29 | 2029-30 | 2030-31 | 2031-32 | 2032-33 | 2033-34 | 2034-35 | 2035-36 | 2036-37 | 2037-38 | 2038-39 | 2039-40 | 2040-41 | 2041-42 | 2042-43 | 2043-44 | 2044-45 | 2045-46 | 2046-47 | 2047-48 | 2048-49 | 2049-50
VIC1 | Black Coal | 0 | 0 | 0 | 0 | 0 | 0 | 0 | 0 | 0 | 0 | 0 | 0 | 0 | 0 | 0 | 0 | 0 | 0 | 0 | 0 | 0 | 0 | 0 | 0 | 0 | 0 | 0
VIC1 | Brown Coal | 4820 | 4820 | 3370 | 2810 | 1720 | 1160 | 1160 | 0 | 0 | 0 | 0 | 0 | 0 | 0 | 0 | 0 | 0 | 0 | 0 | 0 | 0 | 0 | 0 | 0 | 0 | 0 | 0
VIC1 | CCGT | 0 | 0 | 0 | 0 | 0 | 0 | 0 | 0 | 0 | 0 | 0 | 0 | 0 | 0 | 0 | 0 | 0 | 0 | 0 | 0 | 0 | 0 | 0 | 0 | 0 | 0 | 0
VIC1 | Gas - Steam | 500 | 500 | 500 | 500 | 500 | 500 | 500 | 500 | 500 | 500 | 500 | 500 | 500 | 500 | 500 | 500 | 0 | 0 | 0 | 0 | 0 | 0 | 0 | 0 | 0 | 0 | 0
VIC1 | OCGT / Diesel | 1900 | 1900 | 1900 | 1900.0002 | 1900.0002 | 1900.0002 | 1900.0002 | 1900.0002 | 1900.0002 | 1900.0002 | 1730.0002 | 1730.0002 | 1730.0002 | 1730.0002 | 1730.0002 | 1730.0002 | 1290.0002 | 1290.0003 | 1290.0003 | 1196.0003 | 1196.0003 | 1196.0004 | 1196.0004 | 1196.0004 | 612.0004 | 612.0004 | 612.0004
VIC1 | Hydro | 2264.02 | 2264.02 | 2264.02 | 2264.02 | 2264.02 | 2264.02 | 2264.02 | 2264.02 | 2264.02 | 2264.02 | 2264.02 | 2264.02 | 2264.02 | 2264.02 | 2264.02 | 2264.02 | 2264.02 | 2264.02 | 2264.02 | 2264.02 | 2264.02 | 2264.02 | 2264.02 | 2264.02 | 2264.02 | 2264.02 | 2264.02
VIC1 | Hydrogen Turbine | 0 | 0 | 0 | 0 | 0 | 0 | 0 | 0 | 0 | 0 | 0 | 0 | 0.00014312 | 0.00015138 | 123.4387 | 123.4387 | 225.1617 | 225.1617 | 225.1617 | 225.1617 | 1159.7683 | 1543.9436 | 1543.9436 | 1558.1124 | 1666.0383 | 1872.2854 | 2053.1943
VIC1 | Wind | 4121.91 | 6379.4568 | 6556.7717 | 7581.8842 | 9042.4713 | 10587.1694 | 10587.1694 | 10664.4444 | 10664.4444 | 10664.4444 | 11628.1384 | 11436.1387 | 11436.1387 | 12152.8991 | 13086.7196 | 15070.3238 | 15238.9286 | 15627.857 | 15709.8593 | 17439.5413 | 19313.0763 | 19001.0763 | 18748.4555 | 21110.2004 | 25462.557 | 25500.2287 | 25092.7003
VIC1 | Solar PV | 1081.573 | 1081.5731 | 1081.5736 | 1373.8712 | 2313.2981 | 2313.2981 | 2313.2981 | 3550.0076 | 3550.0076 | 3833.7978 | 3888.8763 | 5114.0216 | 5114.0216 | 5400.8419 | 5917.7368 | 5917.7482 | 6501.0143 | 6733.1827 | 10782.7208 | 10782.7208 | 13633.0306 | 13522.5506 | 13491.4476 | 14067.0095 | 14819.6876 | 15944.5335 | 16223.3633
VIC1 | Grid Battery | 375.33 | 375.3304 | 375.3304 | 748.4211 | 1271.1122 | 1271.1122 | 1271.1122 | 1271.1122 | 1271.1122 | 1593.9197 | 1689.6523 | 1689.6523 | 1996.7629 | 2362.7986 | 2362.7986 | 2390.6912 | 2745.5117 | 2745.5117 | 3750.0298 | 3750.0298 | 3911.0757 | 4540.021 | 4540.0204 | 4664.8127 | 4277.4882 | 5466.428 | 5466.428
VIC1 | Pumped Hydro | 0 | 0 | 0.0004387 | 32.0466 | 32.0467 | 32.0467 | 32.0467 | 32.0467 | 32.0467 | 32.0467 | 32.0467 | 32.0467 | 32.0467 | 32.0467 | 32.0467 | 32.0467 | 32.0467 | 32.0467 | 32.0467 | 32.0467 | 32.0467 | 32.0467 | 32.0467 | 32.0467 | 32.0467 | 32.0467 | 32.0467
VIC1 | VPP | 60.48 | 148.65 | 275.34 | 442.27 | 652.41 | 876.19 | 1210.52 | 1471.39 | 1695.23 | 1937.34 | 2247.55 | 2595.7899 | 2964.99 | 3357.3601 | 3781.5199 | 4194.89 | 4521.8399 | 4833.0601 | 5118.2999 | 5352.5802 | 5602.9702 | 5858.4198 | 6119.3201 | 6385.4199 | 6659.94 | 6939.4599 | 7228.1298
Total excluding storage |  | 15123.313 | 17469.0303 | 16323.0361 | 17652.5133 | 19695.3585 | 20903.8365 | 21238.1665 | 21653.021 | 21876.861 | 22725.5688 | 23980.2838 | 25361.6693 | 26037.9801 | 27799.9666 | 29798.2804 | 32223.1587 | 32818.523 | 33750.8401 | 39172.1384 | 41042.1006 | 47111.988 | 47958.0783 | 47935.2542 | 51277.6219 | 55793.7783 | 58631.0026 | 58971.8828
Region | Technology | 2023-24 | 2024-25 | 2025-26 | 2026-27 | 2027-28 | 2028-29 | 2029-30 | 2030-31 | 2031-32 | 2032-33 | 2033-34 | 2034-35 | 2035-36 | 2036-37 | 2037-38 | 2038-39 | 2039-40 | 2040-41 | 2041-42 | 2042-43 | 2043-44 | 2044-45 | 2045-46 | 2046-47 | 2047-48 | 2048-49 | 2049-50
SA1 | Black Coal | 0 | 0 | 0 | 0 | 0 | 0 | 0 | 0 | 0 | 0 | 0 | 0 | 0 | 0 | 0 | 0 | 0 | 0 | 0 | 0 | 0 | 0 | 0 | 0 | 0 | 0 | 0
SA1 | Brown Coal | 0 | 0 | 0 | 0 | 0 | 0 | 0 | 0 | 0 | 0 | 0 | 0 | 0 | 0 | 0 | 0 | 0 | 0 | 0 | 0 | 0 | 0 | 0 | 0 | 0 | 0 | 0
SA1 | CCGT | 709 | 529 | 529 | 529 | 529 | 529 | 529 | 529 | 529 | 529 | 529 | 529 | 529 | 529 | 0 | 0 | 0 | 0 | 0 | 0 | 0 | 0 | 0 | 0 | 0 | 0 | 0
SA1 | Gas - Steam | 800 | 800 | 800 | 0 | 0 | 0 | 0 | 0 | 0 | 0 | 0 | 0 | 0 | 0 | 0 | 0 | 0 | 0 | 0 | 0 | 0 | 0 | 0 | 0 | 0 | 0 | 0
SA1 | OCGT / Diesel | 1460.66 | 1460.66 | 1460.66 | 1460.66 | 1460.66 | 1460.66 | 1460.66 | 1078.16 | 1078.16 | 801.3 | 801.3 | 801.3 | 721.3 | 721.3 | 721.3001 | 721.3001 | 721.3001 | 721.3001 | 721.3001 | 721.3002 | 721.3003 | 511.3003 | 511.3003 | 357.3003 | 357.3003 | 357.3003 | 357.3004
SA1 | Hydro | 0 | 0 | 0 | 0 | 0 | 0 | 0 | 0 | 0 | 0 | 0 | 0 | 0 | 0 | 0 | 0 | 0 | 0 | 0 | 0 | 0 | 0 | 0 | 0 | 0 | 0 | 0
SA1 | Hydrogen Turbine | 0 | 0 | 0 | 0 | 0 | 0 | 0 | 0 | 0 | 0 | 0 | 0 | 0 | 0.00010422 | 0.0001476 | 0.00014791 | 0.00015956 | 0.00015966 | 0.00015988 | 0.00019556 | 0.00028281 | 0.00028285 | 0.0002829 | 0.00028308 | 0.00028321 | 0.00034381 | 0.00035757
SA1 | Wind | 2349.75 | 3648.3169 | 3648.3169 | 4829.4737 | 4796.4748 | 8139.4839 | 8182.2406 | 9105.0949 | 9105.0949 | 9105.0949 | 10840.4821 | 10840.4821 | 12418.3075 | 14485.4587 | 18832.0932 | 20346.1307 | 20019.431 | 21744.3184 | 26650.1604 | 29180.6244 | 31099.2439 | 31099.2439 | 30756.0439 | 35932.6289 | 41011.9544 | 43064.818 | 49967.6815
SA1 | Solar PV | 578.73 | 578.7302 | 774.33 | 774.33 | 1252.6062 | 2805.678 | 2805.6834 | 5022.1706 | 5016.0506 | 6765.0255 | 11135.931 | 14481.3219 | 14741.4773 | 18507.6929 | 20787.4712 | 20787.4712 | 22066.8312 | 22066.8312 | 37029.5488 | 37135.6067 | 46298.282 | 46028.282 | 46020.902 | 48713.0266 | 50213.5886 | 52428.45 | 57588.0934
SA1 | Grid Battery | 479.6 | 479.6003 | 479.6004 | 479.6011 | 479.6011 | 479.6011 | 479.6011 | 906.0986 | 1316.9357 | 2792.2387 | 3826.5431 | 4947.1134 | 5311.3913 | 6190.725 | 6190.725 | 6190.725 | 6562.5558 | 6562.5558 | 12291.1103 | 12291.1103 | 16162.5854 | 16162.5842 | 16152.5842 | 16152.5838 | 16152.5847 | 17265.0631 | 18353.223
SA1 | Pumped Hydro | 0 | 0 | 0.00022243 | 0.0005661 | 0.00057301 | 0.00059476 | 0.00059505 | 0.00060509 | 0.00060516 | 0.0006056 | 0.00060951 | 0.00062086 | 0.00062676 | 0.00065886 | 0.00066052 | 0.00066111 | 0.0007136 | 0.00071567 | 0.00075017 | 0.00078818 | 0.00087393 | 0.00087407 | 0.00087432 | 0.00087477 | 0.00087773 | 0.00096532 | 0.0010522
SA1 | VPP | 103.37 | 155.05 | 211.02 | 272.84 | 342.29 | 420.23 | 540.44 | 653.11 | 777.05 | 924.01 | 1092.47 | 1267.58 | 1445.14 | 1625.65 | 1798.04 | 1965.9301 | 2084.1799 | 2187.8101 | 2276.21 | 2360.96 | 2451.3501 | 2543.46 | 2638.1101 | 2734.4399 | 2833.77 | 2934.9199 | 3038.8401
Total excluding storage |  | 6481.11 | 7651.3574 | 7902.9276 | 8345.9054 | 8860.6327 | 13834.6536 | 13997.6258 | 17293.6347 | 17822.2918 | 20916.6698 | 28225.7268 | 32866.7979 | 35166.6168 | 42059.8274 | 48329.6304 | 50011.5579 | 51454.2989 | 53282.8165 | 78968.3305 | 81689.6026 | 96732.7629 | 96344.8715 | 96078.9416 | 103889.9806 | 110569.1992 | 116050.5527 | 129305.1398
Region | Technology | 2023-24 | 2024-25 | 2025-26 | 2026-27 | 2027-28 | 2028-29 | 2029-30 | 2030-31 | 2031-32 | 2032-33 | 2033-34 | 2034-35 | 2035-36 | 2036-37 | 2037-38 | 2038-39 | 2039-40 | 2040-41 | 2041-42 | 2042-43 | 2043-44 | 2044-45 | 2045-46 | 2046-47 | 2047-48 | 2048-49 | 2049-50
TAS1 | Black Coal | 0 | 0 | 0 | 0 | 0 | 0 | 0 | 0 | 0 | 0 | 0 | 0 | 0 | 0 | 0 | 0 | 0 | 0 | 0 | 0 | 0 | 0 | 0 | 0 | 0 | 0 | 0
TAS1 | Brown Coal | 0 | 0 | 0 | 0 | 0 | 0 | 0 | 0 | 0 | 0 | 0 | 0 | 0 | 0 | 0 | 0 | 0 | 0 | 0 | 0 | 0 | 0 | 0 | 0 | 0 | 0 | 0
TAS1 | CCGT | 208 | 208 | 208 | 208 | 208 | 208 | 208 | 208 | 208 | 208 | 208 | 208 | 208 | 208 | 208 | 208 | 208 | 208 | 208 | 208 | 208 | 208 | 208 | 208 | 208 | 208 | 208
TAS1 | Gas - Steam | 0 | 0 | 0 | 0 | 0 | 0 | 0 | 0 | 0 | 0 | 0 | 0 | 0 | 0 | 0 | 0 | 0 | 0 | 0 | 0 | 0 | 0 | 0 | 0 | 0 | 0 | 0
TAS1 | OCGT / Diesel | 178 | 178 | 178 | 178 | 178 | 178 | 178 | 178 | 178 | 178 | 178 | 178 | 178 | 178 | 178.0001 | 178.0001 | 178.0001 | 58.0001 | 58.0001 | 58.0001 | 58.0003 | 58.0003 | 58.0003 | 58.0003 | 58.0003 | 58.0003 | 58.0003
TAS1 | Hydro | 2551 | 2551 | 2551 | 2551 | 2551 | 2551 | 2551 | 2551 | 2551 | 2551 | 2551 | 2551 | 2551 | 2551 | 2551 | 2551 | 2551 | 2551 | 2551 | 2551 | 2551 | 2551 | 2551 | 2551 | 2551 | 2551 | 2551
TAS1 | Hydrogen Turbine | 0 | 0 | 0 | 0 | 0 | 0 | 0 | 0 | 0 | 0 | 0 | 0 | 0 | 0 | 0.0001589 | 0.00017447 | 0.00025201 | 0.00025214 | 0.00025226 | 0.00028067 | 0.00032869 | 0.00032877 | 0.00032889 | 48.8971 | 48.8971 | 98.6889 | 107.0266
TAS1 | Wind | 563.6 | 2109.5812 | 2391.6246 | 2624.1184 | 4451.6899 | 4961.5049 | 6723.9765 | 6884.1005 | 8519.7759 | 9075.33 | 10137.1486 | 12838.2876 | 13187.8977 | 14746.1774 | 18550.769 | 18570.9114 | 18570.9114 | 20351.9948 | 21465.7455 | 21465.7455 | 22884.6591 | 22740.6591 | 22740.6591 | 27856.473 | 30328.555 | 33025.659 | 33025.6591
TAS1 | Solar PV | 0 | 0 | 0 | 0.00037532 | 181.4202 | 300.0033 | 553.4091 | 971.4272 | 971.4272 | 971.4272 | 3692.233 | 6708.567 | 7624.5327 | 8783.155 | 9855.5205 | 11190.344 | 12214.464 | 12480.525 | 12480.525 | 15162.346 | 15902.7705 | 15902.7705 | 15902.7705 | 21582.262 | 25742.984 | 32169.494 | 33346.92
TAS1 | Grid Battery | 0 | 0.00013552 | 0.0001602 | 0.00030975 | 0.00039882 | 0.00039902 | 0.0004571 | 0.00060579 | 0.001029 | 0.0013224 | 0.0017028 | 0.0017426 | 0.0020038 | 0.0027989 | 0.0042783 | 3.1166 | 3.1186 | 3.1186 | 329.3643 | 1104.7031 | 1104.7063 | 1104.706 | 1104.706 | 3232.4648 | 6119.2447 | 7385.4578 | 7385.4578
TAS1 | Pumped Hydro | 0 | 0 | 0.00075312 | 0.0010687 | 0.002098 | 175.7351 | 583.4948 | 618.7075 | 750.0061 | 996.9776 | 1149.5544 | 1794.9563 | 2258.1186 | 2321.0012 | 2321.0025 | 2321.0049 | 2321.0049 | 2321.0049 | 2321.0049 | 2321.0049 | 2321.0049 | 2321.0049 | 2321.0049 | 2321.0049 | 2321.0049 | 2321.0049 | 2321.0049
TAS1 | VPP | 7.91 | 15.84 | 26.48 | 39.38 | 55.11 | 73.65 | 101.57 | 123.05 | 146.53 | 174.61 | 206.95 | 241.26 | 276.87 | 312.98 | 348.25 | 382.97 | 408.39 | 431.67 | 452.64 | 473.11 | 494.7 | 516.55 | 538.75 | 560.8 | 583.06 | 605.39 | 627.89
Total excluding storage |  | 3508.51 | 5062.4214 | 5355.1055 | 5600.5001 | 7625.2226 | 8447.8936 | 10899.4509 | 11534.2859 | 13324.7403 | 14155.3462 | 18122.8877 | 24520.0727 | 26284.4209 | 29100.3164 | 34012.5465 | 35405.3472 | 36454.8892 | 38405.3136 | 39866.2801 | 43343.9099 | 45524.8414 | 45402.6911 | 45424.8911 | 58418.902 | 67960.746 | 78422.6949 | 79630.9588
Explicitly modelled pumping
Region | Technology | 2023-24 | 2024-25 | 2025-26 | 2026-27 | 2027-28 | 2028-29 | 2029-30 | 2030-31 | 2031-32 | 2032-33 | 2033-34 | 2034-35 | 2035-36 | 2036-37 | 2037-38 | 2038-39 | 2039-40 | 2040-41 | 2041-42 | 2042-43 | 2043-44 | 2044-45 | 2045-46 | 2046-47 | 2047-48 | 2048-49 | 2049-50
NEM | Grid Battery pump | 954.93 | 954.9335 | 1849.9321 | 2548.8869 | 3372.2046 | 5449.4071 | 5473.7823 | 8337.3298 | 8748.1675 | 11639.5017 | 15112.9644 | 18992.1524 | 20662.4974 | 21981.5163 | 23606.9691 | 23682.8687 | 24409.5228 | 26282.7155 | 33597.0432 | 41057.0632 | 46826.3438 | 51523.2312 | 50618.25 | 52660.4783 | 54927.293 | 59320.0334 | 81277.0464
NEM | Pumped Hydro Pump | 1310 | 1310 | 2743.2308 | 3301.5319 | 5490.9067 | 5879.2577 | 6287.0174 | 6322.2301 | 6453.5288 | 6700.5002 | 6853.077 | 7498.479 | 7961.6412 | 8024.5239 | 8024.5252 | 8024.5276 | 8024.5276 | 8024.5276 | 8024.5277 | 8024.5277 | 8024.5278 | 8024.5278 | 8024.5278 | 8024.5278 | 8024.5278 | 8024.5279 | 8024.528
NEM | VPP pump | 366.52 | 731.52 | 1218.98 | 1822.85 | 2558.43 | 3412.08 | 4696.23 | 5734.8699 | 6792.65 | 7984.1201 | 9451.04 | 11021.7499 | 12642.45 | 14292.4899 | 15915.3099 | 17494.9201 | 18665.6799 | 19737.1499 | 20682.8795 | 21556.8601 | 22491.0506 | 23437.5296 | 24406.7907 | 25388.5699 | 26393.3599 | 27416.5501 | 28459.9998
Region | Technology | 2023-24 | 2024-25 | 2025-26 | 2026-27 | 2027-28 | 2028-29 | 2029-30 | 2030-31 | 2031-32 | 2032-33 | 2033-34 | 2034-35 | 2035-36 | 2036-37 | 2037-38 | 2038-39 | 2039-40 | 2040-41 | 2041-42 | 2042-43 | 2043-44 | 2044-45 | 2045-46 | 2046-47 | 2047-48 | 2048-49 | 2049-50
NSW1 | Grid Battery pump | 50 | 50.0024 | 944.9966 | 1270.8598 | 1571.485 | 1865.6331 | 1890.0081 | 4327.058 | 4327.0581 | 4529.2961 | 4529.2968 | 4529.2968 | 5308.9303 | 5382.5791 | 7008.0304 | 7008.0304 | 7008.0306 | 7008.0313 | 7171.5175 | 7911.7168 | 8204.8082 | 8744.8269 | 7849.8462 | 7639.5228 | 7406.883 | 8099.4193 | 8500.6123
NSW1 | Pumped Hydro Pump | 840 | 840 | 1335.6338 | 1335.6338 | 3375.6338 | 3529.999 | 3529.999 | 3529.999 | 3529.999 | 3529.999 | 3529.999 | 3529.999 | 3529.999 | 3529.999 | 3529.999 | 3529.999 | 3529.999 | 3529.999 | 3529.999 | 3529.999 | 3529.999 | 3529.999 | 3529.999 | 3529.999 | 3529.999 | 3529.999 | 3529.999
NSW1 | VPP pump | 113.45 | 234.47 | 391.15 | 583.15 | 817.87 | 1099.64 | 1524.3701 | 1863.23 | 2229.81 | 2645.9301 | 3161.7199 | 3706.36 | 4261.71 | 4832.22 | 5385.0599 | 5923.2399 | 6317.1401 | 6670.3197 | 6979.9097 | 7280.8598 | 7600.3302 | 7924.3899 | 8255.8703 | 8588.37 | 8928.2397 | 9272.9101 | 9620.7898
Region | Technology | 2023-24 | 2024-25 | 2025-26 | 2026-27 | 2027-28 | 2028-29 | 2029-30 | 2030-31 | 2031-32 | 2032-33 | 2033-34 | 2034-35 | 2035-36 | 2036-37 | 2037-38 | 2038-39 | 2039-40 | 2040-41 | 2041-42 | 2042-43 | 2043-44 | 2044-45 | 2045-46 | 2046-47 | 2047-48 | 2048-49 | 2049-50
QLD1 | Grid Battery pump | 100 | 100.0003 | 100.0045 | 100.0046 | 100.0058 | 1883.0604 | 1883.0604 | 1883.0604 | 1883.0604 | 2774.0459 | 5117.4705 | 7876.0882 | 8095.4109 | 8095.4109 | 8095.4109 | 8140.3055 | 8140.3062 | 10013.4982 | 10105.0212 | 16049.5032 | 17493.1682 | 21021.0931 | 21021.0932 | 21021.0943 | 21021.0923 | 21153.6653 | 41621.3253
QLD1 | Pumped Hydro Pump | 470 | 470 | 1407.5956 | 1933.8498 | 2083.2236 | 2141.4764 | 2141.4764 | 2141.4764 | 2141.4764 | 2141.4764 | 2141.4764 | 2141.4764 | 2141.4764 | 2141.4764 | 2141.4764 | 2141.4764 | 2141.4764 | 2141.4764 | 2141.4764 | 2141.4764 | 2141.4764 | 2141.4764 | 2141.4764 | 2141.4764 | 2141.4764 | 2141.4764 | 2141.4764
QLD1 | VPP pump | 81.31 | 177.51 | 314.99 | 485.21 | 690.75 | 942.37 | 1319.33 | 1624.09 | 1944.03 | 2302.23 | 2742.3501 | 3210.76 | 3693.74 | 4164.2798 | 4602.4399 | 5027.8901 | 5334.1299 | 5614.29 | 5855.8198 | 6089.3501 | 6341.7002 | 6594.71 | 6854.7402 | 7119.54 | 7388.3501 | 7663.8701 | 7944.3501
Region | Technology | 2023-24 | 2024-25 | 2025-26 | 2026-27 | 2027-28 | 2028-29 | 2029-30 | 2030-31 | 2031-32 | 2032-33 | 2033-34 | 2034-35 | 2035-36 | 2036-37 | 2037-38 | 2038-39 | 2039-40 | 2040-41 | 2041-42 | 2042-43 | 2043-44 | 2044-45 | 2045-46 | 2046-47 | 2047-48 | 2048-49 | 2049-50
VIC1 | Grid Battery pump | 375.33 | 375.3304 | 375.3304 | 748.4211 | 1271.1122 | 1271.1122 | 1271.1122 | 1271.1122 | 1271.1122 | 1593.9197 | 1689.6523 | 1689.6523 | 1996.7629 | 2362.7986 | 2362.7986 | 2390.6912 | 2745.5117 | 2745.5117 | 3750.0298 | 3750.0298 | 3911.0757 | 4540.021 | 4540.0204 | 4664.8127 | 4277.4882 | 5466.428 | 5466.428
VIC1 | Pumped Hydro Pump | 0 | 0 | 0.0004387 | 32.0466 | 32.0467 | 32.0467 | 32.0467 | 32.0467 | 32.0467 | 32.0467 | 32.0467 | 32.0467 | 32.0467 | 32.0467 | 32.0467 | 32.0467 | 32.0467 | 32.0467 | 32.0467 | 32.0467 | 32.0467 | 32.0467 | 32.0467 | 32.0467 | 32.0467 | 32.0467 | 32.0467
VIC1 | VPP pump | 60.48 | 148.65 | 275.34 | 442.27 | 652.41 | 876.19 | 1210.52 | 1471.39 | 1695.23 | 1937.34 | 2247.55 | 2595.7899 | 2964.99 | 3357.3601 | 3781.5199 | 4194.89 | 4521.8399 | 4833.0601 | 5118.2999 | 5352.5802 | 5602.9702 | 5858.4198 | 6119.3201 | 6385.4199 | 6659.94 | 6939.4599 | 7228.1298
Region | Technology | 2023-24 | 2024-25 | 2025-26 | 2026-27 | 2027-28 | 2028-29 | 2029-30 | 2030-31 | 2031-32 | 2032-33 | 2033-34 | 2034-35 | 2035-36 | 2036-37 | 2037-38 | 2038-39 | 2039-40 | 2040-41 | 2041-42 | 2042-43 | 2043-44 | 2044-45 | 2045-46 | 2046-47 | 2047-48 | 2048-49 | 2049-50
SA1 | Grid Battery pump | 429.6 | 429.6003 | 429.6004 | 429.6011 | 429.6011 | 429.6011 | 429.6011 | 856.0986 | 1266.9357 | 2742.2387 | 3776.5431 | 4897.1134 | 5261.3913 | 6140.725 | 6140.725 | 6140.725 | 6512.5558 | 6512.5558 | 12241.1103 | 12241.1103 | 16112.5854 | 16112.5842 | 16102.5842 | 16102.5838 | 16102.5847 | 17215.0631 | 18303.223
SA1 | Pumped Hydro Pump | 0 | 0 | 0.00022243 | 0.0005661 | 0.00057301 | 0.00059476 | 0.00059505 | 0.00060509 | 0.00060516 | 0.0006056 | 0.00060951 | 0.00062086 | 0.00062676 | 0.00065886 | 0.00066052 | 0.00066111 | 0.0007136 | 0.00071567 | 0.00075017 | 0.00078818 | 0.00087393 | 0.00087407 | 0.00087432 | 0.00087477 | 0.00087773 | 0.00096532 | 0.0010522
SA1 | VPP pump | 103.37 | 155.05 | 211.02 | 272.84 | 342.29 | 420.23 | 540.44 | 653.11 | 777.05 | 924.01 | 1092.47 | 1267.58 | 1445.14 | 1625.65 | 1798.04 | 1965.9301 | 2084.1799 | 2187.8101 | 2276.21 | 2360.96 | 2451.3501 | 2543.46 | 2638.1101 | 2734.4399 | 2833.77 | 2934.9199 | 3038.8401
Region | Technology | 2023-24 | 2024-25 | 2025-26 | 2026-27 | 2027-28 | 2028-29 | 2029-30 | 2030-31 | 2031-32 | 2032-33 | 2033-34 | 2034-35 | 2035-36 | 2036-37 | 2037-38 | 2038-39 | 2039-40 | 2040-41 | 2041-42 | 2042-43 | 2043-44 | 2044-45 | 2045-46 | 2046-47 | 2047-48 | 2048-49 | 2049-50
TAS1 | Grid Battery pump | 0 | 0.00013552 | 0.0001602 | 0.00030975 | 0.00039882 | 0.00039902 | 0.0004571 | 0.00060579 | 0.001029 | 0.0013224 | 0.0017028 | 0.0017426 | 0.0020038 | 0.0027989 | 0.0042783 | 3.1166 | 3.1186 | 3.1186 | 329.3643 | 1104.7031 | 1104.7063 | 1104.706 | 1104.706 | 3232.4648 | 6119.2447 | 7385.4578 | 7385.4578
TAS1 | Pumped Hydro Pump | 0 | 0 | 0.00075312 | 0.0010687 | 0.002098 | 175.7351 | 583.4948 | 618.7075 | 750.0061 | 996.9776 | 1149.5544 | 1794.9563 | 2258.1186 | 2321.0012 | 2321.0025 | 2321.0049 | 2321.0049 | 2321.0049 | 2321.0049 | 2321.0049 | 2321.0049 | 2321.0049 | 2321.0049 | 2321.0049 | 2321.0049 | 2321.0049 | 2321.0049
TAS1 | VPP pump | 7.91 | 15.84 | 26.48 | 39.38 | 55.11 | 73.65 | 101.57 | 123.05 | 146.53 | 174.61 | 206.95 | 241.26 | 276.87 | 312.98 | 348.25 | 382.97 | 408.39 | 431.67 | 452.64 | 473.11 | 494.7 | 516.55 | 538.75 | 560.8 | 583.06 | 605.39 | 627.89
Non-controllable capacity
Region | Technology | 2023-24 | 2024-25 | 2025-26 | 2026-27 | 2027-28 | 2028-29 | 2029-30 | 2030-31 | 2031-32 | 2032-33 | 2033-34 | 2034-35 | 2035-36 | 2036-37 | 2037-38 | 2038-39 | 2039-40 | 2040-41 | 2041-42 | 2042-43 | 2043-44 | 2044-45 | 2045-46 | 2046-47 | 2047-48 | 2048-49 | 2049-50
NEM | Distributed PV | 22580.8792 | 25525.2357 | 28511.2278 | 31371.0682 | 34250.8786 | 36995.1899 | 39671.4274 | 42224.097 | 44602.8979 | 46967.9172 | 49314.5296 | 51629.5619 | 53792.1527 | 55825.533 | 57761.4415 | 59706.3405 | 61699.2009 | 63698.7614 | 65697.6668 | 67668.6027 | 69644.0355 | 71609.2434 | 73546.3281 | 75464.2447 | 77368.609 | 79270.8326 | 81161.1078
NEM | Behind the meter battery | 1615.687 | 2523.858 | 3346.118 | 4039.736 | 4643.731 | 5111.685 | 5870.22 | 6883.914 | 7823.741 | 8822.021 | 10032.986 | 11279.352 | 12411.971 | 13450.545 | 14351.891 | 15102.709 | 15417.929 | 15594.936 | 15616.079 | 15610.974 | 15555.227 | 15481.949 | 15387.778 | 15277.058 | 15144.979 | 15000.321 | 14832.36
NEM | Behind the meter battery pump | 1615.687 | 2523.858 | 3346.118 | 4039.736 | 4643.731 | 5111.685 | 5870.22 | 6883.914 | 7823.741 | 8822.021 | 10032.986 | 11279.352 | 12411.971 | 13450.545 | 14351.891 | 15102.709 | 15417.929 | 15594.936 | 15616.079 | 15610.974 | 15555.227 | 15481.949 | 15387.778 | 15277.058 | 15144.979 | 15000.321 | 14832.36
Region | Technology | 2023-24 | 2024-25 | 2025-26 | 2026-27 | 2027-28 | 2028-29 | 2029-30 | 2030-31 | 2031-32 | 2032-33 | 2033-34 | 2034-35 | 2035-36 | 2036-37 | 2037-38 | 2038-39 | 2039-40 | 2040-41 | 2041-42 | 2042-43 | 2043-44 | 2044-45 | 2045-46 | 2046-47 | 2047-48 | 2048-49 | 2049-50
NSW1 | Distributed PV | 7493.2513 | 8506.6815 | 9484.7641 | 10408.6191 | 11341.6366 | 12278.8288 | 13198.5365 | 14078.0696 | 14943.2904 | 15804.0265 | 16656.3786 | 17499.9334 | 18299.2163 | 19061.5342 | 19791.6143 | 20520.7215 | 21244.1629 | 21954.8144 | 22664.4865 | 23368.8259 | 24076.0735 | 24783.7256 | 25480.0799 | 26162.9859 | 26840.8834 | 27514.6946 | 28177.258
NSW1 | Behind the meter battery | 588.706 | 887.915 | 1132.692 | 1330.786 | 1501.11 | 1644.835 | 1879.228 | 2206.731 | 2538.018 | 2892.137 | 3323.841 | 3759.11 | 4148.139 | 4509.931 | 4816.45 | 5071.383 | 5175.41 | 5227.705 | 5227.062 | 5230.387 | 5215.023 | 5193.755 | 5164.889 | 5128.324 | 5084.217 | 5035.301 | 4976.336
NSW1 | Behind the meter battery pump | 588.706 | 887.915 | 1132.692 | 1330.786 | 1501.11 | 1644.835 | 1879.228 | 2206.731 | 2538.018 | 2892.137 | 3323.841 | 3759.11 | 4148.139 | 4509.931 | 4816.45 | 5071.383 | 5175.41 | 5227.705 | 5227.062 | 5230.387 | 5215.023 | 5193.755 | 5164.889 | 5128.324 | 5084.217 | 5035.301 | 4976.336
Region | Technology | 2023-24 | 2024-25 | 2025-26 | 2026-27 | 2027-28 | 2028-29 | 2029-30 | 2030-31 | 2031-32 | 2032-33 | 2033-34 | 2034-35 | 2035-36 | 2036-37 | 2037-38 | 2038-39 | 2039-40 | 2040-41 | 2041-42 | 2042-43 | 2043-44 | 2044-45 | 2045-46 | 2046-47 | 2047-48 | 2048-49 | 2049-50
QLD1 | Distributed PV | 6647.345 | 7457.5624 | 8316.3926 | 9119.7866 | 9916.6116 | 10724.7092 | 11503.5105 | 12250.0421 | 12949.5583 | 13650.3951 | 14343.1406 | 15012.6009 | 15614.2508 | 16150.0003 | 16639.4732 | 17118.1482 | 17629.703 | 18153.1735 | 18673.4324 | 19181.1244 | 19686.4817 | 20176.4911 | 20663.7667 | 21148.663 | 21626.508 | 22108.2051 | 22584.2053
QLD1 | Behind the meter battery | 417.096 | 671.033 | 922.271 | 1125.869 | 1299.747 | 1450.708 | 1685.163 | 1990.648 | 2286.246 | 2596.164 | 2968.338 | 3348.63 | 3694.059 | 3989.747 | 4221.779 | 4413.009 | 4478 | 4506.967 | 4491.208 | 4479.363 | 4455.174 | 4424.643 | 4389.62 | 4351.121 | 4305.933 | 4258.433 | 4204.913
QLD1 | Behind the meter battery pump | 417.096 | 671.033 | 922.271 | 1125.869 | 1299.747 | 1450.708 | 1685.163 | 1990.648 | 2286.246 | 2596.164 | 2968.338 | 3348.63 | 3694.059 | 3989.747 | 4221.779 | 4413.009 | 4478 | 4506.967 | 4491.208 | 4479.363 | 4455.174 | 4424.643 | 4389.62 | 4351.121 | 4305.933 | 4258.433 | 4204.913
Region | Technology | 2023-24 | 2024-25 | 2025-26 | 2026-27 | 2027-28 | 2028-29 | 2029-30 | 2030-31 | 2031-32 | 2032-33 | 2033-34 | 2034-35 | 2035-36 | 2036-37 | 2037-38 | 2038-39 | 2039-40 | 2040-41 | 2041-42 | 2042-43 | 2043-44 | 2044-45 | 2045-46 | 2046-47 | 2047-48 | 2048-49 | 2049-50
VIC1 | Distributed PV | 5136.4157 | 5889.8777 | 6693.2138 | 7497.1406 | 8318.2243 | 8991.668 | 9649.2003 | 10271.3819 | 10783.4723 | 11286.0042 | 11783.6333 | 12291.0229 | 12778.523 | 13252.9106 | 13722.7918 | 14215.5982 | 14737.0457 | 15272.2977 | 15812.5879 | 16345.1725 | 16883.0507 | 17423.1794 | 17956.9121 | 18489.9963 | 19024.7298 | 19559.1 | 20099.7421
VIC1 | Behind the meter battery | 329.29 | 584.387 | 822.704 | 1038.235 | 1227.849 | 1335.811 | 1514.906 | 1768.169 | 1950.593 | 2135.666 | 2379.184 | 2646.805 | 2900.178 | 3149.181 | 3402.641 | 3615.882 | 3731.245 | 3816.41 | 3863.684 | 3875.106 | 3873.739 | 3868.344 | 3856.399 | 3840.607 | 3820.005 | 3795.255 | 3765.725
VIC1 | Behind the meter battery pump | 329.29 | 584.387 | 822.704 | 1038.235 | 1227.849 | 1335.811 | 1514.906 | 1768.169 | 1950.593 | 2135.666 | 2379.184 | 2646.805 | 2900.178 | 3149.181 | 3402.641 | 3615.882 | 3731.245 | 3816.41 | 3863.684 | 3875.106 | 3873.739 | 3868.344 | 3856.399 | 3840.607 | 3820.005 | 3795.255 | 3765.725
Region | Technology | 2023-24 | 2024-25 | 2025-26 | 2026-27 | 2027-28 | 2028-29 | 2029-30 | 2030-31 | 2031-32 | 2032-33 | 2033-34 | 2034-35 | 2035-36 | 2036-37 | 2037-38 | 2038-39 | 2039-40 | 2040-41 | 2041-42 | 2042-43 | 2043-44 | 2044-45 | 2045-46 | 2046-47 | 2047-48 | 2048-49 | 2049-50
SA1 | Distributed PV | 2946.7715 | 3259.2513 | 3551.8548 | 3830.298 | 4109.0806 | 4384.8511 | 4656.6887 | 4915.1873 | 5171.4598 | 5426.7649 | 5685.2021 | 5936.1717 | 6169.7477 | 6390.0548 | 6596.2277 | 6800.1937 | 6995.6817 | 7185.1168 | 7372.9582 | 7558.2639 | 7741.8257 | 7927.6186 | 8106.9557 | 8285.0852 | 8461.038 | 8636.4028 | 8811.1499
SA1 | Behind the meter battery | 234.972 | 315.151 | 386.099 | 448.882 | 507.894 | 563.831 | 659.388 | 765.728 | 874.943 | 999.571 | 1136.279 | 1272.079 | 1391.741 | 1500.881 | 1590.477 | 1664.955 | 1688.767 | 1695.305 | 1684.559 | 1675.301 | 1660.606 | 1645.177 | 1628.101 | 1610.255 | 1590.748 | 1570.466 | 1548.36
SA1 | Behind the meter battery pump | 234.972 | 315.151 | 386.099 | 448.882 | 507.894 | 563.831 | 659.388 | 765.728 | 874.943 | 999.571 | 1136.279 | 1272.079 | 1391.741 | 1500.881 | 1590.477 | 1664.955 | 1688.767 | 1695.305 | 1684.559 | 1675.301 | 1660.606 | 1645.177 | 1628.101 | 1610.255 | 1590.748 | 1570.466 | 1548.36
Region | Technology | 2023-24 | 2024-25 | 2025-26 | 2026-27 | 2027-28 | 2028-29 | 2029-30 | 2030-31 | 2031-32 | 2032-33 | 2033-34 | 2034-35 | 2035-36 | 2036-37 | 2037-38 | 2038-39 | 2039-40 | 2040-41 | 2041-42 | 2042-43 | 2043-44 | 2044-45 | 2045-46 | 2046-47 | 2047-48 | 2048-49 | 2049-50
TAS1 | Distributed PV | 357.0956 | 411.8627 | 465.0025 | 515.2239 | 565.3253 | 615.1329 | 663.4913 | 709.4161 | 755.117 | 800.7264 | 846.175 | 889.8329 | 930.4148 | 971.0331 | 1011.3344 | 1051.6789 | 1092.6076 | 1133.3591 | 1174.2017 | 1215.216 | 1256.6039 | 1298.2287 | 1338.6138 | 1377.5143 | 1415.4498 | 1452.4302 | 1488.7526
TAS1 | Behind the meter battery | 45.623 | 65.372 | 82.352 | 95.964 | 107.131 | 116.5 | 131.535 | 152.638 | 173.941 | 198.483 | 225.344 | 252.728 | 277.854 | 300.805 | 320.544 | 337.48 | 344.507 | 348.549 | 349.566 | 350.817 | 350.685 | 350.03 | 348.769 | 346.751 | 344.076 | 340.866 | 337.026
TAS1 | Behind the meter battery pump | 45.623 | 65.372 | 82.352 | 95.964 | 107.131 | 116.5 | 131.535 | 152.638 | 173.941 | 198.483 | 225.344 | 252.728 | 277.854 | 300.805 | 320.544 | 337.48 | 344.507 | 348.549 | 349.566 | 350.817 | 350.685 | 350.03 | 348.769 | 346.751 | 344.076 | 340.866 | 337.026

## Option 5_REZ Generation
Annual sent-out generation by REZ (GWh) - Option 5, Hydrogen Superpower Scenario
Note: the REZ generation includes generation from the existing, committed and anticipated renewables mapped to the relevant REZs
Explicitly modelled generation
Region | REZ | REZ Name | Technology | 2023-24 | 2024-25 | 2025-26 | 2026-27 | 2027-28 | 2028-29 | 2029-30 | 2030-31 | 2031-32 | 2032-33 | 2033-34 | 2034-35 | 2035-36 | 2036-37 | 2037-38 | 2038-39 | 2039-40 | 2040-41 | 2041-42 | 2042-43 | 2043-44 | 2044-45 | 2045-46 | 2046-47 | 2047-48 | 2048-49 | 2049-50
QLD | Q1 | Far North QLD | Solar | 0 | 7.0643e-05 | 0.00026311 | 0.0032748 | 0.0031313 | 720.4229 | 817.2162 | 1811.7188 | 1767.8737 | 1912.825 | 1886.0048 | 2117.9495 | 2175.4639 | 2073.037 | 1754.0632 | 1954.8776 | 2038.5339 | 1974.6702 | 2133.8945 | 2091.249 | 2041.1716 | 2068.337 | 1958.8085 | 5691.3877 | 6500.7227 | 6884.2935 | 6504.938
QLD | Q2 | North Qld Clean Energy Hub | Solar | 221.042 | 166.2419 | 198.6946 | 201.7273 | 1984.3894 | 5554.7891 | 6240.1414 | 5930.3961 | 6031.5893 | 6346.0909 | 6201.1694 | 6026.2217 | 6021.3698 | 7261.6573 | 6324.3547 | 7018.5799 | 7096.8046 | 7226.3344 | 7471.3666 | 7264.764 | 7175.1749 | 7235.5261 | 8667.9536 | 11252.2228 | 12584.2398 | 12954.359 | 12859.298
QLD | Q3 | Northern Qld | Solar | 1164.2889 | 841.8989 | 1084.6101 | 1090.2423 | 1044.8407 | 909.3764 | 999.1707 | 921.7037 | 931.8229 | 965.3743 | 921.3619 | 8031.015 | 8072.7242 | 7814.0956 | 6233.6392 | 7134.4475 | 7516.633 | 7491.4696 | 7806.7388 | 7499.8933 | 7045.751 | 7006.9453 | 6705.823 | 5502.219 | 6173.0202 | 6686.266 | 6216.8965
QLD | Q4 | Isaac | Solar | 1565.7502 | 1143.7182 | 1449.0594 | 1508.9594 | 1441.4132 | 1272.4881 | 1407.8531 | 1269.499 | 1332.2559 | 1344.9207 | 1274.2176 | 1158.2094 | 1835.3914 | 3758.1478 | 10022.4904 | 11520.2166 | 11734.8566 | 12378.9685 | 14524.9105 | 14493.06 | 13991.2083 | 15707.1098 | 15103.3815 | 12444.7741 | 14501.1165 | 14267.9117 | 14361.5195
QLD | Q5 | Barcaldine | Solar | 35.551 | 26.358 | 186.7307 | 190.9088 | 189.2489 | 161.2646 | 169.5263 | 159.2269 | 165.0993 | 165.3817 | 159.104 | 142.8772 | 152.0657 | 150.5595 | 134.8038 | 137.0919 | 140.7642 | 148.0842 | 151.4631 | 145.979 | 116.6622 | 121.4082 | 129.0024 | 133.4442 | 138.6978 | 149.2391 | 150.7964
QLD | Q6 | Fitzroy | Solar | 839.4912 | 712.594 | 881.5791 | 1774.0366 | 1731.4565 | 1420.1434 | 2855.691 | 2631.6417 | 2878.0528 | 5234.9703 | 15349.3297 | 17993.2373 | 18322.0714 | 18066.8831 | 14458.3457 | 16763.6679 | 16934.9837 | 18166.1059 | 18147.9738 | 18027.6467 | 17393.3959 | 17709.905 | 17036.9746 | 17376.2364 | 20533.5235 | 21098.7721 | 55879.024
QLD | Q7 | Wide Bay | Solar | 1360.5116 | 1015.2747 | 1321.9813 | 1310.5624 | 1284.0532 | 1200.2068 | 1327.3047 | 1217.3198 | 4254.9974 | 5713.4728 | 5685.5519 | 5636.0128 | 5665.6361 | 5619.7535 | 4589.2632 | 5140.1277 | 5197.7568 | 9328.6712 | 15385.4385 | 28623.2023 | 28430.0791 | 31149.7932 | 39309.6699 | 33514.1622 | 38154.7255 | 39696.7191 | 78732.9464
QLD | Q8 | Darling Downs | Solar | 3381.6601 | 2803.7949 | 3408.188 | 3542.0632 | 3494.316 | 5534.2712 | 6768.4918 | 9929.2157 | 10681.7723 | 10409.2556 | 15353.6349 | 19183.5719 | 19743.5916 | 19317.2389 | 15232.797 | 17175.5265 | 17931.4085 | 25443.263 | 24854.2996 | 49350.4166 | 61196.6969 | 80353.4352 | 87359.3766 | 67933.5743 | 76887.9206 | 81426.6327 | 116372.8928
QLD | Q9 | Banana | Solar | 0 | 7.1815e-05 | 335.5251 | 333.4356 | 319.8352 | 258.5864 | 291.5096 | 257.0831 | 287.8532 | 280.4468 | 279.9379 | 13662.348 | 14075.598 | 13851.897 | 11379.376 | 12892.836 | 13008.736 | 14182.833 | 14054.808 | 13419.062 | 13201.793 | 13594.864 | 13084.385 | 10568.342 | 12154.459 | 12577.338 | 13297.948
NSW | N1 | North West NSW | Solar | 432.7494 | 352.9538 | 396.3641 | 410.2999 | 399.1074 | 393.8543 | 400.1857 | 414.3098 | 419.6317 | 405.4996 | 397.8935 | 409.4288 | 459.1856 | 1089.6806 | 2149.5783 | 2211.636 | 2296.2685 | 4363.7911 | 4512.9725 | 6693.7228 | 6618.0334 | 7021.5315 | 6835.9785 | 6614.1976 | 6780.3498 | 7055.0167 | 7760.2949
NSW | N2 | New England | Solar | 1201.4052 | 1024.2466 | 1142.2938 | 1172.895 | 1513.3048 | 2963.8107 | 3043.0845 | 3181.428 | 4603.2233 | 4312.0867 | 5884.7538 | 6069.927 | 6730.0277 | 6517.6952 | 5317.9562 | 5542.8474 | 5872.7456 | 6451.9399 | 6184.3633 | 6350.6873 | 5861.4085 | 6384.6848 | 6059.6415 | 5059.3077 | 5211.3302 | 5468.0507 | 5696.3485
NSW | N3 | Central-West Orana | Solar | 2198.2827 | 2068.504 | 5168.3926 | 9093.6558 | 10992.8663 | 10079.1349 | 10448.1164 | 17363.0185 | 17576.1496 | 17383.9452 | 17200.3815 | 17193.1285 | 18484.519 | 19845.9943 | 23028.7651 | 24041.1223 | 26826.8072 | 28979.0154 | 28510.5984 | 28672.0399 | 32899.3461 | 35004.0234 | 34614.5421 | 35575.5261 | 37026.1373 | 41319.6801 | 40974.4136
NSW | N4 | Broken Hill | Solar | 109.0675 | 66.0465 | 79.1154 | 90.5605 | 103.9427 | 94.6865 | 97.7849 | 87.1314 | 94.823 | 81.6169 | 80.264 | 267.3228 | 287.0407 | 345.4259 | 379.8606 | 404.1363 | 370.1792 | 410.1868 | 427.541 | 417.8679 | 510.0989 | 541.7159 | 552.6132 | 491.3258 | 514.0092 | 494.3303 | 587.4188
NSW | N5 | South West NSW | Solar | 1876.0666 | 1340.993 | 1489.4224 | 2013.3524 | 2342.1393 | 2296.3602 | 2354.4401 | 3400.2253 | 3395.9134 | 6934.0846 | 6799.6443 | 7200.9179 | 7832.919 | 7985.2581 | 7721.4186 | 7626.0014 | 7706.3771 | 7931.8317 | 9005.9197 | 8488.2832 | 8157.3066 | 8748.6713 | 8682.2017 | 8334.0026 | 8331.2816 | 8459.6185 | 8060.715
NSW | N6 | Wagga Wagga | Solar | 1566.0497 | 1415.6304 | 1381.8481 | 1529.2609 | 1587.2679 | 3508.2619 | 3725.2061 | 3826.5701 | 3670.5253 | 3934.2631 | 3847.803 | 3653.1499 | 3953.7216 | 3975.8263 | 3513.8689 | 3666.2466 | 3862.2135 | 3783.2288 | 3999.0999 | 3834.8405 | 3686.0366 | 3903.4026 | 3938.9926 | 3519.1613 | 3725.4285 | 3951.6913 | 3835.5805
NSW | N7 | Tumut | Solar | 0 | 0 | 0 | 0 | 0 | 0 | 0 | 0 | 0 | 0 | 0 | 0 | 0 | 0 | 0 | 0 | 0 | 0 | 0 | 0 | 0 | 0 | 0 | 0 | 0 | 0 | 0
NSW | N8 | Cooma-Monaro | Solar | 0 | 0 | 0 | 0 | 0 | 0 | 0 | 0 | 0 | 0 | 0 | 0 | 0 | 0 | 0 | 0 | 0 | 0 | 0 | 0 | 0 | 0 | 0 | 0 | 0 | 0 | 0
VIC | V1 | Ovens Murray | Solar | 0 | 0.00017128 | 0.00020447 | 0.0022448 | 948.3649 | 822.2896 | 884.2394 | 882.5955 | 781.4341 | 886.0125 | 894.9276 | 927.8086 | 1009.9907 | 1420.2881 | 1653.4948 | 1626.1404 | 1789.5986 | 1738.7181 | 1938.0488 | 1838.918 | 1687.765 | 1898.2686 | 1844.6173 | 1656.2262 | 1644.7233 | 1825.5162 | 1654.9574
VIC | V2 | Murray River | Solar | 1265.9406 | 865.22 | 958.0656 | 1000.5414 | 968.1892 | 937.6551 | 909.7671 | 3202.8828 | 3166.4034 | 3103.5195 | 3070.1037 | 3223.5207 | 3401.2928 | 3635.0029 | 3303.7985 | 3356.1744 | 3347.0182 | 3490.1187 | 3656.1048 | 3511.3184 | 3514.6726 | 3630.6967 | 3848.8772 | 3621.6611 | 3789.9318 | 3799.4271 | 3461.6138
VIC | V3 | Western Victoria | Solar | 0 | 0.00015641 | 0.00028193 | 0.0010851 | 670.121 | 514.8268 | 544.9755 | 601.8058 | 565.2247 | 753.1292 | 745.2939 | 1839.529 | 1958.8413 | 2184.3912 | 1998.014 | 2106.0709 | 2102.4998 | 2116.3158 | 3279.0969 | 3081.9937 | 2944.4394 | 3104.3498 | 3404.0585 | 2665.8032 | 3033.6572 | 3116.1636 | 3008.0334
VIC | V4 | South West Victoria | Solar | 0 | 0 | 0 | 0 | 0 | 0 | 0 | 0 | 0 | 0 | 0 | 0 | 0 | 0 | 0 | 0 | 0 | 0 | 0 | 0 | 0 | 0 | 0 | 0 | 0 | 0 | 0
VIC | V5 | Gippsland | Solar | 0 | 8.1037e-05 | 0.00019689 | 232.2241 | 419.2962 | 326.5751 | 342.9393 | 383.3085 | 361.7306 | 725.0737 | 830.298 | 864.9468 | 902.4497 | 912.9719 | 732.5698 | 731.898 | 1806.845 | 1864.7803 | 7656.1323 | 7693.5806 | 11935.744 | 12502.708 | 12829.759 | 10214.715 | 11557.696 | 14619.577 | 14067.397
VIC | V6 | Central North VIC | Solar | 949.6037 | 779.1686 | 762.2588 | 1009.8547 | 1067.9914 | 970.1424 | 970.3697 | 925.8176 | 926.2714 | 974.3406 | 952.6402 | 1011.0084 | 1087.221 | 1057.522 | 960.2627 | 1005.9763 | 1017.1236 | 1150.0931 | 1293.1757 | 1253.5741 | 1566.3504 | 1506.3163 | 1572.4811 | 1920.187 | 2104.3549 | 2031.6745 | 2090.2954
SA | S1 | South East SA | Solar | 334.5827 | 254.0027 | 256.1701 | 273.8547 | 277.4958 | 254.1372 | 265.7471 | 268.127 | 274.058 | 372.0397 | 433.1232 | 392.5406 | 414.7399 | 412.6804 | 368.1358 | 418.4976 | 405.3645 | 395.2521 | 345.1861 | 327.8164 | 318.527 | 328.8286 | 333.3847 | 298.4606 | 333.1726 | 322.2721 | 139.8254
SA | S2 | Riverland | Solar | 48.104 | 40.9398 | 43.3174 | 43.9614 | 45.3953 | 35.7293 | 38.8409 | 2140.4513 | 2245.6404 | 2551.4826 | 2356.4778 | 2238.0662 | 2348.5035 | 7561.7627 | 7019.1759 | 7526.5491 | 7688.2195 | 7782.1985 | 8720.6668 | 7836.8409 | 7744.5069 | 7957.8111 | 8266.652 | 6928.8945 | 7432.6826 | 7530.8115 | 7349.3525
SA | S3 | Mid-North SA | Solar | 0 | 0.00013615 | 0.0004078 | 0.0003961 | 0.00060227 | 0.00051965 | 0.00057823 | 0.0023361 | 0.0023321 | 0.0024039 | 2602.1257 | 2445.7727 | 2537.2131 | 2629.3462 | 2166.9187 | 2339.7178 | 2412.7817 | 2370.5422 | 2558.9084 | 2424.5813 | 2409.4265 | 2435.5964 | 2543.0864 | 2092.4204 | 2288.208 | 2346.476 | 2966.7178
SA | S4 | Yorke Peninsula | Solar | 0 | 0 | 0 | 0 | 0 | 0 | 0 | 0 | 0 | 0 | 0 | 0 | 0 | 0 | 0 | 0 | 0 | 0 | 0 | 0 | 0 | 0 | 0 | 0 | 0 | 0 | 0
SA | S5 | Northern SA | Solar | 840.0579 | 631.2933 | 657.9734 | 705.7977 | 707.5459 | 687.3728 | 694.5051 | 689.6284 | 738.9781 | 3784.6712 | 6087.3454 | 6149.7421 | 6507.672 | 6807.6894 | 6025.9499 | 6362.6197 | 6395.3608 | 6381.6431 | 9555.958 | 8730.0868 | 9003.3784 | 8698.5744 | 8912.9362 | 7785.1885 | 8429.744 | 8736.398 | 8363.314
SA | S6 | Leigh Creek | Solar | 0 | 0.00019355 | 200.733 | 213.9757 | 366.9721 | 3347.2288 | 3469.406 | 4416.4126 | 4800.4854 | 4932.8306 | 7137.4155 | 13227.401 | 14747.359 | 16146.517 | 13616.694 | 14505.726 | 14587.855 | 15192.636 | 36530.355 | 33500.3 | 56645.78 | 57997.402 | 60518.85 | 57220.426 | 64925.527 | 69931.63 | 83446.05
SA | S7 | Roxby Downs | Solar | 0 | 0.00017587 | 202.6543 | 212.6369 | 1114.0703 | 1087.6812 | 1110.1993 | 1196.2589 | 1284.9702 | 1301.7909 | 1256.5503 | 1199.07 | 1253.3466 | 1273.746 | 2589.672 | 2726.362 | 5483.2974 | 5645.093 | 7494.079 | 7084.115 | 7227.1714 | 7283.7104 | 7543.57 | 6569.313 | 6947.861 | 6947.7686 | 6851.007
SA | S8 | Eastern Eyre Peninsula | Solar | 0 | 9.2979e-05 | 0.00019484 | 0.00018451 | 0.00026067 | 0.00020778 | 0.0002431 | 0.00045743 | 0.00044251 | 0.00045524 | 0.0010535 | 0.0010229 | 0.0010323 | 0.0023258 | 0.0018991 | 0.0020947 | 0.0032177 | 0.0030837 | 9699.714 | 9219.761 | 9346.379 | 9281.033 | 9812.224 | 7825.916 | 8800.016 | 9301.336 | 8633.899
SA | S9 | Western Eyre Peninsula | Solar | 0 | 0.00015663 | 0.0012024 | 0.0011555 | 0.0017233 | 0.001424 | 0.0018204 | 1040.107 | 1087.4158 | 1541.1251 | 3015.354 | 3412.3408 | 3675.9216 | 6176.6406 | 6929.4966 | 7330.756 | 7560.98 | 7640.528 | 8570.389 | 7786.0503 | 7982.8433 | 8021.5703 | 8210.097 | 6861.492 | 7419.103 | 7685.258 | 7383.7715
TAS | T1 | North East Tasmania | Solar | 0 | 0.00010113 | 0.00015244 | 0.00044463 | 331.682 | 468.0443 | 647.9621 | 1089.9496 | 1002.58 | 1080.9126 | 5891.9697 | 11085.04 | 13511.067 | 15156.038 | 14686.368 | 17614.729 | 19737.555 | 19050.48 | 20122.055 | 25758.35 | 27155.559 | 28698.156 | 27634.568 | 33081.066 | 41798.957 | 53204.3 | 51515.094
TAS | T2 | North West Tasmania | Solar | 0 | 6.2892e-05 | 6.9424e-05 | 0.0001127 | 0.0002366 | 0.00028342 | 0.0068215 | 215.7443 | 202.684 | 208.7362 | 226.4504 | 204.1394 | 211.5979 | 207.6017 | 175.6228 | 189.083 | 193.5968 | 182.9353 | 189.494 | 208.8186 | 199.3181 | 203.6526 | 201.4194 | 172.757 | 187.6026 | 188.2966 | 181.1533
TAS | T3 | Central Highlands | Solar | 0 | 7.961e-05 | 9.21e-05 | 0.00016117 | 0.00071034 | 0.0041084 | 220.8469 | 229.2491 | 218.8709 | 230.7771 | 236.927 | 217.4708 | 225.1891 | 226.3407 | 188.9512 | 189.1551 | 201.9501 | 193.4754 | 200.7005 | 215.6154 | 209.8246 | 214.5731 | 217.6207 | 185.5035 | 186.8881 | 196.0257 | 190.0217
Region | REZ | REZ Name | Technology | 2023-24 | 2024-25 | 2025-26 | 2026-27 | 2027-28 | 2028-29 | 2029-30 | 2030-31 | 2031-32 | 2032-33 | 2033-34 | 2034-35 | 2035-36 | 2036-37 | 2037-38 | 2038-39 | 2039-40 | 2040-41 | 2041-42 | 2042-43 | 2043-44 | 2044-45 | 2045-46 | 2046-47 | 2047-48 | 2048-49 | 2049-50
QLD | Q1 | Far North QLD | Wind | 1301.3673 | 3585.6158 | 4000.0701 | 6512.2084 | 9055.8118 | 8573.3936 | 13464.2969 | 17309.0035 | 17515.858 | 17721.9672 | 15207.4117 | 27312.2996 | 37455.6709 | 45645.4056 | 52664.4626 | 60625.4184 | 61429.266 | 60548.4987 | 62054.6051 | 52893.1427 | 54865.9624 | 63873.0896 | 68146.0747 | 121857.1143 | 132321.652 | 136063.0245 | 131964.502
QLD | Q2 | North Qld Clean Energy Hub | Wind | 132.0954 | 2518.3673 | 8603.5997 | 11357.4915 | 14899.5111 | 17438.8264 | 17087.3302 | 16356.5975 | 16890.6824 | 16053.2445 | 14322.0633 | 15736.1151 | 16187.2318 | 16350.3674 | 16612.403 | 16238.0213 | 15928.5805 | 16221.9759 | 15405.6093 | 13810.1707 | 15326.1021 | 18434.4978 | 18594.8648 | 18591.8998 | 18476.719 | 18325.6346 | 18563.457
QLD | Q3 | Northern Qld | Wind | 0 | 0 | 0 | 0 | 0 | 0 | 0 | 0 | 0 | 0 | 0 | 0 | 0 | 0 | 0 | 0 | 0 | 0 | 0 | 0 | 0 | 0 | 0 | 0 | 0 | 0 | 0
QLD | Q4 | Isaac | Wind | 0 | 219.4417 | 338.3913 | 311.9683 | 351.3303 | 333.1257 | 337.4037 | 343.0049 | 353.0551 | 330.1843 | 317.3288 | 308.8581 | 292.9482 | 335.3707 | 2588.0261 | 2582.3285 | 2734.9118 | 2782.8606 | 2607.85 | 2474.4389 | 2469.6339 | 2348.434 | 2649.5993 | 2654.9124 | 2707.4729 | 2879.6562 | 10439.9692
QLD | Q5 | Barcaldine | Wind | 0 | 0.0042769 | 0.0045374 | 0.0060456 | 0.0064583 | 0.0056921 | 0.0058358 | 0.0056129 | 0.006079 | 81.9419 | 174.028 | 246.0397 | 244.4239 | 253.8152 | 219.4159 | 218.1247 | 227.0137 | 242.9309 | 250.788 | 233.8739 | 246.6186 | 248.1842 | 251.8476 | 211.6457 | 215.3303 | 225.1545 | 237.9743
QLD | Q6 | Fitzroy | Wind | 0 | 2494.3557 | 2720.4701 | 2631.2452 | 2905.4848 | 2853.7967 | 2932.0293 | 2875.4886 | 2875.1939 | 2739.0495 | 2655.9501 | 2617.7258 | 2555.9815 | 2816.1911 | 7902.3062 | 7872.3911 | 7919.1095 | 7631.6243 | 7531.8088 | 7095.3408 | 7235.7878 | 6974.0393 | 7415.4189 | 9564.7243 | 9704.709 | 9798.3257 | 9411.3194
QLD | Q7 | Wide Bay | Wind | 0 | 0.00087149 | 689.0108 | 671.8822 | 686.9253 | 745.5414 | 741.8521 | 710.5494 | 636.3973 | 693.2696 | 660.7606 | 646.374 | 638.8785 | 654.5327 | 705.5849 | 706.1868 | 700.2002 | 618.5165 | 679.0092 | 641.8059 | 638.7137 | 635.5373 | 640.061 | 2616.0598 | 2712.1352 | 2769.3606 | 2524.0138
QLD | Q8 | Darling Downs | Wind | 2606.1532 | 9080.5155 | 9515.6861 | 9529.339 | 10438.3676 | 10158.691 | 13313.3425 | 14327.3665 | 16148.9123 | 18956.3424 | 27866.2064 | 40275.2575 | 40506.5905 | 44701.2159 | 43973.9548 | 42817.1545 | 44734.8101 | 42638.5923 | 52394.4769 | 88406.9924 | 93181.4569 | 97517.1197 | 133740.9868 | 134205.7069 | 130912.6705 | 140883.8899 | 133657.8007
QLD | Q9 | Banana | Wind | 0 | 0.0012509 | 0.014674 | 0.014515 | 164.3572 | 342.12 | 337.0559 | 340.0784 | 329.4959 | 331.2474 | 313.9939 | 2136.5574 | 2182.8708 | 2302.7153 | 2324.0199 | 2250.1246 | 2332.5093 | 2243.8607 | 2252.8457 | 2119.0215 | 2117.2163 | 2167.6406 | 2265.8871 | 2222.8666 | 2206.7558 | 2295.0549 | 2221.3925
NSW | N1 | North West NSW | Wind | 0 | 0 | 0 | 0 | 0 | 0 | 0 | 0 | 0 | 0 | 0 | 0 | 0 | 0 | 0 | 0 | 0 | 0 | 0 | 0 | 0 | 0 | 0 | 0 | 0 | 0 | 0
NSW | N2 | New England | Wind | 1497.7904 | 1682.5104 | 1772.1505 | 1854.9554 | 11739.7292 | 12891.0956 | 12167.5557 | 12156.0605 | 11682.9987 | 18021.1994 | 17037.9304 | 17289.0308 | 18325.2018 | 18184.113 | 21137.5602 | 19436.7849 | 19661.272 | 18405.1099 | 19733.275 | 18551.0124 | 18750.503 | 19631.9026 | 19230.8197 | 21185.245 | 19946.1195 | 19959.834 | 18185.1474
NSW | N3 | Central-West Orana | Wind | 382.8385 | 12290.0121 | 11893.2677 | 17425.1274 | 18100.568 | 18729.6591 | 19219.3523 | 21130.1671 | 20421.4486 | 20858.5056 | 20762.9728 | 20833.2798 | 21787.2022 | 25096.7321 | 25385.7987 | 25203.2033 | 24471.5754 | 26009.9421 | 35486.1117 | 34968.2274 | 34712.3802 | 35902.6848 | 38608.1996 | 47010.7265 | 46745.8024 | 45214.9411 | 43197.0646
NSW | N4 | Broken Hill | Wind | 634.1796 | 515.1083 | 550.8311 | 597.1314 | 632.9101 | 586.2605 | 607.274 | 596.8539 | 612.8942 | 565.306 | 540.195 | 532.3876 | 579.5739 | 581.7604 | 547.1252 | 565.4012 | 568.9811 | 594.4195 | 570.666 | 546.0572 | 0.13461 | 0.1487 | 0.14631 | 489.6836 | 497.3696 | 483.3573 | 520.0532
NSW | N5 | South West NSW | Wind | 0 | 9.1582e-05 | 0.00086434 | 0.00082176 | 0.00083779 | 0.00075934 | 0.00082272 | 0.00074466 | 0.00077533 | 0.00076535 | 0.00099482 | 0.0008863 | 0.0010389 | 0.0012748 | 0.0011478 | 0.001223 | 0.0011826 | 0.0018352 | 0.0021772 | 0.0022079 | 0.0019698 | 0.002178 | 0.0025371 | 0.0027381 | 0.0039859 | 0.0038186 | 0.0039214
NSW | N6 | Wagga Wagga | Wind | 0 | 0.00050423 | 0.00047346 | 0.00048118 | 0.00053901 | 0.00048296 | 0.00058839 | 0.00054001 | 0.00054706 | 0.00056335 | 0.0006778 | 0.00059038 | 0.00063689 | 0.00091546 | 0.00080238 | 0.00092592 | 0.00091876 | 0.0015096 | 0.0014719 | 0.0015588 | 0.0013446 | 0.0014594 | 0.0019758 | 0.0018367 | 0.0027435 | 0.0026771 | 0.0027362
NSW | N7 | Tumut | Wind | 0 | 0 | 0 | 0 | 0 | 0 | 0 | 0 | 0 | 0 | 0 | 0 | 0 | 0 | 0 | 0 | 0 | 0 | 0 | 0 | 0 | 0 | 0 | 0 | 0 | 0 | 0
NSW | N8 | Cooma-Monaro | Wind | 327.4128 | 2490.3433 | 2509.7443 | 2593.8531 | 2646.5885 | 2554.8783 | 2600.4297 | 2734.8726 | 2730.2378 | 2495.6502 | 2591.2958 | 2555.4143 | 2691.5981 | 2612.2251 | 3316.9986 | 5246.5179 | 5536.6207 | 5464.3876 | 5068.8932 | 5257.674 | 5156.28 | 5353.2613 | 5238.6579 | 9116.2059 | 9363.9452 | 9759.9783 | 9521.9989
VIC | V1 | Ovens Murray | Wind | 0 | 0 | 0 | 0 | 0 | 0 | 0 | 0 | 0 | 0 | 0 | 0 | 0 | 0 | 0 | 0 | 0 | 0 | 0 | 0 | 0 | 0 | 0 | 0 | 0 | 0 | 0
VIC | V2 | Murray River | Wind | 0 | 0 | 0 | 0 | 0 | 0 | 0 | 0 | 0 | 0 | 0 | 0 | 0 | 0 | 0 | 0 | 0 | 0 | 0 | 0 | 0 | 0 | 0 | 0 | 0 | 0 | 0
VIC | V3 | Western Victoria | Wind | 3828.838 | 3358.8676 | 3517.5833 | 3549.5898 | 7149.8277 | 6323.1906 | 6755.1819 | 7012.3034 | 7797.6952 | 7138.977 | 7147.0112 | 6367.3655 | 6898.3456 | 7203.0567 | 7406.8917 | 7679.4679 | 7323.3301 | 8250.9277 | 7321.594 | 7381.1203 | 6677.5378 | 6354.423 | 6676.125 | 7719.1248 | 8722.1723 | 8023.5418 | 7973.5267
VIC | V4 | South West Victoria | Wind | 5854.5895 | 10155.645 | 11219.5078 | 13629.5359 | 14631.9369 | 15699.6631 | 16922.0584 | 16587.1328 | 18878.1326 | 16665.1102 | 20646.7681 | 20318.5326 | 21066.9643 | 23892.3494 | 23324.7607 | 31709.8622 | 29965.6461 | 35310.2451 | 31495.1231 | 38668.0291 | 43499.1282 | 44473.3509 | 46282.0844 | 43026.3172 | 53366.198 | 49578.705 | 55104.1342
VIC | V5 | Gippsland | Wind | 0 | 2232.9769 | 2277.7521 | 2602.4418 | 4918.3788 | 5602.3641 | 5962.2214 | 5757.4296 | 6590.8787 | 5918.3082 | 6050.5663 | 5882.6853 | 6078.0828 | 6051.8629 | 5757.0734 | 5921.164 | 5739.9595 | 6509.227 | 5889.2864 | 5947.6965 | 5583.177 | 5764.2231 | 5829.1595 | 8397.9906 | 14803.7466 | 13976.8665 | 15766.5577
VIC | V6 | Central North VIC | Wind | 0 | 0.0018231 | 0.0017473 | 580.7763 | 616.9463 | 1023.9052 | 994.6443 | 991.8453 | 1043.9232 | 1052.857 | 1026.4026 | 934.9351 | 1031.4321 | 1551.9974 | 1482.646 | 1442.6379 | 1851.2107 | 2017.5418 | 2206.1791 | 2176.4547 | 1958.1076 | 2166.9702 | 2714.6433 | 2837.9784 | 3494.6615 | 3664.8058 | 3774.4326
SA | S1 | South East SA | Wind | 743.4488 | 1293.2289 | 1288.5672 | 1484.8165 | 1481.0884 | 1448.5384 | 1663.3055 | 2713.0855 | 3263.6915 | 2915.6592 | 3048.603 | 2773.1931 | 2966.2738 | 3622.607 | 3298.0573 | 5732.9152 | 5267.6962 | 10240.8628 | 9296.1105 | 11203.0365 | 10517.722 | 11235.4427 | 11511.6396 | 10325.437 | 11615.9537 | 10499.4545 | 14496.2736
SA | S2 | Riverland | Wind | 0 | 0.00050406 | 0.00047897 | 0.00071022 | 0.00065868 | 0.00060131 | 0.00064624 | 0.00079714 | 0.00085359 | 0.00076313 | 0.001107 | 0.00098382 | 0.0016413 | 0.0016247 | 0.0014615 | 0.0016689 | 0.0020509 | 0.0022117 | 0.0024324 | 0.0052711 | 0.004959 | 0.0057455 | 0.0055244 | 0.0050522 | 0.007526 | 0.0071964 | 0.0075896
SA | S3 | Mid-North SA | Wind | 4144.1151 | 3785.6688 | 3614.8604 | 4275.7561 | 4274.1103 | 7522.1492 | 7680.5504 | 7614.3451 | 8138.6548 | 7742.3394 | 11942.3205 | 10691.0974 | 13672.3437 | 15937.3686 | 16244.7378 | 16852.6136 | 15223.5989 | 16586.6281 | 15748.8689 | 15865.4125 | 14064.4329 | 15915.9762 | 15095.3294 | 14559.5865 | 17285.8659 | 16139.0963 | 17272.8841
SA | S4 | Yorke Peninsula | Wind | 244.7864 | 955.9725 | 908.4761 | 1380.5523 | 1434.2579 | 1348.9456 | 1341.9808 | 1268.2412 | 1470.0033 | 1307.4733 | 1400.2164 | 1242.8073 | 1379.7764 | 4150.3859 | 3782.837 | 3959.7875 | 3663.891 | 4150.7616 | 3792.3656 | 3872.6013 | 8016.6872 | 8766.5781 | 9039.753 | 8254.7971 | 9149.2581 | 8365.1827 | 25487.4423
SA | S5 | Northern SA | Wind | 1301.2466 | 1167.7474 | 1181.7184 | 1316.9874 | 1340.1253 | 1207.6812 | 1237.6809 | 1270.5252 | 1314.471 | 1195.2079 | 1246.1008 | 1197.7973 | 1311.7322 | 1321.8691 | 1198.5736 | 1238.7804 | 1258.2854 | 1264.1444 | 1194.4735 | 1199.4019 | 1192.982 | 1287.4845 | 603.8225 | 482.9553 | 485.6235 | 499.8124 | 532.6755
SA | S6 | Leigh Creek | Wind | 0 | 1073.8915 | 1041.5766 | 1397.1982 | 1300.3886 | 7522.434 | 7587.4088 | 7333.283 | 7198.5585 | 7518.3671 | 7306.189 | 6925.2918 | 7452.9211 | 7297.8546 | 20508.8227 | 23145.7267 | 22483.2754 | 21702.4704 | 37628.2062 | 35983.2166 | 34915.2787 | 36738.1816 | 36319.8897 | 54443.3607 | 57233.6221 | 55033.1966 | 52724.9994
SA | S7 | Roxby Downs | Wind | 0 | 0 | 0 | 0 | 0 | 0 | 0 | 0 | 0 | 0 | 0 | 0 | 0 | 0 | 0 | 0 | 0 | 0 | 0 | 0 | 0 | 0 | 0 | 0 | 0 | 0 | 0
SA | S8 | Eastern Eyre Peninsula | Wind | 316.7962 | 264.0893 | 272.8464 | 1303.3254 | 1316.0153 | 1337.7352 | 1529.7929 | 3035.1803 | 3354.452 | 3085.6981 | 3222.0982 | 2854.8754 | 7173.237 | 7248.3575 | 6537.5668 | 6861.4454 | 6585.987 | 7202.2664 | 7881.4486 | 8940.924 | 8151.801 | 9250.2271 | 9354.7985 | 8477.7328 | 19673.5492 | 24756.5037 | 26827.7642
SA | S9 | Western Eyre Peninsula | Wind | 0 | 1157.069 | 1091.2127 | 3245.2503 | 3292.3168 | 3098.8197 | 3150.9368 | 3042.0164 | 3433.7589 | 3053.5286 | 4493.7729 | 4010.893 | 4565.5615 | 4626.735 | 4292.1107 | 4348.9399 | 4198.1847 | 6228.7783 | 5710.744 | 10795.8695 | 11655.2572 | 12976.2571 | 13121.6829 | 12162.1815 | 12392.7082 | 11796.8874 | 16138.9809
TAS | T1 | North East Tasmania | Wind | 500.7797 | 462.7412 | 540.6965 | 503.9028 | 987.7306 | 898.4618 | 831.1248 | 789.0454 | 863.5011 | 1841.8734 | 4329.4543 | 4457.9746 | 4184.3814 | 5560.741 | 4889.502 | 4704.1743 | 4674.2892 | 9689.2901 | 13635.1062 | 13703.5309 | 19811.6042 | 18174.2496 | 19836.0502 | 31759.9717 | 38251.6852 | 46860.5217 | 49223.9406
TAS | T2 | North West Tasmania | Wind | 877.2255 | 791.1058 | 860.412 | 911.5104 | 919.1846 | 1253.3997 | 3466.4381 | 3282.1407 | 5459.0434 | 5335.7353 | 4749.6739 | 4651.8497 | 4961.3883 | 5534.8987 | 18879.8872 | 18510.812 | 17900.3237 | 21708.6836 | 21019.7982 | 19008.1098 | 19406.8567 | 20204.6951 | 20877.6906 | 24440.7216 | 23886.507 | 23013.6133 | 25714.4215
TAS | T3 | Central Highlands | Wind | 491.2284 | 7404.0017 | 9192.5759 | 10239.602 | 18916.5179 | 20144.7551 | 24224.6202 | 24821.6312 | 32344.7385 | 32902.3991 | 31893.6301 | 44949.9181 | 46784.6831 | 53903.3382 | 52125.0059 | 49483.7092 | 49241.7053 | 53955.3207 | 52512.745 | 48249.5235 | 50695.1304 | 50603.726 | 52432.7357 | 50631.3946 | 47770.2352 | 47290.413 | 51833.2284
Region | REZ | REZ Name | Technology | 2023-24 | 2024-25 | 2025-26 | 2026-27 | 2027-28 | 2028-29 | 2029-30 | 2030-31 | 2031-32 | 2032-33 | 2033-34 | 2034-35 | 2035-36 | 2036-37 | 2037-38 | 2038-39 | 2039-40 | 2040-41 | 2041-42 | 2042-43 | 2043-44 | 2044-45 | 2045-46 | 2046-47 | 2047-48 | 2048-49 | 2049-50
NSW | O1 | Hunter Coast | Offshore Wind | 0 | 0 | 0 | 4.7942e-05 | 4.6834e-05 | 6.8622e-05 | 6.0053e-05 | 6.4065e-05 | 5.8568e-05 | 6.0386e-05 | 7.5831e-05 | 8.0679e-05 | 9.1995e-05 | 9.7044e-05 | 0.00011605 | 9.9644e-05 | 0.00012902 | 0.0001267 | 0.00013716 | 0.00016951 | 0.00017901 | 0.00018597 | 0.00018867 | 0.0002382 | 0.00020754 | 0.00023633 | 0.00021852
NSW | O2 | Illawarra Coast | Offshore Wind | 0 | 0 | 0 | 4.5691e-05 | 4.3365e-05 | 6.3068e-05 | 5.81e-05 | 6.8674e-05 | 6.5556e-05 | 6.3692e-05 | 7.9668e-05 | 7.8078e-05 | 8.8753e-05 | 8.8667e-05 | 0.00011038 | 0.00010007 | 0.00013479 | 0.00014226 | 0.00014019 | 0.00017573 | 0.00016985 | 0.00017611 | 0.0001709 | 0.00022968 | 0.00021054 | 0.00025 | 0.0002447
VIC | O3 | Gippsland Coast | Offshore Wind | 0 | 0 | 0 | 4.9767e-05 | 4.9711e-05 | 6.0007e-05 | 6.0486e-05 | 6.2376e-05 | 7.5702e-05 | 6.9304e-05 | 8.4858e-05 | 9.1662e-05 | 8.7917e-05 | 9.8973e-05 | 0.00011792 | 0.00013012 | 0.00013743 | 0.00018588 | 0.00016913 | 0.00018508 | 0.00019892 | 0.00018772 | 0.00019647 | 0.00024457 | 0.00030625 | 0.00029154 | 0.00036772
TAS | O4 | North West Tasmania Coast | Offshore Wind | 0 | 0 | 0 | 3.8006e-05 | 4.5187e-05 | 4.8638e-05 | 5.7165e-05 | 5.3215e-05 | 6.7729e-05 | 6.3906e-05 | 7.4807e-05 | 7.8622e-05 | 8.4151e-05 | 9.5169e-05 | 0.00010005 | 0.00012228 | 0.00012185 | 0.00015619 | 0.00014417 | 0.00015524 | 0.00017278 | 0.00017365 | 0.00018739 | 0.00022104 | 0.00026903 | 0.00025488 | 0.0003363
VIC | O5 | Portland Coast | Offshore Wind | 0 | 0 | 0 | 4.2014e-05 | 4.4059e-05 | 4.6677e-05 | 5.6336e-05 | 6.1682e-05 | 6.9281e-05 | 6.2382e-05 | 7.6329e-05 | 8.2866e-05 | 7.9699e-05 | 9.7248e-05 | 9.6294e-05 | 0.00012424 | 0.00013617 | 0.00016014 | 0.00014329 | 0.00015803 | 0.00016984 | 0.00016051 | 0.00019266 | 0.00019151 | 0.00032015 | 0.00030196 | 0.00033676
SA | O6 | South East SA Coast | Offshore Wind | 0 | 0 | 0 | 3.5294e-05 | 4.0296e-05 | 4.122e-05 | 5.2855e-05 | 5.279e-05 | 6.5814e-05 | 5.6657e-05 | 7.3216e-05 | 6.9349e-05 | 7.6905e-05 | 8.9881e-05 | 8.8699e-05 | 0.00010574 | 0.00011761 | 0.00014672 | 0.00013082 | 0.00015952 | 0.00016833 | 0.00017247 | 0.00017738 | 0.00018197 | 0.00023335 | 0.00022364 | 0.00027506

## Option 5_REZ Capacity
Capacity by REZ (MW) - Option 5, Hydrogen Superpower Scenario
Capacity calculated on 1 July. In early study years some wind and solar projects enter later in the financial year and are therefore reflected in the following financial year's capacity.
Note: the REZ capacity includes capacity from the existing, committed and anticipated renewables mapped to the relevant REZs
Explicitly modelled generation
Region | REZ | REZ Name | Technology | 2023-24 | 2024-25 | 2025-26 | 2026-27 | 2027-28 | 2028-29 | 2029-30 | 2030-31 | 2031-32 | 2032-33 | 2033-34 | 2034-35 | 2035-36 | 2036-37 | 2037-38 | 2038-39 | 2039-40 | 2040-41 | 2041-42 | 2042-43 | 2043-44 | 2044-45 | 2045-46 | 2046-47 | 2047-48 | 2048-49 | 2049-50
QLD | Q1 | Far North QLD | Solar | 0 | 0 | 0.00015016 | 0.0017855 | 0.0017857 | 425.8503 | 425.8503 | 944.4742 | 944.4742 | 944.4742 | 944.4742 | 1100 | 1100 | 1100 | 1100 | 1100 | 1100 | 1100 | 1100 | 1100 | 1100 | 1100 | 1100 | 3511.34 | 3511.34 | 3511.34 | 3511.34
QLD | Q2 | North Qld Clean Energy Hub | Solar | 83 | 83 | 83.0011 | 83.0011 | 862.1058 | 2816.9504 | 2816.9504 | 2816.9504 | 2816.9504 | 2816.9504 | 2816.9504 | 2816.9504 | 2816.9504 | 3488.845 | 3569.4934 | 3569.4934 | 3569.4934 | 3569.4934 | 3569.4934 | 3569.4934 | 3569.4934 | 3569.4934 | 4466.3237 | 6648.0576 | 6648.0576 | 6630.0576 | 6630.0576
QLD | Q3 | Northern Qld | Solar | 513.997 | 513.997 | 513.9973 | 513.9982 | 513.9982 | 513.9982 | 513.9982 | 513.9982 | 513.9982 | 513.9982 | 514.0007 | 3913.997 | 3913.997 | 3913.997 | 3913.997 | 3913.997 | 3913.997 | 3913.997 | 3913.997 | 3770.997 | 3642.997 | 3642.997 | 3642.997 | 3642.997 | 3532.597 | 3532.597 | 3400
QLD | Q4 | Isaac | Solar | 684.9 | 684.9 | 684.9002 | 684.9007 | 684.9007 | 684.9007 | 684.9009 | 684.9009 | 684.9009 | 684.9009 | 684.9014 | 684.9025 | 999.6993 | 1999.017 | 5876.627 | 5876.627 | 5876.627 | 5876.627 | 6704.255 | 6856.763 | 6856.763 | 7412.4664 | 7542.4 | 7542.4 | 7542.4 | 7083.5 | 6926
QLD | Q5 | Barcaldine | Solar | 14 | 14 | 87.3554 | 87.3555 | 87.3555 | 87.3555 | 87.3555 | 87.3555 | 87.3555 | 87.3555 | 87.3555 | 87.3555 | 87.3555 | 87.3555 | 87.3555 | 87.3555 | 87.3555 | 87.3555 | 87.3555 | 87.3555 | 73.3555 | 73.3555 | 78.1278 | 91.7901 | 91.7901 | 91.7901 | 91.7901
QLD | Q6 | Fitzroy | Solar | 401.5 | 401.5 | 401.5009 | 808.6669 | 808.6669 | 808.6669 | 1387.7636 | 1387.7636 | 1387.7636 | 2448.6405 | 6630.498 | 7934.5 | 7934.5 | 7934.5 | 7934.5 | 7934.5 | 7934.5 | 7934.5 | 7934.5 | 7934.5 | 7934.5 | 7934.5 | 7934.5 | 10074.846 | 10074.846 | 10074.846 | 24444.76
QLD | Q7 | Wide Bay | Solar | 619.03 | 619.03 | 619.0303 | 619.0322 | 619.0322 | 696.0718 | 696.0718 | 696.0718 | 2074.1644 | 2819.03 | 2819.03 | 2819.03 | 2819.03 | 2819.03 | 2819.03 | 2819.03 | 2819.03 | 4442.8667 | 7244.803 | 13061.491 | 13061.491 | 14027.389 | 17975.946 | 19325.714 | 19103.214 | 19103.214 | 35148.4
QLD | Q8 | Darling Downs | Solar | 1330.558 | 1476.558 | 1476.5589 | 1476.5636 | 1476.5636 | 2865.9994 | 3180.939 | 4767.8717 | 4767.8717 | 4767.8717 | 6931.5287 | 8468.558 | 8468.558 | 8347.558 | 8347.558 | 8347.558 | 8347.558 | 11167.876 | 11167.876 | 21669.173 | 26700.904 | 34207.478 | 37568.069 | 37318.715 | 36918.715 | 36884.215 | 51033.008
QLD | Q9 | Banana | Solar | 0 | 0 | 153.5734 | 153.5734 | 153.5734 | 153.5734 | 153.5734 | 153.5734 | 153.5734 | 153.5734 | 153.5735 | 6099.2188 | 6100 | 6100 | 6100 | 6100 | 6100 | 6100 | 6100 | 6100 | 6100 | 6100 | 6100 | 6100 | 6100 | 6100 | 6100
NSW | N1 | North West NSW | Solar | 166 | 166 | 166.0004 | 166.0004 | 182.3257 | 214.6821 | 214.6821 | 214.6822 | 214.6822 | 214.6822 | 214.6822 | 230.5583 | 230.5583 | 555.1403 | 1312.1241 | 1312.1241 | 1312.1241 | 2350.5635 | 2367.4106 | 3606.882 | 3721.951 | 3721.951 | 3721.951 | 4230.2456 | 4230.2456 | 4230.2456 | 4620.1963
NSW | N2 | New England | Solar | 555 | 555 | 555 | 555 | 758.9189 | 1871.6204 | 1871.6204 | 1871.6204 | 2520.6458 | 2520.6458 | 3279.8894 | 3540 | 3540 | 3540 | 3540 | 3540 | 3540 | 3540 | 3540 | 3540 | 3520 | 3520 | 3520 | 3520 | 3520 | 3520 | 3520
NSW | N3 | Central-West Orana | Solar | 826.979 | 906.9794 | 2302.7539 | 3900.4683 | 4675.0461 | 5163.2124 | 5163.2124 | 7756.979 | 7756.979 | 7756.979 | 7756.979 | 7756.979 | 7756.979 | 8425.6284 | 11786.464 | 11786.464 | 11786.464 | 12623.589 | 12623.589 | 12883.832 | 14783.483 | 14783.483 | 14783.483 | 18520.612 | 18520.612 | 18470.612 | 18267.572
NSW | N4 | Broken Hill | Solar | 53 | 53 | 53 | 53.0001 | 53.0005 | 53.0006 | 53.0013 | 53.0017 | 53.0017 | 53.0017 | 53.0017 | 182.0125 | 182.0125 | 206.886 | 259.4711 | 259.4711 | 259.4711 | 259.4711 | 259.4711 | 259.4711 | 308.4962 | 308.4962 | 308.4962 | 308.4962 | 308.4962 | 308.4962 | 308.4962
NSW | N5 | South West NSW | Solar | 1246.4 | 1500.5 | 1501.1235 | 1501.1235 | 1501.1236 | 1567.8059 | 1567.8059 | 2117.6586 | 2117.6586 | 3989.6096 | 3989.6094 | 4460.3564 | 4460.3564 | 4526.1753 | 4797.667 | 4647.367 | 4647.367 | 4647.367 | 4647.367 | 4647.367 | 4647.367 | 4647.367 | 4647.367 | 4756.586 | 4756.586 | 4756.586 | 4507.182
NSW | N6 | Wagga Wagga | Solar | 302.672 | 682.672 | 682.6722 | 682.6722 | 682.6768 | 1710.672 | 1710.672 | 1710.672 | 1710.672 | 1710.672 | 1710.672 | 1710.672 | 1710.672 | 1710.672 | 1710.672 | 1710.672 | 1710.672 | 1710.672 | 1710.672 | 1710.672 | 1710.672 | 1710.672 | 1710.672 | 1710.672 | 1710.672 | 1710.672 | 1710.672
NSW | N7 | Tumut | Solar | 0 | 0 | 0 | 0 | 0 | 0 | 0 | 0 | 0 | 0 | 0 | 0 | 0 | 0 | 0 | 0 | 0 | 0 | 0 | 0 | 0 | 0 | 0 | 0 | 0 | 0 | 0
NSW | N8 | Cooma-Monaro | Solar | 0 | 0 | 0 | 0 | 0 | 0 | 0 | 0 | 0 | 0 | 0 | 0 | 0 | 0 | 0 | 0 | 0 | 0 | 0 | 0 | 0 | 0 | 0 | 0 | 0 | 0 | 0
VIC | V1 | Ovens Murray | Solar | 0 | 0.0001148 | 0.00013395 | 0.0013534 | 442.8928 | 442.8928 | 442.8928 | 442.8928 | 442.8928 | 442.8928 | 442.8928 | 487.135 | 487.135 | 713.6508 | 950.7079 | 950.7079 | 950.7079 | 1000 | 1000 | 1000 | 1000 | 1000 | 1000 | 1000 | 1000 | 1000 | 1000
VIC | V2 | Murray River | Solar | 679.093 | 679.093 | 679.093 | 679.093 | 679.0931 | 679.0932 | 679.0932 | 1915.8026 | 1915.8026 | 1916.4205 | 1916.4205 | 2170.1634 | 2170.1634 | 2170.1634 | 2227.5323 | 2227.5323 | 2227.5323 | 2227.5323 | 2227.5323 | 2227.5323 | 2263.1015 | 2263.1015 | 2231.9985 | 2363.5001 | 2363.5001 | 2324.2383 | 2230.2353
VIC | V3 | Western Victoria | Solar | 0 | 0 | 0.00011345 | 0.00071103 | 400 | 400 | 400 | 400 | 400 | 472.7218 | 472.7218 | 1323.8801 | 1323.8801 | 1384.1846 | 1606.6534 | 1606.6649 | 1606.7911 | 1606.811 | 2205.9877 | 2205.9877 | 2205.9877 | 2205.9877 | 2205.9877 | 2205.9877 | 2231.9925 | 2234.2925 | 2234.2925
VIC | V4 | South West Victoria | Solar | 0 | 0 | 0 | 0 | 0 | 0 | 0 | 0 | 0 | 0 | 0 | 0 | 0 | 0 | 0 | 0 | 0 | 0 | 0 | 0 | 0 | 0 | 0 | 0 | 0 | 0 | 0
VIC | V5 | Gippsland | Solar | 0 | 0 | 0.00014347 | 137.935 | 234.4709 | 234.4709 | 234.4709 | 234.4709 | 234.4709 | 444.9215 | 500 | 500 | 500 | 500 | 500 | 500 | 1083.1399 | 1191.7947 | 4605.2583 | 4605.2583 | 7124.479 | 7124.479 | 7124.479 | 7124.479 | 7851.1523 | 9012.96 | 9357.999
VIC | V6 | Central North VIC | Solar | 402.48 | 402.48 | 402.4802 | 556.8412 | 556.8412 | 556.8412 | 556.8412 | 556.8412 | 556.8412 | 556.8412 | 556.8412 | 632.8431 | 632.8431 | 632.8431 | 632.8431 | 632.8431 | 632.8431 | 707.0447 | 743.9425 | 743.9425 | 1039.4624 | 928.9824 | 928.9824 | 1373.0427 | 1373.0427 | 1373.0427 | 1400.8365
SA | S1 | South East SA | Solar | 155.16 | 155.16 | 155.1602 | 155.1602 | 155.1602 | 155.1602 | 155.1604 | 155.1605 | 155.1605 | 208.271 | 255.16 | 255.16 | 255.16 | 255.16 | 255.16 | 255.16 | 255.16 | 255.16 | 208 | 208 | 208 | 208 | 208 | 208 | 208 | 208 | 100
SA | S2 | Riverland | Solar | 25.26 | 25.2601 | 25.2611 | 25.2611 | 25.2625 | 25.2625 | 25.2675 | 1166.6741 | 1160.5541 | 1232.8197 | 1232.8197 | 1276.3553 | 1276.3553 | 3522.6048 | 4019.14 | 4019.14 | 4019.14 | 4019.14 | 4007.38 | 4007.38 | 4007.38 | 4007.38 | 4000 | 4000 | 4000 | 4000 | 4000
SA | S3 | Mid-North SA | Solar | 0 | 0 | 0.00024597 | 0.00024627 | 0.00036025 | 0.00037609 | 0.00039107 | 0.0015735 | 0.0015738 | 0.0015784 | 1300 | 1300 | 1300 | 1300 | 1300 | 1300 | 1300 | 1300 | 1300 | 1300 | 1300 | 1300 | 1300 | 1300 | 1300 | 1300 | 1703.6024
SA | S4 | Yorke Peninsula | Solar | 0 | 0 | 0 | 0 | 0 | 0 | 0 | 0 | 0 | 0 | 0 | 0 | 0 | 0 | 0 | 0 | 0 | 0 | 0 | 0 | 0 | 0 | 0 | 0 | 0 | 0 | 0
SA | S5 | Northern SA | Solar | 349.2 | 349.2 | 349.2003 | 349.2003 | 349.2004 | 349.2006 | 349.2006 | 349.2467 | 349.2467 | 1770.7272 | 2875.9737 | 3107.2713 | 3107.2713 | 3214.0103 | 3249.2 | 3249.2 | 3249.2 | 3249.2 | 4327.0877 | 4327.0877 | 4445.885 | 4175.885 | 4175.885 | 4245.0936 | 4263.9956 | 4420.874 | 4420.874
SA | S6 | Leigh Creek | Solar | 0 | 0.00011135 | 98.6325 | 98.6325 | 168.197 | 1659.204 | 1659.204 | 2113.9983 | 2113.9983 | 2113.9983 | 3265.7705 | 5977.7656 | 6237.921 | 6500 | 6500 | 6500 | 6500 | 6500 | 14856.364 | 14868.749 | 23912.627 | 23912.627 | 23912.627 | 26535.543 | 28017.203 | 30075.186 | 34939.227
SA | S7 | Roxby Downs | Solar | 0 | 0 | 96.965 | 96.965 | 505.6746 | 567.7392 | 567.7392 | 615.3044 | 615.3044 | 615.3044 | 626.7105 | 637.9318 | 637.9318 | 637.9318 | 1414.8597 | 1414.8597 | 2694.219 | 2694.219 | 3306.3271 | 3400 | 3400 | 3400 | 3400 | 3400 | 3400 | 3400 | 3400
SA | S8 | Eastern Eyre Peninsula | Solar | 0 | 0 | 0.0001226 | 0.00012279 | 0.0001635 | 0.00016395 | 0.00017703 | 0.00032274 | 0.00032287 | 0.00032539 | 0.00072226 | 0.00072378 | 0.00072406 | 0.001521 | 0.0015217 | 0.001523 | 0.0022282 | 0.0022285 | 5000 | 5000 | 5000 | 5000 | 5000 | 5000 | 5000 | 5000 | 5000
SA | S9 | Western Eyre Peninsula | Solar | 0 | 0 | 0.00065285 | 0.00065309 | 0.00095633 | 0.00095802 | 0.0011427 | 572.6747 | 572.6747 | 774.793 | 1530.3859 | 1877.7272 | 1877.7272 | 3028.8745 | 4000 | 4000 | 4000 | 4000 | 4000 | 4000 | 4000 | 4000 | 4000 | 4000 | 4000 | 4000 | 4000
TAS | T1 | North East Tasmania | Solar | 0 | 0 | 0 | 0.00026447 | 181.4196 | 300 | 403.4041 | 671.4272 | 671.4272 | 671.4272 | 3392.233 | 6408.567 | 7324.5327 | 8483.155 | 9555.5205 | 10890.344 | 11914.464 | 12180.525 | 12180.525 | 14862.346 | 15602.7705 | 15602.7705 | 15602.7705 | 21282.262 | 25442.984 | 31869.494 | 33046.92
TAS | T2 | North West Tasmania | Solar | 0 | 0 | 0 | 0 | 0.00017057 | 0.00024016 | 0.0050295 | 150 | 150 | 150 | 150 | 150 | 150 | 150 | 150 | 150 | 150 | 150 | 150 | 150 | 150 | 150 | 150 | 150 | 150 | 150 | 150
TAS | T3 | Central Highlands | Solar | 0 | 0 | 0 | 0.00011085 | 0.00045359 | 0.0030439 | 150 | 150 | 150 | 150 | 150 | 150 | 150 | 150 | 150 | 150 | 150 | 150 | 150 | 150 | 150 | 150 | 150 | 150 | 150 | 150 | 150
Region | REZ | REZ Name | Technology | 2023-24 | 2024-25 | 2025-26 | 2026-27 | 2027-28 | 2028-29 | 2029-30 | 2030-31 | 2031-32 | 2032-33 | 2033-34 | 2034-35 | 2035-36 | 2036-37 | 2037-38 | 2038-39 | 2039-40 | 2040-41 | 2041-42 | 2042-43 | 2043-44 | 2044-45 | 2045-46 | 2046-47 | 2047-48 | 2048-49 | 2049-50
QLD | Q1 | Far North QLD | Wind | 337.318 | 1051.0748 | 1051.0748 | 1674.0212 | 2252.2242 | 2277.439 | 3362.1542 | 4389.4132 | 4389.4132 | 4389.4132 | 4389.4132 | 7541.773 | 9746.871 | 11360.633 | 14120.994 | 15298.535 | 15298.535 | 15298.535 | 15298.535 | 15298.535 | 15118.017 | 16684.545 | 17286.513 | 33400.962 | 33680.007 | 33821 | 33821
QLD | Q2 | North Qld Clean Energy Hub | Wind | 43.2 | 871.8256 | 2469.6662 | 3214.9277 | 4145.2428 | 4743.2003 | 4743.2003 | 4743.2006 | 4743.2006 | 4743.2006 | 4743.2006 | 4743.2026 | 4743.2026 | 4743.2026 | 4743.2026 | 4743.2026 | 4743.2026 | 4743.2026 | 4743.2026 | 4743.2026 | 4743.2095 | 5751.8964 | 5718.2086 | 5718.2086 | 5718.2086 | 5718.2086 | 5718.2086
QLD | Q3 | Northern Qld | Wind | 0 | 0 | 0 | 0 | 0 | 0 | 0 | 0 | 0 | 0 | 0 | 0 | 0 | 0 | 0 | 0 | 0 | 0 | 0 | 0 | 0 | 0 | 0 | 0 | 0 | 0 | 0
QLD | Q4 | Isaac | Wind | 0 | 85.0717 | 120.7099 | 120.7099 | 120.7099 | 120.7099 | 120.7099 | 120.7099 | 120.7099 | 120.7099 | 120.7099 | 120.7099 | 120.7099 | 120.7099 | 938.5666 | 938.5666 | 938.5666 | 938.567 | 938.567 | 938.567 | 938.567 | 938.567 | 938.567 | 1000.001 | 1000.001 | 1000.002 | 3800
QLD | Q5 | Barcaldine | Wind | 0 | 0.0017999 | 0.0018004 | 0.0024666 | 0.0025244 | 0.0025246 | 0.0025247 | 0.0025252 | 0.0025278 | 31.1147 | 70.2966 | 96.7433 | 96.7433 | 96.7433 | 96.7433 | 96.7433 | 96.7433 | 96.7433 | 97.4245 | 97.4245 | 97.4247 | 97.4247 | 97.4247 | 97.4247 | 97.4247 | 97.4247 | 97.4247
QLD | Q6 | Fitzroy | Wind | 0 | 900.0002 | 900.0005 | 900.0005 | 900.0005 | 900.0011 | 900.0078 | 900.0078 | 900.0078 | 900.0078 | 900.0079 | 900.5222 | 900.5222 | 900.5222 | 2755.5416 | 2755.5416 | 2755.5416 | 2755.5416 | 2755.5416 | 2755.5416 | 2755.5416 | 2755.5416 | 2755.5416 | 3500 | 3500 | 3500 | 3500
QLD | Q7 | Wide Bay | Wind | 0 | 0.00042739 | 274.4063 | 274.4063 | 274.4063 | 274.4092 | 274.4092 | 274.4092 | 274.4092 | 274.4092 | 274.4092 | 274.4092 | 274.4092 | 274.4092 | 274.4126 | 274.4126 | 274.4126 | 274.4126 | 274.4126 | 274.4126 | 274.4126 | 274.4126 | 274.4126 | 1100 | 1100 | 1100 | 1100
QLD | Q8 | Darling Downs | Wind | 753 | 3208.7979 | 3208.7979 | 3208.7979 | 3348.3755 | 3348.3755 | 4548.9942 | 4889.0606 | 5707.0957 | 6525.9976 | 9700.8286 | 14399.0836 | 14399.0846 | 15245.1156 | 15245.1156 | 15245.1156 | 15245.1156 | 15245.1156 | 18076.8116 | 30726.2706 | 33711.7436 | 35390.7396 | 46701.8576 | 47392.9276 | 47392.9276 | 48567.9976 | 48567.9976
QLD | Q9 | Banana | Wind | 0 | 0.00059786 | 0.0061622 | 0.006163 | 64.3311 | 135.7025 | 135.7025 | 135.7025 | 135.7025 | 135.7025 | 135.7025 | 900.0011 | 900.0011 | 900.0011 | 900.0011 | 900.0011 | 900.0011 | 900.0011 | 900.0013 | 900.0013 | 900.0016 | 900.0016 | 900.0019 | 900.0027 | 900.0027 | 900.0027 | 900.0027
NSW | N1 | North West NSW | Wind | 0 | 0 | 0 | 0 | 0 | 0 | 0 | 0 | 0 | 0 | 0 | 0 | 0 | 0 | 0 | 0 | 0 | 0 | 0 | 0 | 0 | 0 | 0 | 0 | 0 | 0 | 0
NSW | N2 | New England | Wind | 442.48 | 631.9389 | 631.9415 | 641.377 | 3936.6732 | 4112.9535 | 4112.9535 | 4112.9535 | 4112.9535 | 6207.758 | 6207.7583 | 6207.758 | 6207.758 | 6207.758 | 6838.515 | 6666.035 | 6666.035 | 6666.035 | 6746.207 | 6746.207 | 6704.74 | 6704.74 | 6704.74 | 6980.8945 | 6980.8945 | 6980.8945 | 6980.8945
NSW | N3 | Central-West Orana | Wind | 113.19 | 4185.9004 | 4185.9004 | 6051.4224 | 6051.4224 | 6214.536 | 6435.4537 | 7358.5137 | 7358.5137 | 7358.5137 | 7358.5137 | 7548.8043 | 7548.8043 | 8466.328 | 8466.328 | 8466.328 | 8466.328 | 9378.685 | 12472.392 | 12472.392 | 12627.681 | 12627.681 | 13115.831 | 15831.886 | 15831.886 | 15831.886 | 15718.696
NSW | N4 | Broken Hill | Wind | 198.94 | 198.9412 | 198.9412 | 198.9415 | 198.9416 | 198.9416 | 198.9416 | 198.9416 | 198.9416 | 198.9416 | 198.9416 | 198.9416 | 198.9416 | 198.9416 | 198.9416 | 198.9416 | 198.9416 | 198.9417 | 198.9986 | 198.9986 | 0.058643 | 0.058644 | 0.058645 | 198.0138 | 198.014 | 198.014 | 198.014
NSW | N5 | South West NSW | Wind | 0 | 0 | 0.0003847 | 0.00038645 | 0.00038698 | 0.00038738 | 0.00038803 | 0.00038946 | 0.00038966 | 0.00039662 | 0.00049156 | 0.00049182 | 0.00052084 | 0.00061078 | 0.0006142 | 0.0006266 | 0.00062718 | 0.00089149 | 0.0010685 | 0.0010726 | 0.0010731 | 0.0010739 | 0.0012135 | 0.0014396 | 0.0019074 | 0.001908 | 0.0019097
NSW | N6 | Wagga Wagga | Wind | 0 | 0.00025619 | 0.00025623 | 0.00025649 | 0.00026995 | 0.00027374 | 0.00030451 | 0.00030525 | 0.0003063 | 0.00032561 | 0.00036324 | 0.00036335 | 0.00036467 | 0.00047172 | 0.00047821 | 0.00052293 | 0.00052452 | 0.00080553 | 0.00080773 | 0.00081157 | 0.00081174 | 0.00081219 | 0.0010142 | 0.0010791 | 0.0014461 | 0.0014476 | 0.0014876
NSW | N7 | Tumut | Wind | 0 | 0 | 0 | 0 | 0 | 0 | 0 | 0 | 0 | 0 | 0 | 0 | 0 | 0 | 0 | 0 | 0 | 0 | 0 | 0 | 0 | 0 | 0 | 0 | 0 | 0 | 0
NSW | N8 | Cooma-Monaro | Wind | 113 | 771.5178 | 771.5178 | 771.5178 | 771.5178 | 771.5178 | 771.5178 | 771.5178 | 771.5178 | 771.5178 | 771.5178 | 771.5178 | 771.5178 | 771.5178 | 1007.1771 | 1594.5328 | 1594.5328 | 1557.6462 | 1557.6462 | 1557.6462 | 1557.6462 | 1557.6462 | 1557.6462 | 2927.244 | 2927.244 | 2927.244 | 2927.244
VIC | V1 | Ovens Murray | Wind | 0 | 0 | 0 | 0 | 0 | 0 | 0 | 0 | 0 | 0 | 0 | 0 | 0 | 0 | 0 | 0 | 0 | 0 | 0 | 0 | 0 | 0 | 0 | 0 | 0 | 0 | 0
VIC | V2 | Murray River | Wind | 0 | 0 | 0 | 0 | 0 | 0 | 0 | 0 | 0 | 0 | 0 | 0 | 0 | 0 | 0 | 0 | 0 | 0 | 0 | 0 | 0 | 0 | 0 | 0 | 0 | 0 | 0
VIC | V3 | Western Victoria | Wind | 1934.5 | 1934.5 | 1934.5 | 1934.5 | 2634.5003 | 2634.5322 | 2634.5322 | 2634.5322 | 2634.5322 | 2634.5322 | 2582.0322 | 2390.0322 | 2390.0322 | 2390.0322 | 2803.7233 | 2803.7233 | 2803.7233 | 2803.7233 | 2803.7233 | 2772.6733 | 2641.4733 | 2329.4733 | 2329.4733 | 3129.9007 | 3245.2285 | 3216.5285 | 2809
VIC | V4 | South West Victoria | Wind | 2023.21 | 3539.1329 | 3716.4478 | 4396.1039 | 4396.1039 | 5388.435 | 5388.435 | 5465.71 | 5465.71 | 5465.71 | 6481.904 | 6481.9043 | 6481.9043 | 6997.6827 | 7517.812 | 9501.4162 | 9501.4162 | 9972.351 | 9972.351 | 11733.083 | 13737.818 | 13737.818 | 13303.516 | 13639.869 | 15473.1 | 15473.1 | 15473.1
VIC | V5 | Gippsland | Wind | 0 | 741.6232 | 741.6232 | 862.6393 | 1623.226 | 2000 | 2000 | 2000 | 2000 | 2000 | 2000 | 2000 | 2000 | 2000 | 2000 | 2000 | 2000 | 2000 | 2000 | 2000 | 2000 | 2000 | 2000 | 3072.3887 | 5153 | 5153 | 5153
VIC | V6 | Central North VIC | Wind | 0 | 0.00079676 | 0.00079681 | 224.441 | 224.4412 | 400.0022 | 400.0022 | 400.0022 | 400.0022 | 400.0022 | 400.0022 | 400.0022 | 400.0022 | 600.9842 | 600.9842 | 600.9842 | 769.589 | 794.1827 | 876.1849 | 876.1849 | 876.1849 | 876.1849 | 1057.8661 | 1210.442 | 1533.6283 | 1600 | 1600
SA | S1 | South East SA | Wind | 324.5 | 577.6312 | 577.6312 | 577.6312 | 577.6313 | 656.5615 | 698.2182 | 1078.5005 | 1078.5005 | 1078.5005 | 1078.5043 | 1078.5043 | 998.0043 | 1254.6806 | 1254.6806 | 1970.8882 | 1970.8882 | 3200 | 3200 | 3718.495 | 3718.495 | 3718.495 | 3718.495 | 3718.495 | 3841.9353 | 3841.9353 | 4652.375
SA | S2 | Riverland | Wind | 0 | 0.00027497 | 0.00027502 | 0.0003511 | 0.00035141 | 0.00035283 | 0.00035515 | 0.00045024 | 0.00045042 | 0.00045055 | 0.00059277 | 0.00059296 | 0.00084801 | 0.00086505 | 0.00086594 | 0.0009182 | 0.0011532 | 0.0011567 | 0.0013494 | 0.0027823 | 0.0028729 | 0.0028732 | 0.0028735 | 0.0028742 | 0.0039116 | 0.0039305 | 0.0039314
SA | S3 | Mid-North SA | Wind | 1343.1 | 1343.1023 | 1343.1023 | 1358.19 | 1358.19 | 2543.1021 | 2543.1021 | 2543.1312 | 2543.1312 | 2543.1312 | 3869.1758 | 3869.1758 | 4313.3503 | 5208.3772 | 5508.5542 | 5588.2 | 5261.5 | 5261.5 | 5261.5 | 5261.5 | 5047.6 | 5047.6 | 4916.8 | 4916.8 | 5675.9216 | 5675.9216 | 5675.9216
SA | S4 | Yorke Peninsula | Wind | 90.75 | 369.7973 | 369.7973 | 490.7513 | 490.7524 | 522.077 | 482.5114 | 489.7749 | 489.7749 | 489.7749 | 489.7749 | 489.7749 | 489.7749 | 1400 | 1400 | 1400 | 1400 | 1400 | 1400 | 1400 | 2985.9746 | 2985.9746 | 2985.9746 | 2985.9746 | 3150.6816 | 3150.6816 | 8192.3853
SA | S5 | Northern SA | Wind | 422.4 | 422.4 | 422.4 | 422.4 | 422.4 | 422.4 | 422.4 | 422.4 | 422.4 | 422.4 | 422.4 | 422.4 | 422.4 | 422.4 | 422.4 | 422.4 | 422.4 | 422.4 | 422.4 | 422.4 | 422.4 | 422.4 | 210 | 210 | 210 | 210 | 210
SA | S6 | Leigh Creek | Wind | 0 | 366.3839 | 366.3839 | 435.7909 | 435.7909 | 2400 | 2400 | 2400 | 2400 | 2400 | 2400 | 2400 | 2400 | 2400 | 6446.4575 | 7164.6416 | 7164.6416 | 7164.6416 | 11713.77 | 11713.77 | 11713.77 | 11713.77 | 11713.77 | 16890.355 | 17426 | 17426 | 17426
SA | S7 | Roxby Downs | Wind | 0 | 0 | 0 | 0 | 0 | 0 | 0 | 0 | 0 | 0 | 0 | 0 | 0 | 0 | 0 | 0 | 0 | 0 | 0 | 0 | 0 | 0 | 0 | 0 | 0 | 0 | 0
SA | S8 | Eastern Eyre Peninsula | Wind | 136 | 136.0012 | 136.0012 | 455.2427 | 455.2427 | 504.6815 | 545.3471 | 1080.6264 | 1080.6264 | 1080.6264 | 1080.6264 | 1080.6264 | 2294.7772 | 2300 | 2300 | 2300 | 2300 | 2300 | 2656.7134 | 2982.0154 | 2982.0154 | 2982.0154 | 2982.0154 | 2982.0154 | 6478.426 | 8531.2896 | 8531.2896
SA | S9 | Western Eyre Peninsula | Wind | 0 | 400.0007 | 400.0007 | 1056.4671 | 1056.4671 | 1090.6614 | 1090.6614 | 1090.6614 | 1090.6614 | 1090.6614 | 1500 | 1500 | 1500 | 1500 | 1500 | 1500 | 1500 | 1995.7756 | 1995.7756 | 3682.4412 | 4228.986 | 4228.986 | 4228.986 | 4228.986 | 4228.986 | 4228.986 | 5279.706
TAS | T1 | North East Tasmania | Wind | 168 | 168.0014 | 168.0014 | 168.0014 | 285.8594 | 285.8594 | 285.8594 | 285.8594 | 285.8594 | 568.0011 | 1301.7601 | 1301.7601 | 1301.7601 | 1568 | 1568 | 1575.0594 | 1575.0594 | 2964.4553 | 4078.206 | 4078.206 | 5497.1196 | 5497.1196 | 5497.1196 | 9395.873 | 11867.955 | 14565.059 | 14565.059
TAS | T2 | North West Tasmania | Wind | 251.6 | 251.6005 | 251.6005 | 251.6006 | 251.6039 | 380.1875 | 996.0621 | 996.0621 | 1449.8675 | 1449.8675 | 1449.8675 | 1449.8675 | 1449.8676 | 1542.8984 | 5251.6 | 5259.852 | 5259.852 | 5651.5395 | 5651.5395 | 5651.5395 | 5651.5395 | 5651.5395 | 5651.5395 | 6868.6 | 6868.6 | 6868.6 | 6868.6
TAS | T3 | Central Highlands | Wind | 144 | 1689.9793 | 1972.0226 | 2204.5164 | 3914.2266 | 4295.458 | 5442.055 | 5602.179 | 6784.049 | 7057.4614 | 7385.521 | 10086.66 | 10436.27 | 11635.279 | 11731.169 | 11736 | 11736 | 11736 | 11736 | 11736 | 11736 | 11592 | 11592 | 11592 | 11592 | 11592 | 11592
Region | REZ | REZ Name | Technology | 2023-24 | 2024-25 | 2025-26 | 2026-27 | 2027-28 | 2028-29 | 2029-30 | 2030-31 | 2031-32 | 2032-33 | 2033-34 | 2034-35 | 2035-36 | 2036-37 | 2037-38 | 2038-39 | 2039-40 | 2040-41 | 2041-42 | 2042-43 | 2043-44 | 2044-45 | 2045-46 | 2046-47 | 2047-48 | 2048-49 | 2049-50
NSW | O1 | Hunter Coast | Offshore Wind | 0 | 0 | 0 | 0 | 0 | 0 | 0 | 0 | 0 | 0 | 0 | 0 | 0 | 0 | 0 | 0 | 0 | 0 | 0 | 0 | 0 | 0 | 0 | 0 | 0 | 0 | 0
NSW | O2 | Illawarra Coast | Offshore Wind | 0 | 0 | 0 | 0 | 0 | 0 | 0 | 0 | 0 | 0 | 0 | 0 | 0 | 0 | 0 | 0 | 0 | 0 | 0 | 0 | 0 | 0 | 0 | 0 | 0 | 0 | 0
VIC | O3 | Gippsland Coast | Offshore Wind | 0 | 0 | 0 | 0 | 0 | 0 | 0 | 0 | 0 | 0 | 0 | 0 | 0 | 0 | 0 | 0 | 0 | 0 | 0 | 0 | 0 | 0 | 0 | 0 | 0.00010807 | 0.00010874 | 0.00012296
TAS | O4 | North West Tasmania Coast | Offshore Wind | 0 | 0 | 0 | 0 | 0 | 0 | 0 | 0 | 0 | 0 | 0 | 0 | 0 | 0 | 0 | 0 | 0 | 0 | 0 | 0 | 0 | 0 | 0 | 0 | 0 | 0 | 0.00011347
VIC | O5 | Portland Coast | Offshore Wind | 0 | 0 | 0 | 0 | 0 | 0 | 0 | 0 | 0 | 0 | 0 | 0 | 0 | 0 | 0 | 0 | 0 | 0 | 0 | 0 | 0 | 0 | 0 | 0 | 0.00011198 | 0.00011381 | 0.00011779
SA | O6 | South East SA Coast | Offshore Wind | 0 | 0 | 0 | 0 | 0 | 0 | 0 | 0 | 0 | 0 | 0 | 0 | 0 | 0 | 0 | 0 | 0 | 0 | 0 | 0 | 0 | 0 | 0 | 0 | 0 | 0 | 0.00010086

## Option 5_VOM Cost
VOM cost by technology ($000s) - Option 5, Hydrogen Superpower Scenario
VOM | Real June 2021 dollars discounted to 1 July 2021
Explicitly modelled generation
Region | Technology | 2023-24 | 2024-25 | 2025-26 | 2026-27 | 2027-28 | 2028-29 | 2029-30 | 2030-31 | 2031-32 | 2032-33 | 2033-34 | 2034-35 | 2035-36 | 2036-37 | 2037-38 | 2038-39 | 2039-40 | 2040-41 | 2041-42 | 2042-43 | 2043-44 | 2044-45 | 2045-46 | 2046-47 | 2047-48 | 2048-49 | 2049-50
NEM | Black Coal | 333459.5228 | 223454.6114 | 164768.4733 | 113359.5822 | 58184.3502 | 43140.842 | 30280.5 | 0 | 0 | 0 | 0 | 0 | 0 | 0 | 0 | 0 | 0 | 0 | 0 | 0 | 0 | 0 | 0 | 0 | 0 | 0 | 0
NEM | Brown Coal | 97467.2415 | 72508.8838 | 57983.795 | 43022.787 | 27227.8 | 16591.6895 | 16010.373 | 0 | 0 | 0 | 0 | 0 | 0 | 0 | 0 | 0 | 0 | 0 | 0 | 0 | 0 | 0 | 0 | 0 | 0 | 0 | 0
NEM | CCGT | 48263.1799 | 24373.7908 | 38738.4087 | 39181.5872 | 34208.0518 | 36172.5537 | 32654.1175 | 34521.2788 | 34598.1263 | 24333.7882 | 28249.539 | 27755.7654 | 14551.6049 | 8076.0229 | 14886.6632 | 6080.503 | 5164.7918 | 19635.1383 | 18583.0659 | 18233.2703 | 12820.5409 | 11953.2258 | 4746.9885 | 2389.537 | 2190.2205 | 1843.2068 | 1934.4092
NEM | Gas - Steam | 474.9434 | 246.1516 | 1051.1473 | 338.8243 | 920.9347 | 2237.1862 | 413.2594 | 1101.3505 | 415.2308 | 225.5632 | 85.7521 | 172.4461 | 114.0322 | 101.0348 | 229.1142 | 137.7494 | 0 | 0 | 0 | 0 | 0 | 0 | 0 | 0 | 0 | 0 | 0
NEM | OCGT / Diesel | 5261.5179 | 1980.8056 | 5030.531 | 4143.4609 | 6523.6046 | 15586.1257 | 2399.1327 | 11649.6568 | 3873.6591 | 2253.6133 | 404.9501 | 1715.7439 | 964.165 | 627.2994 | 1062.9794 | 424.1463 | 1329.7042 | 6997.2973 | 4495.2475 | 3772.5001 | 10697.3158 | 323.9404 | 263.7343 | 4812.2247 | 56.2047 | 83.7483 | 55.4979
NEM | Hydro | 117171.9738 | 87117.0263 | 88235.8317 | 82032.9599 | 81914.8392 | 95386.845 | 87240.2599 | 74223.256 | 70694.1474 | 60703.153 | 65525.1951 | 62965.4067 | 53435.6423 | 46195.1768 | 56599.805 | 46750.393 | 42041.7873 | 42264.2346 | 34793.4791 | 35347.3331 | 38410.4832 | 33272.4167 | 25500.8321 | 35734.3823 | 29034.9344 | 30236.4469 | 30684.5379
NEM | Hydrogen Turbine | 0 | 0 | 0 | 0 | 0 | 0 | 0 | 332.7045 | 320.5816 | 148.8233 | 246.4601 | 459.4791 | 195.269 | 305.3222 | 1123.0838 | 1071.555 | 1412.7991 | 1318.9986 | 968.7728 | 1127.6677 | 4239.2881 | 3697.1042 | 3901.5337 | 6114.977 | 6004.8849 | 6071.7074 | 6166.2085
NEM | Wind | 2529.6303 | 6076.0948 | 6627.6318 | 7803.0306 | 9813.128 | 10277.4163 | 10769.9121 | 10722.8378 | 11186.4817 | 10852.9034 | 11021.6652 | 12257.8406 | 12783.1364 | 13600.5209 | 14506.6852 | 14446.2119 | 13565.7333 | 13794.9409 | 14079.3069 | 14303.1538 | 14195.7559 | 14186.5171 | 14776.4636 | 16575.192 | 16826.9267 | 16264.1817 | 16186.254
NEM | Solar PV | 1832.0799 | 1405.9713 | 1807.1517 | 2191.2981 | 2603.3464 | 3152.7919 | 3324.1043 | 4276.3194 | 4400.7727 | 4826.5944 | 6071.4429 | 7692.1083 | 7781.3959 | 8068.5515 | 7268.084 | 7545.0639 | 7600.035 | 7916.7474 | 9355.0824 | 10036.2004 | 10769.5847 | 11128.8965 | 11018.1275 | 9548.8625 | 10186.9238 | 10439.5877 | 12470.5053
NEM | Grid Battery | 31.7106 | 34.5386 | 188.8965 | 497.85 | 722.5707 | 1263.6024 | 1228.4569 | 1948.8331 | 1909.0636 | 2530.67 | 3067.08 | 3655.6767 | 3815.4071 | 3884.2067 | 3362.6846 | 3323.457 | 3380.0883 | 3391.8471 | 4420.4586 | 4781.6521 | 5148.7416 | 5591.8255 | 5257.8124 | 4307.248 | 4550.8903 | 4640.1527 | 6291.5369
NEM | Pumped Hydro | 3469.1025 | 7466.6589 | 6395.5199 | 8900.717 | 29650.666 | 28048.9952 | 25582.1854 | 25785.8773 | 22881.8176 | 23831.3826 | 22013.2164 | 20242.79 | 20694.8151 | 18959.2999 | 18276.4035 | 16300.4519 | 15323.9406 | 13250.3914 | 14168.5553 | 12342.0199 | 11730.3867 | 12015.3347 | 10374.728 | 11024.2709 | 9902.1314 | 9362.1458 | 7986.8431
NEM | VPP | 19.9397 | 45.6865 | 68.6158 | 98.443 | 128.0991 | 150.1038 | 193.4245 | 217.1724 | 237.4966 | 269.0754 | 302.4188 | 328.5993 | 363.4525 | 387.6524 | 384.1101 | 394.6229 | 406.0022 | 387.4677 | 403.8467 | 382.1785 | 373.7729 | 382.7509 | 382.2529 | 352.6382 | 356.3415 | 357.4128 | 345.7152
Total excluding storage |  | 609980.8425 | 424710.2196 | 370896.0025 | 301570.5404 | 251897.3907 | 252008.1517 | 210095.7257 | 164779.2866 | 150517.3776 | 129975.5667 | 136987.7196 | 137245.8561 | 114698.9204 | 100205.0874 | 117699.6129 | 96474.1543 | 90224.8818 | 108957.0633 | 101267.8154 | 100325.9761 | 108385.8699 | 92552.0118 | 76222.473 | 90859.3325 | 79109.4583 | 79298.59 | 82121.5081
Region | Technology | 2023-24 | 2024-25 | 2025-26 | 2026-27 | 2027-28 | 2028-29 | 2029-30 | 2030-31 | 2031-32 | 2032-33 | 2033-34 | 2034-35 | 2035-36 | 2036-37 | 2037-38 | 2038-39 | 2039-40 | 2040-41 | 2041-42 | 2042-43 | 2043-44 | 2044-45 | 2045-46 | 2046-47 | 2047-48 | 2048-49 | 2049-50
NSW1 | Black Coal | 177186.064 | 114785.008 | 98904.0148 | 58668.328 | 21268.297 | 20720.95 | 18369.537 | 0 | 0 | 0 | 0 | 0 | 0 | 0 | 0 | 0 | 0 | 0 | 0 | 0 | 0 | 0 | 0 | 0 | 0 | 0 | 0
NSW1 | Brown Coal | 0 | 0 | 0 | 0 | 0 | 0 | 0 | 0 | 0 | 0 | 0 | 0 | 0 | 0 | 0 | 0 | 0 | 0 | 0 | 0 | 0 | 0 | 0 | 0 | 0 | 0 | 0
NSW1 | CCGT | 3402.6948 | 417.0149 | 4222.581 | 6911.358 | 6339.965 | 6486.5155 | 5859.187 | 6581.632 | 6203.2155 | 4981.736 | 5321.1675 | 5604.906 | 3501.1892 | 2814.4285 | 3703.8472 | 3203.112 | 2336.1525 | 5273.6665 | 4896.305 | 4851.0995 | 0 | 0 | 0 | 0 | 0 | 0 | 0
NSW1 | Gas - Steam | 0 | 0 | 0 | 0 | 0 | 0 | 0 | 0 | 0 | 0 | 0 | 0 | 0 | 0 | 0 | 0 | 0 | 0 | 0 | 0 | 0 | 0 | 0 | 0 | 0 | 0 | 0
NSW1 | OCGT / Diesel | 79.1526 | 23.1426 | 99.2724 | 361.3614 | 209.0168 | 487.91 | 22.3379 | 813.3347 | 269.9587 | 243.0693 | 4.9642 | 88.04 | 4.5093 | 2.1894 | 92.0229 | 0.0010452 | 35.8815 | 1190.4164 | 62.3066 | 64.8022 | 1259.7476 | 48.6725 | 3.7411 | 215.4435 | 0.0013223 | 4.2459 | 15.3793
NSW1 | Hydro | 13458.5573 | 20146.4394 | 18803.6433 | 17560.3461 | 15151.1854 | 20671.4101 | 16007.6506 | 13906.7936 | 12797.8707 | 11421.2751 | 12658.2431 | 12521.4872 | 11180.2688 | 8953.5771 | 12193.859 | 9760.5615 | 8257.9319 | 7727.2972 | 6970.4428 | 7377.434 | 7665.223 | 6914.9972 | 5229.1899 | 7650.3403 | 7299.29 | 6824.3961 | 6439.3521
NSW1 | Hydrogen Turbine | 0 | 0 | 0 | 0 | 0 | 0 | 0 | 332.704 | 320.5811 | 148.8228 | 246.4596 | 459.4784 | 195.268 | 305.3211 | 623.0914 | 601.6479 | 537.2062 | 565.9274 | 278.985 | 428.0931 | 567.5221 | 309.4839 | 377.728 | 1469.9144 | 1158.135 | 1007.3171 | 1020.2939
NSW1 | Wind | 524.0752 | 1722.1261 | 1637.6083 | 1993.147 | 2640.3723 | 2554.3349 | 2390.7818 | 2403.6917 | 2263.1847 | 2475.725 | 2296.13 | 2199.4496 | 2200.981 | 2203.9227 | 2217.7688 | 2089.1241 | 1981.6415 | 1894.6159 | 2112.171 | 1950.4531 | 1823.6762 | 1797.2956 | 1760.654 | 2030.7527 | 1891.193 | 1750.1048 | 1579.527
NSW1 | Solar PV | 773.1931 | 630.2766 | 862.2429 | 1168.2726 | 1296.9155 | 1375.8525 | 1353.5447 | 1782.1123 | 1775.1652 | 1860.758 | 1823.0239 | 1751.3915 | 1802.5692 | 1796.0866 | 1790.7514 | 1753.6009 | 1793.7363 | 1877.1114 | 1802.6895 | 1766.0985 | 1768.1637 | 1790.024 | 1671.5694 | 1550.1054 | 1512.7557 | 1553.9041 | 1477.3189
NSW1 | Grid Battery | 1.5094 | 2.2144 | 158.6371 | 353.9165 | 434.5339 | 489.382 | 476.9593 | 1096.2732 | 1029.7582 | 1057.0454 | 969.4038 | 884.3741 | 1025.778 | 1008.2615 | 1084.1754 | 1029.326 | 1053.2707 | 958.8943 | 987.3492 | 970.5107 | 909.9849 | 998.6918 | 882.7507 | 707.8191 | 666.2547 | 727.6055 | 687.226
NSW1 | Pumped Hydro | 699.4595 | 1906.3953 | 1546.8006 | 4025.7419 | 24831.7835 | 24605.962 | 21420.0361 | 21692.887 | 18929.2228 | 19836.1365 | 18175.6368 | 16654.9413 | 17127.2185 | 15686.5706 | 15719.582 | 13659.2702 | 12760.3746 | 10913.8166 | 11691.7548 | 10167.103 | 9755.5647 | 10025.5157 | 8601.7598 | 9538.2018 | 8422.9547 | 7908.0633 | 6688.1781
NSW1 | VPP | 5.1031 | 14.3832 | 21.1078 | 31.4477 | 40.9115 | 49.0207 | 63.8219 | 71.6831 | 79.8408 | 90.7982 | 103.5633 | 111.7356 | 125.307 | 133.8917 | 133.7759 | 137.4489 | 142.654 | 135.615 | 138.5 | 132.2047 | 128.0537 | 134.4652 | 134.3801 | 122.8452 | 121.3438 | 125.9061 | 121.3176
Total excluding storage |  | 196129.8091 | 139647.0004 | 126255.9081 | 91073.9192 | 72212.9809 | 77441.3375 | 65963.8562 | 48681.1117 | 43668.7976 | 42115.3663 | 41598.5922 | 40275.8037 | 37163.0889 | 32904.2492 | 37558.874 | 32234.0926 | 28898.8491 | 30537.3608 | 28940.504 | 27707.7987 | 23877.9359 | 22019.1459 | 18661.7731 | 23285.4225 | 21071.9281 | 19901.543 | 18028.5929
Region | Technology | 2023-24 | 2024-25 | 2025-26 | 2026-27 | 2027-28 | 2028-29 | 2029-30 | 2030-31 | 2031-32 | 2032-33 | 2033-34 | 2034-35 | 2035-36 | 2036-37 | 2037-38 | 2038-39 | 2039-40 | 2040-41 | 2041-42 | 2042-43 | 2043-44 | 2044-45 | 2045-46 | 2046-47 | 2047-48 | 2048-49 | 2049-50
QLD1 | Black Coal | 156273.4588 | 108669.6034 | 65864.4586 | 54691.2542 | 36916.0532 | 22419.892 | 11910.963 | 0 | 0 | 0 | 0 | 0 | 0 | 0 | 0 | 0 | 0 | 0 | 0 | 0 | 0 | 0 | 0 | 0 | 0 | 0 | 0
QLD1 | Brown Coal | 0 | 0 | 0 | 0 | 0 | 0 | 0 | 0 | 0 | 0 | 0 | 0 | 0 | 0 | 0 | 0 | 0 | 0 | 0 | 0 | 0 | 0 | 0 | 0 | 0 | 0 | 0
QLD1 | CCGT | 29143.6263 | 16712.7839 | 25308.0047 | 24971.7247 | 20885.1293 | 20660.0712 | 19580.2175 | 19874.1928 | 21735.0313 | 17921.223 | 18255.907 | 16604.2834 | 10584.6289 | 5018.5068 | 11182.816 | 2877.391 | 2828.6393 | 14361.4718 | 13686.7609 | 13382.1709 | 12820.5409 | 11953.2258 | 4746.9885 | 2389.537 | 2190.2205 | 1843.2068 | 1934.4092
QLD1 | Gas - Steam | 0 | 0 | 0 | 0 | 0 | 0 | 0 | 0 | 0 | 0 | 0 | 0 | 0 | 0 | 0 | 0 | 0 | 0 | 0 | 0 | 0 | 0 | 0 | 0 | 0 | 0 | 0
QLD1 | OCGT / Diesel | 38.5996 | 0.0016516 | 45.8735 | 419.1403 | 559.4556 | 1278.9922 | 321.9901 | 2933.4304 | 1576.9715 | 738.7279 | 48.2624 | 0.0011085 | 0.0010336 | 0.00097603 | 2.5936 | 0.00091324 | 239.7394 | 702.394 | 84.7855 | 0.0032859 | 210.0065 | 0.0027105 | 42.8578 | 4161.5238 | 0.0022393 | 0.0020367 | 0.0013566
QLD1 | Hydro | 4795.6104 | 4366.8986 | 4339.1073 | 3908.3654 | 3742.1699 | 3559.8324 | 3395.381 | 3057.5694 | 2986.2127 | 2880.4714 | 2676.7525 | 2534.6452 | 2423.8853 | 2246.1751 | 669.2214 | 660.2803 | 587.9016 | 570.8278 | 541.1047 | 0 | 0 | 0 | 0 | 0 | 0 | 0 | 0
QLD1 | Hydrogen Turbine | 0 | 0 | 0 | 0 | 0 | 0 | 0 | 0.00019657 | 0.0002188 | 0.00020102 | 0.00020058 | 0.00020666 | 0.00022489 | 0.00024805 | 0.00038471 | 0.00031246 | 0.00024723 | 0.00026212 | 0.0001977 | 0.00022181 | 0.00023844 | 0.00022918 | 0.00024147 | 0.00055475 | 0.00029072 | 0.00027425 | 0.00030615
QLD1 | Wind | 353.3458 | 1483.2161 | 2033.6254 | 2307.9701 | 2714.6737 | 2708.238 | 3058.8645 | 3142.927 | 3117.7904 | 3073.4704 | 3148.4963 | 4333.3045 | 4596.4897 | 4921.3925 | 5253.8573 | 5222.4407 | 5050.1279 | 4674.3497 | 4776.5433 | 5299.5106 | 5277.6422 | 5451.2821 | 6283.4338 | 7456.4518 | 7238.9177 | 7180.3347 | 6707.5486
QLD1 | Solar PV | 749.2525 | 555.8493 | 696.4937 | 741.7116 | 811.9145 | 1139.4856 | 1324.892 | 1450.9093 | 1615.1314 | 1748.7167 | 2413.2495 | 3587.7819 | 3500.858 | 3400.2553 | 2895.7366 | 3124.5196 | 3030.3442 | 3391.926 | 3487.4806 | 4457.7937 | 4511.0831 | 4970.9714 | 5101.0208 | 4193.3628 | 4540.0025 | 4489.1814 | 6618.2553
QLD1 | Grid Battery | 4.4009 | 4.8468 | 4.1238 | 3.9768 | 3.7856 | 529.4747 | 522.0255 | 501.3159 | 481.0666 | 690.8535 | 1189.7033 | 1686.4336 | 1622.9318 | 1520.2938 | 1203.691 | 1258.4875 | 1215.4771 | 1462.7198 | 1459.5028 | 2088.1067 | 2137.8744 | 2450.2839 | 2240.3049 | 1720.94 | 1845.7404 | 1766.4578 | 3533.3587
QLD1 | Pumped Hydro | 2769.643 | 5560.2636 | 4848.7187 | 4863.2268 | 4806.1613 | 3389.295 | 4016.4445 | 3952.6471 | 3761.1687 | 3764.822 | 3597.5205 | 3239.8058 | 3136.6215 | 2862.8668 | 2154.299 | 2241.5837 | 2199.4396 | 1993.5579 | 2135.8315 | 1867.4811 | 1700.1626 | 1697.3402 | 1516.9744 | 1255.7699 | 1259.0005 | 1255.0984 | 1125.0426
QLD1 | VPP | 4.9156 | 11.8169 | 17.6699 | 25.8879 | 34.553 | 42.9239 | 55.8303 | 63.8971 | 71.5879 | 80.0694 | 91.8218 | 100.8257 | 109.6072 | 115.6059 | 111.7326 | 117.4413 | 118.5881 | 118.4276 | 118.8604 | 116.3812 | 115.608 | 114.6418 | 111.26 | 100.9188 | 106.7656 | 104.2215 | 105.2413
Total excluding storage |  | 194132.8529 | 137365.2802 | 103158.0756 | 91933.2577 | 70473.896 | 55728.205 | 44186.6085 | 34976.8893 | 35344.9607 | 30898.3543 | 31421.7134 | 32087.0815 | 25975.0236 | 20085.0974 | 23473.9479 | 15502.1453 | 15270.2575 | 27275.675 | 26290.8701 | 27211.4477 | 26772.9179 | 26637.7481 | 20042.8405 | 21278.5046 | 17180.6496 | 16638.5029 | 20023.8574
Region | Technology | 2023-24 | 2024-25 | 2025-26 | 2026-27 | 2027-28 | 2028-29 | 2029-30 | 2030-31 | 2031-32 | 2032-33 | 2033-34 | 2034-35 | 2035-36 | 2036-37 | 2037-38 | 2038-39 | 2039-40 | 2040-41 | 2041-42 | 2042-43 | 2043-44 | 2044-45 | 2045-46 | 2046-47 | 2047-48 | 2048-49 | 2049-50
VIC1 | Black Coal | 0 | 0 | 0 | 0 | 0 | 0 | 0 | 0 | 0 | 0 | 0 | 0 | 0 | 0 | 0 | 0 | 0 | 0 | 0 | 0 | 0 | 0 | 0 | 0 | 0 | 0 | 0
VIC1 | Brown Coal | 97467.2415 | 72508.8838 | 57983.795 | 43022.787 | 27227.8 | 16591.6895 | 16010.373 | 0 | 0 | 0 | 0 | 0 | 0 | 0 | 0 | 0 | 0 | 0 | 0 | 0 | 0 | 0 | 0 | 0 | 0 | 0 | 0
VIC1 | CCGT | 0 | 0 | 0 | 0 | 0 | 0 | 0 | 0 | 0 | 0 | 0 | 0 | 0 | 0 | 0 | 0 | 0 | 0 | 0 | 0 | 0 | 0 | 0 | 0 | 0 | 0 | 0
VIC1 | Gas - Steam | 47.192 | 30.3837 | 336.377 | 338.8243 | 920.9347 | 2237.1862 | 413.2594 | 1101.3505 | 415.2308 | 225.5632 | 85.7521 | 172.4461 | 114.0322 | 101.0348 | 229.1142 | 137.7494 | 0 | 0 | 0 | 0 | 0 | 0 | 0 | 0 | 0 | 0 | 0
VIC1 | OCGT / Diesel | 269.8219 | 110.0199 | 870.2509 | 1430.5356 | 2510.0674 | 8413.2915 | 1135.9762 | 3276.8466 | 1115.418 | 871.7727 | 98.5573 | 1107.0236 | 727.1227 | 539.8674 | 734.1736 | 424.1423 | 955.0703 | 1906.8908 | 1172.9199 | 688.9657 | 2559.7831 | 275.2631 | 217.1335 | 435.2554 | 56.1993 | 79.4984 | 40.1155
VIC1 | Hydro | 18242.8331 | 20820.668 | 20358.0755 | 18312.5784 | 14499.7838 | 20688.2603 | 16318.0411 | 13383.7595 | 12637.7634 | 10911.854 | 12742.3577 | 12429.8435 | 11205.5649 | 8876.1511 | 12743.8103 | 10079.9641 | 8274.3471 | 7802.3757 | 6769.06 | 7873.0945 | 7697.7541 | 6926.7789 | 5485.2652 | 7862.755 | 7460.9154 | 7071.5176 | 6676.2915
VIC1 | Hydrogen Turbine | 0 | 0 | 0 | 0 | 0 | 0 | 0 | 0 | 0 | 0 | 0 | 0 | 0.00035323 | 0.00039057 | 499.991 | 469.9058 | 875.5912 | 753.0698 | 689.7867 | 699.5732 | 3671.7638 | 3387.619 | 3523.8045 | 4502.596 | 4714.685 | 4809.237 | 4897.5995
VIC1 | Wind | 891.2581 | 1343.1683 | 1376.9755 | 1553.1928 | 1966.4452 | 1950.208 | 1976.4251 | 1857.374 | 1991.1266 | 1689.1697 | 1808.6375 | 1653.0706 | 1637.7124 | 1711.2648 | 1590.5935 | 1852.5726 | 1687.1033 | 1844.2214 | 1571.3848 | 1718.1921 | 1738.5611 | 1675.6314 | 1662.9128 | 1586.8009 | 1948.8894 | 1731.158 | 1802.7613
VIC1 | Solar PV | 193.8208 | 136.3187 | 134.9931 | 166.906 | 287.5006 | 238.9217 | 231.6572 | 360.1129 | 330.2468 | 347.8638 | 332.4713 | 381.2585 | 384.3806 | 401.3471 | 357.0615 | 345.5206 | 373.1997 | 364.1982 | 594.4709 | 549.6031 | 648.1624 | 643.0345 | 632.5548 | 512.2734 | 535.2664 | 581.7709 | 527.4554
VIC1 | Grid Battery | 11.1595 | 13.3287 | 12.741 | 127.4154 | 272.3054 | 234.0227 | 219.5099 | 229.0101 | 196.6996 | 265.957 | 250.6325 | 236.3335 | 278.3697 | 316.1257 | 271.6037 | 254.9217 | 294.8654 | 240.5076 | 402.9935 | 351.9758 | 333.9922 | 375.2478 | 366.2905 | 324.5972 | 293.4814 | 360.2519 | 309.9404
VIC1 | Pumped Hydro | 0 | 0 | 0.00017146 | 11.7478 | 12.7203 | 11.4715 | 10.755 | 10.8662 | 10.0103 | 9.0766 | 8.3562 | 7.7604 | 7.7762 | 7.3291 | 6.2769 | 6.0545 | 6.1209 | 5.3921 | 5.4359 | 5.0043 | 4.4659 | 4.6404 | 4.1969 | 3.7847 | 3.8214 | 3.7646 | 3.3691
VIC1 | VPP | 3.1126 | 9.2667 | 16.9162 | 25.6341 | 34.458 | 37.9925 | 49.9809 | 54.5944 | 55.3798 | 61.7365 | 67.0985 | 71.1986 | 80.2739 | 85.6705 | 87.28 | 88.7044 | 91.7096 | 82.6756 | 92.9134 | 83.4985 | 79.276 | 83.0238 | 84.6476 | 80.1418 | 80.3805 | 79.6805 | 72.5912
Total excluding storage |  | 117126.4396 | 94972.0377 | 81090.1244 | 64989.6215 | 47732.0154 | 50403.0439 | 36365.9779 | 20273.9143 | 16751.8752 | 14382.9934 | 15393.8631 | 16058.9347 | 14435.2327 | 12038.7909 | 16519.9048 | 13659.5354 | 12558.0075 | 12999.3312 | 11298.9651 | 11969.9073 | 16733.7585 | 13371.2391 | 11976.8058 | 15308.2044 | 15093.6388 | 14716.8788 | 14330.1239
Region | Technology | 2023-24 | 2024-25 | 2025-26 | 2026-27 | 2027-28 | 2028-29 | 2029-30 | 2030-31 | 2031-32 | 2032-33 | 2033-34 | 2034-35 | 2035-36 | 2036-37 | 2037-38 | 2038-39 | 2039-40 | 2040-41 | 2041-42 | 2042-43 | 2043-44 | 2044-45 | 2045-46 | 2046-47 | 2047-48 | 2048-49 | 2049-50
SA1 | Black Coal | 0 | 0 | 0 | 0 | 0 | 0 | 0 | 0 | 0 | 0 | 0 | 0 | 0 | 0 | 0 | 0 | 0 | 0 | 0 | 0 | 0 | 0 | 0 | 0 | 0 | 0 | 0
SA1 | Brown Coal | 0 | 0 | 0 | 0 | 0 | 0 | 0 | 0 | 0 | 0 | 0 | 0 | 0 | 0 | 0 | 0 | 0 | 0 | 0 | 0 | 0 | 0 | 0 | 0 | 0 | 0 | 0
SA1 | CCGT | 15716.8588 | 7243.992 | 9207.823 | 7298.5045 | 6982.9575 | 9025.967 | 7214.713 | 8065.454 | 6659.8795 | 1430.8292 | 4672.4645 | 5546.576 | 465.7868 | 243.0875 | 0 | 0 | 0 | 0 | 0 | 0 | 0 | 0 | 0 | 0 | 0 | 0 | 0
SA1 | Gas - Steam | 427.7514 | 215.7679 | 714.7703 | 0 | 0 | 0 | 0 | 0 | 0 | 0 | 0 | 0 | 0 | 0 | 0 | 0 | 0 | 0 | 0 | 0 | 0 | 0 | 0 | 0 | 0 | 0 | 0
SA1 | OCGT / Diesel | 4873.9432 | 1847.6409 | 4015.1336 | 1928.4474 | 3234.285 | 5404.748 | 918.8278 | 4626.0443 | 904.0041 | 382.94 | 253.1655 | 520.6785 | 232.5315 | 85.2411 | 234.1887 | 0.001473 | 99.0124 | 3197.5954 | 3175.2348 | 3018.7283 | 6667.7778 | 0.001555 | 0.0013609 | 0.0013703 | 0.0011881 | 0.0013019 | 0.0012093
SA1 | Hydro | 0 | 0 | 0 | 0 | 0 | 0 | 0 | 0 | 0 | 0 | 0 | 0 | 0 | 0 | 0 | 0 | 0 | 0 | 0 | 0 | 0 | 0 | 0 | 0 | 0 | 0 | 0
SA1 | Hydrogen Turbine | 0 | 0 | 0 | 0 | 0 | 0 | 0 | 0.00020975 | 0.0001919 | 0.0001653 | 0.00021638 | 0.00028484 | 0.00021425 | 0.00024901 | 0.0004625 | 0.00037508 | 0.00047726 | 0.00036088 | 0.00032839 | 0.00047814 | 0.0009403 | 0.00046032 | 0.0003667 | 0.00058441 | 0.00049706 | 0.00068406 | 0.00064744
SA1 | Wind | 597.4034 | 809.6213 | 745.5705 | 1080.1998 | 1020.5898 | 1571.6525 | 1534.0304 | 1581.0961 | 1607.3702 | 1450.2241 | 1671.5975 | 1444.7088 | 1774.4571 | 1929.4293 | 2308.1711 | 2434.2516 | 2180.3461 | 2373.3139 | 2711.9626 | 2776.522 | 2657.6206 | 2734.6403 | 2560.9892 | 2774.0607 | 3090.1489 | 2916.216 | 3337.891
SA1 | Solar PV | 115.8135 | 83.5267 | 113.422 | 114.4078 | 183.6012 | 367.1932 | 358.8775 | 590.9327 | 599.1062 | 787.1048 | 1176.8653 | 1413.3409 | 1451.6806 | 1791.0887 | 1602.4239 | 1616.6152 | 1655.6898 | 1600.2032 | 2786.1533 | 2434.0667 | 3016.4568 | 2897.7079 | 2857.8845 | 2439.5136 | 2578.5499 | 2586.5533 | 2720.193
SA1 | Grid Battery | 14.6408 | 14.1486 | 13.3945 | 12.5411 | 11.9457 | 10.7229 | 9.962 | 122.2337 | 201.5389 | 516.8138 | 657.3399 | 848.5351 | 888.3272 | 1039.5251 | 803.2135 | 780.3453 | 816.1156 | 729.3889 | 1537.9289 | 1269.1405 | 1674.7841 | 1671.9978 | 1676.5348 | 1324.4744 | 1331.9321 | 1303.18 | 1322.2571
SA1 | Pumped Hydro | 0 | 0 | 0.00014897 | 0.00024815 | 0.00025613 | 0.00024337 | 0.00022904 | 0.00022523 | 0.00021308 | 0.00020252 | 0.00018061 | 0.00018091 | 0.00017652 | 0.00017569 | 0.00016128 | 0.00015233 | 0.00015737 | 0.00015115 | 0.0001453 | 0.00014326 | 0.00014741 | 0.00014696 | 0.00014336 | 0.00012969 | 0.00012371 | 0.0001294 | 0.00013745
SA1 | VPP | 6.5599 | 9.4629 | 11.8904 | 13.9704 | 16.2028 | 17.4714 | 20.7385 | 23.6242 | 25.8075 | 31.1793 | 34.5727 | 38.774 | 41.8771 | 45.2398 | 44.2011 | 43.7221 | 45.3125 | 42.8228 | 45.637 | 42.957 | 43.6471 | 43.4474 | 44.4989 | 41.7077 | 40.6175 | 40.3907 | 39.093
Total excluding storage |  | 21752.971 | 10224.1602 | 14822.0043 | 10448.0713 | 11449.5822 | 16397.7552 | 10057.1493 | 15009.3855 | 9997.7067 | 4599.0916 | 8466.0058 | 9812.6137 | 4854.6606 | 5133.6119 | 4992.1989 | 4874.9362 | 4796.4772 | 7943.3247 | 10256.917 | 9541.415 | 14060.2876 | 7347.7957 | 7139.9093 | 6579.7586 | 7041.2502 | 6846.3421 | 7419.436
Region | Technology | 2023-24 | 2024-25 | 2025-26 | 2026-27 | 2027-28 | 2028-29 | 2029-30 | 2030-31 | 2031-32 | 2032-33 | 2033-34 | 2034-35 | 2035-36 | 2036-37 | 2037-38 | 2038-39 | 2039-40 | 2040-41 | 2041-42 | 2042-43 | 2043-44 | 2044-45 | 2045-46 | 2046-47 | 2047-48 | 2048-49 | 2049-50
TAS1 | Black Coal | 0 | 0 | 0 | 0 | 0 | 0 | 0 | 0 | 0 | 0 | 0 | 0 | 0 | 0 | 0 | 0 | 0 | 0 | 0 | 0 | 0 | 0 | 0 | 0 | 0 | 0 | 0
TAS1 | Brown Coal | 0 | 0 | 0 | 0 | 0 | 0 | 0 | 0 | 0 | 0 | 0 | 0 | 0 | 0 | 0 | 0 | 0 | 0 | 0 | 0 | 0 | 0 | 0 | 0 | 0 | 0 | 0
TAS1 | CCGT | 0 | 0 | 0 | 0 | 0 | 0 | 0 | 0 | 0 | 0 | 0 | 0 | 0 | 0 | 0 | 0 | 0 | 0 | 0 | 0 | 0 | 0 | 0 | 0 | 0 | 0 | 0
TAS1 | Gas - Steam | 0 | 0 | 0 | 0 | 0 | 0 | 0 | 0 | 0 | 0 | 0 | 0 | 0 | 0 | 0 | 0 | 0 | 0 | 0 | 0 | 0 | 0 | 0 | 0 | 0 | 0 | 0
TAS1 | OCGT / Diesel | 0.00063966 | 0.00061249 | 0.00062285 | 3.9763 | 10.7799 | 1.184 | 0.00070245 | 0.00074419 | 7.3069 | 17.1034 | 0.00066451 | 0.00066269 | 0.00059177 | 0.00059086 | 0.00062273 | 0.00060299 | 0.0006129 | 0.00071042 | 0.00061933 | 0.00063013 | 0.00081934 | 0.00056286 | 0.00053848 | 0.00068197 | 0.00063641 | 0.00070617 | 0.00064606
TAS1 | Hydro | 80674.9729 | 41783.0204 | 44735.0056 | 42251.6701 | 48521.7001 | 50467.3422 | 51519.1872 | 43875.1335 | 42272.3006 | 35489.5524 | 37447.8418 | 35479.4308 | 28625.9233 | 26119.2735 | 30992.9143 | 26249.5871 | 24921.6068 | 26163.7339 | 20512.8716 | 20096.8047 | 23047.5061 | 19430.6405 | 14786.377 | 20221.287 | 14274.729 | 16340.5332 | 17568.8944
TAS1 | Hydrogen Turbine | 0 | 0 | 0 | 0 | 0 | 0 | 0 | 0.00011232 | 0.00012041 | 0.00012792 | 0.00015315 | 0.00020857 | 0.00016449 | 0.00020819 | 0.00049856 | 0.00054811 | 0.00086621 | 0.00076715 | 0.00062141 | 0.00076114 | 0.0010021 | 0.00064911 | 0.00062664 | 142.4655 | 132.0642 | 255.1524 | 248.3141
TAS1 | Wind | 163.5479 | 717.9631 | 833.8521 | 868.5208 | 1471.047 | 1492.983 | 1809.8103 | 1737.7489 | 2207.0099 | 2164.3142 | 2096.8039 | 2627.3071 | 2573.4962 | 2834.5116 | 3136.2946 | 2847.8229 | 2666.5144 | 3008.4401 | 2907.2451 | 2558.4761 | 2698.2557 | 2527.6676 | 2508.4737 | 2727.1257 | 2657.7777 | 2686.3682 | 2758.526
TAS1 | Solar PV | 0 | 2.0224e-05 | 2.4665e-05 | 5.3527e-05 | 23.4146 | 31.3389 | 55.133 | 92.2522 | 81.1232 | 82.1512 | 325.8329 | 558.3355 | 641.9076 | 679.7738 | 622.1106 | 704.8075 | 747.065 | 683.3086 | 684.2881 | 828.6384 | 825.7188 | 827.1587 | 755.098 | 853.6073 | 1020.3495 | 1228.1779 | 1127.2827
TAS1 | Grid Battery | 0 | 0.00011787 | 0.0001238 | 0.00013867 | 0.00015747 | 0.00015015 | 0.00015656 | 0.00019131 | 0.00030386 | 0.00035455 | 0.00040569 | 0.0004157 | 0.0004503 | 0.00057794 | 0.00080833 | 0.37659 | 0.35951 | 0.33645 | 32.6842 | 101.9185 | 92.1061 | 95.6041 | 91.9314 | 229.4172 | 413.4818 | 482.6574 | 438.7548
TAS1 | Pumped Hydro | 0 | 0 | 0.00026768 | 0.00034765 | 0.0006073 | 42.2665 | 134.9495 | 129.4768 | 181.4157 | 221.3474 | 231.7027 | 340.2824 | 423.1987 | 402.5333 | 396.2455 | 393.5435 | 358.0053 | 337.6246 | 335.5329 | 302.4313 | 270.1934 | 287.8383 | 251.7967 | 226.5144 | 216.3548 | 195.2194 | 170.2531
TAS1 | VPP | 0.24847 | 0.75684 | 1.0315 | 1.503 | 1.974 | 2.6953 | 3.0528 | 3.3735 | 4.8807 | 5.2921 | 5.3626 | 6.0654 | 6.3874 | 7.2445 | 7.1205 | 7.3061 | 7.7379 | 7.9266 | 7.9359 | 7.1372 | 7.1881 | 7.1727 | 7.4663 | 7.0247 | 7.234 | 7.214 | 7.4721
Total excluding storage |  | 80838.7699 | 42501.7411 | 45569.8902 | 43125.6707 | 50028.9163 | 52037.8101 | 53522.1337 | 45837.9859 | 44754.0373 | 37979.7611 | 40107.545 | 39011.4225 | 32270.9145 | 30043.338 | 35154.6873 | 30203.4447 | 28701.2905 | 30201.3716 | 24480.5592 | 23895.4075 | 26940.9701 | 23176.0832 | 18401.1443 | 24407.4425 | 18721.9916 | 21195.3232 | 22319.498
Explicitly modelled pumping
Region | Technology | 2023-24 | 2024-25 | 2025-26 | 2026-27 | 2027-28 | 2028-29 | 2029-30 | 2030-31 | 2031-32 | 2032-33 | 2033-34 | 2034-35 | 2035-36 | 2036-37 | 2037-38 | 2038-39 | 2039-40 | 2040-41 | 2041-42 | 2042-43 | 2043-44 | 2044-45 | 2045-46 | 2046-47 | 2047-48 | 2048-49 | 2049-50
NEM | Grid Battery pump | 37.5229 | 41.0988 | 38.0625 | 36.5649 | 34.7898 | 30.635 | 28.9222 | 27.3342 | 24.9204 | 25.0199 | 21.3286 | 18.8481 | 18.2201 | 16.0635 | 14.1903 | 13.1646 | 12.8838 | 11.6343 | 7.9319 | 7.3212 | 3.4881 | 3.3245 | 3.0699 | 2.6467 | 2.6075 | 2.4547 | 2.4389
NEM | Pumped Hydro Pump | 8246.9868 | 19491.8257 | 15069.3082 | 20700.6708 | 46223.1379 | 43233.9566 | 41477.6158 | 38762.0306 | 37018.2454 | 36211.4529 | 34612.5939 | 30588.4617 | 31439.4494 | 30356.4453 | 26249.3983 | 24498.2804 | 23296.5764 | 21096.5537 | 21438.8232 | 19500.0889 | 17087.1619 | 18428.4899 | 16808.7304 | 15719.2231 | 15191.1611 | 14242.2437 | 12328.3366
NEM | VPP pump | 23.3825 | 53.8281 | 80.7263 | 115.7479 | 150.941 | 176.3759 | 227.8041 | 255.2809 | 279.8947 | 316.3957 | 355.7235 | 386.6727 | 427.3685 | 456.1656 | 452.6071 | 464.4804 | 476.7538 | 456.8253 | 474.3401 | 450.6673 | 438.6511 | 450.3757 | 450.742 | 414.1554 | 419.7985 | 419.6743 | 406.7429
Region | Technology | 2023-24 | 2024-25 | 2025-26 | 2026-27 | 2027-28 | 2028-29 | 2029-30 | 2030-31 | 2031-32 | 2032-33 | 2033-34 | 2034-35 | 2035-36 | 2036-37 | 2037-38 | 2038-39 | 2039-40 | 2040-41 | 2041-42 | 2042-43 | 2043-44 | 2044-45 | 2045-46 | 2046-47 | 2047-48 | 2048-49 | 2049-50
NSW1 | Grid Battery pump | 1.789 | 2.6372 | 2.1839 | 2.4426 | 2.2332 | 2.0655 | 1.9704 | 1.8904 | 1.7849 | 1.7168 | 1.6068 | 1.4382 | 1.44 | 0 | 0 | 0 | 0 | 0 | 0 | 0 | 0 | 0 | 0 | 0 | 0 | 0 | 0
NSW1 | Pumped Hydro Pump | 4299.334 | 11649.6679 | 8723.342 | 14621.2921 | 40283.8557 | 39180.1466 | 36586.2898 | 34000.4893 | 32442.827 | 31649.1585 | 30194.5945 | 26602.4623 | 27600.8254 | 26832.5046 | 23617.6417 | 21786.3651 | 20636.06 | 18680.7743 | 18820.459 | 17197.5128 | 15026.3751 | 16326.1469 | 14944.5126 | 14193.4506 | 13660.3077 | 12689.8565 | 10957.1992
NSW1 | VPP pump | 5.9801 | 16.9416 | 24.8149 | 36.9993 | 48.1784 | 57.6301 | 75.0889 | 84.3384 | 94.1695 | 106.6113 | 121.9423 | 131.4643 | 147.3175 | 157.5307 | 157.758 | 161.767 | 167.4264 | 160.0127 | 162.5642 | 155.7659 | 150.3776 | 158.2421 | 158.509 | 144.0952 | 143.1489 | 147.7733 | 142.7193
Region | Technology | 2023-24 | 2024-25 | 2025-26 | 2026-27 | 2027-28 | 2028-29 | 2029-30 | 2030-31 | 2031-32 | 2032-33 | 2033-34 | 2034-35 | 2035-36 | 2036-37 | 2037-38 | 2038-39 | 2039-40 | 2040-41 | 2041-42 | 2042-43 | 2043-44 | 2044-45 | 2045-46 | 2046-47 | 2047-48 | 2048-49 | 2049-50
QLD1 | Grid Battery pump | 5.2234 | 5.7722 | 4.9196 | 4.7194 | 4.5084 | 4.2432 | 3.9836 | 3.7919 | 3.6061 | 3.442 | 3.2967 | 3.0761 | 2.8855 | 2.7262 | 2.3535 | 2.3051 | 2.2242 | 2.1594 | 2.1219 | 1.9914 | 1.8723 | 1.7804 | 1.6511 | 1.3921 | 1.4214 | 1.334 | 1.3613
QLD1 | Pumped Hydro Pump | 3947.6528 | 7842.1578 | 6345.9662 | 6079.3787 | 5939.2822 | 4053.81 | 4891.326 | 4761.5413 | 4575.4184 | 4562.2944 | 4417.9994 | 3985.9994 | 3838.624 | 3523.9407 | 2631.7566 | 2711.9153 | 2660.5164 | 2415.7794 | 2618.3642 | 2302.5761 | 2060.7868 | 2102.343 | 1864.2178 | 1525.7725 | 1530.8534 | 1552.3872 | 1371.1374
QLD1 | VPP pump | 5.766 | 13.9055 | 20.8139 | 30.4303 | 40.6754 | 50.4787 | 65.6864 | 75.1771 | 84.4488 | 93.9821 | 108.0499 | 118.7223 | 128.8484 | 136.0177 | 131.8467 | 137.7913 | 139.5259 | 139.3379 | 139.8468 | 137.2898 | 135.6607 | 134.9079 | 131.0219 | 118.9227 | 125.2923 | 122.6241 | 123.8235
Region | Technology | 2023-24 | 2024-25 | 2025-26 | 2026-27 | 2027-28 | 2028-29 | 2029-30 | 2030-31 | 2031-32 | 2032-33 | 2033-34 | 2034-35 | 2035-36 | 2036-37 | 2037-38 | 2038-39 | 2039-40 | 2040-41 | 2041-42 | 2042-43 | 2043-44 | 2044-45 | 2045-46 | 2046-47 | 2047-48 | 2048-49 | 2049-50
VIC1 | Grid Battery pump | 13.2448 | 15.9155 | 15.1616 | 14.5709 | 13.8802 | 11.6822 | 11.1512 | 10.7048 | 9.389 | 9.5055 | 6.7981 | 6.1088 | 6.0872 | 5.7618 | 5.0138 | 4.6086 | 4.5276 | 3.8354 | 0 | 0 | 0 | 0 | 0 | 0 | 0 | 0 | 0
VIC1 | Pumped Hydro Pump | 0 | 0 | 0 | 0 | 0 | 0 | 0 | 0 | 0 | 0 | 0 | 0 | 0 | 0 | 0 | 0 | 0 | 0 | 0 | 0 | 0 | 0 | 0 | 0 | 0 | 0 | 0
VIC1 | VPP pump | 3.6494 | 10.9309 | 19.9183 | 30.1154 | 40.6422 | 44.599 | 58.9649 | 64.0729 | 65.17 | 72.7959 | 78.8279 | 83.7271 | 94.432 | 100.8335 | 102.6522 | 104.7 | 107.5679 | 97.6138 | 108.9777 | 98.5687 | 92.9465 | 97.6829 | 99.9158 | 93.9697 | 94.8932 | 93.4303 | 85.4133
Region | Technology | 2023-24 | 2024-25 | 2025-26 | 2026-27 | 2027-28 | 2028-29 | 2029-30 | 2030-31 | 2031-32 | 2032-33 | 2033-34 | 2034-35 | 2035-36 | 2036-37 | 2037-38 | 2038-39 | 2039-40 | 2040-41 | 2041-42 | 2042-43 | 2043-44 | 2044-45 | 2045-46 | 2046-47 | 2047-48 | 2048-49 | 2049-50
SA1 | Grid Battery pump | 17.2657 | 16.7739 | 15.7974 | 14.832 | 14.1681 | 12.6441 | 11.8169 | 10.9471 | 10.1404 | 10.3556 | 9.6271 | 8.225 | 7.8074 | 7.5755 | 6.823 | 6.2509 | 6.132 | 5.6395 | 5.81 | 5.3298 | 1.6157 | 1.5441 | 1.4188 | 1.2546 | 1.1861 | 1.1206 | 1.0776
SA1 | Pumped Hydro Pump | 0 | 0 | 0 | 0 | 0 | 0 | 0 | 0 | 0 | 0 | 0 | 0 | 0 | 0 | 0 | 0 | 0 | 0 | 0 | 0 | 0 | 0 | 0 | 0 | 0 | 0 | 0
SA1 | VPP pump | 7.6964 | 11.1596 | 13.9634 | 16.4368 | 19.1142 | 20.5052 | 24.4709 | 27.7243 | 30.364 | 36.7607 | 40.6005 | 45.6198 | 49.2709 | 53.2321 | 52.0005 | 51.5957 | 53.1594 | 50.5346 | 53.6142 | 50.6163 | 51.2089 | 51.1326 | 52.4819 | 48.9315 | 47.9247 | 47.3868 | 45.9953
Region | Technology | 2023-24 | 2024-25 | 2025-26 | 2026-27 | 2027-28 | 2028-29 | 2029-30 | 2030-31 | 2031-32 | 2032-33 | 2033-34 | 2034-35 | 2035-36 | 2036-37 | 2037-38 | 2038-39 | 2039-40 | 2040-41 | 2041-42 | 2042-43 | 2043-44 | 2044-45 | 2045-46 | 2046-47 | 2047-48 | 2048-49 | 2049-50
TAS1 | Grid Battery pump | 0 | 0 | 0 | 0 | 0 | 0 | 0 | 0 | 0 | 0 | 0 | 0 | 0 | 0 | 0 | 0 | 0 | 0 | 0 | 0 | 0 | 0 | 0 | 0 | 0 | 0 | 0
TAS1 | Pumped Hydro Pump | 0 | 0 | 0 | 0 | 0 | 0 | 0 | 0 | 0 | 0 | 0 | 0 | 0 | 0 | 0 | 0 | 0 | 0 | 0 | 0 | 0 | 0 | 0 | 0 | 0 | 0 | 0
TAS1 | VPP pump | 0.29068 | 0.89048 | 1.2159 | 1.7661 | 2.3309 | 3.1629 | 3.5931 | 3.9681 | 5.7424 | 6.2458 | 6.3029 | 7.1392 | 7.4998 | 8.5517 | 8.3498 | 8.6264 | 9.0741 | 9.3262 | 9.3372 | 8.4265 | 8.4574 | 8.4102 | 8.8134 | 8.2363 | 8.5394 | 8.4598 | 8.7915

## Option 5_FOM Cost
FOM cost by technology ($000s) - Option 5, Hydrogen Superpower Scenario
FOM | Real June 2021 dollars discounted to 1 July 2021. For new entrant capacity, the FOM is incurred annually in modelling. For existing capacity, FOM is considered to be a sunk cost, since the fixed retirement dates are assumed to be the same in the Base Case and the option case.
Explicitly modelled generation
Region | Technology | 2023-24 | 2024-25 | 2025-26 | 2026-27 | 2027-28 | 2028-29 | 2029-30 | 2030-31 | 2031-32 | 2032-33 | 2033-34 | 2034-35 | 2035-36 | 2036-37 | 2037-38 | 2038-39 | 2039-40 | 2040-41 | 2041-42 | 2042-43 | 2043-44 | 2044-45 | 2045-46 | 2046-47 | 2047-48 | 2048-49 | 2049-50
NEM | Black Coal | 0 | 0 | 0 | 0 | 0 | 0 | 0 | 0 | 0 | 0 | 0 | 0 | 0 | 0 | 0 | 0 | 0 | 0 | 0 | 0 | 0 | 0 | 0 | 0 | 0 | 0 | 0
NEM | Brown Coal | 0 | 0 | 0 | 0 | 0 | 0 | 0 | 0 | 0 | 0 | 0 | 0 | 0 | 0 | 0 | 0 | 0 | 0 | 0 | 0 | 0 | 0 | 0 | 0 | 0 | 0 | 0
NEM | CCGT | 0 | 0 | 0 | 0 | 0 | 0 | 0 | 0 | 0 | 0 | 0 | 0 | 0 | 0 | 0 | 0 | 0 | 0 | 0 | 0 | 0 | 0 | 0 | 0 | 0 | 0 | 0
NEM | Gas - Steam | 0 | 0 | 0 | 0 | 0 | 0 | 0 | 0 | 0 | 0 | 0 | 0 | 0 | 0 | 0 | 0 | 0 | 0 | 0 | 0 | 0 | 0 | 0 | 0 | 0 | 0 | 0
NEM | OCGT / Diesel | 0 | 0.014738 | 0.016095 | 0.01669 | 0.015932 | 0.015143 | 0.014379 | 0.013731 | 0.013099 | 0.012441 | 0.01184 | 0.011298 | 0.0108 | 0.010312 | 0.0098781 | 0.0094131 | 0.0090409 | 0.0089168 | 0.0085508 | 0.0082096 | 0.0080946 | 0.0080325 | 0.0077522 | 0.0075947 | 0.0072665 | 0.0069858 | 0.00673
NEM | Hydro | 0 | 0 | 0 | 0 | 0 | 0 | 0 | 0 | 0 | 0 | 0 | 0 | 0 | 0 | 0 | 0 | 0 | 0 | 0 | 0 | 0 | 0 | 0 | 0 | 0 | 0 | 0
NEM | Hydrogen Turbine | 0 | 0 | 0 | 0 | 0 | 0 | 0 | 979.657 | 931.0607 | 880.0462 | 834.1671 | 790.6798 | 751.4584 | 710.2847 | 1319.8943 | 1251.0847 | 1578.7712 | 1492.2675 | 1414.4716 | 1340.7315 | 4164.3648 | 5059.1071 | 4800.9911 | 5603.7672 | 5595.1552 | 5892.6047 | 6008.5823
NEM | Wind | 0 | 321019.645 | 351326.7026 | 445517.7869 | 572111.2581 | 654657.5445 | 692180.7814 | 712369.8839 | 712966.3273 | 721650.2489 | 777152.4279 | 879196.5694 | 888023.8704 | 927476.0793 | 1049035.6564 | 1054290.5426 | 1003654.4298 | 996074.5731 | 1053029.224 | 1135720.0438 | 1149576.3419 | 1120311.5732 | 1150744.2378 | 1327428.8815 | 1341005.551 | 1305323.5118 | 1293001.3866
NEM | Solar PV | 0 | 0.03684 | 26694.0216 | 56366.9544 | 96277.2343 | 189283.7122 | 191895.0167 | 280823.9362 | 286753.6909 | 328644.7533 | 439760.6573 | 600374.1677 | 582632.8352 | 612373.0739 | 672043.323 | 645971.4472 | 633321.0264 | 640680.6762 | 747659.7989 | 822498.59 | 890943.5263 | 887061.439 | 879458.4424 | 930623.7865 | 912237.1921 | 902299.4832 | 1052671.4253
NEM | Grid Battery | 0 | 0.06177 | 15160.5884 | 28573.0368 | 43055.6727 | 78613.7829 | 74937.1797 | 118485.6389 | 119011.7358 | 155088.1913 | 196281.5525 | 237727.361 | 246947.8307 | 249695.8103 | 254998.7823 | 242515.8578 | 237863.6927 | 242807.7988 | 299596.8552 | 348301.9128 | 380470.3761 | 396004.6352 | 375359.9474 | 374867.7949 | 376710.327 | 396517.0109 | 506099.9544
NEM | Pumped Hydro | 0 | 0 | 15200.9151 | 21206.9983 | 21883.7516 | 25097.6595 | 28379.6092 | 27275.8443 | 27254.348 | 27941.5138 | 27761.7026 | 31433.9505 | 33366.3589 | 31986.243 | 30318.7227 | 28738.1408 | 27312.571 | 25816.0652 | 24470.2042 | 23194.5066 | 22043.9317 | 20836.1043 | 19749.8619 | 18720.2483 | 17791.6208 | 16816.7857 | 15940.0815
NEM | VPP | 0 | 0 | 0 | 0 | 0 | 0 | 0 | 0 | 0 | 0 | 0 | 0 | 0 | 0 | 0 | 0 | 0 | 0 | 0 | 0 | 0 | 0 | 0 | 0 | 0 | 0 | 0
Total excluding storage |  | 0 | 321019.7584 | 408382.2438 | 551664.7931 | 733327.9326 | 947652.7142 | 987392.6014 | 1139934.9741 | 1146917.1758 | 1234204.7659 | 1441790.5191 | 1749522.7397 | 1751722.3645 | 1822241.5016 | 2007716.3886 | 1972767.0825 | 1903730.5001 | 1906871.3897 | 2126170.5625 | 2331055.793 | 2447198.5489 | 2429272.8669 | 2430113.4884 | 2657244.4859 | 2653339.8534 | 2626849.4033 | 2873721.4368
Region | Technology | 2023-24 | 2024-25 | 2025-26 | 2026-27 | 2027-28 | 2028-29 | 2029-30 | 2030-31 | 2031-32 | 2032-33 | 2033-34 | 2034-35 | 2035-36 | 2036-37 | 2037-38 | 2038-39 | 2039-40 | 2040-41 | 2041-42 | 2042-43 | 2043-44 | 2044-45 | 2045-46 | 2046-47 | 2047-48 | 2048-49 | 2049-50
NSW1 | Black Coal | 0 | 0 | 0 | 0 | 0 | 0 | 0 | 0 | 0 | 0 | 0 | 0 | 0 | 0 | 0 | 0 | 0 | 0 | 0 | 0 | 0 | 0 | 0 | 0 | 0 | 0 | 0
NSW1 | Brown Coal | 0 | 0 | 0 | 0 | 0 | 0 | 0 | 0 | 0 | 0 | 0 | 0 | 0 | 0 | 0 | 0 | 0 | 0 | 0 | 0 | 0 | 0 | 0 | 0 | 0 | 0 | 0
NSW1 | CCGT | 0 | 0 | 0 | 0 | 0 | 0 | 0 | 0 | 0 | 0 | 0 | 0 | 0 | 0 | 0 | 0 | 0 | 0 | 0 | 0 | 0 | 0 | 0 | 0 | 0 | 0 | 0
NSW1 | Gas - Steam | 0 | 0 | 0 | 0 | 0 | 0 | 0 | 0 | 0 | 0 | 0 | 0 | 0 | 0 | 0 | 0 | 0 | 0 | 0 | 0 | 0 | 0 | 0 | 0 | 0 | 0 | 0
NSW1 | OCGT / Diesel | 0 | 0.010835 | 0.010431 | 0.0098868 | 0.0093964 | 0.0088816 | 0.0084185 | 0.0079809 | 0.007585 | 0.0071694 | 0.0067957 | 0.0064414 | 0.0061219 | 0.0057864 | 0.0054855 | 0.0051995 | 0.0049416 | 0.0046708 | 0.0044273 | 0.0041965 | 0.0039887 | 0.0037701 | 0.0036461 | 0.0034579 | 0.0032864 | 0.0031063 | 0.002945
NSW1 | Hydro | 0 | 0 | 0 | 0 | 0 | 0 | 0 | 0 | 0 | 0 | 0 | 0 | 0 | 0 | 0 | 0 | 0 | 0 | 0 | 0 | 0 | 0 | 0 | 0 | 0 | 0 | 0
NSW1 | Hydrogen Turbine | 0 | 0 | 0 | 0 | 0 | 0 | 0 | 979.6553 | 931.059 | 880.0446 | 834.1655 | 790.6782 | 751.4562 | 710.2826 | 794.8872 | 753.4476 | 716.0724 | 676.8375 | 641.5522 | 608.1063 | 577.9409 | 546.2744 | 523.4245 | 1383.5847 | 1314.9512 | 1242.9026 | 1178.1068
NSW1 | Wind | 0 | 110814.6332 | 105037.624 | 137592.2212 | 189626.6632 | 185186.0182 | 179348.6717 | 185115.4748 | 175932.7269 | 194837.4952 | 184680.0936 | 177567.4161 | 168759.0945 | 170406.8791 | 170750.6599 | 168114.8486 | 159775.4271 | 160493.7896 | 180904.0247 | 171473.0105 | 165969.8622 | 156876.0698 | 152276.5067 | 175995.7504 | 167265.3981 | 158100.6213 | 149858.4092
NSW1 | Solar PV | 0 | 0.010292 | 20315.7514 | 41288.645 | 52081.2123 | 82070.5601 | 77792.0091 | 109225.4932 | 110165.9672 | 124379.6011 | 124559.7417 | 126201.9054 | 119941.5952 | 122176.3366 | 149984.8001 | 142165.6873 | 135113.4856 | 139925.4886 | 132734.7969 | 135187.4079 | 140299.4145 | 132612.1528 | 125698.7231 | 140017.9865 | 133072.3226 | 125781.0465 | 121408.6165
NSW1 | Grid Battery | 0 | 0.040599 | 15160.5099 | 20991.7275 | 25756.134 | 29714.2742 | 28586.9337 | 67065.0499 | 63738.2546 | 63225.4352 | 59929.3284 | 56805.0506 | 63795.0515 | 61769.8803 | 76869.9253 | 72862.4887 | 69248.1087 | 65453.8826 | 63528.7757 | 66599.1956 | 65697.3205 | 66280.4997 | 62825.2031 | 60354.0121 | 57809.7641 | 60810.5912 | 60162.1378
NSW1 | Pumped Hydro | 0 | 0 | 6367.3857 | 6035.4367 | 5736.0458 | 7110.3641 | 6739.6817 | 6388.3239 | 6071.4278 | 5738.7632 | 5439.586 | 5156.0056 | 4900.2393 | 4631.7463 | 4390.2808 | 4161.4036 | 3954.9751 | 3738.2748 | 3543.3884 | 3358.662 | 3192.0539 | 3017.1554 | 2859.8629 | 2710.7705 | 2576.3014 | 2435.1411 | 2308.1906
NSW1 | VPP | 0 | 0 | 0 | 0 | 0 | 0 | 0 | 0 | 0 | 0 | 0 | 0 | 0 | 0 | 0 | 0 | 0 | 0 | 0 | 0 | 0 | 0 | 0 | 0 | 0 | 0 | 0
Total excluding storage |  | 0 | 110814.6949 | 146881.2813 | 205908.0402 | 273200.0647 | 304081.2255 | 292467.3046 | 368774.005 | 356839.4431 | 389061.3464 | 375442.922 | 366521.0625 | 358147.4429 | 359695.1306 | 402790.5588 | 388057.8811 | 368808.0738 | 370288.2778 | 381352.5422 | 377226.3866 | 375736.5959 | 359332.156 | 344183.7241 | 380462.1077 | 362038.7407 | 348370.3059 | 334915.4638
Region | Technology | 2023-24 | 2024-25 | 2025-26 | 2026-27 | 2027-28 | 2028-29 | 2029-30 | 2030-31 | 2031-32 | 2032-33 | 2033-34 | 2034-35 | 2035-36 | 2036-37 | 2037-38 | 2038-39 | 2039-40 | 2040-41 | 2041-42 | 2042-43 | 2043-44 | 2044-45 | 2045-46 | 2046-47 | 2047-48 | 2048-49 | 2049-50
QLD1 | Black Coal | 0 | 0 | 0 | 0 | 0 | 0 | 0 | 0 | 0 | 0 | 0 | 0 | 0 | 0 | 0 | 0 | 0 | 0 | 0 | 0 | 0 | 0 | 0 | 0 | 0 | 0 | 0
QLD1 | Brown Coal | 0 | 0 | 0 | 0 | 0 | 0 | 0 | 0 | 0 | 0 | 0 | 0 | 0 | 0 | 0 | 0 | 0 | 0 | 0 | 0 | 0 | 0 | 0 | 0 | 0 | 0 | 0
QLD1 | CCGT | 0 | 0 | 0 | 0 | 0 | 0 | 0 | 0 | 0 | 0 | 0 | 0 | 0 | 0 | 0 | 0 | 0 | 0 | 0 | 0 | 0 | 0 | 0 | 0 | 0 | 0 | 0
QLD1 | Gas - Steam | 0 | 0 | 0 | 0 | 0 | 0 | 0 | 0 | 0 | 0 | 0 | 0 | 0 | 0 | 0 | 0 | 0 | 0 | 0 | 0 | 0 | 0 | 0 | 0 | 0 | 0 | 0
QLD1 | OCGT / Diesel | 0 | 0.00098903 | 0.0029025 | 0.0027532 | 0.0026186 | 0.0025311 | 0.0023992 | 0.0022741 | 0.0021613 | 0.0020429 | 0.0019364 | 0.0018354 | 0.0017444 | 0.0016488 | 0.0015628 | 0.0014814 | 0.0014079 | 0.0013525 | 0.0012827 | 0.0012243 | 0.0011851 | 0.0011256 | 0.0010901 | 0.0011819 | 0.0011241 | 0.0010635 | 0.001011
QLD1 | Hydro | 0 | 0 | 0 | 0 | 0 | 0 | 0 | 0 | 0 | 0 | 0 | 0 | 0 | 0 | 0 | 0 | 0 | 0 | 0 | 0 | 0 | 0 | 0 | 0 | 0 | 0 | 0
QLD1 | Hydrogen Turbine | 0 | 0 | 0 | 0 | 0 | 0 | 0 | 0.00084278 | 0.00080098 | 0.00075709 | 0.00071762 | 0.00068021 | 0.00064647 | 0.00061105 | 0.00057985 | 0.00054962 | 0.00052282 | 0.00049471 | 0.00046953 | 0.00045143 | 0.00045721 | 0.0004483 | 0.000464 | 0.00063674 | 0.00060516 | 0.00057226 | 0.0005433
QLD1 | Wind | 0 | 100622.1223 | 133205.5448 | 151975.349 | 175162.9668 | 177437.9573 | 204759.7512 | 214825.549 | 215961.9678 | 215763.0736 | 246088.2062 | 340234.0443 | 349013.501 | 356942.6506 | 394972.6632 | 386016.9167 | 366868.3498 | 346766.9652 | 352520.0774 | 435020.6079 | 436069.0766 | 445898.6765 | 503613.751 | 596029.5175 | 568170.1536 | 545555.2741 | 532459.79
QLD1 | Solar PV | 0 | 0.0064095 | 3429.4139 | 8451.2525 | 17489.4578 | 60672.5837 | 67232.7251 | 85433.0609 | 94696.6194 | 106229.9806 | 156390.7443 | 256935.6731 | 246686.3802 | 245660.7579 | 261250.059 | 247630.3877 | 235346.5555 | 249260.0518 | 257018.713 | 332885.612 | 342419.3804 | 368591.9348 | 388018.1538 | 403280.4185 | 383275.4868 | 362275.1215 | 509899.0446
QLD1 | Grid Battery | 0 | 0.0058936 | 0.06151 | 0.060264 | 0.081922 | 32547.9208 | 30851.1098 | 29242.7582 | 27792.1563 | 39396.0492 | 70067.4518 | 102929.5937 | 100582.8115 | 95071.6952 | 90115.3509 | 85897.0195 | 81636.0545 | 95140.1542 | 91012.8017 | 137524.2214 | 142532.7466 | 162049.5358 | 153601.4744 | 145593.8193 | 138371.5634 | 142765.6233 | 256607.4724
QLD1 | Pumped Hydro | 0 | 0 | 8833.5096 | 14781.3024 | 15776.7928 | 15549.5837 | 14738.9419 | 13970.5611 | 13277.5442 | 12550.0433 | 11895.7756 | 11275.6167 | 10716.284 | 10129.1192 | 9601.0608 | 9100.5316 | 8649.0951 | 8175.1953 | 7749.0003 | 7345.024 | 6980.6703 | 6598.1866 | 6254.2053 | 5928.1567 | 5634.0875 | 5325.3855 | 5047.7588
QLD1 | VPP | 0 | 0 | 0 | 0 | 0 | 0 | 0 | 0 | 0 | 0 | 0 | 0 | 0 | 0 | 0 | 0 | 0 | 0 | 0 | 0 | 0 | 0 | 0 | 0 | 0 | 0 | 0
Total excluding storage |  | 0 | 100622.1355 | 145468.5328 | 175207.9669 | 208429.302 | 286208.0481 | 317582.5304 | 343471.9323 | 351728.2907 | 373939.1495 | 484442.1806 | 711374.9304 | 706998.979 | 707804.2251 | 755939.1361 | 728644.8576 | 692500.0569 | 699342.3683 | 708300.5941 | 912775.467 | 928001.8755 | 983138.3353 | 1051487.5862 | 1150831.9139 | 1095451.2929 | 1055921.4061 | 1304014.0673
Region | Technology | 2023-24 | 2024-25 | 2025-26 | 2026-27 | 2027-28 | 2028-29 | 2029-30 | 2030-31 | 2031-32 | 2032-33 | 2033-34 | 2034-35 | 2035-36 | 2036-37 | 2037-38 | 2038-39 | 2039-40 | 2040-41 | 2041-42 | 2042-43 | 2043-44 | 2044-45 | 2045-46 | 2046-47 | 2047-48 | 2048-49 | 2049-50
VIC1 | Black Coal | 0 | 0 | 0 | 0 | 0 | 0 | 0 | 0 | 0 | 0 | 0 | 0 | 0 | 0 | 0 | 0 | 0 | 0 | 0 | 0 | 0 | 0 | 0 | 0 | 0 | 0 | 0
VIC1 | Brown Coal | 0 | 0 | 0 | 0 | 0 | 0 | 0 | 0 | 0 | 0 | 0 | 0 | 0 | 0 | 0 | 0 | 0 | 0 | 0 | 0 | 0 | 0 | 0 | 0 | 0 | 0 | 0
VIC1 | CCGT | 0 | 0 | 0 | 0 | 0 | 0 | 0 | 0 | 0 | 0 | 0 | 0 | 0 | 0 | 0 | 0 | 0 | 0 | 0 | 0 | 0 | 0 | 0 | 0 | 0 | 0 | 0
VIC1 | Gas - Steam | 0 | 0 | 0 | 0 | 0 | 0 | 0 | 0 | 0 | 0 | 0 | 0 | 0 | 0 | 0 | 0 | 0 | 0 | 0 | 0 | 0 | 0 | 0 | 0 | 0 | 0 | 0
VIC1 | OCGT / Diesel | 0 | 0.0011352 | 0.001076 | 0.0022801 | 0.0021682 | 0.0020494 | 0.0019426 | 0.0018413 | 0.00175 | 0.0016541 | 0.0015678 | 0.0014861 | 0.0014124 | 0.001335 | 0.0012654 | 0.0011994 | 0.0011405 | 0.0011615 | 0.001132 | 0.0010738 | 0.0010731 | 0.0013792 | 0.0013073 | 0.0012391 | 0.0011776 | 0.0011131 | 0.001056
VIC1 | Hydro | 0 | 0 | 0 | 0 | 0 | 0 | 0 | 0 | 0 | 0 | 0 | 0 | 0 | 0 | 0 | 0 | 0 | 0 | 0 | 0 | 0 | 0 | 0 | 0 | 0 | 0 | 0
VIC1 | Hydrogen Turbine | 0 | 0 | 0 | 0 | 0 | 0 | 0 | 0 | 0 | 0 | 0 | 0 | 0.00067929 | 0.00067914 | 525.0052 | 497.6352 | 862.6967 | 815.428 | 772.9175 | 732.6232 | 3586.4216 | 4512.8304 | 4277.5644 | 4091.7721 | 4158.1635 | 4416.885 | 4591.1517
VIC1 | Wind | 0 | 48175.2242 | 49284.941 | 66575.7096 | 89736.9293 | 111550.1615 | 105734.7504 | 101429.8314 | 96398.353 | 91116.5109 | 99885.2039 | 94677.9196 | 89981.3729 | 93214.585 | 99103.1673 | 118399.0914 | 114188.3489 | 113584.2091 | 108387.1825 | 117359.782 | 128692.0145 | 121640.7435 | 119597.0286 | 128832.1859 | 151034.4969 | 143161.9953 | 137564.3879
VIC1 | Solar PV | 0 | 0.006281 | 0.01003 | 3831.9389 | 15352.3644 | 14511.1809 | 13754.6738 | 26168.822 | 24870.7041 | 26156.3893 | 25276.2463 | 34470.2546 | 32760.34 | 33173.3714 | 35215.7218 | 33379.9093 | 35446.5112 | 34936.1495 | 56382.7683 | 53443.3824 | 65555.5684 | 61963.6589 | 58733.326 | 58303.443 | 58543.6115 | 60391.028 | 59800.6657
VIC1 | Grid Battery | 0 | 0.0062587 | 0.0061494 | 7581.2266 | 17299.434 | 16351.5664 | 15499.1151 | 14691.1044 | 13962.3447 | 17953.1677 | 19126.7636 | 18129.6337 | 21093.7766 | 24290.4623 | 23024.1349 | 22121.8106 | 24627.0653 | 23277.7033 | 34112.935 | 32334.5356 | 32050.2952 | 35165.8532 | 33332.5623 | 35059.6938 | 34215.8474 | 39773.8504 | 37700.3322
VIC1 | Pumped Hydro | 0 | 0 | 0.0056359 | 390.2387 | 370.8808 | 350.5596 | 332.284 | 314.9611 | 299.3373 | 282.9361 | 268.1858 | 254.2046 | 241.5946 | 228.3572 | 216.4523 | 205.1681 | 194.9906 | 184.3067 | 174.6983 | 165.5908 | 157.3766 | 148.7537 | 140.9987 | 133.6481 | 127.0184 | 120.0589 | 113.7999
VIC1 | VPP | 0 | 0 | 0 | 0 | 0 | 0 | 0 | 0 | 0 | 0 | 0 | 0 | 0 | 0 | 0 | 0 | 0 | 0 | 0 | 0 | 0 | 0 | 0 | 0 | 0 | 0 | 0
Total excluding storage |  | 0 | 48175.2378 | 49284.9639 | 78379.1162 | 122759.6108 | 142763.4703 | 135320.8252 | 142604.7207 | 135530.7408 | 135509.0056 | 144556.4012 | 147532.014 | 144077.0862 | 150906.778 | 158084.4828 | 174603.6158 | 175319.6139 | 172797.7978 | 199830.5028 | 204035.9151 | 230041.6774 | 223431.8411 | 216081.4814 | 226420.7441 | 248079.1389 | 247863.8188 | 239770.3385
Region | Technology | 2023-24 | 2024-25 | 2025-26 | 2026-27 | 2027-28 | 2028-29 | 2029-30 | 2030-31 | 2031-32 | 2032-33 | 2033-34 | 2034-35 | 2035-36 | 2036-37 | 2037-38 | 2038-39 | 2039-40 | 2040-41 | 2041-42 | 2042-43 | 2043-44 | 2044-45 | 2045-46 | 2046-47 | 2047-48 | 2048-49 | 2049-50
SA1 | Black Coal | 0 | 0 | 0 | 0 | 0 | 0 | 0 | 0 | 0 | 0 | 0 | 0 | 0 | 0 | 0 | 0 | 0 | 0 | 0 | 0 | 0 | 0 | 0 | 0 | 0 | 0 | 0
SA1 | Brown Coal | 0 | 0 | 0 | 0 | 0 | 0 | 0 | 0 | 0 | 0 | 0 | 0 | 0 | 0 | 0 | 0 | 0 | 0 | 0 | 0 | 0 | 0 | 0 | 0 | 0 | 0 | 0
SA1 | CCGT | 0 | 0 | 0 | 0 | 0 | 0 | 0 | 0 | 0 | 0 | 0 | 0 | 0 | 0 | 0 | 0 | 0 | 0 | 0 | 0 | 0 | 0 | 0 | 0 | 0 | 0 | 0
SA1 | Gas - Steam | 0 | 0 | 0 | 0 | 0 | 0 | 0 | 0 | 0 | 0 | 0 | 0 | 0 | 0 | 0 | 0 | 0 | 0 | 0 | 0 | 0 | 0 | 0 | 0 | 0 | 0 | 0
SA1 | OCGT / Diesel | 0 | 0.00093376 | 0.00088508 | 0.0010072 | 0.00095723 | 0.00090478 | 0.00085761 | 0.00088184 | 0.00083979 | 0.00079685 | 0.00078249 | 0.00078175 | 0.00077273 | 0.00077736 | 0.00079553 | 0.00077111 | 0.00078049 | 0.00087616 | 0.00085413 | 0.00087703 | 0.00098958 | 0.00093666 | 0.00089063 | 0.00086251 | 0.00084701 | 0.00085955 | 0.00086497
SA1 | Hydro | 0 | 0 | 0 | 0 | 0 | 0 | 0 | 0 | 0 | 0 | 0 | 0 | 0 | 0 | 0 | 0 | 0 | 0 | 0 | 0 | 0 | 0 | 0 | 0 | 0 | 0 | 0
SA1 | Hydrogen Turbine | 0 | 0 | 0 | 0 | 0 | 0 | 0 | 0.00047234 | 0.00045008 | 0.00042707 | 0.00043789 | 0.0004921 | 0.00046854 | 0.00046764 | 0.00062777 | 0.0005963 | 0.00061135 | 0.00057785 | 0.00054848 | 0.00063598 | 0.00087425 | 0.00082635 | 0.00078327 | 0.00074292 | 0.00070639 | 0.00081065 | 0.00079915
SA1 | Wind | 0 | 29068.4586 | 27553.0413 | 50649.0344 | 48136.5834 | 106047.1582 | 102732.4489 | 114157.6967 | 108494.8459 | 102550.2148 | 121521.0867 | 115185.8642 | 132187.5564 | 149718.0166 | 192235.6936 | 199588.2887 | 189687.6121 | 195473.8865 | 231462.7894 | 241482.6146 | 246158.9545 | 232671.455 | 220541.6636 | 246322.265 | 268105.3415 | 266695.448 | 291308.2082
SA1 | Solar PV | 0 | 0.011245 | 2948.8432 | 2795.1121 | 9151.9671 | 28587.2279 | 27096.958 | 49849.9582 | 47377.1255 | 62763.8803 | 101011.889 | 126843.6782 | 122853.0834 | 145620.4861 | 155680.8312 | 147564.769 | 149379.7027 | 141194.9154 | 230088.3825 | 218736.3527 | 260689.3202 | 246405.6753 | 233559.8819 | 234559.0005 | 230271.4054 | 227391.7566 | 237309.8008
SA1 | Grid Battery | 0 | 0.0053807 | 0.0068104 | 0.017682 | 0.016837 | 0.015914 | 0.0151 | 7486.7188 | 13518.9678 | 34513.5236 | 47157.9901 | 59863.065 | 61476.1709 | 68563.7461 | 64989.3328 | 61601.2634 | 62320.8272 | 58906.1551 | 107946.2349 | 102318.7061 | 131137.2488 | 123951.9989 | 117490.0464 | 111364.9729 | 105840.6602 | 106996.1936 | 107866.2657
SA1 | Pumped Hydro | 0 | 0 | 0.0041057 | 0.0068935 | 0.0066315 | 0.0065061 | 0.00617 | 0.0059469 | 0.0056519 | 0.0053461 | 0.0051001 | 0.0049243 | 0.0047245 | 0.0046943 | 0.0044608 | 0.0042321 | 0.0043415 | 0.0041155 | 0.0040891 | 0.0040723 | 0.0042914 | 0.0040563 | 0.0038455 | 0.0036465 | 0.0034774 | 0.003615 | 0.0037352
SA1 | VPP | 0 | 0 | 0 | 0 | 0 | 0 | 0 | 0 | 0 | 0 | 0 | 0 | 0 | 0 | 0 | 0 | 0 | 0 | 0 | 0 | 0 | 0 | 0 | 0 | 0 | 0 | 0
Total excluding storage |  | 0 | 29068.4761 | 30501.8963 | 53444.172 | 57288.5749 | 134634.4095 | 129829.4291 | 171494.381 | 169390.9461 | 199827.6252 | 269690.9721 | 301892.6136 | 316516.8166 | 363902.2547 | 412905.8635 | 408754.3266 | 401388.1477 | 395574.9625 | 569497.4123 | 562537.679 | 637985.5296 | 603029.135 | 571591.5974 | 592246.2436 | 604217.4122 | 601083.4035 | 636484.28
Region | Technology | 2023-24 | 2024-25 | 2025-26 | 2026-27 | 2027-28 | 2028-29 | 2029-30 | 2030-31 | 2031-32 | 2032-33 | 2033-34 | 2034-35 | 2035-36 | 2036-37 | 2037-38 | 2038-39 | 2039-40 | 2040-41 | 2041-42 | 2042-43 | 2043-44 | 2044-45 | 2045-46 | 2046-47 | 2047-48 | 2048-49 | 2049-50
TAS1 | Black Coal | 0 | 0 | 0 | 0 | 0 | 0 | 0 | 0 | 0 | 0 | 0 | 0 | 0 | 0 | 0 | 0 | 0 | 0 | 0 | 0 | 0 | 0 | 0 | 0 | 0 | 0 | 0
TAS1 | Brown Coal | 0 | 0 | 0 | 0 | 0 | 0 | 0 | 0 | 0 | 0 | 0 | 0 | 0 | 0 | 0 | 0 | 0 | 0 | 0 | 0 | 0 | 0 | 0 | 0 | 0 | 0 | 0
TAS1 | CCGT | 0 | 0 | 0 | 0 | 0 | 0 | 0 | 0 | 0 | 0 | 0 | 0 | 0 | 0 | 0 | 0 | 0 | 0 | 0 | 0 | 0 | 0 | 0 | 0 | 0 | 0 | 0
TAS1 | Gas - Steam | 0 | 0 | 0 | 0 | 0 | 0 | 0 | 0 | 0 | 0 | 0 | 0 | 0 | 0 | 0 | 0 | 0 | 0 | 0 | 0 | 0 | 0 | 0 | 0 | 0 | 0 | 0
TAS1 | OCGT / Diesel | 0 | 0.0008449 | 0.00080086 | 0.00076234 | 0.0007913 | 0.00077573 | 0.00076074 | 0.00075236 | 0.00076328 | 0.00077753 | 0.00075731 | 0.00075379 | 0.00074849 | 0.00076471 | 0.00076887 | 0.00076169 | 0.00077044 | 0.00085582 | 0.00085464 | 0.00083794 | 0.00085828 | 0.00082098 | 0.0008181 | 0.00085325 | 0.00083134 | 0.00084325 | 0.00085297
TAS1 | Hydro | 0 | 0 | 0 | 0 | 0 | 0 | 0 | 0 | 0 | 0 | 0 | 0 | 0 | 0 | 0 | 0 | 0 | 0 | 0 | 0 | 0 | 0 | 0 | 0 | 0 | 0 | 0
TAS1 | Hydrogen Turbine | 0 | 0 | 0 | 0 | 0 | 0 | 0 | 0.00036812 | 0.00038298 | 0.0004029 | 0.0003975 | 0.00043082 | 0.00041127 | 0.00043893 | 0.00067581 | 0.00070335 | 0.00096558 | 0.00091312 | 0.00086593 | 0.00091323 | 0.0010164 | 0.00096072 | 0.00091098 | 128.409 | 122.0392 | 232.8156 | 239.3224
TAS1 | Wind | 0 | 32339.2069 | 36245.5515 | 38725.4728 | 69448.1154 | 74436.2493 | 99605.1592 | 96841.332 | 116178.4338 | 117382.9544 | 124977.8374 | 151531.3252 | 148082.3457 | 157193.9481 | 191973.4723 | 182171.3971 | 173134.6919 | 179755.7228 | 179755.15 | 170384.0287 | 172686.4341 | 163224.6284 | 154715.2878 | 180249.1627 | 186430.1608 | 191810.173 | 181810.5912
TAS1 | Solar PV | 0 | 0.0026133 | 0.0030651 | 0.0059637 | 2202.2327 | 3442.1596 | 6018.6507 | 10146.602 | 9643.2746 | 9114.9021 | 32522.036 | 55922.6564 | 60391.4364 | 65742.1219 | 69911.911 | 75230.6938 | 78034.7714 | 75364.0708 | 71435.1383 | 82245.835 | 81979.8428 | 77488.0172 | 73448.3576 | 94462.938 | 107074.3658 | 126460.5306 | 124253.2977
TAS1 | Grid Battery | 0 | 0.0036377 | 0.0040986 | 0.0047692 | 0.0058585 | 0.0055392 | 0.0060336 | 0.0075885 | 0.012481 | 0.015533 | 0.01861 | 0.017976 | 0.020315 | 0.026389 | 0.038397 | 33.2757 | 31.637 | 29.9036 | 2996.1079 | 9525.2541 | 9052.765 | 8556.7475 | 8110.6611 | 22495.2966 | 40472.4919 | 46170.7524 | 43763.7464
TAS1 | Pumped Hydro | 0 | 0 | 0.010012 | 0.013509 | 0.025453 | 2087.1456 | 6568.6955 | 6601.9923 | 7606.033 | 9369.766 | 10158.1501 | 14748.1186 | 17508.2362 | 16997.0157 | 16110.9242 | 15271.0333 | 14513.5058 | 13718.2843 | 13003.1131 | 12325.2257 | 11713.8266 | 11072.0046 | 10494.7911 | 9947.6693 | 9454.21 | 8936.1966 | 8470.3285
TAS1 | VPP | 0 | 0 | 0 | 0 | 0 | 0 | 0 | 0 | 0 | 0 | 0 | 0 | 0 | 0 | 0 | 0 | 0 | 0 | 0 | 0 | 0 | 0 | 0 | 0 | 0 | 0 | 0
Total excluding storage |  | 0 | 32339.214 | 36245.5695 | 38725.4978 | 71650.3802 | 79965.5608 | 112192.5122 | 113589.935 | 133427.7551 | 135867.6392 | 167658.0432 | 222202.1193 | 225982.0398 | 239933.1133 | 277996.3473 | 272706.4013 | 265714.6078 | 268867.9832 | 267189.511 | 274480.3453 | 275432.8704 | 260341.3994 | 246769.0993 | 307283.4765 | 343553.2687 | 373610.4691 | 358537.2871

## Option 5_Fuel Cost
Fuel cost by technology ($000s) - Option 5, Hydrogen Superpower Scenario
Fuel | Real June 2021 dollars discounted to 1 July 2021
Explicitly modelled generation
Region | Technology | 2023-24 | 2024-25 | 2025-26 | 2026-27 | 2027-28 | 2028-29 | 2029-30 | 2030-31 | 2031-32 | 2032-33 | 2033-34 | 2034-35 | 2035-36 | 2036-37 | 2037-38 | 2038-39 | 2039-40 | 2040-41 | 2041-42 | 2042-43 | 2043-44 | 2044-45 | 2045-46 | 2046-47 | 2047-48 | 2048-49 | 2049-50
NEM | Black Coal | 1686828.614 | 1088656.942 | 778590.879 | 512671.226 | 282546.799 | 199897.783 | 140849.2 | 0 | 0 | 0 | 0 | 0 | 0 | 0 | 0 | 0 | 0 | 0 | 0 | 0 | 0 | 0 | 0 | 0 | 0 | 0 | 0
NEM | Brown Coal | 196112.101 | 146030.909 | 113437.434 | 84328.62 | 53817.028 | 33106.638 | 31946.385 | 0 | 0 | 0 | 0 | 0 | 0 | 0 | 0 | 0 | 0 | 0 | 0 | 0 | 0 | 0 | 0 | 0 | 0 | 0 | 0
NEM | CCGT | 435549.4782 | 225085.0248 | 352820.5684 | 366933.7553 | 326554.0347 | 346008.308 | 310458.392 | 332238.5763 | 330105.2395 | 226515.314 | 267232.0664 | 265067.0094 | 134554.5731 | 78216.2517 | 136955.5985 | 62271.7301 | 52443.2478 | 180372.676 | 169727.2295 | 166643.383 | 111618.595 | 104100.8565 | 42026.923 | 24649.532 | 22564.12 | 18989.108 | 19902.782
NEM | Gas - Steam | 22658.4065 | 11927.0222 | 51669.647 | 16503.621 | 44935.008 | 109536.032 | 20320.946 | 54295.356 | 20487.93 | 11196.113 | 4303.4245 | 8792.295 | 5890.9615 | 5266.3765 | 12010.079 | 7238.1985 | 0 | 0 | 0 | 0 | 0 | 0 | 0 | 0 | 0 | 0 | 0
NEM | OCGT / Diesel | 44854.145 | 16937.2427 | 48010.512 | 50613.7393 | 71799.5795 | 177862.321 | 26077.0435 | 134400.7111 | 44379.7595 | 28836.0487 | 4006.7466 | 21093.6031 | 11995.398 | 7657.859 | 13415.5284 | 5202.3496 | 16240.2124 | 93154.1132 | 45365.6299 | 37447.707 | 144008.5702 | 5171.3931 | 3292.2308 | 51374.5626 | 738.8217 | 1266.3673 | 1372.4653
NEM | Hydro | 0 | 0 | 0 | 0 | 0 | 0 | 0 | 0 | 0 | 0 | 0 | 0 | 0 | 0 | 0 | 0 | 0 | 0 | 0 | 0 | 0 | 0 | 0 | 0 | 0 | 0 | 0
NEM | Hydrogen Turbine | 0 | 0 | 0 | 0 | 0 | 0 | 0 | 21336.8233 | 19813.5408 | 8904.0526 | 14312.8901 | 25977.8036 | 10774.3078 | 16471.4191 | 59305.9951 | 55503.106 | 71938.143 | 66003.9616 | 47755.4056 | 54746.5949 | 203019.8564 | 174782.6193 | 182220.7497 | 282378.3661 | 274131.422 | 274250.2513 | 275812.0127
NEM | Wind | 0 | 0 | 0 | 0 | 0 | 0 | 0 | 0 | 0 | 0 | 0 | 0 | 0 | 0 | 0 | 0 | 0 | 0 | 0 | 0 | 0 | 0 | 0 | 0 | 0 | 0 | 0
NEM | Solar PV | 0 | 0 | 0 | 0 | 0 | 0 | 0 | 0 | 0 | 0 | 0 | 0 | 0 | 0 | 0 | 0 | 0 | 0 | 0 | 0 | 0 | 0 | 0 | 0 | 0 | 0 | 0
NEM | Grid Battery | 0 | 0 | 0 | 0 | 0 | 0 | 0 | 0 | 0 | 0 | 0 | 0 | 0 | 0 | 0 | 0 | 0 | 0 | 0 | 0 | 0 | 0 | 0 | 0 | 0 | 0 | 0
NEM | Pumped Hydro | 0 | 0 | 0 | 0 | 0 | 0 | 0 | 0 | 0 | 0 | 0 | 0 | 0 | 0 | 0 | 0 | 0 | 0 | 0 | 0 | 0 | 0 | 0 | 0 | 0 | 0 | 0
NEM | VPP | 0 | 0 | 0 | 0 | 0 | 0 | 0 | 0 | 0 | 0 | 0 | 0 | 0 | 0 | 0 | 0 | 0 | 0 | 0 | 0 | 0 | 0 | 0 | 0 | 0 | 0 | 0
Total excluding storage |  | 2386002.7446 | 1488637.1408 | 1344529.0404 | 1031050.9616 | 779652.4492 | 866411.082 | 529651.9665 | 542271.4667 | 414786.4699 | 275451.5283 | 289855.1277 | 320930.7111 | 163215.2404 | 107611.9063 | 221687.201 | 130215.3842 | 140621.6032 | 339530.7507 | 262848.2649 | 258837.685 | 458647.0217 | 284054.8689 | 227539.9034 | 358402.4607 | 297434.3637 | 294505.7266 | 297087.26
Region | Technology | 2023-24 | 2024-25 | 2025-26 | 2026-27 | 2027-28 | 2028-29 | 2029-30 | 2030-31 | 2031-32 | 2032-33 | 2033-34 | 2034-35 | 2035-36 | 2036-37 | 2037-38 | 2038-39 | 2039-40 | 2040-41 | 2041-42 | 2042-43 | 2043-44 | 2044-45 | 2045-46 | 2046-47 | 2047-48
NSW1 | Black Coal | 984307.556 | 607767.752 | 476814.313 | 263678.108 | 127473.564 | 123339.156 | 108585.756 | 0 | 0 | 0 | 0 | 0 | 0 | 0 | 0 | 0 | 0 | 0 | 0 | 0 | 0 | 0 | 0 | 0 | 0 | 0 | 0
NSW1 | Brown Coal | 0 | 0 | 0 | 0 | 0 | 0 | 0 | 0 | 0 | 0 | 0 | 0 | 0 | 0 | 0 | 0 | 0 | 0 | 0 | 0 | 0 | 0 | 0 | 0 | 0 | 0 | 0
NSW1 | CCGT | 32449.788 | 4006.9888 | 41031.296 | 67845.008 | 62751.244 | 64787.544 | 58997.98 | 66688.572 | 63246.392 | 50927.468 | 54493.528 | 57500.496 | 35981.792 | 28949.354 | 38097.96 | 32976.298 | 24050.878 | 54292.824 | 50363.64 | 49898.656 | 0 | 0 | 0 | 0 | 0 | 0 | 0
NSW1 | Gas - Steam | 0 | 0 | 0 | 0 | 0 | 0 | 0 | 0 | 0 | 0 | 0 | 0 | 0 | 0 | 0 | 0 | 0 | 0 | 0 | 0 | 0 | 0 | 0 | 0 | 0 | 0 | 0
NSW1 | OCGT / Diesel | 1092.6285 | 389.0856 | 2320.7198 | 8499.2076 | 4890.9289 | 14369.0433 | 1000.5883 | 23286.5597 | 7408.4326 | 7511.3012 | 274.0803 | 2974.9911 | 52.0217 | 121.3401 | 1923.6623 | 0.021669 | 1145.1888 | 35367.8269 | 3180.7518 | 3554.143 | 30626.3506 | 1518.2944 | 207.3703 | 8202.8902 | 0.036694 | 235.361 | 852.5952
NSW1 | Hydro | 0 | 0 | 0 | 0 | 0 | 0 | 0 | 0 | 0 | 0 | 0 | 0 | 0 | 0 | 0 | 0 | 0 | 0 | 0 | 0 | 0 | 0 | 0 | 0 | 0 | 0 | 0
NSW1 | Hydrogen Turbine | 0 | 0 | 0 | 0 | 0 | 0 | 0 | 21336.79 | 19813.508 | 8904.023 | 14312.857 | 25977.764 | 10774.255 | 16471.36 | 32903.204 | 31163.428 | 27353.938 | 28319.552 | 13752.493 | 20783.284 | 27178.68 | 14631.02 | 17641.748 | 67877.936 | 52870.488 | 45499.056 | 45637.332
NSW1 | Wind | 0 | 0 | 0 | 0 | 0 | 0 | 0 | 0 | 0 | 0 | 0 | 0 | 0 | 0 | 0 | 0 | 0 | 0 | 0 | 0 | 0 | 0 | 0 | 0 | 0 | 0 | 0
NSW1 | Solar PV | 0 | 0 | 0 | 0 | 0 | 0 | 0 | 0 | 0 | 0 | 0 | 0 | 0 | 0 | 0 | 0 | 0 | 0 | 0 | 0 | 0 | 0 | 0 | 0 | 0 | 0 | 0
NSW1 | Grid Battery | 0 | 0 | 0 | 0 | 0 | 0 | 0 | 0 | 0 | 0 | 0 | 0 | 0 | 0 | 0 | 0 | 0 | 0 | 0 | 0 | 0 | 0 | 0 | 0 | 0 | 0 | 0
NSW1 | Pumped Hydro | 0 | 0 | 0 | 0 | 0 | 0 | 0 | 0 | 0 | 0 | 0 | 0 | 0 | 0 | 0 | 0 | 0 | 0 | 0 | 0 | 0 | 0 | 0 | 0 | 0 | 0 | 0
NSW1 | VPP | 0 | 0 | 0 | 0 | 0 | 0 | 0 | 0 | 0 | 0 | 0 | 0 | 0 | 0 | 0 | 0 | 0 | 0 | 0 | 0 | 0 | 0 | 0 | 0 | 0 | 0 | 0
Total excluding storage |  | 1017849.9725 | 612163.8264 | 520166.3288 | 340022.3236 | 195115.7369 | 202495.7433 | 168584.3243 | 111311.9217 | 90468.3326 | 67342.7922 | 69080.4653 | 86453.2511 | 46808.0687 | 45542.0541 | 72924.8263 | 64139.7477 | 52550.0048 | 117980.2029 | 67296.8848 | 74236.083 | 57805.0306 | 16149.3144 | 17849.1183 | 76080.8262 | 52870.5247 | 45734.417 | 46489.9272
Region | Technology | 2023-24 | 2024-25 | 2025-26 | 2026-27 | 2027-28 | 2028-29 | 2029-30 | 2030-31 | 2031-32 | 2032-33 | 2033-34 | 2034-35 | 2035-36 | 2036-37 | 2037-38 | 2038-39 | 2039-40 | 2040-41 | 2041-42 | 2042-43 | 2043-44 | 2044-45 | 2045-46 | 2046-47 | 2047-48
QLD1 | Black Coal | 702521.058 | 480889.19 | 301776.566 | 248993.118 | 155073.235 | 76558.627 | 32263.444 | 0 | 0 | 0 | 0 | 0 | 0 | 0 | 0 | 0 | 0 | 0 | 0 | 0 | 0 | 0 | 0 | 0 | 0 | 0 | 0
QLD1 | Brown Coal | 0 | 0 | 0 | 0 | 0 | 0 | 0 | 0 | 0 | 0 | 0 | 0 | 0 | 0 | 0 | 0 | 0 | 0 | 0 | 0 | 0 | 0 | 0 | 0 | 0 | 0 | 0
QLD1 | CCGT | 236102.5922 | 143687.876 | 211495.1204 | 218621.0913 | 186217.3027 | 180078.884 | 170135.236 | 174252.2043 | 191408.3595 | 159418.592 | 160069.9184 | 144939.4414 | 93309.1026 | 46522.1667 | 98857.6385 | 29295.4321 | 28392.3698 | 126079.852 | 119363.5895 | 116744.727 | 111618.595 | 104100.8565 | 42026.923 | 24649.532 | 22564.12 | 18989.108 | 19902.782
QLD1 | Gas - Steam | 0 | 0 | 0 | 0 | 0 | 0 | 0 | 0 | 0 | 0 | 0 | 0 | 0 | 0 | 0 | 0 | 0 | 0 | 0 | 0 | 0 | 0 | 0 | 0 | 0 | 0 | 0
QLD1 | OCGT / Diesel | 352.1674 | 0.023444 | 438.664 | 4073.9474 | 5434.2205 | 12412.0178 | 3101.7482 | 29936.0131 | 14891.0658 | 7242.9281 | 460.2492 | 0.016519 | 0.01546 | 0.014602 | 25.1291 | 0.013678 | 2294.8613 | 6659.762 | 782.7059 | 0.044995 | 1996.0858 | 0.037635 | 382.3249 | 37774.8873 | 0.03168 | 0.028856 | 0.022434
QLD1 | Hydro | 0 | 0 | 0 | 0 | 0 | 0 | 0 | 0 | 0 | 0 | 0 | 0 | 0 | 0 | 0 | 0 | 0 | 0 | 0 | 0 | 0 | 0 | 0 | 0 | 0 | 0 | 0
QLD1 | Hydrogen Turbine | 0 | 0 | 0 | 0 | 0 | 0 | 0 | 0.012606 | 0.013523 | 0.012027 | 0.011648 | 0.011684 | 0.012409 | 0.013382 | 0.020315 | 0.016185 | 0.012589 | 0.013117 | 0.0097454 | 0.010768 | 0.011419 | 0.010834 | 0.011278 | 0.025617 | 0.013272 | 0.012387 | 0.013694
QLD1 | Wind | 0 | 0 | 0 | 0 | 0 | 0 | 0 | 0 | 0 | 0 | 0 | 0 | 0 | 0 | 0 | 0 | 0 | 0 | 0 | 0 | 0 | 0 | 0 | 0 | 0 | 0 | 0
QLD1 | Solar PV | 0 | 0 | 0 | 0 | 0 | 0 | 0 | 0 | 0 | 0 | 0 | 0 | 0 | 0 | 0 | 0 | 0 | 0 | 0 | 0 | 0 | 0 | 0 | 0 | 0 | 0 | 0
QLD1 | Grid Battery | 0 | 0 | 0 | 0 | 0 | 0 | 0 | 0 | 0 | 0 | 0 | 0 | 0 | 0 | 0 | 0 | 0 | 0 | 0 | 0 | 0 | 0 | 0 | 0 | 0 | 0 | 0
QLD1 | Pumped Hydro | 0 | 0 | 0 | 0 | 0 | 0 | 0 | 0 | 0 | 0 | 0 | 0 | 0 | 0 | 0 | 0 | 0 | 0 | 0 | 0 | 0 | 0 | 0 | 0 | 0 | 0 | 0
QLD1 | VPP | 0 | 0 | 0 | 0 | 0 | 0 | 0 | 0 | 0 | 0 | 0 | 0 | 0 | 0 | 0 | 0 | 0 | 0 | 0 | 0 | 0 | 0 | 0 | 0 | 0 | 0 | 0
Total excluding storage |  | 938975.8176 | 624577.0895 | 513710.3504 | 471688.1567 | 346724.7582 | 269049.5288 | 205500.4282 | 204188.23 | 206299.4388 | 166661.5321 | 160530.1793 | 144939.4696 | 93309.1305 | 46522.1946 | 98882.7879 | 29295.462 | 30687.2436 | 132739.6271 | 120146.3051 | 116744.7828 | 113614.6922 | 104100.905 | 42409.2592 | 62424.4449 | 22564.165 | 18989.1492 | 19902.8181
Region | Technology | 2023-24 | 2024-25 | 2025-26 | 2026-27 | 2027-28 | 2028-29 | 2029-30 | 2030-31 | 2031-32 | 2032-33 | 2033-34 | 2034-35 | 2035-36 | 2036-37 | 2037-38 | 2038-39 | 2039-40 | 2040-41 | 2041-42 | 2042-43 | 2043-44 | 2044-45 | 2045-46 | 2046-47 | 2047-48
VIC1 | Black Coal | 0 | 0 | 0 | 0 | 0 | 0 | 0 | 0 | 0 | 0 | 0 | 0 | 0 | 0 | 0 | 0 | 0 | 0 | 0 | 0 | 0 | 0 | 0 | 0 | 0 | 0 | 0
VIC1 | Brown Coal | 196112.101 | 146030.909 | 113437.434 | 84328.62 | 53817.028 | 33106.638 | 31946.385 | 0 | 0 | 0 | 0 | 0 | 0 | 0 | 0 | 0 | 0 | 0 | 0 | 0 | 0 | 0 | 0 | 0 | 0 | 0 | 0
VIC1 | CCGT | 0 | 0 | 0 | 0 | 0 | 0 | 0 | 0 | 0 | 0 | 0 | 0 | 0 | 0 | 0 | 0 | 0 | 0 | 0 | 0 | 0 | 0 | 0 | 0 | 0 | 0 | 0
VIC1 | Gas - Steam | 2248.8965 | 1470.9752 | 16341.859 | 16503.621 | 44935.008 | 109536.032 | 20320.946 | 54295.356 | 20487.93 | 11196.113 | 4303.4245 | 8792.295 | 5890.9615 | 5266.3765 | 12010.079 | 7238.1985 | 0 | 0 | 0 | 0 | 0 | 0 | 0 | 0 | 0 | 0 | 0
VIC1 | OCGT / Diesel | 3332.3753 | 1384.4997 | 10118.71 | 17278.4224 | 29883.4809 | 100329.7367 | 13211.5138 | 39132.2961 | 12883.508 | 10271.2633 | 1144.7229 | 13206.609 | 9656.3152 | 6748.684 | 9275.7315 | 5202.2747 | 11956.2171 | 23650.0625 | 14694.0492 | 8501.8252 | 31701.4522 | 3653.0073 | 2702.487 | 5396.7352 | 738.7081 | 1030.928 | 519.8016
VIC1 | Hydro | 0 | 0 | 0 | 0 | 0 | 0 | 0 | 0 | 0 | 0 | 0 | 0 | 0 | 0 | 0 | 0 | 0 | 0 | 0 | 0 | 0 | 0 | 0 | 0 | 0 | 0 | 0
VIC1 | Hydrogen Turbine | 0 | 0 | 0 | 0 | 0 | 0 | 0 | 0 | 0 | 0 | 0 | 0 | 0.01949 | 0.02107 | 26402.72 | 24339.614 | 44584.124 | 37684.34 | 34002.856 | 33963.24 | 175841.072 | 160151.536 | 164578.944 | 207921.584 | 215231.984 | 217226.288 | 219067.648
VIC1 | Wind | 0 | 0 | 0 | 0 | 0 | 0 | 0 | 0 | 0 | 0 | 0 | 0 | 0 | 0 | 0 | 0 | 0 | 0 | 0 | 0 | 0 | 0 | 0 | 0 | 0 | 0 | 0
VIC1 | Solar PV | 0 | 0 | 0 | 0 | 0 | 0 | 0 | 0 | 0 | 0 | 0 | 0 | 0 | 0 | 0 | 0 | 0 | 0 | 0 | 0 | 0 | 0 | 0 | 0 | 0 | 0 | 0
VIC1 | Grid Battery | 0 | 0 | 0 | 0 | 0 | 0 | 0 | 0 | 0 | 0 | 0 | 0 | 0 | 0 | 0 | 0 | 0 | 0 | 0 | 0 | 0 | 0 | 0 | 0 | 0 | 0 | 0
VIC1 | Pumped Hydro | 0 | 0 | 0 | 0 | 0 | 0 | 0 | 0 | 0 | 0 | 0 | 0 | 0 | 0 | 0 | 0 | 0 | 0 | 0 | 0 | 0 | 0 | 0 | 0 | 0 | 0 | 0
VIC1 | VPP | 0 | 0 | 0 | 0 | 0 | 0 | 0 | 0 | 0 | 0 | 0 | 0 | 0 | 0 | 0 | 0 | 0 | 0 | 0 | 0 | 0 | 0 | 0 | 0 | 0 | 0 | 0
Total excluding storage |  | 201693.3728 | 148886.3839 | 139898.003 | 118110.6634 | 128635.5169 | 242972.4067 | 65478.8448 | 93427.6521 | 33371.438 | 21467.3763 | 5448.1474 | 21998.904 | 15547.2962 | 12015.0816 | 47688.5305 | 36780.0872 | 56540.3411 | 61334.4025 | 48696.9052 | 42465.0652 | 207542.5242 | 163804.5433 | 167281.431 | 213318.3192 | 215970.6921 | 218257.216 | 219587.4496
Region | Technology | 2023-24 | 2024-25 | 2025-26 | 2026-27 | 2027-28 | 2028-29 | 2029-30 | 2030-31 | 2031-32 | 2032-33 | 2033-34 | 2034-35 | 2035-36 | 2036-37 | 2037-38 | 2038-39 | 2039-40 | 2040-41 | 2041-42 | 2042-43 | 2043-44 | 2044-45 | 2045-46 | 2046-47 | 2047-48
SA1 | Black Coal | 0 | 0 | 0 | 0 | 0 | 0 | 0 | 0 | 0 | 0 | 0 | 0 | 0 | 0 | 0 | 0 | 0 | 0 | 0 | 0 | 0 | 0 | 0 | 0 | 0 | 0 | 0
SA1 | Brown Coal | 0 | 0 | 0 | 0 | 0 | 0 | 0 | 0 | 0 | 0 | 0 | 0 | 0 | 0 | 0 | 0 | 0 | 0 | 0 | 0 | 0 | 0 | 0 | 0 | 0 | 0 | 0
SA1 | CCGT | 166997.098 | 77390.16 | 100294.152 | 80467.656 | 77585.488 | 101141.88 | 81325.176 | 91297.8 | 75450.488 | 16169.254 | 52668.62 | 62627.072 | 5263.6785 | 2744.731 | 0 | 0 | 0 | 0 | 0 | 0 | 0 | 0 | 0 | 0 | 0 | 0 | 0
SA1 | Gas - Steam | 20409.51 | 10456.047 | 35327.788 | 0 | 0 | 0 | 0 | 0 | 0 | 0 | 0 | 0 | 0 | 0 | 0 | 0 | 0 | 0 | 0 | 0 | 0 | 0 | 0 | 0 | 0 | 0 | 0
SA1 | OCGT / Diesel | 40076.9648 | 15163.6208 | 35132.4049 | 20706.4832 | 31438.6242 | 50734.7724 | 8763.1779 | 42045.8259 | 9090.1114 | 3560.5855 | 2127.6793 | 4911.9714 | 2287.0321 | 787.8068 | 2190.9912 | 0.025505 | 843.9311 | 27476.441 | 26708.105 | 25391.6751 | 79684.6575 | 0.037433 | 0.032878 | 0.029928 | 0.026724 | 0.028747 | 0.027008
SA1 | Hydro | 0 | 0 | 0 | 0 | 0 | 0 | 0 | 0 | 0 | 0 | 0 | 0 | 0 | 0 | 0 | 0 | 0 | 0 | 0 | 0 | 0 | 0 | 0 | 0 | 0 | 0 | 0
SA1 | Hydrogen Turbine | 0 | 0 | 0 | 0 | 0 | 0 | 0 | 0.013452 | 0.011861 | 0.0098896 | 0.012566 | 0.016104 | 0.011822 | 0.013434 | 0.024423 | 0.019428 | 0.024301 | 0.018059 | 0.016188 | 0.023213 | 0.045031 | 0.021762 | 0.017127 | 0.026987 | 0.022692 | 0.030898 | 0.02896
SA1 | Wind | 0 | 0 | 0 | 0 | 0 | 0 | 0 | 0 | 0 | 0 | 0 | 0 | 0 | 0 | 0 | 0 | 0 | 0 | 0 | 0 | 0 | 0 | 0 | 0 | 0 | 0 | 0
SA1 | Solar PV | 0 | 0 | 0 | 0 | 0 | 0 | 0 | 0 | 0 | 0 | 0 | 0 | 0 | 0 | 0 | 0 | 0 | 0 | 0 | 0 | 0 | 0 | 0 | 0 | 0 | 0 | 0
SA1 | Grid Battery | 0 | 0 | 0 | 0 | 0 | 0 | 0 | 0 | 0 | 0 | 0 | 0 | 0 | 0 | 0 | 0 | 0 | 0 | 0 | 0 | 0 | 0 | 0 | 0 | 0 | 0 | 0
SA1 | Pumped Hydro | 0 | 0 | 0 | 0 | 0 | 0 | 0 | 0 | 0 | 0 | 0 | 0 | 0 | 0 | 0 | 0 | 0 | 0 | 0 | 0 | 0 | 0 | 0 | 0 | 0 | 0 | 0
SA1 | VPP | 0 | 0 | 0 | 0 | 0 | 0 | 0 | 0 | 0 | 0 | 0 | 0 | 0 | 0 | 0 | 0 | 0 | 0 | 0 | 0 | 0 | 0 | 0 | 0 | 0 | 0 | 0
Total excluding storage |  | 227483.5728 | 103009.8278 | 170754.3449 | 101174.1392 | 109024.1122 | 151876.6524 | 90088.3539 | 133343.6394 | 84540.6113 | 19729.8494 | 54796.3118 | 67539.0595 | 7550.7224 | 3532.5512 | 2191.0156 | 0.044932 | 843.9554 | 27476.4591 | 26708.1212 | 25391.6984 | 79684.7025 | 0.059195 | 0.050005 | 0.056915 | 0.049416 | 0.059645 | 0.055967
Region | Technology | 2023-24 | 2024-25 | 2025-26 | 2026-27 | 2027-28 | 2028-29 | 2029-30 | 2030-31 | 2031-32 | 2032-33 | 2033-34 | 2034-35 | 2035-36 | 2036-37 | 2037-38 | 2038-39 | 2039-40 | 2040-41 | 2041-42 | 2042-43 | 2043-44 | 2044-45 | 2045-46 | 2046-47 | 2047-48
TAS1 | Black Coal | 0 | 0 | 0 | 0 | 0 | 0 | 0 | 0 | 0 | 0 | 0 | 0 | 0 | 0 | 0 | 0 | 0 | 0 | 0 | 0 | 0 | 0 | 0 | 0 | 0 | 0 | 0
TAS1 | Brown Coal | 0 | 0 | 0 | 0 | 0 | 0 | 0 | 0 | 0 | 0 | 0 | 0 | 0 | 0 | 0 | 0 | 0 | 0 | 0 | 0 | 0 | 0 | 0 | 0 | 0 | 0 | 0
TAS1 | CCGT | 0 | 0 | 0 | 0 | 0 | 0 | 0 | 0 | 0 | 0 | 0 | 0 | 0 | 0 | 0 | 0 | 0 | 0 | 0 | 0 | 0 | 0 | 0 | 0 | 0 | 0 | 0
TAS1 | Gas - Steam | 0 | 0 | 0 | 0 | 0 | 0 | 0 | 0 | 0 | 0 | 0 | 0 | 0 | 0 | 0 | 0 | 0 | 0 | 0 | 0 | 0 | 0 | 0 | 0 | 0 | 0 | 0
TAS1 | OCGT / Diesel | 0.0090306 | 0.013106 | 0.013363 | 55.6786 | 152.3251 | 16.7507 | 0.015332 | 0.016286 | 106.6417 | 249.9705 | 0.014896 | 0.015039 | 0.013585 | 0.013626 | 0.014445 | 0.014022 | 0.01421 | 0.020801 | 0.018104 | 0.018709 | 0.024094 | 0.016301 | 0.015677 | 0.020012 | 0.018516 | 0.020678 | 0.019031
TAS1 | Hydro | 0 | 0 | 0 | 0 | 0 | 0 | 0 | 0 | 0 | 0 | 0 | 0 | 0 | 0 | 0 | 0 | 0 | 0 | 0 | 0 | 0 | 0 | 0 | 0 | 0 | 0 | 0
TAS1 | Hydrogen Turbine | 0 | 0 | 0 | 0 | 0 | 0 | 0 | 0.0072034 | 0.0074422 | 0.0076531 | 0.0088941 | 0.011792 | 0.009076 | 0.011231 | 0.026327 | 0.02839 | 0.044106 | 0.038389 | 0.030632 | 0.036952 | 0.047991 | 0.030687 | 0.029267 | 6578.7935 | 6028.914 | 11524.864 | 11106.99
TAS1 | Wind | 0 | 0 | 0 | 0 | 0 | 0 | 0 | 0 | 0 | 0 | 0 | 0 | 0 | 0 | 0 | 0 | 0 | 0 | 0 | 0 | 0 | 0 | 0 | 0 | 0 | 0 | 0
TAS1 | Solar PV | 0 | 0 | 0 | 0 | 0 | 0 | 0 | 0 | 0 | 0 | 0 | 0 | 0 | 0 | 0 | 0 | 0 | 0 | 0 | 0 | 0 | 0 | 0 | 0 | 0 | 0 | 0
TAS1 | Grid Battery | 0 | 0 | 0 | 0 | 0 | 0 | 0 | 0 | 0 | 0 | 0 | 0 | 0 | 0 | 0 | 0 | 0 | 0 | 0 | 0 | 0 | 0 | 0 | 0 | 0 | 0 | 0
TAS1 | Pumped Hydro | 0 | 0 | 0 | 0 | 0 | 0 | 0 | 0 | 0 | 0 | 0 | 0 | 0 | 0 | 0 | 0 | 0 | 0 | 0 | 0 | 0 | 0 | 0 | 0 | 0 | 0 | 0
TAS1 | VPP | 0 | 0 | 0 | 0 | 0 | 0 | 0 | 0 | 0 | 0 | 0 | 0 | 0 | 0 | 0 | 0 | 0 | 0 | 0 | 0 | 0 | 0 | 0 | 0 | 0 | 0 | 0
Total excluding storage |  | 0.0090306 | 0.013106 | 0.013363 | 55.6786 | 152.3251 | 16.7507 | 0.015332 | 0.02349 | 106.6491 | 249.9782 | 0.02379 | 0.026831 | 0.022661 | 0.024858 | 0.040772 | 0.042413 | 0.058316 | 0.05919 | 0.048736 | 0.055661 | 0.072085 | 0.046988 | 0.044945 | 6578.8135 | 6028.9325 | 11524.8847 | 11107.009

## Option 5_Build Cost
New generation build cost (CAPEX) by technology ($000s) - Option 5, Hydrogen Superpower Scenario
CAPEX | Real June 2021 dollars discounted to 1 July 2021. The total capital costs are annualised for modelling purposes.
Explicitly modelled generation
Region | Technology | 2023-24 | 2024-25 | 2025-26 | 2026-27 | 2027-28 | 2028-29 | 2029-30 | 2030-31 | 2031-32 | 2032-33 | 2033-34 | 2034-35 | 2035-36 | 2036-37 | 2037-38 | 2038-39 | 2039-40 | 2040-41 | 2041-42 | 2042-43 | 2043-44 | 2044-45 | 2045-46 | 2046-47 | 2047-48 | 2048-49 | 2049-50
NEM | Black Coal | 0 | 0 | 0 | 0 | 0 | 0 | 0 | 0 | 0 | 0 | 0 | 0 | 0 | 0 | 0 | 0 | 0 | 0 | 0 | 0 | 0 | 0 | 0 | 0 | 0 | 0 | 0
NEM | Brown Coal | 0 | 0 | 0 | 0 | 0 | 0 | 0 | 0 | 0 | 0 | 0 | 0 | 0 | 0 | 0 | 0 | 0 | 0 | 0 | 0 | 0 | 0 | 0 | 0 | 0 | 0 | 0
NEM | CCGT | 0 | 0 | 0 | 0 | 0 | 0 | 0 | 0 | 0 | 0 | 0 | 0 | 0 | 0 | 0 | 0 | 0 | 0 | 0 | 0 | 0 | 0 | 0 | 0 | 0 | 0 | 0
NEM | Gas - Steam | 0 | 0 | 0 | 0 | 0 | 0 | 0 | 0 | 0 | 0 | 0 | 0 | 0 | 0 | 0 | 0 | 0 | 0 | 0 | 0 | 0 | 0 | 0 | 0 | 0 | 0 | 0
NEM | OCGT / Diesel | 0 | 0.11626 | 0.12776 | 0.13294 | 0.12693 | 0.12076 | 0.11468 | 0.10957 | 0.10456 | 0.099321 | 0.09454 | 0.090256 | 0.086291 | 0.082425 | 0.078988 | 0.075286 | 0.072331 | 0.071602 | 0.068713 | 0.066013 | 0.065247 | 0.064712 | 0.062569 | 0.061437 | 0.058782 | 0.056524 | 0.023994
NEM | Hydro | 0 | 0 | 0 | 0 | 0 | 0 | 0 | 0 | 0 | 0 | 0 | 0 | 0 | 0 | 0 | 0 | 0 | 0 | 0 | 0 | 0 | 0 | 0 | 0 | 0 | 0 | 0
NEM | Hydrogen Turbine | 0 | 0 | 0 | 0 | 0 | 0 | 0 | 9142.0633 | 8688.5669 | 8212.5048 | 7784.3652 | 7378.5465 | 7012.5363 | 6628.3077 | 12346.7517 | 11703.0828 | 14774.7086 | 13965.1753 | 13237.133 | 12547.0475 | 38850.456 | 47157.2739 | 44749.8419 | 51980.8241 | 51890.9772 | 54614.9029 | 55666.951
NEM | Wind | 0 | 2079753.2715 | 2283725.9059 | 2898608.3251 | 3705176.3263 | 4217113.4472 | 4475917.1115 | 4609491.4283 | 4620619.3648 | 4656657.8852 | 5016995.8708 | 5713585.7335 | 5771112.4514 | 6025075.6456 | 6770484.5494 | 6803446.0334 | 6476117.3744 | 6419256.1676 | 6760733.5968 | 7272838.7635 | 7354549.0577 | 7161829.5528 | 7335612.3188 | 8421354.9866 | 8497746.8789 | 8267794.3742 | 7620349.4261
NEM | Solar PV | 0 | 0.14603 | 93199.2314 | 192241.0455 | 329329.5511 | 624663.2675 | 631543.3079 | 890876.1281 | 902212.5522 | 1013017.8366 | 1350146.239 | 1818546.7577 | 1772059.9123 | 1864761.1889 | 2060454.5039 | 1989757.7275 | 1959494.2074 | 1996775.0251 | 2373057.0104 | 2655449.6979 | 2910740.406 | 2909594.2543 | 2892825.5251 | 3089131.27 | 3041716.2584 | 3027101.9134 | 3557325.4702
NEM | Grid Battery | 0 | 0.37318 | 84114.7084 | 153665.1844 | 223636.7788 | 388038.1636 | 369605.5357 | 539661.6994 | 537526.1183 | 668485.7659 | 816896.8999 | 963816.4089 | 990746.2684 | 993998.4963 | 1004691.2256 | 955082.3576 | 932521.5078 | 940879.7828 | 1117974.6445 | 1265396.9063 | 1358359.183 | 1396504.4379 | 1294893.9093 | 1259398.5924 | 1230760.1674 | 1219650.1172 | 1525762.4765
NEM | Pumped Hydro | 0 | 0 | 183454.6667 | 263762.6547 | 273313.5711 | 301994.97 | 318596.8285 | 304635.1596 | 298906.225 | 302399.0702 | 298252.6369 | 329204.3516 | 344531.8802 | 329710.8809 | 312522.2319 | 296229.721 | 281535.0998 | 266109.2769 | 252236.2846 | 239086.5301 | 227226.5278 | 214776.3706 | 203579.4983 | 192966.3494 | 183394.1551 | 173345.6595 | 164308.6884
NEM | VPP | 0 | 0 | 0 | 0 | 0 | 0 | 0 | 0 | 0 | 0 | 0 | 0 | 0 | 0 | 0 | 0 | 0 | 0 | 0 | 0 | 0 | 0 | 0 | 0 | 0 | 0 | 0
Total excluding storage |  | 0 | 2079753.907 | 2644494.6401 | 3508277.3427 | 4531456.3544 | 5531809.9691 | 5795662.8982 | 6353806.5882 | 6367952.9318 | 6648773.1621 | 7490076.1063 | 8832531.8884 | 8885463.135 | 9220174.6018 | 10160499.3415 | 10056218.9975 | 9664442.9702 | 9636985.4993 | 10517238.738 | 11445319.0113 | 11889725.6956 | 11729861.9542 | 11771661.1559 | 13014832.084 | 13005508.4957 | 12742507.0237 | 12923413.0363
Region | Technology | 2023-24 | 2024-25 | 2025-26 | 2026-27 | 2027-28 | 2028-29 | 2029-30 | 2030-31 | 2031-32 | 2032-33 | 2033-34 | 2034-35 | 2035-36 | 2036-37 | 2037-38 | 2038-39 | 2039-40 | 2040-41 | 2041-42 | 2042-43 | 2043-44 | 2044-45 | 2045-46 | 2046-47 | 2047-48 | 2048-49 | 2049-50
NSW1 | Black Coal | 0 | 0 | 0 | 0 | 0 | 0 | 0 | 0 | 0 | 0 | 0 | 0 | 0 | 0 | 0 | 0 | 0 | 0 | 0 | 0 | 0 | 0 | 0 | 0 | 0 | 0 | 0
NSW1 | Brown Coal | 0 | 0 | 0 | 0 | 0 | 0 | 0 | 0 | 0 | 0 | 0 | 0 | 0 | 0 | 0 | 0 | 0 | 0 | 0 | 0 | 0 | 0 | 0 | 0 | 0 | 0 | 0
NSW1 | CCGT | 0 | 0 | 0 | 0 | 0 | 0 | 0 | 0 | 0 | 0 | 0 | 0 | 0 | 0 | 0 | 0 | 0 | 0 | 0 | 0 | 0 | 0 | 0 | 0 | 0 | 0 | 0
NSW1 | Gas - Steam | 0 | 0 | 0 | 0 | 0 | 0 | 0 | 0 | 0 | 0 | 0 | 0 | 0 | 0 | 0 | 0 | 0 | 0 | 0 | 0 | 0 | 0 | 0 | 0 | 0 | 0 | 0
NSW1 | OCGT / Diesel | 0 | 0.083046 | 0.080254 | 0.076071 | 0.072297 | 0.068336 | 0.064773 | 0.061406 | 0.05836 | 0.055162 | 0.052286 | 0.04956 | 0.047102 | 0.044521 | 0.042205 | 0.040005 | 0.03802 | 0.035937 | 0.034064 | 0.032288 | 0.030688 | 0.029007 | 0.028165 | 0.026712 | 0.025387 | 0.023996 | 0.00099187
NSW1 | Hydro | 0 | 0 | 0 | 0 | 0 | 0 | 0 | 0 | 0 | 0 | 0 | 0 | 0 | 0 | 0 | 0 | 0 | 0 | 0 | 0 | 0 | 0 | 0 | 0 | 0 | 0 | 0
NSW1 | Hydrogen Turbine | 0 | 0 | 0 | 0 | 0 | 0 | 0 | 9142.0473 | 8688.5513 | 8212.4897 | 7784.3504 | 7378.5312 | 7012.5154 | 6628.2868 | 7402.752 | 7016.8266 | 6668.7533 | 6303.3601 | 5974.7489 | 5663.2691 | 5382.3398 | 5087.4315 | 4873.2136 | 12653.5524 | 12025.8664 | 11366.9472 | 10774.3576
NSW1 | Wind | 0 | 710152.3281 | 673130.525 | 894963.0977 | 1213024.4505 | 1184526.0843 | 1148000.7569 | 1187219.3798 | 1128326.7546 | 1236026.636 | 1171589.2458 | 1126653.8739 | 1070765.6353 | 1081281.5705 | 1079391.8116 | 1062002.5517 | 1009321.3775 | 1012758.0766 | 1137251.3713 | 1077963.3895 | 1041840.7814 | 984756.4187 | 954920.856 | 1091775.8808 | 1037617.8158 | 980764.8379 | 743572.872
NSW1 | Solar PV | 0 | 0.038425 | 70607.6883 | 139166.8732 | 172500.4047 | 261974.9406 | 248317.5058 | 333313.5805 | 334732.6961 | 369304.7801 | 368232.5494 | 370153.2987 | 351791.6547 | 360518.0591 | 454585.4372 | 430886.6705 | 409512.3165 | 423320.69 | 401513.5956 | 406125.6835 | 425822.7125 | 402491.1069 | 381508.1583 | 430043.8408 | 408711.2958 | 386317.256 | 371402.1859
NSW1 | Grid Battery | 0 | 0.24372 | 84114.254 | 113897.9207 | 136266.543 | 153470.7866 | 147266.786 | 298573.287 | 283762.4095 | 279223.7738 | 264667.1067 | 250869.2957 | 272899.6417 | 263039.4437 | 311838.9951 | 295581.9869 | 280919.4945 | 265527.4163 | 256415.2525 | 263020.7812 | 257366.3368 | 255924.5624 | 213775.5998 | 193279.7493 | 175387.8121 | 174729.517 | 171989.1777
NSW1 | Pumped Hydro | 0 | 0 | 67382.6408 | 63869.8028 | 60701.509 | 77996.827 | 73930.6418 | 70076.4382 | 66600.2606 | 62951.1105 | 59669.2991 | 56558.5774 | 53752.9602 | 50807.7372 | 48158.9927 | 45648.3343 | 43383.9253 | 41006.8407 | 38869.0434 | 36842.6952 | 35015.0945 | 33096.5534 | 31371.1407 | 29735.6785 | 28260.6249 | 26712.1736 | 25319.5959
NSW1 | VPP | 0 | 0 | 0 | 0 | 0 | 0 | 0 | 0 | 0 | 0 | 0 | 0 | 0 | 0 | 0 | 0 | 0 | 0 | 0 | 0 | 0 | 0 | 0 | 0 | 0 | 0 | 0
Total excluding storage |  | 0 | 710152.6933 | 895235.1883 | 1211897.7705 | 1582492.9795 | 1677968.7068 | 1617515.7552 | 1898324.7942 | 1822110.7305 | 1955718.8453 | 1871942.6037 | 1811613.6264 | 1756222.4545 | 1762275.1418 | 1901378.0307 | 1841136.4099 | 1749805.9051 | 1748916.4197 | 1840024.0458 | 1789615.8508 | 1765427.2956 | 1681356.1019 | 1586448.9966 | 1757488.7285 | 1662003.4405 | 1579890.7556 | 1323058.1901
Region | Technology | 2023-24 | 2024-25 | 2025-26 | 2026-27 | 2027-28 | 2028-29 | 2029-30 | 2030-31 | 2031-32 | 2032-33 | 2033-34 | 2034-35 | 2035-36 | 2036-37 | 2037-38 | 2038-39 | 2039-40 | 2040-41 | 2041-42 | 2042-43 | 2043-44 | 2044-45 | 2045-46 | 2046-47 | 2047-48 | 2048-49 | 2049-50
QLD1 | Black Coal | 0 | 0 | 0 | 0 | 0 | 0 | 0 | 0 | 0 | 0 | 0 | 0 | 0 | 0 | 0 | 0 | 0 | 0 | 0 | 0 | 0 | 0 | 0 | 0 | 0 | 0 | 0
QLD1 | Brown Coal | 0 | 0 | 0 | 0 | 0 | 0 | 0 | 0 | 0 | 0 | 0 | 0 | 0 | 0 | 0 | 0 | 0 | 0 | 0 | 0 | 0 | 0 | 0 | 0 | 0 | 0 | 0
QLD1 | CCGT | 0 | 0 | 0 | 0 | 0 | 0 | 0 | 0 | 0 | 0 | 0 | 0 | 0 | 0 | 0 | 0 | 0 | 0 | 0 | 0 | 0 | 0 | 0 | 0 | 0 | 0 | 0
QLD1 | Gas - Steam | 0 | 0 | 0 | 0 | 0 | 0 | 0 | 0 | 0 | 0 | 0 | 0 | 0 | 0 | 0 | 0 | 0 | 0 | 0 | 0 | 0 | 0 | 0 | 0 | 0 | 0 | 0
QLD1 | OCGT / Diesel | 0 | 0.0084147 | 0.023998 | 0.022765 | 0.021655 | 0.021008 | 0.019913 | 0.018875 | 0.017939 | 0.016956 | 0.016072 | 0.015234 | 0.014478 | 0.013685 | 0.012972 | 0.012295 | 0.011685 | 0.011252 | 0.010671 | 0.010195 | 0.0098917 | 0.0094007 | 0.0091282 | 0.0099789 | 0.0094906 | 0.0089787 | 0.0063297
QLD1 | Hydro | 0 | 0 | 0 | 0 | 0 | 0 | 0 | 0 | 0 | 0 | 0 | 0 | 0 | 0 | 0 | 0 | 0 | 0 | 0 | 0 | 0 | 0 | 0 | 0 | 0 | 0 | 0
QLD1 | Hydrogen Turbine | 0 | 0 | 0 | 0 | 0 | 0 | 0 | 0.0080115 | 0.0076141 | 0.0071969 | 0.0068217 | 0.0064661 | 0.0061453 | 0.0058086 | 0.005512 | 0.0052247 | 0.0049698 | 0.0047025 | 0.004463 | 0.0042896 | 0.0043383 | 0.0042501 | 0.0043893 | 0.0059776 | 0.0056811 | 0.0053722 | 0.0051002
QLD1 | Wind | 0 | 648743.7548 | 865239.4387 | 988996.3021 | 1138294.1657 | 1152185.3077 | 1327124.4459 | 1398223.698 | 1398971.8531 | 1391008.2461 | 1592232.6384 | 2213170.9007 | 2279188.11 | 2335712.0439 | 2571915.9893 | 2516425.8365 | 2391597.2438 | 2260557.2754 | 2293193.7016 | 2807258.1993 | 2809107.5049 | 2865441.0603 | 3214995.471 | 3799868.6325 | 3622327.9437 | 3476112.7128 | 3211583.3597
QLD1 | Solar PV | 0 | 0.025443 | 11676.8523 | 28307.9549 | 62531.2454 | 208399.0335 | 225770.3641 | 277377.4367 | 301193.4711 | 330202.0756 | 462686.35 | 732038.5094 | 703434.0923 | 704059.3608 | 754482.0024 | 715148.8177 | 679673.4942 | 739344.7853 | 772751.2555 | 1052310.2802 | 1093235.0021 | 1191673.2974 | 1264464.4279 | 1324613.8646 | 1258905.7154 | 1189927.9676 | 1710015.6342
QLD1 | Grid Battery | 0 | 0.036002 | 0.35117 | 0.34313 | 0.44691 | 151984.7388 | 144061.3638 | 136551.0561 | 129777.3714 | 172152.2768 | 284864.3423 | 403914.9708 | 393783.4598 | 372207.3434 | 352803.1692 | 336046.094 | 319376.3576 | 361329.9623 | 345203.4498 | 491448.19 | 504370.0742 | 561487.4634 | 532215.554 | 504469.7301 | 479445.2094 | 435804.0562 | 758070.5269
QLD1 | Pumped Hydro | 0 | 0 | 116071.805 | 194076.3923 | 207084.0325 | 204066.2076 | 193427.685 | 183343.7774 | 174248.9154 | 164701.4985 | 156115.1646 | 147976.4595 | 140636.0114 | 132930.307 | 126000.2911 | 119431.5556 | 113507.0921 | 107287.8308 | 101694.6264 | 96393.011 | 91611.3863 | 86591.8309 | 82077.5648 | 77798.6397 | 73939.3983 | 69888.1234 | 66244.6668
QLD1 | VPP | 0 | 0 | 0 | 0 | 0 | 0 | 0 | 0 | 0 | 0 | 0 | 0 | 0 | 0 | 0 | 0 | 0 | 0 | 0 | 0 | 0 | 0 | 0 | 0 | 0 | 0 | 0
Total excluding storage |  | 0 | 648743.8246 | 992988.4712 | 1211381.0151 | 1407909.9121 | 1716635.3085 | 1890383.8787 | 1995495.9951 | 2004191.6366 | 2058064.1212 | 2495898.5182 | 3497100.8622 | 3517041.6942 | 3544909.0747 | 3805201.4705 | 3687052.3212 | 3504154.2043 | 3468519.8699 | 3512843.0485 | 4447409.695 | 4498323.9818 | 4705193.6656 | 5093753.0313 | 5706750.883 | 5434618.282 | 5171732.8743 | 5745914.199
Region | Technology | 2023-24 | 2024-25 | 2025-26 | 2026-27 | 2027-28 | 2028-29 | 2029-30 | 2030-31 | 2031-32 | 2032-33 | 2033-34 | 2034-35 | 2035-36 | 2036-37 | 2037-38 | 2038-39 | 2039-40 | 2040-41 | 2041-42 | 2042-43 | 2043-44 | 2044-45 | 2045-46 | 2046-47 | 2047-48 | 2048-49 | 2049-50
VIC1 | Black Coal | 0 | 0 | 0 | 0 | 0 | 0 | 0 | 0 | 0 | 0 | 0 | 0 | 0 | 0 | 0 | 0 | 0 | 0 | 0 | 0 | 0 | 0 | 0 | 0 | 0 | 0 | 0
VIC1 | Brown Coal | 0 | 0 | 0 | 0 | 0 | 0 | 0 | 0 | 0 | 0 | 0 | 0 | 0 | 0 | 0 | 0 | 0 | 0 | 0 | 0 | 0 | 0 | 0 | 0 | 0 | 0 | 0
VIC1 | CCGT | 0 | 0 | 0 | 0 | 0 | 0 | 0 | 0 | 0 | 0 | 0 | 0 | 0 | 0 | 0 | 0 | 0 | 0 | 0 | 0 | 0 | 0 | 0 | 0 | 0 | 0 | 0
VIC1 | Gas - Steam | 0 | 0 | 0 | 0 | 0 | 0 | 0 | 0 | 0 | 0 | 0 | 0 | 0 | 0 | 0 | 0 | 0 | 0 | 0 | 0 | 0 | 0 | 0 | 0 | 0 | 0 | 0
VIC1 | OCGT / Diesel | 0 | 0.0096413 | 0.0091387 | 0.019067 | 0.01813 | 0.017137 | 0.016244 | 0.015397 | 0.014633 | 0.013831 | 0.01311 | 0.012427 | 0.01181 | 0.011163 | 0.010581 | 0.01003 | 0.0095371 | 0.0098075 | 0.0095888 | 0.0090962 | 0.0091369 | 0.01154 | 0.010938 | 0.010368 | 0.0098538 | 0.0093139 | 0.00631
VIC1 | Hydro | 0 | 0 | 0 | 0 | 0 | 0 | 0 | 0 | 0 | 0 | 0 | 0 | 0 | 0 | 0 | 0 | 0 | 0 | 0 | 0 | 0 | 0 | 0 | 0 | 0 | 0 | 0
VIC1 | Hydrogen Turbine | 0 | 0 | 0 | 0 | 0 | 0 | 0 | 0 | 0 | 0 | 0 | 0 | 0.0064179 | 0.0064157 | 4943.9818 | 4686.2387 | 8105.9354 | 7661.7964 | 7262.3663 | 6883.7595 | 33468.0941 | 42069.8213 | 39876.6079 | 38142.3696 | 38738.9863 | 41104.1902 | 42689.4155
VIC1 | Wind | 0 | 314918.6001 | 322037.2084 | 433626.0729 | 576731.7332 | 714255.7275 | 677019.6476 | 649240.3474 | 617034.4481 | 583226.0018 | 645004.9791 | 611379.1328 | 581051.3578 | 602853.4481 | 639168.5609 | 768654.8746 | 740685.1014 | 737130.323 | 703064.5721 | 761517.3608 | 834534.802 | 788809.113 | 774394.6059 | 826316.0609 | 962047.0307 | 911663.6226 | 791597.26
VIC1 | Solar PV | 0 | 0.025857 | 0.040266 | 14420.565 | 53773.4032 | 50827.062 | 48177.31 | 88904.9062 | 84494.7328 | 88264.889 | 85074.9437 | 117765.9104 | 111924.0721 | 112898.5297 | 119579.776 | 113346.0447 | 122092.575 | 120357.3192 | 202337.4511 | 191789.0533 | 237284.7622 | 224283.4959 | 212590.9915 | 209612.8637 | 210949.823 | 217916.7245 | 215088.0461
VIC1 | Grid Battery | 0 | 0.038319 | 0.037543 | 39766.7943 | 87369.6622 | 82582.5186 | 78277.2688 | 74196.4636 | 70515.9101 | 84630.1773 | 88084.1784 | 83492.1123 | 93259.8708 | 103596.0948 | 98195.3507 | 94095.3624 | 101564.5208 | 95999.6148 | 130346.8804 | 123551.5456 | 121597.3284 | 130094.5005 | 123312.3224 | 113690.2177 | 93719.9976 | 110185.7885 | 104441.5057
VIC1 | Pumped Hydro | 0 | 0 | 0.069463 | 5816.2367 | 5527.7202 | 5224.8463 | 4952.461 | 4694.2758 | 4461.4139 | 4216.9648 | 3997.1231 | 3788.7423 | 3600.7998 | 3403.5054 | 3226.0715 | 3057.8877 | 2906.1997 | 2746.9637 | 2603.7571 | 2468.0162 | 2345.589 | 2217.07 | 2101.4881 | 1991.9319 | 1893.1211 | 1789.3936 | 1696.1077
VIC1 | VPP | 0 | 0 | 0 | 0 | 0 | 0 | 0 | 0 | 0 | 0 | 0 | 0 | 0 | 0 | 0 | 0 | 0 | 0 | 0 | 0 | 0 | 0 | 0 | 0 | 0 | 0 | 0
Total excluding storage |  | 0 | 314918.6739 | 322037.3648 | 493629.6879 | 723402.5369 | 852890.1715 | 808426.7037 | 817036.0085 | 776506.5195 | 760338.0468 | 822161.2375 | 816425.9102 | 789836.1187 | 822751.5957 | 865113.7514 | 983840.418 | 975354.3418 | 963896.0269 | 1045615.0365 | 1086209.7445 | 1229230.5849 | 1187474.0122 | 1152276.0268 | 1189753.4542 | 1307348.9685 | 1282659.7288 | 1155512.3413
Region | Technology | 2023-24 | 2024-25 | 2025-26 | 2026-27 | 2027-28 | 2028-29 | 2029-30 | 2030-31 | 2031-32 | 2032-33 | 2033-34 | 2034-35 | 2035-36 | 2036-37 | 2037-38 | 2038-39 | 2039-40 | 2040-41 | 2041-42 | 2042-43 | 2043-44 | 2044-45 | 2045-46 | 2046-47 | 2047-48 | 2048-49 | 2049-50
SA1 | Black Coal | 0 | 0 | 0 | 0 | 0 | 0 | 0 | 0 | 0 | 0 | 0 | 0 | 0 | 0 | 0 | 0 | 0 | 0 | 0 | 0 | 0 | 0 | 0 | 0 | 0 | 0 | 0
SA1 | Brown Coal | 0 | 0 | 0 | 0 | 0 | 0 | 0 | 0 | 0 | 0 | 0 | 0 | 0 | 0 | 0 | 0 | 0 | 0 | 0 | 0 | 0 | 0 | 0 | 0 | 0 | 0 | 0
SA1 | CCGT | 0 | 0 | 0 | 0 | 0 | 0 | 0 | 0 | 0 | 0 | 0 | 0 | 0 | 0 | 0 | 0 | 0 | 0 | 0 | 0 | 0 | 0 | 0 | 0 | 0 | 0 | 0
SA1 | Gas - Steam | 0 | 0 | 0 | 0 | 0 | 0 | 0 | 0 | 0 | 0 | 0 | 0 | 0 | 0 | 0 | 0 | 0 | 0 | 0 | 0 | 0 | 0 | 0 | 0 | 0 | 0 | 0
SA1 | OCGT / Diesel | 0 | 0.0079533 | 0.0075386 | 0.0085388 | 0.0081153 | 0.0076706 | 0.0072707 | 0.0074853 | 0.0071285 | 0.0067639 | 0.0066377 | 0.0066309 | 0.0065466 | 0.0065763 | 0.0067203 | 0.0065114 | 0.0065805 | 0.0073848 | 0.0071923 | 0.0073765 | 0.0083034 | 0.0078588 | 0.0074712 | 0.0072245 | 0.0070833 | 0.0071768 | 0.0051262
SA1 | Hydro | 0 | 0 | 0 | 0 | 0 | 0 | 0 | 0 | 0 | 0 | 0 | 0 | 0 | 0 | 0 | 0 | 0 | 0 | 0 | 0 | 0 | 0 | 0 | 0 | 0 | 0 | 0
SA1 | Hydrogen Turbine | 0 | 0 | 0 | 0 | 0 | 0 | 0 | 0.0045065 | 0.0042941 | 0.0040744 | 0.0041757 | 0.0046871 | 0.0044625 | 0.0044515 | 0.0059569 | 0.0056582 | 0.0057958 | 0.0054782 | 0.0051996 | 0.006011 | 0.0082267 | 0.0077759 | 0.0073705 | 0.0069907 | 0.006647 | 0.0076014 | 0.0074886
SA1 | Wind | 0 | 180977.0175 | 171542.1968 | 312548.3393 | 297044.3427 | 649147.7261 | 628825.4502 | 698271.8434 | 663633.7113 | 627272.0059 | 742429.6939 | 703724.8286 | 804817.1786 | 907913.757 | 1173318.3148 | 1216382.789 | 1156043.5116 | 1187324.3299 | 1407304.3137 | 1469777.8812 | 1499668.5921 | 1417499.0057 | 1343600.9538 | 1493424.2544 | 1628887.2461 | 1621132.4192 | 1721047.6486
SA1 | Solar PV | 0 | 0.044642 | 10914.6371 | 10345.6278 | 32577.6312 | 91224.3317 | 86468.7421 | 151731.5577 | 144204.8361 | 189718.7257 | 300147.8331 | 367434.5833 | 355263.7618 | 415613.2953 | 443075.4593 | 419976.7389 | 426525.0096 | 403154.9239 | 702049.6778 | 667392.5579 | 817952.2431 | 773135.1428 | 732829.5195 | 739994.4743 | 728571.596 | 722059.0993 | 759244.1813
SA1 | Grid Battery | 0 | 0.032869 | 0.040814 | 0.097981 | 0.093279 | 0.088168 | 0.08364 | 30340.8531 | 53470.3689 | 132479.4684 | 179281.1914 | 225539.9521 | 230803.2104 | 255155.5072 | 241853.5614 | 229245.082 | 230552.9073 | 217920.4916 | 376219.2022 | 356605.879 | 445781.2686 | 421356.0859 | 399389.6517 | 378568.3701 | 359789.3032 | 360215.6397 | 359777.7452
SA1 | Pumped Hydro | 0 | 0 | 0.072155 | 0.11652 | 0.11268 | 0.11235 | 0.10656 | 0.10339 | 0.098258 | 0.092958 | 0.088862 | 0.086289 | 0.08307 | 0.083487 | 0.07939 | 0.075325 | 0.077399 | 0.073424 | 0.072524 | 0.072815 | 0.076543 | 0.072349 | 0.068593 | 0.065054 | 0.062059 | 0.064247 | 0.067171
SA1 | VPP | 0 | 0 | 0 | 0 | 0 | 0 | 0 | 0 | 0 | 0 | 0 | 0 | 0 | 0 | 0 | 0 | 0 | 0 | 0 | 0 | 0 | 0 | 0 | 0 | 0 | 0 | 0
Total excluding storage |  | 0 | 180977.103 | 182456.9544 | 322894.1901 | 329622.188 | 740372.266 | 715294.3898 | 880344.3696 | 861309.026 | 949470.3038 | 1221858.818 | 1296699.4616 | 1390884.2449 | 1578682.654 | 1858247.4276 | 1865604.6975 | 1813121.5182 | 1808399.8317 | 2485573.2786 | 2493776.4043 | 2763402.1969 | 2611990.3224 | 2475820.2084 | 2611987.178 | 2717248.2211 | 2703407.2372 | 2840069.655
Region | Technology | 2023-24 | 2024-25 | 2025-26 | 2026-27 | 2027-28 | 2028-29 | 2029-30 | 2030-31 | 2031-32 | 2032-33 | 2033-34 | 2034-35 | 2035-36 | 2036-37 | 2037-38 | 2038-39 | 2039-40 | 2040-41 | 2041-42 | 2042-43 | 2043-44 | 2044-45 | 2045-46 | 2046-47 | 2047-48 | 2048-49 | 2049-50
TAS1 | Black Coal | 0 | 0 | 0 | 0 | 0 | 0 | 0 | 0 | 0 | 0 | 0 | 0 | 0 | 0 | 0 | 0 | 0 | 0 | 0 | 0 | 0 | 0 | 0 | 0 | 0 | 0 | 0
TAS1 | Brown Coal | 0 | 0 | 0 | 0 | 0 | 0 | 0 | 0 | 0 | 0 | 0 | 0 | 0 | 0 | 0 | 0 | 0 | 0 | 0 | 0 | 0 | 0 | 0 | 0 | 0 | 0 | 0
TAS1 | CCGT | 0 | 0 | 0 | 0 | 0 | 0 | 0 | 0 | 0 | 0 | 0 | 0 | 0 | 0 | 0 | 0 | 0 | 0 | 0 | 0 | 0 | 0 | 0 | 0 | 0 | 0 | 0
TAS1 | Gas - Steam | 0 | 0 | 0 | 0 | 0 | 0 | 0 | 0 | 0 | 0 | 0 | 0 | 0 | 0 | 0 | 0 | 0 | 0 | 0 | 0 | 0 | 0 | 0 | 0 | 0 | 0 | 0
TAS1 | OCGT / Diesel | 0 | 0.007203 | 0.0068275 | 0.0064985 | 0.0067365 | 0.0066072 | 0.0064809 | 0.0064109 | 0.0064965 | 0.0066085 | 0.0064346 | 0.0064042 | 0.0063536 | 0.0064792 | 0.0065095 | 0.0064446 | 0.0065081 | 0.0072211 | 0.0071971 | 0.0070579 | 0.0072263 | 0.0069056 | 0.0068663 | 0.0071534 | 0.0069666 | 0.0070583 | 0.0052366
TAS1 | Hydro | 0 | 0 | 0 | 0 | 0 | 0 | 0 | 0 | 0 | 0 | 0 | 0 | 0 | 0 | 0 | 0 | 0 | 0 | 0 | 0 | 0 | 0 | 0 | 0 | 0 | 0 | 0
TAS1 | Hydrogen Turbine | 0 | 0 | 0 | 0 | 0 | 0 | 0 | 0.0034993 | 0.0036398 | 0.0038273 | 0.0037751 | 0.0040879 | 0.0039023 | 0.0041598 | 0.0063801 | 0.0066354 | 0.0090801 | 0.0085868 | 0.008143 | 0.0085771 | 0.0095299 | 0.0090077 | 0.0085413 | 1184.8892 | 1126.1122 | 2143.7525 | 2203.1654
TAS1 | Wind | 0 | 224961.571 | 251776.5369 | 268474.5132 | 480081.6343 | 516998.6016 | 694946.8109 | 676536.1597 | 812652.5977 | 819124.9955 | 865739.3135 | 1058656.9975 | 1035290.1696 | 1097314.8261 | 1306689.8728 | 1239979.9815 | 1178470.1401 | 1221486.1627 | 1219919.6381 | 1156321.9327 | 1169397.3773 | 1105323.9551 | 1047700.4321 | 1209970.158 | 1246866.8426 | 1278120.7817 | 1152548.2857
TAS1 | Solar PV | 0 | 0.011661 | 0.013468 | 0.024674 | 7946.8666 | 12237.8997 | 22809.3858 | 39548.647 | 37586.8161 | 35527.3662 | 134004.5629 | 231154.4559 | 249646.3314 | 271671.9439 | 288731.8291 | 310399.4558 | 321690.8121 | 310597.3067 | 294405.0303 | 337832.1229 | 336445.6861 | 318011.2113 | 301432.4279 | 384866.2266 | 434577.8282 | 510880.8661 | 501575.4228
TAS1 | Grid Battery | 0 | 0.022271 | 0.024792 | 0.028188 | 0.0334 | 0.031578 | 0.033407 | 0.039477 | 0.058386 | 0.069542 | 0.080909 | 0.077992 | 0.085769 | 0.10719 | 0.14925 | 113.8324 | 108.2277 | 102.2978 | 9789.8597 | 30770.5105 | 29244.175 | 27641.8256 | 26200.7814 | 69390.5251 | 122417.8451 | 138715.1158 | 131483.5209
TAS1 | Pumped Hydro | 0 | 0 | 0.079347 | 0.10645 | 0.19665 | 14706.9768 | 46285.9342 | 46520.5647 | 53595.5368 | 70529.4035 | 78470.9614 | 120880.4861 | 146542.0257 | 142569.2479 | 135136.7972 | 128091.8681 | 121737.8053 | 115067.5682 | 109068.7852 | 103382.7349 | 98254.3814 | 92870.844 | 88029.2361 | 83440.0343 | 79300.9487 | 74955.9046 | 71048.2508
TAS1 | VPP | 0 | 0 | 0 | 0 | 0 | 0 | 0 | 0 | 0 | 0 | 0 | 0 | 0 | 0 | 0 | 0 | 0 | 0 | 0 | 0 | 0 | 0 | 0 | 0 | 0 | 0 | 0
Total excluding storage |  | 0 | 224961.6122 | 251776.6614 | 268474.679 | 488028.7377 | 543943.5163 | 764042.1708 | 762605.4209 | 903835.0192 | 925181.8451 | 1078214.9289 | 1410692.028 | 1431478.6227 | 1511556.1356 | 1730558.6613 | 1678585.1509 | 1622007.0009 | 1647253.3512 | 1633183.3286 | 1628307.3166 | 1633341.6365 | 1543847.852 | 1463362.8929 | 1748851.8404 | 1884289.5837 | 2004816.4278 | 1858858.6509

## Option 5_Rehab Cost
Rehabilition cost by technology ($000s) - Option 5, Hydrogen Superpower Scenario
Rehab | Real June 2021 dollars discounted to 1 July 2021
Explicitly modelled generation
Region | Technology | 2023-24 | 2024-25 | 2025-26 | 2026-27 | 2027-28 | 2028-29 | 2029-30 | 2030-31 | 2031-32 | 2032-33 | 2033-34 | 2034-35 | 2035-36 | 2036-37 | 2037-38 | 2038-39 | 2039-40 | 2040-41 | 2041-42 | 2042-43 | 2043-44 | 2044-45 | 2045-46 | 2046-47 | 2047-48 | 2048-49 | 2049-50
NEM | Black Coal | 0 | 0 | 0 | 0 | 0 | 0 | 0 | 0 | 0 | 0 | 0 | 0 | 0 | 0 | 0 | 0 | 0 | 0 | 0 | 0 | 0 | 0 | 0 | 0 | 0 | 0 | 0
NEM | Brown Coal | 0 | 0 | 0 | 0 | 0 | 0 | 0 | 0 | 0 | 0 | 0 | 0 | 0 | 0 | 0 | 0 | 0 | 0 | 0 | 0 | 0 | 0 | 0 | 0 | 0 | 0 | 0
NEM | CCGT | 0 | 0 | 0 | 0 | 0 | 0 | 0 | 0 | 0 | 0 | 0 | 0 | 0 | 0 | 0 | 0 | 0 | 0 | 0 | 0 | 0 | 0 | 0 | 0 | 0 | 0 | 0
NEM | Gas - Steam | 0 | 0 | 0 | 0 | 0 | 0 | 0 | 0 | 0 | 0 | 0 | 0 | 0 | 0 | 0 | 0 | 0 | 0 | 0 | 0 | 0 | 0 | 0 | 0 | 0 | 0 | 0
NEM | OCGT / Diesel | 0 | 0 | 0 | 0 | 0 | 0 | 0 | 0 | 0 | 0 | 0 | 0 | 0 | 0 | 0 | 0 | 0 | 0 | 0 | 0 | 0 | 0 | 0 | 0 | 0 | 0 | 0
NEM | Hydro | 0 | 0 | 0 | 0 | 0 | 0 | 0 | 0 | 0 | 0 | 0 | 0 | 0 | 0 | 0 | 0 | 0 | 0 | 0 | 0 | 0 | 0 | 0 | 0 | 0 | 0 | 0
NEM | Hydrogen Turbine | 0 | 0 | 0 | 0 | 0 | 0 | 0 | 0 | 0 | 0 | 0 | 0 | 0 | 0 | 0 | 0 | 0 | 0 | 0 | 0 | 0 | 0 | 0 | 0 | 0 | 0 | 0
NEM | Wind | 0 | 0 | 0 | 0 | 0 | 0 | 0 | 0 | 0 | 0 | 0 | 0 | 0 | 0 | 0 | 0 | 0 | 0 | 0 | 0 | 0 | 0 | 0 | 0 | 0 | 0 | 0
NEM | Solar PV | 0 | 0 | 0 | 0 | 0 | 0 | 0 | 0 | 0 | 0 | 0 | 0 | 0 | 0 | 0 | 0 | 0 | 0 | 0 | 0 | 0 | 0 | 0 | 0 | 0 | 0 | 0
NEM | Grid Battery | 0 | 0 | 0 | 0 | 0 | 0 | 0 | 0 | 0 | 0 | 0 | 0 | 0 | 0 | 0 | 0 | 0 | 0 | 0 | 0 | 0 | 0 | 0 | 0 | 0 | 0 | 0
NEM | Pumped Hydro | 0 | 0 | 0 | 0 | 0 | 0 | 0 | 0 | 0 | 0 | 0 | 0 | 0 | 0 | 0 | 0 | 0 | 0 | 0 | 0 | 0 | 0 | 0 | 0 | 0 | 0 | 0
NEM | VPP | 0 | 0 | 0 | 0 | 0 | 0 | 0 | 0 | 0 | 0 | 0 | 0 | 0 | 0 | 0 | 0 | 0 | 0 | 0 | 0 | 0 | 0 | 0 | 0 | 0 | 0 | 0
Total excluding storage |  | 0 | 0 | 0 | 0 | 0 | 0 | 0 | 0 | 0 | 0 | 0 | 0 | 0 | 0 | 0 | 0 | 0 | 0 | 0 | 0 | 0 | 0 | 0 | 0 | 0 | 0 | 0
Region | Technology | 2023-24 | 2024-25 | 2025-26 | 2026-27 | 2027-28 | 2028-29 | 2029-30 | 2030-31 | 2031-32 | 2032-33 | 2033-34 | 2034-35 | 2035-36 | 2036-37 | 2037-38 | 2038-39 | 2039-40 | 2040-41 | 2041-42 | 2042-43 | 2043-44 | 2044-45 | 2045-46 | 2046-47 | 2047-48 | 2048-49 | 2049-50
NSW1 | Black Coal | 0 | 0 | 0 | 0 | 0 | 0 | 0 | 0 | 0 | 0 | 0 | 0 | 0 | 0 | 0 | 0 | 0 | 0 | 0 | 0 | 0 | 0 | 0 | 0 | 0 | 0 | 0
NSW1 | Brown Coal | 0 | 0 | 0 | 0 | 0 | 0 | 0 | 0 | 0 | 0 | 0 | 0 | 0 | 0 | 0 | 0 | 0 | 0 | 0 | 0 | 0 | 0 | 0 | 0 | 0 | 0 | 0
NSW1 | CCGT | 0 | 0 | 0 | 0 | 0 | 0 | 0 | 0 | 0 | 0 | 0 | 0 | 0 | 0 | 0 | 0 | 0 | 0 | 0 | 0 | 0 | 0 | 0 | 0 | 0 | 0 | 0
NSW1 | Gas - Steam | 0 | 0 | 0 | 0 | 0 | 0 | 0 | 0 | 0 | 0 | 0 | 0 | 0 | 0 | 0 | 0 | 0 | 0 | 0 | 0 | 0 | 0 | 0 | 0 | 0 | 0 | 0
NSW1 | OCGT / Diesel | 0 | 0 | 0 | 0 | 0 | 0 | 0 | 0 | 0 | 0 | 0 | 0 | 0 | 0 | 0 | 0 | 0 | 0 | 0 | 0 | 0 | 0 | 0 | 0 | 0 | 0 | 0
NSW1 | Hydro | 0 | 0 | 0 | 0 | 0 | 0 | 0 | 0 | 0 | 0 | 0 | 0 | 0 | 0 | 0 | 0 | 0 | 0 | 0 | 0 | 0 | 0 | 0 | 0 | 0 | 0 | 0
NSW1 | Hydrogen Turbine | 0 | 0 | 0 | 0 | 0 | 0 | 0 | 0 | 0 | 0 | 0 | 0 | 0 | 0 | 0 | 0 | 0 | 0 | 0 | 0 | 0 | 0 | 0 | 0 | 0 | 0 | 0
NSW1 | Wind | 0 | 0 | 0 | 0 | 0 | 0 | 0 | 0 | 0 | 0 | 0 | 0 | 0 | 0 | 0 | 0 | 0 | 0 | 0 | 0 | 0 | 0 | 0 | 0 | 0 | 0 | 0
NSW1 | Solar PV | 0 | 0 | 0 | 0 | 0 | 0 | 0 | 0 | 0 | 0 | 0 | 0 | 0 | 0 | 0 | 0 | 0 | 0 | 0 | 0 | 0 | 0 | 0 | 0 | 0 | 0 | 0
NSW1 | Grid Battery | 0 | 0 | 0 | 0 | 0 | 0 | 0 | 0 | 0 | 0 | 0 | 0 | 0 | 0 | 0 | 0 | 0 | 0 | 0 | 0 | 0 | 0 | 0 | 0 | 0 | 0 | 0
NSW1 | Pumped Hydro | 0 | 0 | 0 | 0 | 0 | 0 | 0 | 0 | 0 | 0 | 0 | 0 | 0 | 0 | 0 | 0 | 0 | 0 | 0 | 0 | 0 | 0 | 0 | 0 | 0 | 0 | 0
NSW1 | VPP | 0 | 0 | 0 | 0 | 0 | 0 | 0 | 0 | 0 | 0 | 0 | 0 | 0 | 0 | 0 | 0 | 0 | 0 | 0 | 0 | 0 | 0 | 0 | 0 | 0 | 0 | 0
Total excluding storage |  | 0 | 0 | 0 | 0 | 0 | 0 | 0 | 0 | 0 | 0 | 0 | 0 | 0 | 0 | 0 | 0 | 0 | 0 | 0 | 0 | 0 | 0 | 0 | 0 | 0 | 0 | 0
Region | Technology | 2023-24 | 2024-25 | 2025-26 | 2026-27 | 2027-28 | 2028-29 | 2029-30 | 2030-31 | 2031-32 | 2032-33 | 2033-34 | 2034-35 | 2035-36 | 2036-37 | 2037-38 | 2038-39 | 2039-40 | 2040-41 | 2041-42 | 2042-43 | 2043-44 | 2044-45 | 2045-46 | 2046-47 | 2047-48 | 2048-49 | 2049-50
QLD1 | Black Coal | 0 | 0 | 0 | 0 | 0 | 0 | 0 | 0 | 0 | 0 | 0 | 0 | 0 | 0 | 0 | 0 | 0 | 0 | 0 | 0 | 0 | 0 | 0 | 0 | 0 | 0 | 0
QLD1 | Brown Coal | 0 | 0 | 0 | 0 | 0 | 0 | 0 | 0 | 0 | 0 | 0 | 0 | 0 | 0 | 0 | 0 | 0 | 0 | 0 | 0 | 0 | 0 | 0 | 0 | 0 | 0 | 0
QLD1 | CCGT | 0 | 0 | 0 | 0 | 0 | 0 | 0 | 0 | 0 | 0 | 0 | 0 | 0 | 0 | 0 | 0 | 0 | 0 | 0 | 0 | 0 | 0 | 0 | 0 | 0 | 0 | 0
QLD1 | Gas - Steam | 0 | 0 | 0 | 0 | 0 | 0 | 0 | 0 | 0 | 0 | 0 | 0 | 0 | 0 | 0 | 0 | 0 | 0 | 0 | 0 | 0 | 0 | 0 | 0 | 0 | 0 | 0
QLD1 | OCGT / Diesel | 0 | 0 | 0 | 0 | 0 | 0 | 0 | 0 | 0 | 0 | 0 | 0 | 0 | 0 | 0 | 0 | 0 | 0 | 0 | 0 | 0 | 0 | 0 | 0 | 0 | 0 | 0
QLD1 | Hydro | 0 | 0 | 0 | 0 | 0 | 0 | 0 | 0 | 0 | 0 | 0 | 0 | 0 | 0 | 0 | 0 | 0 | 0 | 0 | 0 | 0 | 0 | 0 | 0 | 0 | 0 | 0
QLD1 | Hydrogen Turbine | 0 | 0 | 0 | 0 | 0 | 0 | 0 | 0 | 0 | 0 | 0 | 0 | 0 | 0 | 0 | 0 | 0 | 0 | 0 | 0 | 0 | 0 | 0 | 0 | 0 | 0 | 0
QLD1 | Wind | 0 | 0 | 0 | 0 | 0 | 0 | 0 | 0 | 0 | 0 | 0 | 0 | 0 | 0 | 0 | 0 | 0 | 0 | 0 | 0 | 0 | 0 | 0 | 0 | 0 | 0 | 0
QLD1 | Solar PV | 0 | 0 | 0 | 0 | 0 | 0 | 0 | 0 | 0 | 0 | 0 | 0 | 0 | 0 | 0 | 0 | 0 | 0 | 0 | 0 | 0 | 0 | 0 | 0 | 0 | 0 | 0
QLD1 | Grid Battery | 0 | 0 | 0 | 0 | 0 | 0 | 0 | 0 | 0 | 0 | 0 | 0 | 0 | 0 | 0 | 0 | 0 | 0 | 0 | 0 | 0 | 0 | 0 | 0 | 0 | 0 | 0
QLD1 | Pumped Hydro | 0 | 0 | 0 | 0 | 0 | 0 | 0 | 0 | 0 | 0 | 0 | 0 | 0 | 0 | 0 | 0 | 0 | 0 | 0 | 0 | 0 | 0 | 0 | 0 | 0 | 0 | 0
QLD1 | VPP | 0 | 0 | 0 | 0 | 0 | 0 | 0 | 0 | 0 | 0 | 0 | 0 | 0 | 0 | 0 | 0 | 0 | 0 | 0 | 0 | 0 | 0 | 0 | 0 | 0 | 0 | 0
Total excluding storage |  | 0 | 0 | 0 | 0 | 0 | 0 | 0 | 0 | 0 | 0 | 0 | 0 | 0 | 0 | 0 | 0 | 0 | 0 | 0 | 0 | 0 | 0 | 0 | 0 | 0 | 0 | 0
Region | Technology | 2023-24 | 2024-25 | 2025-26 | 2026-27 | 2027-28 | 2028-29 | 2029-30 | 2030-31 | 2031-32 | 2032-33 | 2033-34 | 2034-35 | 2035-36 | 2036-37 | 2037-38 | 2038-39 | 2039-40 | 2040-41 | 2041-42 | 2042-43 | 2043-44 | 2044-45 | 2045-46 | 2046-47 | 2047-48 | 2048-49 | 2049-50
VIC1 | Black Coal | 0 | 0 | 0 | 0 | 0 | 0 | 0 | 0 | 0 | 0 | 0 | 0 | 0 | 0 | 0 | 0 | 0 | 0 | 0 | 0 | 0 | 0 | 0 | 0 | 0 | 0 | 0
VIC1 | Brown Coal | 0 | 0 | 0 | 0 | 0 | 0 | 0 | 0 | 0 | 0 | 0 | 0 | 0 | 0 | 0 | 0 | 0 | 0 | 0 | 0 | 0 | 0 | 0 | 0 | 0 | 0 | 0
VIC1 | CCGT | 0 | 0 | 0 | 0 | 0 | 0 | 0 | 0 | 0 | 0 | 0 | 0 | 0 | 0 | 0 | 0 | 0 | 0 | 0 | 0 | 0 | 0 | 0 | 0 | 0 | 0 | 0
VIC1 | Gas - Steam | 0 | 0 | 0 | 0 | 0 | 0 | 0 | 0 | 0 | 0 | 0 | 0 | 0 | 0 | 0 | 0 | 0 | 0 | 0 | 0 | 0 | 0 | 0 | 0 | 0 | 0 | 0
VIC1 | OCGT / Diesel | 0 | 0 | 0 | 0 | 0 | 0 | 0 | 0 | 0 | 0 | 0 | 0 | 0 | 0 | 0 | 0 | 0 | 0 | 0 | 0 | 0 | 0 | 0 | 0 | 0 | 0 | 0
VIC1 | Hydro | 0 | 0 | 0 | 0 | 0 | 0 | 0 | 0 | 0 | 0 | 0 | 0 | 0 | 0 | 0 | 0 | 0 | 0 | 0 | 0 | 0 | 0 | 0 | 0 | 0 | 0 | 0
VIC1 | Hydrogen Turbine | 0 | 0 | 0 | 0 | 0 | 0 | 0 | 0 | 0 | 0 | 0 | 0 | 0 | 0 | 0 | 0 | 0 | 0 | 0 | 0 | 0 | 0 | 0 | 0 | 0 | 0 | 0
VIC1 | Wind | 0 | 0 | 0 | 0 | 0 | 0 | 0 | 0 | 0 | 0 | 0 | 0 | 0 | 0 | 0 | 0 | 0 | 0 | 0 | 0 | 0 | 0 | 0 | 0 | 0 | 0 | 0
VIC1 | Solar PV | 0 | 0 | 0 | 0 | 0 | 0 | 0 | 0 | 0 | 0 | 0 | 0 | 0 | 0 | 0 | 0 | 0 | 0 | 0 | 0 | 0 | 0 | 0 | 0 | 0 | 0 | 0
VIC1 | Grid Battery | 0 | 0 | 0 | 0 | 0 | 0 | 0 | 0 | 0 | 0 | 0 | 0 | 0 | 0 | 0 | 0 | 0 | 0 | 0 | 0 | 0 | 0 | 0 | 0 | 0 | 0 | 0
VIC1 | Pumped Hydro | 0 | 0 | 0 | 0 | 0 | 0 | 0 | 0 | 0 | 0 | 0 | 0 | 0 | 0 | 0 | 0 | 0 | 0 | 0 | 0 | 0 | 0 | 0 | 0 | 0 | 0 | 0
VIC1 | VPP | 0 | 0 | 0 | 0 | 0 | 0 | 0 | 0 | 0 | 0 | 0 | 0 | 0 | 0 | 0 | 0 | 0 | 0 | 0 | 0 | 0 | 0 | 0 | 0 | 0 | 0 | 0
Total excluding storage |  | 0 | 0 | 0 | 0 | 0 | 0 | 0 | 0 | 0 | 0 | 0 | 0 | 0 | 0 | 0 | 0 | 0 | 0 | 0 | 0 | 0 | 0 | 0 | 0 | 0 | 0 | 0
Region | Technology | 2023-24 | 2024-25 | 2025-26 | 2026-27 | 2027-28 | 2028-29 | 2029-30 | 2030-31 | 2031-32 | 2032-33 | 2033-34 | 2034-35 | 2035-36 | 2036-37 | 2037-38 | 2038-39 | 2039-40 | 2040-41 | 2041-42 | 2042-43 | 2043-44 | 2044-45 | 2045-46 | 2046-47 | 2047-48 | 2048-49 | 2049-50
SA1 | Black Coal | 0 | 0 | 0 | 0 | 0 | 0 | 0 | 0 | 0 | 0 | 0 | 0 | 0 | 0 | 0 | 0 | 0 | 0 | 0 | 0 | 0 | 0 | 0 | 0 | 0 | 0 | 0
SA1 | Brown Coal | 0 | 0 | 0 | 0 | 0 | 0 | 0 | 0 | 0 | 0 | 0 | 0 | 0 | 0 | 0 | 0 | 0 | 0 | 0 | 0 | 0 | 0 | 0 | 0 | 0 | 0 | 0
SA1 | CCGT | 0 | 0 | 0 | 0 | 0 | 0 | 0 | 0 | 0 | 0 | 0 | 0 | 0 | 0 | 0 | 0 | 0 | 0 | 0 | 0 | 0 | 0 | 0 | 0 | 0 | 0 | 0
SA1 | Gas - Steam | 0 | 0 | 0 | 0 | 0 | 0 | 0 | 0 | 0 | 0 | 0 | 0 | 0 | 0 | 0 | 0 | 0 | 0 | 0 | 0 | 0 | 0 | 0 | 0 | 0 | 0 | 0
SA1 | OCGT / Diesel | 0 | 0 | 0 | 0 | 0 | 0 | 0 | 0 | 0 | 0 | 0 | 0 | 0 | 0 | 0 | 0 | 0 | 0 | 0 | 0 | 0 | 0 | 0 | 0 | 0 | 0 | 0
SA1 | Hydro | 0 | 0 | 0 | 0 | 0 | 0 | 0 | 0 | 0 | 0 | 0 | 0 | 0 | 0 | 0 | 0 | 0 | 0 | 0 | 0 | 0 | 0 | 0 | 0 | 0 | 0 | 0
SA1 | Hydrogen Turbine | 0 | 0 | 0 | 0 | 0 | 0 | 0 | 0 | 0 | 0 | 0 | 0 | 0 | 0 | 0 | 0 | 0 | 0 | 0 | 0 | 0 | 0 | 0 | 0 | 0 | 0 | 0
SA1 | Wind | 0 | 0 | 0 | 0 | 0 | 0 | 0 | 0 | 0 | 0 | 0 | 0 | 0 | 0 | 0 | 0 | 0 | 0 | 0 | 0 | 0 | 0 | 0 | 0 | 0 | 0 | 0
SA1 | Solar PV | 0 | 0 | 0 | 0 | 0 | 0 | 0 | 0 | 0 | 0 | 0 | 0 | 0 | 0 | 0 | 0 | 0 | 0 | 0 | 0 | 0 | 0 | 0 | 0 | 0 | 0 | 0
SA1 | Grid Battery | 0 | 0 | 0 | 0 | 0 | 0 | 0 | 0 | 0 | 0 | 0 | 0 | 0 | 0 | 0 | 0 | 0 | 0 | 0 | 0 | 0 | 0 | 0 | 0 | 0 | 0 | 0
SA1 | Pumped Hydro | 0 | 0 | 0 | 0 | 0 | 0 | 0 | 0 | 0 | 0 | 0 | 0 | 0 | 0 | 0 | 0 | 0 | 0 | 0 | 0 | 0 | 0 | 0 | 0 | 0 | 0 | 0
SA1 | VPP | 0 | 0 | 0 | 0 | 0 | 0 | 0 | 0 | 0 | 0 | 0 | 0 | 0 | 0 | 0 | 0 | 0 | 0 | 0 | 0 | 0 | 0 | 0 | 0 | 0 | 0 | 0
Total excluding storage |  | 0 | 0 | 0 | 0 | 0 | 0 | 0 | 0 | 0 | 0 | 0 | 0 | 0 | 0 | 0 | 0 | 0 | 0 | 0 | 0 | 0 | 0 | 0 | 0 | 0 | 0 | 0
Region | Technology | 2023-24 | 2024-25 | 2025-26 | 2026-27 | 2027-28 | 2028-29 | 2029-30 | 2030-31 | 2031-32 | 2032-33 | 2033-34 | 2034-35 | 2035-36 | 2036-37 | 2037-38 | 2038-39 | 2039-40 | 2040-41 | 2041-42 | 2042-43 | 2043-44 | 2044-45 | 2045-46 | 2046-47 | 2047-48 | 2048-49 | 2049-50
TAS1 | Black Coal | 0 | 0 | 0 | 0 | 0 | 0 | 0 | 0 | 0 | 0 | 0 | 0 | 0 | 0 | 0 | 0 | 0 | 0 | 0 | 0 | 0 | 0 | 0 | 0 | 0 | 0 | 0
TAS1 | Brown Coal | 0 | 0 | 0 | 0 | 0 | 0 | 0 | 0 | 0 | 0 | 0 | 0 | 0 | 0 | 0 | 0 | 0 | 0 | 0 | 0 | 0 | 0 | 0 | 0 | 0 | 0 | 0
TAS1 | CCGT | 0 | 0 | 0 | 0 | 0 | 0 | 0 | 0 | 0 | 0 | 0 | 0 | 0 | 0 | 0 | 0 | 0 | 0 | 0 | 0 | 0 | 0 | 0 | 0 | 0 | 0 | 0
TAS1 | Gas - Steam | 0 | 0 | 0 | 0 | 0 | 0 | 0 | 0 | 0 | 0 | 0 | 0 | 0 | 0 | 0 | 0 | 0 | 0 | 0 | 0 | 0 | 0 | 0 | 0 | 0 | 0 | 0
TAS1 | OCGT / Diesel | 0 | 0 | 0 | 0 | 0 | 0 | 0 | 0 | 0 | 0 | 0 | 0 | 0 | 0 | 0 | 0 | 0 | 0 | 0 | 0 | 0 | 0 | 0 | 0 | 0 | 0 | 0
TAS1 | Hydro | 0 | 0 | 0 | 0 | 0 | 0 | 0 | 0 | 0 | 0 | 0 | 0 | 0 | 0 | 0 | 0 | 0 | 0 | 0 | 0 | 0 | 0 | 0 | 0 | 0 | 0 | 0
TAS1 | Hydrogen Turbine | 0 | 0 | 0 | 0 | 0 | 0 | 0 | 0 | 0 | 0 | 0 | 0 | 0 | 0 | 0 | 0 | 0 | 0 | 0 | 0 | 0 | 0 | 0 | 0 | 0 | 0 | 0
TAS1 | Wind | 0 | 0 | 0 | 0 | 0 | 0 | 0 | 0 | 0 | 0 | 0 | 0 | 0 | 0 | 0 | 0 | 0 | 0 | 0 | 0 | 0 | 0 | 0 | 0 | 0 | 0 | 0
TAS1 | Solar PV | 0 | 0 | 0 | 0 | 0 | 0 | 0 | 0 | 0 | 0 | 0 | 0 | 0 | 0 | 0 | 0 | 0 | 0 | 0 | 0 | 0 | 0 | 0 | 0 | 0 | 0 | 0
TAS1 | Grid Battery | 0 | 0 | 0 | 0 | 0 | 0 | 0 | 0 | 0 | 0 | 0 | 0 | 0 | 0 | 0 | 0 | 0 | 0 | 0 | 0 | 0 | 0 | 0 | 0 | 0 | 0 | 0
TAS1 | Pumped Hydro | 0 | 0 | 0 | 0 | 0 | 0 | 0 | 0 | 0 | 0 | 0 | 0 | 0 | 0 | 0 | 0 | 0 | 0 | 0 | 0 | 0 | 0 | 0 | 0 | 0 | 0 | 0
TAS1 | VPP | 0 | 0 | 0 | 0 | 0 | 0 | 0 | 0 | 0 | 0 | 0 | 0 | 0 | 0 | 0 | 0 | 0 | 0 | 0 | 0 | 0 | 0 | 0 | 0 | 0 | 0 | 0
Total excluding storage |  | 0 | 0 | 0 | 0 | 0 | 0 | 0 | 0 | 0 | 0 | 0 | 0 | 0 | 0 | 0 | 0 | 0 | 0 | 0 | 0 | 0 | 0 | 0 | 0 | 0 | 0 | 0

## Option 5_REZ Tx Cost
REZ transmission expansion cost by region ($000s) - Option 5, Hydrogen Superpower Scenario
REZ Expansion | Real June 2021 dollars discounted to 1 July 2021. As with the total capital costs, the REZ transmission expansion costs are annualised for modelling purposes.
Explicitly modelled generation
Region | Technology | 2023-24 | 2024-25 | 2025-26 | 2026-27 | 2027-28 | 2028-29 | 2029-30 | 2030-31 | 2031-32 | 2032-33 | 2033-34 | 2034-35 | 2035-36 | 2036-37 | 2037-38 | 2038-39 | 2039-40 | 2040-41 | 2041-42 | 2042-43 | 2043-44 | 2044-45 | 2045-46 | 2046-47 | 2047-48 | 2048-49 | 2049-50
NSW1 | Transmission | 5.7391e-06 | 7830.7391 | 7774.4739 | 24913.0793 | 26913.7063 | 29204.1883 | 28630.4186 | 39227.1271 | 37281.2454 | 35238.5378 | 33927.5351 | 33689.7164 | 32888.4571 | 39374.8557 | 55602.9552 | 58901.2812 | 55979.453 | 63000.3918 | 67986.9117 | 71312.465 | 72903.141 | 69015.2579 | 67786.7582 | 84008.8629 | 80793.5787 | 76622.0901 | 73975.3766
QLD1 | Transmission | 69.4633 | 6532.9797 | 77274.9136 | 142756.1397 | 217370.3428 | 256565.5453 | 312706.0421 | 350197.0067 | 355333.1553 | 349336.2922 | 381393.971 | 601537.627 | 655827.6679 | 693285.9266 | 744465.6488 | 744926.6128 | 710295.9335 | 691212.9235 | 686753.7961 | 722932.773 | 702617.7852 | 742948.6767 | 756630.1932 | 1024834.2733 | 989049.0739 | 951887.8239 | 999635.5614
VIC1 | Transmission | 0 | 4308.4406 | 6166.7675 | 10054.2939 | 9555.5455 | 11139.7031 | 10887.468 | 12528.8902 | 13300.6342 | 12624.5021 | 15927.3959 | 15097.0577 | 15015.452 | 15941.1893 | 16005.2172 | 21955.8154 | 21064.8652 | 22647.7015 | 21961.2554 | 25140.7448 | 28943.7945 | 27720.6 | 26562.2294 | 26266.9273 | 30872.754 | 32450.6803 | 31393.5602
SA1 | Transmission | 11754.5584 | 27047.6851 | 25952.6919 | 35851.8493 | 34073.4002 | 74121.5346 | 71219.7625 | 76561.7066 | 75347.6986 | 71479.1588 | 95677.2884 | 116966.0141 | 124154.203 | 149899.5131 | 165050.6188 | 168497.9954 | 170291.9267 | 174936.0401 | 253499.7891 | 247009.5222 | 298670.474 | 282329.8479 | 269947.1942 | 271732.186 | 275008.4491 | 270034.583 | 292157.4845
TAS1 | Transmission | 0 | 9447.9923 | 11432.307 | 12752.3364 | 25897.1418 | 78220.0627 | 74485.2781 | 71313.7438 | 67776.189 | 64714.3217 | 70332.3961 | 76257.4148 | 75461.8475 | 74200.9216 | 88700.8695 | 87918.977 | 85349.0591 | 82746.6035 | 79382.7685 | 81976.8696 | 80469.303 | 76361.6958 | 72380.7543 | 79168.508 | 82804.0948 | 85510.3749 | 81208.5984
NEM | Total | 11824.0217 | 55167.8368 | 128601.1539 | 226327.6986 | 313810.1367 | 449251.0339 | 497928.9692 | 549828.4743 | 549038.9224 | 533392.8127 | 597258.5864 | 843547.83 | 903347.6274 | 972702.4064 | 1069825.3095 | 1082200.6817 | 1042981.2375 | 1034543.6603 | 1109584.5209 | 1148372.3746 | 1183604.4977 | 1198376.0783 | 1193307.1293 | 1486010.7575 | 1458527.9506 | 1416505.5521 | 1478370.5811

## Option 5_USE+DSP Cost
USE+DSP cost by region ($000s) - Option 5, Hydrogen Superpower Scenario
USE+DSP | Real June 2021 dollars discounted to 1 July 2021
Explicitly modelled generation
Region | Technology | 2023-24 | 2024-25 | 2025-26 | 2026-27 | 2027-28 | 2028-29 | 2029-30 | 2030-31 | 2031-32 | 2032-33 | 2033-34 | 2034-35 | 2035-36 | 2036-37 | 2037-38 | 2038-39 | 2039-40 | 2040-41 | 2041-42 | 2042-43 | 2043-44 | 2044-45 | 2045-46 | 2046-47 | 2047-48 | 2048-49 | 2049-50
NSW1 | USE+DSP | 35852.4204 | 27609.5705 | 23202.7883 | 28496.4132 | 516.7143 | 38483.6903 | 0.13647 | 3624.1894 | 0.13632 | 243.4731 | 0.13544 | 0.13678 | 0.13462 | 0.13469 | 5814.1872 | 0.13557 | 0.13545 | 0.13545 | 0.13383 | 0.13465 | 557.6211 | 0.13266 | 0.133 | 0.13652 | 0.13485 | 0.13351 | 0.13378
QLD1 | USE+DSP | 0.016182 | 0.015598 | 12269.4115 | 29275.5988 | 758.4056 | 39971.7647 | 0.016279 | 5936.0918 | 88.9518 | 1065.7348 | 0.016257 | 0.016321 | 0.016341 | 0.016276 | 0.016677 | 0.016433 | 0.0162 | 0.016205 | 0.015994 | 0.01608 | 0.016139 | 0.016043 | 0.015996 | 0.016574 | 0.016026 | 0.015929 | 0.015968
VIC1 | USE+DSP | 30302.0032 | 5261.6952 | 25.5838 | 6561.26 | 7426.8252 | 36006.5721 | 216.6919 | 124.1276 | 0.1796 | 8.606 | 0.17878 | 0.21089 | 682.4561 | 28.7794 | 105.0765 | 0.18059 | 678.1099 | 575.2536 | 792.2505 | 0.17801 | 0.18311 | 2462.1344 | 0.17499 | 0.17999 | 23.8188 | 0.17951 | 0.17807
SA1 | USE+DSP | 818.2702 | 0.018699 | 2.1925 | 1054.4335 | 53.5031 | 7.7232 | 0.0191 | 45.8556 | 0.019151 | 0.018759 | 0.019072 | 0.019177 | 0.018825 | 0.018857 | 50.892 | 0.018878 | 0.0192 | 0.018732 | 0.018775 | 0.018912 | 0.019957 | 0.018585 | 0.0184 | 0.018764 | 0.018702 | 0.018791 | 0.018654
TAS1 | USE+DSP | 0.012051 | 0.010919 | 0.011074 | 0.011135 | 0.011362 | 0.011694 | 0.011832 | 0.011889 | 0.011778 | 11.0238 | 0.011893 | 0.012025 | 0.01177 | 0.011859 | 0.012266 | 0.012304 | 0.0125 | 0.012265 | 0.012017 | 0.012112 | 0.012621 | 0.011836 | 0.011765 | 0.012375 | 0.012308 | 0.012535 | 0.012388
NEM | Total | 66972.7221 | 32871.311 | 35499.9872 | 65387.7165 | 8755.4595 | 114469.7621 | 216.8755 | 9730.2763 | 89.2987 | 1328.8564 | 0.36144 | 0.39519 | 682.6377 | 28.9611 | 5970.1846 | 0.36378 | 678.2933 | 575.4362 | 792.4311 | 0.35976 | 557.853 | 2462.3135 | 0.35416 | 0.36423 | 24.0007 | 0.36027 | 0.35886

## Option 5A_CF
Annual capacity factor by technology - Option 5A, Hydrogen Superpower Scenario
Explicitly modelled generation
Region | Technology | 2023-24 | 2024-25 | 2025-26 | 2026-27 | 2027-28 | 2028-29 | 2029-30 | 2030-31 | 2031-32 | 2032-33 | 2033-34 | 2034-35 | 2035-36 | 2036-37 | 2037-38 | 2038-39 | 2039-40 | 2040-41 | 2041-42 | 2042-43 | 2043-44 | 2044-45 | 2045-46 | 2046-47 | 2047-48 | 2048-49 | 2049-50
NEM | Black Coal | 59.32% | 41.94% | 40.75% | 51.64% | 50.37% | 53.66% | 54.52% | - | - | - | - | - | - | - | - | - | - | - | - | - | - | - | - | - | - | - | -
NEM | Brown Coal | 62.68% | 49.17% | 59.41% | 55.65% | 60.86% | 57.89% | 59.04% | - | - | - | - | - | - | - | - | - | - | - | - | - | - | - | - | - | - | - | -
NEM | CCGT | 27.55% | 15.63% | 26.24% | 27.92% | 25.76% | 28.81% | 27.43% | 30.64% | 32.4% | 24.1% | 29.45% | 30.56% | 16.83% | 11.57% | 28.57% | 12.38% | 12.07% | 47.98% | 48.05% | 49.67% | 49.49% | 48.66% | 41.13% | 35.64% | 34.39% | 30.78% | 33.88%
NEM | Gas - Steam | 1.959% | 1.062% | 4.825% | 4.302% | 12.19% | 31.36% | 6.113% | 17.27% | 6.848% | 4.067% | 1.505% | 3.323% | 2.26% | 2.077% | 5.091% | 3.211% | - | - | - | - | - | - | - | - | - | - | -
NEM | OCGT / Diesel | 0.8585% | 0.3087% | 0.8536% | 0.8076% | 1.253% | 3.146% | 0.5041% | 2.883% | 1.015% | 0.6896% | 0.1178% | 0.5881% | 0.3354% | 0.2238% | 0.4065% | 0.1616% | 0.6181% | 4.185% | 2.387% | 2.172% | 7.517% | 0.2951% | 0.2044% | 5.041% | 0.06481% | 0.1217% | 0.1693%
NEM | Hydro | 27.03% | 21.22% | 22.73% | 22.27% | 23.5% | 28.8% | 27.82% | 24.96% | 25.14% | 22.8% | 25.86% | 26.3% | 23.52% | 21.42% | 28.01% | 24.48% | 23.29% | 24.62% | 21.42% | 23.12% | 26.53% | 24.23% | 19.6% | 28.93% | 24.85% | 27.26% | 29.24%
NEM | Hydrogen Turbine | - | - | - | - | - | - | - | 15.99% | 16.21% | 8.069% | 13.84% | 27.21% | 12.24% | 20.18% | 39.61% | 39.86% | 41.97% | 41.13% | 31.77% | 39.24% | 47.76% | 33.97% | 37.93% | 51% | 50.19% | 48.19% | 48.04%
NEM | Wind | 32.81% | 32.87% | 34.55% | 35.68% | 37.98% | 36.36% | 36.9% | 36.38% | 38.35% | 37.06% | 35.71% | 35.92% | 37.63% | 38.72% | 37.31% | 37.43% | 37.14% | 38.28% | 37.43% | 35.48% | 35.19% | 36.26% | 37.07% | 36.2% | 36.61% | 36.37% | 36.68%
NEM | Solar PV | 26.41% | 19.53% | 22.39% | 23.94% | 24.21% | 20.99% | 22.33% | 22.58% | 23.21% | 23.35% | 23.34% | 22.99% | 24.06% | 23.98% | 20.02% | 21.64% | 22.38% | 23.08% | 23.91% | 23.44% | 23.55% | 24.45% | 24.43% | 20.13% | 22.07% | 22.89% | 23.56%
NEM | Grid Battery | 4.115% | 4.728% | 7.805% | 14.29% | 16.18% | 18.23% | 18.57% | 20.34% | 19.99% | 20.98% | 20.6% | 20.61% | 20.84% | 21.02% | 17.9% | 18.6% | 19.39% | 19% | 20.43% | 19.05% | 19.03% | 19.76% | 19.94% | 16.61% | 17.71% | 17.68% | 18.43%
NEM | Pumped Hydro | 7.385% | 16.84% | 16.26% | 21.02% | 22.07% | 21.27% | 21.23% | 22.54% | 21.82% | 22.89% | 21.91% | 20.98% | 21.89% | 21.13% | 20.69% | 20.85% | 21.01% | 19.93% | 21.44% | 19.99% | 19.69% | 20.94% | 19.59% | 19.81% | 19.45% | 19.4% | 17.84%
NEM | VPP | 7.094% | 8.595% | 8.178% | 8.275% | 8.095% | 7.506% | 7.411% | 7.198% | 7.006% | 7.128% | 7.139% | 7.022% | 7.142% | 7.109% | 6.681% | 6.58% | 6.689% | 6.373% | 6.684% | 6.402% | 6.338% | 6.574% | 6.644% | 6.221% | 6.37% | 6.49% | 6.383%
Region | Technology | 2023-24 | 2024-25 | 2025-26 | 2026-27 | 2027-28 | 2028-29 | 2029-30 | 2030-31 | 2031-32 | 2032-33 | 2033-34 | 2034-35 | 2035-36 | 2036-37 | 2037-38 | 2038-39 | 2039-40 | 2040-41 | 2041-42 | 2042-43 | 2043-44 | 2044-45 | 2045-46 | 2046-47 | 2047-48 | 2048-49 | 2049-50
NSW1 | Black Coal | 61.79% | 42.21% | 38.38% | 58.07% | 55.14% | 56.64% | 52.98% | - | - | - | - | - | - | - | - | - | - | - | - | - | - | - | - | - | - | - | -
NSW1 | Brown Coal | bar: 2023-24 to 2049-50
NSW1 | CCGT | 13.07% | 1.687% | 18.18% | 31.11% | 30.18% | 32.59% | 31.05% | 36.82% | 36.64% | 31.02% | 34.97% | 38.89% | 25.47% | 22.3% | 30.08% | 27.68% | 21.42% | 50.21% | 49.22% | 51.65% | - | - | - | - | - | - | -
NSW1 | Gas - Steam | bar: 2023-24 to 2049-50
NSW1 | OCGT / Diesel | 0.06121% | 0.01617% | 0.1005% | 0.3829% | 0.228% | 0.7065% | 0.04831% | 1.276% | 0.4189% | 0.4472% | 0.0149% | 0.2008% | 0.003355% | 0.007949% | 0.1458% | 0.0002439% | 0.09978% | 3.194% | 0.3158% | 0.36% | 3.274% | 0.2502% | 0.03388% | 1.529% | 5.396e-06% | 0.04757% | 0.19%
NSW1 | Hydro | 9.198% | 14.56% | 14.38% | 14.11% | 12.87% | 18.54% | 15.15% | 13.88% | 13.47% | 12.72% | 14.81% | 15.47% | 14.58% | 12.33% | 17.68% | 14.96% | 13.35% | 13.17% | 12.55% | 13.98% | 15.35% | 14.62% | 11.65% | 17.95% | 18.11% | 17.87% | 17.83%
NSW1 | Hydrogen Turbine | - | - | - | - | - | - | - | 15.99% | 16.21% | 8.069% | 13.84% | 27.21% | 12.24% | 20.18% | 36.43% | 37.31% | 35.2% | 39.05% | 20.27% | 32.9% | 45.96% | 26.09% | 34.15% | 49.69% | 41.27% | 37.91% | 40.57%
NSW1 | Wind | 36.23% | 32.93% | 32.99% | 33.66% | 34.49% | 34.27% | 33.24% | 32.94% | 32.73% | 32.79% | 32.13% | 32.07% | 33.88% | 33.95% | 34.27% | 33.33% | 33.37% | 32.51% | 33.05% | 32.24% | 32.01% | 33.34% | 33.68% | 33.99% | 33.37% | 33.09% | 31.63%
NSW1 | Solar PV | 26.93% | 19.45% | 21.4% | 24.04% | 24.83% | 21.02% | 21.8% | 23.68% | 23.82% | 23.4% | 23.13% | 22.36% | 24.25% | 24.08% | 20.63% | 21.43% | 23.16% | 23.68% | 24.01% | 23.42% | 23.02% | 24.55% | 24.21% | 20.67% | 21.33% | 23.16% | 23.24%
NSW1 | Grid Battery | 3.929% | 6.093% | 11.04% | 19.55% | 20.4% | 20.45% | 20.69% | 21.88% | 21.64% | 22.47% | 21.69% | 20.93% | 21.82% | 22.26% | 19.43% | 19.47% | 21.05% | 20.12% | 21.45% | 20.1% | 19.23% | 20.84% | 21.63% | 18.86% | 19.2% | 20.32% | 19.29%
NSW1 | Pumped Hydro | 5.025% | 14.47% | 17.3% | 27.03% | 23.55% | 24.49% | 22.93% | 24.13% | 22.37% | 24.4% | 23.62% | 22.91% | 24.59% | 24.01% | 24% | 22.63% | 22.73% | 20.83% | 23.28% | 21.49% | 21.49% | 23.28% | 21.62% | 23.64% | 22.63% | 22.63% | 20.54%
NSW1 | VPP | 5.857% | 8.442% | 7.85% | 8.263% | 8.086% | 7.61% | 7.535% | 7.309% | 7.168% | 7.256% | 7.3% | 7.085% | 7.293% | 7.249% | 6.867% | 6.758% | 6.937% | 6.593% | 6.789% | 6.553% | 6.419% | 6.825% | 6.906% | 6.4% | 6.397% | 6.756% | 6.623%
Region | Technology | 2023-24 | 2024-25 | 2025-26 | 2026-27 | 2027-28 | 2028-29 | 2029-30 | 2030-31 | 2031-32 | 2032-33 | 2033-34 | 2034-35 | 2035-36 | 2036-37 | 2037-38 | 2038-39 | 2039-40 | 2040-41 | 2041-42 | 2042-43 | 2043-44 | 2044-45 | 2045-46 | 2046-47 | 2047-48 | 2048-49 | 2049-50
QLD1 | Black Coal | 56.78% | 41.66% | 44.84% | 46.24% | 48% | 51.22% | 57.02% | - | - | - | - | - | - | - | - | - | - | - | - | - | - | - | - | - | - | - | -
QLD1 | Brown Coal | bar: 2023-24 to 2049-50
QLD1 | CCGT | 30.78% | 18.63% | 29.73% | 30.88% | 27.29% | 28.61% | 28.58% | 30.65% | 35.34% | 30.78% | 33.01% | 31.89% | 21.27% | 14.02% | 32.92% | 8.953% | 10.57% | 56.4% | 56.92% | 58.52% | 59.13% | 58.13% | 61.3% | 76.83% | 74.13% | 66.35% | 73.04%
QLD1 | Gas - Steam | bar: 2023-24 to 2049-50
QLD1 | OCGT / Diesel | 0.02318% | 1.074e-06% | 0.03095% | 0.2939% | 0.4153% | 1.018% | 0.2695% | 2.631% | 1.488% | 0.7369% | 0.06631% | 2.015e-06% | 1.977e-06% | 1.97e-06% | 0.004817% | 2.047e-06% | 0.4847% | 1.472% | 0.1951% | 8.411e-06% | 0.5187% | 7.799e-06% | 0.1193% | 19.78% | 1.26e-05% | 1.21e-05% | 2.51e-05%
QLD1 | Hydro | 54.49% | 52.38% | 54.94% | 52.15% | 52.74% | 52.92% | 53.33% | 50.57% | 52.2% | 53.18% | 52.07% | 52.02% | 52.43% | 51.25% | 37.28% | 38.74% | 36.48% | 37.42% | 37.32% | - | - | - | - | - | - | - | -
QLD1 | Hydrogen Turbine | bar: 2023-24 to 2049-50
QLD1 | Wind | 40.68% | 33.41% | 36.8% | 37.7% | 39.58% | 39.14% | 39.08% | 38.61% | 38.42% | 37.94% | 34.54% | 35.16% | 36.62% | 38.35% | 37.1% | 37.8% | 38.56% | 37.7% | 37.94% | 34.34% | 34.34% | 34.93% | 35.72% | 35.79% | 36.57% | 37.75% | 36.18%
QLD1 | Solar PV | 26.82% | 20.19% | 25.17% | 25.65% | 25.19% | 21.48% | 23.96% | 22.83% | 24.07% | 24.24% | 24.92% | 24.88% | 25.35% | 24.85% | 20.14% | 22.89% | 23.42% | 24.88% | 24.95% | 25.07% | 24.9% | 25.58% | 25.01% | 19.92% | 22.91% | 24.02% | 25.31%
QLD1 | Grid Battery | 5.74% | 6.67% | 5.985% | 6.091% | 6.117% | 21.94% | 22.79% | 23.11% | 23.37% | 24.02% | 23.58% | 22.89% | 22.6% | 22.33% | 18.63% | 20.5% | 20.86% | 21.5% | 22.43% | 21.27% | 21.17% | 21.26% | 20.49% | 16.59% | 18.82% | 18.85% | 20.22%
QLD1 | Pumped Hydro | 8.378% | 17.84% | 15.76% | 18.76% | 20.06% | 17.23% | 19.75% | 21.89% | 21.29% | 22.04% | 20.82% | 19.78% | 20.08% | 19.05% | 16.48% | 18.02% | 19.18% | 18.37% | 19.05% | 17.62% | 17.71% | 17.17% | 16.73% | 15.59% | 15.79% | 16.24% | 15.41%
QLD1 | VPP | 7.886% | 9.163% | 8.146% | 8.176% | 8.09% | 7.773% | 7.615% | 7.475% | 7.375% | 7.355% | 7.466% | 7.391% | 7.366% | 7.269% | 6.71% | 6.802% | 6.838% | 6.844% | 6.948% | 6.9% | 6.946% | 6.991% | 6.885% | 6.34% | 6.816% | 6.769% | 6.961%
Region | Technology | 2023-24 | 2024-25 | 2025-26 | 2026-27 | 2027-28 | 2028-29 | 2029-30 | 2030-31 | 2031-32 | 2032-33 | 2033-34 | 2034-35 | 2035-36 | 2036-37 | 2037-38 | 2038-39 | 2039-40 | 2040-41 | 2041-42 | 2042-43 | 2043-44 | 2044-45 | 2045-46 | 2046-47 | 2047-48 | 2048-49 | 2049-50
VIC1 | Black Coal | bar: 2023-24 to 2049-50
VIC1 | Brown Coal | 62.68% | 49.17% | 59.41% | 55.65% | 60.86% | 57.89% | 59.04% | - | - | - | - | - | - | - | - | - | - | - | - | - | - | - | - | - | - | - | -
VIC1 | CCGT | bar: 2023-24 to 2049-50
VIC1 | Gas - Steam | 0.5064% | 0.3449% | 4.013% | 4.302% | 12.19% | 31.36% | 6.113% | 17.27% | 6.848% | 4.067% | 1.505% | 3.323% | 2.26% | 2.077% | 5.091% | 3.211% | - | - | - | - | - | - | - | - | - | - | -
VIC1 | OCGT / Diesel | 0.1673% | 0.07271% | 0.6019% | 1.062% | 1.943% | 6.825% | 0.9757% | 2.953% | 1.063% | 0.8956% | 0.1003% | 1.315% | 0.951% | 0.7248% | 1.002% | 0.6239% | 2.037% | 4.336% | 2.819% | 1.891% | 7.278% | 0.8516% | 0.6575% | 1.389% | 0.3899% | 0.593% | 0.3195%
VIC1 | Hydro | 13.91% | 16.78% | 17.37% | 16.49% | 13.78% | 20.67% | 17.23% | 14.94% | 14.93% | 13.63% | 16.67% | 17.22% | 16.38% | 13.71% | 20.65% | 17.28% | 14.95% | 14.94% | 13.65% | 16.68% | 17.28% | 16.37% | 13.72% | 20.67% | 20.69% | 20.69% | 20.67%
VIC1 | Hydrogen Turbine | - | - | - | - | - | - | - | - | - | - | - | - | - | - | 44.78% | 44% | 47.72% | 42.89% | 41.55% | 44.63% | 48.06% | 34.93% | 38.39% | 51.42% | 52.99% | 50.91% | 49.93%
VIC1 | Wind | 28.21% | 28.98% | 30.42% | 31.33% | 35.11% | 31.42% | 33.6% | 33.03% | 37.34% | 33.55% | 34.76% | 33.98% | 35.58% | 36.88% | 33.65% | 35.87% | 34.12% | 38.26% | 34.31% | 35.64% | 34.25% | 35.45% | 37.6% | 33.63% | 36.15% | 33.79% | 37.71%
VIC1 | Solar PV | 23.39% | 17.37% | 18.15% | 18.65% | 20.06% | 17.62% | 17.99% | 19.31% | 18.72% | 19.05% | 18.92% | 17.53% | 18.61% | 19.47% | 16.62% | 16.96% | 17.51% | 17.48% | 18.86% | 18.38% | 18.1% | 19.1% | 19.88% | 16.32% | 17.07% | 18.14% | 17.06%
VIC1 | Grid Battery | 3.874% | 4.885% | 4.928% | 13.02% | 16.34% | 14.89% | 14.69% | 16.38% | 14.82% | 16.56% | 15.64% | 15.53% | 16.22% | 16.33% | 14.86% | 14.48% | 15.31% | 13.17% | 16.69% | 15.34% | 14.88% | 15.1% | 15.51% | 14.21% | 14.67% | 14.92% | 13.52%
VIC1 | Pumped Hydro | - | - | - | 24.2% | 27.33% | 26.31% | 25.63% | 28.07% | 27.12% | 26.21% | 25.47% | 24.78% | 26.36% | 25.87% | 23.78% | 23.66% | 25.72% | 23.73% | 25.5% | 24.44% | 23.49% | 25.6% | 24.16% | 23.22% | 24.49% | 25.44% | 24.04%
VIC1 | VPP | 6.71% | 8.578% | 8.919% | 8.878% | 8.531% | 7.397% | 7.43% | 7.061% | 6.566% | 6.747% | 6.681% | 6.488% | 6.756% | 6.717% | 6.422% | 6.201% | 6.245% | 5.574% | 6.224% | 5.643% | 5.414% | 5.727% | 5.874% | 5.644% | 5.713% | 5.719% | 5.283%
Region | Technology | 2023-24 | 2024-25 | 2025-26 | 2026-27 | 2027-28 | 2028-29 | 2029-30 | 2030-31 | 2031-32 | 2032-33 | 2033-34 | 2034-35 | 2035-36 | 2036-37 | 2037-38 | 2038-39 | 2039-40 | 2040-41 | 2041-42 | 2042-43 | 2043-44 | 2044-45 | 2045-46 | 2046-47 | 2047-48 | 2048-49 | 2049-50
SA1 | Black Coal | bar: 2023-24 to 2049-50
SA1 | Brown Coal | bar: 2023-24 to 2049-50
SA1 | CCGT | 37.33% | 24.32% | 32.76% | 27.33% | 27.61% | 37.59% | 31.73% | 37.49% | 32.73% | 7.638% | 25.67% | 31.62% | 2.877% | 1.566% | - | - | - | - | - | - | - | - | - | - | - | - | -
SA1 | Gas - Steam | 2.867% | 1.511% | 5.332% | - | - | - | - | - | - | - | - | - | - | - | - | - | - | - | - | - | - | - | - | - | - | - | -
SA1 | OCGT / Diesel | 4.011% | 1.595% | 3.746% | 2.026% | 3.469% | 5.998% | 1.09% | 7.624% | 1.69% | 0.9862% | 0.6187% | 1.463% | 0.8141% | 0.3054% | 0.8197% | 5.622e-06% | 0.3916% | 13.2% | 13.68% | 13.7% | 37.77% | 1.472e-05% | 1.344e-05% | 1.8e-05% | 1.663e-05% | 1.92e-05% | 1.886e-05%
SA1 | Hydro | bar: 2023-24 to 2049-50
SA1 | Hydrogen Turbine | bar: 2023-24 to 2049-50
SA1 | Wind | 33.15% | 30.55% | 29.61% | 34.23% | 34.35% | 32.93% | 33.75% | 32.98% | 35.36% | 33.64% | 34.4% | 31.27% | 35.43% | 34.84% | 33.87% | 34.86% | 33.46% | 35.38% | 34.81% | 34.37% | 32.5% | 35.31% | 35.29% | 34.53% | 35.59% | 33.69% | 35.07%
SA1 | Solar PV | 26.11% | 19.86% | 21.3% | 22.65% | 23.7% | 22.31% | 23.02% | 22.4% | 23.97% | 24.6% | 23.56% | 22.97% | 24.45% | 25.36% | 21.3% | 22.67% | 23.08% | 23.53% | 25.75% | 23.65% | 24.84% | 25.31% | 26.34% | 22.4% | 24.23% | 24.57% | 24.81%
SA1 | Grid Battery | 3.984% | 4.058% | 4.055% | 4.012% | 4.029% | 3.817% | 3.737% | 12.72% | 14.63% | 18.06% | 17.62% | 18.49% | 18.96% | 20.07% | 16.42% | 16.77% | 17.52% | 16.47% | 19.47% | 16.96% | 17.92% | 18.83% | 19.93% | 16.69% | 17.62% | 17.1% | 17.15%
SA1 | Pumped Hydro | bar: 2023-24 to 2049-50
SA1 | VPP | 8.282% | 8.399% | 8.184% | 7.85% | 7.666% | 7.096% | 6.902% | 6.871% | 6.65% | 7.133% | 7.044% | 7.2% | 7.19% | 7.288% | 6.796% | 6.485% | 6.694% | 6.345% | 6.859% | 6.567% | 6.784% | 6.861% | 7.152% | 6.827% | 6.769% | 6.855% | 6.759%
Region | Technology | 2023-24 | 2024-25 | 2025-26 | 2026-27 | 2027-28 | 2028-29 | 2029-30 | 2030-31 | 2031-32 | 2032-33 | 2033-34 | 2034-35 | 2035-36 | 2036-37 | 2037-38 | 2038-39 | 2039-40 | 2040-41 | 2041-42 | 2042-43 | 2043-44 | 2044-45 | 2045-46 | 2046-47 | 2047-48 | 2048-49 | 2049-50
TAS1 | Black Coal | bar: 2023-24 to 2049-50
TAS1 | Brown Coal | bar: 2023-24 to 2049-50
TAS1 | CCGT | bar: 2023-24 to 2049-50
TAS1 | Gas - Steam | bar: 2023-24 to 2049-50
TAS1 | OCGT / Diesel | 3.2e-06% | 4.975e-06% | 5.338e-06% | 0.03183% | 0.08933% | 0.01024% | 7.438e-06% | 8.297e-06% | 0.07387% | 0.2306% | 8.724e-06% | 9.203e-06% | 8.67e-06% | 9.115e-06% | 1.015e-05% | 1.038e-05% | 1.109e-05% | 5.254e-05% | 4.843e-05% | 5.281e-05% | 7.17e-05% | 5.113e-05% | 5.19e-05% | 6.991e-05% | 6.837e-05% | 8.058e-05% | 7.811e-05%
TAS1 | Hydro | 54.69% | 29.9% | 33.84% | 33.68% | 40.88% | 44.74% | 48.24% | 43.28% | 44.14% | 39.09% | 43.4% | 43.52% | 36.99% | 35.48% | 44.52% | 39.92% | 40.19% | 44.2% | 36.69% | 37.87% | 45.8% | 40.72% | 32.7% | 47.12% | 35.22% | 42.39% | 48.15%
TAS1 | Hydrogen Turbine | - | - | - | - | - | - | - | - | - | - | - | - | - | - | - | - | - | - | - | - | - | - | - | 51.95% | 50.82% | 51.24% | 48.65%
TAS1 | Wind | 37.86% | 46.85% | 50.56% | 50.7% | 53.39% | 51.3% | 48.42% | 47.93% | 51.82% | 50.45% | 46.17% | 48.12% | 48.44% | 50.34% | 46.74% | 44.73% | 44.2% | 47.9% | 46.39% | 43.07% | 44.87% | 44.69% | 46.78% | 43.77% | 41.37% | 40.5% | 43.82%
TAS1 | Solar PV | - | - | - | - | 20.88% | 17.81% | 17.93% | 18.03% | 16.72% | 17.91% | 19.65% | 19.6% | 20.89% | 20.28% | 17.45% | 18.37% | 18.85% | 17.79% | 18.78% | 19.72% | 19.8% | 20.91% | 20.15% | 17.69% | 18.7% | 19.02% | 17.76%
TAS1 | Grid Battery | - | - | - | - | - | - | - | - | - | - | - | - | - | - | - | - | - | - | 15.42% | 15.06% | 14.42% | 15.82% | 15.93% | 14.43% | 14.44% | 14.8% | 14.16%
TAS1 | Pumped Hydro | - | - | - | - | - | 17.64% | 17.93% | 16.96% | 20.9% | 20.17% | 19.47% | 19.21% | 20.06% | 19.42% | 20.49% | 21.26% | 20.49% | 20.22% | 21.33% | 20.27% | 19.25% | 21.54% | 19.68% | 18.98% | 18.85% | 18.24% | 16.64%
TAS1 | VPP | 4.095% | 6.565% | 5.634% | 5.835% | 5.767% | 6.202% | 5.405% | 5.226% | 6.642% | 6.42% | 5.808% | 5.939% | 5.734% | 6.074% | 5.652% | 5.551% | 5.811% | 5.958% | 5.99% | 5.439% | 5.54% | 5.583% | 5.838% | 5.602% | 5.855% | 5.936% | 6.247%
Explicitly modelled pumping
Region | Technology | 2023-24 | 2024-25 | 2025-26 | 2026-27 | 2027-28 | 2028-29 | 2029-30 | 2030-31 | 2031-32 | 2032-33 | 2033-34 | 2034-35 | 2035-36 | 2036-37 | 2037-38 | 2038-39 | 2039-40 | 2040-41 | 2041-42 | 2042-43 | 2043-44 | 2044-45 | 2045-46 | 2046-47 | 2047-48 | 2048-49 | 2049-50
NEM | Grid Battery pump | 5.124% | 5.921% | 9.532% | 17.44% | 19.75% | 22.09% | 22.56% | 24.6% | 24.24% | 25.35% | 24.88% | 24.89% | 25.14% | 25.37% | 21.66% | 22.44% | 23.36% | 22.98% | 24.63% | 23.03% | 22.88% | 23.83% | 24.1% | 20% | 21.37% | 21.28% | 22.21%
NEM | Pumped Hydro Pump | 10.92% | 27.3% | 22.72% | 29.46% | 29.72% | 28.42% | 29.21% | 29.71% | 29.92% | 30.42% | 29.64% | 27.95% | 29.23% | 29.1% | 26.99% | 27.68% | 28.02% | 27.19% | 28.58% | 27.19% | 25.73% | 28.1% | 27.05% | 25.69% | 26.24% | 25.93% | 24.02%
NEM | VPP pump | 8.319% | 10.13% | 9.621% | 9.729% | 9.538% | 8.82% | 8.729% | 8.46% | 8.257% | 8.381% | 8.397% | 8.263% | 8.398% | 8.365% | 7.872% | 7.745% | 7.855% | 7.514% | 7.851% | 7.549% | 7.438% | 7.735% | 7.835% | 7.307% | 7.504% | 7.62% | 7.509%
Region | Technology | 2023-24 | 2024-25 | 2025-26 | 2026-27 | 2027-28 | 2028-29 | 2029-30 | 2030-31 | 2031-32 | 2032-33 | 2033-34 | 2034-35 | 2035-36 | 2036-37 | 2037-38 | 2038-39 | 2039-40 | 2040-41 | 2041-42 | 2042-43 | 2043-44 | 2044-45 | 2045-46 | 2046-47 | 2047-48 | 2048-49 | 2049-50
NSW1 | Grid Battery pump | 4.657% | 7.26% | 13.14% | 23.38% | 24.5% | 24.49% | 24.87% | 26.3% | 26.1% | 26.97% | 26.1% | 25.17% | 26.24% | 26.78% | 23.46% | 23.4% | 25.29% | 24.3% | 25.75% | 24.22% | 23.1% | 25.08% | 26.15% | 22.64% | 23.22% | 24.41% | 23.24%
NSW1 | Pumped Hydro Pump | 8.878% | 25.41% | 22.6% | 34.17% | 30.62% | 31.38% | 31.06% | 30.52% | 30.4% | 31.34% | 31.34% | 29.44% | 31.84% | 32.63% | 29.56% | 29.11% | 29.53% | 28.3% | 30.11% | 28.92% | 26.85% | 30.43% | 29.7% | 28.8% | 29.54% | 29.24% | 26.94%
NSW1 | VPP pump | 6.864% | 9.943% | 9.229% | 9.722% | 9.523% | 8.946% | 8.865% | 8.599% | 8.454% | 8.519% | 8.596% | 8.336% | 8.573% | 8.529% | 8.098% | 7.954% | 8.142% | 7.778% | 7.968% | 7.72% | 7.538% | 8.032% | 8.147% | 7.507% | 7.547% | 7.929% | 7.791%
Region | Technology | 2023-24 | 2024-25 | 2025-26 | 2026-27 | 2027-28 | 2028-29 | 2029-30 | 2030-31 | 2031-32 | 2032-33 | 2033-34 | 2034-35 | 2035-36 | 2036-37 | 2037-38 | 2038-39 | 2039-40 | 2040-41 | 2041-42 | 2042-43 | 2043-44 | 2044-45 | 2045-46 | 2046-47 | 2047-48 | 2048-49 | 2049-50
QLD1 | Grid Battery pump | 6.813% | 7.945% | 7.141% | 7.231% | 7.288% | 26.43% | 27.45% | 27.84% | 28.23% | 28.89% | 28.4% | 27.59% | 27.21% | 26.9% | 22.53% | 24.61% | 25.13% | 25.91% | 27.03% | 25.71% | 25.43% | 25.61% | 24.71% | 20.05% | 22.59% | 22.75% | 24.34%
QLD1 | Pumped Hydro Pump | 14.57% | 30.69% | 22.82% | 26.15% | 28.08% | 23.81% | 27.54% | 30.39% | 29.83% | 30.48% | 28.95% | 27.65% | 27.77% | 26.63% | 23.07% | 24.79% | 26.66% | 25.57% | 26.48% | 24.7% | 24.47% | 23.96% | 23.45% | 21.61% | 21.82% | 22.75% | 21.3%
QLD1 | VPP pump | 9.251% | 10.78% | 9.594% | 9.61% | 9.523% | 9.14% | 8.958% | 8.794% | 8.7% | 8.633% | 8.785% | 8.703% | 8.658% | 8.552% | 7.918% | 7.981% | 8.044% | 8.052% | 8.174% | 8.14% | 8.151% | 8.226% | 8.107% | 7.472% | 7.999% | 7.964% | 8.19%
Region | Technology | 2023-24 | 2024-25 | 2025-26 | 2026-27 | 2027-28 | 2028-29 | 2029-30 | 2030-31 | 2031-32 | 2032-33 | 2033-34 | 2034-35 | 2035-36 | 2036-37 | 2037-38 | 2038-39 | 2039-40 | 2040-41 | 2041-42 | 2042-43 | 2043-44 | 2044-45 | 2045-46 | 2046-47 | 2047-48 | 2048-49 | 2049-50
VIC1 | Grid Battery pump | 4.597% | 5.833% | 5.864% | 15.64% | 19.73% | 17.85% | 17.75% | 19.65% | 17.84% | 20.01% | 18.8% | 18.72% | 19.49% | 19.69% | 17.87% | 17.51% | 18.37% | 15.94% | 20.05% | 18.57% | 17.85% | 18.19% | 18.77% | 17.03% | 17.77% | 17.91% | 16.29%
VIC1 | Pumped Hydro Pump | - | - | - | 31.85% | 36.32% | 34.26% | 34.08% | 36.57% | 35.7% | 34.47% | 33.81% | 32.4% | 34.61% | 34.39% | 30.92% | 31.49% | 33.48% | 31.48% | 33.42% | 32.39% | 30.54% | 33.68% | 32.15% | 30.19% | 32.36% | 33.34% | 31.63%
VIC1 | VPP pump | 7.867% | 10.12% | 10.5% | 10.43% | 10.06% | 8.683% | 8.765% | 8.286% | 7.728% | 7.954% | 7.849% | 7.63% | 7.947% | 7.906% | 7.552% | 7.32% | 7.325% | 6.581% | 7.3% | 6.662% | 6.348% | 6.737% | 6.933% | 6.618% | 6.744% | 6.706% | 6.215%
Region | Technology | 2023-24 | 2024-25 | 2025-26 | 2026-27 | 2027-28 | 2028-29 | 2029-30 | 2030-31 | 2031-32 | 2032-33 | 2033-34 | 2034-35 | 2035-36 | 2036-37 | 2037-38 | 2038-39 | 2039-40 | 2040-41 | 2041-42 | 2042-43 | 2043-44 | 2044-45 | 2045-46 | 2046-47 | 2047-48 | 2048-49 | 2049-50
SA1 | Grid Battery pump | 5.245% | 5.371% | 5.339% | 5.296% | 5.335% | 5.025% | 4.949% | 16.16% | 18.29% | 22.21% | 21.46% | 22.5% | 23.06% | 24.38% | 19.94% | 20.44% | 21.2% | 20.07% | 23.57% | 20.54% | 21.6% | 22.78% | 24.15% | 20.09% | 21.38% | 20.58% | 20.72%
SA1 | Pumped Hydro Pump | bar: 2023-24 to 2049-50
SA1 | VPP pump | 9.717% | 9.905% | 9.611% | 9.235% | 9.043% | 8.328% | 8.144% | 8.063% | 7.823% | 8.41% | 8.271% | 8.471% | 8.458% | 8.575% | 7.994% | 7.653% | 7.853% | 7.488% | 8.059% | 7.738% | 7.959% | 8.074% | 8.435% | 8.009% | 7.987% | 8.042% | 7.951%
Region | Technology | 2023-24 | 2024-25 | 2025-26 | 2026-27 | 2027-28 | 2028-29 | 2029-30 | 2030-31 | 2031-32 | 2032-33 | 2033-34 | 2034-35 | 2035-36 | 2036-37 | 2037-38 | 2038-39 | 2039-40 | 2040-41 | 2041-42 | 2042-43 | 2043-44 | 2044-45 | 2045-46 | 2046-47 | 2047-48 | 2048-49 | 2049-50
TAS1 | Grid Battery pump | - | - | - | - | - | - | - | - | - | - | - | - | - | - | - | - | - | - | 18.58% | 18.24% | 17.37% | 18.97% | 19.28% | 17.35% | 17.48% | 17.76% | 17.07%
TAS1 | Pumped Hydro Pump | - | - | - | - | - | 23.21% | 23.67% | 22.24% | 27.54% | 26.79% | 25.48% | 25.24% | 26.38% | 25.89% | 26.62% | 28.1% | 26.83% | 26.87% | 28.08% | 26.73% | 25.08% | 28.25% | 26.23% | 24.63% | 25.14% | 23.66% | 21.9%
TAS1 | VPP pump | 4.791% | 7.724% | 6.641% | 6.856% | 6.81% | 7.277% | 6.361% | 6.147% | 7.814% | 7.577% | 6.826% | 6.99% | 6.732% | 7.169% | 6.627% | 6.554% | 6.814% | 7.01% | 7.047% | 6.422% | 6.519% | 6.546% | 6.892% | 6.569% | 6.912% | 6.961% | 7.35%
Non-controllable capacity
Region | Technology | 2023-24 | 2024-25 | 2025-26 | 2026-27 | 2027-28 | 2028-29 | 2029-30 | 2030-31 | 2031-32 | 2032-33 | 2033-34 | 2034-35 | 2035-36 | 2036-37 | 2037-38 | 2038-39 | 2039-40 | 2040-41 | 2041-42 | 2042-43 | 2043-44 | 2044-45 | 2045-46 | 2046-47 | 2047-48 | 2048-49 | 2049-50
NEM | Distributed PV | 14.2% | 13.97% | 13.7% | 14.84% | 14.98% | 13.51% | 14.27% | 14.94% | 15.32% | 15.39% | 15.01% | 14.61% | 15.71% | 15.77% | 14.16% | 14.9% | 15.56% | 15.88% | 15.9% | 15.51% | 15.05% | 16.11% | 16.13% | 14.48% | 15.24% | 15.88% | 16.17%
NEM | Behind the meter battery | 4.914% | 4.877% | 4.802% | 4.715% | 4.649% | 4.545% | 4.508% | 4.449% | 4.388% | 4.334% | 4.385% | 4.415% | 4.429% | 4.391% | 4.353% | 4.298% | 4.271% | 4.21% | 4.155% | 4.115% | 4.152% | 4.187% | 4.215% | 4.236% | 4.26% | 4.241% | 4.222%
NEM | Behind the meter battery pump | 5.783% | 5.74% | 5.652% | 5.549% | 5.473% | 5.35% | 5.308% | 5.237% | 5.165% | 5.102% | 5.161% | 5.198% | 5.212% | 5.168% | 5.122% | 5.059% | 5.026% | 4.954% | 4.892% | 4.843% | 4.888% | 4.928% | 4.962% | 4.987% | 5.013% | 4.992% | 4.971%
Region | Technology | 2023-24 | 2024-25 | 2025-26 | 2026-27 | 2027-28 | 2028-29 | 2029-30 | 2030-31 | 2031-32 | 2032-33 | 2033-34 | 2034-35 | 2035-36 | 2036-37 | 2037-38 | 2038-39 | 2039-40 | 2040-41 | 2041-42 | 2042-43 | 2043-44 | 2044-45 | 2045-46 | 2046-47 | 2047-48 | 2048-49 | 2049-50
NSW1 | Distributed PV | 13.9% | 13.91% | 13.61% | 15.15% | 15.03% | 13.43% | 13.88% | 14.8% | 15.49% | 15.1% | 14.92% | 14.43% | 15.91% | 15.71% | 14.02% | 14.44% | 15.36% | 16% | 15.59% | 15.38% | 14.84% | 16.28% | 16.06% | 14.33% | 14.77% | 15.66% | 16.28%
NSW1 | Behind the meter battery | 4.904% | 4.86% | 4.779% | 4.695% | 4.633% | 4.533% | 4.5% | 4.444% | 4.398% | 4.354% | 4.42% | 4.442% | 4.452% | 4.408% | 4.358% | 4.293% | 4.27% | 4.198% | 4.152% | 4.116% | 4.167% | 4.211% | 4.234% | 4.25% | 4.264% | 4.247% | 4.219%
NSW1 | Behind the meter battery pump | 5.773% | 5.718% | 5.624% | 5.527% | 5.455% | 5.335% | 5.299% | 5.231% | 5.174% | 5.124% | 5.203% | 5.23% | 5.238% | 5.187% | 5.13% | 5.055% | 5.025% | 4.939% | 4.889% | 4.844% | 4.906% | 4.955% | 4.984% | 5.005% | 5.016% | 5.002% | 4.967%
Region | Technology | 2023-24 | 2024-25 | 2025-26 | 2026-27 | 2027-28 | 2028-29 | 2029-30 | 2030-31 | 2031-32 | 2032-33 | 2033-34 | 2034-35 | 2035-36 | 2036-37 | 2037-38 | 2038-39 | 2039-40 | 2040-41 | 2041-42 | 2042-43 | 2043-44 | 2044-45 | 2045-46 | 2046-47 | 2047-48 | 2048-49 | 2049-50
QLD1 | Distributed PV | 14.97% | 14.45% | 14.68% | 15.74% | 15.89% | 13.42% | 14.66% | 15.24% | 16.09% | 15.92% | 15.33% | 15.51% | 16.53% | 16.58% | 13.99% | 15.24% | 15.82% | 16.61% | 16.41% | 15.8% | 15.96% | 16.89% | 16.92% | 14.25% | 15.54% | 16.09% | 16.9%
QLD1 | Behind the meter battery | 4.961% | 4.917% | 4.846% | 4.754% | 4.675% | 4.575% | 4.533% | 4.47% | 4.412% | 4.349% | 4.397% | 4.425% | 4.441% | 4.4% | 4.35% | 4.296% | 4.265% | 4.207% | 4.147% | 4.113% | 4.164% | 4.199% | 4.241% | 4.261% | 4.274% | 4.249% | 4.229%
QLD1 | Behind the meter battery pump | 5.837% | 5.788% | 5.702% | 5.594% | 5.505% | 5.385% | 5.338% | 5.263% | 5.194% | 5.121% | 5.175% | 5.21% | 5.226% | 5.177% | 5.119% | 5.054% | 5.021% | 4.951% | 4.883% | 4.84% | 4.901% | 4.942% | 4.993% | 5.015% | 5.029% | 5.002% | 4.98%
Region | Technology | 2023-24 | 2024-25 | 2025-26 | 2026-27 | 2027-28 | 2028-29 | 2029-30 | 2030-31 | 2031-32 | 2032-33 | 2033-34 | 2034-35 | 2035-36 | 2036-37 | 2037-38 | 2038-39 | 2039-40 | 2040-41 | 2041-42 | 2042-43 | 2043-44 | 2044-45 | 2045-46 | 2046-47 | 2047-48 | 2048-49 | 2049-50
VIC1 | Distributed PV | 13.34% | 13.12% | 12.52% | 13.48% | 13.78% | 13.23% | 13.92% | 14.57% | 14.16% | 14.94% | 14.62% | 13.81% | 14.73% | 14.96% | 14.14% | 14.79% | 15.42% | 14.88% | 15.59% | 15.25% | 14.35% | 15.24% | 15.4% | 14.55% | 15.23% | 15.83% | 15.23%
VIC1 | Behind the meter battery | 4.922% | 4.924% | 4.849% | 4.76% | 4.7% | 4.582% | 4.526% | 4.453% | 4.352% | 4.255% | 4.292% | 4.346% | 4.379% | 4.361% | 4.371% | 4.323% | 4.303% | 4.25% | 4.182% | 4.104% | 4.103% | 4.137% | 4.152% | 4.197% | 4.247% | 4.237% | 4.23%
VIC1 | Behind the meter battery pump | 5.794% | 5.793% | 5.708% | 5.602% | 5.532% | 5.393% | 5.328% | 5.242% | 5.124% | 5.007% | 5.049% | 5.113% | 5.153% | 5.133% | 5.144% | 5.088% | 5.063% | 5% | 4.921% | 4.831% | 4.829% | 4.871% | 4.888% | 4.942% | 4.999% | 4.985% | 4.978%
Region | Technology | 2023-24 | 2024-25 | 2025-26 | 2026-27 | 2027-28 | 2028-29 | 2029-30 | 2030-31 | 2031-32 | 2032-33 | 2033-34 | 2034-35 | 2035-36 | 2036-37 | 2037-38 | 2038-39 | 2039-40 | 2040-41 | 2041-42 | 2042-43 | 2043-44 | 2044-45 | 2045-46 | 2046-47 | 2047-48 | 2048-49 | 2049-50
SA1 | Distributed PV | 15.01% | 14.77% | 14.16% | 14.83% | 15.39% | 14.72% | 15.42% | 15.7% | 15.73% | 16.16% | 15.64% | 14.87% | 15.5% | 16.04% | 15.26% | 15.99% | 16.27% | 16.28% | 16.7% | 16.15% | 15.34% | 15.95% | 16.45% | 15.63% | 16.39% | 16.64% | 16.61%
SA1 | Behind the meter battery | 4.844% | 4.762% | 4.675% | 4.581% | 4.516% | 4.429% | 4.437% | 4.405% | 4.385% | 4.402% | 4.445% | 4.451% | 4.433% | 4.381% | 4.303% | 4.265% | 4.219% | 4.167% | 4.132% | 4.132% | 4.181% | 4.197% | 4.228% | 4.215% | 4.244% | 4.206% | 4.197%
SA1 | Behind the meter battery pump | 5.703% | 5.607% | 5.502% | 5.392% | 5.315% | 5.211% | 5.223% | 5.186% | 5.162% | 5.183% | 5.23% | 5.24% | 5.217% | 5.158% | 5.065% | 5.019% | 4.965% | 4.904% | 4.863% | 4.866% | 4.922% | 4.938% | 4.976% | 4.962% | 4.998% | 4.949% | 4.938%
Region | Technology | 2023-24 | 2024-25 | 2025-26 | 2026-27 | 2027-28 | 2028-29 | 2029-30 | 2030-31 | 2031-32 | 2032-33 | 2033-34 | 2034-35 | 2035-36 | 2036-37 | 2037-38 | 2038-39 | 2039-40 | 2040-41 | 2041-42 | 2042-43 | 2043-44 | 2044-45 | 2045-46 | 2046-47 | 2047-48 | 2048-49 | 2049-50
TAS1 | Distributed PV | 11.93% | 12.03% | 11.57% | 12.43% | 12.45% | 12.21% | 12.31% | 12.63% | 12.49% | 12.87% | 12.82% | 12.24% | 13.03% | 12.98% | 12.63% | 12.69% | 12.99% | 12.83% | 13.16% | 13.12% | 12.49% | 13.26% | 13.16% | 12.83% | 12.88% | 13.19% | 12.97%
TAS1 | Behind the meter battery | 4.907% | 4.84% | 4.758% | 4.664% | 4.599% | 4.503% | 4.471% | 4.415% | 4.366% | 4.373% | 4.417% | 4.439% | 4.432% | 4.396% | 4.345% | 4.297% | 4.265% | 4.207% | 4.146% | 4.145% | 4.185% | 4.195% | 4.235% | 4.235% | 4.254% | 4.245% | 4.22%
TAS1 | Behind the meter battery pump | 5.775% | 5.698% | 5.599% | 5.488% | 5.41% | 5.301% | 5.264% | 5.196% | 5.141% | 5.149% | 5.197% | 5.226% | 5.216% | 5.174% | 5.114% | 5.058% | 5.022% | 4.951% | 4.88% | 4.876% | 4.926% | 4.937% | 4.985% | 4.984% | 5.007% | 4.995% | 4.965%

## Option 5A_Generation
Annual sent-out generation by technology (GWh) - Option 5A, Hydrogen Superpower Scenario
Explicitly modelled generation
Region | Technology | 2023-24 | 2024-25 | 2025-26 | 2026-27 | 2027-28 | 2028-29 | 2029-30 | 2030-31 | 2031-32 | 2032-33 | 2033-34 | 2034-35 | 2035-36 | 2036-37 | 2037-38 | 2038-39 | 2039-40 | 2040-41 | 2041-42 | 2042-43 | 2043-44 | 2044-45 | 2045-46 | 2046-47 | 2047-48 | 2048-49 | 2049-50
NEM | Black Coal | 85506.4363 | 60458.5816 | 46986.3267 | 34142.7072 | 18539.3813 | 14488.5462 | 10707.4239 | 0 | 0 | 0 | 0 | 0 | 0 | 0 | 0 | 0 | 0 | 0 | 0 | 0 | 0 | 0 | 0 | 0 | 0 | 0 | 0
NEM | Brown Coal | 26464.4701 | 20762.0601 | 17539.1493 | 13698.9107 | 9169.49 | 5882.439 | 5999.3469 | 0 | 0 | 0 | 0 | 0 | 0 | 0 | 0 | 0 | 0 | 0 | 0 | 0 | 0 | 0 | 0 | 0 | 0 | 0 | 0
NEM | CCGT | 7130.4864 | 3799.6068 | 6379.4741 | 6787.8888 | 6261.9255 | 7002.4976 | 6667.5573 | 7447.005 | 7875.0405 | 5857.2209 | 7158.4537 | 7428.1424 | 4091.6896 | 2421.6426 | 4657.1655 | 2018.1945 | 1815.0268 | 7213.8494 | 7224.5847 | 7468.4661 | 5534.1713 | 5440.9189 | 2276.9015 | 1211.3861 | 1168.869 | 1046.261 | 1151.6632
NEM | Gas - Steam | 223.1188 | 120.9681 | 549.449 | 188.4341 | 533.8635 | 1373.466 | 267.7414 | 756.6094 | 299.9617 | 178.1176 | 65.9234 | 145.5596 | 98.9878 | 90.9893 | 222.9819 | 140.6628 | 0 | 0 | 0 | 0 | 0 | 0 | 0 | 0 | 0 | 0 | 0
NEM | OCGT / Diesel | 555.1728 | 219.9341 | 608.0958 | 575.2928 | 892.4321 | 2241.1812 | 359.1384 | 1957.0231 | 689.2015 | 451.4341 | 70.9725 | 348.3988 | 196.3379 | 130.9829 | 237.9646 | 94.6075 | 338.0196 | 2244.6093 | 1280.0662 | 1147.0558 | 3969.8087 | 128.46 | 88.973 | 1884.0405 | 20.9044 | 39.2503 | 46.9167
NEM | Hydro | 17742.1305 | 13928.4277 | 14920.3367 | 14614.3268 | 15421.254 | 18904.3707 | 18260.8521 | 16380.8132 | 16500.7767 | 14961.2684 | 16974.2542 | 17258.787 | 15438.7559 | 14060.4805 | 18169.0534 | 15879.3679 | 15111.2186 | 15969.5366 | 13898.1815 | 14864.4889 | 17055.3312 | 15579.2769 | 12605.1391 | 18602.3325 | 15980.2899 | 17530.004 | 18803.6195
NEM | Hydrogen Turbine | 0 | 0 | 0 | 0 | 0 | 0 | 0 | 221.6753 | 224.7169 | 111.8863 | 191.9723 | 377.3243 | 169.6993 | 279.8117 | 1058.7632 | 1065.3625 | 1512.0955 | 1481.7538 | 1144.7887 | 1413.8195 | 5646.6941 | 5176.4324 | 5780.3182 | 9419.8992 | 9761.9564 | 10548.6901 | 11316.1874
NEM | Wind | 28905.5353 | 73293.4835 | 84218.5216 | 104740.9835 | 139041.6829 | 153605.2978 | 169837.7109 | 178196.2289 | 196114.9111 | 200942.0991 | 215247.0971 | 252125.9687 | 277810.3649 | 311936.8378 | 350623.1681 | 368484.2224 | 365094.9403 | 391565.426 | 421695.8843 | 452346.069 | 473191.7084 | 499432.6344 | 548772.2461 | 649028.3778 | 695633.6863 | 709208.5111 | 744829.6778
NEM | Solar PV | 20944.2502 | 16959.4053 | 22996.1538 | 29436.9317 | 36780.7588 | 47037.0339 | 52310.3415 | 71195.6044 | 77256.9163 | 89260.3679 | 118633.0669 | 158768.4297 | 169245.714 | 185101.82 | 176297.6057 | 192852.2978 | 204799.1586 | 225171.8933 | 280698.3666 | 317471.7681 | 359557.4603 | 391857.38 | 409409.3522 | 374619.2428 | 421286.3792 | 455411.291 | 573534.1615
NEM | Grid Battery | 362.2159 | 416.2089 | 1299.5363 | 3228.3659 | 4820.207 | 8755.1401 | 8954.5167 | 14922.8709 | 15381.2061 | 21434.2736 | 27398.9362 | 34469.7197 | 37905.7965 | 40615.4042 | 37188.3882 | 38724.8739 | 41569.2133 | 43856.4092 | 60372.4318 | 68664.0785 | 78046.8411 | 89357.615 | 88571.4752 | 76789.0823 | 85345.714 | 91848.315 | 131175.9666
NEM | Pumped Hydro | 523.9901 | 1194.7603 | 3196.3099 | 5199.2935 | 9692.0525 | 10068.3726 | 10802.6899 | 11555.4168 | 11424.9669 | 12467.6832 | 12206.7164 | 12887.84 | 14324.1717 | 13972.0819 | 13675.7382 | 13781.7053 | 13888.8186 | 13178.6762 | 14175.3615 | 13213.6675 | 13019.4842 | 13846.4289 | 12951.7342 | 13097.6685 | 12857.6564 | 12825.8222 | 11797.5409
NEM | VPP | 227.763 | 550.7768 | 873.2272 | 1321.319 | 1814.1358 | 2243.6695 | 3048.9926 | 3615.8786 | 4168.9102 | 4985.6098 | 5910.2461 | 6779.7121 | 7909.9138 | 8900.4328 | 9314.6023 | 10084.2661 | 10937.5945 | 11019.5305 | 12110.4694 | 12089.6407 | 12487.0643 | 13496.7485 | 14205.7442 | 13836.5821 | 14727.2732 | 15586.0039 | 15913.9862
Total excluding storage |  | 188585.5694 | 191704.2133 | 199566.5804 | 213934.4541 | 242967.1835 | 271602.0148 | 287216.3117 | 306249.1258 | 329936.608 | 350649.9609 | 403857.6389 | 490589.8823 | 527191.4313 | 577510.4836 | 611445.431 | 643125.5606 | 655066.0858 | 711701.6843 | 812600.1348 | 888679.0541 | 968508.5635 | 1034315.895 | 1094661.8836 | 1158488.6118 | 1256782.7288 | 1314044.1486 | 1508569.7198
Region | Technology | 2023-24 | 2024-25 | 2025-26 | 2026-27 | 2027-28 | 2028-29 | 2029-30 | 2030-31 | 2031-32 | 2032-33 | 2033-34 | 2034-35 | 2035-36 | 2036-37 | 2037-38 | 2038-39 | 2039-40 | 2040-41 | 2041-42 | 2042-43 | 2043-44 | 2044-45 | 2045-46 | 2046-47 | 2047-48 | 2048-49 | 2049-50
NSW1 | Black Coal | 45086.6794 | 30801.313 | 28006.7318 | 17525.3963 | 6714.2734 | 6896.4836 | 6451.356 | 0 | 0 | 0 | 0 | 0 | 0 | 0 | 0 | 0 | 0 | 0 | 0 | 0 | 0 | 0 | 0 | 0 | 0 | 0 | 0
NSW1 | Brown Coal | 0 | 0 | 0 | 0 | 0 | 0 | 0 | 0 | 0 | 0 | 0 | 0 | 0 | 0 | 0 | 0 | 0 | 0 | 0 | 0 | 0 | 0 | 0 | 0 | 0 | 0 | 0
NSW1 | CCGT | 503.9152 | 65.0412 | 700.5946 | 1199.0565 | 1163.0997 | 1256.0377 | 1196.8451 | 1419.1102 | 1412.2247 | 1195.4836 | 1348.0557 | 1498.9996 | 981.5266 | 859.3441 | 1159.4703 | 1066.9153 | 825.684 | 1935.1199 | 1897.2909 | 1990.8278 | 0 | 0 | 0 | 0 | 0 | 0 | 0
NSW1 | Gas - Steam | 0 | 0 | 0 | 0 | 0 | 0 | 0 | 0 | 0 | 0 | 0 | 0 | 0 | 0 | 0 | 0 | 0 | 0 | 0 | 0 | 0 | 0 | 0 | 0 | 0 | 0 | 0
NSW1 | OCGT / Diesel | 10.1284 | 3.7385 | 23.2423 | 88.5261 | 52.7046 | 163.3365 | 11.1687 | 295.0149 | 96.8462 | 103.3751 | 3.4439 | 46.4192 | 0.77552 | 1.8376 | 33.7003 | 0.05639 | 23.0664 | 738.4496 | 73.0039 | 83.2243 | 756.8291 | 39.237 | 5.3126 | 239.7314 | 0.00084617 | 7.4591 | 29.7867
NSW1 | Hydro | 2034.573 | 3220.7922 | 3179.729 | 3121.0784 | 2847.3076 | 4100.4332 | 3351.8287 | 3069.8204 | 2979.4532 | 2812.7325 | 3275.3189 | 3422.8545 | 3224.454 | 2727.6281 | 3911.0588 | 3307.9154 | 2953.6105 | 2913.3322 | 2776.4132 | 3092.6399 | 3394.6422 | 3233.1575 | 2577.2007 | 3971.3506 | 4005.5638 | 3953.6459 | 3943.6056
NSW1 | Hydrogen Turbine | 0 | 0 | 0 | 0 | 0 | 0 | 0 | 221.6751 | 224.7166 | 111.8861 | 191.972 | 377.3239 | 169.6987 | 279.8109 | 602.9298 | 617.4309 | 582.5513 | 646.2634 | 335.4 | 544.4622 | 760.603 | 431.755 | 565.2248 | 2293.502 | 1904.8827 | 1749.798 | 1872.2257
NSW1 | Wind | 5988.0273 | 20773.567 | 20807.9497 | 26752.9732 | 37376.5217 | 38143.0489 | 37664.9984 | 39925.0971 | 39664.6452 | 45748.5814 | 44828.3887 | 45216.1339 | 47767.5358 | 50518.7744 | 53537.1677 | 53172.7617 | 53231.79 | 53667.2467 | 63045.3959 | 61504.6684 | 60824.4333 | 63348.7831 | 65237.357 | 79463.9732 | 78016.9118 | 76224.2304 | 72539.8651
NSW1 | Solar PV | 8836.875 | 7599.5882 | 10972.3383 | 15687.0456 | 18432.5361 | 20616.3242 | 21387.0364 | 29014.1231 | 30535.8894 | 34101.4428 | 35237.96 | 35953.9103 | 38997.2201 | 40927.8866 | 43320.5027 | 44720.0121 | 48332.3751 | 53263.9016 | 54029.6516 | 55791.9622 | 58882.6859 | 62794.0318 | 61923.7332 | 60588.169 | 62319.8842 | 67581.4141 | 67650.496
NSW1 | Grid Battery | 17.2072 | 26.6892 | 914.7194 | 2174.3731 | 2805.0753 | 3342.5758 | 3427.4992 | 8302.3136 | 8210.8847 | 8888.319 | 8583.2571 | 8280.8503 | 10164.0278 | 10440.0683 | 11922.2808 | 11943.3941 | 12910.6909 | 12343.6229 | 13648.9856 | 14032.3825 | 13844.7063 | 15967.6635 | 14878.5362 | 12734.1543 | 12537.0665 | 14472.4315 | 14337.2473
NSW1 | Pumped Hydro | 105.6427 | 304.1385 | 1114.6324 | 1741.8081 | 5725.614 | 6285.4928 | 5886.5756 | 6192.5841 | 5742.282 | 6263.5754 | 6063.6832 | 5879.8213 | 6311.3087 | 6161.375 | 6160.3094 | 5809.2937 | 5834.4149 | 5347.111 | 5976.3178 | 5515.1189 | 5515.4427 | 5974.1876 | 5550.264 | 6066.4131 | 5809.0405 | 5807.6751 | 5273.2079
NSW1 | VPP | 58.2129 | 173.404 | 268.9704 | 422.1235 | 579.352 | 733.0207 | 1006.2442 | 1192.9486 | 1400.1084 | 1681.7182 | 2021.9867 | 2300.4405 | 2722.5143 | 3068.6419 | 3239.4091 | 3506.3494 | 3838.7597 | 3852.244 | 4150.7714 | 4179.3921 | 4273.8046 | 4738.0398 | 4994.8352 | 4814.6475 | 5003.2975 | 5487.7976 | 5581.6833
Total excluding storage |  | 62641.2612 | 62968.2718 | 65988.9078 | 68712.3807 | 75696.4844 | 81536.7533 | 80383.5521 | 89632.687 | 90267.0505 | 100907.114 | 101554.0662 | 102976.7536 | 110339.0615 | 114985.367 | 123886.8288 | 124144.129 | 128532.9427 | 134707.2913 | 145933.2304 | 146734.6781 | 148253.1471 | 156526.8553 | 155732.4636 | 170171.9411 | 169596.6478 | 175284.4516 | 171228.1177
Region | Technology | 2023-24 | 2024-25 | 2025-26 | 2026-27 | 2027-28 | 2028-29 | 2029-30 | 2030-31 | 2031-32 | 2032-33 | 2033-34 | 2034-35 | 2035-36 | 2036-37 | 2037-38 | 2038-39 | 2039-40 | 2040-41 | 2041-42 | 2042-43 | 2043-44 | 2044-45 | 2045-46 | 2046-47 | 2047-48 | 2048-49 | 2049-50
QLD1 | Black Coal | 40419.7569 | 29657.2686 | 18979.5949 | 16617.3109 | 11825.1079 | 7592.0626 | 4256.0679 | 0 | 0 | 0 | 0 | 0 | 0 | 0 | 0 | 0 | 0 | 0 | 0 | 0 | 0 | 0 | 0 | 0 | 0 | 0 | 0
QLD1 | Brown Coal | 0 | 0 | 0 | 0 | 0 | 0 | 0 | 0 | 0 | 0 | 0 | 0 | 0 | 0 | 0 | 0 | 0 | 0 | 0 | 0 | 0 | 0 | 0 | 0 | 0 | 0 | 0
QLD1 | CCGT | 4308.2433 | 2607.6557 | 4160.8715 | 4322.521 | 3819.3668 | 4004.4589 | 4000.3432 | 4290.5622 | 4946.2385 | 4307.78 | 4620.9208 | 4464.0146 | 2976.8513 | 1489.721 | 3497.6952 | 951.2792 | 989.3428 | 5278.7295 | 5327.2938 | 5477.6383 | 5534.1713 | 5440.9189 | 2276.9015 | 1211.3861 | 1168.869 | 1046.261 | 1151.6632
QLD1 | Gas - Steam | 0 | 0 | 0 | 0 | 0 | 0 | 0 | 0 | 0 | 0 | 0 | 0 | 0 | 0 | 0 | 0 | 0 | 0 | 0 | 0 | 0 | 0 | 0 | 0 | 0 | 0 | 0
QLD1 | OCGT / Diesel | 3.9683 | 0.00018396 | 5.2997 | 50.3155 | 71.101 | 174.3791 | 46.1384 | 450.4409 | 254.7253 | 126.1735 | 8.8938 | 0.00024955 | 0.0002449 | 0.00024402 | 0.59661 | 0.00025359 | 60.0378 | 182.3892 | 24.1691 | 0.0010418 | 64.2457 | 0.00096603 | 14.7748 | 1498.7874 | 0.0009549 | 0.00091718 | 0.00076092
QLD1 | Hydro | 727.4872 | 699.3332 | 733.4664 | 696.2808 | 704.1207 | 706.4831 | 711.9655 | 675.182 | 696.941 | 710.0045 | 695.1322 | 694.5435 | 699.9098 | 684.2603 | 215.5363 | 223.9786 | 210.9342 | 216.3568 | 215.7657 | 0 | 0 | 0 | 0 | 0 | 0 | 0 | 0
QLD1 | Hydrogen Turbine | 0 | 0 | 0 | 0 | 0 | 0 | 0 | 9.8788e-05 | 0.00011556 | 0.0001122 | 0.0001178 | 0.00012766 | 0.0001463 | 0.00017108 | 0.00027884 | 0.00023908 | 0.00019992 | 0.00022322 | 0.0001782 | 0.000211 | 0.00023867 | 0.00024203 | 0.00026907 | 0.00065 | 0.00036014 | 0.00035844 | 0.00042192
QLD1 | Wind | 4039.8572 | 17899.5137 | 25868.6954 | 31021.1705 | 38508.6666 | 40454.1178 | 48224.5085 | 52198.9141 | 54717.919 | 56915.921 | 61510.0521 | 89203.8494 | 100034.4912 | 113037.2114 | 126938.5838 | 133271.8814 | 135959.294 | 132915.3052 | 143127.3644 | 167703.1806 | 176128.2883 | 192047.7626 | 233694.8672 | 291849.592 | 299204.5332 | 313219.9789 | 309043.0719
QLD1 | Solar PV | 8567.9598 | 6707.782 | 8864.2628 | 9948.5215 | 11487.4433 | 17023.6065 | 20872.0562 | 24153.6483 | 28336.8016 | 32363.8587 | 47065.5429 | 73927.9825 | 76052.9762 | 77941.7873 | 70147.7788 | 79708.1515 | 81568.8558 | 96255.8148 | 104466.0501 | 140810.1674 | 150424.4741 | 174905.0379 | 189357.6867 | 164447.2411 | 187646.851 | 195719.0781 | 304323.0368
QLD1 | Grid Battery | 50.2803 | 58.4314 | 52.4296 | 53.3624 | 53.5874 | 3618.9345 | 3758.4186 | 3812.3399 | 3854.6598 | 5827.7364 | 10533.2285 | 15784.3992 | 16028.606 | 15831.7525 | 13210.0587 | 14602.6858 | 14855.8073 | 18838.1894 | 19813.8935 | 29856.1875 | 32354.7193 | 39144.6838 | 37735.3245 | 30545.4082 | 34657.841 | 34886.4473 | 73722.3286
QLD1 | Pumped Hydro | 418.3474 | 890.6218 | 2081.675 | 3342.7721 | 3836.9226 | 3383.5841 | 3879.0857 | 4298.9511 | 4180.9472 | 4328.57 | 4089.3422 | 3884.7137 | 3942.7157 | 3740.5811 | 3237.2838 | 3538.4185 | 3766.3715 | 3607.4166 | 3741.811 | 3461.065 | 3478.5338 | 3371.6965 | 3286.0361 | 3062.6357 | 3100.7791 | 3188.5277 | 3026.3222
QLD1 | VPP | 56.1706 | 142.4869 | 224.7632 | 347.497 | 489.5159 | 641.6533 | 880.0522 | 1063.4434 | 1255.901 | 1483.2914 | 1793.5487 | 2078.8813 | 2383.3425 | 2651.7312 | 2705.1465 | 2995.9663 | 3195.1086 | 3365.965 | 3563.8584 | 3680.6038 | 3858.885 | 4038.4353 | 4134.0317 | 3954.2126 | 4411.644 | 4544.492 | 4844.5723
Total excluding storage |  | 58592.0709 | 58663.0934 | 60971.0586 | 66399.7518 | 70795.832 | 77599.2798 | 86628.6362 | 90943.4821 | 98244.1334 | 106063.3356 | 130316.6612 | 190038.3846 | 202118.893 | 215377.0451 | 219952.68 | 235292.3618 | 240605.7521 | 260660.1669 | 280280.2061 | 350988.8439 | 371843.3177 | 418948.5362 | 470499.6229 | 496569.2638 | 530190.5186 | 552604.7863 | 696110.9962
Region | Technology | 2023-24 | 2024-25 | 2025-26 | 2026-27 | 2027-28 | 2028-29 | 2029-30 | 2030-31 | 2031-32 | 2032-33 | 2033-34 | 2034-35 | 2035-36 | 2036-37 | 2037-38 | 2038-39 | 2039-40 | 2040-41 | 2041-42 | 2042-43 | 2043-44 | 2044-45 | 2045-46 | 2046-47 | 2047-48 | 2048-49 | 2049-50
VIC1 | Black Coal | 0 | 0 | 0 | 0 | 0 | 0 | 0 | 0 | 0 | 0 | 0 | 0 | 0 | 0 | 0 | 0 | 0 | 0 | 0 | 0 | 0 | 0 | 0 | 0 | 0 | 0 | 0
VIC1 | Brown Coal | 26464.4701 | 20762.0601 | 17539.1493 | 13698.9107 | 9169.49 | 5882.439 | 5999.3469 | 0 | 0 | 0 | 0 | 0 | 0 | 0 | 0 | 0 | 0 | 0 | 0 | 0 | 0 | 0 | 0 | 0 | 0 | 0 | 0
VIC1 | CCGT | 0 | 0 | 0 | 0 | 0 | 0 | 0 | 0 | 0 | 0 | 0 | 0 | 0 | 0 | 0 | 0 | 0 | 0 | 0 | 0 | 0 | 0 | 0 | 0 | 0 | 0 | 0
VIC1 | Gas - Steam | 22.1812 | 15.1055 | 175.7561 | 188.4341 | 533.8635 | 1373.466 | 267.7414 | 756.6094 | 299.9617 | 178.1176 | 65.9234 | 145.5596 | 98.9878 | 90.9893 | 222.9819 | 140.6628 | 0 | 0 | 0 | 0 | 0 | 0 | 0 | 0 | 0 | 0 | 0
VIC1 | OCGT / Diesel | 27.8428 | 12.1021 | 100.1835 | 176.7189 | 323.3322 | 1135.8771 | 162.3971 | 491.4846 | 176.8962 | 149.0641 | 15.2067 | 199.2617 | 144.1244 | 109.8453 | 151.8755 | 94.5503 | 230.1725 | 490.0052 | 318.598 | 198.0672 | 762.4876 | 89.2211 | 68.8847 | 145.5208 | 20.9018 | 31.7893 | 17.1283
VIC1 | Hydro | 2759.4827 | 3327.6105 | 3445.0248 | 3271.2887 | 2733.3728 | 4100.3631 | 3416.6776 | 2963.135 | 2961.242 | 2702.4916 | 3306.0777 | 3416.0727 | 3248.2065 | 2718.8494 | 4094.7116 | 3426.1903 | 2965.1428 | 2962.1159 | 2706.8544 | 3308.0453 | 3426.3272 | 3247.3004 | 2721.0258 | 4100.3617 | 4104.3991 | 4103.2501 | 4099.723
VIC1 | Hydrogen Turbine | 0 | 0 | 0 | 0 | 0 | 0 | 0 | 0 | 0 | 0 | 0 | 0 | 0.00022616 | 0.00026465 | 455.8325 | 447.9307 | 929.543 | 835.4893 | 809.3877 | 869.356 | 4886.089 | 4744.676 | 5215.092 | 7025.4966 | 7758.362 | 8355.657 | 8988.217
VIC1 | Wind | 10185.2952 | 16196.817 | 17480.3571 | 20840.7519 | 27908.9433 | 29224.274 | 31250.9891 | 30853.8728 | 34882.0689 | 31347.0346 | 35224.6501 | 33860.9894 | 35452.5588 | 39016.8651 | 38301.4782 | 47074.3999 | 45281.1314 | 52301.9999 | 47087.1747 | 54290.8554 | 57703.5982 | 58752.212 | 61495.0501 | 62052.5287 | 80586.7185 | 75520.3946 | 82896.7776
VIC1 | Solar PV | 2215.8924 | 1645.3594 | 1719.7436 | 2269.9752 | 3898.0063 | 3423.2842 | 3494.8833 | 6781.5772 | 6573.9071 | 6737.4378 | 7177.3052 | 8403.2146 | 8921.0375 | 9765.3956 | 9196.1251 | 9385.9661 | 10232.9628 | 10781.0541 | 18278.6825 | 17808.0136 | 22241.7567 | 23284.7882 | 24179.2936 | 20773.1029 | 22654.1856 | 25725.405 | 24628.3579
VIC1 | Grid Battery | 127.3594 | 160.6082 | 162.0144 | 832.0881 | 1792.2736 | 1633.2603 | 1611.6057 | 1796.7453 | 1625.4932 | 2302.3948 | 2420.9703 | 2403.5487 | 2966.4082 | 3498.4103 | 3182.48 | 3119.6364 | 3740.4171 | 3218.0587 | 5550.886 | 5101.7671 | 5142.8384 | 6120.9725 | 6288.7932 | 5900.4126 | 5524.2298 | 7099.3397 | 6430.8722
VIC1 | Pumped Hydro | 0 | 0 | 0.00070778 | 114.7107 | 129.512 | 124.6982 | 121.4619 | 133.0112 | 128.5297 | 124.2154 | 120.7225 | 117.4583 | 124.9414 | 122.586 | 112.6832 | 112.1223 | 121.8906 | 112.4668 | 120.8399 | 115.8124 | 111.3105 | 121.3192 | 114.5075 | 110.0435 | 116.0835 | 120.5822 | 113.9263
VIC1 | VPP | 35.5474 | 111.7031 | 215.1314 | 343.9521 | 487.57 | 567.7582 | 787.8476 | 910.0625 | 975.0105 | 1145.0396 | 1315.3298 | 1475.3804 | 1754.8294 | 1975.6263 | 2127.2789 | 2278.8243 | 2473.7018 | 2359.9542 | 2790.5827 | 2646.0427 | 2657.485 | 2938.922 | 3148.5843 | 3157.2588 | 3332.8441 | 3476.5859 | 3344.9194
Total excluding storage |  | 41838.0714 | 42231.3659 | 40837.3609 | 41736.8304 | 46976.3638 | 47465.4201 | 47112.9506 | 44686.4978 | 47623.1092 | 44685.7955 | 49646.1857 | 50021.4853 | 52711.0942 | 57298.5676 | 57845.4468 | 66080.2832 | 65974.962 | 73061.1442 | 77663.0059 | 84337.9597 | 96931.8926 | 99299.4114 | 103231.2312 | 103264.7255 | 124097.7244 | 124433.0037 | 130519.9217
Region | Technology | 2023-24 | 2024-25 | 2025-26 | 2026-27 | 2027-28 | 2028-29 | 2029-30 | 2030-31 | 2031-32 | 2032-33 | 2033-34 | 2034-35 | 2035-36 | 2036-37 | 2037-38 | 2038-39 | 2039-40 | 2040-41 | 2041-42 | 2042-43 | 2043-44 | 2044-45 | 2045-46 | 2046-47 | 2047-48 | 2048-49 | 2049-50
SA1 | Black Coal | 0 | 0 | 0 | 0 | 0 | 0 | 0 | 0 | 0 | 0 | 0 | 0 | 0 | 0 | 0 | 0 | 0 | 0 | 0 | 0 | 0 | 0 | 0 | 0 | 0 | 0 | 0
SA1 | Brown Coal | 0 | 0 | 0 | 0 | 0 | 0 | 0 | 0 | 0 | 0 | 0 | 0 | 0 | 0 | 0 | 0 | 0 | 0 | 0 | 0 | 0 | 0 | 0 | 0 | 0 | 0 | 0
SA1 | CCGT | 2318.3279 | 1126.9099 | 1518.008 | 1266.3113 | 1279.459 | 1742.001 | 1470.369 | 1737.3326 | 1516.5773 | 353.9572 | 1189.4772 | 1465.1282 | 133.3117 | 72.5776 | 0 | 0 | 0 | 0 | 0 | 0 | 0 | 0 | 0 | 0 | 0 | 0 | 0
SA1 | Gas - Steam | 200.9376 | 105.8626 | 373.6929 | 0 | 0 | 0 | 0 | 0 | 0 | 0 | 0 | 0 | 0 | 0 | 0 | 0 | 0 | 0 | 0 | 0 | 0 | 0 | 0 | 0 | 0 | 0 | 0
SA1 | OCGT / Diesel | 513.2333 | 204.0933 | 479.3702 | 259.2359 | 443.9015 | 767.4289 | 139.4342 | 720.0826 | 159.5819 | 69.2256 | 43.428 | 102.7175 | 51.4376 | 19.2996 | 51.7921 | 0.00035521 | 24.7427 | 833.765 | 864.2949 | 865.7629 | 2386.246 | 0.00065929 | 0.00060208 | 0.0005634 | 0.00052062 | 0.00060085 | 0.00059027
SA1 | Hydro | 0 | 0 | 0 | 0 | 0 | 0 | 0 | 0 | 0 | 0 | 0 | 0 | 0 | 0 | 0 | 0 | 0 | 0 | 0 | 0 | 0 | 0 | 0 | 0 | 0 | 0 | 0
SA1 | Hydrogen Turbine | 0 | 0 | 0 | 0 | 0 | 0 | 0 | 0.00010473 | 0.00010136 | 9.2124e-05 | 0.00012677 | 0.00017561 | 0.00014036 | 0.00017162 | 0.00033299 | 0.00028596 | 0.00038379 | 0.00030738 | 0.00029509 | 0.00045255 | 0.00093982 | 0.00048503 | 0.00040882 | 0.00068381 | 0.00061399 | 0.00089372 | 0.00088925
SA1 | Wind | 6823.1219 | 9768.8571 | 9468.3769 | 14473.1702 | 14425.4921 | 23474.7101 | 24171.1489 | 26292.6028 | 28191.1289 | 26823.4418 | 32702.1981 | 29727.7517 | 38602.7512 | 44273.4866 | 55880.2055 | 62195.0061 | 58725.5023 | 67307.8847 | 81252.2402 | 87887.4231 | 88604.1821 | 96273.1789 | 95157.8948 | 108759.4186 | 127898.9602 | 127047.0455 | 153568.5532
SA1 | Solar PV | 1323.523 | 1006.6756 | 1439.8088 | 1531.3889 | 2625.202 | 5505.6431 | 5680.7815 | 9759.5028 | 10431.4783 | 14554.3029 | 22845.8012 | 29082.4804 | 31364.9308 | 40935.9181 | 38668.358 | 41143.8622 | 44586.8099 | 45464.7268 | 83436.6233 | 76879.0282 | 100504.0559 | 101828.504 | 105960.502 | 95484.7727 | 106487.8341 | 112810.0069 | 125026.9121
SA1 | Grid Battery | 167.3689 | 170.4796 | 170.3723 | 168.5416 | 169.2699 | 160.3687 | 156.9924 | 1011.4711 | 1690.1667 | 4415.8212 | 5861.4775 | 8000.9186 | 8746.7512 | 10845.1685 | 8873.562 | 9058.9248 | 10062.0584 | 9456.3025 | 20929.342 | 18239.2286 | 25331.1894 | 26617.4276 | 28151.9282 | 23578.3142 | 24881.4795 | 25833.7989 | 27539.2707
SA1 | Pumped Hydro | 0 | 0 | 0.0006173 | 0.00108 | 0.0011727 | 0.0011822 | 0.0011677 | 0.00122 | 0.001213 | 0.0012175 | 0.0011489 | 0.0012146 | 0.0012479 | 0.0013102 | 0.0012733 | 0.0012672 | 0.0013808 | 0.0013954 | 0.0014243 | 0.0014771 | 0.0016056 | 0.0016825 | 0.0017346 | 0.0016622 | 0.0016658 | 0.0018447 | 0.0020587
SA1 | VPP | 74.9947 | 114.0729 | 151.2926 | 187.6172 | 229.8547 | 261.225 | 326.7548 | 393.0908 | 452.6358 | 577.3664 | 674.0972 | 799.4994 | 910.1536 | 1037.9154 | 1070.3561 | 1116.9025 | 1222.1415 | 1216.0663 | 1367.7454 | 1358.1841 | 1456.7881 | 1528.7234 | 1652.7603 | 1635.2418 | 1680.4164 | 1762.3245 | 1799.1835
Total excluding storage |  | 11421.5072 | 12496.951 | 13600.9225 | 17886.2663 | 19173.1804 | 31911.3781 | 31945.482 | 39914.0841 | 42441.5701 | 46794.1163 | 63316.4805 | 69178.4972 | 79809.3375 | 97184.3672 | 104544.2753 | 113514.6975 | 114621.2566 | 124278.7469 | 187850.2475 | 185229.6289 | 218282.464 | 226247.8367 | 230923.088 | 229457.7502 | 260948.693 | 267453.1792 | 307933.923
Region | Technology | 2023-24 | 2024-25 | 2025-26 | 2026-27 | 2027-28 | 2028-29 | 2029-30 | 2030-31 | 2031-32 | 2032-33 | 2033-34 | 2034-35 | 2035-36 | 2036-37 | 2037-38 | 2038-39 | 2039-40 | 2040-41 | 2041-42 | 2042-43 | 2043-44 | 2044-45 | 2045-46 | 2046-47 | 2047-48 | 2048-49 | 2049-50
TAS1 | Black Coal | 0 | 0 | 0 | 0 | 0 | 0 | 0 | 0 | 0 | 0 | 0 | 0 | 0 | 0 | 0 | 0 | 0 | 0 | 0 | 0 | 0 | 0 | 0 | 0 | 0 | 0 | 0
TAS1 | Brown Coal | 0 | 0 | 0 | 0 | 0 | 0 | 0 | 0 | 0 | 0 | 0 | 0 | 0 | 0 | 0 | 0 | 0 | 0 | 0 | 0 | 0 | 0 | 0 | 0 | 0 | 0 | 0
TAS1 | CCGT | 0 | 0 | 0 | 0 | 0 | 0 | 0 | 0 | 0 | 0 | 0 | 0 | 0 | 0 | 0 | 0 | 0 | 0 | 0 | 0 | 0 | 0 | 0 | 0 | 0 | 0 | 0
TAS1 | Gas - Steam | 0 | 0 | 0 | 0 | 0 | 0 | 0 | 0 | 0 | 0 | 0 | 0 | 0 | 0 | 0 | 0 | 0 | 0 | 0 | 0 | 0 | 0 | 0 | 0 | 0 | 0 | 0
TAS1 | OCGT / Diesel | 4.9898e-05 | 7.7574e-05 | 8.3231e-05 | 0.49636 | 1.3928 | 0.15964 | 0.00011598 | 0.00012938 | 1.1519 | 3.5958 | 0.00013603 | 0.0001435 | 0.0001352 | 0.00014213 | 0.00015822 | 0.00016188 | 0.00017293 | 0.00026696 | 0.00024604 | 0.00026832 | 0.00036428 | 0.00025977 | 0.00026367 | 0.00035518 | 0.00034736 | 0.00040939 | 0.00039685
TAS1 | Hydro | 12220.5876 | 6680.6918 | 7562.1165 | 7525.6788 | 9136.4529 | 9997.0913 | 10780.3802 | 9672.6759 | 9863.1405 | 8736.0398 | 9697.7254 | 9725.3162 | 8266.1856 | 7929.7427 | 9947.7466 | 8921.2836 | 8981.5311 | 9877.7316 | 8199.1482 | 8463.8037 | 10234.3618 | 9098.8189 | 7306.9126 | 10530.6202 | 7870.3269 | 9473.1081 | 10760.2909
TAS1 | Hydrogen Turbine | 0 | 0 | 0 | 0 | 0 | 0 | 0 | 5.5776e-05 | 6.2868e-05 | 7.0744e-05 | 8.9166e-05 | 0.00012872 | 0.00010708 | 0.00014308 | 0.00035597 | 0.00041844 | 0.00069395 | 0.00064676 | 0.00055452 | 0.00072238 | 0.00099377 | 0.00067899 | 0.00069104 | 100.8993 | 98.7107 | 443.2339 | 455.7434
TAS1 | Wind | 1869.2336 | 8654.7287 | 10593.1425 | 11652.9177 | 20822.0593 | 22309.1471 | 28526.066 | 28925.7421 | 38659.1492 | 40107.1204 | 40981.8082 | 54117.2443 | 55953.0279 | 65090.5004 | 75965.7329 | 72770.1734 | 71897.2226 | 85372.9895 | 87183.709 | 80959.9416 | 89931.2064 | 89010.6979 | 93187.077 | 106902.8652 | 109926.5625 | 117196.8618 | 126781.4099
TAS1 | Solar PV | 0 | 0.00018336 | 0.00023608 | 0.00053946 | 337.5711 | 468.1759 | 875.5842 | 1486.7531 | 1378.8399 | 1503.3257 | 6306.4577 | 11400.8419 | 13909.5494 | 15530.8324 | 14964.8411 | 17894.3059 | 20078.1551 | 19406.3959 | 20487.3591 | 26182.5967 | 27504.4878 | 29045.0181 | 27988.1366 | 33325.957 | 42177.6243 | 53575.3868 | 51905.3587
TAS1 | Grid Battery | 0 | 0.00049046 | 0.00054369 | 0.00064183 | 0.00076751 | 0.00077381 | 0.00085082 | 0.0010977 | 0.001831 | 0.0022454 | 0.0027218 | 0.0029285 | 0.0033561 | 0.0045273 | 0.0066992 | 0.2327 | 0.23961 | 0.23572 | 429.3248 | 1434.5128 | 1373.3877 | 1506.8676 | 1516.8931 | 4030.793 | 7745.0973 | 9556.2977 | 9146.2479
TAS1 | Pumped Hydro | 0 | 0 | 0.0011062 | 0.0015062 | 0.0027304 | 274.5964 | 915.5655 | 930.8692 | 1373.2069 | 1751.3212 | 1932.9674 | 3005.8454 | 3945.2046 | 3947.5385 | 4165.4605 | 4321.8695 | 4166.1402 | 4111.6804 | 4336.3914 | 4121.6698 | 3914.1955 | 4379.2239 | 4000.9249 | 3858.5746 | 3831.7517 | 3709.0353 | 3384.0824
TAS1 | VPP | 2.8374 | 9.11 | 13.0697 | 20.1293 | 27.8432 | 40.0124 | 48.0938 | 56.3333 | 85.2545 | 98.1941 | 105.2837 | 125.5105 | 139.074 | 166.518 | 172.4117 | 186.2236 | 207.8829 | 225.301 | 237.5115 | 225.4181 | 240.1015 | 252.628 | 275.5327 | 275.2214 | 299.0712 | 314.8039 | 343.6277
Total excluding storage |  | 14092.6587 | 15344.5312 | 18168.3306 | 19199.2249 | 30325.3229 | 33089.1836 | 41145.6907 | 41072.3748 | 51360.7448 | 52199.5995 | 59024.2453 | 78374.7615 | 82213.0451 | 92665.1367 | 105216.2001 | 104094.0892 | 105331.1724 | 118994.335 | 120873.4449 | 121387.9436 | 133197.742 | 133293.2553 | 134275.4779 | 159024.9312 | 171949.145 | 194268.7278 | 202776.7613
Explicitly modelled pumping
Region | Technology | 2023-24 | 2024-25 | 2025-26 | 2026-27 | 2027-28 | 2028-29 | 2029-30 | 2030-31 | 2031-32 | 2032-33 | 2033-34 | 2034-35 | 2035-36 | 2036-37 | 2037-38 | 2038-39 | 2039-40 | 2040-41 | 2041-42 | 2042-43 | 2043-44 | 2044-45 | 2045-46 | 2046-47 | 2047-48 | 2048-49 | 2049-50
NEM | Grid Battery pump | 428.612 | 495.2962 | 1545.1957 | 3862.6679 | 5798.7191 | 10510.2991 | 10780.0946 | 17942.0535 | 18548.985 | 25793.7926 | 32971.0225 | 41519.8296 | 45620.4781 | 48918.6369 | 44886.7573 | 46609.3037 | 49979.7751 | 52938.8964 | 72684.4963 | 82908.3245 | 93737.0795 | 107666.96 | 106957.1794 | 92398.8081 | 102924.3178 | 110474.2778 | 157965.5691
NEM | Pumped Hydro Pump | 1253.105 | 3133.3015 | 5459.3576 | 8578.3794 | 14353.1444 | 14695.639 | 16143.1479 | 16531.5812 | 16975.4023 | 17899.0128 | 17812.9863 | 18393.7913 | 20406.3104 | 20511.7974 | 19028.2788 | 19515.0618 | 19748.7486 | 19163.5492 | 20147.3538 | 19165.4363 | 18139.2257 | 19809.6985 | 19069.6208 | 18111.509 | 18494.726 | 18279.3852 | 16929.381
NEM | VPP pump | 267.0942 | 648.912 | 1027.3488 | 1553.531 | 2137.595 | 2636.2935 | 3590.8323 | 4250.21 | 4913.3969 | 5862.0207 | 6951.7806 | 7977.5409 | 9300.409 | 10472.7463 | 10975.2904 | 11869.6275 | 12843.3883 | 12991.5704 | 14224.4253 | 14256.1148 | 14654.4174 | 15880.0128 | 16750.8927 | 16250.7382 | 17349.8325 | 18300.4432 | 18721.795
Region | Technology | 2023-24 | 2024-25 | 2025-26 | 2026-27 | 2027-28 | 2028-29 | 2029-30 | 2030-31 | 2031-32 | 2032-33 | 2033-34 | 2034-35 | 2035-36 | 2036-37 | 2037-38 | 2038-39 | 2039-40 | 2040-41 | 2041-42 | 2042-43 | 2043-44 | 2044-45 | 2045-46 | 2046-47 | 2047-48 | 2048-49 | 2049-50
NSW1 | Grid Battery pump | 20.3955 | 31.7996 | 1088.8804 | 2600.3659 | 3369.6645 | 4003.5937 | 4119.393 | 9979.7901 | 9902.5373 | 10671.0105 | 10327.7892 | 9958.0951 | 12223.6664 | 12562.9577 | 14393.9952 | 14353.3353 | 15513.8482 | 14909.1359 | 16390.1931 | 16913.0044 | 16628.9384 | 19222.5782 | 17986.9264 | 15281.4127 | 15159.7693 | 17381.4246 | 17273.7903
NSW1 | Pumped Hydro Pump | 653.2635 | 1869.8456 | 2644.6897 | 3997.5097 | 9055.2403 | 9703.6 | 9604.5713 | 9436.0975 | 9399.7034 | 9691.6069 | 9691.4753 | 9104.4827 | 9845.4334 | 10088.9254 | 9141.3127 | 9001.3428 | 9132.8538 | 8751.9333 | 9311.197 | 8943.6505 | 8304.2419 | 9410.4234 | 9183.9027 | 8905.4167 | 9135.7546 | 9042.1118 | 8330.9142
NSW1 | VPP pump | 68.2188 | 204.2226 | 316.2178 | 496.6159 | 682.2454 | 861.7224 | 1183.8382 | 1403.465 | 1651.387 | 1974.5262 | 2380.8219 | 2706.524 | 3200.5679 | 3610.167 | 3820.0438 | 4126.9279 | 4505.402 | 4545.1305 | 4872.2183 | 4924.1157 | 5018.7844 | 5575.4843 | 5891.7413 | 5647.5062 | 5902.4723 | 6440.7293 | 6565.949
Region | Technology | 2023-24 | 2024-25 | 2025-26 | 2026-27 | 2027-28 | 2028-29 | 2029-30 | 2030-31 | 2031-32 | 2032-33 | 2033-34 | 2034-35 | 2035-36 | 2036-37 | 2037-38 | 2038-39 | 2039-40 | 2040-41 | 2041-42 | 2042-43 | 2043-44 | 2044-45 | 2045-46 | 2046-47 | 2047-48 | 2048-49 | 2049-50
QLD1 | Grid Battery pump | 59.679 | 69.5949 | 62.5611 | 63.348 | 63.8471 | 4359.3444 | 4527.4582 | 4592.4205 | 4656.9398 | 7008.6685 | 12690.2295 | 19027.8614 | 19297.5688 | 19073.6472 | 15977.6428 | 17530.3098 | 17897.8251 | 22695.9682 | 23871.3012 | 36090.6735 | 38860.7186 | 47162.924 | 45510.2169 | 36914.5547 | 41594.0899 | 42107.5694 | 88744.9167
QLD1 | Pumped Hydro Pump | 599.8415 | 1263.4559 | 2814.6647 | 4429.9312 | 5125.7801 | 4468.3583 | 5168.1432 | 5701.5617 | 5597.4059 | 5718.1641 | 5431.4633 | 5187.032 | 5209.6582 | 4996.3875 | 4328.8836 | 4651.1033 | 5002.1616 | 4798.4573 | 4968.0721 | 4633.9175 | 4590.949 | 4495.4248 | 4399.6172 | 4055.2797 | 4094.4693 | 4268.2805 | 3995.8207
QLD1 | VPP pump | 65.8897 | 167.6785 | 264.7371 | 408.4632 | 576.2329 | 754.5544 | 1035.3555 | 1251.1097 | 1481.5255 | 1741.0537 | 2110.3506 | 2447.7654 | 2801.6162 | 3119.6836 | 3192.1348 | 3515.0645 | 3758.9434 | 3959.9587 | 4192.7744 | 4341.8647 | 4528.122 | 4751.8643 | 4867.983 | 4659.974 | 5177.03 | 5346.4614 | 5699.4966
Region | Technology | 2023-24 | 2024-25 | 2025-26 | 2026-27 | 2027-28 | 2028-29 | 2029-30 | 2030-31 | 2031-32 | 2032-33 | 2033-34 | 2034-35 | 2035-36 | 2036-37 | 2037-38 | 2038-39 | 2039-40 | 2040-41 | 2041-42 | 2042-43 | 2043-44 | 2044-45 | 2045-46 | 2046-47 | 2047-48 | 2048-49 | 2049-50
VIC1 | Grid Battery pump | 151.1584 | 191.7849 | 192.8143 | 999.6309 | 2164.4383 | 1958.2481 | 1947.0105 | 2155.1681 | 1956.483 | 2781.0544 | 2910.8365 | 2897.4941 | 3564.2773 | 4218.6318 | 3827.5456 | 3774.3767 | 4487.8459 | 3895.1357 | 6668.5338 | 6176.3464 | 6166.5524 | 7374.6653 | 7612.998 | 7072.7922 | 6689.2499 | 8519.8703 | 7748.0386
VIC1 | Pumped Hydro Pump | 0 | 0 | 0.00093685 | 150.9352 | 172.1189 | 162.3682 | 161.5266 | 173.3064 | 169.2051 | 163.3542 | 160.2333 | 153.5365 | 164.0228 | 163.0057 | 146.5591 | 149.2374 | 158.6743 | 149.1991 | 158.3664 | 153.51 | 144.753 | 159.6306 | 152.376 | 143.0858 | 153.3743 | 158.028 | 149.9031
VIC1 | VPP pump | 41.6777 | 131.7653 | 253.3217 | 404.0736 | 575.0813 | 666.4813 | 929.475 | 1068.0662 | 1147.6725 | 1349.7968 | 1545.3034 | 1734.9297 | 2064.1675 | 2325.1337 | 2501.8135 | 2689.724 | 2901.4833 | 2786.3558 | 3273.0993 | 3123.6219 | 3115.8222 | 3457.5552 | 3716.5311 | 3702.1078 | 3934.5756 | 4076.5181 | 3935.3953
Region | Technology | 2023-24 | 2024-25 | 2025-26 | 2026-27 | 2027-28 | 2028-29 | 2029-30 | 2030-31 | 2031-32 | 2032-33 | 2033-34 | 2034-35 | 2035-36 | 2036-37 | 2037-38 | 2038-39 | 2039-40 | 2040-41 | 2041-42 | 2042-43 | 2043-44 | 2044-45 | 2045-46 | 2046-47 | 2047-48 | 2048-49 | 2049-50
SA1 | Grid Battery pump | 197.3791 | 202.1163 | 200.9392 | 199.3224 | 200.7682 | 189.1121 | 186.2319 | 1214.6735 | 2033.0228 | 5333.0565 | 7042.1641 | 9636.3756 | 10534.9616 | 13063.3949 | 10687.5658 | 10951.0005 | 12079.9688 | 11438.3724 | 25237.21 | 21991.4843 | 30426.1865 | 32099.7775 | 34010.9687 | 28282.1595 | 30101.9556 | 30999.613 | 33179.2487
SA1 | Pumped Hydro Pump | 0 | 0 | 0.00081333 | 0.00142 | 0.0015498 | 0.0015488 | 0.0015436 | 0.0015993 | 0.0015955 | 0.001604 | 0.001513 | 0.0015945 | 0.0016429 | 0.0017265 | 0.0016736 | 0.0016698 | 0.0018124 | 0.0018427 | 0.0018697 | 0.0019479 | 0.002105 | 0.0022182 | 0.0022868 | 0.0021771 | 0.0022032 | 0.0024156 | 0.0027116
SA1 | VPP pump | 87.9885 | 134.528 | 177.6668 | 220.7261 | 271.1575 | 306.5833 | 385.5659 | 461.3113 | 532.5126 | 680.7545 | 791.5555 | 940.5875 | 1070.7689 | 1221.1974 | 1259.1221 | 1318.0339 | 1433.7822 | 1435.0654 | 1606.908 | 1600.371 | 1709.1659 | 1798.894 | 1949.3829 | 1918.4586 | 1982.7145 | 2067.5686 | 2116.6863
Region | Technology | 2023-24 | 2024-25 | 2025-26 | 2026-27 | 2027-28 | 2028-29 | 2029-30 | 2030-31 | 2031-32 | 2032-33 | 2033-34 | 2034-35 | 2035-36 | 2036-37 | 2037-38 | 2038-39 | 2039-40 | 2040-41 | 2041-42 | 2042-43 | 2043-44 | 2044-45 | 2045-46 | 2046-47 | 2047-48 | 2048-49 | 2049-50
TAS1 | Grid Battery pump | 0 | 0.00058289 | 0.00064591 | 0.00076188 | 0.00091332 | 0.00091783 | 0.001012 | 0.0013035 | 0.0021784 | 0.0026768 | 0.003234 | 0.0034863 | 0.0039925 | 0.0054009 | 0.0079637 | 0.28143 | 0.28717 | 0.2843 | 517.2581 | 1736.816 | 1654.6836 | 1807.015 | 1836.0694 | 4847.8891 | 9379.253 | 11465.8005 | 11019.5747
TAS1 | Pumped Hydro Pump | 0 | 0 | 0.0014629 | 0.0019753 | 0.0036305 | 361.311 | 1208.9054 | 1220.614 | 1809.0863 | 2325.886 | 2529.8129 | 3948.7385 | 5187.1944 | 5263.477 | 5411.5218 | 5713.3766 | 5455.0571 | 5463.9576 | 5709.7164 | 5434.3564 | 5099.2797 | 5744.2175 | 5333.7226 | 5007.7246 | 5111.1257 | 4810.9625 | 4452.7403
TAS1 | VPP pump | 3.3195 | 10.7176 | 15.4054 | 23.6522 | 32.8779 | 46.9522 | 56.5976 | 66.2578 | 100.2994 | 115.8896 | 123.7492 | 147.7343 | 163.2885 | 196.5647 | 202.1762 | 219.8772 | 243.7774 | 265.06 | 279.4253 | 266.1415 | 282.5229 | 296.215 | 325.2544 | 322.6916 | 353.0401 | 369.1658 | 404.2678
Non-controllable capacity
Region | Technology | 2023-24 | 2024-25 | 2025-26 | 2026-27 | 2027-28 | 2028-29 | 2029-30 | 2030-31 | 2031-32 | 2032-33 | 2033-34 | 2034-35 | 2035-36 | 2036-37 | 2037-38 | 2038-39 | 2039-40 | 2040-41 | 2041-42 | 2042-43 | 2043-44 | 2044-45 | 2045-46 | 2046-47 | 2047-48 | 2048-49 | 2049-50
NEM | Distributed PV | 28092.3496 | 31229.3563 | 34222.7211 | 40772.5733 | 44931.3209 | 43795.7567 | 49591.985 | 55261.0322 | 59867.3279 | 63305.4207 | 64859.3525 | 66066.0982 | 74039.4587 | 77129.3333 | 71639.0459 | 77914.8248 | 84125.7859 | 88608.2381 | 91528.0339 | 91960.2425 | 91824.9688 | 101064.902 | 103910.4226 | 95700.5226 | 103278.4671 | 110289.5929 | 114965.1676
NEM | Behind the meter battery | 695.4795 | 1078.31 | 1407.5158 | 1668.4796 | 1891.1321 | 2035.3669 | 2318.3699 | 2682.8975 | 3007.6704 | 3349.5884 | 3854.3372 | 4362.6111 | 4815.8375 | 5174.2175 | 5472.1674 | 5686.3755 | 5767.9948 | 5751.488 | 5684.5392 | 5627.0459 | 5657.8927 | 5678.5314 | 5681.5411 | 5668.9685 | 5652.094 | 5572.7414 | 5486.0696
NEM | Behind the meter battery pump | 818.5544 | 1269.0039 | 1656.6188 | 1963.7018 | 2226.3498 | 2395.6583 | 2729.6635 | 3158.3233 | 3540.0508 | 3942.9332 | 4536.0569 | 5135.526 | 5666.6469 | 6089.088 | 6440.0449 | 6692.6191 | 6788.8211 | 6767.7334 | 6692.103 | 6622.8115 | 6659.9012 | 6683.7902 | 6688.1884 | 6674.2227 | 6651.1966 | 6559.6833 | 6458.4059
Region | Technology | 2023-24 | 2024-25 | 2025-26 | 2026-27 | 2027-28 | 2028-29 | 2029-30 | 2030-31 | 2031-32 | 2032-33 | 2033-34 | 2034-35 | 2035-36 | 2036-37 | 2037-38 | 2038-39 | 2039-40 | 2040-41 | 2041-42 | 2042-43 | 2043-44 | 2044-45 | 2045-46 | 2046-47 | 2047-48 | 2048-49 | 2049-50
NSW1 | Distributed PV | 9127.2237 | 10368.8398 | 11309.723 | 13812.1555 | 14928.3195 | 14448.0663 | 16045.729 | 18251.9341 | 20279.4386 | 20903.4305 | 21772.8578 | 22116.3487 | 25507.3278 | 26230.9349 | 24300.8121 | 25956.6983 | 28582.6218 | 30774.6624 | 30948.6458 | 31492.2524 | 31298.7782 | 35351.8893 | 35837.4146 | 32836.6943 | 34725.1695 | 37754.0009 | 40195.5189
NSW1 | Behind the meter battery | 252.9115 | 378.037 | 474.1485 | 547.331 | 609.2417 | 653.1385 | 740.7787 | 859.1134 | 977.7677 | 1103.1377 | 1286.9308 | 1462.6095 | 1617.7382 | 1741.4018 | 1838.9315 | 1907.3373 | 1935.731 | 1922.4917 | 1901.0935 | 1886.0903 | 1903.6568 | 1915.6797 | 1915.479 | 1909.4832 | 1898.9576 | 1873.5131 | 1839.1918
NSW1 | Behind the meter battery pump | 297.7023 | 444.7794 | 558.0749 | 644.2993 | 717.3215 | 768.7553 | 872.248 | 1011.2844 | 1150.3951 | 1298.2238 | 1514.8648 | 1722.1033 | 1903.2334 | 2049.2668 | 2164.3233 | 2245.6489 | 2278.2933 | 2261.7711 | 2238.3987 | 2219.5942 | 2241.1434 | 2254.4028 | 2255.0101 | 2248.4295 | 2234.115 | 2206.1873 | 2165.4397
Region | Technology | 2023-24 | 2024-25 | 2025-26 | 2026-27 | 2027-28 | 2028-29 | 2029-30 | 2030-31 | 2031-32 | 2032-33 | 2033-34 | 2034-35 | 2035-36 | 2036-37 | 2037-38 | 2038-39 | 2039-40 | 2040-41 | 2041-42 | 2042-43 | 2043-44 | 2044-45 | 2045-46 | 2046-47 | 2047-48 | 2048-49 | 2049-50
QLD1 | Distributed PV | 8717.4327 | 9438.1246 | 10691.0189 | 12571.4321 | 13801.5089 | 12611.7587 | 14773.1222 | 16357.2478 | 18256.207 | 19042.5915 | 19257.9046 | 20391.8694 | 22603.4642 | 23452.4266 | 20397.2016 | 22846.4326 | 24427.2608 | 26409.1926 | 26845.8047 | 26550.6421 | 27523.0738 | 29860.0747 | 30628.906 | 26400.641 | 29436.7074 | 31152.2681 | 33442.8932
QLD1 | Behind the meter battery | 181.2665 | 289.0141 | 391.4917 | 468.8781 | 532.3168 | 581.3976 | 669.2074 | 779.569 | 883.6256 | 989.0347 | 1143.3295 | 1298.0358 | 1437.1843 | 1537.8089 | 1608.6921 | 1660.6128 | 1673.0458 | 1661.0318 | 1631.3651 | 1613.8863 | 1625.1104 | 1627.3441 | 1630.9718 | 1624.2908 | 1612.1224 | 1585.2153 | 1557.81
QLD1 | Behind the meter battery pump | 213.2543 | 340.2462 | 460.6993 | 551.7541 | 626.7357 | 684.3258 | 787.9237 | 917.8195 | 1040.183 | 1164.5336 | 1345.7307 | 1528.2039 | 1691.1987 | 1809.3424 | 1893.2555 | 1953.7127 | 1969.7027 | 1954.7257 | 1921.0578 | 1899.3158 | 1912.8431 | 1915.6437 | 1919.7836 | 1911.6785 | 1896.8122 | 1866.062 | 1834.3335
Region | Technology | 2023-24 | 2024-25 | 2025-26 | 2026-27 | 2027-28 | 2028-29 | 2029-30 | 2030-31 | 2031-32 | 2032-33 | 2033-34 | 2034-35 | 2035-36 | 2036-37 | 2037-38 | 2038-39 | 2039-40 | 2040-41 | 2041-42 | 2042-43 | 2043-44 | 2044-45 | 2045-46 | 2046-47 | 2047-48 | 2048-49 | 2049-50
VIC1 | Distributed PV | 6000.7935 | 6770.0877 | 7343.5895 | 8853.0483 | 10044.3913 | 10424.3686 | 11766.1183 | 13105.7968 | 13378.9656 | 14772.6128 | 15090.4642 | 14872.8518 | 16488.5059 | 17363.5191 | 17002.8984 | 18417.4282 | 19900.2644 | 19901.6595 | 21596.6854 | 21829.7276 | 21227.7351 | 23265.8036 | 24218.6936 | 23574.457 | 25373.8445 | 27114.9601 | 26817.5213
VIC1 | Behind the meter battery | 141.985 | 252.0634 | 349.4457 | 432.937 | 505.4843 | 536.1299 | 600.565 | 689.7169 | 743.6775 | 795.9704 | 894.4221 | 1007.657 | 1112.529 | 1203.1682 | 1302.9856 | 1369.3669 | 1406.369 | 1420.7544 | 1415.4477 | 1393.2785 | 1392.3727 | 1402.0557 | 1402.7054 | 1412.047 | 1421.34 | 1408.6509 | 1395.2273
VIC1 | Behind the meter battery pump | 167.126 | 296.5466 | 411.3566 | 509.4864 | 595.0346 | 631.1002 | 707.1206 | 811.8737 | 875.5397 | 936.8152 | 1052.3272 | 1185.5559 | 1309.2417 | 1416.0459 | 1533.213 | 1611.7067 | 1654.7681 | 1671.7196 | 1665.6276 | 1639.9112 | 1638.5908 | 1650.7579 | 1651.3687 | 1662.7403 | 1672.9268 | 1657.3662 | 1642.2269
Region | Technology | 2023-24 | 2024-25 | 2025-26 | 2026-27 | 2027-28 | 2028-29 | 2029-30 | 2030-31 | 2031-32 | 2032-33 | 2033-34 | 2034-35 | 2035-36 | 2036-37 | 2037-38 | 2038-39 | 2039-40 | 2040-41 | 2041-42 | 2042-43 | 2043-44 | 2044-45 | 2045-46 | 2046-47 | 2047-48 | 2048-49 | 2049-50
SA1 | Distributed PV | 3873.5904 | 4218.2084 | 4407.0308 | 4974.9388 | 5540.7273 | 5653.8684 | 6291.3901 | 6760.8987 | 7126.3578 | 7683.9802 | 7787.5309 | 7731.1002 | 8378.4884 | 8978.4739 | 8818.916 | 9525.6124 | 9972.7635 | 10249.4024 | 10783.3468 | 10690.4944 | 10400.6105 | 11079.611 | 11682.2976 | 11341.03 | 12145.6032 | 12590.3498 | 12817.7077
SA1 | Behind the meter battery | 99.7067 | 131.4791 | 158.1035 | 180.1246 | 200.9319 | 218.7478 | 256.2991 | 295.4642 | 336.07 | 385.4073 | 442.4572 | 496.031 | 540.5116 | 576.003 | 599.5596 | 622.0284 | 624.1324 | 618.7657 | 609.6769 | 606.4207 | 608.1841 | 604.8342 | 602.9923 | 594.5005 | 591.4601 | 578.6195 | 569.2576
SA1 | Behind the meter battery pump | 117.393 | 154.8013 | 186.097 | 212.0302 | 236.4823 | 257.3804 | 301.7169 | 347.8746 | 395.6049 | 453.8385 | 520.5384 | 583.9682 | 636.02 | 678.1084 | 705.6655 | 732.0113 | 734.5058 | 728.3476 | 717.5834 | 714.1417 | 716.0107 | 711.6125 | 709.7187 | 699.9711 | 696.4297 | 680.9073 | 669.8344
Region | Technology | 2023-24 | 2024-25 | 2025-26 | 2026-27 | 2027-28 | 2028-29 | 2029-30 | 2030-31 | 2031-32 | 2032-33 | 2033-34 | 2034-35 | 2035-36 | 2036-37 | 2037-38 | 2038-39 | 2039-40 | 2040-41 | 2041-42 | 2042-43 | 2043-44 | 2044-45 | 2045-46 | 2046-47 | 2047-48 | 2048-49 | 2049-50
TAS1 | Distributed PV | 373.3093 | 434.0958 | 471.3589 | 560.9986 | 616.3739 | 657.6946 | 715.6253 | 785.1548 | 826.3589 | 902.8057 | 950.595 | 953.9281 | 1061.6725 | 1103.9787 | 1119.2178 | 1168.6532 | 1242.8754 | 1273.3211 | 1353.5513 | 1397.126 | 1374.7712 | 1507.5233 | 1543.1109 | 1547.7002 | 1597.1425 | 1678.014 | 1691.5266
TAS1 | Behind the meter battery | 19.6098 | 27.7164 | 34.3264 | 39.2088 | 43.1573 | 45.9531 | 51.5197 | 59.034 | 66.5297 | 76.0382 | 87.1976 | 98.2779 | 107.8745 | 115.8357 | 121.9986 | 127.03 | 128.7166 | 128.4444 | 126.9559 | 127.37 | 128.5686 | 128.6176 | 129.3925 | 128.647 | 128.214 | 126.7426 | 124.5829
TAS1 | Behind the meter battery pump | 23.0788 | 32.6303 | 40.3909 | 46.1318 | 50.7758 | 54.0965 | 60.6543 | 69.471 | 78.3281 | 89.5221 | 102.5958 | 115.6947 | 126.953 | 136.3245 | 143.5876 | 149.5394 | 151.5513 | 151.1695 | 149.4355 | 149.8487 | 151.3131 | 151.3733 | 152.3073 | 151.4033 | 150.9129 | 149.1605 | 146.5714

## Option 5A_Capacity
Capacity by technology (MW) - Option 5A, Hydrogen Superpower Scenario
Capacity calculated on 1 July. In early study years some wind and solar projects enter later in the financial year and are therefore reflected in the following financial year's capacity.
Explicitly modelled generation
Region | Technology | 2023-24 | 2024-25 | 2025-26 | 2026-27 | 2027-28 | 2028-29 | 2029-30 | 2030-31 | 2031-32 | 2032-33 | 2033-34 | 2034-35 | 2035-36 | 2036-37 | 2037-38 | 2038-39 | 2039-40 | 2040-41 | 2041-42 | 2042-43 | 2043-44 | 2044-45 | 2045-46 | 2046-47 | 2047-48 | 2048-49 | 2049-50
NEM | Black Coal | 16456 | 16456 | 13162 | 7547 | 4202 | 3082 | 2242 | 0 | 0 | 0 | 0 | 0 | 0 | 0 | 0 | 0 | 0 | 0 | 0 | 0 | 0 | 0 | 0 | 0 | 0 | 0 | 0
NEM | Brown Coal | 4820 | 4820 | 3370 | 2810 | 1720 | 1160 | 1160 | 0 | 0 | 0 | 0 | 0 | 0 | 0 | 0 | 0 | 0 | 0 | 0 | 0 | 0 | 0 | 0 | 0 | 0 | 0 | 0
NEM | CCGT | 2954.9 | 2774.9 | 2774.9 | 2774.9 | 2774.9 | 2774.9 | 2774.9 | 2774.9 | 2774.9 | 2774.9 | 2774.9 | 2774.9 | 2774.9 | 2389.9 | 1860.9 | 1860.9 | 1716.5 | 1716.5 | 1716.5 | 1716.5 | 1276.5 | 1276.5 | 632 | 388 | 388 | 388 | 388
NEM | Gas - Steam | 1300 | 1300 | 1300 | 500 | 500 | 500 | 500 | 500 | 500 | 500 | 500 | 500 | 500 | 500 | 500 | 500 | 0 | 0 | 0 | 0 | 0 | 0 | 0 | 0 | 0 | 0 | 0
NEM | OCGT / Diesel | 7382.159 | 8132.1599 | 8132.1601 | 8132.1602 | 8132.1602 | 8132.1602 | 8132.1602 | 7749.6602 | 7749.6602 | 7472.8002 | 6879.3002 | 6762.3002 | 6682.3002 | 6682.3002 | 6682.3002 | 6682.3002 | 6242.3002 | 6122.3002 | 6122.3004 | 6028.3005 | 6028.3005 | 4969.3017 | 4969.3017 | 4266.3019 | 3682.3019 | 3682.302 | 3163.3021
NEM | Hydro | 7492.42 | 7492.42 | 7492.42 | 7492.42 | 7492.42 | 7492.42 | 7492.42 | 7492.42 | 7492.42 | 7492.42 | 7492.42 | 7492.42 | 7492.42 | 7492.42 | 7406.02 | 7406.02 | 7406.02 | 7406.02 | 7406.02 | 7340.02 | 7340.02 | 7340.02 | 7340.02 | 7340.02 | 7340.02 | 7340.02 | 7340.02
NEM | Hydrogen Turbine | 0 | 0 | 0 | 0 | 0 | 0 | 0 | 158.2951 | 158.2951 | 158.2951 | 158.2951 | 158.2951 | 158.2953 | 158.2953 | 305.1365 | 305.1365 | 411.299 | 411.299 | 411.299 | 411.2991 | 1349.5791 | 1739.6871 | 1739.6871 | 2108.6509 | 2220.4588 | 2499.0329 | 2688.9342
NEM | Wind | 10055.738 | 25455.8673 | 27826.7453 | 33510.8605 | 41795.415 | 48223.746 | 52538.565 | 55922.3108 | 58377.7816 | 61891.3637 | 68811.5095 | 80122.5481 | 84275.7975 | 91973.2132 | 107278.9744 | 112378.1627 | 112216.5853 | 116760.912 | 128615.0795 | 145554.6026 | 153481.6022 | 157236.0752 | 168973.9707 | 204681.0703 | 216884.6647 | 222599.6349 | 231809.4002
NEM | Solar PV | 9052.829 | 9912.9293 | 11727.0713 | 14036.008 | 17346.2967 | 25580.0001 | 26736.6454 | 35985.7149 | 37991.3582 | 43629.0509 | 58018.9656 | 78840.0532 | 80316.5669 | 88106.6785 | 100546.6009 | 101726.1072 | 104459.6883 | 111385.8325 | 133989.9536 | 154624.8939 | 174260.5084 | 182973.0101 | 191287.0266 | 212399.9359 | 217924.7217 | 227073.5068 | 277868.6983
NEM | Grid Battery | 1004.93 | 1004.9323 | 1900.6118 | 2578.7897 | 3401.7795 | 5481.0281 | 5505.4032 | 8374.5172 | 8785.3134 | 11663.694 | 15180.7486 | 19096.1707 | 20764.65 | 22061.8004 | 23710.4202 | 23761.2639 | 24478.3282 | 26348.5702 | 33735.9661 | 41153.9406 | 46826.9511 | 51619.414 | 50713.7473 | 52780.5591 | 55018.6249 | 59306.8852 | 81233.7717
NEM | Pumped Hydro | 810 | 810 | 2243.5843 | 2823.9362 | 5013.3606 | 5403.7109 | 5809.0505 | 5852.5004 | 5975.9803 | 6217.0498 | 6359.4136 | 7011.7932 | 7470.6327 | 7546.9771 | 7546.9781 | 7546.9798 | 7546.9799 | 7546.9799 | 7546.9799 | 7546.9799 | 7546.98 | 7546.98 | 7546.98 | 7546.98 | 7546.98 | 7546.9801 | 7546.9801
NEM | VPP | 366.52 | 731.52 | 1218.98 | 1822.85 | 2558.43 | 3412.08 | 4696.23 | 5734.8699 | 6792.65 | 7984.1201 | 9451.04 | 11021.7499 | 12642.45 | 14292.4899 | 15915.3099 | 17494.9201 | 18665.6799 | 19737.1499 | 20682.8795 | 21556.8601 | 22491.0506 | 23437.5296 | 24406.7907 | 25388.5699 | 26393.3599 | 27416.5501 | 28459.9998
Total excluding storage |  | 61695.496 | 78890.7287 | 81148.4727 | 84028.9245 | 94936.7619 | 111242.0453 | 117587.3743 | 130545.1887 | 136598.3588 | 149783.6939 | 175626.5927 | 213780.2304 | 223078.0125 | 241204.0746 | 271752.6402 | 279661.7904 | 283143.3808 | 297435.5637 | 340226.9781 | 385933.3966 | 420601.4919 | 438138.5177 | 457609.5241 | 516900.0879 | 537399.1318 | 557852.912 | 640499.1065
Region | Technology | 2023-24 | 2024-25 | 2025-26 | 2026-27 | 2027-28 | 2028-29 | 2029-30 | 2030-31 | 2031-32 | 2032-33 | 2033-34 | 2034-35 | 2035-36 | 2036-37 | 2037-38 | 2038-39 | 2039-40 | 2040-41 | 2041-42 | 2042-43 | 2043-44 | 2044-45 | 2045-46 | 2046-47 | 2047-48 | 2048-49 | 2049-50
NSW1 | Black Coal | 8330 | 8330 | 8330 | 3445 | 1390 | 1390 | 1390 | 0 | 0 | 0 | 0 | 0 | 0 | 0 | 0 | 0 | 0 | 0 | 0 | 0 | 0 | 0 | 0 | 0 | 0 | 0 | 0
NSW1 | Brown Coal | 0 | 0 | 0 | 0 | 0 | 0 | 0 | 0 | 0 | 0 | 0 | 0 | 0 | 0 | 0 | 0 | 0 | 0 | 0 | 0 | 0 | 0 | 0 | 0 | 0 | 0 | 0
NSW1 | CCGT | 440 | 440 | 440 | 440 | 440 | 440 | 440 | 440 | 440 | 440 | 440 | 440 | 440 | 440 | 440 | 440 | 440 | 440 | 440 | 440 | 0 | 0 | 0 | 0 | 0 | 0 | 0
NSW1 | Gas - Steam | 0 | 0 | 0 | 0 | 0 | 0 | 0 | 0 | 0 | 0 | 0 | 0 | 0 | 0 | 0 | 0 | 0 | 0 | 0 | 0 | 0 | 0 | 0 | 0 | 0 | 0 | 0
NSW1 | OCGT / Diesel | 1888.999 | 2638.9999 | 2638.9999 | 2638.9999 | 2638.9999 | 2638.9999 | 2638.9999 | 2638.9999 | 2638.9999 | 2638.9999 | 2638.9999 | 2638.9999 | 2638.9999 | 2638.9999 | 2638.9999 | 2638.9999 | 2638.9999 | 2638.9999 | 2638.9999 | 2638.9999 | 2638.9999 | 1790.0009 | 1790.001 | 1790.001 | 1790.001 | 1790.001 | 1790.001
NSW1 | Hydro | 2525 | 2525 | 2525 | 2525 | 2525 | 2525 | 2525 | 2525 | 2525 | 2525 | 2525 | 2525 | 2525 | 2525 | 2525 | 2525 | 2525 | 2525 | 2525 | 2525 | 2525 | 2525 | 2525 | 2525 | 2525 | 2525 | 2525
NSW1 | Hydrogen Turbine | 0 | 0 | 0 | 0 | 0 | 0 | 0 | 158.295 | 158.295 | 158.295 | 158.295 | 158.295 | 158.2951 | 158.2951 | 188.9251 | 188.9251 | 188.9251 | 188.9251 | 188.9251 | 188.9251 | 188.9251 | 188.9251 | 188.9251 | 526.8577 | 526.8577 | 526.8577 | 526.8577
NSW1 | Wind | 1886.96 | 7201.2314 | 7201.2336 | 9072.6184 | 12369.4941 | 12705.8332 | 12933.3592 | 13834.5359 | 13834.5359 | 15927.6298 | 15927.63 | 16095.9137 | 16095.9137 | 16985.2868 | 17832.8528 | 18210.9699 | 18211.1631 | 18846.1775 | 21778.2246 | 21778.2246 | 21690.933 | 21690.933 | 22110.5013 | 26688.7134 | 26688.7141 | 26292.7141 | 26179.5241
NSW1 | Solar PV | 3745.541 | 4459.6413 | 5853.6741 | 7447.9176 | 8472.8865 | 11198.8315 | 11198.8319 | 13986.7925 | 14635.6481 | 16638.2229 | 17394.8199 | 18357.7518 | 18357.7518 | 19405.8515 | 23969.3721 | 23819.0721 | 23819.0721 | 25679.3496 | 25685.1612 | 27195.6167 | 29203.3797 | 29203.3797 | 29203.3797 | 33459.882 | 33354.612 | 33304.612 | 33228.2931
NSW1 | Grid Battery | 50 | 50.0017 | 945.6777 | 1269.4283 | 1570.0534 | 1866.3115 | 1890.6865 | 4331.3539 | 4331.3542 | 4516.3938 | 4516.3944 | 4516.3944 | 5317.6597 | 5354.2428 | 7002.8615 | 7002.8615 | 7002.8617 | 7002.8622 | 7265.425 | 7970.3595 | 8216.7093 | 8748.5006 | 7852.8348 | 7706.3592 | 7452.4077 | 8129.2566 | 8484.2777
NSW1 | Pumped Hydro | 240 | 240 | 735.6315 | 735.6315 | 2775.6315 | 2929.999 | 2929.999 | 2929.999 | 2929.999 | 2929.999 | 2929.999 | 2929.999 | 2929.999 | 2929.999 | 2929.999 | 2929.999 | 2929.999 | 2929.999 | 2929.999 | 2929.999 | 2929.999 | 2929.999 | 2929.999 | 2929.999 | 2929.999 | 2929.999 | 2929.999
NSW1 | VPP | 113.45 | 234.47 | 391.15 | 583.15 | 817.87 | 1099.64 | 1524.3701 | 1863.23 | 2229.81 | 2645.9301 | 3161.7199 | 3706.36 | 4261.71 | 4832.22 | 5385.0599 | 5923.2399 | 6317.1401 | 6670.3197 | 6979.9097 | 7280.8598 | 7600.3302 | 7924.3899 | 8255.8703 | 8588.37 | 8928.2397 | 9272.9101 | 9620.7898
Total excluding storage |  | 19219.95 | 26119.3443 | 29061.3669 | 28157.7457 | 32999.9354 | 36794.6151 | 37471.2466 | 42708.2063 | 43723.6422 | 48420.4707 | 49692.8582 | 51368.7138 | 52725.3292 | 55269.8952 | 62913.0704 | 63679.0675 | 64073.161 | 66921.6331 | 70431.6446 | 72947.9848 | 74994.2763 | 75001.1283 | 74856.5111 | 84215.1822 | 84195.8312 | 84771.3505 | 85284.7425
Region | Technology | 2023-24 | 2024-25 | 2025-26 | 2026-27 | 2027-28 | 2028-29 | 2029-30 | 2030-31 | 2031-32 | 2032-33 | 2033-34 | 2034-35 | 2035-36 | 2036-37 | 2037-38 | 2038-39 | 2039-40 | 2040-41 | 2041-42 | 2042-43 | 2043-44 | 2044-45 | 2045-46 | 2046-47 | 2047-48 | 2048-49 | 2049-50
QLD1 | Black Coal | 8126 | 8126 | 4832 | 4102 | 2812 | 1692 | 852 | 0 | 0 | 0 | 0 | 0 | 0 | 0 | 0 | 0 | 0 | 0 | 0 | 0 | 0 | 0 | 0 | 0 | 0 | 0 | 0
QLD1 | Brown Coal | 0 | 0 | 0 | 0 | 0 | 0 | 0 | 0 | 0 | 0 | 0 | 0 | 0 | 0 | 0 | 0 | 0 | 0 | 0 | 0 | 0 | 0 | 0 | 0 | 0 | 0 | 0
QLD1 | CCGT | 1597.9 | 1597.9 | 1597.9 | 1597.9 | 1597.9 | 1597.9 | 1597.9 | 1597.9 | 1597.9 | 1597.9 | 1597.9 | 1597.9 | 1597.9 | 1212.9 | 1212.9 | 1212.9 | 1068.5 | 1068.5 | 1068.5 | 1068.5 | 1068.5 | 1068.5 | 424 | 180 | 180 | 180 | 180
QLD1 | Gas - Steam | 0 | 0 | 0 | 0 | 0 | 0 | 0 | 0 | 0 | 0 | 0 | 0 | 0 | 0 | 0 | 0 | 0 | 0 | 0 | 0 | 0 | 0 | 0 | 0 | 0 | 0 | 0
QLD1 | OCGT / Diesel | 1954.5 | 1954.5 | 1954.5002 | 1954.5002 | 1954.5002 | 1954.5002 | 1954.5002 | 1954.5002 | 1954.5002 | 1954.5002 | 1531.0002 | 1414.0002 | 1414.0002 | 1414.0002 | 1414.0002 | 1414.0002 | 1414.0002 | 1414.0002 | 1414.0002 | 1414.0002 | 1414.0002 | 1414.0002 | 1414.0002 | 865.0003 | 865.0003 | 865.0003 | 346.0003
QLD1 | Hydro | 152.4 | 152.4 | 152.4 | 152.4 | 152.4 | 152.4 | 152.4 | 152.4 | 152.4 | 152.4 | 152.4 | 152.4 | 152.4 | 152.4 | 66 | 66 | 66 | 66 | 66 | 0 | 0 | 0 | 0 | 0 | 0 | 0 | 0
QLD1 | Hydrogen Turbine | 0 | 0 | 0 | 0 | 0 | 0 | 0 | 0.00010263 | 0.00010266 | 0.00010269 | 0.00010273 | 0.0001028 | 0.00010285 | 0.00010294 | 0.00010312 | 0.00010321 | 0.00010334 | 0.0001035 | 0.00010367 | 0.00010523 | 0.00011185 | 0.00011606 | 0.00012666 | 0.00018294 | 0.00018301 | 0.00018311 | 0.00018348
QLD1 | Wind | 1133.518 | 6116.312 | 8024.2688 | 9393.3734 | 11105.4154 | 11798.0003 | 14085.5161 | 15432.0529 | 16259.9166 | 17123.0171 | 20330.9182 | 28960.9437 | 31179.9497 | 33644.3297 | 39061.5332 | 40249.9662 | 40249.9672 | 40249.9665 | 43069.1019 | 55743.5709 | 58554.8463 | 62765.3194 | 74676.1849 | 93098.6753 | 93388.1913 | 94718.2201 | 97518.2186
QLD1 | Solar PV | 3646.985 | 3792.985 | 4020.0783 | 4427.0086 | 5206.1834 | 9045.5323 | 9944.7788 | 12075.1653 | 13438.073 | 15242.6337 | 21561.1104 | 33916.2124 | 34242.5872 | 35802.738 | 39751.3043 | 39751.3043 | 39751.3043 | 44155.7661 | 47796.6186 | 64109.2003 | 68975.5233 | 78068.505 | 86421.0045 | 94243.5686 | 93510.6686 | 92999.2686 | 137261.8286
QLD1 | Grid Battery | 100 | 100.0002 | 100.0034 | 100.0034 | 100.0044 | 1882.9949 | 1882.9949 | 1882.9949 | 1882.9949 | 2769.2681 | 5100.2985 | 7872.3958 | 8094.6116 | 8094.6116 | 8094.6116 | 8130.5428 | 8130.5428 | 10000.7842 | 10082.4292 | 16026.1892 | 17444.7612 | 21021.2208 | 21021.2209 | 21021.2218 | 21021.2198 | 21127.907 | 41617.647
QLD1 | Pumped Hydro | 570 | 570 | 1507.9517 | 2034.2026 | 2183.6262 | 2241.8758 | 2241.8758 | 2241.8758 | 2241.8758 | 2241.8758 | 2241.8758 | 2241.8758 | 2241.8758 | 2241.8758 | 2241.8758 | 2241.8758 | 2241.8758 | 2241.8758 | 2241.8758 | 2241.8758 | 2241.8758 | 2241.8758 | 2241.8758 | 2241.8758 | 2241.8758 | 2241.8758 | 2241.8758
QLD1 | VPP | 81.31 | 177.51 | 314.99 | 485.21 | 690.75 | 942.37 | 1319.33 | 1624.09 | 1944.03 | 2302.23 | 2742.3501 | 3210.76 | 3693.74 | 4164.2798 | 4602.4399 | 5027.8901 | 5334.1299 | 5614.29 | 5855.8198 | 6089.3501 | 6341.7002 | 6594.71 | 6854.7402 | 7119.54 | 7388.3501 | 7663.8701 | 7944.3501
Total excluding storage |  | 17362.613 | 22587.6071 | 22504.0922 | 24246.5982 | 25802.7795 | 31307.5735 | 34031.2958 | 36960.9792 | 39471.6906 | 43383.825 | 55257.8533 | 79366.4879 | 82617.0645 | 86727.1352 | 96444.6651 | 98094.4795 | 98256.3203 | 104811.1829 | 111594.3456 | 146692.6866 | 156041.2072 | 173174.1313 | 193053.0267 | 218769.882 | 218595.3061 | 219796.142 | 287109.9206
Region | Technology | 2023-24 | 2024-25 | 2025-26 | 2026-27 | 2027-28 | 2028-29 | 2029-30 | 2030-31 | 2031-32 | 2032-33 | 2033-34 | 2034-35 | 2035-36 | 2036-37 | 2037-38 | 2038-39 | 2039-40 | 2040-41 | 2041-42 | 2042-43 | 2043-44 | 2044-45 | 2045-46 | 2046-47 | 2047-48 | 2048-49 | 2049-50
VIC1 | Black Coal | 0 | 0 | 0 | 0 | 0 | 0 | 0 | 0 | 0 | 0 | 0 | 0 | 0 | 0 | 0 | 0 | 0 | 0 | 0 | 0 | 0 | 0 | 0 | 0 | 0 | 0 | 0
VIC1 | Brown Coal | 4820 | 4820 | 3370 | 2810 | 1720 | 1160 | 1160 | 0 | 0 | 0 | 0 | 0 | 0 | 0 | 0 | 0 | 0 | 0 | 0 | 0 | 0 | 0 | 0 | 0 | 0 | 0 | 0
VIC1 | CCGT | 0 | 0 | 0 | 0 | 0 | 0 | 0 | 0 | 0 | 0 | 0 | 0 | 0 | 0 | 0 | 0 | 0 | 0 | 0 | 0 | 0 | 0 | 0 | 0 | 0 | 0 | 0
VIC1 | Gas - Steam | 500 | 500 | 500 | 500 | 500 | 500 | 500 | 500 | 500 | 500 | 500 | 500 | 500 | 500 | 500 | 500 | 0 | 0 | 0 | 0 | 0 | 0 | 0 | 0 | 0 | 0 | 0
VIC1 | OCGT / Diesel | 1900 | 1900 | 1900 | 1900.0001 | 1900.0001 | 1900.0001 | 1900.0001 | 1900.0001 | 1900.0001 | 1900.0001 | 1730.0001 | 1730.0001 | 1730.0001 | 1730.0001 | 1730.0001 | 1730.0001 | 1290.0001 | 1290.0001 | 1290.0001 | 1196.0001 | 1196.0001 | 1196.0003 | 1196.0003 | 1196.0003 | 612.0003 | 612.0003 | 612.0003
VIC1 | Hydro | 2264.02 | 2264.02 | 2264.02 | 2264.02 | 2264.02 | 2264.02 | 2264.02 | 2264.02 | 2264.02 | 2264.02 | 2264.02 | 2264.02 | 2264.02 | 2264.02 | 2264.02 | 2264.02 | 2264.02 | 2264.02 | 2264.02 | 2264.02 | 2264.02 | 2264.02 | 2264.02 | 2264.02 | 2264.02 | 2264.02 | 2264.02
VIC1 | Hydrogen Turbine | 0 | 0 | 0 | 0 | 0 | 0 | 0 | 0 | 0 | 0 | 0 | 0 | 0.00010658 | 0.00011278 | 116.211 | 116.211 | 222.3735 | 222.3735 | 222.3735 | 222.3735 | 1160.6534 | 1550.7614 | 1550.7614 | 1559.6217 | 1671.4296 | 1873.4371 | 2055.1477
VIC1 | Wind | 4121.91 | 6379.5292 | 6559.6316 | 7593.7961 | 9074.5503 | 10618.2184 | 10618.2184 | 10664.4269 | 10664.4269 | 10664.4269 | 11568.2152 | 11376.2152 | 11376.2152 | 12078.5562 | 12995.0631 | 14983.2305 | 15148.1588 | 15605.6524 | 15667.8353 | 17389.99 | 19230.402 | 18918.402 | 18669.0637 | 21061.1669 | 25449.4127 | 25514.9332 | 25092.7001
VIC1 | Solar PV | 1081.573 | 1081.573 | 1081.5733 | 1389.3361 | 2218.2873 | 2218.2874 | 2218.2874 | 4009.2663 | 4009.2663 | 4036.8838 | 4330.9312 | 5471.3995 | 5471.3995 | 5726.1265 | 6315.9506 | 6315.951 | 6670.3159 | 7039.2798 | 11061.2252 | 11061.2252 | 14028.0863 | 13917.6063 | 13886.5033 | 14533.5677 | 15146.7444 | 16189.4269 | 16478.9069
VIC1 | Grid Battery | 375.33 | 375.3302 | 375.3303 | 729.757 | 1252.1205 | 1252.1205 | 1252.1205 | 1252.1205 | 1252.1205 | 1586.6677 | 1767.3091 | 1767.3091 | 2087.4089 | 2445.4505 | 2445.4505 | 2460.2037 | 2789.5388 | 2789.5388 | 3796.3097 | 3796.3097 | 3944.6645 | 4628.8768 | 4628.8768 | 4740.1605 | 4297.4319 | 5430.1493 | 5430.1493
VIC1 | Pumped Hydro | 0 | 0 | 0.0003311 | 54.1008 | 54.1008 | 54.1008 | 54.1008 | 54.1008 | 54.1008 | 54.1008 | 54.1008 | 54.1008 | 54.1008 | 54.1008 | 54.1008 | 54.1008 | 54.1008 | 54.1008 | 54.1008 | 54.1008 | 54.1008 | 54.1008 | 54.1008 | 54.1008 | 54.1008 | 54.1008 | 54.1008
VIC1 | VPP | 60.48 | 148.65 | 275.34 | 442.27 | 652.41 | 876.19 | 1210.52 | 1471.39 | 1695.23 | 1937.34 | 2247.55 | 2595.7899 | 2964.99 | 3357.3601 | 3781.5199 | 4194.89 | 4521.8399 | 4833.0601 | 5118.2999 | 5352.5802 | 5602.9702 | 5858.4198 | 6119.3201 | 6385.4199 | 6659.94 | 6939.4599 | 7228.1298
Total excluding storage |  | 15123.313 | 17469.1024 | 16325.8956 | 17683.2801 | 19635.4891 | 20842.9373 | 21177.2673 | 22115.3247 | 22339.1647 | 22943.4394 | 24462.1265 | 25758.8347 | 26448.1346 | 28155.6144 | 30202.3163 | 32618.6072 | 32960.3479 | 34098.0256 | 39474.1646 | 41336.5995 | 47480.8973 | 48388.1874 | 48368.6464 | 51794.0579 | 56155.0798 | 58877.5276 | 59215.1549
Region | Technology | 2023-24 | 2024-25 | 2025-26 | 2026-27 | 2027-28 | 2028-29 | 2029-30 | 2030-31 | 2031-32 | 2032-33 | 2033-34 | 2034-35 | 2035-36 | 2036-37 | 2037-38 | 2038-39 | 2039-40 | 2040-41 | 2041-42 | 2042-43 | 2043-44 | 2044-45 | 2045-46 | 2046-47 | 2047-48 | 2048-49 | 2049-50
SA1 | Black Coal | 0 | 0 | 0 | 0 | 0 | 0 | 0 | 0 | 0 | 0 | 0 | 0 | 0 | 0 | 0 | 0 | 0 | 0 | 0 | 0 | 0 | 0 | 0 | 0 | 0 | 0 | 0
SA1 | Brown Coal | 0 | 0 | 0 | 0 | 0 | 0 | 0 | 0 | 0 | 0 | 0 | 0 | 0 | 0 | 0 | 0 | 0 | 0 | 0 | 0 | 0 | 0 | 0 | 0 | 0 | 0 | 0
SA1 | CCGT | 709 | 529 | 529 | 529 | 529 | 529 | 529 | 529 | 529 | 529 | 529 | 529 | 529 | 529 | 0 | 0 | 0 | 0 | 0 | 0 | 0 | 0 | 0 | 0 | 0 | 0 | 0
SA1 | Gas - Steam | 800 | 800 | 800 | 0 | 0 | 0 | 0 | 0 | 0 | 0 | 0 | 0 | 0 | 0 | 0 | 0 | 0 | 0 | 0 | 0 | 0 | 0 | 0 | 0 | 0 | 0 | 0
SA1 | OCGT / Diesel | 1460.66 | 1460.66 | 1460.66 | 1460.66 | 1460.66 | 1460.66 | 1460.66 | 1078.16 | 1078.16 | 801.3 | 801.3 | 801.3 | 721.3 | 721.3 | 721.3 | 721.3 | 721.3 | 721.3 | 721.3001 | 721.3001 | 721.3001 | 511.3001 | 511.3001 | 357.3001 | 357.3001 | 357.3003 | 357.3003
SA1 | Hydro | 0 | 0 | 0 | 0 | 0 | 0 | 0 | 0 | 0 | 0 | 0 | 0 | 0 | 0 | 0 | 0 | 0 | 0 | 0 | 0 | 0 | 0 | 0 | 0 | 0 | 0 | 0
SA1 | Hydrogen Turbine | 0 | 0 | 0 | 0 | 0 | 0 | 0 | 0 | 0 | 0 | 0 | 0 | 0 | 0 | 0.00011072 | 0.00011104 | 0.00012015 | 0.00012024 | 0.00012047 | 0.00014735 | 0.00021294 | 0.00021299 | 0.00021304 | 0.00021324 | 0.00021337 | 0.00025898 | 0.00026846
SA1 | Wind | 2349.75 | 3650.1046 | 3650.1046 | 4827.2194 | 4794.2202 | 8137.0795 | 8175.547 | 9101.9847 | 9101.9847 | 9101.9847 | 10851.1799 | 10851.1799 | 12437.2793 | 14504.9 | 18836.2164 | 20364.014 | 20037.3142 | 21715.1374 | 26643.7021 | 29186.6014 | 31123.7897 | 31123.7897 | 30780.5897 | 35954.0657 | 41028.1525 | 43043.4975 | 49988.6875
SA1 | Solar PV | 578.73 | 578.73 | 771.7455 | 771.7455 | 1264.3615 | 2817.3462 | 2817.3507 | 4973.0858 | 4966.9658 | 6753.2801 | 11069.271 | 14454.8725 | 14645.3548 | 18430.0484 | 20720.8388 | 20720.8388 | 22056.8059 | 22056.8059 | 36992.3176 | 37102.4687 | 46194.0041 | 45924.0041 | 45916.6241 | 48654.8396 | 50166.3337 | 52422.7243 | 57532.4397
SA1 | Grid Battery | 479.6 | 479.6001 | 479.6003 | 479.6008 | 479.6008 | 479.6008 | 479.6008 | 908.0473 | 1318.8429 | 2791.3633 | 3796.7453 | 4940.0701 | 5264.9683 | 6167.4934 | 6167.4934 | 6167.4934 | 6555.2211 | 6555.2211 | 12273.9225 | 12273.9225 | 16133.6541 | 16133.6539 | 16123.6529 | 16123.6526 | 16123.6533 | 17248.4461 | 18330.5714
SA1 | Pumped Hydro | 0 | 0 | 0.00016777 | 0.00042491 | 0.00043066 | 0.00044709 | 0.00044742 | 0.00045575 | 0.00045583 | 0.00045627 | 0.00045959 | 0.00046843 | 0.00047314 | 0.00049759 | 0.00049886 | 0.00049942 | 0.00053813 | 0.00054037 | 0.00056807 | 0.0005965 | 0.00066097 | 0.00066107 | 0.00066128 | 0.00066165 | 0.00066408 | 0.00072931 | 0.00079529
SA1 | VPP | 103.37 | 155.05 | 211.02 | 272.84 | 342.29 | 420.23 | 540.44 | 653.11 | 777.05 | 924.01 | 1092.47 | 1267.58 | 1445.14 | 1625.65 | 1798.04 | 1965.9301 | 2084.1799 | 2187.8101 | 2276.21 | 2360.96 | 2451.3501 | 2543.46 | 2638.1101 | 2734.4399 | 2833.77 | 2934.9199 | 3038.8401
Total excluding storage |  | 6481.11 | 7653.1448 | 7902.1306 | 8341.0662 | 8870.1329 | 13843.917 | 14002.5989 | 17243.3883 | 17772.0039 | 20900.9386 | 28139.9666 | 32844.003 | 35043.0429 | 41978.3923 | 48243.8892 | 49939.5769 | 51454.8218 | 53236.2751 | 78907.453 | 81645.2535 | 96624.099 | 96236.2087 | 95970.2778 | 103824.2988 | 110509.2106 | 116006.8891 | 129247.84
Region | Technology | 2023-24 | 2024-25 | 2025-26 | 2026-27 | 2027-28 | 2028-29 | 2029-30 | 2030-31 | 2031-32 | 2032-33 | 2033-34 | 2034-35 | 2035-36 | 2036-37 | 2037-38 | 2038-39 | 2039-40 | 2040-41 | 2041-42 | 2042-43 | 2043-44 | 2044-45 | 2045-46 | 2046-47 | 2047-48 | 2048-49 | 2049-50
TAS1 | Black Coal | 0 | 0 | 0 | 0 | 0 | 0 | 0 | 0 | 0 | 0 | 0 | 0 | 0 | 0 | 0 | 0 | 0 | 0 | 0 | 0 | 0 | 0 | 0 | 0 | 0 | 0 | 0
TAS1 | Brown Coal | 0 | 0 | 0 | 0 | 0 | 0 | 0 | 0 | 0 | 0 | 0 | 0 | 0 | 0 | 0 | 0 | 0 | 0 | 0 | 0 | 0 | 0 | 0 | 0 | 0 | 0 | 0
TAS1 | CCGT | 208 | 208 | 208 | 208 | 208 | 208 | 208 | 208 | 208 | 208 | 208 | 208 | 208 | 208 | 208 | 208 | 208 | 208 | 208 | 208 | 208 | 208 | 208 | 208 | 208 | 208 | 208
TAS1 | Gas - Steam | 0 | 0 | 0 | 0 | 0 | 0 | 0 | 0 | 0 | 0 | 0 | 0 | 0 | 0 | 0 | 0 | 0 | 0 | 0 | 0 | 0 | 0 | 0 | 0 | 0 | 0 | 0
TAS1 | OCGT / Diesel | 178 | 178 | 178 | 178 | 178 | 178 | 178 | 178 | 178 | 178 | 178 | 178 | 178 | 178 | 178 | 178 | 178 | 58 | 58.0001 | 58.0001 | 58.0001 | 58.0001 | 58.0001 | 58.0001 | 58.0001 | 58.0001 | 58.0003
TAS1 | Hydro | 2551 | 2551 | 2551 | 2551 | 2551 | 2551 | 2551 | 2551 | 2551 | 2551 | 2551 | 2551 | 2551 | 2551 | 2551 | 2551 | 2551 | 2551 | 2551 | 2551 | 2551 | 2551 | 2551 | 2551 | 2551 | 2551 | 2551
TAS1 | Hydrogen Turbine | 0 | 0 | 0 | 0 | 0 | 0 | 0 | 0 | 0 | 0 | 0 | 0 | 0 | 0 | 0.00011866 | 0.00013135 | 0.00018865 | 0.0001888 | 0.00018893 | 0.00021204 | 0.00024582 | 0.00024593 | 0.00024606 | 22.1711 | 22.1711 | 98.7377 | 106.9284
TAS1 | Wind | 563.6 | 2108.6901 | 2391.5067 | 2623.8533 | 4451.7351 | 4964.6147 | 6725.9245 | 6889.3105 | 8516.9175 | 9074.3052 | 10133.5663 | 12838.2957 | 13186.4397 | 14760.1405 | 18553.309 | 18569.9821 | 18569.9821 | 20343.9782 | 21456.2157 | 21456.2157 | 22881.6312 | 22737.6312 | 22737.6312 | 27878.449 | 30330.194 | 33030.27 | 33030.27
TAS1 | Solar PV | 0 | 0 | 0 | 0.0001983 | 184.578 | 300.0027 | 557.3965 | 941.405 | 941.405 | 958.0303 | 3662.833 | 6639.817 | 7599.4736 | 8741.914 | 9789.135 | 11118.941 | 12162.19 | 12454.631 | 12454.631 | 15156.383 | 15859.515 | 15859.515 | 15859.515 | 21508.078 | 25746.363 | 32157.475 | 33367.23
TAS1 | Grid Battery | 0 | 0.00010217 | 0.00012093 | 0.00014747 | 0.0003005 | 0.00030066 | 0.00034513 | 0.00045779 | 0.00077435 | 0.00099173 | 0.0012783 | 0.0013099 | 0.0015053 | 0.0020975 | 0.0032122 | 0.16242 | 0.16387 | 0.16387 | 317.8797 | 1087.1596 | 1087.162 | 1087.1619 | 1087.1619 | 3189.1651 | 6123.9123 | 7371.1263 | 7371.1263
TAS1 | Pumped Hydro | 0 | 0 | 0.00056885 | 0.00079754 | 0.0015525 | 177.7347 | 583.0744 | 626.5243 | 750.0042 | 991.0737 | 1133.4375 | 1785.8171 | 2244.6565 | 2321.0009 | 2321.0019 | 2321.0036 | 2321.0036 | 2321.0036 | 2321.0036 | 2321.0036 | 2321.0036 | 2321.0036 | 2321.0036 | 2321.0036 | 2321.0036 | 2321.0036 | 2321.0036
TAS1 | VPP | 7.91 | 15.84 | 26.48 | 39.38 | 55.11 | 73.65 | 101.57 | 123.05 | 146.53 | 174.61 | 206.95 | 241.26 | 276.87 | 312.98 | 348.25 | 382.97 | 408.39 | 431.67 | 452.64 | 473.11 | 494.7 | 516.55 | 538.75 | 560.8 | 583.06 | 605.39 | 627.89
Total excluding storage |  | 3508.51 | 5061.5302 | 5354.9873 | 5600.2344 | 7628.425 | 8453.0024 | 10904.9657 | 11517.2902 | 13291.8574 | 14135.0201 | 18073.788 | 24442.1911 | 26244.4413 | 29073.0375 | 33948.6992 | 35330.0593 | 36398.7298 | 38368.4469 | 39819.3703 | 43310.8723 | 45461.0122 | 45338.8621 | 45361.0621 | 58296.667 | 67943.7042 | 78401.0028 | 79641.4486
Explicitly modelled pumping
Region | Technology | 2023-24 | 2024-25 | 2025-26 | 2026-27 | 2027-28 | 2028-29 | 2029-30 | 2030-31 | 2031-32 | 2032-33 | 2033-34 | 2034-35 | 2035-36 | 2036-37 | 2037-38 | 2038-39 | 2039-40 | 2040-41 | 2041-42 | 2042-43 | 2043-44 | 2044-45 | 2045-46 | 2046-47 | 2047-48 | 2048-49 | 2049-50
NEM | Grid Battery pump | 954.93 | 954.9323 | 1850.6118 | 2528.7897 | 3351.7795 | 5431.0281 | 5455.4032 | 8324.5172 | 8735.3134 | 11613.694 | 15130.7486 | 19046.1707 | 20714.65 | 22011.8004 | 23660.4202 | 23711.2639 | 24428.3282 | 26298.5702 | 33685.9661 | 41103.9406 | 46776.9511 | 51569.414 | 50663.7473 | 52730.5591 | 54968.6249 | 59256.8852 | 81183.7717
NEM | Pumped Hydro Pump | 1310 | 1310 | 2743.5843 | 3323.9362 | 5513.3606 | 5903.7109 | 6309.0505 | 6352.5004 | 6475.9803 | 6717.0498 | 6859.4136 | 7511.7932 | 7970.6327 | 8046.9771 | 8046.9781 | 8046.9798 | 8046.9799 | 8046.9799 | 8046.9799 | 8046.9799 | 8046.98 | 8046.98 | 8046.98 | 8046.98 | 8046.98 | 8046.9801 | 8046.9801
NEM | VPP pump | 366.52 | 731.52 | 1218.98 | 1822.85 | 2558.43 | 3412.08 | 4696.23 | 5734.8699 | 6792.65 | 7984.1201 | 9451.04 | 11021.7499 | 12642.45 | 14292.4899 | 15915.3099 | 17494.9201 | 18665.6799 | 19737.1499 | 20682.8795 | 21556.8601 | 22491.0506 | 23437.5296 | 24406.7907 | 25388.5699 | 26393.3599 | 27416.5501 | 28459.9998
Region | Technology | 2023-24 | 2024-25 | 2025-26 | 2026-27 | 2027-28 | 2028-29 | 2029-30 | 2030-31 | 2031-32 | 2032-33 | 2033-34 | 2034-35 | 2035-36 | 2036-37 | 2037-38 | 2038-39 | 2039-40 | 2040-41 | 2041-42 | 2042-43 | 2043-44 | 2044-45 | 2045-46 | 2046-47 | 2047-48 | 2048-49 | 2049-50
NSW1 | Grid Battery pump | 50 | 50.0017 | 945.6777 | 1269.4283 | 1570.0534 | 1866.3115 | 1890.6865 | 4331.3539 | 4331.3542 | 4516.3938 | 4516.3944 | 4516.3944 | 5317.6597 | 5354.2428 | 7002.8615 | 7002.8615 | 7002.8617 | 7002.8622 | 7265.425 | 7970.3595 | 8216.7093 | 8748.5006 | 7852.8348 | 7706.3592 | 7452.4077 | 8129.2566 | 8484.2777
NSW1 | Pumped Hydro Pump | 840 | 840 | 1335.6315 | 1335.6315 | 3375.6315 | 3529.999 | 3529.999 | 3529.999 | 3529.999 | 3529.999 | 3529.999 | 3529.999 | 3529.999 | 3529.999 | 3529.999 | 3529.999 | 3529.999 | 3529.999 | 3529.999 | 3529.999 | 3529.999 | 3529.999 | 3529.999 | 3529.999 | 3529.999 | 3529.999 | 3529.999
NSW1 | VPP pump | 113.45 | 234.47 | 391.15 | 583.15 | 817.87 | 1099.64 | 1524.3701 | 1863.23 | 2229.81 | 2645.9301 | 3161.7199 | 3706.36 | 4261.71 | 4832.22 | 5385.0599 | 5923.2399 | 6317.1401 | 6670.3197 | 6979.9097 | 7280.8598 | 7600.3302 | 7924.3899 | 8255.8703 | 8588.37 | 8928.2397 | 9272.9101 | 9620.7898
Region | Technology | 2023-24 | 2024-25 | 2025-26 | 2026-27 | 2027-28 | 2028-29 | 2029-30 | 2030-31 | 2031-32 | 2032-33 | 2033-34 | 2034-35 | 2035-36 | 2036-37 | 2037-38 | 2038-39 | 2039-40 | 2040-41 | 2041-42 | 2042-43 | 2043-44 | 2044-45 | 2045-46 | 2046-47 | 2047-48 | 2048-49 | 2049-50
QLD1 | Grid Battery pump | 100 | 100.0002 | 100.0034 | 100.0034 | 100.0044 | 1882.9949 | 1882.9949 | 1882.9949 | 1882.9949 | 2769.2681 | 5100.2985 | 7872.3958 | 8094.6116 | 8094.6116 | 8094.6116 | 8130.5428 | 8130.5428 | 10000.7842 | 10082.4292 | 16026.1892 | 17444.7612 | 21021.2208 | 21021.2209 | 21021.2218 | 21021.2198 | 21127.907 | 41617.647
QLD1 | Pumped Hydro Pump | 470 | 470 | 1407.9517 | 1934.2026 | 2083.6262 | 2141.8758 | 2141.8758 | 2141.8758 | 2141.8758 | 2141.8758 | 2141.8758 | 2141.8758 | 2141.8758 | 2141.8758 | 2141.8758 | 2141.8758 | 2141.8758 | 2141.8758 | 2141.8758 | 2141.8758 | 2141.8758 | 2141.8758 | 2141.8758 | 2141.8758 | 2141.8758 | 2141.8758 | 2141.8758
QLD1 | VPP pump | 81.31 | 177.51 | 314.99 | 485.21 | 690.75 | 942.37 | 1319.33 | 1624.09 | 1944.03 | 2302.23 | 2742.3501 | 3210.76 | 3693.74 | 4164.2798 | 4602.4399 | 5027.8901 | 5334.1299 | 5614.29 | 5855.8198 | 6089.3501 | 6341.7002 | 6594.71 | 6854.7402 | 7119.54 | 7388.3501 | 7663.8701 | 7944.3501
Region | Technology | 2023-24 | 2024-25 | 2025-26 | 2026-27 | 2027-28 | 2028-29 | 2029-30 | 2030-31 | 2031-32 | 2032-33 | 2033-34 | 2034-35 | 2035-36 | 2036-37 | 2037-38 | 2038-39 | 2039-40 | 2040-41 | 2041-42 | 2042-43 | 2043-44 | 2044-45 | 2045-46 | 2046-47 | 2047-48 | 2048-49 | 2049-50
VIC1 | Grid Battery pump | 375.33 | 375.3302 | 375.3303 | 729.757 | 1252.1205 | 1252.1205 | 1252.1205 | 1252.1205 | 1252.1205 | 1586.6677 | 1767.3091 | 1767.3091 | 2087.4089 | 2445.4505 | 2445.4505 | 2460.2037 | 2789.5388 | 2789.5388 | 3796.3097 | 3796.3097 | 3944.6645 | 4628.8768 | 4628.8768 | 4740.1605 | 4297.4319 | 5430.1493 | 5430.1493
VIC1 | Pumped Hydro Pump | 0 | 0 | 0.0003311 | 54.1008 | 54.1008 | 54.1008 | 54.1008 | 54.1008 | 54.1008 | 54.1008 | 54.1008 | 54.1008 | 54.1008 | 54.1008 | 54.1008 | 54.1008 | 54.1008 | 54.1008 | 54.1008 | 54.1008 | 54.1008 | 54.1008 | 54.1008 | 54.1008 | 54.1008 | 54.1008 | 54.1008
VIC1 | VPP pump | 60.48 | 148.65 | 275.34 | 442.27 | 652.41 | 876.19 | 1210.52 | 1471.39 | 1695.23 | 1937.34 | 2247.55 | 2595.7899 | 2964.99 | 3357.3601 | 3781.5199 | 4194.89 | 4521.8399 | 4833.0601 | 5118.2999 | 5352.5802 | 5602.9702 | 5858.4198 | 6119.3201 | 6385.4199 | 6659.94 | 6939.4599 | 7228.1298
Region | Technology | 2023-24 | 2024-25 | 2025-26 | 2026-27 | 2027-28 | 2028-29 | 2029-30 | 2030-31 | 2031-32 | 2032-33 | 2033-34 | 2034-35 | 2035-36 | 2036-37 | 2037-38 | 2038-39 | 2039-40 | 2040-41 | 2041-42 | 2042-43 | 2043-44 | 2044-45 | 2045-46 | 2046-47 | 2047-48 | 2048-49 | 2049-50
SA1 | Grid Battery pump | 429.6 | 429.6001 | 429.6003 | 429.6008 | 429.6008 | 429.6008 | 429.6008 | 858.0473 | 1268.8429 | 2741.3633 | 3746.7453 | 4890.0701 | 5214.9683 | 6117.4934 | 6117.4934 | 6117.4934 | 6505.2211 | 6505.2211 | 12223.9225 | 12223.9225 | 16083.6541 | 16083.6539 | 16073.6529 | 16073.6526 | 16073.6533 | 17198.4461 | 18280.5714
SA1 | Pumped Hydro Pump | 0 | 0 | 0.00016777 | 0.00042491 | 0.00043066 | 0.00044709 | 0.00044742 | 0.00045575 | 0.00045583 | 0.00045627 | 0.00045959 | 0.00046843 | 0.00047314 | 0.00049759 | 0.00049886 | 0.00049942 | 0.00053813 | 0.00054037 | 0.00056807 | 0.0005965 | 0.00066097 | 0.00066107 | 0.00066128 | 0.00066165 | 0.00066408 | 0.00072931 | 0.00079529
SA1 | VPP pump | 103.37 | 155.05 | 211.02 | 272.84 | 342.29 | 420.23 | 540.44 | 653.11 | 777.05 | 924.01 | 1092.47 | 1267.58 | 1445.14 | 1625.65 | 1798.04 | 1965.9301 | 2084.1799 | 2187.8101 | 2276.21 | 2360.96 | 2451.3501 | 2543.46 | 2638.1101 | 2734.4399 | 2833.77 | 2934.9199 | 3038.8401
Region | Technology | 2023-24 | 2024-25 | 2025-26 | 2026-27 | 2027-28 | 2028-29 | 2029-30 | 2030-31 | 2031-32 | 2032-33 | 2033-34 | 2034-35 | 2035-36 | 2036-37 | 2037-38 | 2038-39 | 2039-40 | 2040-41 | 2041-42 | 2042-43 | 2043-44 | 2044-45 | 2045-46 | 2046-47 | 2047-48 | 2048-49 | 2049-50
TAS1 | Grid Battery pump | 0 | 0.00010217 | 0.00012093 | 0.00014747 | 0.0003005 | 0.00030066 | 0.00034513 | 0.00045779 | 0.00077435 | 0.00099173 | 0.0012783 | 0.0013099 | 0.0015053 | 0.0020975 | 0.0032122 | 0.16242 | 0.16387 | 0.16387 | 317.8797 | 1087.1596 | 1087.162 | 1087.1619 | 1087.1619 | 3189.1651 | 6123.9123 | 7371.1263 | 7371.1263
TAS1 | Pumped Hydro Pump | 0 | 0 | 0.00056885 | 0.00079754 | 0.0015525 | 177.7347 | 583.0744 | 626.5243 | 750.0042 | 991.0737 | 1133.4375 | 1785.8171 | 2244.6565 | 2321.0009 | 2321.0019 | 2321.0036 | 2321.0036 | 2321.0036 | 2321.0036 | 2321.0036 | 2321.0036 | 2321.0036 | 2321.0036 | 2321.0036 | 2321.0036 | 2321.0036 | 2321.0036
TAS1 | VPP pump | 7.91 | 15.84 | 26.48 | 39.38 | 55.11 | 73.65 | 101.57 | 123.05 | 146.53 | 174.61 | 206.95 | 241.26 | 276.87 | 312.98 | 348.25 | 382.97 | 408.39 | 431.67 | 452.64 | 473.11 | 494.7 | 516.55 | 538.75 | 560.8 | 583.06 | 605.39 | 627.89
Non-controllable capacity
Region | Technology | 2023-24 | 2024-25 | 2025-26 | 2026-27 | 2027-28 | 2028-29 | 2029-30 | 2030-31 | 2031-32 | 2032-33 | 2033-34 | 2034-35 | 2035-36 | 2036-37 | 2037-38 | 2038-39 | 2039-40 | 2040-41 | 2041-42 | 2042-43 | 2043-44 | 2044-45 | 2045-46 | 2046-47 | 2047-48 | 2048-49 | 2049-50
NEM | Distributed PV | 22580.8792 | 25525.2357 | 28511.2278 | 31371.0682 | 34250.8786 | 36995.1899 | 39671.4274 | 42224.097 | 44602.8979 | 46967.9172 | 49314.5296 | 51629.5619 | 53792.1527 | 55825.533 | 57761.4415 | 59706.3405 | 61699.2009 | 63698.7614 | 65697.6668 | 67668.6027 | 69644.0355 | 71609.2434 | 73546.3281 | 75464.2447 | 77368.609 | 79270.8326 | 81161.1078
NEM | Behind the meter battery | 1615.687 | 2523.858 | 3346.118 | 4039.736 | 4643.731 | 5111.685 | 5870.22 | 6883.914 | 7823.741 | 8822.021 | 10032.986 | 11279.352 | 12411.971 | 13450.545 | 14351.891 | 15102.709 | 15417.929 | 15594.936 | 15616.079 | 15610.974 | 15555.227 | 15481.949 | 15387.778 | 15277.058 | 15144.979 | 15000.321 | 14832.36
NEM | Behind the meter battery pump | 1615.687 | 2523.858 | 3346.118 | 4039.736 | 4643.731 | 5111.685 | 5870.22 | 6883.914 | 7823.741 | 8822.021 | 10032.986 | 11279.352 | 12411.971 | 13450.545 | 14351.891 | 15102.709 | 15417.929 | 15594.936 | 15616.079 | 15610.974 | 15555.227 | 15481.949 | 15387.778 | 15277.058 | 15144.979 | 15000.321 | 14832.36
Region | Technology | 2023-24 | 2024-25 | 2025-26 | 2026-27 | 2027-28 | 2028-29 | 2029-30 | 2030-31 | 2031-32 | 2032-33 | 2033-34 | 2034-35 | 2035-36 | 2036-37 | 2037-38 | 2038-39 | 2039-40 | 2040-41 | 2041-42 | 2042-43 | 2043-44 | 2044-45 | 2045-46 | 2046-47 | 2047-48 | 2048-49 | 2049-50
NSW1 | Distributed PV | 7493.2513 | 8506.6815 | 9484.7641 | 10408.6191 | 11341.6366 | 12278.8288 | 13198.5365 | 14078.0696 | 14943.2904 | 15804.0265 | 16656.3786 | 17499.9334 | 18299.2163 | 19061.5342 | 19791.6143 | 20520.7215 | 21244.1629 | 21954.8144 | 22664.4865 | 23368.8259 | 24076.0735 | 24783.7256 | 25480.0799 | 26162.9859 | 26840.8834 | 27514.6946 | 28177.258
NSW1 | Behind the meter battery | 588.706 | 887.915 | 1132.692 | 1330.786 | 1501.11 | 1644.835 | 1879.228 | 2206.731 | 2538.018 | 2892.137 | 3323.841 | 3759.11 | 4148.139 | 4509.931 | 4816.45 | 5071.383 | 5175.41 | 5227.705 | 5227.062 | 5230.387 | 5215.023 | 5193.755 | 5164.889 | 5128.324 | 5084.217 | 5035.301 | 4976.336
NSW1 | Behind the meter battery pump | 588.706 | 887.915 | 1132.692 | 1330.786 | 1501.11 | 1644.835 | 1879.228 | 2206.731 | 2538.018 | 2892.137 | 3323.841 | 3759.11 | 4148.139 | 4509.931 | 4816.45 | 5071.383 | 5175.41 | 5227.705 | 5227.062 | 5230.387 | 5215.023 | 5193.755 | 5164.889 | 5128.324 | 5084.217 | 5035.301 | 4976.336
Region | Technology | 2023-24 | 2024-25 | 2025-26 | 2026-27 | 2027-28 | 2028-29 | 2029-30 | 2030-31 | 2031-32 | 2032-33 | 2033-34 | 2034-35 | 2035-36 | 2036-37 | 2037-38 | 2038-39 | 2039-40 | 2040-41 | 2041-42 | 2042-43 | 2043-44 | 2044-45 | 2045-46 | 2046-47 | 2047-48 | 2048-49 | 2049-50
QLD1 | Distributed PV | 6647.345 | 7457.5624 | 8316.3926 | 9119.7866 | 9916.6116 | 10724.7092 | 11503.5105 | 12250.0421 | 12949.5583 | 13650.3951 | 14343.1406 | 15012.6009 | 15614.2508 | 16150.0003 | 16639.4732 | 17118.1482 | 17629.703 | 18153.1735 | 18673.4324 | 19181.1244 | 19686.4817 | 20176.4911 | 20663.7667 | 21148.663 | 21626.508 | 22108.2051 | 22584.2053
QLD1 | Behind the meter battery | 417.096 | 671.033 | 922.271 | 1125.869 | 1299.747 | 1450.708 | 1685.163 | 1990.648 | 2286.246 | 2596.164 | 2968.338 | 3348.63 | 3694.059 | 3989.747 | 4221.779 | 4413.009 | 4478 | 4506.967 | 4491.208 | 4479.363 | 4455.174 | 4424.643 | 4389.62 | 4351.121 | 4305.933 | 4258.433 | 4204.913
QLD1 | Behind the meter battery pump | 417.096 | 671.033 | 922.271 | 1125.869 | 1299.747 | 1450.708 | 1685.163 | 1990.648 | 2286.246 | 2596.164 | 2968.338 | 3348.63 | 3694.059 | 3989.747 | 4221.779 | 4413.009 | 4478 | 4506.967 | 4491.208 | 4479.363 | 4455.174 | 4424.643 | 4389.62 | 4351.121 | 4305.933 | 4258.433 | 4204.913
Region | Technology | 2023-24 | 2024-25 | 2025-26 | 2026-27 | 2027-28 | 2028-29 | 2029-30 | 2030-31 | 2031-32 | 2032-33 | 2033-34 | 2034-35 | 2035-36 | 2036-37 | 2037-38 | 2038-39 | 2039-40 | 2040-41 | 2041-42 | 2042-43 | 2043-44 | 2044-45 | 2045-46 | 2046-47 | 2047-48 | 2048-49 | 2049-50
VIC1 | Distributed PV | 5136.4157 | 5889.8777 | 6693.2138 | 7497.1406 | 8318.2243 | 8991.668 | 9649.2003 | 10271.3819 | 10783.4723 | 11286.0042 | 11783.6333 | 12291.0229 | 12778.523 | 13252.9106 | 13722.7918 | 14215.5982 | 14737.0457 | 15272.2977 | 15812.5879 | 16345.1725 | 16883.0507 | 17423.1794 | 17956.9121 | 18489.9963 | 19024.7298 | 19559.1 | 20099.7421
VIC1 | Behind the meter battery | 329.29 | 584.387 | 822.704 | 1038.235 | 1227.849 | 1335.811 | 1514.906 | 1768.169 | 1950.593 | 2135.666 | 2379.184 | 2646.805 | 2900.178 | 3149.181 | 3402.641 | 3615.882 | 3731.245 | 3816.41 | 3863.684 | 3875.106 | 3873.739 | 3868.344 | 3856.399 | 3840.607 | 3820.005 | 3795.255 | 3765.725
VIC1 | Behind the meter battery pump | 329.29 | 584.387 | 822.704 | 1038.235 | 1227.849 | 1335.811 | 1514.906 | 1768.169 | 1950.593 | 2135.666 | 2379.184 | 2646.805 | 2900.178 | 3149.181 | 3402.641 | 3615.882 | 3731.245 | 3816.41 | 3863.684 | 3875.106 | 3873.739 | 3868.344 | 3856.399 | 3840.607 | 3820.005 | 3795.255 | 3765.725
Region | Technology | 2023-24 | 2024-25 | 2025-26 | 2026-27 | 2027-28 | 2028-29 | 2029-30 | 2030-31 | 2031-32 | 2032-33 | 2033-34 | 2034-35 | 2035-36 | 2036-37 | 2037-38 | 2038-39 | 2039-40 | 2040-41 | 2041-42 | 2042-43 | 2043-44 | 2044-45 | 2045-46 | 2046-47 | 2047-48 | 2048-49 | 2049-50
SA1 | Distributed PV | 2946.7715 | 3259.2513 | 3551.8548 | 3830.298 | 4109.0806 | 4384.8511 | 4656.6887 | 4915.1873 | 5171.4598 | 5426.7649 | 5685.2021 | 5936.1717 | 6169.7477 | 6390.0548 | 6596.2277 | 6800.1937 | 6995.6817 | 7185.1168 | 7372.9582 | 7558.2639 | 7741.8257 | 7927.6186 | 8106.9557 | 8285.0852 | 8461.038 | 8636.4028 | 8811.1499
SA1 | Behind the meter battery | 234.972 | 315.151 | 386.099 | 448.882 | 507.894 | 563.831 | 659.388 | 765.728 | 874.943 | 999.571 | 1136.279 | 1272.079 | 1391.741 | 1500.881 | 1590.477 | 1664.955 | 1688.767 | 1695.305 | 1684.559 | 1675.301 | 1660.606 | 1645.177 | 1628.101 | 1610.255 | 1590.748 | 1570.466 | 1548.36
SA1 | Behind the meter battery pump | 234.972 | 315.151 | 386.099 | 448.882 | 507.894 | 563.831 | 659.388 | 765.728 | 874.943 | 999.571 | 1136.279 | 1272.079 | 1391.741 | 1500.881 | 1590.477 | 1664.955 | 1688.767 | 1695.305 | 1684.559 | 1675.301 | 1660.606 | 1645.177 | 1628.101 | 1610.255 | 1590.748 | 1570.466 | 1548.36
Region | Technology | 2023-24 | 2024-25 | 2025-26 | 2026-27 | 2027-28 | 2028-29 | 2029-30 | 2030-31 | 2031-32 | 2032-33 | 2033-34 | 2034-35 | 2035-36 | 2036-37 | 2037-38 | 2038-39 | 2039-40 | 2040-41 | 2041-42 | 2042-43 | 2043-44 | 2044-45 | 2045-46 | 2046-47 | 2047-48 | 2048-49 | 2049-50
TAS1 | Distributed PV | 357.0956 | 411.8627 | 465.0025 | 515.2239 | 565.3253 | 615.1329 | 663.4913 | 709.4161 | 755.117 | 800.7264 | 846.175 | 889.8329 | 930.4148 | 971.0331 | 1011.3344 | 1051.6789 | 1092.6076 | 1133.3591 | 1174.2017 | 1215.216 | 1256.6039 | 1298.2287 | 1338.6138 | 1377.5143 | 1415.4498 | 1452.4302 | 1488.7526
TAS1 | Behind the meter battery | 45.623 | 65.372 | 82.352 | 95.964 | 107.131 | 116.5 | 131.535 | 152.638 | 173.941 | 198.483 | 225.344 | 252.728 | 277.854 | 300.805 | 320.544 | 337.48 | 344.507 | 348.549 | 349.566 | 350.817 | 350.685 | 350.03 | 348.769 | 346.751 | 344.076 | 340.866 | 337.026
TAS1 | Behind the meter battery pump | 45.623 | 65.372 | 82.352 | 95.964 | 107.131 | 116.5 | 131.535 | 152.638 | 173.941 | 198.483 | 225.344 | 252.728 | 277.854 | 300.805 | 320.544 | 337.48 | 344.507 | 348.549 | 349.566 | 350.817 | 350.685 | 350.03 | 348.769 | 346.751 | 344.076 | 340.866 | 337.026

## Option 5A_REZ Generation
Annual sent-out generation by REZ (GWh) - Option 5A, Hydrogen Superpower Scenario
Note: the REZ generation includes generation from the existing, committed and anticipated renewables mapped to the relevant REZs
Explicitly modelled generation
Region | REZ | REZ Name | Technology | 2023-24 | 2024-25 | 2025-26 | 2026-27 | 2027-28 | 2028-29 | 2029-30 | 2030-31 | 2031-32 | 2032-33 | 2033-34 | 2034-35 | 2035-36 | 2036-37 | 2037-38 | 2038-39 | 2039-40 | 2040-41 | 2041-42 | 2042-43 | 2043-44 | 2044-45 | 2045-46 | 2046-47 | 2047-48 | 2048-49 | 2049-50
QLD | Q1 | Far North QLD | Solar | 0 | 5.322e-05 | 0.00019783 | 0.0024446 | 0.0023383 | 722.4899 | 819.525 | 1821.5432 | 1778.2471 | 1923.3574 | 1897.2756 | 2118.966 | 2176.076 | 2073.7683 | 1754.7369 | 1955.4054 | 2039.3363 | 1976.3796 | 2134.8071 | 2093.0525 | 2043.1415 | 2069.7651 | 1960.5675 | 5620.1826 | 6420.6997 | 6795.956 | 6429.5894
QLD | Q2 | North Qld Clean Energy Hub | Solar | 221.2811 | 166.3467 | 198.7994 | 201.7508 | 1985.4079 | 5546.1699 | 6229.6111 | 5918.8858 | 6021.9301 | 6334.0699 | 6190.9842 | 6012.3068 | 6007.5297 | 7294.8217 | 6324.6566 | 7015.2379 | 7093.822 | 7227.8452 | 7469.7648 | 7266.2079 | 7177.0304 | 7237.3282 | 8690.9205 | 11329.3708 | 12673.1463 | 13039.066 | 12964.517
QLD | Q3 | Northern Qld | Solar | 1163.3584 | 840.4823 | 1083.1714 | 1088.4892 | 1042.9733 | 908.57 | 997.2356 | 918.7907 | 929.224 | 962.0517 | 919.6515 | 8042.6054 | 8083.6243 | 7825.8995 | 6240.7344 | 7140.346 | 7523.814 | 7501.9716 | 7815.2032 | 7511.3608 | 7055.0476 | 7014.8441 | 6716.2128 | 5513.3698 | 6187.5296 | 6694.9697 | 6236.978
QLD | Q4 | Isaac | Solar | 1566.0383 | 1140.7078 | 1446.9605 | 1506.6918 | 1439.2866 | 1271.7351 | 1405.4684 | 1264.8695 | 1327.5298 | 1339.0493 | 1270.1289 | 1151.9431 | 1844.6716 | 3736.5019 | 10033.9066 | 11519.0343 | 11727.1423 | 12379.12 | 14588.8671 | 14565.9345 | 14056.8796 | 15696.0241 | 15106.2392 | 12457.9451 | 14509.32 | 14265.3363 | 14379.9401
QLD | Q5 | Barcaldine | Solar | 35.5065 | 26.3818 | 186.8679 | 191.0554 | 189.3887 | 161.4617 | 169.7306 | 159.3292 | 165.2115 | 165.3084 | 159.3027 | 142.778 | 151.8514 | 150.4773 | 134.7599 | 137.005 | 140.6588 | 147.9864 | 151.4839 | 145.964 | 116.6487 | 121.3594 | 129.0977 | 133.5411 | 138.7484 | 149.0738 | 150.9078
QLD | Q6 | Fitzroy | Solar | 839.2839 | 712.3711 | 881.2701 | 1772.6353 | 1729.9498 | 1419.8569 | 2871.4869 | 2641.7899 | 2891.0074 | 5203.2946 | 15314.0054 | 18004.1327 | 18327.6945 | 18077.8776 | 14464.3931 | 16759.3299 | 16930.986 | 18166.7564 | 18149.0724 | 18032.9363 | 17398.8111 | 17708.6943 | 17044.5048 | 17380.3235 | 20534.4458 | 21091.9846 | 55861.1602
QLD | Q7 | Wide Bay | Solar | 1360.8604 | 1016.4337 | 1322.4766 | 1311.2932 | 1284.9926 | 1202.6525 | 1329.5648 | 1219.004 | 4224.1789 | 5716.414 | 5687.548 | 5633.3273 | 5664.3633 | 5623.2891 | 4589.6544 | 5138.679 | 5196.3614 | 9289.6042 | 15314.9326 | 28414.9134 | 28224.9658 | 31204.0355 | 39328.3956 | 33539.2595 | 38177.3012 | 39720.8611 | 78641.3624
QLD | Q8 | Darling Downs | Solar | 3381.6311 | 2805.0584 | 3408.7317 | 3542.6967 | 3495.0701 | 5531.429 | 6757.2051 | 9951.994 | 10711.4474 | 10439.8387 | 15346.4809 | 19174.5472 | 19733.4263 | 19314.3218 | 15228.8229 | 17163.107 | 17920.8 | 25387.4646 | 24794.511 | 49362.063 | 61149.8874 | 80262.6342 | 87291.5916 | 67893.2827 | 76839.763 | 81376.5376 | 116327.4229
QLD | Q9 | Banana | Solar | 0 | 5.4111e-05 | 335.985 | 333.9067 | 320.3719 | 259.2415 | 292.2286 | 257.4419 | 288.0254 | 280.4748 | 280.1657 | 13647.376 | 14063.739 | 13844.83 | 11376.114 | 12880.007 | 12995.935 | 14178.687 | 14047.408 | 13417.735 | 13202.062 | 13590.353 | 13090.157 | 10579.966 | 12165.897 | 12585.293 | 13331.159
NSW | N1 | North West NSW | Solar | 432.7672 | 353.0288 | 396.4817 | 410.6534 | 400.1264 | 394.5096 | 400.4656 | 415.8727 | 420.138 | 405.5509 | 396.9252 | 409.3055 | 458.0099 | 1071.5447 | 2170.1264 | 2227.2677 | 2306.5405 | 4397.4425 | 4513.144 | 6717.4892 | 6621.9961 | 6999.3094 | 6845.4178 | 6620.6077 | 6777.2045 | 7055.9903 | 7725.5247
NSW | N2 | New England | Solar | 1201.3913 | 1023.9909 | 1142.2425 | 1173.5068 | 1527.8815 | 2976.9167 | 3056.2448 | 3200.1939 | 4636.8465 | 4321.3049 | 5882.3611 | 6070.9508 | 6720.3977 | 6538.555 | 5321.3996 | 5526.6319 | 5868.0744 | 6442.563 | 6177.7186 | 6341.1867 | 5845.7989 | 6336.0031 | 6047.2317 | 5066.443 | 5210.0978 | 5471.9566 | 5665.7043
NSW | N3 | Central-West Orana | Solar | 2198.2854 | 2068.6113 | 5163.1348 | 9081.5149 | 11038.6001 | 10083.5787 | 10454.1446 | 17368.6191 | 17579.3038 | 17384.5217 | 17222.7209 | 17189.7538 | 18491.7012 | 19610.5012 | 23024.5321 | 24034.4341 | 26823.4359 | 28915.9726 | 28445.4918 | 28602.4227 | 32738.6822 | 34827.3697 | 34455.0919 | 35351.4397 | 36790.7313 | 41061.7349 | 40709.3895
NSW | N4 | Broken Hill | Solar | 108.9318 | 65.8339 | 78.8835 | 90.8398 | 103.9711 | 94.5273 | 97.2402 | 90.4778 | 97.1082 | 81.9726 | 80.4923 | 267.496 | 286.3919 | 333.7126 | 375.0006 | 400.3175 | 366.2491 | 407.3501 | 426.6576 | 416.1326 | 511.3885 | 544.3387 | 552.9667 | 492.6085 | 518.0938 | 492.9711 | 593.9195
NSW | N5 | South West NSW | Solar | 1875.8093 | 1340.2865 | 1487.7267 | 2016.13 | 2344.697 | 2325.8905 | 2379.0262 | 2690.7572 | 2717.8071 | 6596.0296 | 6457.388 | 7053.958 | 7661.7382 | 7966.4047 | 7674.9724 | 7580.5014 | 7699.7921 | 7901.2681 | 9067.284 | 8501.4243 | 8152.6411 | 8756.3013 | 8686.2278 | 8360.8897 | 8328.8765 | 8490.1214 | 8049.815
NSW | N6 | Wagga Wagga | Solar | 1566.0773 | 1416.1779 | 1380.5502 | 1534.1136 | 1587.2281 | 3512.7455 | 3730.23 | 3869.5703 | 3699.9662 | 3924.3483 | 3826.0463 | 3635.9411 | 3935.4737 | 3972.516 | 3513.8883 | 3665.2706 | 3867.7616 | 3780.2263 | 4000.5691 | 3834.0933 | 3680.2816 | 3894.2815 | 3926.1381 | 3522.5658 | 3727.0866 | 3951.4195 | 3840.0027
NSW | N7 | Tumut | Solar | 0 | 0 | 0 | 0 | 0 | 0 | 0 | 0 | 0 | 0 | 0 | 0 | 0 | 0 | 0 | 0 | 0 | 0 | 0 | 0 | 0 | 0 | 0 | 0 | 0 | 0 | 0
NSW | N8 | Cooma-Monaro | Solar | 0 | 0 | 0 | 0 | 0 | 0 | 0 | 0 | 0 | 0 | 0 | 0 | 0 | 0 | 0 | 0 | 0 | 0 | 0 | 0 | 0 | 0 | 0 | 0 | 0 | 0 | 0
VIC | V1 | Ovens Murray | Solar | 0 | 0.0001289 | 0.00015443 | 0.0015483 | 811.2254 | 704.7991 | 759.2773 | 765.2784 | 675.786 | 764.4698 | 772.0419 | 731.1716 | 792.2679 | 1146.8121 | 1426.104 | 1416.6503 | 1552.0175 | 1546.6034 | 1938.3457 | 1836.2695 | 1689.5446 | 1904.4691 | 1845.4028 | 1662.4393 | 1634.1312 | 1809.2928 | 1630.8429
VIC | V2 | Murray River | Solar | 1266.285 | 866.1498 | 958.0209 | 1000.2307 | 973.8741 | 941.5495 | 913.6983 | 4142.4492 | 4081.2452 | 4003.3463 | 3964.8358 | 4078.0667 | 4311.8155 | 4595.7205 | 4179.8526 | 4254.8623 | 4241.2314 | 4429.4578 | 4697.6676 | 4507.5794 | 4445.3764 | 4605.2168 | 4903.3786 | 4610.5026 | 4863.8861 | 4794.2964 | 4464.2143
VIC | V3 | Western Victoria | Solar | 0 | 0.00011784 | 0.00021229 | 0.00080417 | 670.4439 | 514.4768 | 544.2845 | 600.3793 | 564.173 | 653.5416 | 644.2186 | 1698.2267 | 1802.7559 | 2035.0123 | 1869.8096 | 1963.6388 | 2025.6155 | 2009.5521 | 3120.3333 | 2938.6569 | 2778.12 | 2936.5907 | 3232.2264 | 2511.5347 | 2900.4725 | 2960.1989 | 2873.9233
VIC | V4 | South West Victoria | Solar | 0 | 0 | 0 | 0 | 0 | 0 | 0 | 0 | 0 | 0 | 0 | 0 | 0 | 0 | 0 | 0 | 0 | 0 | 0 | 0 | 0 | 0 | 0 | 0 | 0 | 0 | 0
VIC | V5 | Gippsland | Solar | 0 | 6.1126e-05 | 0.00014856 | 260.1661 | 368.0037 | 286.5394 | 301.0344 | 336.4018 | 317.7332 | 333.7296 | 832.8164 | 868.1163 | 906.2624 | 915.6028 | 737.1233 | 734.9882 | 1379.4011 | 1633.5356 | 7269.2515 | 7313.7173 | 11846.676 | 12424.568 | 12721.11 | 10129.69 | 11218.972 | 14180.0625 | 13620.166
VIC | V6 | Central North VIC | Solar | 949.6074 | 779.2093 | 761.7222 | 1009.576 | 1074.4592 | 975.9193 | 976.5888 | 937.0684 | 934.9697 | 982.3505 | 963.3925 | 1027.6333 | 1107.9358 | 1072.2479 | 983.2356 | 1015.8265 | 1034.6973 | 1161.9053 | 1253.0844 | 1211.7905 | 1482.0397 | 1413.9437 | 1477.1758 | 1858.9363 | 2036.7238 | 1981.5545 | 2039.2114
SA | S1 | South East SA | Solar | 334.5686 | 253.9289 | 256.2709 | 274.1417 | 277.1204 | 253.8564 | 265.4525 | 268.1277 | 274.5449 | 375.886 | 433.3583 | 392.6101 | 415.9213 | 413.6056 | 368.8508 | 418.5588 | 405.679 | 395.4485 | 345.3358 | 328.1382 | 318.9388 | 329.2521 | 333.8648 | 298.6769 | 333.2457 | 322.3711 | 139.952
SA | S2 | Riverland | Solar | 48.0781 | 40.9386 | 43.3172 | 43.9777 | 45.3976 | 35.6685 | 38.8397 | 2142.0325 | 2248.8659 | 2554.9537 | 2359.1283 | 2243.6203 | 2358.5734 | 7547.0758 | 7010.7173 | 7518.784 | 7681.5486 | 7769.5943 | 8717.325 | 7831.7935 | 7746.3419 | 7960.9931 | 8269.16 | 6929.181 | 7428.952 | 7529.0103 | 7355.8125
SA | S3 | Mid-North SA | Solar | 0 | 0.00010254 | 0.00030525 | 0.00029641 | 0.00046341 | 0.00039645 | 0.00043843 | 0.0016674 | 0.0016628 | 0.0017181 | 2604.615 | 2447.3103 | 2542.3452 | 2632.612 | 2169.3145 | 2340.8984 | 2414.385 | 2373.1035 | 2562.3013 | 2427.0872 | 2414.2932 | 2441.177 | 2548.8088 | 2095.9587 | 2290.2104 | 2349.7957 | 2971.368
SA | S4 | Yorke Peninsula | Solar | 0 | 0 | 0 | 0 | 0 | 0 | 0 | 0 | 0 | 0 | 0 | 0 | 0 | 0 | 0 | 0 | 0 | 0 | 0 | 0 | 0 | 0 | 0 | 0 | 0 | 0 | 0
SA | S5 | Northern SA | Solar | 840.1046 | 630.9174 | 658.3014 | 705.7099 | 706.8525 | 686.5397 | 694.5872 | 690.5138 | 741.0118 | 3844.8497 | 6095.2872 | 6155.236 | 6524.5726 | 6814.4755 | 6033.258 | 6365.5426 | 6397.3604 | 6387.166 | 9551.0468 | 8726.6387 | 9007.8703 | 8703.1778 | 8917.0239 | 7785.1708 | 8425.223 | 8729.666 | 8363.783
SA | S6 | Leigh Creek | Solar | 0 | 0.0001457 | 206.1256 | 219.826 | 381.9499 | 3365.2847 | 3489.1133 | 4366.7856 | 4735.5093 | 4859.2964 | 7049.7876 | 13202.178 | 14556.887 | 16144.226 | 13618.951 | 14499.827 | 14581.352 | 15190.991 | 36438.35 | 33415.246 | 56378.914 | 57724.477 | 60239.773 | 57057.258 | 64792.773 | 69887.28 | 83259.78
SA | S7 | Roxby Downs | Solar | 0 | 0.00013239 | 191.6949 | 201.0819 | 1123.069 | 1089.1554 | 1112.4639 | 1198.334 | 1288.8312 | 1304.2692 | 1258.9965 | 1202.0712 | 1259.5623 | 1278.1245 | 2460.022 | 2589.294 | 5467.202 | 5626.5435 | 7499.7217 | 7086.3477 | 7236.4336 | 7293.8423 | 7553.0396 | 6576.3066 | 6951.3643 | 6954.196 | 6862.275
SA | S8 | Eastern Eyre Peninsula | Solar | 0 | 7.0031e-05 | 0.00014602 | 0.00013819 | 0.0001978 | 0.00015763 | 0.00018353 | 0.00034106 | 0.00032995 | 0.00033999 | 0.00078198 | 0.00076246 | 0.00076335 | 0.0017272 | 0.0014059 | 0.0015512 | 0.0023722 | 0.0022729 | 9707.695 | 9229.812 | 9365.195 | 9300.495 | 9834.239 | 7837.3237 | 8804.01 | 9306.065 | 8643.347
SA | S9 | Western Eyre Peninsula | Solar | 0 | 0.00011789 | 0.00089706 | 0.00086213 | 0.0013602 | 0.001123 | 0.0014078 | 1012.9002 | 1060.0468 | 1529.0131 | 2962.0027 | 3362.4744 | 3626.391 | 6023.3086 | 6937.1377 | 7334.1377 | 7562.1914 | 7645.729 | 8574.2705 | 7795.1055 | 7997.2456 | 8035.9995 | 8224.066 | 6870.335 | 7423.704 | 7692.887 | 7393.5312
TAS | T1 | North East Tasmania | Solar | 0 | 7.6098e-05 | 0.00011455 | 0.00033343 | 337.5704 | 468.1723 | 654.6487 | 1041.1974 | 957.1299 | 1062.6014 | 5842.485 | 10978.606 | 13472.429 | 15096.358 | 14599.983 | 17515.723 | 19682.057 | 19029.674 | 20096.912 | 25757.605 | 27095.086 | 28626.371 | 27568.73 | 32967.617 | 41803.11 | 53190.86 | 51534.258
TAS | T2 | North West Tasmania | Solar | 0 | 4.7359e-05 | 5.2225e-05 | 8.4938e-05 | 0.00017812 | 0.00021394 | 0.0057107 | 216.0337 | 202.7555 | 209.3098 | 226.7247 | 204.4471 | 211.7763 | 207.8677 | 175.7688 | 189.2822 | 193.8986 | 183.1061 | 189.6386 | 209.0977 | 199.4572 | 203.8688 | 201.5989 | 172.8005 | 187.6168 | 188.3998 | 181.0988
TAS | T3 | Central Highlands | Solar | 0 | 5.9901e-05 | 6.9307e-05 | 0.00012108 | 0.00053664 | 0.0033899 | 220.9298 | 229.5219 | 218.9544 | 231.4145 | 237.248 | 217.7888 | 225.3441 | 226.6067 | 189.0893 | 189.3007 | 202.1995 | 193.6159 | 200.8085 | 215.894 | 209.9446 | 214.7783 | 217.8076 | 185.5395 | 186.8975 | 196.1271 | 190.0019
Region | REZ | REZ Name | Technology | 2023-24 | 2024-25 | 2025-26 | 2026-27 | 2027-28 | 2028-29 | 2029-30 | 2030-31 | 2031-32 | 2032-33 | 2033-34 | 2034-35 | 2035-36 | 2036-37 | 2037-38 | 2038-39 | 2039-40 | 2040-41 | 2041-42 | 2042-43 | 2043-44 | 2044-45 | 2045-46 | 2046-47 | 2047-48 | 2048-49 | 2049-50
QLD | Q1 | Far North QLD | Wind | 1301.2634 | 3589.3915 | 4004.1131 | 6510.1392 | 9058.2185 | 8575.9194 | 13472.5622 | 17319.3027 | 17529.0552 | 17735.494 | 15219.6879 | 27238.1631 | 37425.2681 | 45618.5396 | 52669.0748 | 60653.1138 | 61453.3058 | 60586.7913 | 62098.867 | 52939.8411 | 54910.3439 | 63671.441 | 68137.8102 | 121777.6645 | 132264.7955 | 136008.952 | 131919.1364
QLD | Q2 | North Qld Clean Energy Hub | Wind | 132.1624 | 2514.9135 | 8603.9191 | 11368.7781 | 14906.865 | 17445.0527 | 17090.5344 | 16357.3952 | 16890.8781 | 16053.5813 | 14321.0911 | 15732.7703 | 16184.2638 | 16343.5694 | 16607.2185 | 16231.3765 | 15922.4041 | 16215.9519 | 15400.2958 | 13807.1004 | 15322.2585 | 18474.5468 | 18631.7716 | 18631.8132 | 18516.3265 | 18363.3222 | 18607.3843
QLD | Q3 | Northern Qld | Wind | 0 | 0 | 0 | 0 | 0 | 0 | 0 | 0 | 0 | 0 | 0 | 0 | 0 | 0 | 0 | 0 | 0 | 0 | 0 | 0 | 0 | 0 | 0 | 0 | 0 | 0 | 0
QLD | Q4 | Isaac | Wind | 0 | 219.9998 | 334.1499 | 308.0674 | 346.9035 | 329.1091 | 333.2155 | 338.7455 | 348.5119 | 325.9242 | 313.3435 | 304.8615 | 289.2319 | 331.1121 | 2579.2652 | 2572.9634 | 2724.7433 | 2772.9145 | 2599.2405 | 2466.3718 | 2461.8227 | 2341.0693 | 2640.9481 | 2657.2326 | 2709.4534 | 2880.5679 | 10450.0378
QLD | Q5 | Barcaldine | Wind | 0 | 0.0031971 | 0.0033911 | 0.0044728 | 0.0047789 | 0.0042114 | 0.0043183 | 0.0041528 | 0.0045002 | 82.6329 | 172.5942 | 246.0355 | 244.3867 | 253.7639 | 219.3886 | 218.0569 | 226.9488 | 242.8416 | 250.8894 | 233.8952 | 246.5998 | 248.1666 | 251.8213 | 211.6959 | 215.3002 | 225.0728 | 237.9093
QLD | Q6 | Fitzroy | Wind | 0 | 2492.3934 | 2719.1612 | 2629.7123 | 2903.2349 | 2852.6293 | 2931.0663 | 2873.2393 | 2872.5622 | 2737.475 | 2657.6603 | 2618.6864 | 2557.1029 | 2816.8188 | 7840.2429 | 7811.1973 | 7857.161 | 7574.1158 | 7474.9008 | 7043.2075 | 7182.469 | 6923.815 | 7361.6696 | 9574.5032 | 9715.2051 | 9804.139 | 9423.9324
QLD | Q7 | Wide Bay | Wind | 0 | 0.00065525 | 690.7276 | 673.6709 | 688.8313 | 747.9457 | 744.1103 | 712.6819 | 638.033 | 695.0509 | 662.7047 | 648.0491 | 640.6754 | 656.4488 | 707.7558 | 708.3579 | 701.9617 | 620.1942 | 680.8949 | 643.6917 | 640.43 | 637.4763 | 641.9445 | 2618.519 | 2714.5649 | 2769.9261 | 2526.3617
QLD | Q8 | Darling Downs | Wind | 2606.4314 | 9082.8106 | 9516.6102 | 9530.7874 | 10440.4763 | 10161.8578 | 13316.548 | 14258.1042 | 16110.1847 | 18955.2932 | 27849.629 | 40278.0325 | 40510.0765 | 44713.9946 | 43990.9171 | 42826.1695 | 44740.4424 | 42658.2674 | 52368.7108 | 88449.2762 | 93246.3309 | 97582.6482 | 133761.9853 | 134153.5829 | 130860.8256 | 140872.5312 | 133655.2822
QLD | Q9 | Banana | Wind | 0 | 0.00093769 | 0.010898 | 0.010781 | 164.1323 | 341.5996 | 336.4674 | 339.4411 | 328.6894 | 330.4695 | 313.3414 | 2137.251 | 2183.486 | 2302.9643 | 2324.7209 | 2250.6462 | 2332.3267 | 2244.2286 | 2253.5652 | 2119.7966 | 2118.0334 | 2168.5994 | 2266.9167 | 2224.5807 | 2208.062 | 2295.4676 | 2223.0278
NSW | N1 | North West NSW | Wind | 0 | 0 | 0 | 0 | 0 | 0 | 0 | 0 | 0 | 0 | 0 | 0 | 0 | 0 | 0 | 0 | 0 | 0 | 0 | 0 | 0 | 0 | 0 | 0 | 0 | 0 | 0
NSW | N2 | New England | Wind | 1497.8147 | 1682.7598 | 1772.2531 | 1854.4479 | 11753.8479 | 12898.5687 | 12173.338 | 12169.6617 | 11706.6562 | 18008.75 | 17023.0232 | 17277.3625 | 18306.5893 | 18189.06 | 21135.0644 | 19402.759 | 19621.4287 | 18382.4582 | 19715.7281 | 18540.3495 | 18729.675 | 19587.392 | 19233.092 | 21213.029 | 19940.6293 | 19957.266 | 18151.79
NSW | N3 | Central-West Orana | Wind | 382.8379 | 12289.805 | 11893.687 | 17417.3241 | 18089.1921 | 18716.0772 | 19226.0039 | 21073.6181 | 20364.796 | 20801.1205 | 20724.02 | 20712.7655 | 21671.3182 | 25040.5018 | 25322.7883 | 25140.0681 | 24411.5628 | 25974.9935 | 35290.9467 | 34774.2506 | 34762.1856 | 35952.329 | 38463.3792 | 46916.748 | 46651.2661 | 45128.579 | 43107.45
NSW | N4 | Broken Hill | Wind | 634.1202 | 514.9074 | 550.7045 | 597.9008 | 633.0569 | 586.3127 | 606.8878 | 604.0279 | 620.2003 | 567.0556 | 541.8081 | 532.9153 | 580.504 | 583.0662 | 547.9313 | 565.091 | 568.3838 | 594.0617 | 571.1731 | 546.0008 | 0.045249 | 0.050139 | 0.049361 | 477.8931 | 485.5523 | 470.9467 | 508.1293
NSW | N5 | South West NSW | Wind | 0 | 6.9098e-05 | 0.00064825 | 0.00061704 | 0.00062926 | 0.00057011 | 0.00061756 | 0.00056022 | 0.00058423 | 0.00057288 | 0.00074922 | 0.00066804 | 0.0007779 | 0.00095598 | 0.00086052 | 0.00092181 | 0.00089411 | 0.0013871 | 0.0016141 | 0.0016461 | 0.001469 | 0.0016243 | 0.0018996 | 0.0020558 | 0.0029334 | 0.0028156 | 0.0028894
NSW | N6 | Wagga Wagga | Wind | 0 | 0.00038073 | 0.0003575 | 0.00036332 | 0.00040636 | 0.00036386 | 0.00044539 | 0.00040883 | 0.00041447 | 0.00042427 | 0.00051126 | 0.0004456 | 0.00048048 | 0.00069054 | 0.00060767 | 0.00070105 | 0.00069741 | 0.0011297 | 0.001101 | 0.0011698 | 0.001009 | 0.0010955 | 0.0014616 | 0.0013691 | 0.0020442 | 0.0019972 | 0.0020386
NSW | N7 | Tumut | Wind | 0 | 0 | 0 | 0 | 0 | 0 | 0 | 0 | 0 | 0 | 0 | 0 | 0 | 0 | 0 | 0 | 0 | 0 | 0 | 0 | 0 | 0 | 0 | 0 | 0 | 0 | 0
NSW | N8 | Cooma-Monaro | Wind | 327.4175 | 2483.3018 | 2500.358 | 2588.1064 | 2639.5628 | 2549.6459 | 2595.0553 | 2734.5984 | 2729.6529 | 2505.007 | 2593.9064 | 2572.6931 | 2716.1268 | 2624.6135 | 3263.9414 | 5201.423 | 5495.2347 | 5395.6337 | 5032.4792 | 5227.5564 | 5111.5731 | 5376.5605 | 5212.3302 | 9099.8897 | 9343.8184 | 9761.5258 | 9548.4998
VIC | V1 | Ovens Murray | Wind | 0 | 0 | 0 | 0 | 0 | 0 | 0 | 0 | 0 | 0 | 0 | 0 | 0 | 0 | 0 | 0 | 0 | 0 | 0 | 0 | 0 | 0 | 0 | 0 | 0 | 0 | 0
VIC | V2 | Murray River | Wind | 0 | 0 | 0 | 0 | 0 | 0 | 0 | 0 | 0 | 0 | 0 | 0 | 0 | 0 | 0 | 0 | 0 | 0 | 0 | 0 | 0 | 0 | 0 | 0 | 0 | 0 | 0
VIC | V3 | Western Victoria | Wind | 3828.8182 | 3358.4985 | 3516.6722 | 3545.8814 | 7154.4797 | 6322.5727 | 6756.488 | 7008.6845 | 7791.7372 | 7176.4979 | 7169.212 | 6391.3411 | 6924.7566 | 7239.9186 | 7476.3907 | 7728.5006 | 7391.1029 | 8292.8727 | 7391.1111 | 7426.5107 | 6710.8299 | 6379.6747 | 6724.6025 | 7744.785 | 8743.7875 | 8062.4878 | 7999.4623
VIC | V4 | South West Victoria | Wind | 5854.6585 | 10152.0492 | 11223.2444 | 13656.6221 | 14675.9036 | 15791.9865 | 17019.7675 | 16587.416 | 18886.5863 | 16700.7403 | 20489.7548 | 20170.2495 | 20916.4335 | 23664.22 | 23059.5489 | 31451.6069 | 29766.3916 | 35239.9312 | 31429.59 | 38582.3372 | 43314.3176 | 44290.4812 | 46072.8703 | 42801.3112 | 53410.9425 | 49621.7877 | 55148.8977
VIC | V5 | Gippsland | Wind | 0 | 2237.0621 | 2281.5699 | 2597.0378 | 4958.3982 | 5600.7785 | 5962.1823 | 5759.2617 | 6594.61 | 5929.932 | 6064.7752 | 5896.5928 | 6094.2078 | 6063.0184 | 5774.4742 | 5939.1804 | 5770.0943 | 6526.2357 | 5904.3915 | 5968.5562 | 5599.6464 | 5785.831 | 5846.8704 | 8521.7576 | 14806.5582 | 13981.9262 | 15762.8404
VIC | V6 | Central North VIC | Wind | 0 | 0.0013663 | 0.0013094 | 581.4096 | 633.5026 | 1027.2325 | 998.5813 | 996.7222 | 1048.156 | 1057.0993 | 1031.4867 | 939.3524 | 1036.9875 | 1556.9717 | 1492.3803 | 1446.808 | 1852.7472 | 2030.7042 | 2174.8099 | 2143.2082 | 1931.4522 | 2138.9136 | 2680.5377 | 2817.5345 | 3445.2855 | 3673.3319 | 3777.6145
SA | S1 | South East SA | Wind | 743.4778 | 1298.0563 | 1293.0379 | 1489.9631 | 1486.0998 | 1454.9754 | 1657.6375 | 2714.5994 | 3269.0741 | 2917.8265 | 3050.3676 | 2774.2952 | 2969.5124 | 3669.7197 | 3340.9754 | 5826.7234 | 5354.8257 | 10243.4082 | 9300.6253 | 11212.2902 | 10529.613 | 11248.71 | 11525.4332 | 10336.5298 | 11624.638 | 10511.0805 | 14541.2497
SA | S2 | Riverland | Wind | 0 | 0.00037842 | 0.00035964 | 0.00053475 | 0.00049633 | 0.00045348 | 0.0004875 | 0.00060133 | 0.00064408 | 0.00057583 | 0.00083607 | 0.0007431 | 0.0012373 | 0.001228 | 0.001105 | 0.0012664 | 0.0015493 | 0.0016695 | 0.0018378 | 0.0039986 | 0.0037471 | 0.0043456 | 0.0041697 | 0.0038189 | 0.0056621 | 0.0053968 | 0.0056926
SA | S3 | Mid-North SA | Wind | 4144.0885 | 3786.1376 | 3615.0619 | 4276.8174 | 4273.0972 | 7521.5933 | 7681.2722 | 7620.5268 | 8147.9975 | 7746.2295 | 11967.1941 | 10711.7023 | 13747.7302 | 15953.6429 | 16276.7141 | 16857.2175 | 15225.3527 | 16594.9971 | 15755.7933 | 15869.0175 | 14072.0592 | 15923.4724 | 15102.6472 | 14562.6519 | 17336.0583 | 16188.7152 | 17330.4992
SA | S4 | Yorke Peninsula | Wind | 244.7116 | 951.6105 | 904.3849 | 1381.055 | 1434.3792 | 1348.6126 | 1342.2245 | 1268.7921 | 1470.747 | 1307.7456 | 1399.9268 | 1242.3054 | 1380.3211 | 4152.4366 | 3785.141 | 3960.3869 | 3664.6846 | 4153.3951 | 3795.9674 | 3875.318 | 8141.8993 | 8903.0492 | 9181.1045 | 8381.8271 | 9147.3389 | 8365.3519 | 25513.7187
SA | S5 | Northern SA | Wind | 1301.27 | 1167.1235 | 1180.469 | 1317.1098 | 1339.755 | 1207.5167 | 1237.1797 | 1271.4611 | 1315.4847 | 1196.215 | 1246.4506 | 1199.0882 | 1311.967 | 1322.021 | 1198.8883 | 1239.1963 | 1258.8921 | 1265.8428 | 1196.4011 | 1200.1593 | 1193.8393 | 1288.9585 | 604.163 | 483.0355 | 485.6703 | 500.0867 | 532.855
SA | S6 | Leigh Creek | Wind | 0 | 1079.5395 | 1046.7373 | 1414.4361 | 1315.164 | 7520.3987 | 7586.3818 | 7344.4893 | 7203.2454 | 7520.6709 | 7311.3425 | 6925.2202 | 7454.3532 | 7298.2827 | 20441.6679 | 23098.7061 | 22436.2636 | 21662.312 | 37502.4219 | 35857.0115 | 34793.6684 | 36610.9439 | 36194.4785 | 54290.7701 | 57227.2154 | 55022.4576 | 52711.7157
SA | S7 | Roxby Downs | Wind | 0 | 0 | 0 | 0 | 0 | 0 | 0 | 0 | 0 | 0 | 0 | 0 | 0 | 0 | 0 | 0 | 0 | 0 | 0 | 0 | 0 | 0 | 0 | 0 | 0 | 0 | 0
SA | S8 | Eastern Eyre Peninsula | Wind | 316.7992 | 263.9215 | 272.6767 | 1293.5757 | 1305.8544 | 1345.753 | 1538.3017 | 3049.4569 | 3371.4491 | 3100.8964 | 3236.3731 | 2867.0511 | 7174.6387 | 7251.134 | 6542.243 | 6863.2579 | 6586.837 | 7206.4898 | 8032.5138 | 8967.3259 | 8177.9744 | 9278.2694 | 9384.5454 | 8502.5618 | 19646.5183 | 24621.9092 | 26684.5285
SA | S9 | Western Eyre Peninsula | Wind | 0 | 1155.9329 | 1090.2487 | 3225.2455 | 3271.1419 | 3075.86 | 3128.1509 | 3023.2766 | 3413.1303 | 3033.8573 | 4490.5426 | 4008.0886 | 4564.2272 | 4626.2484 | 4294.5747 | 4349.5166 | 4198.645 | 6181.4379 | 5668.5154 | 10906.2965 | 11695.1246 | 13019.7711 | 13165.5187 | 12202.0384 | 12431.5152 | 11837.4389 | 16253.9804
TAS | T1 | North East Tasmania | Wind | 500.7797 | 462.9083 | 540.7591 | 503.8614 | 988.6925 | 899.2234 | 832.0806 | 789.9728 | 864.1452 | 1845.593 | 4308.4587 | 4439.07 | 4165.902 | 5564.8373 | 4896.1935 | 4708.9573 | 4678.911 | 9706.952 | 13647.8812 | 13713.0122 | 19846.9811 | 18205.1984 | 19872.4556 | 31833.075 | 38259.2896 | 46878.9796 | 49233.561
TAS | T2 | North West Tasmania | Wind | 877.2255 | 791.224 | 860.374 | 911.3122 | 919.0367 | 1256.8143 | 3463.9029 | 3283.514 | 5461.0944 | 5345.2013 | 4754.3375 | 4658.5509 | 4965.0732 | 5591.687 | 18899.2781 | 18533.6172 | 17922.594 | 21683.1941 | 20994.8363 | 18981.7228 | 19374.8617 | 20177.1938 | 20852.4572 | 24438.9711 | 23892.539 | 23019.6592 | 25716.5353
TAS | T3 | Central Highlands | Wind | 491.2284 | 7400.5964 | 9192.0094 | 10237.7441 | 18914.3301 | 20153.1094 | 24230.0825 | 24852.2553 | 32333.9095 | 32916.326 | 31919.0119 | 45019.6234 | 46822.0526 | 53933.976 | 52170.2612 | 49527.5988 | 49295.7176 | 53982.8432 | 52540.9915 | 48265.2065 | 50709.3635 | 50628.3055 | 52462.164 | 50630.819 | 47774.7337 | 47298.2228 | 51831.3134
Region | REZ | REZ Name | Technology | 2023-24 | 2024-25 | 2025-26 | 2026-27 | 2027-28 | 2028-29 | 2029-30 | 2030-31 | 2031-32 | 2032-33 | 2033-34 | 2034-35 | 2035-36 | 2036-37 | 2037-38 | 2038-39 | 2039-40 | 2040-41 | 2041-42 | 2042-43 | 2043-44 | 2044-45 | 2045-46 | 2046-47 | 2047-48 | 2048-49 | 2049-50
NSW | O1 | Hunter Coast | Offshore Wind | 0 | 0 | 0 | 3.619e-05 | 3.5357e-05 | 5.1748e-05 | 4.5293e-05 | 4.8327e-05 | 4.4199e-05 | 4.5596e-05 | 5.7323e-05 | 6.0904e-05 | 6.9292e-05 | 7.3263e-05 | 8.7615e-05 | 7.5244e-05 | 9.7417e-05 | 9.5618e-05 | 0.00010328 | 0.00012818 | 0.000135 | 0.00014021 | 0.00014242 | 0.00017986 | 0.00015663 | 0.00017832 | 0.00016489
NSW | O2 | Illawarra Coast | Offshore Wind | 0 | 0 | 0 | 3.4497e-05 | 3.2731e-05 | 4.7548e-05 | 4.3806e-05 | 5.1858e-05 | 4.9505e-05 | 4.8092e-05 | 6.0204e-05 | 5.8985e-05 | 6.6861e-05 | 6.6971e-05 | 8.3364e-05 | 7.5592e-05 | 0.00010172 | 0.00010726 | 0.00010564 | 0.00013288 | 0.00012817 | 0.00013277 | 0.00012896 | 0.00017341 | 0.00015895 | 0.00018855 | 0.00018465
VIC | O3 | Gippsland Coast | Offshore Wind | 0 | 0 | 0 | 3.751e-05 | 3.7507e-05 | 4.5321e-05 | 4.5666e-05 | 4.6873e-05 | 5.6976e-05 | 5.2281e-05 | 6.3974e-05 | 6.8921e-05 | 6.6042e-05 | 7.4535e-05 | 8.866e-05 | 9.7996e-05 | 0.00010331 | 0.00014008 | 0.00012762 | 0.00013943 | 0.00014984 | 0.00014123 | 0.00014825 | 0.00018466 | 0.00023036 | 0.00021953 | 0.00027707
TAS | O4 | North West Tasmania Coast | Offshore Wind | 0 | 0 | 0 | 2.8668e-05 | 3.4091e-05 | 3.6709e-05 | 4.3123e-05 | 4.016e-05 | 5.1105e-05 | 4.822e-05 | 5.648e-05 | 5.9329e-05 | 6.3524e-05 | 7.1821e-05 | 7.5417e-05 | 9.2266e-05 | 9.191e-05 | 0.00011784 | 0.00010877 | 0.00011723 | 0.00013037 | 0.00013118 | 0.0001415 | 0.00016695 | 0.00020308 | 0.00019259 | 0.00025317
VIC | O5 | Portland Coast | Offshore Wind | 0 | 0 | 0 | 3.1675e-05 | 3.3277e-05 | 3.5245e-05 | 4.2546e-05 | 4.6416e-05 | 5.221e-05 | 4.7083e-05 | 5.7624e-05 | 6.2545e-05 | 6.0113e-05 | 7.3359e-05 | 7.2757e-05 | 9.3629e-05 | 0.00010252 | 0.00012097 | 0.00010825 | 0.00011923 | 0.00012821 | 0.00012082 | 0.00014546 | 0.00014501 | 0.00024077 | 0.00022768 | 0.00025377
SA | O6 | South East SA Coast | Offshore Wind | 0 | 0 | 0 | 2.6629e-05 | 3.038e-05 | 3.1099e-05 | 3.9858e-05 | 3.9778e-05 | 4.9651e-05 | 4.2753e-05 | 5.5259e-05 | 5.2315e-05 | 5.8044e-05 | 6.779e-05 | 6.6997e-05 | 7.9818e-05 | 8.8684e-05 | 0.0001107 | 9.8785e-05 | 0.00012032 | 0.00012713 | 0.0001303 | 0.00013389 | 0.00013707 | 0.00017607 | 0.00016873 | 0.00020764

## Option 5A_REZ Capacity
Capacity by REZ (MW) - Option 5A, Hydrogen Superpower Scenario
Capacity calculated on 1 July. In early study years some wind and solar projects enter later in the financial year and are therefore reflected in the following financial year's capacity.
Note: the REZ capacity includes capacity from the existing, committed and anticipated renewables mapped to the relevant REZs
Explicitly modelled generation
Region | REZ | REZ Name | Technology | 2023-24 | 2024-25 | 2025-26 | 2026-27 | 2027-28 | 2028-29 | 2029-30 | 2030-31 | 2031-32 | 2032-33 | 2033-34 | 2034-35 | 2035-36 | 2036-37 | 2037-38 | 2038-39 | 2039-40 | 2040-41 | 2041-42 | 2042-43 | 2043-44 | 2044-45 | 2045-46 | 2046-47 | 2047-48 | 2048-49 | 2049-50
QLD | Q1 | Far North QLD | Solar | 0 | 0 | 0.00011292 | 0.0013329 | 0.0013332 | 426.665 | 426.665 | 949.0934 | 949.0934 | 949.0934 | 949.0934 | 1100 | 1100 | 1100 | 1100 | 1100 | 1100 | 1100 | 1100 | 1100 | 1100 | 1100 | 1100 | 3465.6323 | 3465.6323 | 3465.6323 | 3465.6323
QLD | Q2 | North Qld Clean Energy Hub | Solar | 83 | 83 | 83.0008 | 83.0008 | 862.1755 | 2810.9387 | 2810.9387 | 2810.9387 | 2810.9387 | 2810.9387 | 2810.9387 | 2810.9387 | 2810.9387 | 3505.77 | 3568.9941 | 3568.9941 | 3568.9941 | 3568.9941 | 3568.9941 | 3568.9941 | 3568.9941 | 3568.9941 | 4475.0625 | 6682.938 | 6682.938 | 6664.938 | 6664.938
QLD | Q3 | Northern Qld | Solar | 513.997 | 513.997 | 513.9972 | 513.9979 | 513.9979 | 513.9979 | 513.9979 | 513.9979 | 513.9979 | 513.9979 | 513.9998 | 3913.997 | 3913.997 | 3913.997 | 3913.997 | 3913.997 | 3913.997 | 3913.997 | 3913.997 | 3770.997 | 3642.997 | 3642.997 | 3642.997 | 3642.997 | 3532.597 | 3532.597 | 3400
QLD | Q4 | Isaac | Solar | 684.9 | 684.9 | 684.9002 | 684.9005 | 684.9005 | 684.9005 | 684.9006 | 684.9006 | 684.9006 | 684.9007 | 684.9011 | 684.9018 | 1008.2046 | 1994.5241 | 5879.8663 | 5879.8663 | 5879.8663 | 5879.8663 | 6731.8253 | 6885.8233 | 6885.8233 | 7409.61 | 7542.4 | 7542.4 | 7542.4 | 7083.5 | 6926
QLD | Q5 | Barcaldine | Solar | 14 | 14 | 87.3589 | 87.3589 | 87.3589 | 87.3589 | 87.3589 | 87.3589 | 87.3589 | 87.3589 | 87.3589 | 87.3589 | 87.3589 | 87.3589 | 87.3589 | 87.3589 | 87.3589 | 87.3589 | 87.3589 | 87.3589 | 73.3589 | 73.3589 | 78.222 | 91.7903 | 91.7903 | 91.7903 | 91.7903
QLD | Q6 | Fitzroy | Solar | 401.5 | 401.5 | 401.5007 | 808.4239 | 808.4239 | 808.4239 | 1396.1602 | 1396.1602 | 1396.1602 | 2441.1799 | 6610.9927 | 7934.5 | 7934.5 | 7934.5 | 7934.5 | 7934.5 | 7934.5 | 7934.5 | 7934.5 | 7934.5 | 7934.5 | 7934.5 | 7934.5 | 10068.226 | 10068.226 | 10068.226 | 24432.064
QLD | Q7 | Wide Bay | Solar | 619.03 | 619.03 | 619.0302 | 619.0316 | 619.0316 | 696.5813 | 696.5813 | 696.5813 | 2059.489 | 2819.03 | 2819.03 | 2819.03 | 2819.03 | 2819.03 | 2819.03 | 2819.03 | 2819.03 | 4425.4568 | 7214.3503 | 12980.432 | 12980.432 | 14059.321 | 17991.352 | 19342.468 | 19119.968 | 19119.968 | 35148.4
QLD | Q8 | Darling Downs | Solar | 1330.558 | 1476.558 | 1476.5587 | 1476.5621 | 1476.5621 | 2862.9345 | 3174.4447 | 4782.4027 | 4782.4027 | 4782.4027 | 6931.0643 | 8468.558 | 8468.558 | 8347.558 | 8347.558 | 8347.558 | 8347.558 | 11145.593 | 11145.593 | 21681.095 | 26689.418 | 34179.724 | 37556.471 | 37307.117 | 36907.117 | 36872.617 | 51033.004
QLD | Q9 | Banana | Solar | 0 | 0 | 153.7314 | 153.7314 | 153.7314 | 153.7314 | 153.7314 | 153.7314 | 153.7315 | 153.7315 | 153.7315 | 6096.928 | 6100 | 6100 | 6100 | 6100 | 6100 | 6100 | 6100 | 6100 | 6100 | 6100 | 6100 | 6100 | 6100 | 6100 | 6100
NSW | N1 | North West NSW | Solar | 166 | 166 | 166.0003 | 166.0003 | 182.3256 | 214.5403 | 214.5403 | 214.5403 | 214.5403 | 214.5403 | 214.5403 | 230.433 | 230.433 | 543.4334 | 1323.4978 | 1323.4978 | 1323.4978 | 2373.3933 | 2373.3933 | 3624.8528 | 3736.7622 | 3736.7622 | 3736.7622 | 4225.991 | 4225.991 | 4225.991 | 4627.7793
NSW | N2 | New England | Solar | 555 | 555 | 555 | 555 | 764.8597 | 1878.145 | 1878.145 | 1878.1451 | 2527.0007 | 2527.0007 | 3283.5977 | 3540 | 3540 | 3540 | 3540 | 3540 | 3540 | 3540 | 3540 | 3540 | 3520 | 3520 | 3520 | 3520 | 3520 | 3520 | 3520
NSW | N3 | Central-West Orana | Solar | 826.979 | 906.9793 | 2300.3503 | 3894.5937 | 4693.3733 | 5164.5225 | 5164.5225 | 7756.979 | 7756.979 | 7756.979 | 7756.979 | 7756.979 | 7756.979 | 8319.561 | 11778.033 | 11778.033 | 11778.033 | 12588.415 | 12588.415 | 12847.411 | 14712.183 | 14712.183 | 14712.183 | 18398.692 | 18398.692 | 18348.692 | 18145.652
NSW | N4 | Broken Hill | Solar | 53 | 53 | 53 | 53 | 53.0003 | 53.0004 | 53.0009 | 53.0013 | 53.0013 | 53.0013 | 53.0013 | 180.6099 | 180.6099 | 199.8986 | 258.0397 | 258.0397 | 258.0397 | 258.0397 | 258.0397 | 258.0397 | 309.1213 | 309.1213 | 309.1213 | 309.1213 | 309.1213 | 309.1213 | 309.1213
NSW | N5 | South West NSW | Solar | 1246.4 | 1500.5 | 1501.1614 | 1501.1614 | 1501.1614 | 1582.4612 | 1582.4612 | 1777.9648 | 1777.9648 | 3780.5396 | 3780.5396 | 4343.5679 | 4343.5679 | 4496.7966 | 4763.6396 | 4613.3396 | 4613.3396 | 4613.3396 | 4619.1512 | 4619.1512 | 4619.1512 | 4619.1512 | 4619.1512 | 4732.3157 | 4732.3157 | 4732.3157 | 4457.2485
NSW | N6 | Wagga Wagga | Solar | 302.672 | 682.672 | 682.6721 | 682.6722 | 682.6761 | 1710.672 | 1710.672 | 1710.672 | 1710.672 | 1710.672 | 1710.672 | 1710.672 | 1710.672 | 1710.672 | 1710.672 | 1710.672 | 1710.672 | 1710.672 | 1710.672 | 1710.672 | 1710.672 | 1710.672 | 1710.672 | 1710.672 | 1710.672 | 1710.672 | 1710.672
NSW | N7 | Tumut | Solar | 0 | 0 | 0 | 0 | 0 | 0 | 0 | 0 | 0 | 0 | 0 | 0 | 0 | 0 | 0 | 0 | 0 | 0 | 0 | 0 | 0 | 0 | 0 | 0 | 0 | 0 | 0
NSW | N8 | Cooma-Monaro | Solar | 0 | 0 | 0 | 0 | 0 | 0 | 0 | 0 | 0 | 0 | 0 | 0 | 0 | 0 | 0 | 0 | 0 | 0 | 0 | 0 | 0 | 0 | 0 | 0 | 0 | 0 | 0
VIC | V1 | Ovens Murray | Solar | 0 | 0 | 0.00010105 | 0.00093385 | 377.5687 | 377.5687 | 377.5687 | 377.5687 | 377.5687 | 377.5687 | 377.5687 | 377.5687 | 377.5687 | 564.9147 | 804.3199 | 804.3199 | 804.3199 | 879.6999 | 1000 | 1000 | 1000 | 1000 | 1000 | 1000 | 1000 | 1000 | 1000
VIC | V2 | Murray River | Solar | 679.093 | 679.093 | 679.093 | 679.093 | 679.093 | 679.0931 | 679.0931 | 2470.072 | 2470.072 | 2494.0488 | 2494.0488 | 2771.7453 | 2771.7453 | 2771.7453 | 2908.3923 | 2908.3923 | 2908.3923 | 2908.3923 | 2908.3923 | 2908.3923 | 2932.5867 | 2932.5867 | 2901.4837 | 3086.0488 | 3086.0488 | 3011.0288 | 2931.138
VIC | V3 | Western Victoria | Solar | 0 | 0 | 0 | 0.00052737 | 400 | 400 | 400 | 400 | 400 | 403.6407 | 403.6407 | 1191.7593 | 1191.7593 | 1259.1403 | 1472.9122 | 1472.9125 | 1502.637 | 1502.639 | 2085.3896 | 2085.3896 | 2085.3896 | 2085.3896 | 2085.3896 | 2085.3896 | 2125.0098 | 2125.0103 | 2125.0103
VIC | V4 | South West Victoria | Solar | 0 | 0 | 0 | 0 | 0 | 0 | 0 | 0 | 0 | 0 | 0 | 0 | 0 | 0 | 0 | 0 | 0 | 0 | 0 | 0 | 0 | 0 | 0 | 0 | 0 | 0 | 0
VIC | V5 | Gippsland | Solar | 0 | 0 | 0.00010818 | 154.5688 | 205.9526 | 205.9526 | 205.9526 | 205.9526 | 205.9526 | 205.9526 | 500 | 500 | 500 | 500 | 500 | 500 | 824.6404 | 1041.7656 | 4360.6113 | 4360.6113 | 7046.1855 | 7046.1855 | 7046.1855 | 7046.1855 | 7619.742 | 8737.444 | 9064.309
VIC | V6 | Central North VIC | Solar | 402.48 | 402.48 | 402.4801 | 555.6729 | 555.673 | 555.673 | 555.673 | 555.673 | 555.673 | 555.673 | 555.673 | 630.3262 | 630.3262 | 630.3262 | 630.3262 | 630.3262 | 630.3262 | 706.783 | 706.832 | 706.832 | 963.9245 | 853.4445 | 853.4445 | 1315.9439 | 1315.9439 | 1315.9439 | 1358.4496
SA | S1 | South East SA | Solar | 155.16 | 155.16 | 155.1601 | 155.1601 | 155.1602 | 155.1602 | 155.1603 | 155.1604 | 155.1604 | 210.0562 | 255.16 | 255.16 | 255.16 | 255.16 | 255.16 | 255.16 | 255.16 | 255.16 | 208 | 208 | 208 | 208 | 208 | 208 | 208 | 208 | 100
SA | S2 | Riverland | Solar | 25.26 | 25.26 | 25.2608 | 25.2608 | 25.2621 | 25.2621 | 25.2663 | 1165.0813 | 1158.9613 | 1233.0259 | 1233.0259 | 1280.6031 | 1280.6031 | 3518.2228 | 4019.14 | 4019.14 | 4019.14 | 4019.14 | 4007.38 | 4007.38 | 4007.38 | 4007.38 | 4000 | 4000 | 4000 | 4000 | 4000
SA | S3 | Mid-North SA | Solar | 0 | 0 | 0.00018414 | 0.00018442 | 0.00027661 | 0.00028657 | 0.00029621 | 0.0011214 | 0.0011216 | 0.0011269 | 1300 | 1300 | 1300 | 1300 | 1300 | 1300 | 1300 | 1300 | 1300 | 1300 | 1300 | 1300 | 1300 | 1300 | 1300 | 1300 | 1703.0454
SA | S4 | Yorke Peninsula | Solar | 0 | 0 | 0 | 0 | 0 | 0 | 0 | 0 | 0 | 0 | 0 | 0 | 0 | 0 | 0 | 0 | 0 | 0 | 0 | 0 | 0 | 0 | 0 | 0 | 0 | 0 | 0
SA | S5 | Northern SA | Solar | 349.2 | 349.2 | 349.2002 | 349.2002 | 349.2003 | 349.2005 | 349.2005 | 349.2132 | 349.2132 | 1795.2479 | 2877.8755 | 3110.4156 | 3110.4156 | 3213.5926 | 3249.2 | 3249.2 | 3249.2 | 3249.2 | 4323.1077 | 4323.1077 | 4441.6211 | 4171.6211 | 4171.6211 | 4241.1546 | 4260.0537 | 4413.8203 | 4413.8203
SA | S6 | Leigh Creek | Solar | 0 | 0 | 101.291 | 101.291 | 175.2036 | 1669.4406 | 1669.4406 | 2082.3787 | 2082.3787 | 2082.3787 | 3221.6582 | 5967.67 | 6158.1523 | 6500 | 6500 | 6500 | 6500 | 6500 | 14821.32 | 14839.591 | 23812.613 | 23812.613 | 23812.613 | 26481.295 | 27973.89 | 30076.514 | 34891.184
SA | S7 | Roxby Downs | Solar | 0 | 0 | 91.7227 | 91.7227 | 510.4241 | 569.1717 | 569.1717 | 615.171 | 615.171 | 615.171 | 626.3922 | 638.821 | 638.821 | 638.821 | 1348.2277 | 1348.2277 | 2684.1943 | 2684.1943 | 3308.1199 | 3400 | 3400 | 3400 | 3400 | 3400 | 3400 | 3400 | 3400
SA | S8 | Eastern Eyre Peninsula | Solar | 0 | 0 | 0 | 0 | 0.00012387 | 0.00012426 | 0.00013357 | 0.00024065 | 0.00024077 | 0.00024293 | 0.0005357 | 0.00053693 | 0.00053713 | 0.001125 | 0.0011256 | 0.001127 | 0.0016412 | 0.0016414 | 5000 | 5000 | 5000 | 5000 | 5000 | 5000 | 5000 | 5000 | 5000
SA | S9 | Western Eyre Peninsula | Solar | 0 | 0 | 0.00048708 | 0.00048731 | 0.00075348 | 0.00075469 | 0.00088272 | 556.9699 | 556.9699 | 768.2891 | 1506.0487 | 1853.0923 | 1853.0923 | 2955.1409 | 4000 | 4000 | 4000 | 4000 | 4000 | 4000 | 4000 | 4000 | 4000 | 4000 | 4000 | 4000 | 4000
TAS | T1 | North East Tasmania | Solar | 0 | 0 | 0 | 0.0001983 | 184.5776 | 300 | 407.3923 | 641.405 | 641.405 | 658.0303 | 3362.833 | 6339.817 | 7299.4736 | 8441.914 | 9489.135 | 10818.941 | 11862.19 | 12154.631 | 12154.631 | 14856.383 | 15559.515 | 15559.515 | 15559.515 | 21208.078 | 25446.363 | 31857.475 | 33067.23
TAS | T2 | North West Tasmania | Solar | 0 | 0 | 0 | 0 | 0.00012833 | 0.00018117 | 0.0042043 | 150 | 150 | 150 | 150 | 150 | 150 | 150 | 150 | 150 | 150 | 150 | 150 | 150 | 150 | 150 | 150 | 150 | 150 | 150 | 150
TAS | T3 | Central Highlands | Solar | 0 | 0 | 0 | 0 | 0.00034234 | 0.0025078 | 150 | 150 | 150 | 150 | 150 | 150 | 150 | 150 | 150 | 150 | 150 | 150 | 150 | 150 | 150 | 150 | 150 | 150 | 150 | 150 | 150
Region | REZ | REZ Name | Technology | 2023-24 | 2024-25 | 2025-26 | 2026-27 | 2027-28 | 2028-29 | 2029-30 | 2030-31 | 2031-32 | 2032-33 | 2033-34 | 2034-35 | 2035-36 | 2036-37 | 2037-38 | 2038-39 | 2039-40 | 2040-41 | 2041-42 | 2042-43 | 2043-44 | 2044-45 | 2045-46 | 2046-47 | 2047-48 | 2048-49 | 2049-50
QLD | Q1 | Far North QLD | Wind | 337.318 | 1051.8253 | 1051.8253 | 1672.774 | 2252.0713 | 2276.6553 | 3363.3412 | 4392.7897 | 4392.7897 | 4392.7897 | 4392.7897 | 7523.841 | 9742.847 | 11358.442 | 14127.58 | 15316.013 | 15316.014 | 15316.013 | 15316.013 | 15316.013 | 15135.496 | 16641.525 | 17288.155 | 33391.366 | 33680.882 | 33821 | 33821
QLD | Q2 | North Qld Clean Energy Hub | Wind | 43.2 | 870.4018 | 2469.3721 | 3217.5275 | 4146.3477 | 4743.2002 | 4743.2002 | 4743.2004 | 4743.2004 | 4743.2004 | 4743.2004 | 4743.2019 | 4743.2019 | 4743.2019 | 4743.2019 | 4743.2019 | 4743.2019 | 4743.2019 | 4743.2019 | 4743.2019 | 4743.207 | 5768.794 | 5731.7943 | 5731.7943 | 5731.7943 | 5731.7943 | 5731.7943
QLD | Q3 | Northern Qld | Wind | 0 | 0 | 0 | 0 | 0 | 0 | 0 | 0 | 0 | 0 | 0 | 0 | 0 | 0 | 0 | 0 | 0 | 0 | 0 | 0 | 0 | 0 | 0 | 0 | 0 | 0 | 0
QLD | Q4 | Isaac | Wind | 0 | 85.2846 | 119.2358 | 119.2358 | 119.2358 | 119.2358 | 119.2358 | 119.2358 | 119.2358 | 119.2358 | 119.2358 | 119.2358 | 119.2358 | 119.2358 | 935.0438 | 935.0438 | 935.0438 | 935.0441 | 935.0441 | 935.0441 | 935.0441 | 935.0441 | 935.0441 | 1000.0007 | 1000.0007 | 1000.0015 | 3800
QLD | Q5 | Barcaldine | Wind | 0 | 0.0013452 | 0.0013456 | 0.0018254 | 0.0018682 | 0.0018684 | 0.0018685 | 0.0018691 | 0.0018717 | 31.3794 | 69.7035 | 96.7433 | 96.7433 | 96.7433 | 96.7433 | 96.7433 | 96.7433 | 96.7433 | 97.4245 | 97.4245 | 97.4247 | 97.4247 | 97.4247 | 97.4247 | 97.4247 | 97.4247 | 97.4247
QLD | Q6 | Fitzroy | Wind | 0 | 900.0002 | 900.0004 | 900.0004 | 900.0004 | 900.0009 | 900.0059 | 900.0059 | 900.0059 | 900.0059 | 900.0059 | 900.2498 | 900.2498 | 900.2498 | 2732.5048 | 2732.5048 | 2732.5048 | 2732.5048 | 2732.5048 | 2732.5048 | 2732.5048 | 2732.5048 | 2732.5048 | 3500 | 3500 | 3500 | 3500
QLD | Q7 | Wide Bay | Wind | 0 | 0.00032132 | 275.0313 | 275.0313 | 275.0313 | 275.0334 | 275.0334 | 275.0334 | 275.0334 | 275.0334 | 275.0334 | 275.0334 | 275.0334 | 275.0334 | 275.0359 | 275.0359 | 275.0359 | 275.0359 | 275.0359 | 275.0359 | 275.0359 | 275.0359 | 275.0359 | 1100 | 1100 | 1100 | 1100
QLD | Q8 | Darling Downs | Wind | 753 | 3208.798 | 3208.798 | 3208.798 | 3348.498 | 3348.498 | 4549.3228 | 4866.4109 | 5694.2746 | 6525.9976 | 9695.5746 | 14402.6376 | 14402.6376 | 15251.4226 | 15251.4226 | 15251.4226 | 15251.4226 | 15251.4226 | 18069.8766 | 30744.3456 | 33736.1326 | 35414.9896 | 46716.2246 | 47378.0876 | 47378.0876 | 48567.9976 | 48567.9976
QLD | Q9 | Banana | Wind | 0 | 0.00044823 | 0.0045768 | 0.0045776 | 64.229 | 135.3749 | 135.3749 | 135.3749 | 135.3749 | 135.3749 | 135.3749 | 900.0008 | 900.0008 | 900.0009 | 900.0009 | 900.0009 | 900.0009 | 900.0009 | 900.001 | 900.001 | 900.0012 | 900.0012 | 900.0014 | 900.002 | 900.002 | 900.002 | 900.002
NSW | N1 | North West NSW | Wind | 0 | 0 | 0 | 0 | 0 | 0 | 0 | 0 | 0 | 0 | 0 | 0 | 0 | 0 | 0 | 0 | 0 | 0 | 0 | 0 | 0 | 0 | 0 | 0 | 0 | 0 | 0
NSW | N2 | New England | Wind | 442.48 | 631.9391 | 631.941 | 641.377 | 3938.2525 | 4112.9259 | 4112.9259 | 4112.9259 | 4112.9259 | 6206.0198 | 6206.0198 | 6206.0198 | 6206.0198 | 6206.0198 | 6834.4287 | 6661.9487 | 6661.9487 | 6661.9487 | 6745.877 | 6745.877 | 6708.0874 | 6708.0874 | 6708.0874 | 6977.8706 | 6977.8706 | 6977.8706 | 6977.8706
NSW | N3 | Central-West Orana | Wind | 113.19 | 4185.9004 | 4185.9004 | 6047.849 | 6047.849 | 6209.5147 | 6437.0406 | 7338.2173 | 7338.2173 | 7338.2173 | 7338.2173 | 7506.501 | 7506.501 | 8442.374 | 8442.374 | 8442.374 | 8442.374 | 9362.06 | 12400.17 | 12400.17 | 12645.648 | 12645.648 | 13065.216 | 15797.35 | 15797.35 | 15797.35 | 15684.16
NSW | N4 | Broken Hill | Wind | 198.94 | 198.9409 | 198.9409 | 198.9411 | 198.9412 | 198.9412 | 198.9412 | 198.9412 | 198.9412 | 198.9412 | 198.9412 | 198.9412 | 198.9412 | 198.9412 | 198.9412 | 198.9412 | 198.9412 | 198.9413 | 198.96 | 198.96 | 0.020009 | 0.02001 | 0.020011 | 192.9844 | 192.9845 | 192.9845 | 192.9845
NSW | N5 | South West NSW | Wind | 0 | 0 | 0.00028876 | 0.0002902 | 0.00029057 | 0.0002909 | 0.00029142 | 0.00029295 | 0.0002931 | 0.00029702 | 0.00036985 | 0.00037006 | 0.00039002 | 0.00045768 | 0.00046097 | 0.00047219 | 0.00047271 | 0.00067322 | 0.00079309 | 0.00079998 | 0.00080042 | 0.0008012 | 0.0009105 | 0.0010804 | 0.0014062 | 0.0014067 | 0.0014083
NSW | N6 | Wagga Wagga | Wind | 0 | 0 | 0 | 0 | 0.0001078 | 0.00011051 | 0.00023029 | 0.0002309 | 0.00023158 | 0.00024511 | 0.00027364 | 0.00027372 | 0.00027486 | 0.00035527 | 0.0003618 | 0.00039534 | 0.00039686 | 0.00060258 | 0.00060415 | 0.00060891 | 0.00060903 | 0.00060945 | 0.00075328 | 0.00080471 | 0.0010779 | 0.0010791 | 0.0011081
NSW | N7 | Tumut | Wind | 0 | 0 | 0 | 0 | 0 | 0 | 0 | 0 | 0 | 0 | 0 | 0 | 0 | 0 | 0 | 0 | 0 | 0 | 0 | 0 | 0 | 0 | 0 | 0 | 0 | 0 | 0
NSW | N8 | Cooma-Monaro | Wind | 113 | 769.101 | 769.101 | 769.101 | 769.101 | 769.101 | 769.101 | 769.101 | 769.101 | 769.101 | 769.101 | 769.101 | 769.101 | 769.101 | 988.258 | 1568.8551 | 1569.0483 | 1531.8762 | 1531.8762 | 1531.8762 | 1531.8762 | 1531.8762 | 1531.8762 | 2915.2065 | 2915.2065 | 2915.2065 | 2915.2065
VIC | V1 | Ovens Murray | Wind | 0 | 0 | 0 | 0 | 0 | 0 | 0 | 0 | 0 | 0 | 0 | 0 | 0 | 0 | 0 | 0 | 0 | 0 | 0 | 0 | 0 | 0 | 0 | 0 | 0 | 0 | 0
VIC | V2 | Murray River | Wind | 0 | 0 | 0 | 0 | 0 | 0 | 0 | 0 | 0 | 0 | 0 | 0 | 0 | 0 | 0 | 0 | 0 | 0 | 0 | 0 | 0 | 0 | 0 | 0 | 0 | 0 | 0
VIC | V3 | Western Victoria | Wind | 1934.5 | 1934.5 | 1934.5 | 1934.5 | 2634.5002 | 2634.5153 | 2634.5153 | 2634.5153 | 2634.5153 | 2634.5153 | 2582.0153 | 2390.0153 | 2390.0153 | 2390.0153 | 2816.0958 | 2816.0958 | 2816.0958 | 2816.0958 | 2816.0958 | 2785.0458 | 2653.8458 | 2341.8458 | 2341.8458 | 3146.0386 | 3259.9332 | 3231.2332 | 2809.0001
VIC | V4 | South West Victoria | Wind | 2023.21 | 3537.8164 | 3717.9188 | 4409.0011 | 4409.0011 | 5419.5015 | 5419.5015 | 5465.71 | 5465.71 | 5465.71 | 6421.9983 | 6421.9983 | 6421.9983 | 6923.0445 | 7413.471 | 9401.6384 | 9401.6384 | 9934.5823 | 9934.5823 | 11687.787 | 13659.399 | 13659.399 | 13230.804 | 13550.313 | 15473.1 | 15473.1 | 15473.1
VIC | V5 | Gippsland | Wind | 0 | 743.0122 | 743.0122 | 861.5901 | 1636.8163 | 2000 | 2000 | 2000 | 2000 | 2000 | 2000 | 2000 | 2000 | 2000 | 2000 | 2000 | 2000 | 2000 | 2000 | 2000 | 2000 | 2000 | 2000 | 3109.9084 | 5153 | 5153 | 5153
VIC | V6 | Central North VIC | Wind | 0 | 0.00059685 | 0.00059689 | 224.5049 | 230.0327 | 400.0015 | 400.0015 | 400.0015 | 400.0015 | 400.0015 | 400.0015 | 400.0015 | 400.0015 | 601.2964 | 601.2964 | 601.2964 | 766.2246 | 797.3744 | 859.5572 | 859.5572 | 859.5572 | 859.5572 | 1038.814 | 1197.307 | 1505.7795 | 1600 | 1600
SA | S1 | South East SA | Wind | 324.5 | 579.1953 | 579.1953 | 579.1953 | 579.1953 | 658.8754 | 696.1043 | 1078.5004 | 1078.5004 | 1078.5004 | 1078.5035 | 1078.5035 | 998.0035 | 1269.948 | 1269.948 | 2002.0608 | 2002.0608 | 3200 | 3200 | 3721.0183 | 3721.0183 | 3721.0183 | 3721.0183 | 3721.0183 | 3843.9834 | 3843.9834 | 4662.8408
SA | S2 | Riverland | Wind | 0 | 0.00011168 | 0.0001117 | 0.00026433 | 0.00026458 | 0.00026596 | 0.00026778 | 0.00033949 | 0.00033963 | 0.00033974 | 0.00044734 | 0.0004475 | 0.0006387 | 0.00065332 | 0.00065414 | 0.00069612 | 0.00086953 | 0.0008728 | 0.0010188 | 0.0021095 | 0.00217 | 0.0021703 | 0.0021705 | 0.0021714 | 0.0029386 | 0.0029468 | 0.0029477
SA | S3 | Mid-North SA | Wind | 1343.1 | 1343.1017 | 1343.1017 | 1358.1899 | 1358.1899 | 2543.1016 | 2543.1016 | 2543.1256 | 2543.1256 | 2543.1256 | 3875.6711 | 3875.6711 | 4333.88 | 5212.5513 | 5518.8672 | 5588.2 | 5261.5 | 5261.5 | 5261.5 | 5261.5 | 5047.6 | 5047.6 | 4916.8 | 4916.8 | 5690.98 | 5690.98 | 5690.98
SA | S4 | Yorke Peninsula | Wind | 90.75 | 368.1245 | 368.1245 | 490.751 | 490.7518 | 521.7396 | 482.3568 | 489.3176 | 489.3176 | 489.3176 | 489.3176 | 489.3176 | 489.3176 | 1400 | 1400 | 1400 | 1400 | 1400 | 1400 | 1400 | 3028.6458 | 3028.6458 | 3028.6458 | 3028.6458 | 3148.7275 | 3148.7275 | 8200.7197
SA | S5 | Northern SA | Wind | 422.4 | 422.4 | 422.4 | 422.4 | 422.4 | 422.4 | 422.4 | 422.4 | 422.4 | 422.4 | 422.4 | 422.4 | 422.4 | 422.4 | 422.4 | 422.4 | 422.4 | 422.4 | 422.4 | 422.4 | 422.4 | 422.4 | 210 | 210 | 210 | 210 | 210
SA | S6 | Leigh Creek | Wind | 0 | 368.2816 | 368.2816 | 441.0369 | 441.0369 | 2400 | 2400 | 2400 | 2400 | 2400 | 2400 | 2400 | 2400 | 2400 | 6425.0005 | 7151.3525 | 7151.3525 | 7151.3525 | 11674.839 | 11674.839 | 11674.839 | 11674.839 | 11674.839 | 16848.315 | 17426 | 17426 | 17426
SA | S7 | Roxby Downs | Wind | 0 | 0 | 0 | 0 | 0 | 0 | 0 | 0 | 0 | 0 | 0 | 0 | 0 | 0 | 0 | 0 | 0 | 0 | 0 | 0 | 0 | 0 | 0 | 0 | 0 | 0 | 0
SA | S8 | Eastern Eyre Peninsula | Wind | 136 | 136.0009 | 136.0009 | 452.1698 | 452.1698 | 507.609 | 548.2304 | 1085.2872 | 1085.2872 | 1085.2872 | 1085.2872 | 1085.2872 | 2293.6775 | 2300 | 2300 | 2300 | 2300 | 2300 | 2705.0781 | 2989.0217 | 2989.0217 | 2989.0217 | 2989.0217 | 2989.0217 | 6468.196 | 8483.541 | 8483.541
SA | S9 | Western Eyre Peninsula | Wind | 0 | 400.0006 | 400.0006 | 1050.4762 | 1050.4762 | 1083.3536 | 1083.3536 | 1083.3536 | 1083.3536 | 1083.3536 | 1500 | 1500 | 1500 | 1500 | 1500 | 1500 | 1500 | 1979.884 | 1979.884 | 3717.8203 | 4240.2627 | 4240.2627 | 4240.2627 | 4240.2627 | 4240.2627 | 4240.2627 | 5314.603
TAS | T1 | North East Tasmania | Wind | 168 | 168.001 | 168.001 | 168.001 | 286.1182 | 286.1182 | 286.1182 | 286.1182 | 286.1182 | 568.0008 | 1295.0353 | 1295.0353 | 1295.0353 | 1568 | 1568 | 1574.4371 | 1574.4371 | 2967.1077 | 4079.3452 | 4079.3452 | 5504.7607 | 5504.7607 | 5504.7607 | 9417.849 | 11869.594 | 14569.67 | 14569.67
TAS | T2 | North West Tasmania | Wind | 251.6 | 251.6004 | 251.6004 | 251.6004 | 251.603 | 381.1701 | 995.7783 | 995.7783 | 1449.8674 | 1449.8674 | 1449.8674 | 1449.8674 | 1449.8674 | 1556.6135 | 5251.6 | 5259.545 | 5259.545 | 5640.8705 | 5640.8705 | 5640.8705 | 5640.8705 | 5640.8705 | 5640.8705 | 6868.6 | 6868.6 | 6868.6 | 6868.6
TAS | T3 | Central Highlands | Wind | 144 | 1689.0886 | 1971.9052 | 2204.2518 | 3914.014 | 4297.3264 | 5444.028 | 5607.414 | 6780.932 | 7056.437 | 7388.6636 | 10093.393 | 10441.537 | 11635.527 | 11733.709 | 11736 | 11736 | 11736 | 11736 | 11736 | 11736 | 11592 | 11592 | 11592 | 11592 | 11592 | 11592
Region | REZ | REZ Name | Technology | 2023-24 | 2024-25 | 2025-26 | 2026-27 | 2027-28 | 2028-29 | 2029-30 | 2030-31 | 2031-32 | 2032-33 | 2033-34 | 2034-35 | 2035-36 | 2036-37 | 2037-38 | 2038-39 | 2039-40 | 2040-41 | 2041-42 | 2042-43 | 2043-44 | 2044-45 | 2045-46 | 2046-47 | 2047-48 | 2048-49 | 2049-50
NSW | O1 | Hunter Coast | Offshore Wind | 0 | 0 | 0 | 0 | 0 | 0 | 0 | 0 | 0 | 0 | 0 | 0 | 0 | 0 | 0 | 0 | 0 | 0 | 0 | 0 | 0 | 0 | 0 | 0 | 0 | 0 | 0
NSW | O2 | Illawarra Coast | Offshore Wind | 0 | 0 | 0 | 0 | 0 | 0 | 0 | 0 | 0 | 0 | 0 | 0 | 0 | 0 | 0 | 0 | 0 | 0 | 0 | 0 | 0 | 0 | 0 | 0 | 0 | 0 | 0
VIC | O3 | Gippsland Coast | Offshore Wind | 0 | 0 | 0 | 0 | 0 | 0 | 0 | 0 | 0 | 0 | 0 | 0 | 0 | 0 | 0 | 0 | 0 | 0 | 0 | 0 | 0 | 0 | 0 | 0 | 0 | 0 | 0
TAS | O4 | North West Tasmania Coast | Offshore Wind | 0 | 0 | 0 | 0 | 0 | 0 | 0 | 0 | 0 | 0 | 0 | 0 | 0 | 0 | 0 | 0 | 0 | 0 | 0 | 0 | 0 | 0 | 0 | 0 | 0 | 0 | 0
VIC | O5 | Portland Coast | Offshore Wind | 0 | 0 | 0 | 0 | 0 | 0 | 0 | 0 | 0 | 0 | 0 | 0 | 0 | 0 | 0 | 0 | 0 | 0 | 0 | 0 | 0 | 0 | 0 | 0 | 0 | 0 | 0
SA | O6 | South East SA Coast | Offshore Wind | 0 | 0 | 0 | 0 | 0 | 0 | 0 | 0 | 0 | 0 | 0 | 0 | 0 | 0 | 0 | 0 | 0 | 0 | 0 | 0 | 0 | 0 | 0 | 0 | 0 | 0 | 0

## Option 5A_VOM Cost
VOM cost by technology ($000s) - Option 5A, Hydrogen Superpower Scenario
VOM | Real June 2021 dollars discounted to 1 July 2021
Explicitly modelled generation
Region | Technology | 2023-24 | 2024-25 | 2025-26 | 2026-27 | 2027-28 | 2028-29 | 2029-30 | 2030-31 | 2031-32 | 2032-33 | 2033-34 | 2034-35 | 2035-36 | 2036-37 | 2037-38 | 2038-39 | 2039-40 | 2040-41 | 2041-42 | 2042-43 | 2043-44 | 2044-45 | 2045-46 | 2046-47 | 2047-48 | 2048-49 | 2049-50
NEM | Black Coal | 333473.0644 | 223471.7138 | 164844.8051 | 113354.1533 | 58186.4523 | 43145.726 | 30266.3165 | 0 | 0 | 0 | 0 | 0 | 0 | 0 | 0 | 0 | 0 | 0 | 0 | 0 | 0 | 0 | 0 | 0 | 0 | 0 | 0
NEM | Brown Coal | 97473.272 | 72512.03 | 57981.433 | 42992.8165 | 27235.3045 | 16600.3115 | 16007.9305 | 0 | 0 | 0 | 0 | 0 | 0 | 0 | 0 | 0 | 0 | 0 | 0 | 0 | 0 | 0 | 0 | 0 | 0 | 0 | 0
NEM | CCGT | 48230.3085 | 24360.0274 | 38688.5603 | 39122.5069 | 34167.7154 | 36181.7972 | 32634.2769 | 34557.3919 | 34615.2639 | 24355.9909 | 28277.0087 | 27799.3854 | 14553.9576 | 8153.1676 | 14881.6779 | 6100.2574 | 5184.2447 | 19631.5464 | 18613.3032 | 18252.8127 | 12820.2193 | 11961.0841 | 4747.0283 | 2389.8878 | 2190.17 | 1850.6975 | 1934.6425
NEM | Gas - Steam | 474.9049 | 245.7875 | 1050.9415 | 339.6914 | 913.4689 | 2239.7172 | 413.5914 | 1105.0439 | 412.8919 | 232.2623 | 82.8166 | 168.3833 | 109.7641 | 96.1207 | 226.1391 | 134.2346 | 0 | 0 | 0 | 0 | 0 | 0 | 0 | 0 | 0 | 0 | 0
NEM | OCGT / Diesel | 5259.4388 | 1978.1361 | 5027.8129 | 4145.2226 | 6498.9482 | 15563.6956 | 2392.1978 | 11617.8722 | 3864.8317 | 2272.605 | 388.4523 | 1660.9863 | 955.8434 | 614.0596 | 1026.3462 | 403.5092 | 1320.0408 | 6965.7079 | 4505.2889 | 3769.657 | 10664.0444 | 320.886 | 250.5727 | 4818.6129 | 54.4967 | 83.4556 | 55.9489
NEM | Hydro | 117172.6175 | 87130.9571 | 88255.6761 | 82020.1817 | 81971.6304 | 95366.4678 | 87238.2074 | 74120.2108 | 70627.4081 | 60747.1443 | 65510.1319 | 62957.213 | 53389.8368 | 46048.7018 | 56587.9923 | 46749.1454 | 42199.0261 | 42195.8257 | 34819.1063 | 35373.8354 | 38405.711 | 33274.9806 | 25485.4132 | 35730.827 | 29024.4058 | 30230.7478 | 30686.2252
NEM | Hydrogen Turbine | 0 | 0 | 0 | 0 | 0 | 0 | 0 | 332.9472 | 319.6069 | 149.4263 | 246.3163 | 459.1786 | 194.8566 | 304.4294 | 1099.5981 | 1047.7887 | 1409.9454 | 1306.8884 | 957.115 | 1123.3133 | 4243.8871 | 3687.1086 | 3903.8778 | 6037.6686 | 5930.9274 | 6071.7766 | 6166.6291
NEM | Wind | 2529.6517 | 6075.7466 | 6627.6679 | 7803.6303 | 9820.1543 | 10283.8142 | 10776.959 | 10720.594 | 11184.9975 | 10857.5874 | 11016.0034 | 12249.8076 | 12778.2072 | 13598.0552 | 14496.7193 | 14437.5056 | 13560.6767 | 13788.5948 | 14069.9395 | 14296.0529 | 14195.5037 | 14182.8165 | 14771.1311 | 16571.5662 | 16825.0129 | 16263.4036 | 16188.1511
NEM | Solar PV | 1832.0471 | 1405.8166 | 1805.858 | 2192.5568 | 2597.3763 | 3147.1263 | 3318.7838 | 4279.8893 | 4403.2769 | 4821.9852 | 6077.4862 | 7700.7665 | 7786.6776 | 8073.0597 | 7281.7073 | 7554.0991 | 7602.1138 | 7924.5115 | 9364.3574 | 10042.84 | 10768.7513 | 11130.7662 | 11024.1642 | 9556.5933 | 10191.3712 | 10440.6213 | 12466.9674
NEM | Grid Battery | 31.7095 | 34.5372 | 185.5125 | 491.8356 | 715.1998 | 1258.3432 | 1223.4161 | 1948.2741 | 1909.0598 | 2526.5787 | 3071.4605 | 3667.5724 | 3825.3118 | 3890.0955 | 3376.9868 | 3331.8173 | 3386.3238 | 3398.1457 | 4434.3482 | 4789.2363 | 5144.6614 | 5595.2254 | 5262.9909 | 4315.9451 | 4554.5896 | 4638.5528 | 6286.9056
NEM | Pumped Hydro | 3469.3724 | 7465.9873 | 6401.6813 | 8896.2711 | 29658.1322 | 28025.8196 | 25584.8454 | 25706.6584 | 22852.3736 | 23856.9738 | 22009.374 | 20226.3057 | 20697.0799 | 18948.5642 | 18286.6703 | 16328.7134 | 15325.1141 | 13236.1557 | 14195.2249 | 12340.6718 | 11724.6064 | 12031.8098 | 10382.3032 | 10990.2454 | 9906.3275 | 9363.2401 | 7990.716
NEM | VPP | 19.9397 | 45.6844 | 68.6334 | 98.4256 | 128.1071 | 150.0855 | 193.3893 | 217.3614 | 237.5919 | 269.2675 | 302.6518 | 328.8822 | 363.7583 | 388.0234 | 384.7734 | 395.0303 | 405.9755 | 387.9003 | 404.0072 | 382.3273 | 374.0699 | 383.2873 | 382.3943 | 353.0053 | 356.1903 | 357.3299 | 345.7668
Total excluding storage |  | 609966.3264 | 424726.4242 | 370938.582 | 301457.2916 | 251892.4895 | 251962.9041 | 210049.9141 | 164606.2432 | 150427.3022 | 130089.8214 | 136981.7018 | 137218.4809 | 114655.2933 | 100114.2771 | 117648.6107 | 96482.1011 | 90393.4608 | 108835.2765 | 101362.6906 | 100370.7467 | 108341.4545 | 92567.9645 | 76209.8757 | 90764.3517 | 79033.4914 | 79299.8253 | 82121.9526
Region | Technology | 2023-24 | 2024-25 | 2025-26 | 2026-27 | 2027-28 | 2028-29 | 2029-30 | 2030-31 | 2031-32 | 2032-33 | 2033-34 | 2034-35 | 2035-36 | 2036-37 | 2037-38 | 2038-39 | 2039-40 | 2040-41 | 2041-42 | 2042-43 | 2043-44 | 2044-45 | 2045-46 | 2046-47 | 2047-48 | 2048-49 | 2049-50
NSW1 | Black Coal | 177187.452 | 114795.9655 | 98940.8663 | 58664.752 | 21262.265 | 20721.822 | 18357.853 | 0 | 0 | 0 | 0 | 0 | 0 | 0 | 0 | 0 | 0 | 0 | 0 | 0 | 0 | 0 | 0 | 0 | 0 | 0 | 0
NSW1 | Brown Coal | 0 | 0 | 0 | 0 | 0 | 0 | 0 | 0 | 0 | 0 | 0 | 0 | 0 | 0 | 0 | 0 | 0 | 0 | 0 | 0 | 0 | 0 | 0 | 0 | 0 | 0 | 0
NSW1 | CCGT | 3394.1595 | 417.1016 | 4230.5065 | 6907.1895 | 6337.5545 | 6484.875 | 5853.512 | 6590.743 | 6197.1725 | 4970.8725 | 5325.349 | 5613.8395 | 3488.6568 | 2885.8405 | 3701.1668 | 3222.5335 | 2354.5335 | 5265.431 | 4892.577 | 4870.4885 | 0 | 0 | 0 | 0 | 0 | 0 | 0
NSW1 | Gas - Steam | 0 | 0 | 0 | 0 | 0 | 0 | 0 | 0 | 0 | 0 | 0 | 0 | 0 | 0 | 0 | 0 | 0 | 0 | 0 | 0 | 0 | 0 | 0 | 0 | 0 | 0 | 0
NSW1 | OCGT / Diesel | 79.1528 | 23.1422 | 99.6885 | 364.7382 | 210.1067 | 491.4572 | 21.2722 | 814.7152 | 265.249 | 238.746 | 4.3006 | 88.7629 | 3.8376 | 2.0457 | 92.1128 | 0.24826 | 35.6484 | 1176.8153 | 66.9576 | 64.217 | 1241.1319 | 48.3313 | 3.6495 | 215.579 | 0.00099494 | 4.1455 | 15.7513
NSW1 | Hydro | 13458.5624 | 20144.2775 | 18822.4743 | 17551.6603 | 15145.8378 | 20659.5144 | 16007.52 | 13885.3401 | 12762.8329 | 11417.3769 | 12640.3668 | 12506.9706 | 11162.3268 | 8941.9856 | 12183.292 | 9753.5475 | 8253.3409 | 7713.0593 | 6966.7578 | 7370.2379 | 7658.1153 | 6916.7434 | 5221.5339 | 7632.958 | 7294.5114 | 6822.1462 | 6441.5142
NSW1 | Hydrogen Turbine | 0 | 0 | 0 | 0 | 0 | 0 | 0 | 332.9468 | 319.6065 | 149.4259 | 246.3159 | 459.1781 | 194.8559 | 304.4285 | 626.0498 | 607.106 | 543.0723 | 570.1611 | 278.6611 | 432.3039 | 572.1242 | 307.0324 | 381.8328 | 1470.2694 | 1156.284 | 1007.3748 | 1020.7091
NSW1 | Wind | 524.074 | 1721.5355 | 1636.7886 | 1992.4457 | 2640.4718 | 2553.8428 | 2391.6354 | 2402.0782 | 2262.325 | 2473.3039 | 2294.0575 | 2195.8011 | 2197.3015 | 2203.0276 | 2213.126 | 2084.1904 | 1977.252 | 1890.3426 | 2104.2921 | 1943.2734 | 1823.6146 | 1798.7726 | 1756.253 | 2028.3158 | 1888.1266 | 1747.8273 | 1577.27
NSW1 | Solar PV | 773.1617 | 630.253 | 861.563 | 1168.1553 | 1301.4904 | 1379.4123 | 1356.7171 | 1744.2211 | 1740.6568 | 1842.4997 | 1805.2848 | 1743.2334 | 1793.5564 | 1784.5147 | 1789.4384 | 1751.3666 | 1793.6438 | 1874.487 | 1802.4208 | 1764.7305 | 1762.7806 | 1782.9987 | 1666.971 | 1545.6149 | 1507.0754 | 1548.8391 | 1470.1746
NSW1 | Grid Battery | 1.5094 | 2.2135 | 155.2547 | 353.353 | 433.7801 | 489.5012 | 476.9299 | 1097.236 | 1030.7881 | 1054.9884 | 967.2832 | 883.153 | 1028.7655 | 1003.7634 | 1087.2797 | 1030.6206 | 1055.4269 | 960.5715 | 1002.7745 | 979.1655 | 913.2012 | 999.8642 | 885.4386 | 714.996 | 670.4046 | 730.6074 | 687.9439
NSW1 | Pumped Hydro | 699.4452 | 1906.1243 | 1550.5929 | 4015.3579 | 24826.9529 | 24577.8668 | 21416.3575 | 21610.7764 | 18893.0096 | 19843.2399 | 18162.3337 | 16637.6405 | 17125.8049 | 15674.5604 | 15727.0199 | 13679.7188 | 12755.2728 | 10896.0017 | 11702.0533 | 10163.0149 | 9747.8533 | 10041.9027 | 8607.9231 | 9500.4497 | 8425.086 | 7905.3989 | 6690.0349
NSW1 | VPP | 5.1029 | 14.3798 | 21.1276 | 31.4443 | 40.9033 | 49.0393 | 63.8242 | 71.7212 | 79.7869 | 90.8167 | 103.536 | 111.5755 | 125.2179 | 133.7827 | 133.835 | 137.3541 | 142.5155 | 135.5975 | 138.4646 | 132.152 | 127.9984 | 134.5656 | 134.4424 | 122.8261 | 121.015 | 125.8042 | 121.2567
Total excluding storage |  | 196122.62 | 139654.9929 | 126318.8625 | 91049.0961 | 72199.3627 | 77407.331 | 65945.6214 | 48549.778 | 43551.4273 | 42081.2699 | 41548.8275 | 40240.1546 | 37120.3233 | 32933.9491 | 37553.3204 | 32266.6858 | 28910.706 | 30482.467 | 28954.9587 | 27719.5836 | 23846.8196 | 22030.211 | 18658.0444 | 23231.0089 | 21062.504 | 19892.1435 | 18024.6548
Region | Technology | 2023-24 | 2024-25 | 2025-26 | 2026-27 | 2027-28 | 2028-29 | 2029-30 | 2030-31 | 2031-32 | 2032-33 | 2033-34 | 2034-35 | 2035-36 | 2036-37 | 2037-38 | 2038-39 | 2039-40 | 2040-41 | 2041-42 | 2042-43 | 2043-44 | 2044-45 | 2045-46 | 2046-47 | 2047-48 | 2048-49 | 2049-50
QLD1 | Black Coal | 156285.6124 | 108675.7483 | 65903.9388 | 54689.4013 | 36924.1873 | 22423.904 | 11908.4635 | 0 | 0 | 0 | 0 | 0 | 0 | 0 | 0 | 0 | 0 | 0 | 0 | 0 | 0 | 0 | 0 | 0 | 0 | 0 | 0
QLD1 | Brown Coal | 0 | 0 | 0 | 0 | 0 | 0 | 0 | 0 | 0 | 0 | 0 | 0 | 0 | 0 | 0 | 0 | 0 | 0 | 0 | 0 | 0 | 0 | 0 | 0 | 0 | 0 | 0
QLD1 | CCGT | 29124.0446 | 16708.4964 | 25252.2548 | 24935.4139 | 20851.2349 | 20675.7942 | 19566.5444 | 19895.0324 | 21751.4144 | 17927.2295 | 18274.4822 | 16706.5829 | 10596.4027 | 5024.0007 | 11180.5111 | 2877.7239 | 2829.7112 | 14366.1154 | 13720.7262 | 13382.3242 | 12820.2193 | 11961.0841 | 4747.0283 | 2389.8878 | 2190.17 | 1850.6975 | 1934.6425
QLD1 | Gas - Steam | 0 | 0 | 0 | 0 | 0 | 0 | 0 | 0 | 0 | 0 | 0 | 0 | 0 | 0 | 0 | 0 | 0 | 0 | 0 | 0 | 0 | 0 | 0 | 0 | 0 | 0 | 0
QLD1 | OCGT / Diesel | 38.598 | 0.0012444 | 45.8479 | 418.8388 | 557.6737 | 1280.4697 | 320.4971 | 2937.0221 | 1582.8171 | 744.6766 | 50.2627 | 0.00083593 | 0.00077919 | 0.00073678 | 2.6896 | 0.00068852 | 240.2043 | 702.4251 | 87.4347 | 0.0024847 | 210.0176 | 0.0020443 | 42.8572 | 4192.9386 | 0.0016863 | 0.0015341 | 0.0010223
QLD1 | Hydro | 4795.5986 | 4366.95 | 4339.0824 | 3908.545 | 3742.1871 | 3560.8196 | 3395.7064 | 3054.5923 | 2987.0275 | 2883.9362 | 2676.7868 | 2536.1423 | 2423.889 | 2245.8759 | 669.2211 | 658.9336 | 587.9016 | 571.5543 | 541.1054 | 0 | 0 | 0 | 0 | 0 | 0 | 0 | 0
QLD1 | Hydrogen Turbine | 0 | 0 | 0 | 0 | 0 | 0 | 0 | 0.00014846 | 0.00016483 | 0.00015173 | 0.00015124 | 0.00015558 | 0.00016912 | 0.00018739 | 0.00028957 | 0.00023517 | 0.00018631 | 0.00019735 | 0.0001493 | 0.00016763 | 0.00017971 | 0.00017288 | 0.0001821 | 0.00041704 | 0.00021875 | 0.00020641 | 0.00023046
QLD1 | Wind | 353.3669 | 1483.3168 | 2033.7386 | 2308.4905 | 2715.159 | 2708.8124 | 3059.5751 | 3139.1283 | 3115.9843 | 3073.9356 | 3148.0973 | 4329.6505 | 4595.1017 | 4920.42 | 5251.7272 | 5220.963 | 5048.3803 | 4673.8737 | 4774.8858 | 5300.4081 | 5279.0515 | 5447.0139 | 6283.1751 | 7454.5217 | 7237.6266 | 7179.8693 | 6708.0394
QLD1 | Solar PV | 749.2231 | 555.675 | 696.3279 | 741.457 | 811.7663 | 1138.9543 | 1324.5816 | 1452.463 | 1615.4445 | 1748.2337 | 2410.9539 | 3586.6446 | 3500.3454 | 3401.5031 | 2896.5126 | 3123.3875 | 3029.1751 | 3388.9596 | 3485.3162 | 4454.4691 | 4506.0783 | 4969.7718 | 5101.0871 | 4194.1571 | 4540.4467 | 4488.6717 | 6617.1007
QLD1 | Grid Battery | 4.4008 | 4.8457 | 4.1237 | 3.9764 | 3.7849 | 529.4718 | 521.8415 | 501.3569 | 481.3046 | 689.9349 | 1186.3122 | 1685.9898 | 1622.9007 | 1520.3982 | 1203.8311 | 1257.7938 | 1214.0873 | 1460.6075 | 1456.3832 | 2085.1894 | 2132.229 | 2450.7362 | 2240.2897 | 1720.8502 | 1845.3775 | 1764.5912 | 3532.2933
QLD1 | Pumped Hydro | 2769.9272 | 5559.863 | 4851.088 | 4861.0927 | 4809.8502 | 3386.1005 | 4015.6364 | 3947.9767 | 3760.6559 | 3777.6719 | 3604.0031 | 3237.6519 | 3137.5283 | 2859.4769 | 2152.9102 | 2245.723 | 2202.3257 | 1993.3713 | 2148.3664 | 1866.7418 | 1698.7177 | 1694.168 | 1515.6087 | 1256.639 | 1258.3465 | 1255.9889 | 1124.4031
QLD1 | VPP | 4.9155 | 11.8169 | 17.6733 | 25.8879 | 34.5671 | 42.9234 | 55.8237 | 63.9231 | 71.5734 | 80.1 | 91.814 | 100.8755 | 109.6168 | 115.6059 | 111.754 | 117.3859 | 118.5695 | 118.437 | 118.8561 | 116.3692 | 115.6142 | 114.6499 | 111.265 | 100.9159 | 106.7427 | 104.1736 | 105.2326
Total excluding storage |  | 194125.6871 | 137366.7132 | 103144.0753 | 91893.1036 | 70450.4106 | 55747.25 | 44168.6697 | 34991.4948 | 35366.2217 | 30925.7185 | 31442.7123 | 32183.5384 | 25985.7855 | 20087.2817 | 23469.1573 | 15501.9116 | 15270.3551 | 27275.344 | 26333.0741 | 27205.5045 | 26761.9278 | 26637.4261 | 20041.3113 | 21309.9106 | 17178.712 | 16643.9939 | 20021.7129
Region | Technology | 2023-24 | 2024-25 | 2025-26 | 2026-27 | 2027-28 | 2028-29 | 2029-30 | 2030-31 | 2031-32 | 2032-33 | 2033-34 | 2034-35 | 2035-36 | 2036-37 | 2037-38 | 2038-39 | 2039-40 | 2040-41 | 2041-42 | 2042-43 | 2043-44 | 2044-45 | 2045-46 | 2046-47 | 2047-48 | 2048-49 | 2049-50
VIC1 | Black Coal | 0 | 0 | 0 | 0 | 0 | 0 | 0 | 0 | 0 | 0 | 0 | 0 | 0 | 0 | 0 | 0 | 0 | 0 | 0 | 0 | 0 | 0 | 0 | 0 | 0 | 0 | 0
VIC1 | Brown Coal | 97473.272 | 72512.03 | 57981.433 | 42992.8165 | 27235.3045 | 16600.3115 | 16007.9305 | 0 | 0 | 0 | 0 | 0 | 0 | 0 | 0 | 0 | 0 | 0 | 0 | 0 | 0 | 0 | 0 | 0 | 0 | 0 | 0
VIC1 | CCGT | 0 | 0 | 0 | 0 | 0 | 0 | 0 | 0 | 0 | 0 | 0 | 0 | 0 | 0 | 0 | 0 | 0 | 0 | 0 | 0 | 0 | 0 | 0 | 0 | 0 | 0 | 0
VIC1 | Gas - Steam | 47.1624 | 30.3736 | 336.3679 | 339.6914 | 913.4689 | 2239.7172 | 413.5914 | 1105.0439 | 412.8919 | 232.2623 | 82.8166 | 168.3833 | 109.7641 | 96.1207 | 226.1391 | 134.2346 | 0 | 0 | 0 | 0 | 0 | 0 | 0 | 0 | 0 | 0 | 0
VIC1 | OCGT / Diesel | 269.821 | 109.9624 | 870.2004 | 1437.4262 | 2499.8724 | 8389.3782 | 1137.011 | 3242.222 | 1103.7957 | 882.746 | 86.8476 | 1058.3156 | 716.1386 | 526.4599 | 700.0516 | 403.2587 | 945.3348 | 1887.3119 | 1171.9181 | 685.3383 | 2488.8263 | 272.5511 | 204.0645 | 410.0938 | 54.4927 | 79.307 | 40.1951
VIC1 | Hydro | 18242.8854 | 20820.7904 | 20357.7571 | 18312.5091 | 14500.9056 | 20688.0361 | 16317.9679 | 13385.5663 | 12639.5096 | 10914.4247 | 12742.6366 | 12430.8516 | 11212.7686 | 8878.9043 | 12744.9638 | 10083.7156 | 8274.9144 | 7802.6978 | 6770.2635 | 7875.0601 | 7698.5721 | 6928.3727 | 5486.6756 | 7862.6998 | 7460.1907 | 7071.7601 | 6677.7046
VIC1 | Hydrogen Turbine | 0 | 0 | 0 | 0 | 0 | 0 | 0 | 0 | 0 | 0 | 0 | 0 | 0.00026078 | 0.00028926 | 473.5473 | 440.6818 | 866.8719 | 736.7263 | 678.4531 | 691.0082 | 3671.7612 | 3380.0752 | 3522.044 | 4502.699 | 4714.675 | 4809.247 | 4897.605
VIC1 | Wind | 891.2617 | 1343.1826 | 1377.4982 | 1554.5516 | 1973.8936 | 1956.4617 | 1982.9625 | 1857.5973 | 1991.7629 | 1694.0581 | 1802.7806 | 1647.9894 | 1633.0814 | 1703.6891 | 1583.7212 | 1845.3219 | 1683.5183 | 1844.3134 | 1571.0139 | 1716.5596 | 1733.7191 | 1670.9906 | 1658.147 | 1584.373 | 1949.3856 | 1733.3681 | 1804.3032
VIC1 | Solar PV | 193.8513 | 136.3994 | 134.9473 | 168.944 | 275.0738 | 228.9978 | 221.666 | 407.2488 | 374.2268 | 363.7487 | 367.4665 | 407.2155 | 410.1616 | 425.5048 | 379.6394 | 367.3952 | 379.4715 | 378.9487 | 609.6487 | 563.1341 | 665.8896 | 661.2616 | 650.8259 | 529.9605 | 547.9145 | 589.3874 | 534.9354
VIC1 | Grid Battery | 11.159 | 13.3318 | 12.7436 | 121.9517 | 265.6865 | 228.6444 | 214.6878 | 226.8602 | 194.8458 | 265.1675 | 266.2271 | 250.9666 | 294.4036 | 330.9112 | 284.7295 | 265.5452 | 301.0354 | 246.6188 | 407.9246 | 356.8816 | 338.8366 | 383.5499 | 374.4897 | 331.2091 | 295.5931 | 358.3969 | 308.339
VIC1 | Pumped Hydro | 0 | 0 | 0.00012945 | 19.82 | 21.3284 | 19.2287 | 17.9692 | 18.424 | 17.0065 | 15.5555 | 14.4068 | 13.1718 | 13.3126 | 12.4734 | 10.7237 | 10.2499 | 10.4222 | 9.2355 | 9.3285 | 8.529 | 7.6822 | 7.9893 | 7.1973 | 6.4663 | 6.5267 | 6.392 | 5.75
VIC1 | VPP | 3.1129 | 9.2665 | 16.9114 | 25.6174 | 34.4437 | 37.9752 | 49.97 | 54.7073 | 55.5693 | 61.8622 | 67.3788 | 71.5621 | 80.6716 | 86.1345 | 87.8586 | 89.2635 | 91.8222 | 83.127 | 93.1209 | 83.708 | 79.606 | 83.4721 | 84.7725 | 80.5374 | 80.5915 | 79.7461 | 72.7108
Total excluding storage |  | 117132.5258 | 94975.3367 | 81087.859 | 64973.3279 | 47719.9774 | 50388.7508 | 36363.7565 | 20297.6699 | 16789.6084 | 14429.8251 | 15430.5606 | 16048.4559 | 14470.3024 | 12060.1982 | 16491.3742 | 13639.6663 | 12553.3907 | 12988.9793 | 11311.6714 | 11980.219 | 16684.8929 | 13388.2624 | 11988.2166 | 15308.0389 | 15109.3698 | 14727.6045 | 14341.5431
Region | Technology | 2023-24 | 2024-25 | 2025-26 | 2026-27 | 2027-28 | 2028-29 | 2029-30 | 2030-31 | 2031-32 | 2032-33 | 2033-34 | 2034-35 | 2035-36 | 2036-37 | 2037-38 | 2038-39 | 2039-40 | 2040-41 | 2041-42 | 2042-43 | 2043-44 | 2044-45 | 2045-46 | 2046-47 | 2047-48 | 2048-49 | 2049-50
SA1 | Black Coal | 0 | 0 | 0 | 0 | 0 | 0 | 0 | 0 | 0 | 0 | 0 | 0 | 0 | 0 | 0 | 0 | 0 | 0 | 0 | 0 | 0 | 0 | 0 | 0 | 0 | 0 | 0
SA1 | Brown Coal | 0 | 0 | 0 | 0 | 0 | 0 | 0 | 0 | 0 | 0 | 0 | 0 | 0 | 0 | 0 | 0 | 0 | 0 | 0 | 0 | 0 | 0 | 0 | 0 | 0 | 0 | 0
SA1 | CCGT | 15712.1044 | 7234.4295 | 9205.799 | 7279.9035 | 6978.926 | 9021.128 | 7214.2205 | 8071.6165 | 6666.677 | 1457.8889 | 4677.1775 | 5478.963 | 468.8981 | 243.3264 | 0 | 0 | 0 | 0 | 0 | 0 | 0 | 0 | 0 | 0 | 0 | 0 | 0
SA1 | Gas - Steam | 427.7424 | 215.4139 | 714.5736 | 0 | 0 | 0 | 0 | 0 | 0 | 0 | 0 | 0 | 0 | 0 | 0 | 0 | 0 | 0 | 0 | 0 | 0 | 0 | 0 | 0 | 0 | 0 | 0
SA1 | OCGT / Diesel | 4871.8666 | 1845.0298 | 4012.0756 | 1920.2431 | 3220.5348 | 5401.2169 | 913.4169 | 4623.9124 | 905.5303 | 384.7004 | 247.041 | 513.9064 | 235.866 | 85.5529 | 231.4918 | 0.0011118 | 98.8528 | 3199.1551 | 3178.9782 | 3020.0988 | 6724.068 | 0.0011696 | 0.0010249 | 0.0010298 | 0.00089373 | 0.00098035 | 0.00090964
SA1 | Hydro | 0 | 0 | 0 | 0 | 0 | 0 | 0 | 0 | 0 | 0 | 0 | 0 | 0 | 0 | 0 | 0 | 0 | 0 | 0 | 0 | 0 | 0 | 0 | 0 | 0 | 0 | 0
SA1 | Hydrogen Turbine | 0 | 0 | 0 | 0 | 0 | 0 | 0 | 0.00015807 | 0.00014483 | 0.00012476 | 0.00016313 | 0.00021371 | 0.00016197 | 0.00018779 | 0.00034601 | 0.0002814 | 0.00035797 | 0.00027136 | 0.00024722 | 0.00035958 | 0.00070736 | 0.00034555 | 0.00027613 | 0.00043861 | 0.0003733 | 0.00051451 | 0.0004848
SA1 | Wind | 597.4012 | 810.0074 | 745.8329 | 1079.7779 | 1019.6805 | 1570.8762 | 1532.7278 | 1582.0615 | 1608.3787 | 1450.5066 | 1673.7964 | 1446.2575 | 1778.1868 | 1932.4097 | 2308.8988 | 2436.4013 | 2182.0036 | 2370.9236 | 2711.9655 | 2777.3766 | 2660.3313 | 2737.575 | 2563.9864 | 2775.4227 | 3091.6599 | 2915.23 | 3339.7997
SA1 | Solar PV | 115.8109 | 83.4892 | 113.0197 | 114.0005 | 185.2155 | 368.4146 | 360.2564 | 586.6011 | 594.4055 | 786.2749 | 1170.4541 | 1410.4696 | 1442.4697 | 1784.3404 | 1597.5649 | 1611.0071 | 1654.7958 | 1599.527 | 2783.5134 | 2431.8741 | 3010.0866 | 2891.6027 | 2851.9444 | 2436.1486 | 2575.4845 | 2585.849 | 2717.0601
SA1 | Grid Battery | 14.6402 | 14.1461 | 13.3904 | 12.5544 | 11.9482 | 10.7256 | 9.9568 | 122.8209 | 202.1211 | 516.4876 | 651.6377 | 847.4627 | 879.2417 | 1035.0222 | 801.1458 | 777.8376 | 815.7547 | 730.3296 | 1535.6854 | 1267.6515 | 1669.6327 | 1666.9226 | 1672.4583 | 1322.1112 | 1329.2966 | 1303.0098 | 1319.966
SA1 | Pumped Hydro | 0 | 0 | 0.00011256 | 0.00018639 | 0.00019244 | 0.00018287 | 0.00017211 | 0.00016965 | 0.00016037 | 0.00015263 | 0.00013641 | 0.00013651 | 0.00013311 | 0.00013258 | 0.00012183 | 0.00011513 | 0.00011864 | 0.00011414 | 0.00010998 | 0.00010835 | 0.00011133 | 0.00011089 | 0.00010838 | 9.7999e-05 | 9.3595e-05 | 9.7757e-05 | 0.00010385
SA1 | VPP | 6.5599 | 9.4652 | 11.8894 | 13.9735 | 16.223 | 17.468 | 20.7178 | 23.6227 | 25.7984 | 31.1768 | 34.5335 | 38.7733 | 41.8513 | 45.2368 | 44.1959 | 43.7364 | 45.3549 | 42.7994 | 45.6399 | 42.9648 | 43.6503 | 43.4224 | 44.4959 | 41.697 | 40.6097 | 40.3928 | 39.097
Total excluding storage |  | 21746.1256 | 10211.9811 | 14816.5808 | 10420.4531 | 11432.5281 | 16389.8295 | 10051.2964 | 15010.6354 | 10002.9113 | 4627.0355 | 8454.6403 | 9735.8329 | 4846.5138 | 5125.8887 | 4983.2976 | 4868.984 | 4796.7623 | 7942.7352 | 10255.7827 | 9539.9662 | 14107.7697 | 7339.5242 | 7132.8865 | 6575.381 | 7037.0521 | 6844.4832 | 7415.9243
Region | Technology | 2023-24 | 2024-25 | 2025-26 | 2026-27 | 2027-28 | 2028-29 | 2029-30 | 2030-31 | 2031-32 | 2032-33 | 2033-34 | 2034-35 | 2035-36 | 2036-37 | 2037-38 | 2038-39 | 2039-40 | 2040-41 | 2041-42 | 2042-43 | 2043-44 | 2044-45 | 2045-46 | 2046-47 | 2047-48 | 2048-49 | 2049-50
TAS1 | Black Coal | 0 | 0 | 0 | 0 | 0 | 0 | 0 | 0 | 0 | 0 | 0 | 0 | 0 | 0 | 0 | 0 | 0 | 0 | 0 | 0 | 0 | 0 | 0 | 0 | 0 | 0 | 0
TAS1 | Brown Coal | 0 | 0 | 0 | 0 | 0 | 0 | 0 | 0 | 0 | 0 | 0 | 0 | 0 | 0 | 0 | 0 | 0 | 0 | 0 | 0 | 0 | 0 | 0 | 0 | 0 | 0 | 0
TAS1 | CCGT | 0 | 0 | 0 | 0 | 0 | 0 | 0 | 0 | 0 | 0 | 0 | 0 | 0 | 0 | 0 | 0 | 0 | 0 | 0 | 0 | 0 | 0 | 0 | 0 | 0 | 0 | 0
TAS1 | Gas - Steam | 0 | 0 | 0 | 0 | 0 | 0 | 0 | 0 | 0 | 0 | 0 | 0 | 0 | 0 | 0 | 0 | 0 | 0 | 0 | 0 | 0 | 0 | 0 | 0 | 0 | 0 | 0
TAS1 | OCGT / Diesel | 0.00048208 | 0.00046142 | 0.0004692 | 3.9763 | 10.7606 | 1.1736 | 0.00052903 | 0.00056037 | 7.4396 | 21.736 | 0.00050025 | 0.00049921 | 0.00044585 | 0.00044506 | 0.00046881 | 0.00045424 | 0.00046187 | 0.00053247 | 0.00046658 | 0.00047422 | 0.00061501 | 0.00042345 | 0.00040507 | 0.00051253 | 0.00047925 | 0.00053138 | 0.00048487
TAS1 | Hydro | 80675.5711 | 41798.9393 | 44736.3623 | 42247.4672 | 48582.6999 | 50458.0978 | 51517.0131 | 43794.7121 | 42238.0381 | 35531.4064 | 37450.3417 | 35483.2486 | 28590.8524 | 25981.9359 | 30990.5154 | 26252.9487 | 25082.8693 | 26108.5143 | 20540.9795 | 20128.5374 | 23049.0236 | 19429.8646 | 14777.2036 | 20235.1692 | 14269.7038 | 16336.8415 | 17567.0064
TAS1 | Hydrogen Turbine | 0 | 0 | 0 | 0 | 0 | 0 | 0 | 8.4183e-05 | 8.986e-05 | 9.6074e-05 | 0.00011481 | 0.00015662 | 0.00012372 | 0.00015665 | 0.0003698 | 0.00041175 | 0.00064744 | 0.00057088 | 0.00046496 | 0.00057434 | 0.00074688 | 0.00048427 | 0.00046705 | 64.6993 | 59.9679 | 255.1541 | 248.3143
TAS1 | Wind | 163.5479 | 717.7043 | 833.8095 | 868.3646 | 1470.9494 | 1493.821 | 1810.0581 | 1739.7286 | 2206.5467 | 2165.7832 | 2097.2716 | 2630.1091 | 2574.5358 | 2838.5089 | 3139.246 | 2850.6291 | 2669.5224 | 3009.1415 | 2907.7822 | 2558.4351 | 2698.7872 | 2528.4645 | 2509.5695 | 2728.9331 | 2658.2142 | 2687.1089 | 2758.7387
TAS1 | Solar PV | 0 | 1.5221e-05 | 1.8547e-05 | 4.0189e-05 | 23.8302 | 31.3474 | 55.5627 | 89.3554 | 78.5433 | 81.2283 | 323.3269 | 553.2034 | 640.1445 | 677.1967 | 618.552 | 700.9428 | 745.0276 | 682.5892 | 683.4583 | 828.6323 | 823.9162 | 825.1314 | 753.3357 | 850.7122 | 1020.4501 | 1227.8742 | 1127.6966
TAS1 | Grid Battery | 0 | 8.8998e-05 | 9.355e-05 | 0.00010461 | 0.00011874 | 0.00011325 | 0.00011828 | 0.00014451 | 0.00022891 | 0.00026612 | 0.0003048 | 0.00031216 | 0.0003384 | 0.00043352 | 0.00060627 | 0.020134 | 0.019548 | 0.018325 | 31.5806 | 100.3482 | 90.762 | 94.1526 | 90.3147 | 226.7786 | 413.9177 | 481.9475 | 438.3634
TAS1 | Pumped Hydro | 0 | 0 | 0.00020234 | 0.00025971 | 0.00044997 | 42.6234 | 134.882 | 129.4812 | 181.7016 | 220.5064 | 228.6304 | 337.8414 | 420.434 | 402.0534 | 396.0163 | 393.0215 | 357.0934 | 337.5471 | 335.4766 | 302.386 | 270.3532 | 287.7496 | 251.574 | 226.6904 | 216.3682 | 195.4603 | 170.5279
TAS1 | VPP | 0.24846 | 0.75608 | 1.0317 | 1.5024 | 1.97 | 2.6795 | 3.0536 | 3.387 | 4.864 | 5.3117 | 5.3896 | 6.0957 | 6.4008 | 7.2635 | 7.13 | 7.2904 | 7.7133 | 7.9395 | 7.9257 | 7.1333 | 7.201 | 7.1772 | 7.4186 | 7.0289 | 7.2313 | 7.2133 | 7.4697
Total excluding storage |  | 80839.3679 | 42517.4002 | 45571.2043 | 43121.3109 | 50090.2106 | 52029.7428 | 53520.5701 | 45756.6651 | 44717.1335 | 38025.9724 | 40104.961 | 39010.4991 | 32232.3684 | 29906.9594 | 35151.4612 | 30204.8535 | 28862.2466 | 30145.7511 | 24507.2038 | 23925.4734 | 26940.0446 | 23172.5408 | 18389.4169 | 24340.0123 | 18645.8535 | 21191.6002 | 22318.1174
Explicitly modelled pumping
Region | Technology | 2023-24 | 2024-25 | 2025-26 | 2026-27 | 2027-28 | 2028-29 | 2029-30 | 2030-31 | 2031-32 | 2032-33 | 2033-34 | 2034-35 | 2035-36 | 2036-37 | 2037-38 | 2038-39 | 2039-40 | 2040-41 | 2041-42 | 2042-43 | 2043-44 | 2044-45 | 2045-46 | 2046-47 | 2047-48 | 2048-49 | 2049-50
NEM | Grid Battery pump | 37.5217 | 41.0983 | 38.0637 | 36.5687 | 34.7816 | 30.6049 | 28.9287 | 27.3605 | 24.9761 | 25.0918 | 21.4804 | 18.963 | 18.2419 | 16.1316 | 14.2448 | 13.1918 | 12.9071 | 11.6767 | 7.9317 | 7.3278 | 3.4843 | 3.323 | 3.07 | 2.6469 | 2.6026 | 2.4553 | 2.4376
NEM | Pumped Hydro Pump | 8247.3963 | 19488.2252 | 15099.4556 | 20678.6348 | 46211.5747 | 43180.6736 | 41482.5667 | 38609.7723 | 36922.7458 | 36241.8385 | 34574.7875 | 30553.0549 | 31428.4551 | 30316.4811 | 26245.3104 | 24528.8247 | 23287.0774 | 21053.7355 | 21463.906 | 19472.2472 | 17084.0534 | 18453.2886 | 16788.2468 | 15663.4113 | 15189.7797 | 14235.0699 | 12334.9221
NEM | VPP pump | 23.3825 | 53.8251 | 80.7475 | 115.7275 | 150.9509 | 176.3537 | 227.7642 | 255.5028 | 280.0259 | 316.6012 | 355.9986 | 387.0046 | 427.7285 | 456.6016 | 453.386 | 464.9594 | 476.7249 | 457.3284 | 474.5367 | 450.8407 | 439.0001 | 451.0007 | 450.9092 | 414.5936 | 419.6214 | 419.5734 | 406.8054
Region | Technology | 2023-24 | 2024-25 | 2025-26 | 2026-27 | 2027-28 | 2028-29 | 2029-30 | 2030-31 | 2031-32 | 2032-33 | 2033-34 | 2034-35 | 2035-36 | 2036-37 | 2037-38 | 2038-39 | 2039-40 | 2040-41 | 2041-42 | 2042-43 | 2043-44 | 2044-45 | 2045-46 | 2046-47 | 2047-48 | 2048-49 | 2049-50
NSW1 | Grid Battery pump | 1.789 | 2.6365 | 2.1872 | 2.4424 | 2.2348 | 2.0631 | 1.9708 | 1.8914 | 1.7801 | 1.7168 | 1.6079 | 1.4396 | 1.44 | 0 | 0 | 0 | 0 | 0 | 0 | 0 | 0 | 0 | 0 | 0 | 0 | 0 | 0
NSW1 | Pumped Hydro Pump | 4299.3371 | 11646.6213 | 8750.3094 | 14602.1276 | 40267.5393 | 39131.0635 | 36592.5684 | 33855.0226 | 32346.956 | 31662.1961 | 30148.7775 | 26569.6795 | 27588.6003 | 26797.2825 | 23615.5242 | 21811.7297 | 20622.8779 | 18638.4304 | 18829.8689 | 17170.6509 | 15025.4702 | 16355.305 | 14926.0403 | 14136.3457 | 13659.994 | 12681.6527 | 10964.6718
NSW1 | VPP pump | 5.9799 | 16.9359 | 24.8398 | 36.9953 | 48.1693 | 57.6516 | 75.0929 | 84.383 | 94.106 | 106.6293 | 121.9149 | 131.2744 | 147.2125 | 157.4024 | 157.8253 | 161.6551 | 167.266 | 159.9862 | 162.5292 | 155.7019 | 150.3138 | 158.3604 | 158.5822 | 144.0727 | 142.7638 | 147.65 | 142.6492
Region | Technology | 2023-24 | 2024-25 | 2025-26 | 2026-27 | 2027-28 | 2028-29 | 2029-30 | 2030-31 | 2031-32 | 2032-33 | 2033-34 | 2034-35 | 2035-36 | 2036-37 | 2037-38 | 2038-39 | 2039-40 | 2040-41 | 2041-42 | 2042-43 | 2043-44 | 2044-45 | 2045-46 | 2046-47 | 2047-48 | 2048-49 | 2049-50
QLD1 | Grid Battery pump | 5.2233 | 5.7715 | 4.9193 | 4.7193 | 4.5082 | 4.2432 | 3.9835 | 3.7913 | 3.6087 | 3.4528 | 3.3056 | 3.0761 | 2.8856 | 2.7283 | 2.3534 | 2.3069 | 2.2241 | 2.1595 | 2.1219 | 1.9913 | 1.8724 | 1.7794 | 1.6511 | 1.392 | 1.4193 | 1.3339 | 1.3613
QLD1 | Pumped Hydro Pump | 3948.0592 | 7841.6039 | 6349.1462 | 6076.5072 | 5944.0354 | 4049.6101 | 4889.9983 | 4754.7497 | 4575.7898 | 4579.6424 | 4426.01 | 3983.3754 | 3839.8548 | 3519.1986 | 2629.7862 | 2717.095 | 2664.1995 | 2415.3051 | 2634.0371 | 2301.5963 | 2058.5832 | 2097.9836 | 1862.2066 | 1527.0656 | 1529.7857 | 1553.4172 | 1370.2503
QLD1 | VPP pump | 5.7659 | 13.9066 | 20.8166 | 30.4306 | 40.6921 | 50.4781 | 65.6786 | 75.2077 | 84.4304 | 94.0194 | 108.0386 | 118.781 | 128.8617 | 136.0177 | 131.8719 | 137.7261 | 139.5041 | 139.349 | 139.8417 | 137.2775 | 135.6665 | 134.9145 | 131.0256 | 118.9257 | 125.2643 | 122.5678 | 123.8134
Region | Technology | 2023-24 | 2024-25 | 2025-26 | 2026-27 | 2027-28 | 2028-29 | 2029-30 | 2030-31 | 2031-32 | 2032-33 | 2033-34 | 2034-35 | 2035-36 | 2036-37 | 2037-38 | 2038-39 | 2039-40 | 2040-41 | 2041-42 | 2042-43 | 2043-44 | 2044-45 | 2045-46 | 2046-47 | 2047-48 | 2048-49 | 2049-50
VIC1 | Grid Battery pump | 13.2443 | 15.9193 | 15.1647 | 14.5592 | 13.8675 | 11.651 | 11.1636 | 10.7224 | 9.4489 | 9.5684 | 6.9465 | 6.2248 | 6.1147 | 5.8306 | 5.0688 | 4.6373 | 4.5508 | 3.8729 | 0 | 0 | 0 | 0 | 0 | 0 | 0 | 0 | 0
VIC1 | Pumped Hydro Pump | 0 | 0 | 0 | 0 | 0 | 0 | 0 | 0 | 0 | 0 | 0 | 0 | 0 | 0 | 0 | 0 | 0 | 0 | 0 | 0 | 0 | 0 | 0 | 0 | 0 | 0 | 0
VIC1 | VPP pump | 3.6496 | 10.9306 | 19.9126 | 30.0957 | 40.6253 | 44.5786 | 58.9523 | 64.2054 | 65.4134 | 72.9235 | 79.1586 | 84.1552 | 94.8983 | 101.3786 | 103.3336 | 105.3577 | 107.7004 | 98.1448 | 109.2218 | 98.8151 | 93.3347 | 98.2102 | 100.0627 | 94.4351 | 95.1415 | 93.5074 | 85.554
Region | Technology | 2023-24 | 2024-25 | 2025-26 | 2026-27 | 2027-28 | 2028-29 | 2029-30 | 2030-31 | 2031-32 | 2032-33 | 2033-34 | 2034-35 | 2035-36 | 2036-37 | 2037-38 | 2038-39 | 2039-40 | 2040-41 | 2041-42 | 2042-43 | 2043-44 | 2044-45 | 2045-46 | 2046-47 | 2047-48 | 2048-49 | 2049-50
SA1 | Grid Battery pump | 17.265 | 16.771 | 15.7925 | 14.8478 | 14.171 | 12.6475 | 11.8109 | 10.9554 | 10.1385 | 10.3538 | 9.6204 | 8.2224 | 7.8016 | 7.5728 | 6.8226 | 6.2475 | 6.1322 | 5.6444 | 5.8099 | 5.3364 | 1.6119 | 1.5436 | 1.419 | 1.255 | 1.1833 | 1.1213 | 1.0762
SA1 | Pumped Hydro Pump | 0 | 0 | 0 | 0 | 0 | 0 | 0 | 0 | 0 | 0 | 0 | 0 | 0 | 0 | 0 | 0 | 0 | 0 | 0 | 0 | 0 | 0 | 0 | 0 | 0 | 0 | 0
SA1 | VPP pump | 7.6964 | 11.1624 | 13.9622 | 16.4405 | 19.138 | 20.5011 | 24.4466 | 27.7225 | 30.3534 | 36.7602 | 40.5519 | 45.6191 | 49.2405 | 53.2288 | 51.9942 | 51.6126 | 53.2093 | 50.507 | 53.6189 | 50.6244 | 51.2127 | 51.1001 | 52.4814 | 48.9188 | 47.9155 | 47.3893 | 46.0001
Region | Technology | 2023-24 | 2024-25 | 2025-26 | 2026-27 | 2027-28 | 2028-29 | 2029-30 | 2030-31 | 2031-32 | 2032-33 | 2033-34 | 2034-35 | 2035-36 | 2036-37 | 2037-38 | 2038-39 | 2039-40 | 2040-41 | 2041-42 | 2042-43 | 2043-44 | 2044-45 | 2045-46 | 2046-47 | 2047-48 | 2048-49 | 2049-50
TAS1 | Grid Battery pump | 0 | 0 | 0 | 0 | 0 | 0 | 0 | 0 | 0 | 0 | 0 | 0 | 0 | 0 | 0 | 0 | 0 | 0 | 0 | 0 | 0 | 0 | 0 | 0 | 0 | 0 | 0
TAS1 | Pumped Hydro Pump | 0 | 0 | 0 | 0 | 0 | 0 | 0 | 0 | 0 | 0 | 0 | 0 | 0 | 0 | 0 | 0 | 0 | 0 | 0 | 0 | 0 | 0 | 0 | 0 | 0 | 0 | 0
TAS1 | VPP pump | 0.29067 | 0.88958 | 1.2162 | 1.7654 | 2.3262 | 3.1442 | 3.5938 | 3.9841 | 5.7228 | 6.2689 | 6.3346 | 7.175 | 7.5155 | 8.5741 | 8.361 | 8.6079 | 9.0451 | 9.3414 | 9.3251 | 8.4219 | 8.4725 | 8.4156 | 8.7573 | 8.2413 | 8.5362 | 8.459 | 8.7886

## Option 5A_FOM Cost
FOM cost by technology ($000s) - Option 5A, Hydrogen Superpower Scenario
FOM | Real June 2021 dollars discounted to 1 July 2021. For new entrant capacity, the FOM is incurred annually in modelling. For existing capacity, FOM is considered to be a sunk cost, since the fixed retirement dates are assumed to be the same in the Base Case and the option case.
Explicitly modelled generation
Region | Technology | 2023-24 | 2024-25 | 2025-26 | 2026-27 | 2027-28 | 2028-29 | 2029-30 | 2030-31 | 2031-32 | 2032-33 | 2033-34 | 2034-35 | 2035-36 | 2036-37 | 2037-38 | 2038-39 | 2039-40 | 2040-41 | 2041-42 | 2042-43 | 2043-44 | 2044-45 | 2045-46 | 2046-47 | 2047-48 | 2048-49 | 2049-50
NEM | Black Coal | 0 | 0 | 0 | 0 | 0 | 0 | 0 | 0 | 0 | 0 | 0 | 0 | 0 | 0 | 0 | 0 | 0 | 0 | 0 | 0 | 0 | 0 | 0 | 0 | 0 | 0 | 0
NEM | Brown Coal | 0 | 0 | 0 | 0 | 0 | 0 | 0 | 0 | 0 | 0 | 0 | 0 | 0 | 0 | 0 | 0 | 0 | 0 | 0 | 0 | 0 | 0 | 0 | 0 | 0 | 0 | 0
NEM | CCGT | 0 | 0 | 0 | 0 | 0 | 0 | 0 | 0 | 0 | 0 | 0 | 0 | 0 | 0 | 0 | 0 | 0 | 0 | 0 | 0 | 0 | 0 | 0 | 0 | 0 | 0 | 0
NEM | Gas - Steam | 0 | 0 | 0 | 0 | 0 | 0 | 0 | 0 | 0 | 0 | 0 | 0 | 0 | 0 | 0 | 0 | 0 | 0 | 0 | 0 | 0 | 0 | 0 | 0 | 0 | 0 | 0
NEM | OCGT / Diesel | 0 | 0.011076 | 0.012098 | 0.012531 | 0.011963 | 0.011374 | 0.010801 | 0.010316 | 0.0098425 | 0.0093476 | 0.0088974 | 0.0084908 | 0.0081165 | 0.0077503 | 0.0074206 | 0.007075 | 0.0067955 | 0.006702 | 0.0064327 | 0.0061779 | 0.0060871 | 0.0060483 | 0.0058321 | 0.0057146 | 0.0054685 | 0.0052571 | 0.0050655
NEM | Hydro | 0 | 0 | 0 | 0 | 0 | 0 | 0 | 0 | 0 | 0 | 0 | 0 | 0 | 0 | 0 | 0 | 0 | 0 | 0 | 0 | 0 | 0 | 0 | 0 | 0 | 0 | 0
NEM | Hydrogen Turbine | 0 | 0 | 0 | 0 | 0 | 0 | 0 | 979.6585 | 931.062 | 880.0475 | 834.1683 | 790.6809 | 751.4593 | 710.2856 | 1297.7956 | 1230.1381 | 1575.8734 | 1489.5284 | 1411.8753 | 1338.2705 | 4173.3849 | 5084.9734 | 4819.8801 | 5537.5458 | 5541.9073 | 5895.4372 | 6012.7307
NEM | Wind | 0 | 320979.5692 | 351362.2744 | 445580.9718 | 572563.2193 | 655034.2205 | 692597.7399 | 711713.064 | 712367.8238 | 721264.9635 | 776066.517 | 877776.6053 | 886907.4181 | 926714.9598 | 1047433.3434 | 1052964.752 | 1002360.1098 | 995041.396 | 1051490.7814 | 1134507.9821 | 1149147.8522 | 1119593.2133 | 1149796.8574 | 1326905.3167 | 1340664.7945 | 1305025.7463 | 1292883.4938
NEM | Solar PV | 0 | 0.027787 | 26623.1103 | 56445.5256 | 95610.2897 | 188516.3005 | 191267.6323 | 281039.442 | 286808.0726 | 328250.1365 | 440545.7158 | 601392.7555 | 583417.5618 | 612748.2947 | 673698.7734 | 647506.833 | 633851.3409 | 641832.642 | 748426.5373 | 823340.2536 | 891410.3257 | 887818.1954 | 880230.3102 | 931351.4182 | 912723.7679 | 902554.1297 | 1052763.4703
NEM | Grid Battery | 0 | 0.046444 | 15169.5939 | 28159.39 | 42656.2131 | 78273.5657 | 74614.6988 | 118271.2651 | 118807.3471 | 154704.1534 | 196526.2953 | 238438.9586 | 247600.671 | 250052.8443 | 255598.3187 | 242816.453 | 238052.0227 | 242957.4946 | 300403.4242 | 348703.8977 | 380063.5105 | 396360.3631 | 375697.1045 | 375213.8788 | 376846.9315 | 396005.7708 | 505436.8367
NEM | Pumped Hydro | 0 | 0 | 15205.4558 | 21479.8199 | 22143.6146 | 25367.0294 | 28607.692 | 27579.9325 | 27464.0607 | 28087.6283 | 27814.7308 | 31539.5629 | 33434.1446 | 32146.2397 | 30470.376 | 28881.8842 | 27449.1838 | 25945.1928 | 24592.6 | 23310.5215 | 22154.1915 | 20940.3228 | 19848.6472 | 18813.8837 | 17880.6113 | 16900.9002 | 16019.8109
NEM | VPP | 0 | 0 | 0 | 0 | 0 | 0 | 0 | 0 | 0 | 0 | 0 | 0 | 0 | 0 | 0 | 0 | 0 | 0 | 0 | 0 | 0 | 0 | 0 | 0 | 0 | 0 | 0
Total excluding storage |  | 0 | 320979.6545 | 408360.4465 | 551665.7198 | 732973.3486 | 947191.1274 | 987087.7738 | 1139583.3724 | 1146378.3761 | 1233186.9386 | 1441787.4361 | 1749938.5718 | 1752111.263 | 1822372.6317 | 2008498.6145 | 1973400.0673 | 1903288.5373 | 1907266.2605 | 2126325.2246 | 2331200.9317 | 2446949.2709 | 2429797.0741 | 2430392.8052 | 2657822.0489 | 2653658.018 | 2626381.9896 | 2873116.3475
Region | Technology | 2023-24 | 2024-25 | 2025-26 | 2026-27 | 2027-28 | 2028-29 | 2029-30 | 2030-31 | 2031-32 | 2032-33 | 2033-34 | 2034-35 | 2035-36 | 2036-37 | 2037-38 | 2038-39 | 2039-40 | 2040-41 | 2041-42 | 2042-43 | 2043-44 | 2044-45 | 2045-46 | 2046-47 | 2047-48 | 2048-49 | 2049-50
NSW1 | Black Coal | 0 | 0 | 0 | 0 | 0 | 0 | 0 | 0 | 0 | 0 | 0 | 0 | 0 | 0 | 0 | 0 | 0 | 0 | 0 | 0 | 0 | 0 | 0 | 0 | 0 | 0 | 0
NSW1 | Brown Coal | 0 | 0 | 0 | 0 | 0 | 0 | 0 | 0 | 0 | 0 | 0 | 0 | 0 | 0 | 0 | 0 | 0 | 0 | 0 | 0 | 0 | 0 | 0 | 0 | 0 | 0 | 0
NSW1 | CCGT | 0 | 0 | 0 | 0 | 0 | 0 | 0 | 0 | 0 | 0 | 0 | 0 | 0 | 0 | 0 | 0 | 0 | 0 | 0 | 0 | 0 | 0 | 0 | 0 | 0 | 0 | 0
NSW1 | Gas - Steam | 0 | 0 | 0 | 0 | 0 | 0 | 0 | 0 | 0 | 0 | 0 | 0 | 0 | 0 | 0 | 0 | 0 | 0 | 0 | 0 | 0 | 0 | 0 | 0 | 0 | 0 | 0
NSW1 | OCGT / Diesel | 0 | 0.0081305 | 0.0078297 | 0.0074215 | 0.0070534 | 0.0066669 | 0.0063193 | 0.0059927 | 0.0056954 | 0.0053833 | 0.0051027 | 0.0048367 | 0.0045967 | 0.0043449 | 0.0041193 | 0.0039046 | 0.0037109 | 0.003508 | 0.0033251 | 0.0031517 | 0.0029957 | 0.0028316 | 0.0027329 | 0.002593 | 0.0024644 | 0.0023294 | 0.0022086
NSW1 | Hydro | 0 | 0 | 0 | 0 | 0 | 0 | 0 | 0 | 0 | 0 | 0 | 0 | 0 | 0 | 0 | 0 | 0 | 0 | 0 | 0 | 0 | 0 | 0 | 0 | 0 | 0 | 0
NSW1 | Hydrogen Turbine | 0 | 0 | 0 | 0 | 0 | 0 | 0 | 979.6572 | 931.0608 | 880.0463 | 834.1671 | 790.6797 | 751.4576 | 710.2839 | 803.5295 | 761.6394 | 723.8578 | 684.1963 | 648.5273 | 614.7179 | 584.2245 | 552.2137 | 523.4254 | 1383.5855 | 1314.952 | 1242.9034 | 1178.1075
NSW1 | Wind | 0 | 110760.0445 | 104985.8677 | 137470.6635 | 189539.3408 | 185049.9559 | 179333.8796 | 184743.0788 | 175578.8038 | 194479.6508 | 184340.9039 | 176955.028 | 168177.0839 | 170074.6271 | 170225.5238 | 167544.9887 | 159235.7929 | 160051.2272 | 180010.7447 | 170626.2995 | 165931.0271 | 156839.3625 | 151738.9231 | 175614.8144 | 166903.3567 | 157758.4166 | 149534.0445
NSW1 | Solar PV | 0 | 0.007789 | 20281.3777 | 41208.203 | 52394.0443 | 82356.3184 | 78062.8669 | 105200.6098 | 106339.0766 | 122175.4158 | 122447.2356 | 125052.0785 | 118848.8061 | 120908.468 | 149713.8568 | 141908.8691 | 134869.4069 | 139595.2238 | 132356.5641 | 134891.7573 | 139819.2585 | 132158.3055 | 125268.536 | 139301.2797 | 132391.1684 | 125137.214 | 120734.293
NSW1 | Grid Battery | 0 | 0.030493 | 15169.535 | 20957.3511 | 25723.4621 | 29721.9122 | 28594.1736 | 67131.242 | 63801.1632 | 63031.522 | 59745.5231 | 56630.8276 | 63901.6017 | 61429.8545 | 76808.7448 | 72804.4977 | 69192.9941 | 65401.7868 | 64380.6685 | 67102.6096 | 65792.7246 | 66306.9477 | 62850.2511 | 60807.3825 | 58099.6919 | 60999.7574 | 60067.8437
NSW1 | Pumped Hydro | 0 | 0 | 6367.356 | 6035.4087 | 5736.0192 | 7110.3642 | 6739.6817 | 6388.324 | 6071.4279 | 5738.7633 | 5439.586 | 5156.0057 | 4900.2394 | 4631.7463 | 4390.2809 | 4161.4037 | 3954.9751 | 3738.2748 | 3543.3885 | 3358.6621 | 3192.0539 | 3017.1554 | 2859.863 | 2710.7706 | 2576.3014 | 2435.1412 | 2308.1907
NSW1 | VPP | 0 | 0 | 0 | 0 | 0 | 0 | 0 | 0 | 0 | 0 | 0 | 0 | 0 | 0 | 0 | 0 | 0 | 0 | 0 | 0 | 0 | 0 | 0 | 0 | 0 | 0 | 0
Total excluding storage |  | 0 | 110760.0909 | 146804.1442 | 205671.6337 | 273392.8735 | 304238.5575 | 292730.6082 | 364442.9178 | 352721.5381 | 386305.4034 | 372807.4208 | 364584.6245 | 356579.1934 | 357754.9841 | 401941.9399 | 387181.4025 | 367977.0306 | 369470.7124 | 380939.8965 | 376594.0495 | 375319.2916 | 358873.9878 | 343241.0014 | 379817.8353 | 361285.4729 | 347573.4349 | 333822.4816
Region | Technology | 2023-24 | 2024-25 | 2025-26 | 2026-27 | 2027-28 | 2028-29 | 2029-30 | 2030-31 | 2031-32 | 2032-33 | 2033-34 | 2034-35 | 2035-36 | 2036-37 | 2037-38 | 2038-39 | 2039-40 | 2040-41 | 2041-42 | 2042-43 | 2043-44 | 2044-45 | 2045-46 | 2046-47 | 2047-48 | 2048-49 | 2049-50
QLD1 | Black Coal | 0 | 0 | 0 | 0 | 0 | 0 | 0 | 0 | 0 | 0 | 0 | 0 | 0 | 0 | 0 | 0 | 0 | 0 | 0 | 0 | 0 | 0 | 0 | 0 | 0 | 0 | 0
QLD1 | Brown Coal | 0 | 0 | 0 | 0 | 0 | 0 | 0 | 0 | 0 | 0 | 0 | 0 | 0 | 0 | 0 | 0 | 0 | 0 | 0 | 0 | 0 | 0 | 0 | 0 | 0 | 0 | 0
QLD1 | CCGT | 0 | 0 | 0 | 0 | 0 | 0 | 0 | 0 | 0 | 0 | 0 | 0 | 0 | 0 | 0 | 0 | 0 | 0 | 0 | 0 | 0 | 0 | 0 | 0 | 0 | 0 | 0
QLD1 | Gas - Steam | 0 | 0 | 0 | 0 | 0 | 0 | 0 | 0 | 0 | 0 | 0 | 0 | 0 | 0 | 0 | 0 | 0 | 0 | 0 | 0 | 0 | 0 | 0 | 0 | 0 | 0 | 0
QLD1 | OCGT / Diesel | 0 | 0.00074615 | 0.0021843 | 0.0020704 | 0.0019693 | 0.0019064 | 0.001807 | 0.0017128 | 0.0016279 | 0.0015387 | 0.0014585 | 0.0013824 | 0.0013138 | 0.0012419 | 0.0011771 | 0.0011158 | 0.0010604 | 0.0010184 | 0.000966 | 0.00092237 | 0.00089265 | 0.00084797 | 0.00082115 | 0.00088963 | 0.00084642 | 0.00080103 | 0.00076204
QLD1 | Hydro | 0 | 0 | 0 | 0 | 0 | 0 | 0 | 0 | 0 | 0 | 0 | 0 | 0 | 0 | 0 | 0 | 0 | 0 | 0 | 0 | 0 | 0 | 0 | 0 | 0 | 0 | 0
QLD1 | Hydrogen Turbine | 0 | 0 | 0 | 0 | 0 | 0 | 0 | 0.00063518 | 0.00060367 | 0.0005706 | 0.00054085 | 0.00051265 | 0.00048722 | 0.00046053 | 0.0004373 | 0.0004145 | 0.00039446 | 0.0003734 | 0.00035455 | 0.00034113 | 0.00034468 | 0.0003381 | 0.00034984 | 0.00047941 | 0.00045562 | 0.00043091 | 0.00040927
QLD1 | Wind | 0 | 100612.4767 | 133197.713 | 151984.7663 | 175164.9285 | 177406.2263 | 204764.4829 | 214514.6899 | 215808.2214 | 215796.5081 | 246039.6107 | 340044.2474 | 348994.9414 | 356975.5505 | 394836.6671 | 385995.6498 | 366848.1379 | 346747.8598 | 352390.5466 | 435097.2746 | 436189.7886 | 445699.4266 | 503638.5764 | 595959.6417 | 568167.7889 | 545633.8089 | 532534.2333
QLD1 | Solar PV | 0 | 0.0048326 | 3431.8412 | 8450.4198 | 17489.5166 | 60582.9206 | 67204.3994 | 85662.1723 | 94765.5955 | 106284.2345 | 156204.8112 | 256864.3086 | 246706.1286 | 245753.708 | 261269.4978 | 247648.8132 | 235364.0669 | 249037.1562 | 256871.9818 | 332665.7197 | 342089.8216 | 368595.967 | 388076.5389 | 403226.655 | 383224.3903 | 362226.8247 | 509811.4155
QLD1 | Grid Battery | 0 | 0.0044421 | 0.046094 | 0.04517 | 0.061479 | 32546.7369 | 30849.9876 | 29241.6945 | 27791.1454 | 39325.666 | 69827.6594 | 102880.7236 | 100572.7659 | 95062.2 | 90106.3507 | 85792.7235 | 81536.9321 | 95018.1488 | 90807.295 | 137323.2028 | 142136.0637 | 162050.5321 | 153602.4141 | 145594.7088 | 138372.4087 | 142604.1992 | 256585.2906
QLD1 | Pumped Hydro | 0 | 0 | 8838.0848 | 14785.5989 | 15781.4544 | 15553.9536 | 14743.084 | 13974.4873 | 13281.2757 | 12553.5703 | 11899.1187 | 11278.7856 | 10719.2956 | 10131.9658 | 9603.7591 | 9103.0892 | 8651.5258 | 8177.4928 | 7751.178 | 7347.0882 | 6982.6321 | 6600.041 | 6255.963 | 5929.8227 | 5635.6708 | 5326.8821 | 5049.1774
QLD1 | VPP | 0 | 0 | 0 | 0 | 0 | 0 | 0 | 0 | 0 | 0 | 0 | 0 | 0 | 0 | 0 | 0 | 0 | 0 | 0 | 0 | 0 | 0 | 0 | 0 | 0 | 0 | 0
Total excluding storage |  | 0 | 100612.4868 | 145467.6873 | 175220.8322 | 208435.9629 | 286089.8394 | 317561.9559 | 343393.0463 | 351646.2403 | 373959.981 | 483971.2022 | 711068.067 | 706993.1333 | 707923.426 | 755816.2763 | 728540.2772 | 692400.6641 | 698980.659 | 707821.0028 | 912433.2866 | 927398.3073 | 982945.9678 | 1051573.4936 | 1150710.8297 | 1095400.26 | 1055791.7161 | 1303980.1179
Region | Technology | 2023-24 | 2024-25 | 2025-26 | 2026-27 | 2027-28 | 2028-29 | 2029-30 | 2030-31 | 2031-32 | 2032-33 | 2033-34 | 2034-35 | 2035-36 | 2036-37 | 2037-38 | 2038-39 | 2039-40 | 2040-41 | 2041-42 | 2042-43 | 2043-44 | 2044-45 | 2045-46 | 2046-47 | 2047-48 | 2048-49 | 2049-50
VIC1 | Black Coal | 0 | 0 | 0 | 0 | 0 | 0 | 0 | 0 | 0 | 0 | 0 | 0 | 0 | 0 | 0 | 0 | 0 | 0 | 0 | 0 | 0 | 0 | 0 | 0 | 0 | 0 | 0
VIC1 | Brown Coal | 0 | 0 | 0 | 0 | 0 | 0 | 0 | 0 | 0 | 0 | 0 | 0 | 0 | 0 | 0 | 0 | 0 | 0 | 0 | 0 | 0 | 0 | 0 | 0 | 0 | 0 | 0
VIC1 | CCGT | 0 | 0 | 0 | 0 | 0 | 0 | 0 | 0 | 0 | 0 | 0 | 0 | 0 | 0 | 0 | 0 | 0 | 0 | 0 | 0 | 0 | 0 | 0 | 0 | 0 | 0 | 0
VIC1 | Gas - Steam | 0 | 0 | 0 | 0 | 0 | 0 | 0 | 0 | 0 | 0 | 0 | 0 | 0 | 0 | 0 | 0 | 0 | 0 | 0 | 0 | 0 | 0 | 0 | 0 | 0 | 0 | 0
VIC1 | OCGT / Diesel | 0 | 0.00085585 | 0.00081123 | 0.0017055 | 0.0016233 | 0.001535 | 0.001455 | 0.0013792 | 0.0013107 | 0.0012389 | 0.0011743 | 0.0011131 | 0.0010579 | 0.00099994 | 0.00094781 | 0.0008984 | 0.00085383 | 0.00086936 | 0.00085268 | 0.00080911 | 0.00080513 | 0.0010422 | 0.00098789 | 0.00093668 | 0.00089047 | 0.00084168 | 0.00079866
VIC1 | Hydro | 0 | 0 | 0 | 0 | 0 | 0 | 0 | 0 | 0 | 0 | 0 | 0 | 0 | 0 | 0 | 0 | 0 | 0 | 0 | 0 | 0 | 0 | 0 | 0 | 0 | 0 | 0
VIC1 | Hydrogen Turbine | 0 | 0 | 0 | 0 | 0 | 0 | 0 | 0 | 0 | 0 | 0 | 0 | 0.00050586 | 0.00050595 | 494.2647 | 468.4973 | 852.0139 | 805.3305 | 763.3465 | 723.5512 | 3589.1587 | 4532.758 | 4296.4531 | 4095.7356 | 4171.6189 | 4419.602 | 4595.5195
VIC1 | Wind | 0 | 48175.9111 | 49342.521 | 66806.9111 | 90321.8193 | 112090.0853 | 106246.5265 | 101429.5565 | 96398.0916 | 91116.2639 | 99088.0174 | 93922.2919 | 89263.2285 | 92372.5163 | 98119.1048 | 117512.77 | 113309.7412 | 113381.7703 | 108020.2089 | 116950.1108 | 128044.0761 | 121028.3069 | 119039.1517 | 128498.1813 | 150948.2708 | 143249.5684 | 137564.3866
VIC1 | Solar PV | 0 | 0.0047324 | 0.0075522 | 4028.7168 | 14174.5465 | 13397.8976 | 12699.429 | 31053.7485 | 29513.3114 | 28159.6456 | 29272.6561 | 37532.4434 | 35670.6273 | 35677.1344 | 38121.12 | 36133.7656 | 36608.5792 | 36865.1394 | 58060.704 | 55033.8427 | 67655.8248 | 63948.8384 | 60615.0127 | 60410.8006 | 59968.1841 | 61410.1999 | 60810.6845
VIC1 | Grid Battery | 0 | 0.0047112 | 0.0046331 | 7201.9769 | 16932.6725 | 16004.9004 | 15170.5217 | 14379.6415 | 13666.332 | 17846.3312 | 20211.2242 | 19157.5585 | 22234.117 | 25273.2648 | 23955.7013 | 22864.4376 | 25074.0933 | 23700.2379 | 34533.933 | 32733.5858 | 32325.5503 | 35854.1117 | 33984.94 | 35454.1735 | 34222.1495 | 39428.3299 | 37372.8246
VIC1 | Pumped Hydro | 0 | 0 | 0.0042536 | 658.7971 | 626.1172 | 591.8111 | 560.9584 | 531.7141 | 505.3381 | 477.6497 | 452.7486 | 429.1456 | 407.8576 | 385.5103 | 365.4126 | 346.3627 | 329.1812 | 311.1448 | 294.9239 | 279.5488 | 265.6816 | 251.1244 | 238.0326 | 225.6234 | 214.4312 | 202.6821 | 192.1158
VIC1 | VPP | 0 | 0 | 0 | 0 | 0 | 0 | 0 | 0 | 0 | 0 | 0 | 0 | 0 | 0 | 0 | 0 | 0 | 0 | 0 | 0 | 0 | 0 | 0 | 0 | 0 | 0 | 0
Total excluding storage |  | 0 | 48175.9214 | 49342.5383 | 78696.4035 | 122055.1571 | 142084.6959 | 134677.4371 | 147394.6619 | 140083.0745 | 137599.8916 | 149024.6475 | 151041.4405 | 147575.832 | 153708.4273 | 161055.6043 | 177325.8341 | 176173.6098 | 175063.6238 | 201673.1171 | 205720.64 | 231880.2923 | 225615.1404 | 218173.5912 | 228684.5152 | 249524.6554 | 248710.3833 | 240535.5317
Region | Technology | 2023-24 | 2024-25 | 2025-26 | 2026-27 | 2027-28 | 2028-29 | 2029-30 | 2030-31 | 2031-32 | 2032-33 | 2033-34 | 2034-35 | 2035-36 | 2036-37 | 2037-38 | 2038-39 | 2039-40 | 2040-41 | 2041-42 | 2042-43 | 2043-44 | 2044-45 | 2045-46 | 2046-47 | 2047-48 | 2048-49 | 2049-50
SA1 | Black Coal | 0 | 0 | 0 | 0 | 0 | 0 | 0 | 0 | 0 | 0 | 0 | 0 | 0 | 0 | 0 | 0 | 0 | 0 | 0 | 0 | 0 | 0 | 0 | 0 | 0 | 0 | 0
SA1 | Brown Coal | 0 | 0 | 0 | 0 | 0 | 0 | 0 | 0 | 0 | 0 | 0 | 0 | 0 | 0 | 0 | 0 | 0 | 0 | 0 | 0 | 0 | 0 | 0 | 0 | 0 | 0 | 0
SA1 | CCGT | 0 | 0 | 0 | 0 | 0 | 0 | 0 | 0 | 0 | 0 | 0 | 0 | 0 | 0 | 0 | 0 | 0 | 0 | 0 | 0 | 0 | 0 | 0 | 0 | 0 | 0 | 0
SA1 | Gas - Steam | 0 | 0 | 0 | 0 | 0 | 0 | 0 | 0 | 0 | 0 | 0 | 0 | 0 | 0 | 0 | 0 | 0 | 0 | 0 | 0 | 0 | 0 | 0 | 0 | 0 | 0 | 0
SA1 | OCGT / Diesel | 0 | 0.00070501 | 0.00066826 | 0.00075839 | 0.00072077 | 0.00068128 | 0.00064576 | 0.00066415 | 0.00063283 | 0.00060083 | 0.00059056 | 0.00058991 | 0.00058328 | 0.00058675 | 0.00059637 | 0.0005816 | 0.00058922 | 0.00066122 | 0.00064471 | 0.00066189 | 0.00074636 | 0.00070681 | 0.00067267 | 0.0006514 | 0.00063948 | 0.00064877 | 0.00065283
SA1 | Hydro | 0 | 0 | 0 | 0 | 0 | 0 | 0 | 0 | 0 | 0 | 0 | 0 | 0 | 0 | 0 | 0 | 0 | 0 | 0 | 0 | 0 | 0 | 0 | 0 | 0 | 0 | 0
SA1 | Hydrogen Turbine | 0 | 0 | 0 | 0 | 0 | 0 | 0 | 0.00035615 | 0.00033959 | 0.00032246 | 0.0003307 | 0.00037107 | 0.0003535 | 0.00035314 | 0.00047091 | 0.00044765 | 0.00046035 | 0.00043513 | 0.0004132 | 0.00047913 | 0.00065819 | 0.00062213 | 0.0005897 | 0.00055946 | 0.00053205 | 0.00061049 | 0.00059985
SA1 | Wind | 0 | 29110.5724 | 27592.9596 | 50598.1419 | 48088.2102 | 105997.7796 | 102616.9207 | 114105.7522 | 108445.478 | 102503.5519 | 121666.4162 | 115323.6173 | 132406.7767 | 149931.8261 | 192252.0918 | 199749.3906 | 189840.7218 | 195184.0929 | 231402.0049 | 241533.5611 | 246326.4065 | 232829.7319 | 220691.6891 | 246442.0703 | 268205.1906 | 266547.12 | 291414.9689
SA1 | Solar PV | 0 | 0.0084653 | 2909.8815 | 2758.1816 | 9311.6175 | 28737.0112 | 27238.9217 | 49285.7967 | 46840.9496 | 62640 | 100357.0396 | 126593.2755 | 121998.717 | 144975.1098 | 155152.6943 | 147064.1653 | 149308.1225 | 141127.2573 | 229850.2112 | 218535.4189 | 260088.3835 | 245837.665 | 233021.4835 | 234274.2409 | 230051.6166 | 227366.5937 | 237078.133
SA1 | Grid Battery | 0 | 0.0040549 | 0.0051336 | 0.013261 | 0.012655 | 0.011961 | 0.011354 | 7518.6813 | 13548.697 | 34500.6226 | 46741.8746 | 59769.8355 | 60892.1712 | 68287.5052 | 64727.4931 | 61353.074 | 62246.3593 | 58835.7673 | 107789.886 | 102170.5081 | 130900.1702 | 123727.9104 | 117277.6402 | 111163.64 | 105649.3136 | 106892.319 | 107732.0481
SA1 | Pumped Hydro | 0 | 0 | 0.003101 | 0.0051742 | 0.0049841 | 0.0048907 | 0.0046392 | 0.0044792 | 0.004257 | 0.0040277 | 0.0038455 | 0.0037152 | 0.0035664 | 0.0035452 | 0.0033689 | 0.0031969 | 0.0032739 | 0.0031074 | 0.0030964 | 0.0030818 | 0.0032456 | 0.0030677 | 0.0029084 | 0.0027581 | 0.0026308 | 0.0027311 | 0.002823
SA1 | VPP | 0 | 0 | 0 | 0 | 0 | 0 | 0 | 0 | 0 | 0 | 0 | 0 | 0 | 0 | 0 | 0 | 0 | 0 | 0 | 0 | 0 | 0 | 0 | 0 | 0 | 0 | 0
Total excluding storage |  | 0 | 29110.5856 | 30502.8501 | 53356.3427 | 57399.846 | 134734.8083 | 129855.859 | 170910.2358 | 168835.1298 | 199644.1794 | 268765.3351 | 301686.733 | 315297.6694 | 363194.4456 | 412132.2836 | 408166.6342 | 401395.2079 | 395147.1217 | 569042.1062 | 562239.4924 | 637314.9648 | 602395.3117 | 570990.817 | 591879.9552 | 603906.1245 | 600806.0367 | 636225.1541
Region | Technology | 2023-24 | 2024-25 | 2025-26 | 2026-27 | 2027-28 | 2028-29 | 2029-30 | 2030-31 | 2031-32 | 2032-33 | 2033-34 | 2034-35 | 2035-36 | 2036-37 | 2037-38 | 2038-39 | 2039-40 | 2040-41 | 2041-42 | 2042-43 | 2043-44 | 2044-45 | 2045-46 | 2046-47 | 2047-48 | 2048-49 | 2049-50
TAS1 | Black Coal | 0 | 0 | 0 | 0 | 0 | 0 | 0 | 0 | 0 | 0 | 0 | 0 | 0 | 0 | 0 | 0 | 0 | 0 | 0 | 0 | 0 | 0 | 0 | 0 | 0 | 0 | 0
TAS1 | Brown Coal | 0 | 0 | 0 | 0 | 0 | 0 | 0 | 0 | 0 | 0 | 0 | 0 | 0 | 0 | 0 | 0 | 0 | 0 | 0 | 0 | 0 | 0 | 0 | 0 | 0 | 0 | 0
TAS1 | CCGT | 0 | 0 | 0 | 0 | 0 | 0 | 0 | 0 | 0 | 0 | 0 | 0 | 0 | 0 | 0 | 0 | 0 | 0 | 0 | 0 | 0 | 0 | 0 | 0 | 0 | 0 | 0
TAS1 | Gas - Steam | 0 | 0 | 0 | 0 | 0 | 0 | 0 | 0 | 0 | 0 | 0 | 0 | 0 | 0 | 0 | 0 | 0 | 0 | 0 | 0 | 0 | 0 | 0 | 0 | 0 | 0 | 0
TAS1 | OCGT / Diesel | 0 | 0.00063812 | 0.00060485 | 0.00057486 | 0.00059621 | 0.0005846 | 0.00057403 | 0.00056749 | 0.00057563 | 0.00058582 | 0.00057132 | 0.00056867 | 0.00056475 | 0.00057693 | 0.00058002 | 0.00057466 | 0.00058116 | 0.00064505 | 0.00064426 | 0.00063275 | 0.00064722 | 0.00061971 | 0.00061744 | 0.00064386 | 0.00062775 | 0.00063628 | 0.00064327
TAS1 | Hydro | 0 | 0 | 0 | 0 | 0 | 0 | 0 | 0 | 0 | 0 | 0 | 0 | 0 | 0 | 0 | 0 | 0 | 0 | 0 | 0 | 0 | 0 | 0 | 0 | 0 | 0 | 0
TAS1 | Hydrogen Turbine | 0 | 0 | 0 | 0 | 0 | 0 | 0 | 0.00027782 | 0.0002887 | 0.00030383 | 0.00029981 | 0.00032482 | 0.00031041 | 0.00033125 | 0.00050468 | 0.00052953 | 0.00072281 | 0.00068375 | 0.00064856 | 0.00068994 | 0.00076018 | 0.00071883 | 0.00068172 | 58.2237 | 55.3355 | 232.9308 | 239.1027
TAS1 | Wind | 0 | 32320.5645 | 36243.2132 | 38720.489 | 69448.9205 | 74490.1733 | 99635.9301 | 96919.9865 | 116137.2289 | 117368.9889 | 124931.5688 | 151531.4207 | 148065.3877 | 157360.4398 | 191999.956 | 182161.9529 | 173125.7161 | 179676.4459 | 179667.2764 | 170300.7361 | 172656.5539 | 163196.3854 | 154688.5171 | 180390.6089 | 186440.1875 | 191836.8323 | 181835.8606
TAS1 | Solar PV | 0 | 0.0019676 | 0.0023055 | 0.0044785 | 2240.5647 | 3442.1527 | 6062.0153 | 9837.1147 | 9349.1396 | 8990.8407 | 32263.9733 | 55350.6494 | 60193.2827 | 65433.8745 | 69441.6044 | 74751.2199 | 77701.1653 | 75207.8653 | 71287.0762 | 82213.515 | 81757.0373 | 77277.4196 | 73248.739 | 94138.442 | 107088.4086 | 126413.2975 | 124328.9444
TAS1 | Grid Battery | 0 | 0.0027432 | 0.0030944 | 0.0035923 | 0.0044141 | 0.0041737 | 0.0045553 | 0.0057334 | 0.0093936 | 0.011646 | 0.013971 | 0.013509 | 0.015261 | 0.019774 | 0.028806 | 1.7201 | 1.6439 | 1.5538 | 2891.6418 | 9373.9914 | 8909.0017 | 8420.8613 | 7981.859 | 22193.974 | 40503.3677 | 46081.1653 | 43678.8297
TAS1 | Pumped Hydro | 0 | 0 | 0.0075626 | 0.01008 | 0.01883 | 2110.8955 | 6563.9632 | 6685.4027 | 7606.0147 | 9317.641 | 10023.2737 | 14675.6224 | 17406.7484 | 16997.0137 | 16110.92 | 15271.0255 | 14513.4984 | 13718.2773 | 13003.1064 | 12325.2194 | 11713.8206 | 11071.9989 | 10494.7857 | 9947.6642 | 9454.2052 | 8936.192 | 8470.3242
TAS1 | VPP | 0 | 0 | 0 | 0 | 0 | 0 | 0 | 0 | 0 | 0 | 0 | 0 | 0 | 0 | 0 | 0 | 0 | 0 | 0 | 0 | 0 | 0 | 0 | 0 | 0 | 0 | 0
Total excluding storage |  | 0 | 32320.5698 | 36243.2267 | 38720.5077 | 71689.5091 | 80043.2263 | 112261.9137 | 113442.5105 | 133092.3935 | 135677.4832 | 167218.8306 | 221557.707 | 225665.4349 | 239791.3487 | 277552.5103 | 272185.9194 | 265342.025 | 268604.1436 | 266849.102 | 274213.4632 | 275036.4149 | 259966.6665 | 246413.9021 | 306728.9135 | 343541.5052 | 373500.4186 | 358553.0622

## Option 5A_Fuel Cost
Fuel cost by technology ($000s) - Option 5A, Hydrogen Superpower Scenario
Fuel | Real June 2021 dollars discounted to 1 July 2021
Explicitly modelled generation
Region | Technology | 2023-24 | 2024-25 | 2025-26 | 2026-27 | 2027-28 | 2028-29 | 2029-30 | 2030-31 | 2031-32 | 2032-33 | 2033-34 | 2034-35 | 2035-36 | 2036-37 | 2037-38 | 2038-39 | 2039-40 | 2040-41 | 2041-42 | 2042-43 | 2043-44 | 2044-45 | 2045-46 | 2046-47 | 2047-48 | 2048-49 | 2049-50
NEM | Black Coal | 1686899.442 | 1088740.524 | 778985.934 | 512632.759 | 282562.28 | 199915.44 | 140773.36 | 0 | 0 | 0 | 0 | 0 | 0 | 0 | 0 | 0 | 0 | 0 | 0 | 0 | 0 | 0 | 0 | 0 | 0 | 0 | 0
NEM | Brown Coal | 196124.614 | 146037.105 | 113432.806 | 84270.088 | 53831.98 | 33123.845 | 31941.51 | 0 | 0 | 0 | 0 | 0 | 0 | 0 | 0 | 0 | 0 | 0 | 0 | 0 | 0 | 0 | 0 | 0 | 0 | 0 | 0
NEM | CCGT | 435272.0614 | 224952.1615 | 352410.5247 | 366394.3193 | 326205.9212 | 346066.1198 | 310283.4155 | 332568.891 | 330251.488 | 226760.092 | 267480.5086 | 265260.4912 | 134561.4039 | 79000.6326 | 136908.8491 | 62474.5146 | 52642.1421 | 180328.3445 | 169978.9425 | 166843.222 | 111616.4115 | 104164.1125 | 42027.746 | 24653.15 | 22563.6 | 19066.28 | 19905.18
NEM | Gas - Steam | 22656.5662 | 11909.3786 | 51659.485 | 16545.852 | 44570.732 | 109659.944 | 20337.274 | 54477.436 | 20372.524 | 11528.636 | 4156.1088 | 8585.15 | 5670.472 | 5010.2335 | 11854.125 | 7053.506 | 0 | 0 | 0 | 0 | 0 | 0 | 0 | 0 | 0 | 0 | 0
NEM | OCGT / Diesel | 44837.7425 | 16915.1474 | 47998.7924 | 50669.8313 | 71540.6739 | 177532.618 | 26008.265 | 134072.1551 | 44213.0993 | 29082.9131 | 3800.7877 | 20449.863 | 11887.5347 | 7460.9511 | 12948.3129 | 4947.9091 | 16108.8103 | 92545.3627 | 45506.1541 | 37420.6382 | 143453.5819 | 5121.2349 | 3125.8579 | 51377.0101 | 719.0468 | 1258.306 | 1394.1116
NEM | Hydro | 0 | 0 | 0 | 0 | 0 | 0 | 0 | 0 | 0 | 0 | 0 | 0 | 0 | 0 | 0 | 0 | 0 | 0 | 0 | 0 | 0 | 0 | 0 | 0 | 0 | 0 | 0
NEM | Hydrogen Turbine | 0 | 0 | 0 | 0 | 0 | 0 | 0 | 21352.3871 | 19753.2987 | 8940.1243 | 14304.5379 | 25960.8137 | 10751.5525 | 16423.2553 | 58065.7991 | 54272.0921 | 71792.8347 | 65397.96 | 47180.7345 | 54535.1955 | 203240.0982 | 174310.0834 | 182330.2292 | 278808.4 | 270755.184 | 274253.3946 | 275830.838
NEM | Wind | 0 | 0 | 0 | 0 | 0 | 0 | 0 | 0 | 0 | 0 | 0 | 0 | 0 | 0 | 0 | 0 | 0 | 0 | 0 | 0 | 0 | 0 | 0 | 0 | 0 | 0 | 0
NEM | Solar PV | 0 | 0 | 0 | 0 | 0 | 0 | 0 | 0 | 0 | 0 | 0 | 0 | 0 | 0 | 0 | 0 | 0 | 0 | 0 | 0 | 0 | 0 | 0 | 0 | 0 | 0 | 0
NEM | Grid Battery | 0 | 0 | 0 | 0 | 0 | 0 | 0 | 0 | 0 | 0 | 0 | 0 | 0 | 0 | 0 | 0 | 0 | 0 | 0 | 0 | 0 | 0 | 0 | 0 | 0 | 0 | 0
NEM | Pumped Hydro | 0 | 0 | 0 | 0 | 0 | 0 | 0 | 0 | 0 | 0 | 0 | 0 | 0 | 0 | 0 | 0 | 0 | 0 | 0 | 0 | 0 | 0 | 0 | 0 | 0 | 0 | 0
NEM | VPP | 0 | 0 | 0 | 0 | 0 | 0 | 0 | 0 | 0 | 0 | 0 | 0 | 0 | 0 | 0 | 0 | 0 | 0 | 0 | 0 | 0 | 0 | 0 | 0 | 0 | 0 | 0
Total excluding storage |  | 2385790.4262 | 1488554.3165 | 1344487.5421 | 1030512.8496 | 778711.5871 | 866297.9668 | 529343.8245 | 542470.8692 | 414590.41 | 276311.7654 | 289741.943 | 320256.3179 | 162870.963 | 107895.0724 | 219777.0861 | 128748.0218 | 140543.787 | 338271.6673 | 262665.8311 | 258799.0557 | 458310.0916 | 283595.4308 | 227483.8331 | 354838.5601 | 294037.8308 | 294577.9806 | 297130.1296
Region | Technology | 2023-24 | 2024-25 | 2025-26 | 2026-27 | 2027-28 | 2028-29 | 2029-30 | 2030-31 | 2031-32 | 2032-33 | 2033-34 | 2034-35 | 2035-36 | 2036-37 | 2037-38 | 2038-39 | 2039-40 | 2040-41 | 2041-42 | 2042-43 | 2043-44 | 2044-45 | 2045-46 | 2046-47 | 2047-48
NSW1 | Black Coal | 984317.064 | 607826.408 | 477020.256 | 263657.452 | 127437.416 | 123344.344 | 108516.688 | 0 | 0 | 0 | 0 | 0 | 0 | 0 | 0 | 0 | 0 | 0 | 0 | 0 | 0 | 0 | 0 | 0 | 0 | 0 | 0
NSW1 | Brown Coal | 0 | 0 | 0 | 0 | 0 | 0 | 0 | 0 | 0 | 0 | 0 | 0 | 0 | 0 | 0 | 0 | 0 | 0 | 0 | 0 | 0 | 0 | 0 | 0 | 0 | 0 | 0
NSW1 | CCGT | 32368.39 | 4007.8218 | 41108.308 | 67804.088 | 62727.388 | 64771.164 | 58940.84 | 66780.888 | 63184.78 | 50816.408 | 54536.352 | 57592.144 | 35852.996 | 29683.902 | 38070.392 | 33176.244 | 24240.114 | 54208.04 | 50325.296 | 50098.096 | 0 | 0 | 0 | 0 | 0 | 0 | 0
NSW1 | Gas - Steam | 0 | 0 | 0 | 0 | 0 | 0 | 0 | 0 | 0 | 0 | 0 | 0 | 0 | 0 | 0 | 0 | 0 | 0 | 0 | 0 | 0 | 0 | 0 | 0 | 0 | 0 | 0
NSW1 | OCGT / Diesel | 1092.6293 | 389.0793 | 2334.0117 | 8528.9998 | 4894.5582 | 14314.2091 | 967.832 | 23286.0412 | 7326.8509 | 7474.5398 | 237.4456 | 2983.1614 | 44.2714 | 113.3828 | 1924.6981 | 2.8757 | 1142.3452 | 35004.2621 | 3274.985 | 3562.9334 | 30289.7438 | 1500.3271 | 202.3053 | 8222.5964 | 0.027609 | 229.8043 | 873.2293
NSW1 | Hydro | 0 | 0 | 0 | 0 | 0 | 0 | 0 | 0 | 0 | 0 | 0 | 0 | 0 | 0 | 0 | 0 | 0 | 0 | 0 | 0 | 0 | 0 | 0 | 0 | 0 | 0 | 0
NSW1 | Hydrogen Turbine | 0 | 0 | 0 | 0 | 0 | 0 | 0 | 21352.362 | 19753.274 | 8940.102 | 14304.513 | 25960.784 | 10751.513 | 16423.211 | 33059.428 | 31446.142 | 27652.63 | 28531.412 | 13736.524 | 20987.714 | 27399.076 | 14515.124 | 17833.466 | 67894.328 | 52785.988 | 45501.668 | 45655.904
NSW1 | Wind | 0 | 0 | 0 | 0 | 0 | 0 | 0 | 0 | 0 | 0 | 0 | 0 | 0 | 0 | 0 | 0 | 0 | 0 | 0 | 0 | 0 | 0 | 0 | 0 | 0 | 0 | 0
NSW1 | Solar PV | 0 | 0 | 0 | 0 | 0 | 0 | 0 | 0 | 0 | 0 | 0 | 0 | 0 | 0 | 0 | 0 | 0 | 0 | 0 | 0 | 0 | 0 | 0 | 0 | 0 | 0 | 0
NSW1 | Grid Battery | 0 | 0 | 0 | 0 | 0 | 0 | 0 | 0 | 0 | 0 | 0 | 0 | 0 | 0 | 0 | 0 | 0 | 0 | 0 | 0 | 0 | 0 | 0 | 0 | 0 | 0 | 0
NSW1 | Pumped Hydro | 0 | 0 | 0 | 0 | 0 | 0 | 0 | 0 | 0 | 0 | 0 | 0 | 0 | 0 | 0 | 0 | 0 | 0 | 0 | 0 | 0 | 0 | 0 | 0 | 0 | 0 | 0
NSW1 | VPP | 0 | 0 | 0 | 0 | 0 | 0 | 0 | 0 | 0 | 0 | 0 | 0 | 0 | 0 | 0 | 0 | 0 | 0 | 0 | 0 | 0 | 0 | 0 | 0 | 0 | 0 | 0
Total excluding storage |  | 1017778.0833 | 612223.3091 | 520462.5757 | 339990.5398 | 195059.3622 | 202429.7171 | 168425.36 | 111419.2912 | 90264.9049 | 67231.0498 | 69078.3106 | 86536.0894 | 46648.7804 | 46220.4958 | 73054.5181 | 64625.2617 | 53035.0892 | 117743.7141 | 67336.805 | 74648.7434 | 57688.8198 | 16015.4511 | 18035.7713 | 76116.9244 | 52786.0156 | 45731.4723 | 46529.1333
Region | Technology | 2023-24 | 2024-25 | 2025-26 | 2026-27 | 2027-28 | 2028-29 | 2029-30 | 2030-31 | 2031-32 | 2032-33 | 2033-34 | 2034-35 | 2035-36 | 2036-37 | 2037-38 | 2038-39 | 2039-40 | 2040-41 | 2041-42 | 2042-43 | 2043-44 | 2044-45 | 2045-46 | 2046-47 | 2047-48
QLD1 | Black Coal | 702582.378 | 480914.116 | 301965.678 | 248975.307 | 155124.864 | 76571.096 | 32256.672 | 0 | 0 | 0 | 0 | 0 | 0 | 0 | 0 | 0 | 0 | 0 | 0 | 0 | 0 | 0 | 0 | 0 | 0 | 0 | 0
QLD1 | Brown Coal | 0 | 0 | 0 | 0 | 0 | 0 | 0 | 0 | 0 | 0 | 0 | 0 | 0 | 0 | 0 | 0 | 0 | 0 | 0 | 0 | 0 | 0 | 0 | 0 | 0 | 0 | 0
QLD1 | CCGT | 235957.2954 | 143656.3477 | 211030.1047 | 218327.6553 | 185937.8372 | 180207.3078 | 170022.9435 | 174420.443 | 191539.212 | 159468.639 | 160222.4086 | 145804.7032 | 93409.5699 | 46569.3028 | 98838.4571 | 29298.2706 | 28402.0281 | 126120.3045 | 119653.6465 | 116745.126 | 111616.4115 | 104164.1125 | 42027.746 | 24653.15 | 22563.6 | 19066.28 | 19905.18
QLD1 | Gas - Steam | 0 | 0 | 0 | 0 | 0 | 0 | 0 | 0 | 0 | 0 | 0 | 0 | 0 | 0 | 0 | 0 | 0 | 0 | 0 | 0 | 0 | 0 | 0 | 0 | 0 | 0 | 0
QLD1 | OCGT / Diesel | 352.152 | 0.017666 | 438.4139 | 4070.9875 | 5417.4569 | 12426.3882 | 3087.3633 | 29970.4982 | 14944.4824 | 7317.0437 | 479.3228 | 0.012456 | 0.011654 | 0.011023 | 26.0576 | 0.010312 | 2299.3691 | 6659.989 | 806.5692 | 0.034003 | 1996.1906 | 0.028379 | 382.3162 | 38077.0654 | 0.023856 | 0.021733 | 0.016901
QLD1 | Hydro | 0 | 0 | 0 | 0 | 0 | 0 | 0 | 0 | 0 | 0 | 0 | 0 | 0 | 0 | 0 | 0 | 0 | 0 | 0 | 0 | 0 | 0 | 0 | 0 | 0 | 0 | 0
QLD1 | Hydrogen Turbine | 0 | 0 | 0 | 0 | 0 | 0 | 0 | 0.0095211 | 0.010187 | 0.0090777 | 0.0087831 | 0.008796 | 0.0093316 | 0.01011 | 0.015291 | 0.012181 | 0.0094867 | 0.0098756 | 0.0073598 | 0.0081384 | 0.0086065 | 0.0081731 | 0.0085048 | 0.019258 | 0.0099862 | 0.0093235 | 0.010308
QLD1 | Wind | 0 | 0 | 0 | 0 | 0 | 0 | 0 | 0 | 0 | 0 | 0 | 0 | 0 | 0 | 0 | 0 | 0 | 0 | 0 | 0 | 0 | 0 | 0 | 0 | 0 | 0 | 0
QLD1 | Solar PV | 0 | 0 | 0 | 0 | 0 | 0 | 0 | 0 | 0 | 0 | 0 | 0 | 0 | 0 | 0 | 0 | 0 | 0 | 0 | 0 | 0 | 0 | 0 | 0 | 0 | 0 | 0
QLD1 | Grid Battery | 0 | 0 | 0 | 0 | 0 | 0 | 0 | 0 | 0 | 0 | 0 | 0 | 0 | 0 | 0 | 0 | 0 | 0 | 0 | 0 | 0 | 0 | 0 | 0 | 0 | 0 | 0
QLD1 | Pumped Hydro | 0 | 0 | 0 | 0 | 0 | 0 | 0 | 0 | 0 | 0 | 0 | 0 | 0 | 0 | 0 | 0 | 0 | 0 | 0 | 0 | 0 | 0 | 0 | 0 | 0 | 0 | 0
QLD1 | VPP | 0 | 0 | 0 | 0 | 0 | 0 | 0 | 0 | 0 | 0 | 0 | 0 | 0 | 0 | 0 | 0 | 0 | 0 | 0 | 0 | 0 | 0 | 0 | 0 | 0 | 0 | 0
Total excluding storage |  | 938891.8254 | 624570.4814 | 513434.1966 | 471373.9498 | 346480.1581 | 269204.792 | 205366.9788 | 204390.9507 | 206483.7046 | 166785.6918 | 160701.7402 | 145804.7244 | 93409.5908 | 46569.3239 | 98864.53 | 29298.2931 | 30701.4066 | 132780.3034 | 120460.2231 | 116745.1681 | 113612.6107 | 104164.1491 | 42410.0707 | 62730.2346 | 22563.6338 | 19066.3111 | 19905.2072
Region | Technology | 2023-24 | 2024-25 | 2025-26 | 2026-27 | 2027-28 | 2028-29 | 2029-30 | 2030-31 | 2031-32 | 2032-33 | 2033-34 | 2034-35 | 2035-36 | 2036-37 | 2037-38 | 2038-39 | 2039-40 | 2040-41 | 2041-42 | 2042-43 | 2043-44 | 2044-45 | 2045-46 | 2046-47 | 2047-48
VIC1 | Black Coal | 0 | 0 | 0 | 0 | 0 | 0 | 0 | 0 | 0 | 0 | 0 | 0 | 0 | 0 | 0 | 0 | 0 | 0 | 0 | 0 | 0 | 0 | 0 | 0 | 0 | 0 | 0
VIC1 | Brown Coal | 196124.614 | 146037.105 | 113432.806 | 84270.088 | 53831.98 | 33123.845 | 31941.51 | 0 | 0 | 0 | 0 | 0 | 0 | 0 | 0 | 0 | 0 | 0 | 0 | 0 | 0 | 0 | 0 | 0 | 0 | 0 | 0
VIC1 | CCGT | 0 | 0 | 0 | 0 | 0 | 0 | 0 | 0 | 0 | 0 | 0 | 0 | 0 | 0 | 0 | 0 | 0 | 0 | 0 | 0 | 0 | 0 | 0 | 0 | 0 | 0 | 0
VIC1 | Gas - Steam | 2247.4882 | 1470.4866 | 16341.417 | 16545.852 | 44570.732 | 109659.944 | 20337.274 | 54477.436 | 20372.524 | 11528.636 | 4156.1088 | 8585.15 | 5670.472 | 5010.2335 | 11854.125 | 7053.506 | 0 | 0 | 0 | 0 | 0 | 0 | 0 | 0 | 0 | 0 | 0
VIC1 | OCGT / Diesel | 3332.3639 | 1383.8432 | 10118.2637 | 17364.7597 | 29768.5757 | 100081.9254 | 13228.1344 | 38759.5254 | 12749.5047 | 10398.0147 | 1007.8051 | 12610.4089 | 9530.8141 | 6546.6666 | 8843.6709 | 4944.9933 | 11825.9746 | 23390.6843 | 14684.9999 | 8454.4618 | 30831.3002 | 3620.8391 | 2541.1999 | 5077.3108 | 718.9613 | 1028.4428 | 520.8308
VIC1 | Hydro | 0 | 0 | 0 | 0 | 0 | 0 | 0 | 0 | 0 | 0 | 0 | 0 | 0 | 0 | 0 | 0 | 0 | 0 | 0 | 0 | 0 | 0 | 0 | 0 | 0 | 0 | 0
VIC1 | Hydrogen Turbine | 0 | 0 | 0 | 0 | 0 | 0 | 0 | 0 | 0 | 0 | 0 | 0 | 0.014389 | 0.015605 | 25006.318 | 22825.902 | 44140.144 | 36866.496 | 33444.168 | 33547.428 | 175840.944 | 159794.912 | 164496.72 | 207926.336 | 215231.552 | 217226.752 | 219067.904
VIC1 | Wind | 0 | 0 | 0 | 0 | 0 | 0 | 0 | 0 | 0 | 0 | 0 | 0 | 0 | 0 | 0 | 0 | 0 | 0 | 0 | 0 | 0 | 0 | 0 | 0 | 0 | 0 | 0
VIC1 | Solar PV | 0 | 0 | 0 | 0 | 0 | 0 | 0 | 0 | 0 | 0 | 0 | 0 | 0 | 0 | 0 | 0 | 0 | 0 | 0 | 0 | 0 | 0 | 0 | 0 | 0 | 0 | 0
VIC1 | Grid Battery | 0 | 0 | 0 | 0 | 0 | 0 | 0 | 0 | 0 | 0 | 0 | 0 | 0 | 0 | 0 | 0 | 0 | 0 | 0 | 0 | 0 | 0 | 0 | 0 | 0 | 0 | 0
VIC1 | Pumped Hydro | 0 | 0 | 0 | 0 | 0 | 0 | 0 | 0 | 0 | 0 | 0 | 0 | 0 | 0 | 0 | 0 | 0 | 0 | 0 | 0 | 0 | 0 | 0 | 0 | 0 | 0 | 0
VIC1 | VPP | 0 | 0 | 0 | 0 | 0 | 0 | 0 | 0 | 0 | 0 | 0 | 0 | 0 | 0 | 0 | 0 | 0 | 0 | 0 | 0 | 0 | 0 | 0 | 0 | 0 | 0 | 0
Total excluding storage |  | 201704.4661 | 148891.4348 | 139892.4867 | 118180.6997 | 128171.2877 | 242865.7144 | 65506.9184 | 93236.9614 | 33122.0287 | 21926.6507 | 5163.9139 | 21195.5589 | 15201.3005 | 11556.9157 | 45704.1139 | 34824.4013 | 55966.1186 | 60257.1803 | 48129.1679 | 42001.8898 | 206672.2442 | 163415.7511 | 167037.9199 | 213003.6468 | 215950.5133 | 218255.1948 | 219588.7348
Region | Technology | 2023-24 | 2024-25 | 2025-26 | 2026-27 | 2027-28 | 2028-29 | 2029-30 | 2030-31 | 2031-32 | 2032-33 | 2033-34 | 2034-35 | 2035-36 | 2036-37 | 2037-38 | 2038-39 | 2039-40 | 2040-41 | 2041-42 | 2042-43 | 2043-44 | 2044-45 | 2045-46 | 2046-47 | 2047-48
SA1 | Black Coal | 0 | 0 | 0 | 0 | 0 | 0 | 0 | 0 | 0 | 0 | 0 | 0 | 0 | 0 | 0 | 0 | 0 | 0 | 0 | 0 | 0 | 0 | 0 | 0 | 0 | 0 | 0
SA1 | Brown Coal | 0 | 0 | 0 | 0 | 0 | 0 | 0 | 0 | 0 | 0 | 0 | 0 | 0 | 0 | 0 | 0 | 0 | 0 | 0 | 0 | 0 | 0 | 0 | 0 | 0 | 0 | 0
SA1 | CCGT | 166946.376 | 77287.992 | 100272.112 | 80262.576 | 77540.696 | 101087.648 | 81319.632 | 91367.56 | 75527.496 | 16475.045 | 52721.748 | 61863.644 | 5298.838 | 2747.4278 | 0 | 0 | 0 | 0 | 0 | 0 | 0 | 0 | 0 | 0 | 0 | 0 | 0
SA1 | Gas - Steam | 20409.078 | 10438.892 | 35318.068 | 0 | 0 | 0 | 0 | 0 | 0 | 0 | 0 | 0 | 0 | 0 | 0 | 0 | 0 | 0 | 0 | 0 | 0 | 0 | 0 | 0 | 0 | 0 | 0
SA1 | OCGT / Diesel | 40060.5905 | 15142.1973 | 35108.0931 | 20649.4061 | 31308.0312 | 50693.4891 | 8724.9237 | 42056.0781 | 9083.6152 | 3576.2683 | 2076.2029 | 4856.2689 | 2312.4273 | 800.8804 | 2153.8755 | 0.019241 | 841.1107 | 27490.4117 | 26739.5864 | 25403.195 | 80336.3292 | 0.028156 | 0.024761 | 0.022501 | 0.020106 | 0.021645 | 0.020319
SA1 | Hydro | 0 | 0 | 0 | 0 | 0 | 0 | 0 | 0 | 0 | 0 | 0 | 0 | 0 | 0 | 0 | 0 | 0 | 0 | 0 | 0 | 0 | 0 | 0 | 0 | 0 | 0 | 0
SA1 | Hydrogen Turbine | 0 | 0 | 0 | 0 | 0 | 0 | 0 | 0.010137 | 0.008951 | 0.0074646 | 0.0094738 | 0.012083 | 0.0089367 | 0.010131 | 0.018271 | 0.014576 | 0.018227 | 0.013579 | 0.012186 | 0.017457 | 0.033875 | 0.016336 | 0.012897 | 0.020254 | 0.017041 | 0.02324 | 0.021685
SA1 | Wind | 0 | 0 | 0 | 0 | 0 | 0 | 0 | 0 | 0 | 0 | 0 | 0 | 0 | 0 | 0 | 0 | 0 | 0 | 0 | 0 | 0 | 0 | 0 | 0 | 0 | 0 | 0
SA1 | Solar PV | 0 | 0 | 0 | 0 | 0 | 0 | 0 | 0 | 0 | 0 | 0 | 0 | 0 | 0 | 0 | 0 | 0 | 0 | 0 | 0 | 0 | 0 | 0 | 0 | 0 | 0 | 0
SA1 | Grid Battery | 0 | 0 | 0 | 0 | 0 | 0 | 0 | 0 | 0 | 0 | 0 | 0 | 0 | 0 | 0 | 0 | 0 | 0 | 0 | 0 | 0 | 0 | 0 | 0 | 0 | 0 | 0
SA1 | Pumped Hydro | 0 | 0 | 0 | 0 | 0 | 0 | 0 | 0 | 0 | 0 | 0 | 0 | 0 | 0 | 0 | 0 | 0 | 0 | 0 | 0 | 0 | 0 | 0 | 0 | 0 | 0 | 0
SA1 | VPP | 0 | 0 | 0 | 0 | 0 | 0 | 0 | 0 | 0 | 0 | 0 | 0 | 0 | 0 | 0 | 0 | 0 | 0 | 0 | 0 | 0 | 0 | 0 | 0 | 0 | 0 | 0
Total excluding storage |  | 227416.0445 | 102869.0813 | 170698.2731 | 100911.9821 | 108848.7272 | 151781.1371 | 90044.5557 | 133423.6483 | 84611.1202 | 20051.3208 | 54797.9604 | 66719.9249 | 7611.2742 | 3548.3183 | 2153.8938 | 0.033816 | 841.129 | 27490.4253 | 26739.5986 | 25403.2124 | 80336.3631 | 0.044492 | 0.037658 | 0.042755 | 0.037148 | 0.044884 | 0.042003
Region | Technology | 2023-24 | 2024-25 | 2025-26 | 2026-27 | 2027-28 | 2028-29 | 2029-30 | 2030-31 | 2031-32 | 2032-33 | 2033-34 | 2034-35 | 2035-36 | 2036-37 | 2037-38 | 2038-39 | 2039-40 | 2040-41 | 2041-42 | 2042-43 | 2043-44 | 2044-45 | 2045-46 | 2046-47 | 2047-48
TAS1 | Black Coal | 0 | 0 | 0 | 0 | 0 | 0 | 0 | 0 | 0 | 0 | 0 | 0 | 0 | 0 | 0 | 0 | 0 | 0 | 0 | 0 | 0 | 0 | 0 | 0 | 0 | 0 | 0
TAS1 | Brown Coal | 0 | 0 | 0 | 0 | 0 | 0 | 0 | 0 | 0 | 0 | 0 | 0 | 0 | 0 | 0 | 0 | 0 | 0 | 0 | 0 | 0 | 0 | 0 | 0 | 0 | 0 | 0
TAS1 | CCGT | 0 | 0 | 0 | 0 | 0 | 0 | 0 | 0 | 0 | 0 | 0 | 0 | 0 | 0 | 0 | 0 | 0 | 0 | 0 | 0 | 0 | 0 | 0 | 0 | 0 | 0 | 0
TAS1 | Gas - Steam | 0 | 0 | 0 | 0 | 0 | 0 | 0 | 0 | 0 | 0 | 0 | 0 | 0 | 0 | 0 | 0 | 0 | 0 | 0 | 0 | 0 | 0 | 0 | 0 | 0 | 0 | 0
TAS1 | OCGT / Diesel | 0.0068058 | 0.0098749 | 0.010068 | 55.6781 | 152.052 | 16.6062 | 0.011549 | 0.012264 | 108.6461 | 317.0465 | 0.011215 | 0.01133 | 0.010236 | 0.010265 | 0.010876 | 0.010564 | 0.010709 | 0.01559 | 0.01364 | 0.014083 | 0.018087 | 0.012266 | 0.011795 | 0.015043 | 0.013947 | 0.015564 | 0.014285
TAS1 | Hydro | 0 | 0 | 0 | 0 | 0 | 0 | 0 | 0 | 0 | 0 | 0 | 0 | 0 | 0 | 0 | 0 | 0 | 0 | 0 | 0 | 0 | 0 | 0 | 0 | 0 | 0 | 0
TAS1 | Hydrogen Turbine | 0 | 0 | 0 | 0 | 0 | 0 | 0 | 0.0053988 | 0.0055538 | 0.0057481 | 0.0066674 | 0.0088552 | 0.0068264 | 0.0084511 | 0.019528 | 0.021327 | 0.032967 | 0.028567 | 0.02292 | 0.027883 | 0.035768 | 0.022894 | 0.021814 | 2987.6965 | 2737.617 | 11524.942 | 11106.998
TAS1 | Wind | 0 | 0 | 0 | 0 | 0 | 0 | 0 | 0 | 0 | 0 | 0 | 0 | 0 | 0 | 0 | 0 | 0 | 0 | 0 | 0 | 0 | 0 | 0 | 0 | 0 | 0 | 0
TAS1 | Solar PV | 0 | 0 | 0 | 0 | 0 | 0 | 0 | 0 | 0 | 0 | 0 | 0 | 0 | 0 | 0 | 0 | 0 | 0 | 0 | 0 | 0 | 0 | 0 | 0 | 0 | 0 | 0
TAS1 | Grid Battery | 0 | 0 | 0 | 0 | 0 | 0 | 0 | 0 | 0 | 0 | 0 | 0 | 0 | 0 | 0 | 0 | 0 | 0 | 0 | 0 | 0 | 0 | 0 | 0 | 0 | 0 | 0
TAS1 | Pumped Hydro | 0 | 0 | 0 | 0 | 0 | 0 | 0 | 0 | 0 | 0 | 0 | 0 | 0 | 0 | 0 | 0 | 0 | 0 | 0 | 0 | 0 | 0 | 0 | 0 | 0 | 0 | 0
TAS1 | VPP | 0 | 0 | 0 | 0 | 0 | 0 | 0 | 0 | 0 | 0 | 0 | 0 | 0 | 0 | 0 | 0 | 0 | 0 | 0 | 0 | 0 | 0 | 0 | 0 | 0 | 0 | 0
Total excluding storage |  | 0.0068058 | 0.0098749 | 0.010068 | 55.6781 | 152.052 | 16.6062 | 0.011549 | 0.017663 | 108.6516 | 317.0523 | 0.017882 | 0.020185 | 0.017063 | 0.018716 | 0.030404 | 0.031892 | 0.043676 | 0.044158 | 0.03656 | 0.041966 | 0.053855 | 0.03516 | 0.033609 | 2987.7115 | 2737.6309 | 11524.9576 | 11107.0123

## Option 5A_Build Cost
New generation build cost (CAPEX) by technology ($000s) - Option 5A, Hydrogen Superpower Scenario
CAPEX | Real June 2021 dollars discounted to 1 July 2021. The total capital costs are annualised for modelling purposes.
Explicitly modelled generation
Region | Technology | 2023-24 | 2024-25 | 2025-26 | 2026-27 | 2027-28 | 2028-29 | 2029-30 | 2030-31 | 2031-32 | 2032-33 | 2033-34 | 2034-35 | 2035-36 | 2036-37 | 2037-38 | 2038-39 | 2039-40 | 2040-41 | 2041-42 | 2042-43 | 2043-44 | 2044-45 | 2045-46 | 2046-47 | 2047-48 | 2048-49 | 2049-50
NEM | Black Coal | 0 | 0 | 0 | 0 | 0 | 0 | 0 | 0 | 0 | 0 | 0 | 0 | 0 | 0 | 0 | 0 | 0 | 0 | 0 | 0 | 0 | 0 | 0 | 0 | 0 | 0 | 0
NEM | Brown Coal | 0 | 0 | 0 | 0 | 0 | 0 | 0 | 0 | 0 | 0 | 0 | 0 | 0 | 0 | 0 | 0 | 0 | 0 | 0 | 0 | 0 | 0 | 0 | 0 | 0 | 0 | 0
NEM | CCGT | 0 | 0 | 0 | 0 | 0 | 0 | 0 | 0 | 0 | 0 | 0 | 0 | 0 | 0 | 0 | 0 | 0 | 0 | 0 | 0 | 0 | 0 | 0 | 0 | 0 | 0 | 0
NEM | Gas - Steam | 0 | 0 | 0 | 0 | 0 | 0 | 0 | 0 | 0 | 0 | 0 | 0 | 0 | 0 | 0 | 0 | 0 | 0 | 0 | 0 | 0 | 0 | 0 | 0 | 0 | 0 | 0
NEM | OCGT / Diesel | 0 | 0.087377 | 0.096044 | 0.099815 | 0.095318 | 0.090715 | 0.086156 | 0.082335 | 0.078569 | 0.074635 | 0.071054 | 0.067835 | 0.064858 | 0.061954 | 0.059343 | 0.056591 | 0.054373 | 0.053821 | 0.051703 | 0.049686 | 0.049069 | 0.04873 | 0.047068 | 0.046224 | 0.044233 | 0.042533 | 0.01809
NEM | Hydro | 0 | 0 | 0 | 0 | 0 | 0 | 0 | 0 | 0 | 0 | 0 | 0 | 0 | 0 | 0 | 0 | 0 | 0 | 0 | 0 | 0 | 0 | 0 | 0 | 0 | 0 | 0
NEM | Hydrogen Turbine | 0 | 0 | 0 | 0 | 0 | 0 | 0 | 9142.0767 | 8688.5795 | 8212.5167 | 7784.3763 | 7378.5567 | 7012.5444 | 6628.3151 | 12136.8428 | 11504.117 | 14745.0033 | 13937.0976 | 13210.5191 | 12521.8206 | 38932.3064 | 47395.7877 | 44924.9179 | 51370.0222 | 51399.987 | 54638.9688 | 55703.2612
NEM | Wind | 0 | 2079448.6104 | 2283919.6475 | 2898992.1909 | 3708025.1216 | 4219561.8627 | 4478674.1566 | 4605597.0194 | 4616909.9984 | 4654254.4369 | 5009739.849 | 5704120.9353 | 5763660.2114 | 6019724.1025 | 6759915.9015 | 6794634.0877 | 6467533.0947 | 6412627.5327 | 6751097.9627 | 7265113.4804 | 7351600.39 | 7156927.188 | 7329515.3841 | 8417802.5312 | 8495388.8652 | 8265651.8085 | 7619422.6392
NEM | Solar PV | 0 | 0.11013 | 92918.7187 | 192499.5357 | 326776.4733 | 621747.9239 | 629136.0408 | 893689.3719 | 904467.5106 | 1013051.0443 | 1353496.2376 | 1821187.2394 | 1774635.1345 | 1865114.3687 | 2064563.7968 | 1993514.518 | 1959113.0756 | 1998830.2487 | 2373354.0313 | 2656115.8485 | 2910484.1398 | 2910567.8484 | 2893914.7768 | 3089849.4193 | 3041671.1247 | 3026331.6192 | 3556154.21
NEM | Grid Battery | 0 | 0.2806 | 84164.6933 | 151501.6903 | 221549.5085 | 386236.8067 | 367898.0874 | 538408.8068 | 536332.879 | 666659.197 | 817441.4389 | 966091.3179 | 992805.4266 | 995056.7138 | 1006585.2543 | 955963.069 | 933028.889 | 941265.7211 | 1120436.3933 | 1266590.868 | 1357034.1663 | 1397557.2857 | 1295874.6432 | 1261128.5133 | 1231858.1569 | 1218776.31 | 1524446.8953
NEM | Pumped Hydro | 0 | 0 | 183514.2975 | 267821.647 | 277178.7602 | 305815.6035 | 322026.307 | 308505.2008 | 302025.5469 | 304872.6281 | 299819.5375 | 331192.2935 | 346125.7493 | 332085.8264 | 314773.3472 | 298363.4497 | 283562.9823 | 268026.0481 | 254053.1289 | 240808.6564 | 228863.2253 | 216323.3906 | 205045.868 | 194356.2734 | 184715.1312 | 174594.2554 | 165492.1902
NEM | VPP | 0 | 0 | 0 | 0 | 0 | 0 | 0 | 0 | 0 | 0 | 0 | 0 | 0 | 0 | 0 | 0 | 0 | 0 | 0 | 0 | 0 | 0 | 0 | 0 | 0 | 0 | 0
Total excluding storage |  | 0 | 2079449.0885 | 2644517.4531 | 3510815.1636 | 4533529.9588 | 5533362.2875 | 5797734.6779 | 6355342.5579 | 6368424.5931 | 6647049.8976 | 7488281.5104 | 8829970.4107 | 8884239.1312 | 9218609.3884 | 10157975.2021 | 10053979.298 | 9657983.0993 | 9634686.7021 | 10512152.087 | 11441150.7236 | 11886914.2769 | 11728771.5491 | 11769275.6371 | 13014506.8055 | 13005033.3091 | 12739993.0045 | 12921219.214
Region | Technology | 2023-24 | 2024-25 | 2025-26 | 2026-27 | 2027-28 | 2028-29 | 2029-30 | 2030-31 | 2031-32 | 2032-33 | 2033-34 | 2034-35 | 2035-36 | 2036-37 | 2037-38 | 2038-39 | 2039-40 | 2040-41 | 2041-42 | 2042-43 | 2043-44 | 2044-45 | 2045-46 | 2046-47 | 2047-48 | 2048-49 | 2049-50
NSW1 | Black Coal | 0 | 0 | 0 | 0 | 0 | 0 | 0 | 0 | 0 | 0 | 0 | 0 | 0 | 0 | 0 | 0 | 0 | 0 | 0 | 0 | 0 | 0 | 0 | 0 | 0 | 0 | 0
NSW1 | Brown Coal | 0 | 0 | 0 | 0 | 0 | 0 | 0 | 0 | 0 | 0 | 0 | 0 | 0 | 0 | 0 | 0 | 0 | 0 | 0 | 0 | 0 | 0 | 0 | 0 | 0 | 0 | 0
NSW1 | CCGT | 0 | 0 | 0 | 0 | 0 | 0 | 0 | 0 | 0 | 0 | 0 | 0 | 0 | 0 | 0 | 0 | 0 | 0 | 0 | 0 | 0 | 0 | 0 | 0 | 0 | 0 | 0
NSW1 | Gas - Steam | 0 | 0 | 0 | 0 | 0 | 0 | 0 | 0 | 0 | 0 | 0 | 0 | 0 | 0 | 0 | 0 | 0 | 0 | 0 | 0 | 0 | 0 | 0 | 0 | 0 | 0 | 0
NSW1 | OCGT / Diesel | 0 | 0.062315 | 0.060248 | 0.057107 | 0.054274 | 0.0513 | 0.048626 | 0.046113 | 0.043826 | 0.041424 | 0.039265 | 0.037218 | 0.035372 | 0.033434 | 0.031697 | 0.030045 | 0.028555 | 0.026993 | 0.025586 | 0.024252 | 0.023051 | 0.021788 | 0.021104 | 0.020025 | 0.019031 | 0.017989 | 0.00073001
NSW1 | Hydro | 0 | 0 | 0 | 0 | 0 | 0 | 0 | 0 | 0 | 0 | 0 | 0 | 0 | 0 | 0 | 0 | 0 | 0 | 0 | 0 | 0 | 0 | 0 | 0 | 0 | 0 | 0
NSW1 | Hydrogen Turbine | 0 | 0 | 0 | 0 | 0 | 0 | 0 | 9142.0646 | 8688.5678 | 8212.5053 | 7784.3652 | 7378.5452 | 7012.5287 | 6628.2994 | 7482.3315 | 7092.2573 | 6740.4423 | 6371.1211 | 6038.9774 | 5724.1492 | 5440.1998 | 5142.1213 | 4874.049 | 12654.3442 | 12026.619 | 11367.6585 | 10775.0318
NSW1 | Wind | 0 | 709780.9845 | 672778.4562 | 894139.4123 | 1212415.3122 | 1183608.9503 | 1147886.0705 | 1184762.0738 | 1125991.3445 | 1233680.7307 | 1169365.6351 | 1122679.285 | 1066988.2068 | 1079094.6974 | 1076019.8159 | 1058358.9341 | 1005870.5954 | 1009915.6247 | 1131614.9335 | 1072620.7944 | 1041416.6013 | 984355.4802 | 951519.9227 | 1089362.4925 | 1035324.1345 | 978596.8313 | 741615.1823
NSW1 | Solar PV | 0 | 0.02908 | 70488.1637 | 138896.6521 | 173463.2085 | 262839.1606 | 249136.6624 | 322555.4156 | 324503.4984 | 363328.2808 | 362504.2465 | 366873.8563 | 348674.8907 | 356063.0159 | 453492.8632 | 429851.0554 | 408528.0736 | 421967.802 | 400064.2036 | 404902.1098 | 423974.7367 | 400744.385 | 379852.4978 | 427481.2755 | 406275.8478 | 384015.2507 | 369074.005
NSW1 | Grid Battery | 0 | 0.18305 | 84164.3524 | 113723.874 | 136101.1261 | 153491.4193 | 147286.3429 | 298827.8223 | 284004.3185 | 278516.2144 | 263996.4293 | 250233.5826 | 273252.0109 | 261845.959 | 311598.7207 | 295354.2385 | 280703.0428 | 265322.8207 | 259088.1349 | 264602.7599 | 257690.8409 | 256038.4251 | 213866.2862 | 194697.72 | 176330.5755 | 175320.5793 | 171791.6815
NSW1 | Pumped Hydro | 0 | 0 | 67382.1885 | 63869.3745 | 60701.102 | 77996.751 | 73930.5697 | 70076.3701 | 66600.1959 | 62951.0493 | 59669.2411 | 56558.5224 | 53752.908 | 50807.6878 | 48158.9459 | 45648.29 | 43383.8833 | 41006.801 | 38869.0058 | 36842.6596 | 35015.0606 | 33096.5214 | 31371.1104 | 29735.6497 | 28260.5976 | 26712.1478 | 25319.5715
NSW1 | VPP | 0 | 0 | 0 | 0 | 0 | 0 | 0 | 0 | 0 | 0 | 0 | 0 | 0 | 0 | 0 | 0 | 0 | 0 | 0 | 0 | 0 | 0 | 0 | 0 | 0 | 0 | 0
Total excluding storage |  | 0 | 709781.259 | 894813.221 | 1210629.37 | 1582680.8031 | 1677936.3324 | 1618239.6942 | 1885363.7925 | 1809787.9689 | 1946688.8219 | 1863319.9564 | 1803723.8286 | 1749680.5804 | 1754439.693 | 1896752.7089 | 1836304.8053 | 1745226.0659 | 1744584.1965 | 1835675.2808 | 1784692.4971 | 1763537.4624 | 1679376.9548 | 1581483.8873 | 1753931.5019 | 1658217.7936 | 1576012.4857 | 1318575.4727
Region | Technology | 2023-24 | 2024-25 | 2025-26 | 2026-27 | 2027-28 | 2028-29 | 2029-30 | 2030-31 | 2031-32 | 2032-33 | 2033-34 | 2034-35 | 2035-36 | 2036-37 | 2037-38 | 2038-39 | 2039-40 | 2040-41 | 2041-42 | 2042-43 | 2043-44 | 2044-45 | 2045-46 | 2046-47 | 2047-48 | 2048-49 | 2049-50
QLD1 | Black Coal | 0 | 0 | 0 | 0 | 0 | 0 | 0 | 0 | 0 | 0 | 0 | 0 | 0 | 0 | 0 | 0 | 0 | 0 | 0 | 0 | 0 | 0 | 0 | 0 | 0 | 0 | 0
QLD1 | Brown Coal | 0 | 0 | 0 | 0 | 0 | 0 | 0 | 0 | 0 | 0 | 0 | 0 | 0 | 0 | 0 | 0 | 0 | 0 | 0 | 0 | 0 | 0 | 0 | 0 | 0 | 0 | 0
QLD1 | CCGT | 0 | 0 | 0 | 0 | 0 | 0 | 0 | 0 | 0 | 0 | 0 | 0 | 0 | 0 | 0 | 0 | 0 | 0 | 0 | 0 | 0 | 0 | 0 | 0 | 0 | 0 | 0
QLD1 | Gas - Steam | 0 | 0 | 0 | 0 | 0 | 0 | 0 | 0 | 0 | 0 | 0 | 0 | 0 | 0 | 0 | 0 | 0 | 0 | 0 | 0 | 0 | 0 | 0 | 0 | 0 | 0 | 0
QLD1 | OCGT / Diesel | 0 | 0.0063485 | 0.018058 | 0.017116 | 0.016282 | 0.015823 | 0.014998 | 0.014216 | 0.013511 | 0.012771 | 0.012105 | 0.011474 | 0.010905 | 0.010307 | 0.0097699 | 0.0092606 | 0.0088012 | 0.0084718 | 0.0080363 | 0.0076808 | 0.0074509 | 0.0070824 | 0.0068764 | 0.0075111 | 0.0071461 | 0.0067625 | 0.0047691
QLD1 | Hydro | 0 | 0 | 0 | 0 | 0 | 0 | 0 | 0 | 0 | 0 | 0 | 0 | 0 | 0 | 0 | 0 | 0 | 0 | 0 | 0 | 0 | 0 | 0 | 0 | 0 | 0 | 0
QLD1 | Hydrogen Turbine | 0 | 0 | 0 | 0 | 0 | 0 | 0 | 0.006038 | 0.0057385 | 0.0054241 | 0.0051413 | 0.0048733 | 0.0046315 | 0.0043778 | 0.0041569 | 0.0039402 | 0.0037495 | 0.0035493 | 0.00337 | 0.0032413 | 0.0032705 | 0.0032053 | 0.0033094 | 0.0045007 | 0.0042775 | 0.0040454 | 0.0038421
QLD1 | Wind | 0 | 648676.6777 | 865182.7813 | 989057.7669 | 1138305.2801 | 1151981.3572 | 1327165.1344 | 1396410.4507 | 1398090.8984 | 1391231.515 | 1591925.6866 | 2211843.4086 | 2279035.2841 | 2335901.6848 | 2571223.9569 | 2516496.9362 | 2391664.8166 | 2260621.1407 | 2292550.6199 | 2807901.3509 | 2810017.135 | 2864185.5901 | 3215223.1453 | 3799376.5498 | 3622271.2471 | 3476547.8805 | 3212013.431
QLD1 | Solar PV | 0 | 0.019184 | 11685.0154 | 28305.3006 | 62531.9257 | 208090.3901 | 225642.3587 | 277992.3518 | 301363.8471 | 330333.3335 | 462172.827 | 731813.1149 | 703478.4725 | 704355.032 | 754533.7769 | 715197.893 | 679720.1352 | 738523.2781 | 772122.8089 | 1051419.8295 | 1091957.6319 | 1191681.7357 | 1264638.8399 | 1324249.7381 | 1258559.6515 | 1189600.8652 | 1709559.2777
QLD1 | Grid Battery | 0 | 0.027136 | 0.26317 | 0.2572 | 0.33535 | 151979.1953 | 144056.1094 | 136546.0757 | 129772.6381 | 171886.0707 | 283968.432 | 403720.0426 | 393728.8749 | 372155.7493 | 352754.2649 | 335673.1836 | 319021.9453 | 360901.33 | 344504.5974 | 490765.8224 | 503073.2046 | 561427.6437 | 532158.8658 | 504415.9945 | 479394.1496 | 435287.8831 | 757953.3918
QLD1 | Pumped Hydro | 0 | 0 | 116131.9421 | 194132.8673 | 207145.2766 | 204123.6232 | 193482.1074 | 183395.3627 | 174297.9418 | 164747.8386 | 156159.0889 | 148018.0939 | 140675.5806 | 132967.7081 | 126035.7423 | 119465.1586 | 113539.0283 | 107318.0172 | 101723.2391 | 96420.132 | 91637.162 | 86616.1943 | 82100.6581 | 77820.5291 | 73960.2019 | 69907.7871 | 66263.3054
QLD1 | VPP | 0 | 0 | 0 | 0 | 0 | 0 | 0 | 0 | 0 | 0 | 0 | 0 | 0 | 0 | 0 | 0 | 0 | 0 | 0 | 0 | 0 | 0 | 0 | 0 | 0 | 0 | 0
Total excluding storage |  | 0 | 648676.7304 | 993000.0201 | 1211496.2091 | 1407982.8341 | 1716174.5817 | 1890345.7249 | 1994344.2611 | 2003525.3446 | 2058198.776 | 2494226.0517 | 3495394.6764 | 3516918.2276 | 3545380.1889 | 3804547.755 | 3686833.1847 | 3503945.9378 | 3467363.778 | 3510901.2766 | 4446507.1457 | 4496685.1443 | 4703911.174 | 5094121.5193 | 5705862.8235 | 5434185.2615 | 5171344.4267 | 5745789.4145
Region | Technology | 2023-24 | 2024-25 | 2025-26 | 2026-27 | 2027-28 | 2028-29 | 2029-30 | 2030-31 | 2031-32 | 2032-33 | 2033-34 | 2034-35 | 2035-36 | 2036-37 | 2037-38 | 2038-39 | 2039-40 | 2040-41 | 2041-42 | 2042-43 | 2043-44 | 2044-45 | 2045-46 | 2046-47 | 2047-48 | 2048-49 | 2049-50
VIC1 | Black Coal | 0 | 0 | 0 | 0 | 0 | 0 | 0 | 0 | 0 | 0 | 0 | 0 | 0 | 0 | 0 | 0 | 0 | 0 | 0 | 0 | 0 | 0 | 0 | 0 | 0 | 0 | 0
VIC1 | Brown Coal | 0 | 0 | 0 | 0 | 0 | 0 | 0 | 0 | 0 | 0 | 0 | 0 | 0 | 0 | 0 | 0 | 0 | 0 | 0 | 0 | 0 | 0 | 0 | 0 | 0 | 0 | 0
VIC1 | CCGT | 0 | 0 | 0 | 0 | 0 | 0 | 0 | 0 | 0 | 0 | 0 | 0 | 0 | 0 | 0 | 0 | 0 | 0 | 0 | 0 | 0 | 0 | 0 | 0 | 0 | 0 | 0
VIC1 | Gas - Steam | 0 | 0 | 0 | 0 | 0 | 0 | 0 | 0 | 0 | 0 | 0 | 0 | 0 | 0 | 0 | 0 | 0 | 0 | 0 | 0 | 0 | 0 | 0 | 0 | 0 | 0 | 0
VIC1 | OCGT / Diesel | 0 | 0.007269 | 0.0068901 | 0.014263 | 0.013576 | 0.012837 | 0.012168 | 0.011534 | 0.010962 | 0.010361 | 0.0098209 | 0.0093089 | 0.0088471 | 0.0083624 | 0.0079264 | 0.0075132 | 0.0071405 | 0.0073412 | 0.0072274 | 0.006858 | 0.0068556 | 0.0087179 | 0.0082634 | 0.0078346 | 0.0074478 | 0.0070397 | 0.0047754
VIC1 | Hydro | 0 | 0 | 0 | 0 | 0 | 0 | 0 | 0 | 0 | 0 | 0 | 0 | 0 | 0 | 0 | 0 | 0 | 0 | 0 | 0 | 0 | 0 | 0 | 0 | 0 | 0 | 0
VIC1 | Hydrogen Turbine | 0 | 0 | 0 | 0 | 0 | 0 | 0 | 0 | 0 | 0 | 0 | 0 | 0.0047794 | 0.0047796 | 4654.498 | 4411.8465 | 8004.5461 | 7565.9624 | 7171.5284 | 6797.6572 | 33492.0899 | 42253.6506 | 40050.8536 | 38178.4115 | 38862.7529 | 41128.9283 | 42729.3828
VIC1 | Wind | 0 | 314920.7063 | 322409.2146 | 435118.9201 | 580474.8692 | 717713.0851 | 680296.7638 | 649325.1853 | 617115.0774 | 583302.2132 | 639642.851 | 606296.543 | 576220.8924 | 597189.0661 | 632433.9203 | 762580.403 | 734690.4138 | 735559.8968 | 700521.5474 | 758704.79 | 830191.5887 | 784703.8724 | 770656.4426 | 823949.8571 | 961330.6277 | 911963.6531 | 791437.505
VIC1 | Solar PV | 0 | 0.019481 | 0.030322 | 15112.257 | 49601.7618 | 46883.992 | 44439.8029 | 104741.2271 | 99545.4848 | 94956.6684 | 97542.1191 | 127003.4271 | 120703.3571 | 120462.6339 | 128354.7577 | 121663.2866 | 124335.6207 | 125533.4472 | 206265.8806 | 195512.6831 | 243249.6618 | 229921.5677 | 217935.1355 | 215651.099 | 214504.2423 | 220169.8339 | 217306.5478
VIC1 | Grid Battery | 0 | 0.028844 | 0.028284 | 37777.4643 | 85447.9517 | 80766.1021 | 76555.547 | 72564.4999 | 68964.9008 | 83817.9597 | 91735.6091 | 86953.1841 | 97137.5566 | 106923.9757 | 101349.7401 | 96605.1834 | 103078.1063 | 97430.2682 | 131769.8756 | 124900.3562 | 122550.2537 | 132327.3423 | 125428.7603 | 115703.9394 | 94554.2719 | 109952.8967 | 104220.7552
VIC1 | Pumped Hydro | 0 | 0 | 0.052438 | 9819.2383 | 9332.1513 | 8820.8257 | 8360.9722 | 7925.0922 | 7531.9639 | 7119.2738 | 6748.1269 | 6396.3288 | 6079.0357 | 5745.9542 | 5446.4022 | 5162.4665 | 4906.3798 | 4637.5503 | 4395.7823 | 4166.6184 | 3959.9312 | 3742.9593 | 3547.8288 | 3362.8709 | 3196.054 | 3020.9364 | 2863.4469
VIC1 | VPP | 0 | 0 | 0 | 0 | 0 | 0 | 0 | 0 | 0 | 0 | 0 | 0 | 0 | 0 | 0 | 0 | 0 | 0 | 0 | 0 | 0 | 0 | 0 | 0 | 0 | 0 | 0
Total excluding storage |  | 0 | 314920.7619 | 322409.3326 | 497827.894 | 724856.7476 | 854184.0178 | 809653.0981 | 834556.016 | 793157.4379 | 769196.1254 | 835668.7159 | 826649.4923 | 800140.8555 | 830321.6431 | 872239.3263 | 990423.1936 | 975015.0738 | 970727.1323 | 1050124.6215 | 1090082.1118 | 1233443.5321 | 1192949.401 | 1157619.029 | 1196846.1857 | 1312447.9562 | 1286236.2554 | 1158557.6423
Region | Technology | 2023-24 | 2024-25 | 2025-26 | 2026-27 | 2027-28 | 2028-29 | 2029-30 | 2030-31 | 2031-32 | 2032-33 | 2033-34 | 2034-35 | 2035-36 | 2036-37 | 2037-38 | 2038-39 | 2039-40 | 2040-41 | 2041-42 | 2042-43 | 2043-44 | 2044-45 | 2045-46 | 2046-47 | 2047-48 | 2048-49 | 2049-50
SA1 | Black Coal | 0 | 0 | 0 | 0 | 0 | 0 | 0 | 0 | 0 | 0 | 0 | 0 | 0 | 0 | 0 | 0 | 0 | 0 | 0 | 0 | 0 | 0 | 0 | 0 | 0 | 0 | 0
SA1 | Brown Coal | 0 | 0 | 0 | 0 | 0 | 0 | 0 | 0 | 0 | 0 | 0 | 0 | 0 | 0 | 0 | 0 | 0 | 0 | 0 | 0 | 0 | 0 | 0 | 0 | 0 | 0 | 0
SA1 | CCGT | 0 | 0 | 0 | 0 | 0 | 0 | 0 | 0 | 0 | 0 | 0 | 0 | 0 | 0 | 0 | 0 | 0 | 0 | 0 | 0 | 0 | 0 | 0 | 0 | 0 | 0 | 0
SA1 | Gas - Steam | 0 | 0 | 0 | 0 | 0 | 0 | 0 | 0 | 0 | 0 | 0 | 0 | 0 | 0 | 0 | 0 | 0 | 0 | 0 | 0 | 0 | 0 | 0 | 0 | 0 | 0 | 0
SA1 | OCGT / Diesel | 0 | 0.0060048 | 0.0056918 | 0.0064298 | 0.0061109 | 0.0057761 | 0.0054749 | 0.0056377 | 0.0053719 | 0.0051001 | 0.0050094 | 0.0050035 | 0.0049414 | 0.0049636 | 0.0050392 | 0.0049111 | 0.0049676 | 0.005573 | 0.0054287 | 0.0055669 | 0.0062624 | 0.00593 | 0.0056422 | 0.0054561 | 0.0053477 | 0.0054167 | 0.0038682
SA1 | Hydro | 0 | 0 | 0 | 0 | 0 | 0 | 0 | 0 | 0 | 0 | 0 | 0 | 0 | 0 | 0 | 0 | 0 | 0 | 0 | 0 | 0 | 0 | 0 | 0 | 0 | 0 | 0
SA1 | Hydrogen Turbine | 0 | 0 | 0 | 0 | 0 | 0 | 0 | 0.003398 | 0.00324 | 0.0030764 | 0.0031535 | 0.0035343 | 0.0033669 | 0.0033616 | 0.0044687 | 0.0042479 | 0.0043642 | 0.0041251 | 0.0039171 | 0.0045286 | 0.0061936 | 0.0058542 | 0.005549 | 0.0052644 | 0.0050064 | 0.0057245 | 0.0056214
SA1 | Wind | 0 | 181238.3503 | 171789.9056 | 312236.8132 | 296748.2376 | 648881.329 | 628150.6751 | 697983.314 | 663359.4945 | 627012.8138 | 743307.579 | 704556.9472 | 806164.4231 | 909186.1231 | 1173354.713 | 1217275.678 | 1156892.1047 | 1185575.4283 | 1407078.655 | 1470121.4193 | 1500784.1125 | 1418553.4046 | 1344600.384 | 1494239.4712 | 1629534.1421 | 1620254.4748 | 1721614.8401
SA1 | Solar PV | 0 | 0.033609 | 10745.4992 | 10185.3075 | 33094.3891 | 91691.6273 | 86911.6429 | 150179.7014 | 142729.9604 | 189446.3281 | 298375.323 | 366746.2652 | 352987.7238 | 413869.1889 | 441421.9366 | 418409.4188 | 426246.9722 | 402892.1207 | 701144.1705 | 666626.5607 | 815799.2997 | 771100.1632 | 730900.6289 | 738941.6978 | 727745.1011 | 721896.6882 | 758382.9538
SA1 | Grid Battery | 0 | 0.02477 | 0.030764 | 0.073499 | 0.070109 | 0.066268 | 0.062884 | 30470.3791 | 53590.9777 | 132438.9001 | 177740.9076 | 225184.4501 | 228686.9198 | 254130.9494 | 240882.4166 | 228324.5656 | 230220.1573 | 217605.9737 | 375629.2675 | 356046.6992 | 444946.4165 | 420566.9797 | 398641.6845 | 377859.4015 | 359115.5006 | 359801.701 | 359283.6745
SA1 | Pumped Hydro | 0 | 0 | 0.054531 | 0.087459 | 0.084716 | 0.084465 | 0.080132 | 0.077911 | 0.074046 | 0.070074 | 0.067038 | 0.065097 | 0.062708 | 0.063026 | 0.059929 | 0.056872 | 0.05833 | 0.055422 | 0.054931 | 0.055091 | 0.057881 | 0.05471 | 0.051871 | 0.049198 | 0.046949 | 0.048541 | 0.050768
SA1 | VPP | 0 | 0 | 0 | 0 | 0 | 0 | 0 | 0 | 0 | 0 | 0 | 0 | 0 | 0 | 0 | 0 | 0 | 0 | 0 | 0 | 0 | 0 | 0 | 0 | 0 | 0 | 0
Total excluding storage |  | 0 | 181238.4146 | 182535.4957 | 322422.2881 | 329842.7876 | 740573.1129 | 715062.4665 | 878633.4814 | 859680.5152 | 948898.1203 | 1219423.8849 | 1296487.7361 | 1387839.1378 | 1577186.3328 | 1855659.1356 | 1864009.7285 | 1813359.3019 | 1806073.5878 | 2483852.1572 | 2492794.7444 | 2761529.8991 | 2610220.614 | 2474142.7605 | 2611040.6305 | 2716394.8011 | 2701952.9237 | 2839281.5287
Region | Technology | 2023-24 | 2024-25 | 2025-26 | 2026-27 | 2027-28 | 2028-29 | 2029-30 | 2030-31 | 2031-32 | 2032-33 | 2033-34 | 2034-35 | 2035-36 | 2036-37 | 2037-38 | 2038-39 | 2039-40 | 2040-41 | 2041-42 | 2042-43 | 2043-44 | 2044-45 | 2045-46 | 2046-47 | 2047-48 | 2048-49 | 2049-50
TAS1 | Black Coal | 0 | 0 | 0 | 0 | 0 | 0 | 0 | 0 | 0 | 0 | 0 | 0 | 0 | 0 | 0 | 0 | 0 | 0 | 0 | 0 | 0 | 0 | 0 | 0 | 0 | 0 | 0
TAS1 | Brown Coal | 0 | 0 | 0 | 0 | 0 | 0 | 0 | 0 | 0 | 0 | 0 | 0 | 0 | 0 | 0 | 0 | 0 | 0 | 0 | 0 | 0 | 0 | 0 | 0 | 0 | 0 | 0
TAS1 | CCGT | 0 | 0 | 0 | 0 | 0 | 0 | 0 | 0 | 0 | 0 | 0 | 0 | 0 | 0 | 0 | 0 | 0 | 0 | 0 | 0 | 0 | 0 | 0 | 0 | 0 | 0 | 0
TAS1 | Gas - Steam | 0 | 0 | 0 | 0 | 0 | 0 | 0 | 0 | 0 | 0 | 0 | 0 | 0 | 0 | 0 | 0 | 0 | 0 | 0 | 0 | 0 | 0 | 0 | 0 | 0 | 0 | 0
TAS1 | OCGT / Diesel | 0 | 0.0054401 | 0.0051565 | 0.0048992 | 0.0050747 | 0.0049784 | 0.0048892 | 0.0048347 | 0.0048985 | 0.0049785 | 0.0048535 | 0.0048306 | 0.0047932 | 0.0048875 | 0.00491 | 0.0048615 | 0.0049086 | 0.0054421 | 0.0054251 | 0.0053289 | 0.0054488 | 0.0052119 | 0.0051816 | 0.0053975 | 0.0052599 | 0.0053255 | 0.0039468
TAS1 | Hydro | 0 | 0 | 0 | 0 | 0 | 0 | 0 | 0 | 0 | 0 | 0 | 0 | 0 | 0 | 0 | 0 | 0 | 0 | 0 | 0 | 0 | 0 | 0 | 0 | 0 | 0 | 0
TAS1 | Hydrogen Turbine | 0 | 0 | 0 | 0 | 0 | 0 | 0 | 0.0026409 | 0.0027438 | 0.0028863 | 0.0028474 | 0.0030821 | 0.0029452 | 0.0031393 | 0.0047647 | 0.0049956 | 0.0067974 | 0.00643 | 0.0060991 | 0.0064796 | 0.0071278 | 0.0067401 | 0.006392 | 537.2567 | 510.6058 | 2142.3722 | 2198.8372
TAS1 | Wind | 0 | 224831.8915 | 251759.2897 | 268439.2783 | 480081.4224 | 517377.141 | 695175.5128 | 677115.9957 | 812353.1838 | 819027.1642 | 865498.0974 | 1058744.7516 | 1035251.405 | 1098352.5311 | 1306883.4955 | 1239922.1364 | 1178415.1642 | 1220955.4423 | 1219332.2069 | 1155765.1258 | 1169190.9525 | 1105128.8407 | 1047515.4895 | 1210874.1607 | 1246928.7137 | 1278288.9688 | 1152741.6808
TAS1 | Solar PV | 0 | 0.0087804 | 0.010132 | 0.018534 | 8085.1882 | 12242.7538 | 23005.5739 | 38220.6761 | 36324.7198 | 34986.4335 | 132901.722 | 228750.576 | 248790.6903 | 270364.4979 | 286760.4623 | 308392.8642 | 320282.2739 | 309913.6007 | 293756.9677 | 337654.6654 | 335502.8097 | 317119.9968 | 300587.6748 | 383525.6089 | 434586.2819 | 510648.9812 | 501831.4257
TAS1 | Grid Battery | 0 | 0.016795 | 0.018716 | 0.021236 | 0.025168 | 0.023796 | 0.025214 | 0.029815 | 0.043957 | 0.052184 | 0.060768 | 0.058631 | 0.064454 | 0.080363 | 0.112 | 5.898 | 5.6374 | 5.3285 | 9444.5179 | 30275.2303 | 28773.4506 | 27196.895 | 25779.0464 | 68451.4578 | 122463.6593 | 138413.2499 | 131197.3925
TAS1 | Pumped Hydro | 0 | 0 | 0.059932 | 0.079449 | 0.14558 | 14874.3192 | 46252.5775 | 47108.298 | 53595.3714 | 70054.3963 | 77243.0136 | 120219.2832 | 145618.1624 | 142564.4132 | 135132.1968 | 128087.4776 | 121733.6327 | 115063.6242 | 109065.0468 | 103379.1914 | 98251.0137 | 92867.6609 | 88026.2188 | 83437.1744 | 79298.2307 | 74953.3355 | 71045.8157
TAS1 | VPP | 0 | 0 | 0 | 0 | 0 | 0 | 0 | 0 | 0 | 0 | 0 | 0 | 0 | 0 | 0 | 0 | 0 | 0 | 0 | 0 | 0 | 0 | 0 | 0 | 0 | 0 | 0
Total excluding storage |  | 0 | 224831.9225 | 251759.3837 | 268439.4024 | 488166.7864 | 544494.2427 | 764433.6943 | 762445.007 | 902273.3266 | 924068.054 | 1075642.9016 | 1407714.6773 | 1429660.3299 | 1511281.5306 | 1728776.2763 | 1676408.386 | 1620436.7199 | 1645938.0075 | 1631598.7508 | 1627074.2247 | 1631718.239 | 1542313.4053 | 1461908.4411 | 1746825.6639 | 1883787.4967 | 2004446.913 | 1859015.1558

## Option 5A_Rehab Cost
Rehabilition cost by technology ($000s) - Option 5A, Hydrogen Superpower Scenario
Rehab | Real June 2021 dollars discounted to 1 July 2021
Explicitly modelled generation
Region | Technology | 2023-24 | 2024-25 | 2025-26 | 2026-27 | 2027-28 | 2028-29 | 2029-30 | 2030-31 | 2031-32 | 2032-33 | 2033-34 | 2034-35 | 2035-36 | 2036-37 | 2037-38 | 2038-39 | 2039-40 | 2040-41 | 2041-42 | 2042-43 | 2043-44 | 2044-45 | 2045-46 | 2046-47 | 2047-48 | 2048-49 | 2049-50
NEM | Black Coal | 0 | 0 | 0 | 0 | 0 | 0 | 0 | 0 | 0 | 0 | 0 | 0 | 0 | 0 | 0 | 0 | 0 | 0 | 0 | 0 | 0 | 0 | 0 | 0 | 0 | 0 | 0
NEM | Brown Coal | 0 | 0 | 0 | 0 | 0 | 0 | 0 | 0 | 0 | 0 | 0 | 0 | 0 | 0 | 0 | 0 | 0 | 0 | 0 | 0 | 0 | 0 | 0 | 0 | 0 | 0 | 0
NEM | CCGT | 0 | 0 | 0 | 0 | 0 | 0 | 0 | 0 | 0 | 0 | 0 | 0 | 0 | 0 | 0 | 0 | 0 | 0 | 0 | 0 | 0 | 0 | 0 | 0 | 0 | 0 | 0
NEM | Gas - Steam | 0 | 0 | 0 | 0 | 0 | 0 | 0 | 0 | 0 | 0 | 0 | 0 | 0 | 0 | 0 | 0 | 0 | 0 | 0 | 0 | 0 | 0 | 0 | 0 | 0 | 0 | 0
NEM | OCGT / Diesel | 0 | 0 | 0 | 0 | 0 | 0 | 0 | 0 | 0 | 0 | 0 | 0 | 0 | 0 | 0 | 0 | 0 | 0 | 0 | 0 | 0 | 0 | 0 | 0 | 0 | 0 | 0
NEM | Hydro | 0 | 0 | 0 | 0 | 0 | 0 | 0 | 0 | 0 | 0 | 0 | 0 | 0 | 0 | 0 | 0 | 0 | 0 | 0 | 0 | 0 | 0 | 0 | 0 | 0 | 0 | 0
NEM | Hydrogen Turbine | 0 | 0 | 0 | 0 | 0 | 0 | 0 | 0 | 0 | 0 | 0 | 0 | 0 | 0 | 0 | 0 | 0 | 0 | 0 | 0 | 0 | 0 | 0 | 0 | 0 | 0 | 0
NEM | Wind | 0 | 0 | 0 | 0 | 0 | 0 | 0 | 0 | 0 | 0 | 0 | 0 | 0 | 0 | 0 | 0 | 0 | 0 | 0 | 0 | 0 | 0 | 0 | 0 | 0 | 0 | 0
NEM | Solar PV | 0 | 0 | 0 | 0 | 0 | 0 | 0 | 0 | 0 | 0 | 0 | 0 | 0 | 0 | 0 | 0 | 0 | 0 | 0 | 0 | 0 | 0 | 0 | 0 | 0 | 0 | 0
NEM | Grid Battery | 0 | 0 | 0 | 0 | 0 | 0 | 0 | 0 | 0 | 0 | 0 | 0 | 0 | 0 | 0 | 0 | 0 | 0 | 0 | 0 | 0 | 0 | 0 | 0 | 0 | 0 | 0
NEM | Pumped Hydro | 0 | 0 | 0 | 0 | 0 | 0 | 0 | 0 | 0 | 0 | 0 | 0 | 0 | 0 | 0 | 0 | 0 | 0 | 0 | 0 | 0 | 0 | 0 | 0 | 0 | 0 | 0
NEM | VPP | 0 | 0 | 0 | 0 | 0 | 0 | 0 | 0 | 0 | 0 | 0 | 0 | 0 | 0 | 0 | 0 | 0 | 0 | 0 | 0 | 0 | 0 | 0 | 0 | 0 | 0 | 0
Total excluding storage |  | 0 | 0 | 0 | 0 | 0 | 0 | 0 | 0 | 0 | 0 | 0 | 0 | 0 | 0 | 0 | 0 | 0 | 0 | 0 | 0 | 0 | 0 | 0 | 0 | 0 | 0 | 0
Region | Technology | 2023-24 | 2024-25 | 2025-26 | 2026-27 | 2027-28 | 2028-29 | 2029-30 | 2030-31 | 2031-32 | 2032-33 | 2033-34 | 2034-35 | 2035-36 | 2036-37 | 2037-38 | 2038-39 | 2039-40 | 2040-41 | 2041-42 | 2042-43 | 2043-44 | 2044-45 | 2045-46 | 2046-47 | 2047-48 | 2048-49 | 2049-50
NSW1 | Black Coal | 0 | 0 | 0 | 0 | 0 | 0 | 0 | 0 | 0 | 0 | 0 | 0 | 0 | 0 | 0 | 0 | 0 | 0 | 0 | 0 | 0 | 0 | 0 | 0 | 0 | 0 | 0
NSW1 | Brown Coal | 0 | 0 | 0 | 0 | 0 | 0 | 0 | 0 | 0 | 0 | 0 | 0 | 0 | 0 | 0 | 0 | 0 | 0 | 0 | 0 | 0 | 0 | 0 | 0 | 0 | 0 | 0
NSW1 | CCGT | 0 | 0 | 0 | 0 | 0 | 0 | 0 | 0 | 0 | 0 | 0 | 0 | 0 | 0 | 0 | 0 | 0 | 0 | 0 | 0 | 0 | 0 | 0 | 0 | 0 | 0 | 0
NSW1 | Gas - Steam | 0 | 0 | 0 | 0 | 0 | 0 | 0 | 0 | 0 | 0 | 0 | 0 | 0 | 0 | 0 | 0 | 0 | 0 | 0 | 0 | 0 | 0 | 0 | 0 | 0 | 0 | 0
NSW1 | OCGT / Diesel | 0 | 0 | 0 | 0 | 0 | 0 | 0 | 0 | 0 | 0 | 0 | 0 | 0 | 0 | 0 | 0 | 0 | 0 | 0 | 0 | 0 | 0 | 0 | 0 | 0 | 0 | 0
NSW1 | Hydro | 0 | 0 | 0 | 0 | 0 | 0 | 0 | 0 | 0 | 0 | 0 | 0 | 0 | 0 | 0 | 0 | 0 | 0 | 0 | 0 | 0 | 0 | 0 | 0 | 0 | 0 | 0
NSW1 | Hydrogen Turbine | 0 | 0 | 0 | 0 | 0 | 0 | 0 | 0 | 0 | 0 | 0 | 0 | 0 | 0 | 0 | 0 | 0 | 0 | 0 | 0 | 0 | 0 | 0 | 0 | 0 | 0 | 0
NSW1 | Wind | 0 | 0 | 0 | 0 | 0 | 0 | 0 | 0 | 0 | 0 | 0 | 0 | 0 | 0 | 0 | 0 | 0 | 0 | 0 | 0 | 0 | 0 | 0 | 0 | 0 | 0 | 0
NSW1 | Solar PV | 0 | 0 | 0 | 0 | 0 | 0 | 0 | 0 | 0 | 0 | 0 | 0 | 0 | 0 | 0 | 0 | 0 | 0 | 0 | 0 | 0 | 0 | 0 | 0 | 0 | 0 | 0
NSW1 | Grid Battery | 0 | 0 | 0 | 0 | 0 | 0 | 0 | 0 | 0 | 0 | 0 | 0 | 0 | 0 | 0 | 0 | 0 | 0 | 0 | 0 | 0 | 0 | 0 | 0 | 0 | 0 | 0
NSW1 | Pumped Hydro | 0 | 0 | 0 | 0 | 0 | 0 | 0 | 0 | 0 | 0 | 0 | 0 | 0 | 0 | 0 | 0 | 0 | 0 | 0 | 0 | 0 | 0 | 0 | 0 | 0 | 0 | 0
NSW1 | VPP | 0 | 0 | 0 | 0 | 0 | 0 | 0 | 0 | 0 | 0 | 0 | 0 | 0 | 0 | 0 | 0 | 0 | 0 | 0 | 0 | 0 | 0 | 0 | 0 | 0 | 0 | 0
Total excluding storage |  | 0 | 0 | 0 | 0 | 0 | 0 | 0 | 0 | 0 | 0 | 0 | 0 | 0 | 0 | 0 | 0 | 0 | 0 | 0 | 0 | 0 | 0 | 0 | 0 | 0 | 0 | 0
Region | Technology | 2023-24 | 2024-25 | 2025-26 | 2026-27 | 2027-28 | 2028-29 | 2029-30 | 2030-31 | 2031-32 | 2032-33 | 2033-34 | 2034-35 | 2035-36 | 2036-37 | 2037-38 | 2038-39 | 2039-40 | 2040-41 | 2041-42 | 2042-43 | 2043-44 | 2044-45 | 2045-46 | 2046-47 | 2047-48 | 2048-49 | 2049-50
QLD1 | Black Coal | 0 | 0 | 0 | 0 | 0 | 0 | 0 | 0 | 0 | 0 | 0 | 0 | 0 | 0 | 0 | 0 | 0 | 0 | 0 | 0 | 0 | 0 | 0 | 0 | 0 | 0 | 0
QLD1 | Brown Coal | 0 | 0 | 0 | 0 | 0 | 0 | 0 | 0 | 0 | 0 | 0 | 0 | 0 | 0 | 0 | 0 | 0 | 0 | 0 | 0 | 0 | 0 | 0 | 0 | 0 | 0 | 0
QLD1 | CCGT | 0 | 0 | 0 | 0 | 0 | 0 | 0 | 0 | 0 | 0 | 0 | 0 | 0 | 0 | 0 | 0 | 0 | 0 | 0 | 0 | 0 | 0 | 0 | 0 | 0 | 0 | 0
QLD1 | Gas - Steam | 0 | 0 | 0 | 0 | 0 | 0 | 0 | 0 | 0 | 0 | 0 | 0 | 0 | 0 | 0 | 0 | 0 | 0 | 0 | 0 | 0 | 0 | 0 | 0 | 0 | 0 | 0
QLD1 | OCGT / Diesel | 0 | 0 | 0 | 0 | 0 | 0 | 0 | 0 | 0 | 0 | 0 | 0 | 0 | 0 | 0 | 0 | 0 | 0 | 0 | 0 | 0 | 0 | 0 | 0 | 0 | 0 | 0
QLD1 | Hydro | 0 | 0 | 0 | 0 | 0 | 0 | 0 | 0 | 0 | 0 | 0 | 0 | 0 | 0 | 0 | 0 | 0 | 0 | 0 | 0 | 0 | 0 | 0 | 0 | 0 | 0 | 0
QLD1 | Hydrogen Turbine | 0 | 0 | 0 | 0 | 0 | 0 | 0 | 0 | 0 | 0 | 0 | 0 | 0 | 0 | 0 | 0 | 0 | 0 | 0 | 0 | 0 | 0 | 0 | 0 | 0 | 0 | 0
QLD1 | Wind | 0 | 0 | 0 | 0 | 0 | 0 | 0 | 0 | 0 | 0 | 0 | 0 | 0 | 0 | 0 | 0 | 0 | 0 | 0 | 0 | 0 | 0 | 0 | 0 | 0 | 0 | 0
QLD1 | Solar PV | 0 | 0 | 0 | 0 | 0 | 0 | 0 | 0 | 0 | 0 | 0 | 0 | 0 | 0 | 0 | 0 | 0 | 0 | 0 | 0 | 0 | 0 | 0 | 0 | 0 | 0 | 0
QLD1 | Grid Battery | 0 | 0 | 0 | 0 | 0 | 0 | 0 | 0 | 0 | 0 | 0 | 0 | 0 | 0 | 0 | 0 | 0 | 0 | 0 | 0 | 0 | 0 | 0 | 0 | 0 | 0 | 0
QLD1 | Pumped Hydro | 0 | 0 | 0 | 0 | 0 | 0 | 0 | 0 | 0 | 0 | 0 | 0 | 0 | 0 | 0 | 0 | 0 | 0 | 0 | 0 | 0 | 0 | 0 | 0 | 0 | 0 | 0
QLD1 | VPP | 0 | 0 | 0 | 0 | 0 | 0 | 0 | 0 | 0 | 0 | 0 | 0 | 0 | 0 | 0 | 0 | 0 | 0 | 0 | 0 | 0 | 0 | 0 | 0 | 0 | 0 | 0
Total excluding storage |  | 0 | 0 | 0 | 0 | 0 | 0 | 0 | 0 | 0 | 0 | 0 | 0 | 0 | 0 | 0 | 0 | 0 | 0 | 0 | 0 | 0 | 0 | 0 | 0 | 0 | 0 | 0
Region | Technology | 2023-24 | 2024-25 | 2025-26 | 2026-27 | 2027-28 | 2028-29 | 2029-30 | 2030-31 | 2031-32 | 2032-33 | 2033-34 | 2034-35 | 2035-36 | 2036-37 | 2037-38 | 2038-39 | 2039-40 | 2040-41 | 2041-42 | 2042-43 | 2043-44 | 2044-45 | 2045-46 | 2046-47 | 2047-48 | 2048-49 | 2049-50
VIC1 | Black Coal | 0 | 0 | 0 | 0 | 0 | 0 | 0 | 0 | 0 | 0 | 0 | 0 | 0 | 0 | 0 | 0 | 0 | 0 | 0 | 0 | 0 | 0 | 0 | 0 | 0 | 0 | 0
VIC1 | Brown Coal | 0 | 0 | 0 | 0 | 0 | 0 | 0 | 0 | 0 | 0 | 0 | 0 | 0 | 0 | 0 | 0 | 0 | 0 | 0 | 0 | 0 | 0 | 0 | 0 | 0 | 0 | 0
VIC1 | CCGT | 0 | 0 | 0 | 0 | 0 | 0 | 0 | 0 | 0 | 0 | 0 | 0 | 0 | 0 | 0 | 0 | 0 | 0 | 0 | 0 | 0 | 0 | 0 | 0 | 0 | 0 | 0
VIC1 | Gas - Steam | 0 | 0 | 0 | 0 | 0 | 0 | 0 | 0 | 0 | 0 | 0 | 0 | 0 | 0 | 0 | 0 | 0 | 0 | 0 | 0 | 0 | 0 | 0 | 0 | 0 | 0 | 0
VIC1 | OCGT / Diesel | 0 | 0 | 0 | 0 | 0 | 0 | 0 | 0 | 0 | 0 | 0 | 0 | 0 | 0 | 0 | 0 | 0 | 0 | 0 | 0 | 0 | 0 | 0 | 0 | 0 | 0 | 0
VIC1 | Hydro | 0 | 0 | 0 | 0 | 0 | 0 | 0 | 0 | 0 | 0 | 0 | 0 | 0 | 0 | 0 | 0 | 0 | 0 | 0 | 0 | 0 | 0 | 0 | 0 | 0 | 0 | 0
VIC1 | Hydrogen Turbine | 0 | 0 | 0 | 0 | 0 | 0 | 0 | 0 | 0 | 0 | 0 | 0 | 0 | 0 | 0 | 0 | 0 | 0 | 0 | 0 | 0 | 0 | 0 | 0 | 0 | 0 | 0
VIC1 | Wind | 0 | 0 | 0 | 0 | 0 | 0 | 0 | 0 | 0 | 0 | 0 | 0 | 0 | 0 | 0 | 0 | 0 | 0 | 0 | 0 | 0 | 0 | 0 | 0 | 0 | 0 | 0
VIC1 | Solar PV | 0 | 0 | 0 | 0 | 0 | 0 | 0 | 0 | 0 | 0 | 0 | 0 | 0 | 0 | 0 | 0 | 0 | 0 | 0 | 0 | 0 | 0 | 0 | 0 | 0 | 0 | 0
VIC1 | Grid Battery | 0 | 0 | 0 | 0 | 0 | 0 | 0 | 0 | 0 | 0 | 0 | 0 | 0 | 0 | 0 | 0 | 0 | 0 | 0 | 0 | 0 | 0 | 0 | 0 | 0 | 0 | 0
VIC1 | Pumped Hydro | 0 | 0 | 0 | 0 | 0 | 0 | 0 | 0 | 0 | 0 | 0 | 0 | 0 | 0 | 0 | 0 | 0 | 0 | 0 | 0 | 0 | 0 | 0 | 0 | 0 | 0 | 0
VIC1 | VPP | 0 | 0 | 0 | 0 | 0 | 0 | 0 | 0 | 0 | 0 | 0 | 0 | 0 | 0 | 0 | 0 | 0 | 0 | 0 | 0 | 0 | 0 | 0 | 0 | 0 | 0 | 0
Total excluding storage |  | 0 | 0 | 0 | 0 | 0 | 0 | 0 | 0 | 0 | 0 | 0 | 0 | 0 | 0 | 0 | 0 | 0 | 0 | 0 | 0 | 0 | 0 | 0 | 0 | 0 | 0 | 0
Region | Technology | 2023-24 | 2024-25 | 2025-26 | 2026-27 | 2027-28 | 2028-29 | 2029-30 | 2030-31 | 2031-32 | 2032-33 | 2033-34 | 2034-35 | 2035-36 | 2036-37 | 2037-38 | 2038-39 | 2039-40 | 2040-41 | 2041-42 | 2042-43 | 2043-44 | 2044-45 | 2045-46 | 2046-47 | 2047-48 | 2048-49 | 2049-50
SA1 | Black Coal | 0 | 0 | 0 | 0 | 0 | 0 | 0 | 0 | 0 | 0 | 0 | 0 | 0 | 0 | 0 | 0 | 0 | 0 | 0 | 0 | 0 | 0 | 0 | 0 | 0 | 0 | 0
SA1 | Brown Coal | 0 | 0 | 0 | 0 | 0 | 0 | 0 | 0 | 0 | 0 | 0 | 0 | 0 | 0 | 0 | 0 | 0 | 0 | 0 | 0 | 0 | 0 | 0 | 0 | 0 | 0 | 0
SA1 | CCGT | 0 | 0 | 0 | 0 | 0 | 0 | 0 | 0 | 0 | 0 | 0 | 0 | 0 | 0 | 0 | 0 | 0 | 0 | 0 | 0 | 0 | 0 | 0 | 0 | 0 | 0 | 0
SA1 | Gas - Steam | 0 | 0 | 0 | 0 | 0 | 0 | 0 | 0 | 0 | 0 | 0 | 0 | 0 | 0 | 0 | 0 | 0 | 0 | 0 | 0 | 0 | 0 | 0 | 0 | 0 | 0 | 0
SA1 | OCGT / Diesel | 0 | 0 | 0 | 0 | 0 | 0 | 0 | 0 | 0 | 0 | 0 | 0 | 0 | 0 | 0 | 0 | 0 | 0 | 0 | 0 | 0 | 0 | 0 | 0 | 0 | 0 | 0
SA1 | Hydro | 0 | 0 | 0 | 0 | 0 | 0 | 0 | 0 | 0 | 0 | 0 | 0 | 0 | 0 | 0 | 0 | 0 | 0 | 0 | 0 | 0 | 0 | 0 | 0 | 0 | 0 | 0
SA1 | Hydrogen Turbine | 0 | 0 | 0 | 0 | 0 | 0 | 0 | 0 | 0 | 0 | 0 | 0 | 0 | 0 | 0 | 0 | 0 | 0 | 0 | 0 | 0 | 0 | 0 | 0 | 0 | 0 | 0
SA1 | Wind | 0 | 0 | 0 | 0 | 0 | 0 | 0 | 0 | 0 | 0 | 0 | 0 | 0 | 0 | 0 | 0 | 0 | 0 | 0 | 0 | 0 | 0 | 0 | 0 | 0 | 0 | 0
SA1 | Solar PV | 0 | 0 | 0 | 0 | 0 | 0 | 0 | 0 | 0 | 0 | 0 | 0 | 0 | 0 | 0 | 0 | 0 | 0 | 0 | 0 | 0 | 0 | 0 | 0 | 0 | 0 | 0
SA1 | Grid Battery | 0 | 0 | 0 | 0 | 0 | 0 | 0 | 0 | 0 | 0 | 0 | 0 | 0 | 0 | 0 | 0 | 0 | 0 | 0 | 0 | 0 | 0 | 0 | 0 | 0 | 0 | 0
SA1 | Pumped Hydro | 0 | 0 | 0 | 0 | 0 | 0 | 0 | 0 | 0 | 0 | 0 | 0 | 0 | 0 | 0 | 0 | 0 | 0 | 0 | 0 | 0 | 0 | 0 | 0 | 0 | 0 | 0
SA1 | VPP | 0 | 0 | 0 | 0 | 0 | 0 | 0 | 0 | 0 | 0 | 0 | 0 | 0 | 0 | 0 | 0 | 0 | 0 | 0 | 0 | 0 | 0 | 0 | 0 | 0 | 0 | 0
Total excluding storage |  | 0 | 0 | 0 | 0 | 0 | 0 | 0 | 0 | 0 | 0 | 0 | 0 | 0 | 0 | 0 | 0 | 0 | 0 | 0 | 0 | 0 | 0 | 0 | 0 | 0 | 0 | 0
Region | Technology | 2023-24 | 2024-25 | 2025-26 | 2026-27 | 2027-28 | 2028-29 | 2029-30 | 2030-31 | 2031-32 | 2032-33 | 2033-34 | 2034-35 | 2035-36 | 2036-37 | 2037-38 | 2038-39 | 2039-40 | 2040-41 | 2041-42 | 2042-43 | 2043-44 | 2044-45 | 2045-46 | 2046-47 | 2047-48 | 2048-49 | 2049-50
TAS1 | Black Coal | 0 | 0 | 0 | 0 | 0 | 0 | 0 | 0 | 0 | 0 | 0 | 0 | 0 | 0 | 0 | 0 | 0 | 0 | 0 | 0 | 0 | 0 | 0 | 0 | 0 | 0 | 0
TAS1 | Brown Coal | 0 | 0 | 0 | 0 | 0 | 0 | 0 | 0 | 0 | 0 | 0 | 0 | 0 | 0 | 0 | 0 | 0 | 0 | 0 | 0 | 0 | 0 | 0 | 0 | 0 | 0 | 0
TAS1 | CCGT | 0 | 0 | 0 | 0 | 0 | 0 | 0 | 0 | 0 | 0 | 0 | 0 | 0 | 0 | 0 | 0 | 0 | 0 | 0 | 0 | 0 | 0 | 0 | 0 | 0 | 0 | 0
TAS1 | Gas - Steam | 0 | 0 | 0 | 0 | 0 | 0 | 0 | 0 | 0 | 0 | 0 | 0 | 0 | 0 | 0 | 0 | 0 | 0 | 0 | 0 | 0 | 0 | 0 | 0 | 0 | 0 | 0
TAS1 | OCGT / Diesel | 0 | 0 | 0 | 0 | 0 | 0 | 0 | 0 | 0 | 0 | 0 | 0 | 0 | 0 | 0 | 0 | 0 | 0 | 0 | 0 | 0 | 0 | 0 | 0 | 0 | 0 | 0
TAS1 | Hydro | 0 | 0 | 0 | 0 | 0 | 0 | 0 | 0 | 0 | 0 | 0 | 0 | 0 | 0 | 0 | 0 | 0 | 0 | 0 | 0 | 0 | 0 | 0 | 0 | 0 | 0 | 0
TAS1 | Hydrogen Turbine | 0 | 0 | 0 | 0 | 0 | 0 | 0 | 0 | 0 | 0 | 0 | 0 | 0 | 0 | 0 | 0 | 0 | 0 | 0 | 0 | 0 | 0 | 0 | 0 | 0 | 0 | 0
TAS1 | Wind | 0 | 0 | 0 | 0 | 0 | 0 | 0 | 0 | 0 | 0 | 0 | 0 | 0 | 0 | 0 | 0 | 0 | 0 | 0 | 0 | 0 | 0 | 0 | 0 | 0 | 0 | 0
TAS1 | Solar PV | 0 | 0 | 0 | 0 | 0 | 0 | 0 | 0 | 0 | 0 | 0 | 0 | 0 | 0 | 0 | 0 | 0 | 0 | 0 | 0 | 0 | 0 | 0 | 0 | 0 | 0 | 0
TAS1 | Grid Battery | 0 | 0 | 0 | 0 | 0 | 0 | 0 | 0 | 0 | 0 | 0 | 0 | 0 | 0 | 0 | 0 | 0 | 0 | 0 | 0 | 0 | 0 | 0 | 0 | 0 | 0 | 0
TAS1 | Pumped Hydro | 0 | 0 | 0 | 0 | 0 | 0 | 0 | 0 | 0 | 0 | 0 | 0 | 0 | 0 | 0 | 0 | 0 | 0 | 0 | 0 | 0 | 0 | 0 | 0 | 0 | 0 | 0
TAS1 | VPP | 0 | 0 | 0 | 0 | 0 | 0 | 0 | 0 | 0 | 0 | 0 | 0 | 0 | 0 | 0 | 0 | 0 | 0 | 0 | 0 | 0 | 0 | 0 | 0 | 0 | 0 | 0
Total excluding storage |  | 0 | 0 | 0 | 0 | 0 | 0 | 0 | 0 | 0 | 0 | 0 | 0 | 0 | 0 | 0 | 0 | 0 | 0 | 0 | 0 | 0 | 0 | 0 | 0 | 0 | 0 | 0

## Option 5A_REZ Tx Cost
REZ transmission expansion cost by region ($000s) - Option 5A, Hydrogen Superpower Scenario
REZ Expansion | Real June 2021 dollars discounted to 1 July 2021. As with the total capital costs, the REZ transmission expansion costs are annualised for modelling purposes.
Explicitly modelled generation
Region | Technology | 2023-24 | 2024-25 | 2025-26 | 2026-27 | 2027-28 | 2028-29 | 2029-30 | 2030-31 | 2031-32 | 2032-33 | 2033-34 | 2034-35 | 2035-36 | 2036-37 | 2037-38 | 2038-39 | 2039-40 | 2040-41 | 2041-42 | 2042-43 | 2043-44 | 2044-45 | 2045-46 | 2046-47 | 2047-48 | 2048-49 | 2049-50
NSW1 | Transmission | 7.0083e-06 | 7779.514 | 7727.8724 | 24859.722 | 26887.0127 | 29135.3903 | 28607.4689 | 39094.2661 | 37154.975 | 35119.1861 | 34096.1958 | 33430.9416 | 32791.295 | 38891.5589 | 55483.1232 | 58717.6701 | 55804.95 | 62859.0899 | 67579.1171 | 70980.6309 | 72580.8692 | 68691.4115 | 67354.3931 | 83614.1582 | 80407.9675 | 76249.9988 | 73670.2981
QLD1 | Transmission | 69.4633 | 6524.3344 | 77309.3464 | 142795.2796 | 217381.1853 | 256562.8379 | 312731.6056 | 350141.8383 | 355442.5368 | 349503.4522 | 381354.3868 | 600785.0927 | 655780.1718 | 693331.2677 | 744637.9617 | 745349.4328 | 710683.8225 | 691600.4348 | 687374.8742 | 723545.9381 | 703113.043 | 742137.0899 | 756756.8255 | 1024945.3448 | 989358.8796 | 952175.4171 | 999810.9163
VIC1 | Transmission | 0 | 4300.9897 | 6176.2393 | 10137.439 | 9634.5661 | 11296.2017 | 11026.0828 | 12482.9445 | 13300.6341 | 12624.5025 | 15700.3875 | 14881.8839 | 14773.549 | 15653.3185 | 15742.7859 | 21624.1619 | 20717.6618 | 22541.1089 | 21741.7753 | 24878.2408 | 28635.7066 | 27348.3496 | 26311.4104 | 25957.9376 | 30083.7224 | 31656.7123 | 30545.5061
SA1 | Transmission | 11754.5584 | 27099.585 | 26003.1448 | 35894.2798 | 34113.7258 | 74097.9601 | 71155.8601 | 76410.8432 | 74998.0923 | 71212.8417 | 95254.9525 | 116794.9538 | 123219.8062 | 149524.3965 | 164459.3698 | 168068.9945 | 170389.9698 | 174696.9968 | 253072.9613 | 246780.7847 | 298019.8292 | 281717.7802 | 269383.9255 | 271509.2447 | 274954.4825 | 270105.2357 | 291960.6491
TAS1 | Transmission | 0 | 9439.8052 | 11431.2789 | 12750.1508 | 25908.4323 | 78224.2502 | 74501.6636 | 71221.1955 | 67688.2316 | 64692.1219 | 70206.2068 | 76033.5327 | 75382.5805 | 74148.665 | 88579.5258 | 87753.7614 | 85237.2142 | 82696.8231 | 79318.6797 | 81921.6605 | 80405.6704 | 76216.2445 | 72242.8859 | 79101.402 | 82809.5073 | 85498.3963 | 81197.6445
NEM | Total | 11824.0216 | 55144.2283 | 128647.8817 | 226436.8712 | 313924.9223 | 449316.6402 | 498022.6811 | 549351.0875 | 548584.4698 | 533152.1043 | 596612.1294 | 841926.4048 | 901947.4026 | 971549.2065 | 1068902.7665 | 1081514.0208 | 1042833.6183 | 1034394.4536 | 1109087.4075 | 1148107.255 | 1182755.1183 | 1196110.8757 | 1192049.4404 | 1485128.0873 | 1457614.5591 | 1415685.7603 | 1477185.0141

## Option 5A_USE+DSP Cost
USE+DSP cost by region ($000s) - Option 5A, Hydrogen Superpower Scenario
USE+DSP | Real June 2021 dollars discounted to 1 July 2021
Explicitly modelled generation
Region | Technology | 2023-24 | 2024-25 | 2025-26 | 2026-27 | 2027-28 | 2028-29 | 2029-30 | 2030-31 | 2031-32 | 2032-33 | 2033-34 | 2034-35 | 2035-36 | 2036-37 | 2037-38 | 2038-39 | 2039-40 | 2040-41 | 2041-42 | 2042-43 | 2043-44 | 2044-45 | 2045-46 | 2046-47 | 2047-48 | 2048-49 | 2049-50
NSW1 | USE+DSP | 35852.3856 | 27609.5465 | 23203.8237 | 28590.2995 | 540.345 | 38293.9612 | 0.10272 | 3823.0725 | 0.10259 | 243.091 | 0.10194 | 0.10294 | 0.10131 | 0.10138 | 5806.7473 | 0.10203 | 0.10193 | 0.10192 | 0.1007 | 0.10135 | 612.3716 | 0.099811 | 0.10009 | 0.10271 | 0.10153 | 0.10052 | 0.10072
QLD1 | USE+DSP | 0.012212 | 0.011769 | 12266.6162 | 29273.2424 | 760.1221 | 39993.2268 | 0.012285 | 5938.6139 | 87.9603 | 1065.7309 | 0.01227 | 0.012318 | 0.012333 | 0.012286 | 0.012586 | 0.012403 | 0.01223 | 0.012231 | 0.012074 | 0.012139 | 0.012182 | 0.012111 | 0.012075 | 0.012509 | 0.012097 | 0.012024 | 0.012053
VIC1 | USE+DSP | 30301.9578 | 5261.8496 | 25.5396 | 6308.6511 | 7272.214 | 34051.2172 | 202.2994 | 124.0818 | 0.13487 | 5.7657 | 0.13426 | 0.57095 | 637.8125 | 27.7926 | 28.7234 | 0.13565 | 559.2301 | 575.2091 | 792.6984 | 0.16712 | 0.25483 | 2463.7756 | 0.13149 | 0.36056 | 24.1427 | 0.13483 | 0.13371
SA1 | USE+DSP | 818.2653 | 0.014094 | 2.1877 | 1054.4288 | 53.4984 | 7.7184 | 0.014399 | 45.8508 | 0.01444 | 0.014144 | 0.01438 | 0.014456 | 0.014197 | 0.01422 | 50.8872 | 0.014236 | 0.014476 | 0.014126 | 0.014159 | 0.014261 | 0.015051 | 0.014016 | 0.013876 | 0.014148 | 0.014102 | 0.01417 | 0.014066
TAS1 | USE+DSP | 0.0090844 | 0.0082316 | 0.0083485 | 0.0083937 | 0.0085646 | 0.0088142 | 0.0089187 | 0.0089605 | 0.0088722 | 11.0209 | 0.0089624 | 0.0090634 | 0.0088718 | 0.008938 | 0.0092419 | 0.009272 | 0.0094203 | 0.0092384 | 0.0090582 | 0.0091288 | 0.0095081 | 0.00892 | 0.0088672 | 0.0093248 | 0.009276 | 0.0094469 | 0.0093306
NEM | Total | 66972.63 | 32871.4301 | 35498.1755 | 65226.6302 | 8626.188 | 112346.1324 | 202.4378 | 9931.628 | 88.2211 | 1325.6227 | 0.27181 | 0.70972 | 637.9492 | 27.9294 | 5886.3797 | 0.2736 | 559.3682 | 575.3466 | 792.8343 | 0.30399 | 612.6632 | 2463.9105 | 0.2664 | 0.49926 | 24.2797 | 0.27099 | 0.26988