## Overview of the model
VNI West RIT-T PACR assessment - core
Legend applied throughout the model
Table Row Name
Input Cell
Calculation cell
Parameter Cell
Output Cell
| Date | 2023-05-05

## R1 Interface and results
R1 Interface and results
Interface for scenario settings and key results
Scenario settings
| Parameters |  |  |  | S1 | S2 | S3
| General parameters |  |  | Unit | Step | Progressive | Hydrogen
| Commercial discount rate |  |  | Percent | 5.5% | 5.5% | 5.5%
| Cost parameters |  |  | Unit | Step | Progressive | Hydrogen
| Capital cost (network) |  |  | Factor | 1 | 1 | 1
| Capital cost (battery) |  |  | Factor | 1 | 1 | 1
| Operating expenditure |  |  | Factor | 1 | 1 | 1
| Benefit parameters |  |  | Unit | Step | Progressive | Hydrogen
| Avoided involuntary load shedding |  |  | Factor | 1 | 1 | 1
| Avoided unrelated TNSP expenditure |  |  | Factor | 1 | 1 | 1
| Avoided fuel consumption from generation dispatch |  |  | Factor | 1 | 1 | 1
| Avoided voluntary load curtailment |  |  | Factor | 1 | 1 | 1
| Avoided costs for non RIT-T proponent parties |  |  | Factor | 1 | 1 | 1
| Scenario weightings |  |  | Unit | Step | Progressive | Hydrogen
| Weightings |  |  | % | 0.52 | 0.3 | 0.18
| Opex - percentage of capex |  |  | % | 1%
Weighted NPV results
| Net present value ($m, PV) | S1 | S2 | S3
| Option | Step | Progressive | Hydrogen | Weighted | Rank
| Option 5 | 1826.862 | 203.8205 | 2016.046 | 1374.0026 | 1
| Option 5A | 1827.3178 | 186.7017 | 2025.2848 | 1370.767 | 2
| Option 5A (western sensitivity) | 1718.1681
| Option 5 (without series compensation) | 1728.5661
| % of top ranked | S1 | S2 | S3
| Option | Step | Progressive | Hydrogen | Weighted
| Option 5 | 99.98% | 100% | 99.54% | 100%
| Option 5A | 100% | 91.6% | 100% | 99.76%
| Option 5A (western sensitivity) | 94.03%
| Option 5 (without series compensation) | 94.6%

## R2 Charts
R2 Charts
Standard output charts
Standard charts
| Step | NPV result | [8 empty] | Progressive | NPV result | [7 empty] | Hydrogen | NPV result | [7 empty] | Weighted | NPV result
| Step | Rank | PACR | % | [6 empty] | Progressive | Rank | PACR | % | [5 empty] | Hydrogen | Rank | PACR | % | [5 empty] | Weighted | Rank | PACR | %
| Option 5 | 2 | 1826.862 | 99.98% | [6 empty] | Option 5 | 1 | 203.8205 | 100% | [5 empty] | Option 5 | 2 | 2016.046 | 99.54% | [5 empty] | Option 5 | 1 | 1374.0026 | 100%
| Option 5A | 1 | 1827.3178 | 100% | [6 empty] | Option 5A | 2 | 186.7017 | 91.6% | [5 empty] | Option 5A | 1 | 2025.2848 | 100% | [5 empty] | Option 5A | 2 | 1370.767 | 99.76%
| Step | NPV breakdown | [8 empty] | Progressive | NPV breakdown | [7 empty] | Hydrogen | NPV breakdown | [7 empty] | Weighted | NPV breakdown
| Option | Transmission capex | Transmission opex | Avoided unserved energy | Avoided REZ transmission capex | Avoided fuel costs | Avoided voluntary load curtailment | Avoided generation/storage costs (excl. fuel costs) | NPV |  | Option | Transmission capex | Transmission opex | Avoided unserved energy | Avoided REZ transmission capex | Avoided fuel costs | Avoided voluntary load curtailment | Avoided generation/storage costs (excl. fuel costs) | NPV | Option | Transmission capex | Transmission opex | Avoided unserved energy | Avoided REZ transmission capex | Avoided fuel costs | Avoided voluntary load curtailment | Avoided generation/storage costs (excl. fuel costs) | NPV | Option | Transmission capex | Transmission opex | Avoided unserved energy | Avoided REZ transmission capex | Avoided fuel costs | Avoided voluntary load curtailment | Avoided generation/storage costs (excl. fuel costs) | NPV
| Option 5 VNIW (via Bulgana and Kerang) with series compensation on Kerang – Bulgana | -1911.6188 | -249.3957 | -0.15292 | 283.4184 | 578.7913 | 135.6883 | 2990.1314 | 1826.862 |  | Option 5 VNIW (via Bulgana and Kerang) with series compensation on Kerang – Bulgana | -1289.0394 | -127.2946 | 5.5549 | 180.5813 | 575.1701 | -7.481 | 866.3293 | 203.8205 | Option 5 VNIW (via Bulgana and Kerang) with series compensation on Kerang – Bulgana | -1996.8566 | -270.8812 | -1.4116 | 382.7832 | 837.1226 | 13.364 | 3051.9255 | 2016.046 | Option 5 VNIW (via Bulgana and Kerang) with series compensation on Kerang – Bulgana | -1740.1878 | -216.6328 | 1.3329 | 270.4529 | 624.2046 | 70.7192 | 2364.1137 | 1374.0026
| Option 5A Option 5 (with series compensation), routing east of Kerang and crossing border north of Kerang | -1960.9575 | -255.8815 | -0.091249 | 310.4266 | 583.6886 | 143.2011 | 3006.9318 | 1827.3178 |  | Option 5A Option 5 (with series compensation), routing east of Kerang and crossing border north of Kerang | -1319.0275 | -130.605 | 5.3429 | 192.442 | 581.6012 | -7.5303 | 864.4784 | 186.7017 | Option 5A Option 5 (with series compensation), routing east of Kerang and crossing border north of Kerang | -2048.8994 | -277.9257 | -1.1601 | 399.2126 | 851.9778 | 15.5372 | 3086.5424 | 2025.2848 | Option 5A Option 5 (with series compensation), routing east of Kerang and crossing border north of Kerang | -1784.2081 | -222.2665 | 1.3466 | 291.0127 | 631.3544 | 75.0021 | 2378.5257 | 1370.767
| Step | Option 5 gross benefits breakdown over time | [8 empty] | Progressive | Option 5 gross benefits breakdown over time | [7 empty] | Hydrogen | Option 5 gross benefits breakdown over time
| Step | Option 5A gross benefits breakdown over time | [8 empty] | Progressive | Option 5A gross benefits breakdown over time | [7 empty] | Hydrogen | Option 5A gross benefits breakdown over time
Capital cost and discount rate sensitivities (weighted results)
30% lower network capital costs
|  | 5 | 1896.059
|  | 5A | 1906.0294
30% higher network capital costs
|  | 5 | 851.9463
|  | 5A | 835.5046
2.3% discount rate
|  | 5 | 4338.9437
|  | 5A | 4384.0092
7.5% discount rate
|  | 5 | 476.4125
|  | 5A | 460.8711
1% opex
|  | 5 | 1374.0026
|  | 5A | 1370.767
2% opex
|  | 5 | 1185.5607
|  | 5A | 1177.5978
| Tiled chart | [8 empty] | Westerly sensitivity, step change | [7 empty] | Option 5 without series compensation sensitivity, step change
5
5A

## R3 Cost tables
Cost component | Option 5 |  | Option 5A |  | Capex and opex terminal values and adjusted net benefits, $m PV |  | Option 5 | Option 5A
| (to Bulgana) |  | (to Bulgana, east of Kerang) |  | Step change | Capex terminal value | 435.3813 | 448.0882
| NSW | VIC | NSW | VIC |  | Opex terminal value | 114.3856 | 117.3604
Stage 1 – Early works | [5 empty] | Capex and opex terminal value | 320.9956 | 330.7278
Early works – Property/access/ easements | 65.6513 | 68.9622 | 71.8438 | 68.9622 |  | Adjusted net benefits | 1712.4763 | 1709.9574
Early works – other | 49.5074 | 60.2161 | 49.5074 | 60.2161 | Progressive change | Capex terminal value | 540.6007 | 555.8809
EnergyConnect enhanced | 181.5 | - | 181.5 | - |  | Opex terminal value | 122.7821 | 125.9752
Stage 2 – Implementation | [5 empty] | Capex and opex terminal value | 417.8186 | 429.9057
Substation/ terminal station works | 354.2913 | 415.462 | 354.2913 | 415.462 |  | Adjusted net benefits | 81.0384 | 60.7265
Line works | 750.5745 | 1034.1368 | 830.6588 | 1034.1368 | Hydrogen superpower | Capex terminal value | 420.3499 | 432.6892
Power flow controllers / series compensation | 183.0963 | 163.6551 | 183.0963 | 163.6551 |  | Opex terminal value | 112.9082 | 115.8445
Biodiversity offset costs | 66.4793 | 12.452 | 73.2279 | 12.452 |  | Capex and opex terminal value | 307.4418 | 316.8448
Total (by state) | 1651.1 | 1754.8842 | 1744.1254 | 1754.8842 |  | Adjusted net benefits | 1903.1379 | 1909.4404
Total (all states) | 3405.9842 |  | 3499.0096 |  | Weighted adjusted net benefits |  | 1257.364 | 1251.095
WRL - Incremental costs for alternate options (included in the totals above but separately itemised here as well for transparency
Included cost |  | 315 |  | 315
WRL uprate length |  | 104 km |  | 104 km
Approximate line length A | 184 km | 205 km | 203 km | 206 km
Project EnergyConnect uprate length | 174 km | - | 174 km | -
Quantity substations/ terminal stations B | - | 1 | - | 1

## I1 General Inputs
I1 General Inputs
Inputs and parameters for RIT-T assessment
General parameter and option inputs
General parameters
| Parameter |  | Unit | Value
| First year of analysis |  | Year | 2023
| Base year for dollar inputs |  | Year | 2021
| Analysis period |  | Years | 28
Option descriptions
| Option name |  | Option 1/0 | Short description
| Base case |  | 1 | Do nothing
| Option 5 |  | 1 | VNIW (via Bulgana and Kerang) crossing the Murray River near Echuca (Yorta Yorta Country)
| Option 5A |  | 1 | VNIW (via Bulgana and Kerang) crossing the Murray River north of Kerang (Wamba Wamba Country)
| Option 5A (western sensitivity) |  | 1 | Same as Option 5A but connecting to the existing 200kV network on the west side of Kerang
| Option 5 (without series compensation) |  | 1 | Option 5 without series compensation
Sensitivity inputs
| Cost and benefit categories |  |  |  | Scenarios
| Cost categories |  |  |  | Scenario | Name
| Capital cost (network) |  |  |  | S1 | Step
| Capital cost (battery) |  |  |  | S2 | Progressive
| Operating expenditure |  |  |  | S3 | Hydrogen
| Benefit categories |  |  | Benefit input category
| Avoided involuntary load shedding |  |  | Involuntary load shedding
| Avoided unrelated TNSP expenditure |  |  | Timing of unrelated network expenditure
| Avoided fuel consumption from generation dispatch |  |  | Avoided generation dispatch costs
| Avoided voluntary load curtailment |  |  | Avoided voluntary load curtailment
| Avoided costs for non RIT-T proponent parties |  |  | Cost for non-RIT-T proponent parties
RIT market benefits
| NER | RIT-T market benefits
| 5.15A.2(c)(4)(i) | changes in fuel consumption arising through different patterns of generation dispatch
| 5.15A.2(c)(4)(ii) | changes in voluntary load curtailment
| 5.15A.2(c)(4)(iii) | changes in involuntary load shedding
| 5.15A.2(c)(4)(iv) | changes in costs for parties, other than the RIT-T proponent
| 5.15A.2(c)(4)(v) | differences in the timing of expenditure
| 5.15A.2(c)(4)(vi) | changes in network losses
| 5.15A.2(c)(4)(vii) | changes in ancillary services costs
| 5.15A.2(c)(4)(viii) | competition benefits
| 5.15A.2(c)(4)(ix) | any additional option value
Colour scheme
| Colour | R | B | G
| Green | 0 | 134 | 152
| Dark grey | 105 | 106 | 109
| Tan | 181 | 169 | 145
| Red | 201 | 75 | 32
| Brown | 167 | 147 | 68
| Navy | 36 | 44 | 49

## I2 CBA Inputs
I2 CBA Inputs
Inputs and parameters for the VNI West PACR RIT-T assessment
| Cost inputs |  | All years refer to financial years
| Capital cost (network) |  |  |  | Step | Progressive | Hydrogen |  |  |  | Build profile for step change
| Option | Component |  | Total amount | S1 | S2 | S3 | Asset life | Opex |  | 2022 | 2023 | 2024 | 2025 | 2026 | 2027 | 2028 | 2029 | 2030 | 2031 | 2032 | 2033 | 2034 | 2035 | 2036 | 2037 | 2038 | 2039 | 2040 | 2041 | 2042 | 2043 | 2044 | 2045 | 2046 | 2047 | 2048 | 2049 | 2050 | 2051
| Option 5 | NSW early works |  | 49507365.4486 | 2032 | 2039 | 2031 | 50 | NSW |  | Build profile for step change 2022: 5498581.9661; Build profile for step change 2023: 17032648.1417; Build profile for step change 2024: 20032628.0748; Build profile for step change 2025: 3797808.5126; Build profile for step change 2026: 3145698.7533; Build profile for step change 2027: 0; Build profile for step change 2028: 0; Build profile for step change 2029: 0; Build profile for step change 2030: 0; Build profile for step change 2031: 0
| Option 5 | NSW 500kV substation works |  | 354291294.0282 | 2032 | 2039 | 2031 | 40 | NSW |  | Build profile for step change 2022: 0; Build profile for step change 2023: 0; Build profile for step change 2024: 0; Build profile for step change 2025: 0; Build profile for step change 2026: 0; Build profile for step change 2027: 2001563.1451; Build profile for step change 2028: 60117611.0504; Build profile for step change 2029: 202730822.8294; Build profile for step change 2030: 85313529.1078; Build profile for step change 2031: 4127767.8955
| Option 5 | NSW 500kV line works |  | 750574480 | 2032 | 2039 | 2031 | 50 | NSW |  | Build profile for step change 2022: 0; Build profile for step change 2023: 0; Build profile for step change 2024: 0; Build profile for step change 2025: 0; Build profile for step change 2026: 0; Build profile for step change 2027: 5085059.2852; Build profile for step change 2028: 152731437.4414; Build profile for step change 2029: 380480245.6974; Build profile for step change 2030: 201790961.52; Build profile for step change 2031: 10486776.056
| Option 5 | NSW 500kV PEC Enhanced Line Works (Dinawan to Wagga) |  | 181500000 | 2032 | 2039 | 2031 | 50 | NSW |  | Build profile for step change 2022: 0; Build profile for step change 2023: 0; Build profile for step change 2024: 163350000; Build profile for step change 2025: 18150000; Build profile for step change 2026: 0; Build profile for step change 2027: 0; Build profile for step change 2028: 0; Build profile for step change 2029: 0; Build profile for step change 2030: 0; Build profile for step change 2031: 0
| Option 5 | NSW power flow control and repeater site |  | 183096275.9835 | 2032 | 2039 | 2031 | 40 | NSW |  | Build profile for step change 2022: 0; Build profile for step change 2023: 0; Build profile for step change 2024: 0; Build profile for step change 2025: 0; Build profile for step change 2026: 0; Build profile for step change 2027: 1034399.5582; Build profile for step change 2028: 31068532.8426; Build profile for step change 2029: 104770451.0746; Build profile for step change 2030: 44089679.1255; Build profile for step change 2031: 2133213.3827
| Option 5 | NSW property/land access/easements |  | 65651275.2543 | 2032 | 2039 | 2031 | NA |  |  | Build profile for step change 2022: 0; Build profile for step change 2023: 0; Build profile for step change 2024: 0; Build profile for step change 2025: 35908505.9575; Build profile for step change 2026: 29742769.2968; Build profile for step change 2027: 0; Build profile for step change 2028: 0; Build profile for step change 2029: 0; Build profile for step change 2030: 0; Build profile for step change 2031: 0
| Option 5 | NSW biodiversity offset costs |  | 66479309.3566 | 2032 | 2039 | 2031 | 50 |  |  | Build profile for step change 2022: 0; Build profile for step change 2023: 0; Build profile for step change 2024: 0; Build profile for step change 2025: 0; Build profile for step change 2026: 66479309.3566; Build profile for step change 2027: 0; Build profile for step change 2028: 0; Build profile for step change 2029: 0; Build profile for step change 2030: 0; Build profile for step change 2031: 0
| Option 5 | VIC early works |  | 60216139.4561 | 2032 | 2039 | 2031 | 50 | VIC |  | Build profile for step change 2022: 6687961.9928; Build profile for step change 2023: 20716923.7651; Build profile for step change 2024: 24365819.4067; Build profile for step change 2025: 4619299.8749; Build profile for step change 2026: 3826134.4166; Build profile for step change 2027: 0; Build profile for step change 2028: 0; Build profile for step change 2029: 0; Build profile for step change 2030: 0; Build profile for step change 2031: 0
| Option 5 | VIC 500kV substation works |  | 378701979.8779 | 2032 | 2039 | 2031 | 40 | VIC |  | Build profile for step change 2022: 0; Build profile for step change 2023: 0; Build profile for step change 2024: 0; Build profile for step change 2025: 0; Build profile for step change 2026: 0; Build profile for step change 2027: 2139470.9344; Build profile for step change 2028: 64259717.1143; Build profile for step change 2029: 216698985.5011; Build profile for step change 2030: 91191635.0418; Build profile for step change 2031: 4412171.2863
| Option 5 | VIC 500kV line works |  | 772036826.6455 | 2032 | 2039 | 2031 | 50 | VIC |  | Build profile for step change 2022: 0; Build profile for step change 2023: 0; Build profile for step change 2024: 0; Build profile for step change 2025: 0; Build profile for step change 2026: 0; Build profile for step change 2027: 5230464.3156; Build profile for step change 2028: 157098725.6205; Build profile for step change 2029: 391359910.7307; Build profile for step change 2030: 207561085.1806; Build profile for step change 2031: 10786640.7981
| Option 5 | VIC power flow control and repeater site |  | 163655081.9172 | 2032 | 2039 | 2031 | 40 | VIC |  | Build profile for step change 2022: 0; Build profile for step change 2023: 0; Build profile for step change 2024: 0; Build profile for step change 2025: 0; Build profile for step change 2026: 0; Build profile for step change 2027: 924566.8352; Build profile for step change 2028: 27769670.6833; Build profile for step change 2029: 93645906.5648; Build profile for step change 2030: 39408229.415; Build profile for step change 2031: 1906708.4189
| Option 5 | VIC property/land access/easements |  | 53062200 | 2032 | 2039 | 2031 | NA |  |  | Build profile for step change 2022: 0; Build profile for step change 2023: 0; Build profile for step change 2024: 0; Build profile for step change 2025: 29022807.515; Build profile for step change 2026: 24039392.485; Build profile for step change 2027: 0; Build profile for step change 2028: 0; Build profile for step change 2029: 0; Build profile for step change 2030: 0; Build profile for step change 2031: 0
| Option 5 | VIC biodiversity offset costs |  | 12452000 | 2032 | 2039 | 2031 | 50 |  |  | Build profile for step change 2022: 0; Build profile for step change 2023: 0; Build profile for step change 2024: 0; Build profile for step change 2025: 0; Build profile for step change 2026: 7567201.8141; Build profile for step change 2027: 4884798.1859; Build profile for step change 2028: 0; Build profile for step change 2029: 0; Build profile for step change 2030: 0; Build profile for step change 2031: 0
| Option 5 | VIC WRL Option C2 incremental - substation works |  | 36760000 | 2032 | 2039 | 2031 | 40 | VIC |  | Build profile for step change 2022: 0; Build profile for step change 2023: 367600; Build profile for step change 2024: 6249200; Build profile for step change 2025: 20953200; Build profile for step change 2026: 8822400; Build profile for step change 2027: 367600; Build profile for step change 2028: 0; Build profile for step change 2029: 0; Build profile for step change 2030: 0; Build profile for step change 2031: 0
| Option 5 | VIC WRL Option C2 incremental - lines works |  | 262100000 | 2032 | 2039 | 2031 | 50 | VIC |  | Build profile for step change 2022: 0; Build profile for step change 2023: 2621000; Build profile for step change 2024: 52420000; Build profile for step change 2025: 133671000; Build profile for step change 2026: 70767000; Build profile for step change 2027: 2621000; Build profile for step change 2028: 0; Build profile for step change 2029: 0; Build profile for step change 2030: 0; Build profile for step change 2031: 0
| Option 5 | VIC WRL Option C2 incremental - power flow control and repeater site |  | 0 | 2032 | 2039 | 2031 | 40 | VIC |  | Build profile for step change 2022: 0; Build profile for step change 2023: 0; Build profile for step change 2024: 0; Build profile for step change 2025: 0; Build profile for step change 2026: 0; Build profile for step change 2027: 0; Build profile for step change 2028: 0; Build profile for step change 2029: 0; Build profile for step change 2030: 0; Build profile for step change 2031: 0
| Option 5 | VIC WRL Option C2 incremental - land/access/easements |  | 15900000 | 2032 | 2039 | 2031 | NA |  |  | Build profile for step change 2022: 0; Build profile for step change 2023: 8696636.0137; Build profile for step change 2024: 7203363.9863; Build profile for step change 2025: 0; Build profile for step change 2026: 0; Build profile for step change 2027: 0; Build profile for step change 2028: 0; Build profile for step change 2029: 0; Build profile for step change 2030: 0; Build profile for step change 2031: 0
| Option 5 | VIC WRL Option C2 incremental - biodiversity offset costs |  | 0 | 2032 | 2039 | 2031 | 50 |  |  | Build profile for step change 2022: 0; Build profile for step change 2023: 0; Build profile for step change 2024: 0; Build profile for step change 2025: 0; Build profile for step change 2026: 0; Build profile for step change 2027: 0; Build profile for step change 2028: 0; Build profile for step change 2029: 0; Build profile for step change 2030: 0; Build profile for step change 2031: 0
| Option 5A | NSW early works |  | 49507365 | 2032 | 2039 | 2031 | 50 | NSW |  | Build profile for step change 2022: 5498581.9163; Build profile for step change 2023: 17032647.9874; Build profile for step change 2024: 20032627.8933; Build profile for step change 2025: 3797808.4782; Build profile for step change 2026: 3145698.7248; Build profile for step change 2027: 0; Build profile for step change 2028: 0; Build profile for step change 2029: 0; Build profile for step change 2030: 0; Build profile for step change 2031: 0
| Option 5A | NSW 500kV substation works |  | 354291294 | 2032 | 2039 | 2031 | 40 | NSW |  | Build profile for step change 2022: 0; Build profile for step change 2023: 0; Build profile for step change 2024: 0; Build profile for step change 2025: 0; Build profile for step change 2026: 0; Build profile for step change 2027: 2001563.1449; Build profile for step change 2028: 60117611.0456; Build profile for step change 2029: 202730822.8133; Build profile for step change 2030: 85313529.101; Build profile for step change 2031: 4127767.8952
| Option 5A | NSW 500kV line works |  | 830658835 | 2032 | 2039 | 2031 | 50 | NSW |  | Build profile for step change 2022: 0; Build profile for step change 2023: 0; Build profile for step change 2024: 0; Build profile for step change 2025: 0; Build profile for step change 2026: 0; Build profile for step change 2027: 5627621.954; Build profile for step change 2028: 169027486.6432; Build profile for step change 2029: 421076503.469; Build profile for step change 2030: 223321535.0058; Build profile for step change 2031: 11605687.928
| Option 5A | NSW 500kV PEC Enhanced Line Works (Dinawan to Wagga) |  | 181500000 | 2032 | 2039 | 2031 | 50 | NSW |  | Build profile for step change 2022: 0; Build profile for step change 2023: 0; Build profile for step change 2024: 163350000; Build profile for step change 2025: 18150000; Build profile for step change 2026: 0; Build profile for step change 2027: 0; Build profile for step change 2028: 0; Build profile for step change 2029: 0; Build profile for step change 2030: 0; Build profile for step change 2031: 0
| Option 5A | NSW power flow control and repeater site |  | 183096276 | 2032 | 2039 | 2031 | 40 | NSW |  | Build profile for step change 2022: 0; Build profile for step change 2023: 0; Build profile for step change 2024: 0; Build profile for step change 2025: 0; Build profile for step change 2026: 0; Build profile for step change 2027: 1034399.5583; Build profile for step change 2028: 31068532.8454; Build profile for step change 2029: 104770451.0841; Build profile for step change 2030: 44089679.1294; Build profile for step change 2031: 2133213.3829
| Option 5A | NSW property/land access/easements |  | 71843764 | 2032 | 2039 | 2031 | NA |  |  | Build profile for step change 2022: 0; Build profile for step change 2023: 0; Build profile for step change 2024: 0; Build profile for step change 2025: 39295538.7022; Build profile for step change 2026: 32548225.2978; Build profile for step change 2027: 0; Build profile for step change 2028: 0; Build profile for step change 2029: 0; Build profile for step change 2030: 0; Build profile for step change 2031: 0
| Option 5A | NSW biodiversity offset costs |  | 73227867 | 2032 | 2039 | 2031 | 50 |  |  | Build profile for step change 2022: 0; Build profile for step change 2023: 0; Build profile for step change 2024: 0; Build profile for step change 2025: 0; Build profile for step change 2026: 73227867; Build profile for step change 2027: 0; Build profile for step change 2028: 0; Build profile for step change 2029: 0; Build profile for step change 2030: 0; Build profile for step change 2031: 0
| Option 5A | VIC early works |  | 60216139.4561 | 2032 | 2039 | 2031 | 50 | VIC |  | Build profile for step change 2022: 6687961.9928; Build profile for step change 2023: 20716923.7651; Build profile for step change 2024: 24365819.4067; Build profile for step change 2025: 4619299.8749; Build profile for step change 2026: 3826134.4166; Build profile for step change 2027: 0; Build profile for step change 2028: 0; Build profile for step change 2029: 0; Build profile for step change 2030: 0; Build profile for step change 2031: 0
| Option 5A | VIC 500kV substation works |  | 378701979.8779 | 2032 | 2039 | 2031 | 40 | VIC |  | Build profile for step change 2022: 0; Build profile for step change 2023: 0; Build profile for step change 2024: 0; Build profile for step change 2025: 0; Build profile for step change 2026: 0; Build profile for step change 2027: 2139470.9344; Build profile for step change 2028: 64259717.1143; Build profile for step change 2029: 216698985.5011; Build profile for step change 2030: 91191635.0418; Build profile for step change 2031: 4412171.2863
| Option 5A | VIC 500kV line works |  | 772036826.6455 | 2032 | 2039 | 2031 | 50 | VIC |  | Build profile for step change 2022: 0; Build profile for step change 2023: 0; Build profile for step change 2024: 0; Build profile for step change 2025: 0; Build profile for step change 2026: 0; Build profile for step change 2027: 5230464.3156; Build profile for step change 2028: 157098725.6205; Build profile for step change 2029: 391359910.7307; Build profile for step change 2030: 207561085.1806; Build profile for step change 2031: 10786640.7981
| Option 5A | VIC power flow control and repeater site |  | 163655081.9172 | 2032 | 2039 | 2031 | 40 | VIC |  | Build profile for step change 2022: 0; Build profile for step change 2023: 0; Build profile for step change 2024: 0; Build profile for step change 2025: 0; Build profile for step change 2026: 0; Build profile for step change 2027: 924566.8352; Build profile for step change 2028: 27769670.6833; Build profile for step change 2029: 93645906.5648; Build profile for step change 2030: 39408229.415; Build profile for step change 2031: 1906708.4189
| Option 5A | VIC property/land access/easements |  | 53062200 | 2032 | 2039 | 2031 | NA |  |  | Build profile for step change 2022: 0; Build profile for step change 2023: 0; Build profile for step change 2024: 0; Build profile for step change 2025: 29022807.515; Build profile for step change 2026: 24039392.485; Build profile for step change 2027: 0; Build profile for step change 2028: 0; Build profile for step change 2029: 0; Build profile for step change 2030: 0; Build profile for step change 2031: 0
| Option 5A | VIC biodiversity offset costs |  | 12452000 | 2032 | 2039 | 2031 | 50 |  |  | Build profile for step change 2022: 0; Build profile for step change 2023: 0; Build profile for step change 2024: 0; Build profile for step change 2025: 0; Build profile for step change 2026: 7567201.8141; Build profile for step change 2027: 4884798.1859; Build profile for step change 2028: 0; Build profile for step change 2029: 0; Build profile for step change 2030: 0; Build profile for step change 2031: 0
| Option 5A | VIC WRL Option C2 incremental - substation works |  | 36760000 | 2032 | 2039 | 2031 | 40 | VIC |  | Build profile for step change 2022: 0; Build profile for step change 2023: 367600; Build profile for step change 2024: 6249200; Build profile for step change 2025: 20953200; Build profile for step change 2026: 8822400; Build profile for step change 2027: 367600; Build profile for step change 2028: 0; Build profile for step change 2029: 0; Build profile for step change 2030: 0; Build profile for step change 2031: 0
| Option 5A | VIC WRL Option C2 incremental - lines works |  | 262100000 | 2032 | 2039 | 2031 | 50 | VIC |  | Build profile for step change 2022: 0; Build profile for step change 2023: 2621000; Build profile for step change 2024: 52420000; Build profile for step change 2025: 133671000; Build profile for step change 2026: 70767000; Build profile for step change 2027: 2621000; Build profile for step change 2028: 0; Build profile for step change 2029: 0; Build profile for step change 2030: 0; Build profile for step change 2031: 0
| Option 5A | VIC WRL Option C2 incremental - power flow control and repeater site |  | 0 | 2032 | 2039 | 2031 | 40 | VIC |  | Build profile for step change 2022: 0; Build profile for step change 2023: 0; Build profile for step change 2024: 0; Build profile for step change 2025: 0; Build profile for step change 2026: 0; Build profile for step change 2027: 0; Build profile for step change 2028: 0; Build profile for step change 2029: 0; Build profile for step change 2030: 0; Build profile for step change 2031: 0
| Option 5A | VIC WRL Option C2 incremental - land/access/easements |  | 15900000 | 2032 | 2039 | 2031 | NA |  |  | Build profile for step change 2022: 0; Build profile for step change 2023: 8696636.0137; Build profile for step change 2024: 7203363.9863; Build profile for step change 2025: 0; Build profile for step change 2026: 0; Build profile for step change 2027: 0; Build profile for step change 2028: 0; Build profile for step change 2029: 0; Build profile for step change 2030: 0; Build profile for step change 2031: 0
| Option 5A | VIC WRL Option C2 incremental - biodiversity offset costs |  | 0 | 2032 | 2039 | 2031 | 50 |  |  | Build profile for step change 2022: 0; Build profile for step change 2023: 0; Build profile for step change 2024: 0; Build profile for step change 2025: 0; Build profile for step change 2026: 0; Build profile for step change 2027: 0; Build profile for step change 2028: 0; Build profile for step change 2029: 0; Build profile for step change 2030: 0; Build profile for step change 2031: 0
| Option 5A (western sensitivity) | NSW early works |  | 49507365 | 2032 | 2039 | 2031 | 50 | NSW |  | Build profile for step change 2022: 5498581.9163; Build profile for step change 2023: 17032647.9874; Build profile for step change 2024: 20032627.8933; Build profile for step change 2025: 3797808.4782; Build profile for step change 2026: 3145698.7248; Build profile for step change 2027: 0; Build profile for step change 2028: 0; Build profile for step change 2029: 0; Build profile for step change 2030: 0; Build profile for step change 2031: 0
| Option 5A (western sensitivity) | NSW 500kV substation works |  | 354291294 | 2032 | 2039 | 2031 | 40 | NSW |  | Build profile for step change 2022: 0; Build profile for step change 2023: 0; Build profile for step change 2024: 0; Build profile for step change 2025: 0; Build profile for step change 2026: 0; Build profile for step change 2027: 2001563.1449; Build profile for step change 2028: 60117611.0456; Build profile for step change 2029: 202730822.8133; Build profile for step change 2030: 85313529.101; Build profile for step change 2031: 4127767.8952
| Option 5A (western sensitivity) | NSW 500kV line works |  | 830658835 | 2032 | 2039 | 2031 | 50 | NSW |  | Build profile for step change 2022: 0; Build profile for step change 2023: 0; Build profile for step change 2024: 0; Build profile for step change 2025: 0; Build profile for step change 2026: 0; Build profile for step change 2027: 5627621.954; Build profile for step change 2028: 169027486.6432; Build profile for step change 2029: 421076503.469; Build profile for step change 2030: 223321535.0058; Build profile for step change 2031: 11605687.928
| Option 5A (western sensitivity) | NSW 500kV PEC Enhanced Line Works (Dinawan to Wagga) |  | 181500000 | 2032 | 2039 | 2031 | 50 | NSW |  | Build profile for step change 2022: 0; Build profile for step change 2023: 0; Build profile for step change 2024: 163350000; Build profile for step change 2025: 18150000; Build profile for step change 2026: 0; Build profile for step change 2027: 0; Build profile for step change 2028: 0; Build profile for step change 2029: 0; Build profile for step change 2030: 0; Build profile for step change 2031: 0
| Option 5A (western sensitivity) | NSW power flow control and repeater site |  | 183096276 | 2032 | 2039 | 2031 | 40 | NSW |  | Build profile for step change 2022: 0; Build profile for step change 2023: 0; Build profile for step change 2024: 0; Build profile for step change 2025: 0; Build profile for step change 2026: 0; Build profile for step change 2027: 1034399.5583; Build profile for step change 2028: 31068532.8454; Build profile for step change 2029: 104770451.0841; Build profile for step change 2030: 44089679.1294; Build profile for step change 2031: 2133213.3829
| Option 5A (western sensitivity) | NSW property/land access/easements |  | 71843764 | 2032 | 2039 | 2031 | NA |  |  | Build profile for step change 2022: 0; Build profile for step change 2023: 0; Build profile for step change 2024: 0; Build profile for step change 2025: 39295538.7022; Build profile for step change 2026: 32548225.2978; Build profile for step change 2027: 0; Build profile for step change 2028: 0; Build profile for step change 2029: 0; Build profile for step change 2030: 0; Build profile for step change 2031: 0
| Option 5A (western sensitivity) | NSW biodiversity offset costs |  | 73227867 | 2032 | 2039 | 2031 | 50 |  |  | Build profile for step change 2022: 0; Build profile for step change 2023: 0; Build profile for step change 2024: 0; Build profile for step change 2025: 0; Build profile for step change 2026: 73227867; Build profile for step change 2027: 0; Build profile for step change 2028: 0; Build profile for step change 2029: 0; Build profile for step change 2030: 0; Build profile for step change 2031: 0
| Option 5A (western sensitivity) | VIC early works |  | 60216139 | 2032 | 2039 | 2031 | 50 | VIC |  | Build profile for step change 2022: 6687962; Build profile for step change 2023: 20716924; Build profile for step change 2024: 24365819; Build profile for step change 2025: 4619300; Build profile for step change 2026: 3826134; Build profile for step change 2027: 0; Build profile for step change 2028: 0; Build profile for step change 2029: 0; Build profile for step change 2030: 0; Build profile for step change 2031: 0
| Option 5A (western sensitivity) | VIC 500kV substation works |  | 378701980 | 2032 | 2039 | 2031 | 40 | VIC |  | Build profile for step change 2022: 0; Build profile for step change 2023: 0; Build profile for step change 2024: 0; Build profile for step change 2025: 0; Build profile for step change 2026: 0; Build profile for step change 2027: 2139471; Build profile for step change 2028: 64259717; Build profile for step change 2029: 216698986; Build profile for step change 2030: 91191635; Build profile for step change 2031: 4412171
| Option 5A (western sensitivity) | VIC 500kV line works |  | 772036826.6455 | 2032 | 2039 | 2031 | 50 | VIC |  | Build profile for step change 2022: 0; Build profile for step change 2023: 0; Build profile for step change 2024: 0; Build profile for step change 2025: 0; Build profile for step change 2026: 0; Build profile for step change 2027: 5230464.4092; Build profile for step change 2028: 157098725.1578; Build profile for step change 2029: 391359910.9818; Build profile for step change 2030: 207561085.5511; Build profile for step change 2031: 10786640.5456
| Option 5A (western sensitivity) | VIC power flow control and repeater site |  | 163655082 | 2032 | 2039 | 2031 | 40 | VIC |  | Build profile for step change 2022: 0; Build profile for step change 2023: 0; Build profile for step change 2024: 0; Build profile for step change 2025: 0; Build profile for step change 2026: 0; Build profile for step change 2027: 924567; Build profile for step change 2028: 27769671; Build profile for step change 2029: 93645907; Build profile for step change 2030: 39408229; Build profile for step change 2031: 1906708
| Option 5A (western sensitivity) | VIC property/land access/easements |  | 53062200 | 2032 | 2039 | 2031 | NA |  |  | Build profile for step change 2022: 0; Build profile for step change 2023: 0; Build profile for step change 2024: 0; Build profile for step change 2025: 29022808; Build profile for step change 2026: 24039392; Build profile for step change 2027: 0; Build profile for step change 2028: 0; Build profile for step change 2029: 0; Build profile for step change 2030: 0; Build profile for step change 2031: 0
| Option 5A (western sensitivity) | VIC biodiversity offset costs |  | 12452000 | 2032 | 2039 | 2031 | 50 |  |  | Build profile for step change 2022: 0; Build profile for step change 2023: 0; Build profile for step change 2024: 0; Build profile for step change 2025: 0; Build profile for step change 2026: 7567202; Build profile for step change 2027: 4884798; Build profile for step change 2028: 0; Build profile for step change 2029: 0; Build profile for step change 2030: 0; Build profile for step change 2031: 0
| Option 5A (western sensitivity) | VIC WRL Option C2 incremental - substation works |  | 36760000 | 2032 | 2039 | 2031 | 40 | VIC |  | Build profile for step change 2022: 0; Build profile for step change 2023: 367600; Build profile for step change 2024: 6249200; Build profile for step change 2025: 20953200; Build profile for step change 2026: 8822400; Build profile for step change 2027: 367600; Build profile for step change 2028: 0; Build profile for step change 2029: 0; Build profile for step change 2030: 0; Build profile for step change 2031: 0
| Option 5A (western sensitivity) | VIC WRL Option C2 incremental - lines works |  | 262100000 | 2032 | 2039 | 2031 | 50 | VIC |  | Build profile for step change 2022: 0; Build profile for step change 2023: 2621000; Build profile for step change 2024: 52420000; Build profile for step change 2025: 133671000; Build profile for step change 2026: 70767000; Build profile for step change 2027: 2621000; Build profile for step change 2028: 0; Build profile for step change 2029: 0; Build profile for step change 2030: 0; Build profile for step change 2031: 0
| Option 5A (western sensitivity) | VIC WRL Option C2 incremental - power flow control and repeater site |  | 0 | 2032 | 2039 | 2031 | 40 | VIC |  | Build profile for step change 2022: 0; Build profile for step change 2023: 0; Build profile for step change 2024: 0; Build profile for step change 2025: 0; Build profile for step change 2026: 0; Build profile for step change 2027: 0; Build profile for step change 2028: 0; Build profile for step change 2029: 0; Build profile for step change 2030: 0; Build profile for step change 2031: 0
| Option 5A (western sensitivity) | VIC WRL Option C2 incremental - land/access/easements |  | 15900000 | 2032 | 2039 | 2031 | NA |  |  | Build profile for step change 2022: 0; Build profile for step change 2023: 8696636; Build profile for step change 2024: 7203364; Build profile for step change 2025: 0; Build profile for step change 2026: 0; Build profile for step change 2027: 0; Build profile for step change 2028: 0; Build profile for step change 2029: 0; Build profile for step change 2030: 0; Build profile for step change 2031: 0
| Option 5A (western sensitivity) | VIC WRL Option C2 incremental - biodiversity offset costs |  | 0 | 2032 | 2039 | 2031 | 50 |  |  | Build profile for step change 2022: 0; Build profile for step change 2023: 0; Build profile for step change 2024: 0; Build profile for step change 2025: 0; Build profile for step change 2026: 0; Build profile for step change 2027: 0; Build profile for step change 2028: 0; Build profile for step change 2029: 0; Build profile for step change 2030: 0; Build profile for step change 2031: 0
| Option 5 (without series compensation) | NSW early works |  | 49507365.4486 | 2032 | 2039 | 2031 | 50 | NSW |  | Build profile for step change 2022: 5498581.9661; Build profile for step change 2023: 17032648.1417; Build profile for step change 2024: 20032628.0748; Build profile for step change 2025: 3797808.5126; Build profile for step change 2026: 3145698.7533; Build profile for step change 2027: 0; Build profile for step change 2028: 0; Build profile for step change 2029: 0; Build profile for step change 2030: 0; Build profile for step change 2031: 0
| Option 5 (without series compensation) | NSW 500kV substation works |  | 354291294.0282 | 2032 | 2039 | 2031 | 40 | NSW |  | Build profile for step change 2022: 0; Build profile for step change 2023: 0; Build profile for step change 2024: 0; Build profile for step change 2025: 0; Build profile for step change 2026: 0; Build profile for step change 2027: 2001563.1451; Build profile for step change 2028: 60117611.0504; Build profile for step change 2029: 202730822.8294; Build profile for step change 2030: 85313529.1078; Build profile for step change 2031: 4127767.8955
| Option 5 (without series compensation) | NSW 500kV line works |  | 750574480 | 2032 | 2039 | 2031 | 50 | NSW |  | Build profile for step change 2022: 0; Build profile for step change 2023: 0; Build profile for step change 2024: 0; Build profile for step change 2025: 0; Build profile for step change 2026: 0; Build profile for step change 2027: 5085059.2852; Build profile for step change 2028: 152731437.4414; Build profile for step change 2029: 380480245.6974; Build profile for step change 2030: 201790961.52; Build profile for step change 2031: 10486776.056
| Option 5 (without series compensation) | NSW 500kV PEC Enhanced Line Works (Dinawan to Wagga) |  | 181500000 | 2032 | 2039 | 2031 | 50 | NSW |  | Build profile for step change 2022: 0; Build profile for step change 2023: 0; Build profile for step change 2024: 163350000; Build profile for step change 2025: 18150000; Build profile for step change 2026: 0; Build profile for step change 2027: 0; Build profile for step change 2028: 0; Build profile for step change 2029: 0; Build profile for step change 2030: 0; Build profile for step change 2031: 0
| Option 5 (without series compensation) | NSW power flow control and repeater site |  | 183096275.9835 | 2032 | 2039 | 2031 | 40 | NSW |  | Build profile for step change 2022: 0; Build profile for step change 2023: 0; Build profile for step change 2024: 0; Build profile for step change 2025: 0; Build profile for step change 2026: 0; Build profile for step change 2027: 1034399.5582; Build profile for step change 2028: 31068532.8426; Build profile for step change 2029: 104770451.0746; Build profile for step change 2030: 44089679.1255; Build profile for step change 2031: 2133213.3827
| Option 5 (without series compensation) | NSW property/land access/easements |  | 65651275.2543 | 2032 | 2039 | 2031 | NA |  |  | Build profile for step change 2022: 0; Build profile for step change 2023: 0; Build profile for step change 2024: 0; Build profile for step change 2025: 35908505.9575; Build profile for step change 2026: 29742769.2968; Build profile for step change 2027: 0; Build profile for step change 2028: 0; Build profile for step change 2029: 0; Build profile for step change 2030: 0; Build profile for step change 2031: 0
| Option 5 (without series compensation) | NSW biodiversity offset costs |  | 66479309.3566 | 2032 | 2039 | 2031 | 50 |  |  | Build profile for step change 2022: 0; Build profile for step change 2023: 0; Build profile for step change 2024: 0; Build profile for step change 2025: 0; Build profile for step change 2026: 66479309.3566; Build profile for step change 2027: 0; Build profile for step change 2028: 0; Build profile for step change 2029: 0; Build profile for step change 2030: 0; Build profile for step change 2031: 0
| Option 5 (without series compensation) | VIC early works |  | 60216139.4561 | 2032 | 2039 | 2031 | 50 | VIC |  | Build profile for step change 2022: 6687961.9928; Build profile for step change 2023: 20716923.7651; Build profile for step change 2024: 24365819.4067; Build profile for step change 2025: 4619299.8749; Build profile for step change 2026: 3826134.4166; Build profile for step change 2027: 0; Build profile for step change 2028: 0; Build profile for step change 2029: 0; Build profile for step change 2030: 0; Build profile for step change 2031: 0
| Option 5 (without series compensation) | VIC 500kV substation works |  | 378701979.8779 | 2032 | 2039 | 2031 | 40 | VIC |  | Build profile for step change 2022: 0; Build profile for step change 2023: 0; Build profile for step change 2024: 0; Build profile for step change 2025: 0; Build profile for step change 2026: 0; Build profile for step change 2027: 2139470.9344; Build profile for step change 2028: 64259717.1143; Build profile for step change 2029: 216698985.5011; Build profile for step change 2030: 91191635.0418; Build profile for step change 2031: 4412171.2863
| Option 5 (without series compensation) | VIC 500kV line works |  | 772036826.6455 | 2032 | 2039 | 2031 | 50 | VIC |  | Build profile for step change 2022: 0; Build profile for step change 2023: 0; Build profile for step change 2024: 0; Build profile for step change 2025: 0; Build profile for step change 2026: 0; Build profile for step change 2027: 5230464.3156; Build profile for step change 2028: 157098725.6205; Build profile for step change 2029: 391359910.7307; Build profile for step change 2030: 207561085.1806; Build profile for step change 2031: 10786640.7981
| Option 5 (without series compensation) | VIC power flow control and repeater site |  | 88655081.9172 | 2032 | 2039 | 2031 | 40 | VIC |  | Build profile for step change 2022: 0; Build profile for step change 2023: 0; Build profile for step change 2024: 0; Build profile for step change 2025: 0; Build profile for step change 2026: 0; Build profile for step change 2027: 500855.5039; Build profile for step change 2028: 15043360.7096; Build profile for step change 2029: 50729775.2105; Build profile for step change 2030: 21348190.1452; Build profile for step change 2031: 1032900.348
| Option 5 (without series compensation) | VIC property/land access/easements |  | 53062200 | 2032 | 2039 | 2031 | NA |  |  | Build profile for step change 2022: 0; Build profile for step change 2023: 0; Build profile for step change 2024: 0; Build profile for step change 2025: 29022807.515; Build profile for step change 2026: 24039392.485; Build profile for step change 2027: 0; Build profile for step change 2028: 0; Build profile for step change 2029: 0; Build profile for step change 2030: 0; Build profile for step change 2031: 0
| Option 5 (without series compensation) | VIC biodiversity offset costs |  | 12452000 | 2032 | 2039 | 2031 | 50 |  |  | Build profile for step change 2022: 0; Build profile for step change 2023: 0; Build profile for step change 2024: 0; Build profile for step change 2025: 0; Build profile for step change 2026: 7567201.8141; Build profile for step change 2027: 4884798.1859; Build profile for step change 2028: 0; Build profile for step change 2029: 0; Build profile for step change 2030: 0; Build profile for step change 2031: 0
| Option 5 (without series compensation) | VIC WRL Option C2 incremental - substation works |  | 36760000 | 2032 | 2039 | 2031 | 40 | VIC |  | Build profile for step change 2022: 0; Build profile for step change 2023: 367600; Build profile for step change 2024: 6249200; Build profile for step change 2025: 20953200; Build profile for step change 2026: 8822400; Build profile for step change 2027: 367600; Build profile for step change 2028: 0; Build profile for step change 2029: 0; Build profile for step change 2030: 0; Build profile for step change 2031: 0
| Option 5 (without series compensation) | VIC WRL Option C2 incremental - lines works |  | 262100000 | 2032 | 2039 | 2031 | 50 | VIC |  | Build profile for step change 2022: 0; Build profile for step change 2023: 2621000; Build profile for step change 2024: 52420000; Build profile for step change 2025: 133671000; Build profile for step change 2026: 70767000; Build profile for step change 2027: 2621000; Build profile for step change 2028: 0; Build profile for step change 2029: 0; Build profile for step change 2030: 0; Build profile for step change 2031: 0
| Option 5 (without series compensation) | VIC WRL Option C2 incremental - power flow control and repeater site |  | 0 | 2032 | 2039 | 2031 | 40 | VIC |  | Build profile for step change 2022: 0; Build profile for step change 2023: 0; Build profile for step change 2024: 0; Build profile for step change 2025: 0; Build profile for step change 2026: 0; Build profile for step change 2027: 0; Build profile for step change 2028: 0; Build profile for step change 2029: 0; Build profile for step change 2030: 0; Build profile for step change 2031: 0
| Option 5 (without series compensation) | VIC WRL Option C2 incremental - land/access/easements |  | 15900000 | 2032 | 2039 | 2031 | NA |  |  | Build profile for step change 2022: 0; Build profile for step change 2023: 8696636.0137; Build profile for step change 2024: 7203363.9863; Build profile for step change 2025: 0; Build profile for step change 2026: 0; Build profile for step change 2027: 0; Build profile for step change 2028: 0; Build profile for step change 2029: 0; Build profile for step change 2030: 0; Build profile for step change 2031: 0
| Option 5 (without series compensation) | VIC WRL Option C2 incremental - biodiversity offset costs |  | 0 | 2032 | 2039 | 2031 | 50 |  |  | Build profile for step change 2022: 0; Build profile for step change 2023: 0; Build profile for step change 2024: 0; Build profile for step change 2025: 0; Build profile for step change 2026: 0; Build profile for step change 2027: 0; Build profile for step change 2028: 0; Build profile for step change 2029: 0; Build profile for step change 2030: 0; Build profile for step change 2031: 0
| Operating expenditure |  | 2032
| Option name |  | Unit | 2023 | 2024 | 2025 | 2026 | 2027 | 2028 | 2029 | 2030 | 2031 | 2032 | 2033 | 2034 | 2035 | 2036 | 2037 | 2038 | 2039 | 2040 | 2041 | 2042 | 2043 | 2044 | 2045 | 2046 | 2047 | 2048 | 2049 | 2050 | 2051 | 2052 | 2053 | 2054 | 2055 | 2056 | 2057 | 2058 | 2059 | 2060 | 2061 | 2062 | 2063 | 2064 | 2065 | 2066 | 2067 | 2068 | 2069 | 2070 | 2071 | 2072 | 2073 | 2074 | 2075 | 2076 | 2077 | 2078 | 2079 | 2080 | 2081 | 2082 | 2083 | 2084 | 2085 | 2086 | 2087 | 2088
| Base case |  | $, real | 0 | 0 | 0 | 0 | 0 | 0 | 0 | 0 | 0 | 0 | 0 | 0 | 0 | 0 | 0 | 0 | 0 | 0 | 0 | 0 | 0 | 0 | 0 | 0 | 0 | 0 | 0 | 0 | 0 | 0 | 0 | 0 | 0 | 0 | 0 | 0 | 0 | 0 | 0 | 0 | 0 | 0 | 0 | 0 | 0 | 0 | 0 | 0 | 0 | 0 | 0 | 0 | 0 | 0 | 0 | 0 | 0 | 0 | 0 | 0 | 0 | 0 | 0 | 0 | 0 | 0
| Option 5 | VNIW (via Bulgana and Kerang) crossing the Murray River near Echuca (Yorta Yorta Country) | $, real | 0 | 0 | 0 | 0 | 0 | 0 | 0 | 0 | 0 | 36700259.7914 | 36700259.7914 | 36700259.7914 | 36700259.7914 | 36700259.7914 | 36700259.7914 | 36700259.7914 | 36700259.7914 | 36700259.7914 | 36700259.7914 | 36700259.7914 | 36700259.7914 | 36700259.7914 | 36700259.7914 | 36700259.7914 | 36700259.7914 | 36700259.7914 | 36700259.7914 | 36700259.7914 | 36700259.7914 | 36700259.7914 | 36700259.7914 | 36700259.7914 | 36700259.7914 | 36700259.7914 | 36700259.7914 | 36700259.7914 | 36700259.7914 | 36700259.7914 | 36700259.7914 | 36700259.7914 | 36700259.7914 | 36700259.7914 | 36700259.7914 | 36700259.7914 | 36700259.7914 | 36700259.7914 | 36700259.7914 | 36700259.7914 | 36700259.7914 | 36700259.7914 | 36700259.7914 | 36700259.7914 | 36700259.7914 | 36700259.7914 | 36700259.7914 | 36700259.7914 | 36700259.7914 | 36700259.7914 | 36700259.7914 | 36700259.7914 | 36700259.7914 | 36700259.7914 | 36700259.7914 | 36700259.7914 | 36700259.7914 | 36700259.7914
| Option 5A | VNIW (via Bulgana and Kerang) crossing the Murray River north of Kerang (Wamba Wamba Country) | $, real | 0 | 0 | 0 | 0 | 0 | 0 | 0 | 0 | 0 | 37654689.5753 | 37654689.5753 | 37654689.5753 | 37654689.5753 | 37654689.5753 | 37654689.5753 | 37654689.5753 | 37654689.5753 | 37654689.5753 | 37654689.5753 | 37654689.5753 | 37654689.5753 | 37654689.5753 | 37654689.5753 | 37654689.5753 | 37654689.5753 | 37654689.5753 | 37654689.5753 | 37654689.5753 | 37654689.5753 | 37654689.5753 | 37654689.5753 | 37654689.5753 | 37654689.5753 | 37654689.5753 | 37654689.5753 | 37654689.5753 | 37654689.5753 | 37654689.5753 | 37654689.5753 | 37654689.5753 | 37654689.5753 | 37654689.5753 | 37654689.5753 | 37654689.5753 | 37654689.5753 | 37654689.5753 | 37654689.5753 | 37654689.5753 | 37654689.5753 | 37654689.5753 | 37654689.5753 | 37654689.5753 | 37654689.5753 | 37654689.5753 | 37654689.5753 | 37654689.5753 | 37654689.5753 | 37654689.5753 | 37654689.5753 | 37654689.5753 | 37654689.5753 | 37654689.5753 | 37654689.5753 | 37654689.5753 | 37654689.5753 | 37654689.5753
| Option 5A (western sensitivity) | Same as Option 5A but connecting to the existing 200kV network on the west side of Kerang | $, real | 2023: 0; 2024: 0; 2025: 0; 2026: 0; 2027: 0; 2028: 0; 2029: 0; 2030: 0; 2031: 0; 2032: 37633981.3159; 2033: 37633981.3159; 2034: 37633981.3159; 2035: 37633981.3159; 2036: 37633981.3159; 2037: 37633981.3159; 2038: 37633981.3159; 2039: 37633981.3159; 2040: 37633981.3159; 2041: 37633981.3159; 2042: 37633981.3159; 2043: 37633981.3159; 2044: 37633981.3159; 2045: 37633981.3159; 2046: 37633981.3159; 2047: 37633981.3159; 2048: 37633981.3159; 2049: 37633981.3159; 2050: 37633981.3159
| Option 5 (without series compensation) | Option 5 without series compensation | $, real | 2023: 0; 2024: 0; 2025: 0; 2026: 0; 2027: 0; 2028: 0; 2029: 0; 2030: 0; 2031: 0; 2032: 35950259.7914; 2033: 35950259.7914; 2034: 35950259.7914; 2035: 35950259.7914; 2036: 35950259.7914; 2037: 35950259.7914; 2038: 35950259.7914; 2039: 35950259.7914; 2040: 35950259.7914; 2041: 35950259.7914; 2042: 35950259.7914; 2043: 35950259.7914; 2044: 35950259.7914; 2045: 35950259.7914; 2046: 35950259.7914; 2047: 35950259.7914; 2048: 35950259.7914; 2049: 35950259.7914; 2050: 35950259.7914
'Market benefit' inputs | bar: 2023 to 2050
| Involuntary load shedding |  | 5.15A.2(c)(4)(ii) | bar: 2023 to 2050
| Step | S1 | Unit | 2023 | 2024 | 2025 | 2026 | 2027 | 2028 | 2029 | 2030 | 2031 | 2032 | 2033 | 2034 | 2035 | 2036 | 2037 | 2038 | 2039 | 2040 | 2041 | 2042 | 2043 | 2044 | 2045 | 2046 | 2047 | 2048 | 2049 | 2050
| Base case |  | $, real |  | 51770147.4429 | 50532407.3224 | 102811854.9867 | 17434783.111 | 89.8666 | 89268046.3567 | 99.7626 | 105.2764 | 111.3402 | 117.1699 | 123.6182 | 130.4426 | 137.985 | 145.1414 | 153.2124 | 161.5678 | 170.9355 | 179.8803 | 189.7477 | 200.2537 | 211.9573 | 223.0019 | 235.1673 | 248.2105 | 262.5018 | 276.2358 | 291.3662
| Option 5 | VNIW (via Bulgana and Kerang) crossing the Murray River near Echuca (Yorta Yorta Country) | $, real |  | 51770231 | 50978747 | 102880288 | 18067652 | 189 | 88162631 | 210 | 222 | 234 | 247 | 260 | 275 | 290 | 306 | 323 | 340 | 360 | 379 | 399 | 422 | 446 | 469 | 495 | 522 | 553 | 581 | 613
| Option 5A | VNIW (via Bulgana and Kerang) crossing the Murray River north of Kerang (Wamba Wamba Country) | $, real |  | 51770228 | 50950498 | 102876950 | 18067665 | 186 | 88106955 | 207 | 218 | 231 | 243 | 256 | 270 | 286 | 301 | 317 | 335 | 354 | 373 | 393 | 415 | 439 | 462 | 487 | 514 | 544 | 572 | 604
| Option 5A (western sensitivity) | Same as Option 5A but connecting to the existing 200kV network on the west side of Kerang | $, real |  | 51802204 | 50950974 | 102872492 | 18035880 | 231 | 88116435 | 256 | 270 | 286 | 301 | 317 | 335 | 354 | 372 | 393 | 414 | 439 | 461 | 487 | 514 | 544 | 572 | 603 | 637 | 673 | 708 | 747
| Option 5 (without series compensation) | Option 5 without series compensation | $, real |  | 51770219.4871 | 50948623.0771 | 102877862.5441 | 18069062.749 | 177.1081 | 87862759.2224 | 196.6047 | 207.4824 | 219.4024 | 230.8921 | 243.59 | 257.0461 | 271.8477 | 285.9953 | 301.9493 | 318.3349 | 336.8021 | 354.4081 | 373.8245 | 394.5246 | 417.5491 | 439.2996 | 463.2299 | 488.9374 | 517.1502 | 544.1625 | 574.0456
| Progressive | S2 | Unit | 2023 | 2024 | 2025 | 2026 | 2027 | 2028 | 2029 | 2030 | 2031 | 2032 | 2033 | 2034 | 2035 | 2036 | 2037 | 2038 | 2039 | 2040 | 2041 | 2042 | 2043 | 2044 | 2045 | 2046 | 2047 | 2048 | 2049 | 2050
| Base case |  | $, real |  | 17964570.2761 | 10576564.0198 | 19962570.4779 | 61.971 | 19199826.6623 | 38314543.3577 | 72.7721 | 46123254.2778 | 81.2238 | 7046146.7713 | 41692302.1021 | 50566761.759 | 11935181.2938 | 106.004 | 174163545.8576 | 117.9811 | 124.8195 | 131.3363 | 138.5948 | 146.1929 | 154.6962 | 162.7718 | 171.6589 | 181.1679 | 191.69 | 201.6992 | 212.7855
| Option 5 | VNIW (via Bulgana and Kerang) crossing the Murray River near Echuca (Yorta Yorta Country) | $, real |  | 17964607 | 10576598 | 19962608 | 105 | 19177606 | 37357841 | 123 | 46208747 | 138 | 6798571 | 36831537 | 45978685 | 12159778 | 180 | 173304613 | 200 | 211 | 222 | 235 | 248 | 262 | 276 | 291 | 307 | 325 | 342 | 360
| Option 5A | VNIW (via Bulgana and Kerang) crossing the Murray River north of Kerang (Wamba Wamba Country) | $, real |  | 17964601 | 10576593 | 19962600 | 98 | 19176883 | 37369077 | 115 | 46208958 | 129 | 6798463 | 36842684 | 45989298 | 12153400 | 168 | 173795289 | 187 | 198 | 208 | 220 | 232 | 245 | 258 | 272 | 287 | 304 | 320 | 337
| Hydrogen | S3 | Unit | 2023 | 2024 | 2025 | 2026 | 2027 | 2028 | 2029 | 2030 | 2031 | 2032 | 2033 | 2034 | 2035 | 2036 | 2037 | 2038 | 2039 | 2040 | 2041 | 2042 | 2043 | 2044 | 2045 | 2046 | 2047 | 2048 | 2049 | 2050
| Base case |  | $, real |  | 55562647.1025 | 26323155.1319 | 15794439.6357 | 53193667.3919 | 58.0304 | 51779562.4026 | 64.4085 | 67.9744 | 71.8786 | 75.6214 | 79.7852 | 84.1846 | 89.0715 | 93.6722 | 98.87 | 104.2739 | 110.3225 | 116.0445 | 122.446 | 129.1656 | 136.6914 | 143.8262 | 151.6417 | 160.0408 | 169.2904 | 178.1177 | 187.8898
| Option 5 | VNIW (via Bulgana and Kerang) crossing the Murray River near Echuca (Yorta Yorta Country) | $, real |  | 55562672 | 26046335 | 17536706 | 54943719 | 86 | 50294426 | 95 | 101 | 106 | 112 | 118 | 125 | 132 | 139 | 146 | 154 | 163 | 172 | 181 | 191 | 202 | 213 | 225 | 237 | 251 | 264 | 278
| Option 5A | VNIW (via Bulgana and Kerang) crossing the Murray River north of Kerang (Wamba Wamba Country) | $, real |  | 55562652 | 26046328 | 17538879 | 54769314 | 65 | 50100543 | 72 | 76 | 80 | 85 | 89 | 94 | 100 | 105 | 111 | 117 | 123 | 130 | 137 | 144 | 153 | 161 | 170 | 179 | 189 | 199 | 210
| Timing of unrelated network expenditure |  | 5.15A.2(c)(4)(i)
| Step | S1 | Unit | 2023 | 2024 | 2025 | 2026 | 2027 | 2028 | 2029 | 2030 | 2031 | 2032 | 2033 | 2034 | 2035 | 2036 | 2037 | 2038 | 2039 | 2040 | 2041 | 2042 | 2043 | 2044 | 2045 | 2046 | 2047 | 2048 | 2049 | 2050
| Base case |  | $, real |  | 148712.6472 | 1811388.0032 | 1975654.4566 | 4310560.1385 | 13235159.2859 | 94075785.1872 | 94082124.1956 | 118187828.8604 | 125702132.3352 | 183282066.0798 | 273318405.8589 | 276855665.8451 | 278134860.484 | 279604469.6633 | 450724384.7216 | 458220835.2527 | 563850673.8829 | 669069164.1196 | 687229954.7215 | 949442817.903 | 1130725333.9617 | 1132285558.1488 | 1158728089.9094 | 1371004603.4957 | 1495463379.9931 | 1596338198.6855 | 1718818803.454
| Option 5 | VNIW (via Bulgana and Kerang) crossing the Murray River near Echuca (Yorta Yorta Country) | $, real |  | 148713 | 1807464 | 1965406 | 3965923 | 8479270 | 87624571 | 87744202 | 101585486 | 108062079 | 174113138 | 266373820 | 272924752 | 274160873 | 276880284 | 420082943 | 432624272 | 536327110 | 600084188 | 628550646 | 868043833 | 1034043382 | 1039073523 | 1066075326 | 1328148763 | 1442820455 | 1530844021 | 1608371869
| Option 5A | VNIW (via Bulgana and Kerang) crossing the Murray River north of Kerang (Wamba Wamba Country) | $, real |  | 148714 | 1807466 | 1966551 | 3987220 | 8226325 | 87403276 | 87518181 | 101315503 | 107822618 | 173634673 | 265850394 | 272017002 | 273188341 | 275947538 | 416955399 | 429460863 | 532646136 | 595902762 | 625147318 | 860859291 | 1023612287 | 1029044974 | 1055039202 | 1321166800 | 1432685443 | 1524902289 | 1599906046
| Option 5A (western sensitivity) | Same as Option 5A but connecting to the existing 200kV network on the west side of Kerang | $, real |  | 148714 | 1807492 | 1965164 | 3977636 | 8637027 | 87775548 | 87888283 | 101911714 | 108635701 | 174251186 | 267778575 | 273993523 | 275170149 | 277885910 | 420310103 | 433105191 | 538658232 | 603003388 | 631134439 | 871560657 | 1034222608 | 1039036890 | 1069727937 | 1330837993 | 1445157275 | 1535061728 | 1610744572
| Option 5 (without series compensation) | Option 5 without series compensation | $, real |  | 148713.3458 | 1807461.5989 | 1968639.7836 | 4115932.7153 | 9256418.9639 | 88502458.1746 | 88596034.8194 | 102410143.8112 | 109193159.7525 | 175347571.9029 | 269372783.7075 | 275926360.6748 | 277174905.8038 | 279505724.2785 | 421080856.3002 | 433328575.235 | 536075102.4935 | 602574765.7693 | 628051471.9999 | 869765799.5616 | 1039088837.7825 | 1043361903.6428 | 1076325722.8575 | 1331090881.0348 | 1445870626.2787 | 1540031737.1091 | 1628860188.8674
| Progressive | S2 | Unit | 2023 | 2024 | 2025 | 2026 | 2027 | 2028 | 2029 | 2030 | 2031 | 2032 | 2033 | 2034 | 2035 | 2036 | 2037 | 2038 | 2039 | 2040 | 2041 | 2042 | 2043 | 2044 | 2045 | 2046 | 2047 | 2048 | 2049 | 2050
| Base case |  | $, real |  | 148074.2092 | 148018.531 | 148021.4899 | 148022.19 | 148800.5036 | 187292.6781 | 196356.9334 | 198919.9563 | 199739.0042 | 199187.3374 | 32287822.4467 | 42433064.5822 | 121707770.1782 | 154490192.2012 | 229451396.6053 | 232175005.0908 | 235823273.6842 | 309716670.0938 | 349499429.7161 | 412647872.9704 | 470137997.2285 | 478477602.7165 | 568185636.602 | 913591536.0488 | 1007836981.4695 | 1259946143.5665 | 1458247576.2298
| Option 5 | VNIW (via Bulgana and Kerang) crossing the Murray River near Echuca (Yorta Yorta Country) | $, real |  | 148074 | 148028 | 148038 | 148034 | 148813 | 187307 | 196371 | 198936 | 199756 | 199208 | 30644458 | 40294885 | 116937042 | 132410338 | 199361743 | 200150247 | 201590463 | 285832007 | 318171165 | 379867864 | 409390368 | 416215552 | 508287809 | 869418699 | 966885216 | 1215236540 | 1359970039
| Option 5A | VNIW (via Bulgana and Kerang) crossing the Murray River north of Kerang (Wamba Wamba Country) | $, real |  | 148074 | 148025 | 148028 | 148029 | 148808 | 187301 | 196365 | 198930 | 199749 | 199200 | 30645584 | 40305562 | 116989465 | 132461395 | 198729559 | 199564395 | 200985387 | 283769008 | 316098648 | 379118422 | 406117694 | 413187413 | 503588916 | 861570963 | 958874695 | 1205296309 | 1357510089
| Hydrogen | S3 | Unit | 2023 | 2024 | 2025 | 2026 | 2027 | 2028 | 2029 | 2030 | 2031 | 2032 | 2033 | 2034 | 2035 | 2036 | 2037 | 2038 | 2039 | 2040 | 2041 | 2042 | 2043 | 2044 | 2045 | 2046 | 2047 | 2048 | 2049 | 2050
| Base case |  | $, real |  | 13873857.7693 | 70974967.5779 | 168551766.5763 | 317805770.0433 | 464980671.6276 | 699770703.9348 | 826386788.5036 | 962724104.1638 | 1017198850.7656 | 1040484158.4283 | 1239116155.4185 | 1840695010.2669 | 2052666807.3345 | 2350455790.4471 | 2733127462.0059 | 2882944985.4775 | 2921562737.4351 | 3052640653.8106 | 3441549053.0392 | 3763699151.3478 | 4134321079.3014 | 4398484488.4068 | 4623680543.4318 | 6058253252.7919 | 6264889757.1714 | 6408444994.8737 | 7056519198.5737
| Option 5 | VNIW (via Bulgana and Kerang) crossing the Murray River near Echuca (Yorta Yorta Country) | $, real |  | 13884255 | 68343276 | 168076565 | 312070319 | 456493066 | 689459504 | 806193943 | 939186462 | 989418871 | 1014090408 | 1197965683 | 1785024361 | 2016702343 | 2290969695 | 2658304227 | 2836952580 | 2884517837 | 3018547514 | 3415560967 | 3729381812 | 4055208405 | 4331638074 | 4550548277 | 5978412865 | 6190577519 | 6342889577 | 6984006599
| Option 5A | VNIW (via Bulgana and Kerang) crossing the Murray River north of Kerang (Wamba Wamba Country) | $, real |  | 13884255 | 68314029 | 168137636 | 312220851 | 456660043 | 689560189 | 806345671 | 938371016 | 988599906 | 1013632772 | 1196669036 | 1781593277 | 2013576374 | 2288253607 | 2656011890 | 2835152522 | 2884109575 | 3018112165 | 3414030736 | 3728520826 | 4052298303 | 4323450295 | 4545752215 | 5974861769 | 6186700720 | 6339218678 | 6978405833
| Avoided generation dispatch costs |  | 5.15A.2(c)(4)(iii)
| Step | S1 | Unit | 2023 | 2024 | 2025 | 2026 | 2027 | 2028 | 2029 | 2030 | 2031 | 2032 | 2033 | 2034 | 2035 | 2036 | 2037 | 2038 | 2039 | 2040 | 2041 | 2042 | 2043 | 2044 | 2045 | 2046 | 2047 | 2048 | 2049 | 2050
| Base case |  | $, real |  | 2410202433.6629 | 2040897903.4647 | 2111935534.3197 | 1953394711.2475 | 1662296150.5161 | 1616062427.9867 | 1489223923.9253 | 1474261921.7239 | 1251461921.1165 | 1327098459.9092 | 1294025068.3493 | 1677747673.6415 | 1256530855.8107 | 1369478056.8223 | 1298904048.1889 | 1289546091.0649 | 1448308780.6665 | 1207639337.2303 | 790907694.1273 | 896517697.0347 | 1421439374.39 | 962284890.691 | 1080429393.9155 | 1311899119.9011 | 882283707.6685 | 1364712496.8434 | 1226081885.17
| Option 5 | VNIW (via Bulgana and Kerang) crossing the Murray River near Echuca (Yorta Yorta Country) | $, real |  | 2410007637 | 2042811719 | 2115347780 | 1963702338 | 1656507080 | 1608624199 | 1491659088 | 1531619390 | 1229536805 | 1190052755 | 1200619309 | 1555304793 | 1119277043 | 1181440233 | 1092939279 | 1103582732 | 1319330757 | 1217257022 | 722920769 | 906455913 | 1342230830 | 879431631 | 991719238 | 1244876078 | 926957772 | 1329537782 | 1287366734
| Option 5A | VNIW (via Bulgana and Kerang) crossing the Murray River north of Kerang (Wamba Wamba Country) | $, real |  | 2410012762 | 2042739430 | 2115304023 | 1963698029 | 1656399788 | 1608513095 | 1491606329 | 1531591428 | 1230373380 | 1191940576 | 1199987825 | 1553691338 | 1120057053 | 1181596700 | 1087698703 | 1099641847 | 1322019924 | 1218798416 | 726869671 | 910836414 | 1342827764 | 881074548 | 990333070 | 1235342660 | 922179358 | 1318326407 | 1286453484
| Option 5A (western sensitivity) | Same as Option 5A but connecting to the existing 200kV network on the west side of Kerang | $, real |  | 2410101025 | 2042865052 | 2115344688 | 1963473997 | 1656618925 | 1609567964 | 1491146685 | 1529064263 | 1228948380 | 1192973491 | 1198835056 | 1553008975 | 1120963370 | 1184150155 | 1094224287 | 1107253184 | 1322698790 | 1208617755 | 724924404 | 913478115 | 1342008699 | 882997811 | 988799346 | 1238087590 | 928492571 | 1326980988 | 1292749887
| Option 5 (without series compensation) | Option 5 without series compensation | $, real |  | 2410008562.4467 | 2042786316.3884 | 2115222749.9693 | 1963715398.5786 | 1657140340.0641 | 1608894462.8274 | 1491302187.3315 | 1530553440.893 | 1228383496.6601 | 1192097167.8509 | 1200712966.6409 | 1556192621.0892 | 1115421821.4153 | 1188119814.98 | 1091510383.643 | 1112812444.6958 | 1327480443.0339 | 1210154989.2617 | 722235295.9145 | 914819515.3813 | 1352144948.694 | 882154748.7565 | 994183239.381 | 1247652473.2167 | 919923757.3799 | 1314993247.3178 | 1278398532.5398
| Progressive | S2 | Unit | 2023 | 2024 | 2025 | 2026 | 2027 | 2028 | 2029 | 2030 | 2031 | 2032 | 2033 | 2034 | 2035 | 2036 | 2037 | 2038 | 2039 | 2040 | 2041 | 2042 | 2043 | 2044 | 2045 | 2046 | 2047 | 2048 | 2049 | 2050
| Base case |  | $, real |  | 2109307161.8251 | 2037422570.5535 | 1892904415.5252 | 1662580965.1731 | 1578011453.2874 | 1746655443.9701 | 1541650028.1258 | 1582207431.0429 | 1519523155.1516 | 1881088794.1855 | 2068540851.792 | 2426993048.3929 | 2206457724.305 | 2384305893.1116 | 2629923964.6286 | 2269993274.0749 | 2537424034.9148 | 2255359351.9394 | 1863387836.1556 | 2148801491.1911 | 2614389608.145 | 2195539749.8159 | 2271621313.584 | 2770145230.5331 | 3535478860.323 | 4580421892.5447 | 4860837776.8751
| Option 5 | VNIW (via Bulgana and Kerang) crossing the Murray River near Echuca (Yorta Yorta Country) | $, real |  | 2108999023 | 2037110834 | 1892611686 | 1662588825 | 1575206729 | 1743826542 | 1538135878 | 1578637813 | 1512973953 | 1875455221 | 2078397584 | 2446268107 | 2208569807 | 2369215403 | 2645095515 | 2098395099 | 2395478113 | 2208717404 | 1676508156 | 1990434542 | 2561265326 | 2095793469 | 2163971578 | 2626451839 | 3214628182 | 4090925826 | 4670569479
| Option 5A | VNIW (via Bulgana and Kerang) crossing the Murray River north of Kerang (Wamba Wamba Country) | $, real |  | 2108999106 | 2037110767 | 1892611906 | 1662588707 | 1575205305 | 1743823451 | 1538134758 | 1578636221 | 1512973159 | 1875499501 | 2078570809 | 2446166822 | 2208310967 | 2369049987 | 2646537324 | 2099925462 | 2395078201 | 2212797556 | 1680754225 | 1991100398 | 2562063475 | 2097687167 | 2164628628 | 2618058296 | 3204721071 | 4072653566 | 4657662960
| Hydrogen | S3 | Unit | 2023 | 2024 | 2025 | 2026 | 2027 | 2028 | 2029 | 2030 | 2031 | 2032 | 2033 | 2034 | 2035 | 2036 | 2037 | 2038 | 2039 | 2040 | 2041 | 2042 | 2043 | 2044 | 2045 | 2046 | 2047 | 2048 | 2049 | 2050
| Base case |  | $, real |  | 2795260156.7797 | 1840161937.349 | 1749518348.296 | 1419385386.5897 | 1113951449.7391 | 1312806920.7314 | 852749367.9065 | 1112323449.1879 | 776954406.6917 | 603307148.1552 | 654059637.0963 | 648237171.2193 | 321602375.5162 | 292823796.3955 | 584773342.7144 | 566959175.2071 | 544772711.7684 | 1307322029.4047 | 1245842806.4053 | 1331403073.4604 | 1704351184.9921 | 1140559671.0241 | 1077685671.7378 | 1480118508.9696 | 1276519528.1357 | 1313382015.2105 | 1405058762.3502
| Option 5 | VNIW (via Bulgana and Kerang) crossing the Murray River near Echuca (Yorta Yorta Country) | $, real |  | 2801743144 | 1844160386 | 1757245683 | 1421657202 | 1134144171 | 1329669404 | 857556466 | 926278001 | 747483546 | 523690508 | 581383849 | 679118738 | 364374187 | 253454309 | 550848833 | 341355237 | 388909702 | 990668391 | 809108506 | 840584967 | 1571394212 | 1026741861 | 867698927 | 1441899308 | 1262430716 | 1318750429 | 1403477187
| Option 5A | VNIW (via Bulgana and Kerang) crossing the Murray River north of Kerang (Wamba Wamba Country) | $, real |  | 2801493830 | 1844057781 | 1757191447 | 1420915230 | 1132775518 | 1329495808 | 857057555 | 926618609 | 747130228 | 525325997 | 581156826 | 677691660 | 363605596 | 254121239 | 546102576 | 337508596 | 388694490 | 986994691 | 808546932 | 840459517 | 1570239839 | 1025081181 | 867485109 | 1427561276 | 1248014469 | 1319073970 | 1403679708
| Avoided voluntary load curtailment |  | 5.15A.2(c)(4)(iv)
| Step | S1 | Unit | 2023 | 2024 | 2025 | 2026 | 2027 | 2028 | 2029 | 2030 | 2031 | 2032 | 2033 | 2034 | 2035 | 2036 | 2037 | 2038 | 2039 | 2040 | 2041 | 2042 | 2043 | 2044 | 2045 | 2046 | 2047 | 2048 | 2049 | 2050
| Base case |  | $, real |  | 19354164.5348 | 21659120.6096 | 42365148.1068 | 28238556.0483 | 22281774.9784 | 28889999.009 | 1078038.1714 | 9573637.1526 | 2275840.085 | 6356749.3097 | 22418235.1024 | 6592282.7346 | 16082970.1767 | 3074272.6512 | 47914441.3642 | 39773.6671 | 38076987.7835 | 85364519.7627 | 90512223.1796 | 181668481.5816 | 260233462.5265 | 227742565.1261 | 285283944.4358 | 333740781.0611 | 326939951.3684 | 383811157.7121 | 411767635.4452
| Option 5 | VNIW (via Bulgana and Kerang) crossing the Murray River near Echuca (Yorta Yorta Country) | $, real |  | 19354517 | 21659579 | 42496754 | 30058723 | 22032357 | 28890534 | 129427 | 9631344 | 3048828 | 7022284 | 5121597 | 5770454 | 20133821 | 4498091 | 68334932 | 33885 | 27932482 | 46780472 | 48019520 | 85030531 | 163176252 | 159442170 | 249271415 | 305801362 | 310059467 | 358006517 | 388227859
| Option 5A | VNIW (via Bulgana and Kerang) crossing the Murray River north of Kerang (Wamba Wamba Country) | $, real |  | 19354501 | 21659549 | 42477447 | 30053834 | 22025150 | 28890541 | 129333 | 9549190 | 3036911 | 7022256 | 4999750 | 5696896 | 19973542 | 4425378 | 68339993 | 33846 | 28198866 | 43960745 | 46474074 | 84027049 | 160400096 | 158602045 | 244129249 | 303470636 | 307648329 | 350616395 | 386487474
| Option 5A (western sensitivity) | Same as Option 5A but connecting to the existing 200kV network on the west side of Kerang | $, real |  | 19348716 | 21659713 | 42492491 | 30013354 | 22034937 | 28890732 | 126861 | 9579321 | 3009926 | 7022509 | 5039691 | 5497897 | 19959178 | 4721006 | 68319465 | 34205 | 28450884 | 44213257 | 47525250 | 84885659 | 162590870 | 160119149 | 247474242 | 304825370 | 310929615 | 355022782 | 389501601
| Option 5 (without series compensation) | Option 5 without series compensation | $, real |  | 19354474.3073 | 21659540.3816 | 42500138.4615 | 30056939.0845 | 22064361.2407 | 28890526.403 | 129278.4596 | 9440981.0913 | 2561450.103 | 7022215.0776 | 4885186.893 | 5514048.7615 | 20401689.1078 | 4912183.8319 | 68023493.8107 | 33787.5674 | 28907193.7236 | 47896892.6741 | 50357141.0824 | 86795089.2525 | 165274954.2417 | 166139456.2117 | 251576369.918 | 313465330.1897 | 314902105.3433 | 366582353.2991 | 394555766.7437
| Progressive | S2 | Unit | 2023 | 2024 | 2025 | 2026 | 2027 | 2028 | 2029 | 2030 | 2031 | 2032 | 2033 | 2034 | 2035 | 2036 | 2037 | 2038 | 2039 | 2040 | 2041 | 2042 | 2043 | 2044 | 2045 | 2046 | 2047 | 2048 | 2049 | 2050
| Base case |  | $, real |  | 3838537.8039 | 12999381.7738 | 15330018.7297 | 163292.8272 | 17005900.9056 | 15611512.9344 | 320.1328 | 24091691.482 | 2668425.5107 | 14752911.1141 | 62692094.6587 | 90904571.3957 | 31073023.6678 | 3445480.631 | 89015671.3692 | 1136028.6396 | 4297410.7166 | 3815849.0997 | 58199154.1101 | 4057474.5644 | 5570265.3299 | 15511215.5712 | 4326188.7871 | 55220818.3945 | 6884917.5273 | 21085964.9611 | 37860505.1592
| Option 5 | VNIW (via Bulgana and Kerang) crossing the Murray River near Echuca (Yorta Yorta Country) | $, real |  | 3838687 | 12999535 | 15330197 | 163467 | 17030260 | 15619001 | 526 | 24092058 | 2772075 | 14568696 | 62814022 | 90265827 | 40809421 | 8479023 | 87699614 | 942 | 179093 | 4260147 | 72811707 | 1673522 | 8356624 | 13044330 | 4204136 | 53423140 | 6565124 | 21932321 | 36733557
| Option 5A | VNIW (via Bulgana and Kerang) crossing the Murray River north of Kerang (Wamba Wamba Country) | $, real |  | 3838673 | 12999521 | 15330181 | 163451 | 17029160 | 15619115 | 506 | 24092141 | 2772183 | 14568671 | 62817965 | 90262096 | 41022481 | 8677343 | 87783459 | 910 | 202102 | 4237809 | 72539515 | 1714867 | 8350968 | 13055658 | 4088143 | 53330470 | 6561031 | 21637402 | 36876346
| Hydrogen | S3 | Unit | 2023 | 2024 | 2025 | 2026 | 2027 | 2028 | 2029 | 2030 | 2031 | 2032 | 2033 | 2034 | 2035 | 2036 | 2037 | 2038 | 2039 | 2040 | 2041 | 2042 | 2043 | 2044 | 2045 | 2046 | 2047 | 2048 | 2049 | 2050
| Base case |  | $, real |  | 23079351.3756 | 14864046.7279 | 28279819.1206 | 35625884.3446 | 11454243.9999 | 81338822.7226 | 979816.3683 | 42965982.4673 | 932799.1813 | 2586585.422 | 12687.7488 | 2044561.4373 | 5359084.5867 | 479.5728 | 35560756.3937 | 541.8199 | 7229930.6815 | 591.0241 | 12195102.445 | 1039.44 | 12099060.0086 | 38091102.0158 | 757.3163 | 905.806 | 139979.8253 | 336782.5456 | 2257.3362
| Option 5 | VNIW (via Bulgana and Kerang) crossing the Murray River near Echuca (Yorta Yorta Country) | $, real |  | 23079469 | 14675455 | 28860358 | 35215664 | 12736299 | 125380775 | 351047 | 16620617 | 160818 | 2526320 | 607 | 712 | 1523841 | 68072 | 14834581 | 799 | 1875756 | 1678812 | 2439107 | 977 | 1911086 | 8900041 | 1126 | 1228 | 101618 | 1350 | 1417
| Option 5A | VNIW (via Bulgana and Kerang) crossing the Murray River north of Kerang (Wamba Wamba Country) | $, real |  | 23079381 | 14675610 | 28855816 | 35167955 | 12548271 | 122315552 | 327694 | 16964579 | 158902 | 2520199 | 456 | 1408 | 1424107 | 65676 | 14626378 | 601 | 1546892 | 1678592 | 2440393 | 843 | 2098924 | 8905865 | 846 | 1830 | 102864 | 1014 | 1065
| Cost for non-RIT-T proponent parties |  | 5.15A.2(c)(4)(v)
| Step | S1 | Unit | 2023 | 2024 | 2025 | 2026 | 2027 | 2028 | 2029 | 2030 | 2031 | 2032 | 2033 | 2034 | 2035 | 2036 | 2037 | 2038 | 2039 | 2040 | 2041 | 2042 | 2043 | 2044 | 2045 | 2046 | 2047 | 2048 | 2049 | 2050
| Base case |  | $, real |  | 689236629.8121 | 1693232309.6359 | 1973559670.6288 | 2375815587.701 | 3320803629.8743 | 4598637146.4038 | 5062227417.6031 | 6006774755.0517 | 6282377441.9439 | 7370830175.6643 | 8374396332.4808 | 8634835374.9384 | 9132867916.5603 | 9245885131.3153 | 11015337120.5625 | 11207585866.5398 | 12815473536.7193 | 13709643094.3813 | 14684777390.0386 | 16693576070.138 | 17821958218.5437 | 18168293937.9854 | 18474107184.3004 | 21347688696.9241 | 22289888196.4342 | 23242506625.5318 | 23224705785.925
| Option 5 | VNIW (via Bulgana and Kerang) crossing the Murray River near Echuca (Yorta Yorta Country) | $, real |  | 689270914 | 1692982989 | 1971967555 | 2359548115 | 3307207274 | 4567906777 | 4989153704 | 5822905234 | 6078829940 | 7262978013 | 8171268491 | 8493711559 | 8906009432 | 9071952415 | 10940371652 | 11064097992 | 12511448331 | 13225160693 | 14179337354 | 15995830155 | 17345315029 | 17679813540 | 17783696874 | 20300076368 | 21061860839 | 22033730680 | 21964421845
| Option 5A | VNIW (via Bulgana and Kerang) crossing the Murray River north of Kerang (Wamba Wamba Country) | $, real |  | 689271464 | 1693631191 | 1972577672 | 2360131724 | 3306825910 | 4569197162 | 4990368865 | 5824093486 | 6077812483 | 7262419497 | 8172815198 | 8494696473 | 8907100473 | 9072793502 | 10947129229 | 11070865887 | 12501590548 | 13220837949 | 14171820138 | 15979604728 | 17326791234 | 17670203109 | 17774472782 | 20297918603 | 21058778433 | 22041822676 | 21943917166
| Option 5A (western sensitivity) | Same as Option 5A but connecting to the existing 200kV network on the west side of Kerang | $, real |  | 689279130 | 1692533918 | 1971568518 | 2359634220 | 3307295619 | 4566322453 | 4991146664 | 5828806827 | 6087224099 | 7267828807 | 8180805612 | 8499359905 | 8911100884 | 9074964770 | 10935465488 | 11064699591 | 12507617079 | 13249229541 | 14178483085 | 15987334628 | 17342573065 | 17671655369 | 17795608236 | 20328692397 | 21080890236 | 22061159238 | 21967938088
| Option 5 (without series compensation) | Option 5 without series compensation | $, real |  | 689270299.8466 | 1691850515.5798 | 1970875570.4253 | 2358893300.6976 | 3307985090.8295 | 4568040884.1282 | 4990654457.9223 | 5824038751.8609 | 6087810264.0266 | 7264037881.5464 | 8172736179.1988 | 8494265000.6102 | 8912546524.502 | 9064057851.3512 | 10943096180.4129 | 11060849256.164 | 12511567070.0646 | 13256258962.3913 | 14180792702.5603 | 16007145377.6688 | 17353900273.7654 | 17697350505.7551 | 17823860709.7837 | 20339789929.5394 | 21136423002.5564 | 22125288140.204 | 22045035111.8198
| Progressive | S2 | Unit | 2023 | 2024 | 2025 | 2026 | 2027 | 2028 | 2029 | 2030 | 2031 | 2032 | 2033 | 2034 | 2035 | 2036 | 2037 | 2038 | 2039 | 2040 | 2041 | 2042 | 2043 | 2044 | 2045 | 2046 | 2047 | 2048 | 2049 | 2050
| Base case |  | $, real |  | 624883997.9317 | 833699713.1654 | 1288369598.1414 | 1655101916.0699 | 2220417001.0407 | 2779941705.0157 | 3230867292.3531 | 3311424122.8214 | 3334653814.4211 | 3492931201.5192 | 4547047293.6966 | 5052959341.4854 | 6937815602.0863 | 7399358294.3982 | 8718341819.3941 | 9176883800.3978 | 9364991765.4236 | 10281052216.4516 | 11417208577.258 | 12327034711.6687 | 13201890588.1158 | 13744363864.1383 | 14387952201.0093 | 17329837641.585 | 18502676163.8419 | 20948411664.512 | 22738760390.5295
| Option 5 | VNIW (via Bulgana and Kerang) crossing the Murray River near Echuca (Yorta Yorta Country) | $, real |  | 625011053 | 833813770 | 1288471790 | 1655081456 | 2219281212 | 2778562224 | 3229185032 | 3309609431 | 3332261135 | 3491661486 | 4533137140 | 5030021989 | 6898772834 | 7377390378 | 8673004503 | 9189326591 | 9273095633 | 10028597722 | 11264560444 | 12112178038 | 12921021143 | 13460522091 | 14083057827 | 16970138399 | 18200319609 | 20750812136 | 22162440654
| Option 5A | VNIW (via Bulgana and Kerang) crossing the Murray River north of Kerang (Wamba Wamba Country) | $, real |  | 625011002 | 833813697 | 1288471703 | 1655081560 | 2219283848 | 2778562458 | 3229182727 | 3309608930 | 3332260835 | 3491677562 | 4532983889 | 5030224311 | 6899858816 | 7378025042 | 8670869938 | 9188319806 | 9274362507 | 10026215155 | 11262078181 | 12109438097 | 12916340554 | 13457639926 | 14079973778 | 16981745804 | 18204439866 | 20768376172 | 22160139627
| Hydrogen | S3 | Unit | 2023 | 2024 | 2025 | 2026 | 2027 | 2028 | 2029 | 2030 | 2031 | 2032 | 2033 | 2034 | 2035 | 2036 | 2037 | 2038 | 2039 | 2040 | 2041 | 2042 | 2043 | 2044 | 2045 | 2046 | 2047 | 2048 | 2049 | 2050
| Base case |  | $, real |  | 725582836.6037 | 3525244283.6993 | 4491693201.1792 | 6046687914.6463 | 8168873141.711 | 10451934313.0857 | 11454764456.9878 | 13296661927.288 | 14228229266.1104 | 15604721906.8085 | 18590126709.3675 | 23251769906.7574 | 24716055821.3808 | 26824012933.8013 | 31180547930.8941 | 32227856328.3533 | 32720711649.5898 | 34366766511.3231 | 39441980629.533 | 45386210563.8002 | 50010286964.7487 | 52171348979.6584 | 55011185866.3354 | 64154149616.222 | 67587004168.0586 | 69983777579.5016 | 75812078389.1822
| Option 5 | VNIW (via Bulgana and Kerang) crossing the Murray River near Echuca (Yorta Yorta Country) | $, real |  | 726104706 | 3524779175 | 4495083341 | 6043749320 | 8095179640 | 10401416845 | 11395382135 | 13154705900 | 13888866040 | 15312416826 | 18272860051 | 22768346480 | 24097135793 | 26343144367 | 30623395210 | 31883608991 | 32340863598 | 34100200929 | 39343303847 | 45180461028 | 49608382634 | 51643594405 | 54580214946 | 63554140330 | 66945323228 | 69327103242 | 75169377906
| Option 5A | VNIW (via Bulgana and Kerang) crossing the Murray River north of Kerang (Wamba Wamba Country) | $, real |  | 726088140 | 3524367486 | 4495179748 | 6047063290 | 8097656316 | 10402939490 | 11398176785 | 13156173738 | 13888410973 | 15307480951 | 18269167256 | 22763674172 | 24095150375 | 26339459952 | 30618932040 | 31879499231 | 32322215581 | 34094166917 | 39328491886 | 45167451275 | 49597734609 | 51641697359 | 54572057634 | 63554550334 | 66944327700 | 69313725784 | 75156188931
Note on U18: [Threaded comment] Your version of Excel allows you to read this threaded comment; however, any edits to it will get removed if the file is opened in a newer version of Excel. Learn more: https://go.microsoft.com/fwlink/?linkid=870924 Comment: AEMO had done these costs in June 2022 dollars. Now have been adjusted to June 2021 dollars

## I3 Opex
I3 Opex
Opex inputs for the VNI West PACR RIT-T assessment
Opex inputs for network components
| CPI: All groups CPI Australia | Index
| 2021-06-01 | 118.8
| 2022-06-01 | 126.1
| 2022-09-01 | 128.4
| 2022-12-01 | 130.8
Transmission compensation costs
| NSW transmission land payments | Unit | Value
| Opex - percentage of capex | % | 1%
| NSW transmission payments | Unit | Value
| Private land percentage | Percentage | 85%
| Total payment per km | $, Dec 22 | 200000
| Total payment per km | $, Jun 21 | 181651.3761
| Annual payment per km | $, Jun 21 | 9082.5688
| NSW transmission payments | Unit | Length | Annual payment
| Option 5 | km | 184 | 1420513.7615
| Option 5A | km | 203 | 1567197.2477
| Option 5A (western sensitivity) | km | 203 | 1567197.2477
| Option 5 (without series compensation) | km | 184 | 1420513.7615
| VIC transmission payments | Unit | Value
| Selection |  | VNI VIC
| Private land percentage | Percentage | 95%
| Annual payment per km | $, Dec 22 | 8000
| Total payment per km | $, Jun 21 | 7266.055
| VIC transmission payments | Unit | VNI VIC | VNI VIC
| Option 5 | km | 205 | 1415064.2202
| Option 5A | km | 206 | 1421966.9725
| Option 5A (western sensitivity) | km | 203 | 1401258.7156
| Option 5 (without series compensation) | km | 205 | 1415064.2202
| VIC land tax |  | 2022-12-01 | 2021-06-01
| Option | Unit | VNI VIC | VNI VIC
| Option 5 | $ | 2136276 | 1940287.3761
| Option 5A | $ | 2136276 | 1940287.3761
| Option 5A (western sensitivity) | $ | 2136276 | 1940287.3761
| Option 5 (without series compensation) | $ | 2136276 | 1940287.3761
Opex on capital assets
| Capex attracting opex |  | NSW | VIC
| Option 5 | $, real | 1518969415.4603 | 1673470027.8967
| Option 5A | $, real | 1599053770 | 1673470027.8967
| Option 5A (western sensitivity) | $, real | 1599053770 | 1673470027.6455
| Option 5 (without series compensation) | $, real | 1518969415.4603 | 1598470027.8967
NSW opex
| Option name | Unit | 2023 | 2024 | 2025 | 2026 | 2027 | 2028 | 2029 | 2030 | 2031 | 2032 | 2033 | 2034 | 2035 | 2036 | 2037 | 2038 | 2039 | 2040 | 2041 | 2042 | 2043 | 2044 | 2045 | 2046 | 2047 | 2048 | 2049 | 2050 | 2051 | 2052 | 2053 | 2054 | 2055 | 2056 | 2057 | 2058 | 2059 | 2060 | 2061 | 2062 | 2063 | 2064 | 2065 | 2066 | 2067 | 2068 | 2069 | 2070 | 2071 | 2072 | 2073 | 2074 | 2075 | 2076 | 2077 | 2078 | 2079 | 2080 | 2081 | 2082 | 2083 | 2084 | 2085 | 2086 | 2087 | 2088
| Base case | $, real | [8 empty] | 0 | 0 | 0 | 0 | 0 | 0 | 0 | 0 | 0 | 0 | 0 | 0 | 0 | 0 | 0 | 0 | 0 | 0 | 0 | 0 | 0 | 0 | 0 | 0 | 0 | 0 | 0 | 0 | 0 | 0 | 0 | 0 | 0 | 0 | 0 | 0 | 0 | 0 | 0 | 0 | 0 | 0 | 0 | 0 | 0 | 0 | 0 | 0 | 0 | 0 | 0 | 0 | 0 | 0 | 0 | 0 | 0 | 0
| Option 5 | $, real | [8 empty] | 16610207.9161 | 16610207.9161 | 16610207.9161 | 16610207.9161 | 16610207.9161 | 16610207.9161 | 16610207.9161 | 16610207.9161 | 16610207.9161 | 16610207.9161 | 16610207.9161 | 16610207.9161 | 16610207.9161 | 16610207.9161 | 16610207.9161 | 16610207.9161 | 16610207.9161 | 16610207.9161 | 16610207.9161 | 16610207.9161 | 16610207.9161 | 16610207.9161 | 16610207.9161 | 16610207.9161 | 16610207.9161 | 16610207.9161 | 16610207.9161 | 16610207.9161 | 16610207.9161 | 16610207.9161 | 16610207.9161 | 16610207.9161 | 16610207.9161 | 16610207.9161 | 16610207.9161 | 16610207.9161 | 16610207.9161 | 16610207.9161 | 16610207.9161 | 16610207.9161 | 16610207.9161 | 16610207.9161 | 16610207.9161 | 16610207.9161 | 16610207.9161 | 16610207.9161 | 16610207.9161 | 16610207.9161 | 16610207.9161 | 16610207.9161 | 16610207.9161 | 16610207.9161 | 16610207.9161 | 16610207.9161 | 16610207.9161 | 16610207.9161 | 16610207.9161 | 16610207.9161
| Option 5A | $, real | [8 empty] | 17557734.9477 | 17557734.9477 | 17557734.9477 | 17557734.9477 | 17557734.9477 | 17557734.9477 | 17557734.9477 | 17557734.9477 | 17557734.9477 | 17557734.9477 | 17557734.9477 | 17557734.9477 | 17557734.9477 | 17557734.9477 | 17557734.9477 | 17557734.9477 | 17557734.9477 | 17557734.9477 | 17557734.9477 | 17557734.9477 | 17557734.9477 | 17557734.9477 | 17557734.9477 | 17557734.9477 | 17557734.9477 | 17557734.9477 | 17557734.9477 | 17557734.9477 | 17557734.9477 | 17557734.9477 | 17557734.9477 | 17557734.9477 | 17557734.9477 | 17557734.9477 | 17557734.9477 | 17557734.9477 | 17557734.9477 | 17557734.9477 | 17557734.9477 | 17557734.9477 | 17557734.9477 | 17557734.9477 | 17557734.9477 | 17557734.9477 | 17557734.9477 | 17557734.9477 | 17557734.9477 | 17557734.9477 | 17557734.9477 | 17557734.9477 | 17557734.9477 | 17557734.9477 | 17557734.9477 | 17557734.9477 | 17557734.9477 | 17557734.9477 | 17557734.9477 | 17557734.9477
| Option 5A (western sensitivity) | $, real | 2031: 17557734.9477; 2032: 17557734.9477; 2033: 17557734.9477; 2034: 17557734.9477; 2035: 17557734.9477; 2036: 17557734.9477; 2037: 17557734.9477; 2038: 17557734.9477; 2039: 17557734.9477; 2040: 17557734.9477; 2041: 17557734.9477; 2042: 17557734.9477; 2043: 17557734.9477; 2044: 17557734.9477; 2045: 17557734.9477; 2046: 17557734.9477; 2047: 17557734.9477; 2048: 17557734.9477; 2049: 17557734.9477; 2050: 17557734.9477
| Option 5 (without series compensation) | $, real | 2031: 16610207.9161; 2032: 16610207.9161; 2033: 16610207.9161; 2034: 16610207.9161; 2035: 16610207.9161; 2036: 16610207.9161; 2037: 16610207.9161; 2038: 16610207.9161; 2039: 16610207.9161; 2040: 16610207.9161; 2041: 16610207.9161; 2042: 16610207.9161; 2043: 16610207.9161; 2044: 16610207.9161; 2045: 16610207.9161; 2046: 16610207.9161; 2047: 16610207.9161; 2048: 16610207.9161; 2049: 16610207.9161; 2050: 16610207.9161
VIC opex
| Option name | Unit | 2023 | 2024 | 2025 | 2026 | 2027 | 2028 | 2029 | 2030 | 2031 | 2032 | 2033 | 2034 | 2035 | 2036 | 2037 | 2038 | 2039 | 2040 | 2041 | 2042 | 2043 | 2044 | 2045 | 2046 | 2047 | 2048 | 2049 | 2050 | 2051 | 2052 | 2053 | 2054 | 2055 | 2056 | 2057 | 2058 | 2059 | 2060 | 2061 | 2062 | 2063 | 2064 | 2065 | 2066 | 2067 | 2068 | 2069 | 2070 | 2071 | 2072 | 2073 | 2074 | 2075 | 2076 | 2077 | 2078 | 2079 | 2080 | 2081 | 2082 | 2083 | 2084 | 2085 | 2086 | 2087 | 2088
| Base case | $, real | [8 empty] | 0 | 0 | 0 | 0 | 0 | 0 | 0 | 0 | 0 | 0 | 0 | 0 | 0 | 0 | 0 | 0 | 0 | 0 | 0 | 0 | 0 | 0 | 0 | 0 | 0 | 0 | 0 | 0 | 0 | 0 | 0 | 0 | 0 | 0 | 0 | 0 | 0 | 0 | 0 | 0 | 0 | 0 | 0 | 0 | 0 | 0 | 0 | 0 | 0 | 0 | 0 | 0 | 0 | 0 | 0 | 0 | 0 | 0
| Option 5 | $, real | [8 empty] | 20090051.8753 | 20090051.8753 | 20090051.8753 | 20090051.8753 | 20090051.8753 | 20090051.8753 | 20090051.8753 | 20090051.8753 | 20090051.8753 | 20090051.8753 | 20090051.8753 | 20090051.8753 | 20090051.8753 | 20090051.8753 | 20090051.8753 | 20090051.8753 | 20090051.8753 | 20090051.8753 | 20090051.8753 | 20090051.8753 | 20090051.8753 | 20090051.8753 | 20090051.8753 | 20090051.8753 | 20090051.8753 | 20090051.8753 | 20090051.8753 | 20090051.8753 | 20090051.8753 | 20090051.8753 | 20090051.8753 | 20090051.8753 | 20090051.8753 | 20090051.8753 | 20090051.8753 | 20090051.8753 | 20090051.8753 | 20090051.8753 | 20090051.8753 | 20090051.8753 | 20090051.8753 | 20090051.8753 | 20090051.8753 | 20090051.8753 | 20090051.8753 | 20090051.8753 | 20090051.8753 | 20090051.8753 | 20090051.8753 | 20090051.8753 | 20090051.8753 | 20090051.8753 | 20090051.8753 | 20090051.8753 | 20090051.8753 | 20090051.8753 | 20090051.8753 | 20090051.8753
| Option 5A | $, real | [8 empty] | 20096954.6276 | 20096954.6276 | 20096954.6276 | 20096954.6276 | 20096954.6276 | 20096954.6276 | 20096954.6276 | 20096954.6276 | 20096954.6276 | 20096954.6276 | 20096954.6276 | 20096954.6276 | 20096954.6276 | 20096954.6276 | 20096954.6276 | 20096954.6276 | 20096954.6276 | 20096954.6276 | 20096954.6276 | 20096954.6276 | 20096954.6276 | 20096954.6276 | 20096954.6276 | 20096954.6276 | 20096954.6276 | 20096954.6276 | 20096954.6276 | 20096954.6276 | 20096954.6276 | 20096954.6276 | 20096954.6276 | 20096954.6276 | 20096954.6276 | 20096954.6276 | 20096954.6276 | 20096954.6276 | 20096954.6276 | 20096954.6276 | 20096954.6276 | 20096954.6276 | 20096954.6276 | 20096954.6276 | 20096954.6276 | 20096954.6276 | 20096954.6276 | 20096954.6276 | 20096954.6276 | 20096954.6276 | 20096954.6276 | 20096954.6276 | 20096954.6276 | 20096954.6276 | 20096954.6276 | 20096954.6276 | 20096954.6276 | 20096954.6276 | 20096954.6276 | 20096954.6276
| Option 5A (western sensitivity) | $, real | 2031: 20076246.3682; 2032: 20076246.3682; 2033: 20076246.3682; 2034: 20076246.3682; 2035: 20076246.3682; 2036: 20076246.3682; 2037: 20076246.3682; 2038: 20076246.3682; 2039: 20076246.3682; 2040: 20076246.3682; 2041: 20076246.3682; 2042: 20076246.3682; 2043: 20076246.3682; 2044: 20076246.3682; 2045: 20076246.3682; 2046: 20076246.3682; 2047: 20076246.3682; 2048: 20076246.3682; 2049: 20076246.3682; 2050: 20076246.3682
| Option 5 (without series compensation) | $, real | 2031: 19340051.8753; 2032: 19340051.8753; 2033: 19340051.8753; 2034: 19340051.8753; 2035: 19340051.8753; 2036: 19340051.8753; 2037: 19340051.8753; 2038: 19340051.8753; 2039: 19340051.8753; 2040: 19340051.8753; 2041: 19340051.8753; 2042: 19340051.8753; 2043: 19340051.8753; 2044: 19340051.8753; 2045: 19340051.8753; 2046: 19340051.8753; 2047: 19340051.8753; 2048: 19340051.8753; 2049: 19340051.8753; 2050: 19340051.8753

## S1
S1 | Step
Calculating costs, benefits and NPV for each option
Parameters for S1
Parameters
| General parameters |  |  | Unit | Active | Scenario
| Commercial discount rate |  |  | Percent | 5.5% | 5.5%
| Cost parameters |  |  | Unit | Active | Scenario
| Capital cost (network) |  |  | Factor | 1 | 1
| Capital cost (battery) |  |  | Factor | 1 | 1
| Operating expenditure |  |  | Factor | 1 | 1
| Benefit parameters |  |  | Unit | Active | Scenario
| Avoided involuntary load shedding |  |  | Factor | 1 | 1
| Avoided unrelated TNSP expenditure |  |  | Factor | 1 | 1
| Avoided fuel consumption from generation dispatch |  |  | Factor | 1 | 1
| Avoided voluntary load curtailment |  |  | Factor | 1 | 1
| Avoided costs for non RIT-T proponent parties |  |  | Factor | 1 | 1
Incremental net present value calculation
| Net present value for each option |  |  |  | 1 | 1 | 1 | 1 | 1 | 1 | 1 | 1 | 1 | 1 | 1 | 1 | 1 | 1 | 1 | 1 | 1 | 1 | 1 | 1 | 1 | 1 | 1 | 1 | 1 | 1 | 1 | 1
| Option name |  | Units | NPV | 2023 | 2024 | 2025 | 2026 | 2027 | 2028 | 2029 | 2030 | 2031 | 2032 | 2033 | 2034 | 2035 | 2036 | 2037 | 2038 | 2039 | 2040 | 2041 | 2042 | 2043 | 2044 | 2045 | 2046 | 2047 | 2048 | 2049 | 2050
| Option 5 | VNIW (via Bulgana and Kerang) crossing the Murray River near Echuca (Yorta Yorta Country) | $ | 1826861952.9183 | -62291611.7972 | -273460935.368 | -248229990.8243 | -216399826.6238 | -20437475.0134 | -468655060.2311 | -1343961629.4546 | -591430146.7327 | 109203294.2274 | 205639301.0294 | 216700871.3417 | 284074428.6181 | 231619034.8108 | 327335022.2253 | 326570486.8022 | 254450759.2582 | 318353247.3009 | 433970850.1963 | 545733281.5828 | 637898504.0234 | 829144153.1198 | 712890402.5878 | 696145582.1617 | 871085239.9369 | 1148730096.801 | 1216176152.1747 | 1298548914.2172 | 3353080623.484
| Option 5A | VNIW (via Bulgana and Kerang) crossing the Murray River north of Kerang (Wamba Wamba Country) | $ | 1827317753.8876 | -62291611.5903 | -273466592.1864 | -252164659.5346 | -226498700.2397 | -21575758.6821 | -484202298.4309 | -1385460204.2196 | -613897004.2156 | 107276233.3556 | 205117134.2454 | 214895633.5577 | 282850052.8342 | 232274459.0269 | 325642356.4414 | 325623967.0182 | 255101817.4743 | 317735260.517 | 443599632.4124 | 554561360.7989 | 645461168.2394 | 848222680.3358 | 743070091.8039 | 714027347.3778 | 896919368.153 | 1168779547.0171 | 1235628701.3908 | 1314045726.4333 | 3443779234.0004
| Option 5A (western sensitivity) | Same as Option 5A but connecting to the existing 200kV network on the west side of Kerang | $ | 1718168104.8356 | -62291611.8191 | -273588711.7935 | -251193675.1447 | -225539409.524 | -20772373.8201 | -485311678.1707 | -1384022308.4048 | -614582838.1294 | 104463664.3134 | 196365073.5048 | 207857292.8171 | 274064933.0936 | 226536511.2863 | 318788824.7007 | 318685881.2776 | 256926430.7337 | 312666161.7764 | 430650744.6718 | 529017912.0583 | 633725805.4988 | 826311712.5952 | 715326834.0633 | 699163402.6372 | 859304502.4124 | 1124255481.2765 | 1191471146.6502 | 1271509329.6927 | 3399629821.0846
| Option 5 (without series compensation) | Option 5 without series compensation | $ | 1728566118.1632 | -62291611.7972 | -273461192.8014 | -247041949.8501 | -215187004.8076 | -19521646.507 | -458148968.4638 | -1302027876.856 | -575365631.6005 | 109375253.1594 | 197918597.0847 | 213112241.0718 | 280500545.5879 | 228182579.629 | 322121268.5487 | 325495955.3653 | 253218672.1422 | 312418086.3036 | 425729744.0786 | 518880071.0784 | 636040206.6417 | 806728830.7311 | 687996909.5551 | 665649861.496 | 816652082.7668 | 1096384086.883 | 1141505229.4662 | 1204522473.1247 | 3215994369.4677
Present value of market benefits for each option
| Option name |  | Units | PV | 2023 | 2024 | 2025 | 2026 | 2027 | 2028 | 2029 | 2030 | 2031 | 2032 | 2033 | 2034 | 2035 | 2036 | 2037 | 2038 | 2039 | 2040 | 2041 | 2042 | 2043 | 2044 | 2045 | 2046 | 2047 | 2048 | 2049 | 2050
| Option 5 | VNIW (via Bulgana and Kerang) crossing the Murray River near Echuca (Yorta Yorta Country) | $ | 3987876484.8751 | 0 | 160076.0998 | -2107368.9643 | -2009920.5014 | 3851447.2462 | 24390634.5213 | 45724692.9434 | 77924972.658 | 143056572.065 | 242339560.8207 | 253401131.133 | 320774688.4095 | 268319294.6022 | 364035282.0167 | 363270746.5935 | 291151019.0496 | 355053507.0923 | 470671109.9877 | 582433541.3742 | 674598763.8147 | 865844412.9111 | 749590662.3792 | 732845841.9531 | 907785499.7283 | 1185430356.5924 | 1252876411.9661 | 1335249174.0086 | 1332985481.3602
| Option 5A | VNIW (via Bulgana and Kerang) crossing the Murray River north of Kerang (Wamba Wamba Country) | $ | 4044156809.0869 | 0 | 154419.0998 | -2655004.9643 | -2554780.5014 | 3255726.2462 | 25139445.5213 | 44822375.9434 | 76988688.658 | 142248423.065 | 242771823.8207 | 252550323.133 | 320504742.4095 | 269929148.6022 | 363297046.0167 | 363278656.5935 | 292756507.0496 | 355389950.0923 | 481254321.9877 | 592216050.3742 | 683115857.8147 | 885877369.9111 | 780724781.3792 | 751682036.9531 | 934574057.7283 | 1206434236.5924 | 1273283390.9661 | 1351700416.0086 | 1364609627.3602
| Option 5A (western sensitivity) | Same as Option 5A but connecting to the existing 200kV network on the west side of Kerang | $ | 3934866437.5015 | 0 | 32299.0998 | -1684019.9643 | -1595490.5014 | 4059111.2462 | 24030065.5213 | 46260272.9434 | 76302854.658 | 139435853.065 | 233999054.8207 | 245491274.133 | 311698914.4095 | 264170492.6022 | 356422806.0167 | 356319862.5935 | 294560412.0496 | 350300143.0923 | 468284725.9877 | 566651893.3742 | 671359786.8147 | 863945693.9111 | 752960815.3792 | 736797383.9531 | 896938483.7283 | 1161889462.5924 | 1229105127.9661 | 1309143311.0086 | 1320439506.3602
| Option 5 (without series compensation) | Option 5 without series compensation | $ | 3844133027.242 | 0 | 159818.6664 | -919327.9901 | -797098.6852 | 4343564.4212 | 22170416.3149 | 44742314.1877 | 75929448.5204 | 142354722.9261 | 233868856.8761 | 249062500.8631 | 316450805.3792 | 264132839.4203 | 358071528.34 | 361446215.1567 | 289168931.9335 | 348368346.095 | 461680003.8699 | 554830330.8698 | 671990466.4331 | 842679090.5225 | 723947169.3464 | 701600121.2874 | 852602342.5582 | 1132334346.6743 | 1177455489.2576 | 1240472732.9161 | 1234524227.3439
Present value of costs for each option
| Option name |  | Units | PV | 2023 | 2024 | 2025 | 2026 | 2027 | 2028 | 2029 | 2030 | 2031 | 2032 | 2033 | 2034 | 2035 | 2036 | 2037 | 2038 | 2039 | 2040 | 2041 | 2042 | 2043 | 2044 | 2045 | 2046 | 2047 | 2048 | 2049 | 2050
| Option 5 | VNIW (via Bulgana and Kerang) crossing the Murray River near Echuca (Yorta Yorta Country) | $ | -2161014531.9567 | -62291611.7972 | -273621011.4678 | -246122621.86 | -214389906.1224 | -24288922.2596 | -493045694.7524 | -1389686322.3981 | -669355119.3907 | -33853277.8376 | -36700259.7914 | -36700259.7914 | -36700259.7914 | -36700259.7914 | -36700259.7914 | -36700259.7914 | -36700259.7914 | -36700259.7914 | -36700259.7914 | -36700259.7914 | -36700259.7914 | -36700259.7914 | -36700259.7914 | -36700259.7914 | -36700259.7914 | -36700259.7914 | -36700259.7914 | -36700259.7914 | 2020095142.1238
| Option 5A | VNIW (via Bulgana and Kerang) crossing the Murray River north of Kerang (Wamba Wamba Country) | $ | -2216839055.1993 | -62291611.5903 | -273621011.2863 | -249509654.5703 | -223943919.7383 | -24831484.9283 | -509341743.9522 | -1430282580.163 | -690885692.8736 | -34972189.7095 | -37654689.5753 | -37654689.5753 | -37654689.5753 | -37654689.5753 | -37654689.5753 | -37654689.5753 | -37654689.5753 | -37654689.5753 | -37654689.5753 | -37654689.5753 | -37654689.5753 | -37654689.5753 | -37654689.5753 | -37654689.5753 | -37654689.5753 | -37654689.5753 | -37654689.5753 | -37654689.5753 | 2079169606.6401
| Option 5A (western sensitivity) | Same as Option 5A but connecting to the existing 200kV network on the west side of Kerang | $ | -2216698332.6659 | -62291611.8191 | -273621010.8933 | -249509655.1804 | -223943919.0226 | -24831485.0663 | -509341743.692 | -1430282581.3482 | -690885692.7874 | -34972188.7516 | -37633981.3159 | -37633981.3159 | -37633981.3159 | -37633981.3159 | -37633981.3159 | -37633981.3159 | -37633981.3159 | -37633981.3159 | -37633981.3159 | -37633981.3159 | -37633981.3159 | -37633981.3159 | -37633981.3159 | -37633981.3159 | -37633981.3159 | -37633981.3159 | -37633981.3159 | -37633981.3159 | 2079190314.7243
| Option 5 (without series compensation) | Option 5 without series compensation | $ | -2115566909.0788 | -62291611.7972 | -273621011.4678 | -246122621.86 | -214389906.1224 | -23865210.9282 | -480319384.7787 | -1346770191.0437 | -651295080.1209 | -32979469.7667 | -35950259.7914 | -35950259.7914 | -35950259.7914 | -35950259.7914 | -35950259.7914 | -35950259.7914 | -35950259.7914 | -35950259.7914 | -35950259.7914 | -35950259.7914 | -35950259.7914 | -35950259.7914 | -35950259.7914 | -35950259.7914 | -35950259.7914 | -35950259.7914 | -35950259.7914 | -35950259.7914 | 1981470142.1238
Incremental cost calculation | bar: 2023 to 2050
| Capital outflow | Commission in 2031/32 |  | 2032
| Option name | Capex component | Units | PV | 2023 | 2024 | 2025 | 2026 | 2027 | 2028 | 2029 | 2030 | 2031 | 2032 | 2033 | 2034 | 2035 | 2036 | 2037 | 2038 | 2039 | 2040 | 2041 | 2042 | 2043 | 2044 | 2045 | 2046 | 2047 | 2048 | 2049 | 2050 |  | Annual depreciation | Years in analysis | Terminal value
| Option 5 | NSW early works | $ | -36550137.9483 | -22833652.116 | -20032628.0748 | -3797808.5126 | -3145698.7533 | 0 | 0 | 0 | 0 | 0 | 0 | 0 | 0 | 0 | 0 | 0 | 0 | 0 | 0 | 0 | 0 | 0 | 0 | 0 | 0 | 0 | 0 | 0 | 30694566.5781 |  | 990147.309 | 19 | 30694566.5781
| Option 5 | NSW 500kV substation works | $ | -190613517.461 | 0 | 0 | 0 | 0 | -2001563.1451 | -60117611.0504 | -202730822.8294 | -85313529.1078 | -4127767.8955 | 0 | 0 | 0 | 0 | 0 | 0 | 0 | 0 | 0 | 0 | 0 | 0 | 0 | 0 | 0 | 0 | 0 | 0 | 186002929.3648 |  | 8857282.3507 | 19 | 186002929.3648
| Option 5 | NSW 500kV line works | $ | -388866576.8473 | 0 | 0 | 0 | 0 | -5085059.2852 | -152731437.4414 | -380480245.6974 | -201790961.52 | -10486776.056 | 0 | 0 | 0 | 0 | 0 | 0 | 0 | 0 | 0 | 0 | 0 | 0 | 0 | 0 | 0 | 0 | 0 | 0 | 465356177.6 |  | 15011489.6 | 19 | 465356177.6
| Option 5 | NSW 500kV PEC Enhanced Line Works (Dinawan to Wagga) | $ | -129941788.9521 | 0 | -163350000 | -18150000 | 0 | 0 | 0 | 0 | 0 | 0 | 0 | 0 | 0 | 0 | 0 | 0 | 0 | 0 | 0 | 0 | 0 | 0 | 0 | 0 | 0 | 0 | 0 | 0 | 112530000 |  | 3630000 | 19 | 112530000
| Option 5 | NSW power flow control and repeater site | $ | -98508277.7576 | 0 | 0 | 0 | 0 | -1034399.5582 | -31068532.8426 | -104770451.0746 | -44089679.1255 | -2133213.3827 | 0 | 0 | 0 | 0 | 0 | 0 | 0 | 0 | 0 | 0 | 0 | 0 | 0 | 0 | 0 | 0 | 0 | 0 | 96125544.8914 |  | 4577406.8996 | 19 | 96125544.8914
| Option 5 | NSW property/land access/easements | $ | -37846136.8555 | 0 | 0 | -35908505.9575 | -29742769.2968 | 0 | 0 | 0 | 0 | 0 | 0 | 0 | 0 | 0 | 0 | 0 | 0 | 0 | 0 | 0 | 0 | 0 | 0 | 0 | 0 | 0 | 0 | 0 | 65651275.2543 |  | 0 | 19 | 65651275.2543
| Option 5 | NSW biodiversity offset costs | $ | -42140775.7096 | 0 | 0 | 0 | -66479309.3566 | 0 | 0 | 0 | 0 | 0 | 0 | 0 | 0 | 0 | 0 | 0 | 0 | 0 | 0 | 0 | 0 | 0 | 0 | 0 | 0 | 0 | 0 | 0 | 41217171.8011 |  | 1329586.1871 | 19 | 41217171.8011
| Option 5 | VIC early works | $ | -44456177.0534 | -27772723.6675 | -24365819.4067 | -4619299.8749 | -3826134.4166 | 0 | 0 | 0 | 0 | 0 | 0 | 0 | 0 | 0 | 0 | 0 | 0 | 0 | 0 | 0 | 0 | 0 | 0 | 0 | 0 | 0 | 0 | 0 | 37334006.4628 |  | 1204322.7891 | 19 | 37334006.4628
| Option 5 | VIC 500kV substation works | $ | -203746797.2562 | 0 | 0 | 0 | 0 | -2139470.9344 | -64259717.1143 | -216698985.5011 | -91191635.0418 | -4412171.2863 | 0 | 0 | 0 | 0 | 0 | 0 | 0 | 0 | 0 | 0 | 0 | 0 | 0 | 0 | 0 | 0 | 0 | 0 | 198818539.4359 |  | 9467549.4969 | 19 | 198818539.4359
| Option 5 | VIC 500kV line works | $ | -399986045.3259 | 0 | 0 | 0 | 0 | -5230464.3156 | -157098725.6205 | -391359910.7307 | -207561085.1806 | -10786640.7981 | 0 | 0 | 0 | 0 | 0 | 0 | 0 | 0 | 0 | 0 | 0 | 0 | 0 | 0 | 0 | 0 | 0 | 0 | 478662832.5202 |  | 15440736.5329 | 19 | 478662832.5202
| Option 5 | VIC power flow control and repeater site | $ | -88048651.8874 | 0 | 0 | 0 | 0 | -924566.8352 | -27769670.6833 | -93645906.5648 | -39408229.415 | -1906708.4189 | 0 | 0 | 0 | 0 | 0 | 0 | 0 | 0 | 0 | 0 | 0 | 0 | 0 | 0 | 0 | 0 | 0 | 0 | 85918918.0065 |  | 4091377.0479 | 19 | 85918918.0065
| Option 5 | VIC property/land access/easements | $ | -30588884.6069 | 0 | 0 | -29022807.515 | -24039392.485 | 0 | 0 | 0 | 0 | 0 | 0 | 0 | 0 | 0 | 0 | 0 | 0 | 0 | 0 | 0 | 0 | 0 | 0 | 0 | 0 | 0 | 0 | 0 | 53062200 |  | 0 | 19 | 53062200
| Option 5 | VIC biodiversity offset costs | $ | -7698389.5475 | 0 | 0 | 0 | -7567201.8141 | -4884798.1859 | 0 | 0 | 0 | 0 | 0 | 0 | 0 | 0 | 0 | 0 | 0 | 0 | 0 | 0 | 0 | 0 | 0 | 0 | 0 | 0 | 0 | 0 | 7720240 |  | 249040 | 19 | 7720240
| Option 5 | VIC WRL Option C2 incremental - substation works | $ | -25497669.3316 | -367600 | -6249200 | -20953200 | -8822400 | -367600 | 0 | 0 | 0 | 0 | 0 | 0 | 0 | 0 | 0 | 0 | 0 | 0 | 0 | 0 | 0 | 0 | 0 | 0 | 0 | 0 | 0 | 0 | 19299000 |  | 919000 | 19 | 19299000
| Option 5 | VIC WRL Option C2 incremental - lines works | $ | -176546701.7174 | -2621000 | -52420000 | -133671000 | -70767000 | -2621000 | 0 | 0 | 0 | 0 | 0 | 0 | 0 | 0 | 0 | 0 | 0 | 0 | 0 | 0 | 0 | 0 | 0 | 0 | 0 | 0 | 0 | 0 | 162502000 |  | 5242000 | 19 | 162502000
| Option 5 | VIC WRL Option C2 incremental - power flow control and repeater site | $ | 0 | 0 | 0 | 0 | 0 | 0 | 0 | 0 | 0 | 0 | 0 | 0 | 0 | 0 | 0 | 0 | 0 | 0 | 0 | 0 | 0 | 0 | 0 | 0 | 0 | 0 | 0 | 0 | 0 |  | 0 | 19 | 0
| Option 5 | VIC WRL Option C2 incremental - land/access/easements | $ | -10582293.7944 | -8696636.0137 | -7203363.9863 | 0 | 0 | 0 | 0 | 0 | 0 | 0 | 0 | 0 | 0 | 0 | 0 | 0 | 0 | 0 | 0 | 0 | 0 | 0 | 0 | 0 | 0 | 0 | 0 | 0 | 15900000 |  | 0 | 19 | 15900000
| Option 5 | VIC WRL Option C2 incremental - biodiversity offset costs | $ | 0 | 0 | 0 | 0 | 0 | 0 | 0 | 0 | 0 | 0 | 0 | 0 | 0 | 0 | 0 | 0 | 0 | 0 | 0 | 0 | 0 | 0 | 0 | 0 | 0 | 0 | 0 | 0 | 0 |  | 0 | 19 | 0
| Option 5A | NSW early works | $ | -36550137.6171 | -22833651.9091 | -20032627.8933 | -3797808.4782 | -3145698.7248 | 0 | 0 | 0 | 0 | 0 | 0 | 0 | 0 | 0 | 0 | 0 | 0 | 0 | 0 | 0 | 0 | 0 | 0 | 0 | 0 | 0 | 0 | 0 | 30694566.3 |  | 990147.3 | 19 | 30694566.3
| Option 5A | NSW 500kV substation works | $ | -190613517.4459 | 0 | 0 | 0 | 0 | -2001563.1449 | -60117611.0456 | -202730822.8133 | -85313529.101 | -4127767.8952 | 0 | 0 | 0 | 0 | 0 | 0 | 0 | 0 | 0 | 0 | 0 | 0 | 0 | 0 | 0 | 0 | 0 | 0 | 186002929.35 |  | 8857282.35 | 19 | 186002929.35
| Option 5A | NSW 500kV line works | $ | -430357634.4541 | 0 | 0 | 0 | 0 | -5627621.954 | -169027486.6432 | -421076503.469 | -223321535.0058 | -11605687.928 | 0 | 0 | 0 | 0 | 0 | 0 | 0 | 0 | 0 | 0 | 0 | 0 | 0 | 0 | 0 | 0 | 0 | 0 | 515008477.7 |  | 16613176.7 | 19 | 515008477.7
| Option 5A | NSW 500kV PEC Enhanced Line Works (Dinawan to Wagga) | $ | -129941788.9521 | 0 | -163350000 | -18150000 | 0 | 0 | 0 | 0 | 0 | 0 | 0 | 0 | 0 | 0 | 0 | 0 | 0 | 0 | 0 | 0 | 0 | 0 | 0 | 0 | 0 | 0 | 0 | 0 | 112530000 |  | 3630000 | 19 | 112530000
| Option 5A | NSW power flow control and repeater site | $ | -98508277.7665 | 0 | 0 | 0 | 0 | -1034399.5583 | -31068532.8454 | -104770451.0841 | -44089679.1294 | -2133213.3829 | 0 | 0 | 0 | 0 | 0 | 0 | 0 | 0 | 0 | 0 | 0 | 0 | 0 | 0 | 0 | 0 | 0 | 0 | 96125544.9 |  | 4577406.9 | 19 | 96125544.9
| Option 5A | NSW property/land access/easements | $ | -41415934.6337 | 0 | 0 | -39295538.7022 | -32548225.2978 | 0 | 0 | 0 | 0 | 0 | 0 | 0 | 0 | 0 | 0 | 0 | 0 | 0 | 0 | 0 | 0 | 0 | 0 | 0 | 0 | 0 | 0 | 0 | 71843764 |  | 0 | 19 | 71843764
| Option 5A | NSW biodiversity offset costs | $ | -46418639.8566 | 0 | 0 | 0 | -73227867 | 0 | 0 | 0 | 0 | 0 | 0 | 0 | 0 | 0 | 0 | 0 | 0 | 0 | 0 | 0 | 0 | 0 | 0 | 0 | 0 | 0 | 0 | 0 | 45401277.54 |  | 1464557.34 | 19 | 45401277.54
| Option 5A | VIC early works | $ | -44456177.0534 | -27772723.6675 | -24365819.4067 | -4619299.8749 | -3826134.4166 | 0 | 0 | 0 | 0 | 0 | 0 | 0 | 0 | 0 | 0 | 0 | 0 | 0 | 0 | 0 | 0 | 0 | 0 | 0 | 0 | 0 | 0 | 0 | 37334006.4628 |  | 1204322.7891 | 19 | 37334006.4628
| Option 5A | VIC 500kV substation works | $ | -203746797.2562 | 0 | 0 | 0 | 0 | -2139470.9344 | -64259717.1143 | -216698985.5011 | -91191635.0418 | -4412171.2863 | 0 | 0 | 0 | 0 | 0 | 0 | 0 | 0 | 0 | 0 | 0 | 0 | 0 | 0 | 0 | 0 | 0 | 0 | 198818539.4359 |  | 9467549.4969 | 19 | 198818539.4359
| Option 5A | VIC 500kV line works | $ | -399986045.3259 | 0 | 0 | 0 | 0 | -5230464.3156 | -157098725.6205 | -391359910.7307 | -207561085.1806 | -10786640.7981 | 0 | 0 | 0 | 0 | 0 | 0 | 0 | 0 | 0 | 0 | 0 | 0 | 0 | 0 | 0 | 0 | 0 | 0 | 478662832.5202 |  | 15440736.5329 | 19 | 478662832.5202
| Option 5A | VIC power flow control and repeater site | $ | -88048651.8874 | 0 | 0 | 0 | 0 | -924566.8352 | -27769670.6833 | -93645906.5648 | -39408229.415 | -1906708.4189 | 0 | 0 | 0 | 0 | 0 | 0 | 0 | 0 | 0 | 0 | 0 | 0 | 0 | 0 | 0 | 0 | 0 | 0 | 85918918.0065 |  | 4091377.0479 | 19 | 85918918.0065
| Option 5A | VIC property/land access/easements | $ | -30588884.6069 | 0 | 0 | -29022807.515 | -24039392.485 | 0 | 0 | 0 | 0 | 0 | 0 | 0 | 0 | 0 | 0 | 0 | 0 | 0 | 0 | 0 | 0 | 0 | 0 | 0 | 0 | 0 | 0 | 0 | 53062200 |  | 0 | 19 | 53062200
| Option 5A | VIC biodiversity offset costs | $ | -7698389.5475 | 0 | 0 | 0 | -7567201.8141 | -4884798.1859 | 0 | 0 | 0 | 0 | 0 | 0 | 0 | 0 | 0 | 0 | 0 | 0 | 0 | 0 | 0 | 0 | 0 | 0 | 0 | 0 | 0 | 0 | 7720240 |  | 249040 | 19 | 7720240
| Option 5A | VIC WRL Option C2 incremental - substation works | $ | -25497669.3316 | -367600 | -6249200 | -20953200 | -8822400 | -367600 | 0 | 0 | 0 | 0 | 0 | 0 | 0 | 0 | 0 | 0 | 0 | 0 | 0 | 0 | 0 | 0 | 0 | 0 | 0 | 0 | 0 | 0 | 19299000 |  | 919000 | 19 | 19299000
| Option 5A | VIC WRL Option C2 incremental - lines works | $ | -176546701.7174 | -2621000 | -52420000 | -133671000 | -70767000 | -2621000 | 0 | 0 | 0 | 0 | 0 | 0 | 0 | 0 | 0 | 0 | 0 | 0 | 0 | 0 | 0 | 0 | 0 | 0 | 0 | 0 | 0 | 0 | 162502000 |  | 5242000 | 19 | 162502000
| Option 5A | VIC WRL Option C2 incremental - power flow control and repeater site | $ | 0 | 0 | 0 | 0 | 0 | 0 | 0 | 0 | 0 | 0 | 0 | 0 | 0 | 0 | 0 | 0 | 0 | 0 | 0 | 0 | 0 | 0 | 0 | 0 | 0 | 0 | 0 | 0 | 0 |  | 0 | 19 | 0
| Option 5A | VIC WRL Option C2 incremental - land/access/easements | $ | -10582293.7944 | -8696636.0137 | -7203363.9863 | 0 | 0 | 0 | 0 | 0 | 0 | 0 | 0 | 0 | 0 | 0 | 0 | 0 | 0 | 0 | 0 | 0 | 0 | 0 | 0 | 0 | 0 | 0 | 0 | 0 | 15900000 |  | 0 | 19 | 15900000
| Option 5A | VIC WRL Option C2 incremental - biodiversity offset costs | $ | 0 | 0 | 0 | 0 | 0 | 0 | 0 | 0 | 0 | 0 | 0 | 0 | 0 | 0 | 0 | 0 | 0 | 0 | 0 | 0 | 0 | 0 | 0 | 0 | 0 | 0 | 0 | 0 | 0 |  | 0 | 19 | 0
| Option 5A (western sensitivity) | NSW early works | $ | -36550137.6171 | -22833651.9091 | -20032627.8933 | -3797808.4782 | -3145698.7248 | 0 | 0 | 0 | 0 | 0 | 0 | 0 | 0 | 0 | 0 | 0 | 0 | 0 | 0 | 0 | 0 | 0 | 0 | 0 | 0 | 0 | 0 | 0 | 30694566.3 |  | 990147.3 | 19 | 30694566.3
| Option 5A (western sensitivity) | NSW 500kV substation works | $ | -190613517.4459 | 0 | 0 | 0 | 0 | -2001563.1449 | -60117611.0456 | -202730822.8133 | -85313529.101 | -4127767.8952 | 0 | 0 | 0 | 0 | 0 | 0 | 0 | 0 | 0 | 0 | 0 | 0 | 0 | 0 | 0 | 0 | 0 | 0 | 186002929.35 |  | 8857282.35 | 19 | 186002929.35
| Option 5A (western sensitivity) | NSW 500kV line works | $ | -430357634.4541 | 0 | 0 | 0 | 0 | -5627621.954 | -169027486.6432 | -421076503.469 | -223321535.0058 | -11605687.928 | 0 | 0 | 0 | 0 | 0 | 0 | 0 | 0 | 0 | 0 | 0 | 0 | 0 | 0 | 0 | 0 | 0 | 0 | 515008477.7 |  | 16613176.7 | 19 | 515008477.7
| Option 5A (western sensitivity) | NSW 500kV PEC Enhanced Line Works (Dinawan to Wagga) | $ | -129941788.9521 | 0 | -163350000 | -18150000 | 0 | 0 | 0 | 0 | 0 | 0 | 0 | 0 | 0 | 0 | 0 | 0 | 0 | 0 | 0 | 0 | 0 | 0 | 0 | 0 | 0 | 0 | 0 | 0 | 112530000 |  | 3630000 | 19 | 112530000
| Option 5A (western sensitivity) | NSW power flow control and repeater site | $ | -98508277.7665 | 0 | 0 | 0 | 0 | -1034399.5583 | -31068532.8454 | -104770451.0841 | -44089679.1294 | -2133213.3829 | 0 | 0 | 0 | 0 | 0 | 0 | 0 | 0 | 0 | 0 | 0 | 0 | 0 | 0 | 0 | 0 | 0 | 0 | 96125544.9 |  | 4577406.9 | 19 | 96125544.9
| Option 5A (western sensitivity) | NSW property/land access/easements | $ | -41415934.6337 | 0 | 0 | -39295538.7022 | -32548225.2978 | 0 | 0 | 0 | 0 | 0 | 0 | 0 | 0 | 0 | 0 | 0 | 0 | 0 | 0 | 0 | 0 | 0 | 0 | 0 | 0 | 0 | 0 | 0 | 71843764 |  | 0 | 19 | 71843764
| Option 5A (western sensitivity) | NSW biodiversity offset costs | $ | -46418639.8566 | 0 | 0 | 0 | -73227867 | 0 | 0 | 0 | 0 | 0 | 0 | 0 | 0 | 0 | 0 | 0 | 0 | 0 | 0 | 0 | 0 | 0 | 0 | 0 | 0 | 0 | 0 | 0 | 45401277.54 |  | 1464557.34 | 19 | 45401277.54
| Option 5A (western sensitivity) | VIC early works | $ | -44456176.767 | -27772723.91 | -24365819 | -4619300 | -3826134 | 0 | 0 | 0 | 0 | 0 | 0 | 0 | 0 | 0 | 0 | 0 | 0 | 0 | 0 | 0 | 0 | 0 | 0 | 0 | 0 | 0 | 0 | 0 | 37334006.18 |  | 1204322.78 | 19 | 37334006.18
| Option 5A (western sensitivity) | VIC 500kV substation works | $ | -203746797.3433 | 0 | 0 | 0 | 0 | -2139471 | -64259717 | -216698986 | -91191635 | -4412171 | 0 | 0 | 0 | 0 | 0 | 0 | 0 | 0 | 0 | 0 | 0 | 0 | 0 | 0 | 0 | 0 | 0 | 0 | 198818539.5 |  | 9467549.5 | 19 | 198818539.5
| Option 5A (western sensitivity) | VIC 500kV line works | $ | -399986045.3203 | 0 | 0 | 0 | 0 | -5230464.4092 | -157098725.1578 | -391359910.9818 | -207561085.5511 | -10786640.5456 | 0 | 0 | 0 | 0 | 0 | 0 | 0 | 0 | 0 | 0 | 0 | 0 | 0 | 0 | 0 | 0 | 0 | 0 | 478662832.5202 |  | 15440736.5329 | 19 | 478662832.5202
| Option 5A (western sensitivity) | VIC power flow control and repeater site | $ | -88048651.9974 | 0 | 0 | 0 | 0 | -924567 | -27769671 | -93645907 | -39408229 | -1906708 | 0 | 0 | 0 | 0 | 0 | 0 | 0 | 0 | 0 | 0 | 0 | 0 | 0 | 0 | 0 | 0 | 0 | 0 | 85918918.05 |  | 4091377.05 | 19 | 85918918.05
| Option 5A (western sensitivity) | VIC property/land access/easements | $ | -30588884.6273 | 0 | 0 | -29022808 | -24039392 | 0 | 0 | 0 | 0 | 0 | 0 | 0 | 0 | 0 | 0 | 0 | 0 | 0 | 0 | 0 | 0 | 0 | 0 | 0 | 0 | 0 | 0 | 0 | 53062200 |  | 0 | 19 | 53062200
| Option 5A (western sensitivity) | VIC biodiversity offset costs | $ | -7698389.5549 | 0 | 0 | 0 | -7567202 | -4884798 | 0 | 0 | 0 | 0 | 0 | 0 | 0 | 0 | 0 | 0 | 0 | 0 | 0 | 0 | 0 | 0 | 0 | 0 | 0 | 0 | 0 | 0 | 7720240 |  | 249040 | 19 | 7720240
| Option 5A (western sensitivity) | VIC WRL Option C2 incremental - substation works | $ | -25497669.3316 | -367600 | -6249200 | -20953200 | -8822400 | -367600 | 0 | 0 | 0 | 0 | 0 | 0 | 0 | 0 | 0 | 0 | 0 | 0 | 0 | 0 | 0 | 0 | 0 | 0 | 0 | 0 | 0 | 0 | 19299000 |  | 919000 | 19 | 19299000
| Option 5A (western sensitivity) | VIC WRL Option C2 incremental - lines works | $ | -176546701.7174 | -2621000 | -52420000 | -133671000 | -70767000 | -2621000 | 0 | 0 | 0 | 0 | 0 | 0 | 0 | 0 | 0 | 0 | 0 | 0 | 0 | 0 | 0 | 0 | 0 | 0 | 0 | 0 | 0 | 0 | 162502000 |  | 5242000 | 19 | 162502000
| Option 5A (western sensitivity) | VIC WRL Option C2 incremental - power flow control and repeater site | $ | 0 | 0 | 0 | 0 | 0 | 0 | 0 | 0 | 0 | 0 | 0 | 0 | 0 | 0 | 0 | 0 | 0 | 0 | 0 | 0 | 0 | 0 | 0 | 0 | 0 | 0 | 0 | 0 | 0 |  | 0 | 19 | 0
| Option 5A (western sensitivity) | VIC WRL Option C2 incremental - land/access/easements | $ | -10582293.7938 | -8696636 | -7203364 | 0 | 0 | 0 | 0 | 0 | 0 | 0 | 0 | 0 | 0 | 0 | 0 | 0 | 0 | 0 | 0 | 0 | 0 | 0 | 0 | 0 | 0 | 0 | 0 | 0 | 15900000 |  | 0 | 19 | 15900000
| Option 5A (western sensitivity) | VIC WRL Option C2 incremental - biodiversity offset costs | $ | 0 | 0 | 0 | 0 | 0 | 0 | 0 | 0 | 0 | 0 | 0 | 0 | 0 | 0 | 0 | 0 | 0 | 0 | 0 | 0 | 0 | 0 | 0 | 0 | 0 | 0 | 0 | 0 | 0 |  | 0 | 19 | 0
| Option 5 (without series compensation) | NSW early works | $ | -36550137.9483 | -22833652.116 | -20032628.0748 | -3797808.5126 | -3145698.7533 | 0 | 0 | 0 | 0 | 0 | 0 | 0 | 0 | 0 | 0 | 0 | 0 | 0 | 0 | 0 | 0 | 0 | 0 | 0 | 0 | 0 | 0 | 0 | 30694566.5781 |  | 990147.309 | 19 | 30694566.5781
| Option 5 (without series compensation) | NSW 500kV substation works | $ | -190613517.461 | 0 | 0 | 0 | 0 | -2001563.1451 | -60117611.0504 | -202730822.8294 | -85313529.1078 | -4127767.8955 | 0 | 0 | 0 | 0 | 0 | 0 | 0 | 0 | 0 | 0 | 0 | 0 | 0 | 0 | 0 | 0 | 0 | 0 | 186002929.3648 |  | 8857282.3507 | 19 | 186002929.3648
| Option 5 (without series compensation) | NSW 500kV line works | $ | -388866576.8473 | 0 | 0 | 0 | 0 | -5085059.2852 | -152731437.4414 | -380480245.6974 | -201790961.52 | -10486776.056 | 0 | 0 | 0 | 0 | 0 | 0 | 0 | 0 | 0 | 0 | 0 | 0 | 0 | 0 | 0 | 0 | 0 | 0 | 465356177.6 |  | 15011489.6 | 19 | 465356177.6
| Option 5 (without series compensation) | NSW 500kV PEC Enhanced Line Works (Dinawan to Wagga) | $ | -129941788.9521 | 0 | -163350000 | -18150000 | 0 | 0 | 0 | 0 | 0 | 0 | 0 | 0 | 0 | 0 | 0 | 0 | 0 | 0 | 0 | 0 | 0 | 0 | 0 | 0 | 0 | 0 | 0 | 0 | 112530000 |  | 3630000 | 19 | 112530000
| Option 5 (without series compensation) | NSW power flow control and repeater site | $ | -98508277.7576 | 0 | 0 | 0 | 0 | -1034399.5582 | -31068532.8426 | -104770451.0746 | -44089679.1255 | -2133213.3827 | 0 | 0 | 0 | 0 | 0 | 0 | 0 | 0 | 0 | 0 | 0 | 0 | 0 | 0 | 0 | 0 | 0 | 0 | 96125544.8914 |  | 4577406.8996 | 19 | 96125544.8914
| Option 5 (without series compensation) | NSW property/land access/easements | $ | -37846136.8555 | 0 | 0 | -35908505.9575 | -29742769.2968 | 0 | 0 | 0 | 0 | 0 | 0 | 0 | 0 | 0 | 0 | 0 | 0 | 0 | 0 | 0 | 0 | 0 | 0 | 0 | 0 | 0 | 0 | 0 | 65651275.2543 |  | 0 | 19 | 65651275.2543
| Option 5 (without series compensation) | NSW biodiversity offset costs | $ | -42140775.7096 | 0 | 0 | 0 | -66479309.3566 | 0 | 0 | 0 | 0 | 0 | 0 | 0 | 0 | 0 | 0 | 0 | 0 | 0 | 0 | 0 | 0 | 0 | 0 | 0 | 0 | 0 | 0 | 0 | 41217171.8011 |  | 1329586.1871 | 19 | 41217171.8011
| Option 5 (without series compensation) | VIC early works | $ | -44456177.0534 | -27772723.6675 | -24365819.4067 | -4619299.8749 | -3826134.4166 | 0 | 0 | 0 | 0 | 0 | 0 | 0 | 0 | 0 | 0 | 0 | 0 | 0 | 0 | 0 | 0 | 0 | 0 | 0 | 0 | 0 | 0 | 0 | 37334006.4628 |  | 1204322.7891 | 19 | 37334006.4628
| Option 5 (without series compensation) | VIC 500kV substation works | $ | -203746797.2562 | 0 | 0 | 0 | 0 | -2139470.9344 | -64259717.1143 | -216698985.5011 | -91191635.0418 | -4412171.2863 | 0 | 0 | 0 | 0 | 0 | 0 | 0 | 0 | 0 | 0 | 0 | 0 | 0 | 0 | 0 | 0 | 0 | 0 | 198818539.4359 |  | 9467549.4969 | 19 | 198818539.4359
| Option 5 (without series compensation) | VIC 500kV line works | $ | -399986045.3259 | 0 | 0 | 0 | 0 | -5230464.3156 | -157098725.6205 | -391359910.7307 | -207561085.1806 | -10786640.7981 | 0 | 0 | 0 | 0 | 0 | 0 | 0 | 0 | 0 | 0 | 0 | 0 | 0 | 0 | 0 | 0 | 0 | 0 | 478662832.5202 |  | 15440736.5329 | 19 | 478662832.5202
| Option 5 (without series compensation) | VIC power flow control and repeater site | $ | -47697635.5047 | 0 | 0 | 0 | 0 | -500855.5039 | -15043360.7096 | -50729775.2105 | -21348190.1452 | -1032900.348 | 0 | 0 | 0 | 0 | 0 | 0 | 0 | 0 | 0 | 0 | 0 | 0 | 0 | 0 | 0 | 0 | 0 | 0 | 46543918.0065 |  | 2216377.0479 | 19 | 46543918.0065
| Option 5 (without series compensation) | VIC property/land access/easements | $ | -30588884.6069 | 0 | 0 | -29022807.515 | -24039392.485 | 0 | 0 | 0 | 0 | 0 | 0 | 0 | 0 | 0 | 0 | 0 | 0 | 0 | 0 | 0 | 0 | 0 | 0 | 0 | 0 | 0 | 0 | 0 | 53062200 |  | 0 | 19 | 53062200
| Option 5 (without series compensation) | VIC biodiversity offset costs | $ | -7698389.5475 | 0 | 0 | 0 | -7567201.8141 | -4884798.1859 | 0 | 0 | 0 | 0 | 0 | 0 | 0 | 0 | 0 | 0 | 0 | 0 | 0 | 0 | 0 | 0 | 0 | 0 | 0 | 0 | 0 | 0 | 7720240 |  | 249040 | 19 | 7720240
| Option 5 (without series compensation) | VIC WRL Option C2 incremental - substation works | $ | -25497669.3316 | -367600 | -6249200 | -20953200 | -8822400 | -367600 | 0 | 0 | 0 | 0 | 0 | 0 | 0 | 0 | 0 | 0 | 0 | 0 | 0 | 0 | 0 | 0 | 0 | 0 | 0 | 0 | 0 | 0 | 19299000 |  | 919000 | 19 | 19299000
| Option 5 (without series compensation) | VIC WRL Option C2 incremental - lines works | $ | -176546701.7174 | -2621000 | -52420000 | -133671000 | -70767000 | -2621000 | 0 | 0 | 0 | 0 | 0 | 0 | 0 | 0 | 0 | 0 | 0 | 0 | 0 | 0 | 0 | 0 | 0 | 0 | 0 | 0 | 0 | 0 | 162502000 |  | 5242000 | 19 | 162502000
| Option 5 (without series compensation) | VIC WRL Option C2 incremental - power flow control and repeater site | $ | 0 | 0 | 0 | 0 | 0 | 0 | 0 | 0 | 0 | 0 | 0 | 0 | 0 | 0 | 0 | 0 | 0 | 0 | 0 | 0 | 0 | 0 | 0 | 0 | 0 | 0 | 0 | 0 | 0 |  | 0 | 19 | 0
| Option 5 (without series compensation) | VIC WRL Option C2 incremental - land/access/easements | $ | -10582293.7944 | -8696636.0137 | -7203363.9863 | 0 | 0 | 0 | 0 | 0 | 0 | 0 | 0 | 0 | 0 | 0 | 0 | 0 | 0 | 0 | 0 | 0 | 0 | 0 | 0 | 0 | 0 | 0 | 0 | 0 | 15900000 |  | 0 | 19 | 15900000
| Option 5 (without series compensation) | VIC WRL Option C2 incremental - biodiversity offset costs | $ | 0 | 0 | 0 | 0 | 0 | 0 | 0 | 0 | 0 | 0 | 0 | 0 | 0 | 0 | 0 | 0 | 0 | 0 | 0 | 0 | 0 | 0 | 0 | 0 | 0 | 0 | 0 | 0 | 0 |  | 0 | 19 | 0
Capital cost (network)
| Option name |  | Units | PV | 2023 | 2024 | 2025 | 2026 | 2027 | 2028 | 2029 | 2030 | 2031 | 2032 | 2033 | 2034 | 2035 | 2036 | 2037 | 2038 | 2039 | 2040 | 2041 | 2042 | 2043 | 2044 | 2045 | 2046 | 2047 | 2048 | 2049 | 2050
| Option 5 | VNIW (via Bulgana and Kerang) crossing the Murray River near Echuca (Yorta Yorta Country) | $ | -1911618822.052 | -62291611.7972 | -273621011.4678 | -246122621.86 | -214389906.1224 | -24288922.2596 | -493045694.7524 | -1389686322.3981 | -669355119.3907 | -33853277.8376 | 0 | 0 | 0 | 0 | 0 | 0 | 0 | 0 | 0 | 0 | 0 | 0 | 0 | 0 | 0 | 0 | 0 | 0 | 2056795401.9152
| Option 5A | VNIW (via Bulgana and Kerang) crossing the Murray River north of Kerang (Wamba Wamba Country) | $ | -1960957541.2466 | -62291611.5903 | -273621011.2863 | -249509654.5703 | -223943919.7383 | -24831484.9283 | -509341743.9522 | -1430282580.163 | -690885692.8736 | -34972189.7095 | 0 | 0 | 0 | 0 | 0 | 0 | 0 | 0 | 0 | 0 | 0 | 0 | 0 | 0 | 0 | 0 | 0 | 0 | 2116824296.2154
| Option 5A (western sensitivity) | Same as Option 5A but connecting to the existing 200kV network on the west side of Kerang | $ | -1960957541.179 | -62291611.8191 | -273621010.8933 | -249509655.1804 | -223943919.0226 | -24831485.0663 | -509341743.692 | -1430282581.3482 | -690885692.7874 | -34972188.7516 | 0 | 0 | 0 | 0 | 0 | 0 | 0 | 0 | 0 | 0 | 0 | 0 | 0 | 0 | 0 | 0 | 0 | 0 | 2116824296.0402
| Option 5 (without series compensation) | Option 5 without series compensation | $ | -1871267805.6693 | -62291611.7972 | -273621011.4678 | -246122621.86 | -214389906.1224 | -23865210.9282 | -480319384.7787 | -1346770191.0437 | -651295080.1209 | -32979469.7667 | 0 | 0 | 0 | 0 | 0 | 0 | 0 | 0 | 0 | 0 | 0 | 0 | 0 | 0 | 0 | 0 | 0 | 0 | 2017420401.9152
Operating expenditure
| Option name |  | Units | PV | 2023 | 2024 | 2025 | 2026 | 2027 | 2028 | 2029 | 2030 | 2031 | 2032 | 2033 | 2034 | 2035 | 2036 | 2037 | 2038 | 2039 | 2040 | 2041 | 2042 | 2043 | 2044 | 2045 | 2046 | 2047 | 2048 | 2049 | 2050 | 2051 | 2052 | 2053 | 2054 | 2055 | 2056 | 2057 | 2058 | 2059 | 2060 | 2061 | 2062 | 2063 | 2064 | 2065 | 2066 | 2067 | 2068 | 2069 | 2070 | 2071 | 2072 | 2073 | 2074 | 2075 | 2076 | 2077 | 2078 | 2079 | 2080 | 2081
| Option 5 | VNIW (via Bulgana and Kerang) crossing the Murray River near Echuca (Yorta Yorta Country) | $ | -249395709.9047 | 0 | 0 | 0 | 0 | 0 | 0 | 0 | 0 | 0 | -36700259.7914 | -36700259.7914 | -36700259.7914 | -36700259.7914 | -36700259.7914 | -36700259.7914 | -36700259.7914 | -36700259.7914 | -36700259.7914 | -36700259.7914 | -36700259.7914 | -36700259.7914 | -36700259.7914 | -36700259.7914 | -36700259.7914 | -36700259.7914 | -36700259.7914 | -36700259.7914 | -36700259.7914 | -36700259.7914 | -36700259.7914 | -36700259.7914 | -36700259.7914 | -36700259.7914 | -36700259.7914 | -36700259.7914 | -36700259.7914 | -36700259.7914 | -36700259.7914 | -36700259.7914 | -36700259.7914 | -36700259.7914 | -36700259.7914 | -36700259.7914 | -36700259.7914 | -36700259.7914 | -36700259.7914 | -36700259.7914 | -36700259.7914 | -36700259.7914 | -36700259.7914 | -36700259.7914 | -36700259.7914 | -36700259.7914 | -36700259.7914 | -36700259.7914 | -36700259.7914 | -36700259.7914 | -36700259.7914 | -36700259.7914
| Option 5A | VNIW (via Bulgana and Kerang) crossing the Murray River north of Kerang (Wamba Wamba Country) | $ | -255881513.9527 | 0 | 0 | 0 | 0 | 0 | 0 | 0 | 0 | 0 | -37654689.5753 | -37654689.5753 | -37654689.5753 | -37654689.5753 | -37654689.5753 | -37654689.5753 | -37654689.5753 | -37654689.5753 | -37654689.5753 | -37654689.5753 | -37654689.5753 | -37654689.5753 | -37654689.5753 | -37654689.5753 | -37654689.5753 | -37654689.5753 | -37654689.5753 | -37654689.5753 | -37654689.5753 | -37654689.5753 | -37654689.5753 | -37654689.5753 | -37654689.5753 | -37654689.5753 | -37654689.5753 | -37654689.5753 | -37654689.5753 | -37654689.5753 | -37654689.5753 | -37654689.5753 | -37654689.5753 | -37654689.5753 | -37654689.5753 | -37654689.5753 | -37654689.5753 | -37654689.5753 | -37654689.5753 | -37654689.5753 | -37654689.5753 | -37654689.5753 | -37654689.5753 | -37654689.5753 | -37654689.5753 | -37654689.5753 | -37654689.5753 | -37654689.5753 | -37654689.5753 | -37654689.5753 | -37654689.5753 | -37654689.5753
| Option 5A (western sensitivity) | Same as Option 5A but connecting to the existing 200kV network on the west side of Kerang | $ | -255740791.4869 | 2023: 0; 2024: 0; 2025: 0; 2026: 0; 2027: 0; 2028: 0; 2029: 0; 2030: 0; 2031: 0; 2032: -37633981.3159; 2033: -37633981.3159; 2034: -37633981.3159; 2035: -37633981.3159; 2036: -37633981.3159; 2037: -37633981.3159; 2038: -37633981.3159; 2039: -37633981.3159; 2040: -37633981.3159; 2041: -37633981.3159; 2042: -37633981.3159; 2043: -37633981.3159; 2044: -37633981.3159; 2045: -37633981.3159; 2046: -37633981.3159; 2047: -37633981.3159; 2048: -37633981.3159; 2049: -37633981.3159; 2050: -37633981.3159
| Option 5 (without series compensation) | Option 5 without series compensation | $ | -244299103.4095 | 2023: 0; 2024: 0; 2025: 0; 2026: 0; 2027: 0; 2028: 0; 2029: 0; 2030: 0; 2031: 0; 2032: -35950259.7914; 2033: -35950259.7914; 2034: -35950259.7914; 2035: -35950259.7914; 2036: -35950259.7914; 2037: -35950259.7914; 2038: -35950259.7914; 2039: -35950259.7914; 2040: -35950259.7914; 2041: -35950259.7914; 2042: -35950259.7914; 2043: -35950259.7914; 2044: -35950259.7914; 2045: -35950259.7914; 2046: -35950259.7914; 2047: -35950259.7914; 2048: -35950259.7914; 2049: -35950259.7914; 2050: -35950259.7914
Incremental 'market benefits' calculation | bar: 2023 to 2050
Avoided involuntary load shedding | bar: 2023 to 2050
| Option name |  | Units | PV | 2023 | 2024 | 2025 | 2026 | 2027 | 2028 | 2029 | 2030 | 2031 | 2032 | 2033 | 2034 | 2035 | 2036 | 2037 | 2038 | 2039 | 2040 | 2041 | 2042 | 2043 | 2044 | 2045 | 2046 | 2047 | 2048 | 2049 | 2050
| Option 5 | VNIW (via Bulgana and Kerang) crossing the Murray River near Echuca (Yorta Yorta Country) | $ | -152922.6205 | 0 | -83.5571 | -446339.6776 | -68433.0133 | -632868.889 | -99.1334 | 1105415.3567 | -110.2374 | -116.7236 | -122.6598 | -129.8301 | -136.3818 | -144.5574 | -152.015 | -160.8586 | -169.7876 | -178.4322 | -189.0645 | -199.1197 | -209.2523 | -221.7463 | -234.0427 | -245.9981 | -259.8327 | -273.7895 | -290.4982 | -304.7642 | -321.6338
| Option 5A | VNIW (via Bulgana and Kerang) crossing the Murray River north of Kerang (Wamba Wamba Country) | $ | -91248.9395 | 0 | -80.5571 | -418090.6776 | -65095.0133 | -632881.889 | -96.1334 | 1161091.3567 | -107.2374 | -112.7236 | -119.6598 | -125.8301 | -132.3818 | -139.5574 | -148.015 | -155.8586 | -163.7876 | -173.4322 | -183.0645 | -193.1197 | -203.2523 | -214.7463 | -227.0427 | -238.9981 | -251.8327 | -265.7895 | -281.4982 | -295.7642 | -312.6338
| Option 5A (western sensitivity) | Same as Option 5A but connecting to the existing 200kV network on the west side of Kerang | $ | -99248.7684 | 0 | -32056.5571 | -418566.6776 | -60637.0133 | -601096.889 | -141.1334 | 1151611.3567 | -156.2374 | -164.7236 | -174.6598 | -183.8301 | -193.3818 | -204.5574 | -216.015 | -226.8586 | -239.7876 | -252.4322 | -268.0645 | -281.1197 | -297.2523 | -313.7463 | -332.0427 | -348.9981 | -367.8327 | -388.7895 | -410.4982 | -431.7642 | -455.6338
| Option 5 (without series compensation) | Option 5 without series compensation | $ | 67815.4816 | 0 | -72.0442 | -416215.7547 | -66007.5574 | -634279.6379 | -87.2415 | 1405287.1343 | -96.8421 | -102.206 | -108.0622 | -113.7222 | -119.9718 | -126.6035 | -133.8627 | -140.8539 | -148.7369 | -156.7672 | -165.8665 | -174.5278 | -184.0768 | -194.2708 | -205.5918 | -216.2977 | -228.0627 | -240.7269 | -254.6485 | -267.9267 | -282.6794
Avoided unrelated TNSP expenditure
| Option name |  | Units | PV | 2023 | 2024 | 2025 | 2026 | 2027 | 2028 | 2029 | 2030 | 2031 | 2032 | 2033 | 2034 | 2035 | 2036 | 2037 | 2038 | 2039 | 2040 | 2041 | 2042 | 2043 | 2044 | 2045 | 2046 | 2047 | 2048 | 2049 | 2050
| Option 5 | VNIW (via Bulgana and Kerang) crossing the Murray River near Echuca (Yorta Yorta Country) | $ | 283418377.7199 | 0 | -0.35283 | 3924.0032 | 10248.4566 | 344637.1385 | 4755889.2859 | 6451214.1872 | 6337922.1956 | 16602342.8604 | 17640053.3352 | 9168928.0798 | 6944585.8589 | 3930913.8451 | 3973987.484 | 2724185.6633 | 30641441.7216 | 25596563.2527 | 27523563.8829 | 68984976.1196 | 58679308.7215 | 81398984.903 | 96681951.9617 | 93212035.1488 | 92652763.9094 | 42855840.4957 | 52642924.9931 | 65494177.6855 | 110446934.454
| Option 5A | VNIW (via Bulgana and Kerang) crossing the Murray River north of Kerang (Wamba Wamba Country) | $ | 310426624.1591 | 0 | -1.3528 | 3922.0032 | 9103.4566 | 323340.1385 | 5008834.2859 | 6672509.1872 | 6563943.1956 | 16872325.8604 | 17879514.3352 | 9647393.0798 | 7468011.8589 | 4838663.8451 | 4946519.484 | 3656931.6633 | 33768985.7216 | 28759972.2527 | 31204537.8829 | 73166402.1196 | 62082636.7215 | 88583526.903 | 107113046.9617 | 103240584.1488 | 103688887.9094 | 49837803.4957 | 62777936.9931 | 71435909.6855 | 118912757.454
| Option 5A (western sensitivity) | Same as Option 5A but connecting to the existing 200kV network on the west side of Kerang | $ | 272744117.354 | 0 | -1.3528 | 3896.0032 | 10490.4566 | 332924.1385 | 4598132.2859 | 6300237.1872 | 6193841.1956 | 16276114.8604 | 17066431.3352 | 9030880.0798 | 5539830.8589 | 2862142.8451 | 2964711.484 | 1718559.6633 | 30414281.7216 | 25115644.2527 | 25192441.8829 | 66065776.1196 | 56095515.7215 | 77882160.903 | 96502725.9617 | 93248668.1488 | 89000152.9094 | 40166610.4957 | 50306104.9931 | 61276470.6855 | 108074231.454
| Option 5 (without series compensation) | Option 5 without series compensation | $ | 259550005.0328 | 0 | -0.69862 | 3926.4042 | 7014.673 | 194627.4232 | 3978740.322 | 5573327.0126 | 5486089.3762 | 15777685.0492 | 16508972.5827 | 7934494.1769 | 3945622.1514 | 929305.1703 | 959954.6802 | 98745.3848 | 29643528.4215 | 24892260.0177 | 27775571.3894 | 66494398.3504 | 59178482.7216 | 79677018.3415 | 91636496.1791 | 88923654.506 | 82402367.0519 | 39913722.4609 | 49592753.7144 | 56306461.5764 | 89958614.5866
Avoided fuel consumption from generation dispatch
| Option name |  | Units | PV | 2023 | 2024 | 2025 | 2026 | 2027 | 2028 | 2029 | 2030 | 2031 | 2032 | 2033 | 2034 | 2035 | 2036 | 2037 | 2038 | 2039 | 2040 | 2041 | 2042 | 2043 | 2044 | 2045 | 2046 | 2047 | 2048 | 2049 | 2050
| Option 5 | VNIW (via Bulgana and Kerang) crossing the Murray River near Echuca (Yorta Yorta Country) | $ | 578791303.6987 | 0 | 194796.6629 | -1913815.5353 | -3412245.6803 | -10307626.7525 | 5789070.5161 | 7438228.9867 | -2435164.0747 | -57357468.2761 | 21925116.1165 | 137045704.9092 | 93405759.3493 | 122442880.6415 | 137253812.8107 | 188037823.8223 | 205964769.1889 | 185963359.0649 | 128978023.6665 | -9617684.7697 | 67986925.1273 | -9938215.9653 | 79208544.39 | 82853259.691 | 88710155.9155 | 67023041.9011 | -44674064.3315 | 35174714.8434 | -61284848.83
| Option 5A | VNIW (via Bulgana and Kerang) crossing the Murray River north of Kerang (Wamba Wamba Country) | $ | 583688597.8234 | 0 | 189671.6629 | -1841526.5353 | -3368488.6803 | -10303317.7525 | 5896362.5161 | 7549332.9867 | -2382405.0747 | -57329506.2761 | 21088541.1165 | 135157883.9092 | 94037243.3493 | 124056335.6415 | 136473802.8107 | 187881356.8223 | 211205345.1889 | 189904244.0649 | 126288856.6665 | -11159078.7697 | 64038023.1273 | -14318716.9653 | 78611610.39 | 81210342.691 | 90096323.9155 | 76556459.9011 | -39895650.3315 | 46386089.8434 | -60371598.83
| Option 5A (western sensitivity) | Same as Option 5A but connecting to the existing 200kV network on the west side of Kerang | $ | 576429754.556 | 0 | 101408.6629 | -1967148.5353 | -3409153.6803 | -10079285.7525 | 5677225.5161 | 6494463.9867 | -1922761.0747 | -54802341.2761 | 22513541.1165 | 134124968.9092 | 95190012.3493 | 124738698.6415 | 135567485.8107 | 185327901.8223 | 204679761.1889 | 182292907.0649 | 125609990.6665 | -978417.7697 | 65983290.1273 | -16960417.9653 | 79430675.39 | 79287079.691 | 91630047.9155 | 73811529.9011 | -46208863.3315 | 37731508.8434 | -66668001.83
| Option 5 (without series compensation) | Option 5 without series compensation | $ | 573128843.0275 | 0 | 193871.2162 | -1888412.9237 | -3287215.6497 | -10320687.3311 | 5155810.4519 | 7167965.1593 | -2078263.4062 | -56291519.1692 | 23078424.4564 | 135001292.0583 | 93312101.7083 | 121555052.5523 | 141109034.3954 | 181358241.8423 | 207393664.5459 | 176733646.369 | 120828337.6325 | -2515652.0314 | 68672398.2128 | -18301818.3465 | 69294425.6961 | 80130141.9345 | 86246154.5345 | 64246646.6844 | -37640049.7114 | 49719249.5255 | -52316647.3699
Avoided voluntary load curtailment
| Option name |  | Units | PV | 2023 | 2024 | 2025 | 2026 | 2027 | 2028 | 2029 | 2030 | 2031 | 2032 | 2033 | 2034 | 2035 | 2036 | 2037 | 2038 | 2039 | 2040 | 2041 | 2042 | 2043 | 2044 | 2045 | 2046 | 2047 | 2048 | 2049 | 2050
| Option 5 | VNIW (via Bulgana and Kerang) crossing the Murray River near Echuca (Yorta Yorta Country) | $ | 135688337.5221 | 0 | -352.4652 | -458.3904 | -131605.8932 | -1820166.9517 | 249417.9784 | -534.991 | 948611.1714 | -57706.8474 | -772987.915 | -665534.6903 | 17296638.1024 | 821828.7346 | -4050850.8233 | -1423818.3488 | -20420490.6358 | 5888.6671 | 10144505.7835 | 38584047.7627 | 42492703.1796 | 96637950.5816 | 97057210.5265 | 68300395.1261 | 36012529.4358 | 27939419.0611 | 16880484.3684 | 25804640.7121 | 23539776.4452
| Option 5A | VNIW (via Bulgana and Kerang) crossing the Murray River north of Kerang (Wamba Wamba Country) | $ | 143201061.0111 | 0 | -336.4652 | -428.3904 | -112298.8932 | -1815277.9517 | 256624.9784 | -541.991 | 948705.1714 | 24447.1526 | -761070.915 | -665506.6903 | 17418485.1024 | 895386.7346 | -3890571.8233 | -1351105.3488 | -20425551.6358 | 5927.6671 | 9878121.7835 | 41403774.7627 | 44038149.1796 | 97641432.5816 | 99833366.5265 | 69140520.1261 | 41154695.4358 | 30270145.0611 | 19291622.3684 | 33194762.7121 | 25280161.4452
| Option 5A (western sensitivity) | Same as Option 5A but connecting to the existing 200kV network on the west side of Kerang | $ | 137726997.5264 | 0 | 5448.5348 | -592.3904 | -127342.8932 | -1774797.9517 | 246837.9784 | -732.991 | 951177.1714 | -5683.8474 | -734085.915 | -665759.6903 | 17378544.1024 | 1094385.7346 | -3876207.8233 | -1646733.3488 | -20405023.6358 | 5568.6671 | 9626103.7835 | 41151262.7627 | 42986973.1796 | 96782822.5816 | 97642592.5265 | 67623416.1261 | 37809702.4358 | 28915411.0611 | 16010336.3684 | 28788375.7121 | 22266034.4452
| Option 5 (without series compensation) | Option 5 without series compensation | $ | 124707498.6089 | 0 | -309.7725 | -419.772 | -134990.3547 | -1818383.0362 | 217413.7378 | -527.3941 | 948759.7118 | 132656.0613 | -285610.0181 | -665465.7679 | 17533048.2094 | 1078233.9731 | -4318718.9311 | -1837911.1807 | -20109052.4465 | 5986.0997 | 9169794.0599 | 37467627.0886 | 40155082.0972 | 94873392.3291 | 94958508.2848 | 61603108.9144 | 33707574.5178 | 20275450.8713 | 12037846.0251 | 17228804.413 | 17211868.7014
Avoided costs for non RIT-T proponent parties
| Option name |  | Units | PV | 2023 | 2024 | 2025 | 2026 | 2027 | 2028 | 2029 | 2030 | 2031 | 2032 | 2033 | 2034 | 2035 | 2036 | 2037 | 2038 | 2039 | 2040 | 2041 | 2042 | 2043 | 2044 | 2045 | 2046 | 2047 | 2048 | 2049 | 2050
| Option 5 | VNIW (via Bulgana and Kerang) crossing the Murray River near Echuca (Yorta Yorta Country) | $ | 2990131388.5548 | 0 | -34284.1879 | 249320.6359 | 1592115.6288 | 16267472.701 | 13596355.8743 | 30730369.4038 | 73073713.6031 | 183869521.0517 | 203547501.9439 | 107852162.6643 | 203127841.4808 | 141123815.9384 | 226858484.5603 | 173932716.3153 | 74965468.5625 | 143487874.5398 | 304025205.7193 | 484482401.3813 | 505440036.0386 | 697745915.138 | 476643189.5437 | 488480397.9854 | 690410310.3004 | 1047612328.9241 | 1228027357.4342 | 1208775945.5318 | 1260283940.925
| Option 5A | VNIW (via Bulgana and Kerang) crossing the Murray River north of Kerang (Wamba Wamba Country) | $ | 3006931775.0328 | 0 | -34834.1879 | -398881.3641 | 981998.6288 | 15683863.701 | 13977719.8743 | 29439984.4038 | 71858552.6031 | 182681269.0517 | 204564958.9439 | 108410678.6643 | 201581134.4808 | 140138901.9384 | 225767443.5603 | 173091629.3153 | 68207891.5625 | 136719979.5398 | 313882988.7193 | 488805145.3813 | 512957252.0386 | 713971342.138 | 495166984.5437 | 498090828.9854 | 699634402.3004 | 1049770093.9241 | 1231109763.4342 | 1200683949.5318 | 1280788619.925
| Option 5A (western sensitivity) | Same as Option 5A but connecting to the existing 200kV network on the west side of Kerang | $ | 2948064816.8335 | 0 | -42500.1879 | 698391.6359 | 1991152.6288 | 16181367.701 | 13508010.8743 | 32314693.4038 | 71080753.6031 | 177967928.0517 | 195153342.9439 | 103001368.6643 | 193590720.4808 | 135475469.9384 | 221767032.5603 | 170920361.3153 | 79871632.5625 | 142886275.5398 | 307856457.7193 | 460413553.3813 | 506294305.0386 | 706241442.138 | 479385153.5437 | 496638568.9854 | 678498948.3004 | 1018996299.9241 | 1208997960.4342 | 1181347387.5318 | 1256767697.925
| Option 5 (without series compensation) | Option 5 without series compensation | $ | 2886678865.0913 | 0 | -33670.0346 | 1381794.0561 | 2684100.2035 | 16922287.0034 | 12818539.0447 | 30596262.2756 | 71572959.6808 | 182736003.1908 | 194567177.9173 | 106792294.1179 | 201660153.282 | 140570374.3282 | 220321392.0583 | 181827279.9641 | 72240940.1496 | 146736610.3758 | 303906466.6546 | 453384131.99 | 503984687.4783 | 686430692.4693 | 468057944.7782 | 470943432.2303 | 650246474.5167 | 1007898767.3847 | 1153465193.8779 | 1117218485.3279 | 1179670674.1052
|  | PV market benefits over time |  |  | 2023: Option 5
[5 empty] | 2023 | 2024 | 2025 | 2026 | 2027 | 2028 | 2029 | 2030 | 2031 | 2032 | 2033 | 2034 | 2035 | 2036 | 2037 | 2038 | 2039 | 2040 | 2041 | 2042 | 2043 | 2044 | 2045 | 2046 | 2047 | 2048 | 2049 | 2050
|  | Discount factor | Factor |  | 1.113 | 1.1742 | 1.2388 | 1.307 | 1.3788 | 1.4547 | 1.5347 | 1.6191 | 1.7081 | 1.8021 | 1.9012 | 2.0058 | 2.1161 | 2.2325 | 2.3553 | 2.4848 | 2.6215 | 2.7656 | 2.9178 | 3.0782 | 3.2475 | 3.4262 | 3.6146 | 3.8134 | 4.0231 | 4.2444 | 4.4778 | 4.7241
|  | Annual PV | Units | PV | 2023 | 2024 | 2025 | 2026 | 2027 | 2028 | 2029 | 2030 | 2031 | 2032 | 2033 | 2034 | 2035 | 2036 | 2037 | 2038 | 2039 | 2040 | 2041 | 2042 | 2043 | 2044 | 2045 | 2046 | 2047 | 2048 | 2049 | 2050
|  | Avoided unserved energy | $ | -0.15292 | 0 | -7.1158e-05 | -0.36029 | -0.05236 | -0.45899 | -6.8148e-05 | 0.72029 | -6.8086e-05 | -6.8334e-05 | -6.8065e-05 | -6.8288e-05 | -6.7995e-05 | -6.8313e-05 | -6.8093e-05 | -6.8298e-05 | -6.833e-05 | -6.8066e-05 | -6.8362e-05 | -6.8244e-05 | -6.7978e-05 | -6.8281e-05 | -6.8311e-05 | -6.8057e-05 | -6.8137e-05 | -6.8054e-05 | -6.8443e-05 | -6.806e-05 | -6.8083e-05
|  | Avoided REZ transmission capex | $ | 283.4184 | 0 | -3.0048e-07 | 0.0031675 | 0.0078414 | 0.24995 | 3.2694 | 4.2036 | 3.9145 | 9.7195 | 9.7887 | 4.8227 | 3.4623 | 1.8576 | 1.7801 | 1.1566 | 12.3315 | 9.7642 | 9.9519 | 23.6431 | 19.0627 | 25.0648 | 28.2188 | 25.7877 | 24.2967 | 10.6524 | 12.4029 | 14.6263 | 23.3793
|  | Avoided fuel costs | $ | 578.7913 | 0 | 0.16589 | -1.5449 | -2.6108 | -7.4756 | 3.9796 | 4.8467 | -1.504 | -33.5788 | 12.1665 | 72.0835 | 46.5684 | 57.8628 | 61.4805 | 79.8373 | 82.8898 | 70.9387 | 46.6358 | -3.2963 | 22.0863 | -3.0602 | 23.1188 | 22.9219 | 23.2628 | 16.6594 | -10.5254 | 7.8553 | -12.9727
|  | Avoided voluntary load curtailment | $ | 135.6883 | 0 | -0.00030016 | -0.00037002 | -0.1007 | -1.3201 | 0.17146 | -0.0003486 | 0.58589 | -0.033783 | -0.42894 | -0.35006 | 8.6234 | 0.38837 | -1.8145 | -0.60453 | -8.2182 | 0.0022463 | 3.668 | 13.2239 | 13.8042 | 29.7573 | 28.3283 | 18.8958 | 9.4437 | 6.9447 | 3.9771 | 5.7627 | 4.9829
|  | Avoided generation/storage costs (excl fuel costs) | $ | 2990.1314 | 0 | -0.029197 | 0.20126 | 1.2182 | 11.7979 | 9.3466 | 20.0239 | 45.1325 | 107.6428 | 112.9506 | 56.7282 | 101.2716 | 66.6908 | 101.6174 | 73.8485 | 30.1696 | 54.7357 | 109.9291 | 166.0462 | 164.198 | 214.8539 | 139.1191 | 135.1413 | 181.0489 | 260.3974 | 289.3288 | 269.946 | 266.7762
|  | Cumulative PV | Units | CHECK | 2023 | 2024 | 2025 | 2026 | 2027 | 2028 | 2029 | 2030 | 2031 | 2032 | 2033 | 2034 | 2035 | 2036 | 2037 | 2038 | 2039 | 2040 | 2041 | 2042 | 2043 | 2044 | 2045 | 2046 | 2047 | 2048 | 2049 | 2050
|  | Avoided unserved energy | $ | TRUE | 0 | -7.1158e-05 | -0.36036 | -0.41272 | -0.87171 | -0.87178 | -0.15149 | -0.15156 | -0.15163 | -0.1517 | -0.15176 | -0.15183 | -0.1519 | -0.15197 | -0.15204 | -0.1521 | -0.15217 | -0.15224 | -0.15231 | -0.15238 | -0.15245 | -0.15251 | -0.15258 | -0.15265 | -0.15272 | -0.15279 | -0.15285 | -0.15292
|  | Avoided REZ transmission capex | $ | TRUE | 0 | -3.0048e-07 | 0.0031672 | 0.011009 | 0.26096 | 3.5303 | 7.7339 | 11.6484 | 21.3679 | 31.1566 | 35.9793 | 39.4416 | 41.2992 | 43.0793 | 44.2359 | 56.5675 | 66.3317 | 76.2836 | 99.9268 | 118.9894 | 144.0543 | 172.2731 | 198.0608 | 222.3575 | 233.0098 | 245.4128 | 260.039 | 283.4184
|  | Avoided fuel costs | $ | TRUE | 0 | 0.16589 | -1.379 | -3.9898 | -11.4654 | -7.4857 | -2.639 | -4.143 | -37.7218 | -25.5554 | 46.5281 | 93.0966 | 150.9593 | 212.4399 | 292.2772 | 375.167 | 446.1056 | 492.7414 | 489.4451 | 511.5315 | 508.4712 | 531.5901 | 554.512 | 577.7747 | 594.4342 | 583.9088 | 591.764 | 578.7913
|  | Avoided voluntary load curtailment | $ | TRUE | 0 | -0.00030016 | -0.00067018 | -0.10137 | -1.4214 | -1.25 | -1.2503 | -0.66443 | -0.69822 | -1.1272 | -1.4772 | 7.1462 | 7.5346 | 5.7201 | 5.1155 | -3.1026 | -3.1004 | 0.56767 | 13.7915 | 27.5958 | 57.3531 | 85.6814 | 104.5772 | 114.0209 | 120.9656 | 124.9427 | 130.7055 | 135.6883
|  | Avoided generation/storage costs (excl fuel costs) | $ | TRUE | 0 | -0.029197 | 0.17206 | 1.3902 | 13.1882 | 22.5348 | 42.5587 | 87.6911 | 195.334 | 308.2846 | 365.0129 | 466.2844 | 532.9752 | 634.5926 | 708.4412 | 738.6108 | 793.3465 | 903.2756 | 1069.3218 | 1233.5198 | 1448.3737 | 1587.4928 | 1722.6341 | 1903.683 | 2164.0804 | 2453.4092 | 2723.3552 | 2990.1314
|  | PV market benefits over time |  |  | 2023: Option 5A
[5 empty] | 2023 | 2024 | 2025 | 2026 | 2027 | 2028 | 2029 | 2030 | 2031 | 2032 | 2033 | 2034 | 2035 | 2036 | 2037 | 2038 | 2039 | 2040 | 2041 | 2042 | 2043 | 2044 | 2045 | 2046 | 2047 | 2048 | 2049 | 2050
|  | Discount factor | Factor |  | 1.113 | 1.1742 | 1.2388 | 1.307 | 1.3788 | 1.4547 | 1.5347 | 1.6191 | 1.7081 | 1.8021 | 1.9012 | 2.0058 | 2.1161 | 2.2325 | 2.3553 | 2.4848 | 2.6215 | 2.7656 | 2.9178 | 3.0782 | 3.2475 | 3.4262 | 3.6146 | 3.8134 | 4.0231 | 4.2444 | 4.4778 | 4.7241
|  | Annual PV | Units | PV | 2023 | 2024 | 2025 | 2026 | 2027 | 2028 | 2029 | 2030 | 2031 | 2032 | 2033 | 2034 | 2035 | 2036 | 2037 | 2038 | 2039 | 2040 | 2041 | 2042 | 2043 | 2044 | 2045 | 2046 | 2047 | 2048 | 2049 | 2050
|  | Avoided unserved energy | $ | -0.091249 | 0 | -6.8604e-05 | -0.33749 | -0.049806 | -0.45899 | -6.6086e-05 | 0.75657 | -6.6233e-05 | -6.5992e-05 | -6.64e-05 | -6.6184e-05 | -6.6e-05 | -6.5951e-05 | -6.6301e-05 | -6.6175e-05 | -6.5916e-05 | -6.6158e-05 | -6.6192e-05 | -6.6188e-05 | -6.6029e-05 | -6.6126e-05 | -6.6268e-05 | -6.612e-05 | -6.6039e-05 | -6.6065e-05 | -6.6322e-05 | -6.6051e-05 | -6.6178e-05
|  | Avoided REZ transmission capex | $ | 310.4266 | 0 | -1.1521e-06 | 0.0031659 | 0.0069654 | 0.2345 | 3.4433 | 4.3478 | 4.0541 | 9.8776 | 9.9215 | 5.0744 | 3.7233 | 2.2866 | 2.2157 | 1.5527 | 13.5902 | 10.9709 | 11.2829 | 25.0762 | 20.1683 | 27.2771 | 31.2634 | 28.5622 | 27.1907 | 12.3878 | 14.7908 | 15.9532 | 25.1714
|  | Avoided fuel costs | $ | 583.6886 | 0 | 0.16153 | -1.4865 | -2.5773 | -7.4724 | 4.0534 | 4.9191 | -1.4714 | -33.5624 | 11.7023 | 71.0905 | 46.8833 | 58.6252 | 61.1311 | 79.7709 | 84.9989 | 72.442 | 45.6634 | -3.8245 | 20.8035 | -4.4091 | 22.9446 | 22.4674 | 23.6263 | 19.0291 | -9.3996 | 10.359 | -12.7794
|  | Avoided voluntary load curtailment | $ | 143.2011 | 0 | -0.00028654 | -0.0003458 | -0.085924 | -1.3165 | 0.17641 | -0.00035316 | 0.58595 | 0.014312 | -0.42233 | -0.35004 | 8.6842 | 0.42313 | -1.7427 | -0.57365 | -8.2202 | 0.0022612 | 3.5717 | 14.1903 | 14.3063 | 30.0663 | 29.1386 | 19.1282 | 10.7921 | 7.524 | 4.5452 | 7.4131 | 5.3513
|  | Avoided generation/storage costs (excl fuel costs) | $ | 3006.9318 | 0 | -0.029665 | -0.32198 | 0.75136 | 11.3747 | 9.6088 | 19.1831 | 44.3819 | 106.9472 | 113.5152 | 57.022 | 100.5004 | 66.2254 | 101.1287 | 73.4914 | 27.45 | 52.154 | 113.4935 | 167.5277 | 166.6401 | 219.8501 | 144.5257 | 137.8001 | 183.4677 | 260.9337 | 290.055 | 268.1389 | 271.1166
|  | Cumulative PV | Units | CHECK | 2023 | 2024 | 2025 | 2026 | 2027 | 2028 | 2029 | 2030 | 2031 | 2032 | 2033 | 2034 | 2035 | 2036 | 2037 | 2038 | 2039 | 2040 | 2041 | 2042 | 2043 | 2044 | 2045 | 2046 | 2047 | 2048 | 2049 | 2050
|  | Avoided unserved energy | $ | TRUE | 0 | -6.8604e-05 | -0.33756 | -0.38736 | -0.84636 | -0.84643 | -0.08986 | -0.089926 | -0.089992 | -0.090059 | -0.090125 | -0.090191 | -0.090257 | -0.090323 | -0.090389 | -0.090455 | -0.090521 | -0.090588 | -0.090654 | -0.09072 | -0.090786 | -0.090852 | -0.090918 | -0.090984 | -0.09105 | -0.091117 | -0.091183 | -0.091249
|  | Avoided REZ transmission capex | $ | TRUE | 0 | -1.1521e-06 | 0.0031648 | 0.01013 | 0.24463 | 3.6879 | 8.0357 | 12.0898 | 21.9673 | 31.8889 | 36.9632 | 40.6865 | 42.9731 | 45.1888 | 46.7415 | 60.3317 | 71.3026 | 82.5855 | 107.6618 | 127.83 | 155.1072 | 186.3706 | 214.9327 | 242.1235 | 254.5113 | 269.302 | 285.2552 | 310.4266
|  | Avoided fuel costs | $ | TRUE | 0 | 0.16153 | -1.325 | -3.9023 | -11.3748 | -7.3214 | -2.4023 | -3.8737 | -37.4361 | -25.7339 | 45.3567 | 92.2399 | 150.8652 | 211.9963 | 291.7672 | 376.766 | 449.208 | 494.8714 | 491.0469 | 511.8504 | 507.4413 | 530.3858 | 552.8532 | 576.4795 | 595.5086 | 586.109 | 596.468 | 583.6886
|  | Avoided voluntary load curtailment | $ | TRUE | 0 | -0.00028654 | -0.00063234 | -0.086556 | -1.4031 | -1.2267 | -1.227 | -0.64107 | -0.62676 | -1.0491 | -1.3991 | 7.285 | 7.7082 | 5.9655 | 5.3918 | -2.8284 | -2.8261 | 0.7456 | 14.9359 | 29.2422 | 59.3085 | 88.4471 | 107.5753 | 118.3674 | 125.8915 | 130.4367 | 137.8498 | 143.2011
|  | Avoided generation/storage costs (excl fuel costs) | $ | TRUE | 0 | -0.029665 | -0.35165 | 0.39971 | 11.7744 | 21.3832 | 40.5662 | 84.9482 | 191.8954 | 305.4106 | 362.4326 | 462.9331 | 529.1584 | 630.2871 | 703.7785 | 731.2286 | 783.3826 | 896.8761 | 1064.4038 | 1231.0439 | 1450.894 | 1595.4197 | 1733.2198 | 1916.6875 | 2177.6212 | 2467.6763 | 2735.8152 | 3006.9318
Payback with matching of annual benefits and opex
|  | Payback for | Option 5
|  | Capital costs | Units | PV | 2023 | 2024 | 2025 | 2026 | 2027 | 2028 | 2029 | 2030 | 2031 | 2032 | 2033 | 2034 | 2035 | 2036 | 2037 | 2038 | 2039 | 2040 | 2041 | 2042 | 2043 | 2044 | 2045 | 2046 | 2047 | 2048 | 2049 | 2050
|  | Capital costs excluding terminal value | $ | 2347.0001 | -62.2916 | -273.621 | -246.1226 | -214.3899 | -24.2889 | -493.0457 | -1389.6863 | -669.3551 | -33.8533 | 0 | 0 | 0 | 0 | 0 | 0 | 0 | 0 | 0 | 0 | 0 | 0 | 0 | 0 | 0 | 0 | 0 | 0
|  | Payback | Units |  | 2023 | 2024 | 2025 | 2026 | 2027 | 2028 | 2029 | 2030 | 2031 | 2032 | 2033 | 2034 | 2035 | 2036 | 2037 | 2038 | 2039 | 2040 | 2041 | 2042 | 2043 | 2044 | 2045 | 2046 | 2047 | 2048 | 2049 | 2050
|  | Annual net operating benefits | $, PV |  | 0 | 0.13632 | -1.7011 | -1.5379 | 2.7932 | 16.767 | 29.7942 | 48.1287 | 83.7497 | 114.1114 | 113.9807 | 141.6283 | 109.4561 | 146.6242 | 138.6557 | 102.4028 | 121.4409 | 156.9148 | 187.0386 | 207.2287 | 255.3148 | 208.0732 | 192.5932 | 228.4279 | 285.5315 | 286.5366 | 289.9943 | 274.3969
|  | Cumulative benefits (net of opex) | $, PV |  | 0 | 0.13632 | -1.5648 | -3.1026 | -0.30939 | 16.4576 | 46.2518 | 94.3805 | 178.1302 | 292.2416 | 406.2223 | 547.8506 | 657.3067 | 803.9309 | 942.5865 | 1044.9893 | 1166.4302 | 1323.345 | 1510.3836 | 1717.6123 | 1972.9271 | 2181.0003 | 2373.5936 | 2602.0215 | 2887.553 | 3174.0896 | 3464.0838 | 3738.4808
|  | Capital costs | $, PV |  | 2347.0001 | 2347.0001 | 2347.0001 | 2347.0001 | 2347.0001 | 2347.0001 | 2347.0001 | 2347.0001 | 2347.0001 | 2347.0001 | 2347.0001 | 2347.0001 | 2347.0001 | 2347.0001 | 2347.0001 | 2347.0001 | 2347.0001 | 2347.0001 | 2347.0001 | 2347.0001 | 2347.0001 | 2347.0001 | 2347.0001 | 2347.0001 | 2347.0001 | 2347.0001 | 2347.0001 | 2347.0001
|  | Difference | $, PV |  | -2347.0001 | -2346.8638 | -2348.5649 | -2350.1028 | -2347.3095 | -2330.5425 | -2300.7483 | -2252.6196 | -2168.8699 | -2054.7585 | -1940.7778 | -1799.1495 | -1689.6934 | -1543.0693 | -1404.4136 | -1302.0108 | -1180.5699 | -1023.6551 | -836.6165 | -629.3878 | -374.073 | -165.9998 | 26.5934 | 255.0214 | 540.5529 | 827.0894 | 1117.0837 | 1391.4807
[5 empty] | 0 | 0 | 0 | 0 | 0 | 0 | 0 | 0 | 0 | 0 | 0 | 0 | 0 | 0 | 0 | 0 | 0 | 0 | 0 | 0 | 0 | 0 | 2045 | 0 | 0 | 0 | 0 | 0
|  | Payback year | Year |  | 2023: 2045
|  |  | $, PV |  | 0 | 0 | 0 | 0 | 0 | 0 | 0 | 0 | 0 | 0 | 0 | 0 | 0 | 0 | 0 | 0 | 0 | 0 | 0 | 0 | 0 | 0 | 3738.4808 | 0 | 0 | 0 | 0 | 0
|  | Payback for | Option 5A
|  | Capital costs | Units | PV | 2023 | 2024 | 2025 | 2026 | 2027 | 2028 | 2029 | 2030 | 2031 | 2032 | 2033 | 2034 | 2035 | 2036 | 2037 | 2038 | 2039 | 2040 | 2041 | 2042 | 2043 | 2044 | 2045 | 2046 | 2047 | 2048 | 2049 | 2050
|  | Capital costs excluding terminal value | $ | 2409.0457 | -62.2916 | -273.621 | -249.5097 | -223.9439 | -24.8315 | -509.3417 | -1430.2826 | -690.8857 | -34.9722 | 0 | 0 | 0 | 0 | 0 | 0 | 0 | 0 | 0 | 0 | 0 | 0 | 0 | 0 | 0 | 0 | 0 | 0
|  | Payback | Units |  | 2023 | 2024 | 2025 | 2026 | 2027 | 2028 | 2029 | 2030 | 2031 | 2032 | 2033 | 2034 | 2035 | 2036 | 2037 | 2038 | 2039 | 2040 | 2041 | 2042 | 2043 | 2044 | 2045 | 2046 | 2047 | 2048 | 2049 | 2050
|  | Annual net operating benefits | $, PV |  | 0 | 0.13151 | -2.1432 | -1.9548 | 2.3612 | 17.2818 | 29.2062 | 47.5505 | 83.2766 | 113.8217 | 113.0311 | 141.0179 | 109.7658 | 145.866 | 138.2538 | 102.6648 | 121.2052 | 160.3963 | 190.0642 | 209.6855 | 261.1895 | 216.8819 | 197.5403 | 235.2025 | 290.5151 | 291.1197 | 293.4551 | 280.8891
|  | Cumulative benefits (net of opex) | $, PV |  | 0 | 0.13151 | -2.0117 | -3.9664 | -1.6052 | 15.6766 | 44.8828 | 92.4332 | 175.7098 | 289.5315 | 402.5626 | 543.5805 | 653.3463 | 799.2123 | 937.4661 | 1040.1309 | 1161.3361 | 1321.7324 | 1511.7967 | 1721.4822 | 1982.6717 | 2199.5536 | 2397.0939 | 2632.2964 | 2922.8115 | 3213.9312 | 3507.3862 | 3788.2753
|  | Capital costs | $, PV |  | 2409.0457 | 2409.0457 | 2409.0457 | 2409.0457 | 2409.0457 | 2409.0457 | 2409.0457 | 2409.0457 | 2409.0457 | 2409.0457 | 2409.0457 | 2409.0457 | 2409.0457 | 2409.0457 | 2409.0457 | 2409.0457 | 2409.0457 | 2409.0457 | 2409.0457 | 2409.0457 | 2409.0457 | 2409.0457 | 2409.0457 | 2409.0457 | 2409.0457 | 2409.0457 | 2409.0457 | 2409.0457
|  | Difference | $, PV |  | -2409.0457 | -2408.9142 | -2411.0574 | -2413.0121 | -2410.6509 | -2393.3691 | -2364.1629 | -2316.6125 | -2233.3359 | -2119.5142 | -2006.4831 | -1865.4652 | -1755.6994 | -1609.8334 | -1471.5796 | -1368.9148 | -1247.7096 | -1087.3133 | -897.2491 | -687.5635 | -426.374 | -209.4921 | -11.9518 | 223.2507 | 513.7658 | 804.8854 | 1098.3405 | 1379.2296
[5 empty] | 0 | 0 | 0 | 0 | 0 | 0 | 0 | 0 | 0 | 0 | 0 | 0 | 0 | 0 | 0 | 0 | 0 | 0 | 0 | 0 | 0 | 0 | 0 | 2046 | 0 | 0 | 0 | 0
|  | Payback year | Year |  | 2023: 2046
|  |  | $, PV |  | 0 | 0 | 0 | 0 | 0 | 0 | 0 | 0 | 0 | 0 | 0 | 0 | 0 | 0 | 0 | 0 | 0 | 0 | 0 | 0 | 0 | 0 | 0 | 3788.2753 | 0 | 0 | 0 | 0
Payback with asset lifetime opex and capex
|  | Payback for | Option 5
[14 empty] | 1 | 2 | 3 | 4 | 5 | 6 | 7 | 8 | 9 | 10 | 11 | 12 | 13 | 14 | 15 | 16 | 17 | 18 | 19 | 20 | 21 | 22 | 23 | 24 | 25 | 26 | 27 | 28 | 29 | 30 | 31 | 32 | 33 | 34 | 35 | 36 | 37 | 38 | 39 | 40 | 41 | 42 | 43 | 44 | 45 | 46 | 47 | 48 | 49 | 50
|  | Costs | Units | PV | 2023 | 2024 | 2025 | 2026 | 2027 | 2028 | 2029 | 2030 | 2031 | 2032 | 2033 | 2034 | 2035 | 2036 | 2037 | 2038 | 2039 | 2040 | 2041 | 2042 | 2043 | 2044 | 2045 | 2046 | 2047 | 2048 | 2049 | 2050 | 2051 | 2052 | 2053 | 2054 | 2055 | 2056 | 2057 | 2058 | 2059 | 2060 | 2061 | 2062 | 2063 | 2064 | 2065 | 2066 | 2067 | 2068 | 2069 | 2070 | 2071 | 2072 | 2073 | 2074 | 2075 | 2076 | 2077 | 2078 | 2079 | 2080 | 2081
|  | Capital costs excluding terminal value | $ | 2347.0001 | 2023: -62.2916; 2024: -273.621; 2025: -246.1226; 2026: -214.3899; 2027: -24.2889; 2028: -493.0457; 2029: -1389.6863; 2030: -669.3551; 2031: -33.8533; 1 2032: 0; 2 2033: 0; 3 2034: 0; 4 2035: 0; 5 2036: 0; 6 2037: 0; 7 2038: 0; 8 2039: 0; 9 2040: 0; 10 2041: 0; 11 2042: 0; 12 2043: 0; 13 2044: 0; 14 2045: 0; 15 2046: 0; 16 2047: 0; 17 2048: 0; 18 2049: 0
|  | Opex | $ | 363.7814 | 0 | 0 | 0 | 0 | 0 | 0 | 0 | 0 | 0 | -36.7003 | -36.7003 | -36.7003 | -36.7003 | -36.7003 | -36.7003 | -36.7003 | -36.7003 | -36.7003 | -36.7003 | -36.7003 | -36.7003 | -36.7003 | -36.7003 | -36.7003 | -36.7003 | -36.7003 | -36.7003 | -36.7003 | -36.7003 | -36.7003 | -36.7003 | -36.7003 | -36.7003 | -36.7003 | -36.7003 | -36.7003 | -36.7003 | -36.7003 | -36.7003 | -36.7003 | -36.7003 | -36.7003 | -36.7003 | -36.7003 | -36.7003 | -36.7003 | -36.7003 | -36.7003 | -36.7003 | -36.7003 | -36.7003 | -36.7003 | -36.7003 | -36.7003 | -36.7003 | -36.7003 | -36.7003 | -36.7003 | -36.7003
|  | Payback | Units |  | 2023 | 2024 | 2025 | 2026 | 2027 | 2028 | 2029 | 2030 | 2031 | 2032 | 2033 | 2034 | 2035 | 2036 | 2037 | 2038 | 2039 | 2040 | 2041 | 2042 | 2043 | 2044 | 2045 | 2046 | 2047 | 2048 | 2049 | 2050
|  | Annual benefits | $, PV |  | 0 | 0.13632 | -1.7011 | -1.5379 | 2.7932 | 16.767 | 29.7942 | 48.1287 | 83.7497 | 134.4768 | 133.2843 | 159.9256 | 126.7995 | 163.0634 | 154.2379 | 117.1727 | 135.4408 | 170.1848 | 199.6168 | 219.1512 | 266.6157 | 218.785 | 202.7466 | 238.052 | 294.6538 | 295.1833 | 298.1903 | 282.1656
|  | Cumulative benefits | $, PV |  | 0 | 0.13632 | -1.5648 | -3.1026 | -0.30939 | 16.4576 | 46.2518 | 94.3805 | 178.1302 | 312.607 | 445.8913 | 605.8169 | 732.6164 | 895.6799 | 1049.9177 | 1167.0905 | 1302.5313 | 1472.7161 | 1672.3329 | 1891.4841 | 2158.0999 | 2376.8849 | 2579.6315 | 2817.6835 | 3112.3373 | 3407.5206 | 3705.7109 | 3987.8765
|  | Costs (capex and opex for the life of the asset) | $, PV |  | 2710.7815 | 2710.7815 | 2710.7815 | 2710.7815 | 2710.7815 | 2710.7815 | 2710.7815 | 2710.7815 | 2710.7815 | 2710.7815 | 2710.7815 | 2710.7815 | 2710.7815 | 2710.7815 | 2710.7815 | 2710.7815 | 2710.7815 | 2710.7815 | 2710.7815 | 2710.7815 | 2710.7815 | 2710.7815 | 2710.7815 | 2710.7815 | 2710.7815 | 2710.7815 | 2710.7815 | 2710.7815
|  | Difference | $, PV |  | -2710.7815 | -2710.6451 | -2712.3462 | -2713.8841 | -2711.0909 | -2694.3238 | -2664.5297 | -2616.4009 | -2532.6512 | -2398.1745 | -2264.8902 | -2104.9645 | -1978.165 | -1815.1016 | -1660.8637 | -1543.691 | -1408.2502 | -1238.0654 | -1038.4485 | -819.2973 | -552.6816 | -333.8966 | -131.15 | 106.902 | 401.5558 | 696.7391 | 994.9294 | 1277.095
[5 empty] | 0 | 0 | 0 | 0 | 0 | 0 | 0 | 0 | 0 | 0 | 0 | 0 | 0 | 0 | 0 | 0 | 0 | 0 | 0 | 0 | 0 | 0 | 0 | 2046 | 0 | 0 | 0 | 0
|  | Payback year | Year |  | 2023: 2046
|  |  | $, PV |  | 0 | 0 | 0 | 0 | 0 | 0 | 0 | 0 | 0 | 0 | 0 | 0 | 0 | 0 | 0 | 0 | 0 | 0 | 0 | 0 | 0 | 0 | 0 | 3987.8765 | 0 | 0 | 0 | 0
|  | Payback for | Option 5A
[14 empty] | 1 | 2 | 3 | 4 | 5 | 6 | 7 | 8 | 9 | 10 | 11 | 12 | 13 | 14 | 15 | 16 | 17 | 18 | 19 | 20 | 21 | 22 | 23 | 24 | 25 | 26 | 27 | 28 | 29 | 30 | 31 | 32 | 33 | 34 | 35 | 36 | 37 | 38 | 39 | 40 | 41 | 42 | 43 | 44 | 45 | 46 | 47 | 48 | 49 | 50
|  | Costs | Units | PV | 2023 | 2024 | 2025 | 2026 | 2027 | 2028 | 2029 | 2030 | 2031 | 2032 | 2033 | 2034 | 2035 | 2036 | 2037 | 2038 | 2039 | 2040 | 2041 | 2042 | 2043 | 2044 | 2045 | 2046 | 2047 | 2048 | 2049 | 2050 | 2051 | 2052 | 2053 | 2054 | 2055 | 2056 | 2057 | 2058 | 2059 | 2060 | 2061 | 2062 | 2063 | 2064 | 2065 | 2066 | 2067 | 2068 | 2069 | 2070 | 2071 | 2072 | 2073 | 2074 | 2075 | 2076 | 2077 | 2078 | 2079 | 2080 | 2081
|  | Capital costs excluding terminal value | $ | 2409.0457 | 2023: -62.2916; 2024: -273.621; 2025: -249.5097; 2026: -223.9439; 2027: -24.8315; 2028: -509.3417; 2029: -1430.2826; 2030: -690.8857; 2031: -34.9722; 1 2032: 0; 2 2033: 0; 3 2034: 0; 4 2035: 0; 5 2036: 0; 6 2037: 0; 7 2038: 0; 8 2039: 0; 9 2040: 0; 10 2041: 0; 11 2042: 0; 12 2043: 0; 13 2044: 0; 14 2045: 0; 15 2046: 0; 16 2047: 0; 17 2048: 0; 18 2049: 0
|  | Opex | $ | 373.2419 | 0 | 0 | 0 | 0 | 0 | 0 | 0 | 0 | 0 | -37.6547 | -37.6547 | -37.6547 | -37.6547 | -37.6547 | -37.6547 | -37.6547 | -37.6547 | -37.6547 | -37.6547 | -37.6547 | -37.6547 | -37.6547 | -37.6547 | -37.6547 | -37.6547 | -37.6547 | -37.6547 | -37.6547 | -37.6547 | -37.6547 | -37.6547 | -37.6547 | -37.6547 | -37.6547 | -37.6547 | -37.6547 | -37.6547 | -37.6547 | -37.6547 | -37.6547 | -37.6547 | -37.6547 | -37.6547 | -37.6547 | -37.6547 | -37.6547 | -37.6547 | -37.6547 | -37.6547 | -37.6547 | -37.6547 | -37.6547 | -37.6547 | -37.6547 | -37.6547 | -37.6547 | -37.6547 | -37.6547 | -37.6547
|  | Payback | Units |  | 2023 | 2024 | 2025 | 2026 | 2027 | 2028 | 2029 | 2030 | 2031 | 2032 | 2033 | 2034 | 2035 | 2036 | 2037 | 2038 | 2039 | 2040 | 2041 | 2042 | 2043 | 2044 | 2045 | 2046 | 2047 | 2048 | 2049 | 2050
|  | Annual benefits | $ |  | 0 | 0.13151 | -2.1432 | -1.9548 | 2.3612 | 17.2818 | 29.2062 | 47.5505 | 83.2766 | 134.7166 | 132.8368 | 159.7911 | 127.5602 | 162.7328 | 154.2412 | 117.8188 | 135.5691 | 174.0115 | 202.9696 | 221.9181 | 272.7844 | 227.8722 | 207.9578 | 245.0768 | 299.8746 | 299.9913 | 301.8642 | 288.8598
|  | Cumulative benefits | $ |  | 0 | 0.13151 | -2.0117 | -3.9664 | -1.6052 | 15.6766 | 44.8828 | 92.4332 | 175.7098 | 310.4265 | 443.2633 | 603.0543 | 730.6146 | 893.3473 | 1047.5886 | 1165.4074 | 1300.9766 | 1474.988 | 1677.9576 | 1899.8757 | 2172.6601 | 2400.5323 | 2608.4901 | 2853.5669 | 3153.4415 | 3453.4328 | 3755.297 | 4044.1568
|  | Costs (capex and opex for the life of the asset) | $ |  | 2782.2876 | 2782.2876 | 2782.2876 | 2782.2876 | 2782.2876 | 2782.2876 | 2782.2876 | 2782.2876 | 2782.2876 | 2782.2876 | 2782.2876 | 2782.2876 | 2782.2876 | 2782.2876 | 2782.2876 | 2782.2876 | 2782.2876 | 2782.2876 | 2782.2876 | 2782.2876 | 2782.2876 | 2782.2876 | 2782.2876 | 2782.2876 | 2782.2876 | 2782.2876 | 2782.2876 | 2782.2876
|  | Difference | $ |  | -2782.2876 | -2782.1561 | -2784.2993 | -2786.254 | -2783.8928 | -2766.611 | -2737.4048 | -2689.8543 | -2606.5778 | -2471.8611 | -2339.0243 | -2179.2333 | -2051.673 | -1888.9403 | -1734.699 | -1616.8802 | -1481.311 | -1307.2996 | -1104.33 | -882.4119 | -609.6275 | -381.7553 | -173.7975 | 71.2793 | 371.1539 | 671.1452 | 973.0094 | 1261.8692
[5 empty] | 0 | 0 | 0 | 0 | 0 | 0 | 0 | 0 | 0 | 0 | 0 | 0 | 0 | 0 | 0 | 0 | 0 | 0 | 0 | 0 | 0 | 0 | 0 | 2046 | 0 | 0 | 0 | 0
|  | Payback year | Year |  | 2023: 2046
|  |  | $ |  | 0 | 0 | 0 | 0 | 0 | 0 | 0 | 0 | 0 | 0 | 0 | 0 | 0 | 0 | 0 | 0 | 0 | 0 | 0 | 0 | 0 | 0 | 0 | 4044.1568 | 0 | 0 | 0 | 0

## S2
S2 | Progressive
Calculating costs, benefits and NPV for each option
Parameters for S2
Parameters
| General parameters |  |  | Unit | Active | Scenario
| Commercial discount rate |  |  | Percent | 5.5% | 5.5%
| Cost parameters |  |  | Unit | Active | Scenario
| Capital cost (network) |  |  | Factor | 1 | 1
| Capital cost (battery) |  |  | Factor | 1 | 1
| Operating expenditure |  |  | Factor | 1 | 1
| Benefit parameters |  |  | Unit | Active | Scenario
| Avoided involuntary load shedding |  |  | Factor | 1 | 1
| Avoided unrelated TNSP expenditure |  |  | Factor | 1 | 1
| Avoided fuel consumption from generation dispatch |  |  | Factor | 1 | 1
| Avoided voluntary load curtailment |  |  | Factor | 1 | 1
| Avoided costs for non RIT-T proponent parties |  |  | Factor | 1 | 1
Incremental net present value calculation
| Net present value for each option |  |  |  | 1 | 1 | 1 | 1 | 1 | 1 | 1 | 1 | 1 | 1 | 1 | 1 | 1 | 1 | 1 | 1 | 1 | 1 | 1 | 1 | 1 | 1 | 1 | 1 | 1 | 1 | 1 | 1
| Option name |  | Units | NPV | 2023 | 2024 | 2025 | 2026 | 2027 | 2028 | 2029 | 2030 | 2031 | 2032 | 2033 | 2034 | 2035 | 2036 | 2037 | 2038 | 2039 | 2040 | 2041 | 2042 | 2043 | 2044 | 2045 | 2046 | 2047 | 2048 | 2049 | 2050
| Option 5 | VNIW (via Bulgana and Kerang) crossing the Murray River near Echuca (Yorta Yorta Country) | $ | 203820503.6054 | -62291611.7972 | -49253909.8745 | -273423528.4244 | -245932316.4959 | -214377534.8913 | -3935035.7864 | 5157582.956 | 5196140.3172 | 5298434.5804 | 8838158.3114 | 7335058.9276 | -5979900.3775 | -482018400.1371 | -1357945902.8669 | -615250475.0447 | 28577132.0173 | 155614887.3929 | 235492836.7673 | 285836457.1294 | 319543169.0432 | 371687222.796 | 355254630.7241 | 411616617.2222 | 435863610.85 | 512662763.938 | 627778399.0603 | 694258442.4921 | 3383157082.1961
| Option 5A | VNIW (via Bulgana and Kerang) crossing the Murray River north of Kerang (Wamba Wamba Country) | $ | 186701661.5388 | -62291611.5903 | -49253921.7202 | -273423366.2428 | -249319448.2062 | -223931506.5071 | -3934419.7864 | 5149095.956 | 5199599.3172 | 5300239.5804 | 8839160.3114 | 7274843.9276 | -6558653.0463 | -498433045.3369 | -1399628407.6319 | -637499661.5276 | 28208639.1455 | 154722776.609 | 234253524.9834 | 285269793.3455 | 319169657.2593 | 373514991.0121 | 361460987.9401 | 414667483.4383 | 442151085.0661 | 516434898.1541 | 640625458.2764 | 704247408.7082 | 3471912884.4176
Present value of market benefits for each option
| Option name |  | Units | PV | 2023 | 2024 | 2025 | 2026 | 2027 | 2028 | 2029 | 2030 | 2031 | 2032 | 2033 | 2034 | 2035 | 2036 | 2037 | 2038 | 2039 | 2040 | 2041 | 2042 | 2043 | 2044 | 2045 | 2046 | 2047 | 2048 | 2049 | 2050
| Option 5 | VNIW (via Bulgana and Kerang) crossing the Murray River near Echuca (Yorta Yorta Country) | $ | 1620154492.8481 | 0 | 180898.0461 | 197483.0434 | 190305.3641 | 12371.2312 | 3938362.3996 | 5157582.956 | 5196140.3172 | 5298434.5804 | 8838158.3114 | 7335058.9276 | 10435623.6961 | 11027294.6153 | 31740419.5311 | 54104644.346 | 62430409.855 | 192315147.1843 | 272193096.5587 | 322536716.9208 | 356243428.8346 | 408387482.5874 | 391954890.5154 | 448316877.0136 | 472563870.6414 | 549363023.7294 | 664478658.8517 | 730958702.2835 | 865992372.5791
| Option 5A | VNIW (via Bulgana and Kerang) crossing the Murray River north of Kerang (Wamba Wamba Country) | $ | 1636334136.2691 | 0 | 180886.0461 | 197645.0434 | 190206.3641 | 12413.2312 | 3938978.3996 | 5149095.956 | 5199599.3172 | 5300239.5804 | 8839160.3114 | 7274843.9276 | 10399433.6961 | 10908698.6153 | 30654172.5311 | 53386031.346 | 63180828.855 | 192377466.1843 | 271908214.5587 | 322924482.9208 | 356824346.8346 | 411169680.5874 | 399115677.5154 | 452322173.0136 | 479805774.6414 | 554089587.7294 | 678280147.8517 | 741902098.2835 | 883517102.5791
Present value of costs for each option
| Option name |  | Units | PV | 2023 | 2024 | 2025 | 2026 | 2027 | 2028 | 2029 | 2030 | 2031 | 2032 | 2033 | 2034 | 2035 | 2036 | 2037 | 2038 | 2039 | 2040 | 2041 | 2042 | 2043 | 2044 | 2045 | 2046 | 2047 | 2048 | 2049 | 2050
| Option 5 | VNIW (via Bulgana and Kerang) crossing the Murray River near Echuca (Yorta Yorta Country) | $ | -1416333989.2427 | -62291611.7972 | -49434807.9206 | -273621011.4678 | -246122621.86 | -214389906.1224 | -7873398.1859 | 0 | 0 | 0 | 0 | 0 | -16415524.0736 | -493045694.7524 | -1389686322.3981 | -669355119.3907 | -33853277.8376 | -36700259.7914 | -36700259.7914 | -36700259.7914 | -36700259.7914 | -36700259.7914 | -36700259.7914 | -36700259.7914 | -36700259.7914 | -36700259.7914 | -36700259.7914 | -36700259.7914 | 2517164709.6169
| Option 5A | VNIW (via Bulgana and Kerang) crossing the Murray River north of Kerang (Wamba Wamba Country) | $ | -1449632474.7303 | -62291611.5903 | -49434807.7662 | -273621011.2863 | -249509654.5703 | -223943919.7383 | -7873398.1859 | 0 | 0 | 0 | 0 | 0 | -16958086.7424 | -509341743.9522 | -1430282580.163 | -690885692.8736 | -34972189.7095 | -37654689.5753 | -37654689.5753 | -37654689.5753 | -37654689.5753 | -37654689.5753 | -37654689.5753 | -37654689.5753 | -37654689.5753 | -37654689.5753 | -37654689.5753 | -37654689.5753 | 2588395781.8385
Incremental cost calculation | bar: 2023 to 2050
| Capital outflow |  |  | 2039
| Option name | Capex component | Units | PV | 2023 | 2024 | 2025 | 2026 | 2027 | 2028 | 2029 | 2030 | 2031 | 2032 | 2033 | 2034 | 2035 | 2036 | 2037 | 2038 | 2039 | 2040 | 2041 | 2042 | 2043 | 2044 | 2045 | 2046 | 2047 | 2048 | 2049 | 2050 |  | Annual depreciation | Years in analysis | Terminal value
| Option 5 | NSW early works | $ | -48413531.9416 | -22833652.116 | -17032648.1417 | -20032628.0748 | -3797808.5126 | -3145698.7533 | 0 | 0 | 0 | 0 | 0 | 0 | 0 | 0 | 0 | 0 | 0 | 0 | 0 | 0 | 0 | 0 | 0 | 0 | 0 | 0 | 0 | 0 | 37625597.7409 |  | 990147.309 | 12 | 37625597.7409
| Option 5 | NSW 500kV substation works | $ | -105603867.2988 | 0 | 0 | 0 | 0 | 0 | 0 | 0 | 0 | 0 | 0 | 0 | -2001563.1451 | -60117611.0504 | -202730822.8294 | -85313529.1078 | -4127767.8955 | 0 | 0 | 0 | 0 | 0 | 0 | 0 | 0 | 0 | 0 | 0 | 248003905.8197 |  | 8857282.3507 | 12 | 248003905.8197
| Option 5 | NSW 500kV line works | $ | -214288378.9785 | 0 | 0 | 0 | 0 | 0 | 0 | 0 | 0 | 0 | 0 | 0 | -5085059.2852 | -152731437.4414 | -380480245.6974 | -201790961.52 | -10486776.056 | 0 | 0 | 0 | 0 | 0 | 0 | 0 | 0 | 0 | 0 | 0 | 570436604.8 |  | 15011489.6 | 12 | 570436604.8
| Option 5 | NSW 500kV PEC Enhanced Line Works (Dinawan to Wagga) | $ | -116546982.0773 | 0 | 0 | -163350000 | -18150000 | 0 | 0 | 0 | 0 | 0 | 0 | 0 | 0 | 0 | 0 | 0 | 0 | 0 | 0 | 0 | 0 | 0 | 0 | 0 | 0 | 0 | 0 | 0 | 137940000 |  | 3630000 | 12 | 137940000
| Option 5 | NSW power flow control and repeater site | $ | -54575642.0149 | 0 | 0 | 0 | 0 | 0 | 0 | 0 | 0 | 0 | 0 | 0 | -1034399.5582 | -31068532.8426 | -104770451.0746 | -44089679.1255 | -2133213.3827 | 0 | 0 | 0 | 0 | 0 | 0 | 0 | 0 | 0 | 0 | 0 | 128167393.1885 |  | 4577406.8996 | 12 | 128167393.1885
| Option 5 | NSW property/land access/easements | $ | -35148626.0506 | 0 | 0 | 0 | -35908505.9575 | -29742769.2968 | 0 | 0 | 0 | 0 | 0 | 0 | 0 | 0 | 0 | 0 | 0 | 0 | 0 | 0 | 0 | 0 | 0 | 0 | 0 | 0 | 0 | 0 | 65651275.2543 |  | 0 | 12 | 65651275.2543
| Option 5 | NSW biodiversity offset costs | $ | -37518892.0109 | 0 | 0 | 0 | 0 | -66479309.3566 | 0 | 0 | 0 | 0 | 0 | 0 | 0 | 0 | 0 | 0 | 0 | 0 | 0 | 0 | 0 | 0 | 0 | 0 | 0 | 0 | 0 | 0 | 50524275.111 |  | 1329586.1871 | 12 | 50524275.111
| Option 5 | VIC early works | $ | -58885702.4514 | -27772723.6675 | -20716923.7651 | -24365819.4067 | -4619299.8749 | -3826134.4166 | 0 | 0 | 0 | 0 | 0 | 0 | 0 | 0 | 0 | 0 | 0 | 0 | 0 | 0 | 0 | 0 | 0 | 0 | 0 | 0 | 0 | 0 | 45764265.9866 |  | 1204322.7891 | 12 | 45764265.9866
| Option 5 | VIC 500kV substation works | $ | -112879978.4327 | 0 | 0 | 0 | 0 | 0 | 0 | 0 | 0 | 0 | 0 | 0 | -2139470.9344 | -64259717.1143 | -216698985.5011 | -91191635.0418 | -4412171.2863 | 0 | 0 | 0 | 0 | 0 | 0 | 0 | 0 | 0 | 0 | 0 | 265091385.9145 |  | 9467549.4969 | 12 | 265091385.9145
| Option 5 | VIC 500kV line works | $ | -220415860.7865 | 0 | 0 | 0 | 0 | 0 | 0 | 0 | 0 | 0 | 0 | 0 | -5230464.3156 | -157098725.6205 | -391359910.7307 | -207561085.1806 | -10786640.7981 | 0 | 0 | 0 | 0 | 0 | 0 | 0 | 0 | 0 | 0 | 0 | 586747988.2506 |  | 15440736.5329 | 12 | 586747988.2506
| Option 5 | VIC power flow control and repeater site | $ | -48780790.9617 | 0 | 0 | 0 | 0 | 0 | 0 | 0 | 0 | 0 | 0 | 0 | -924566.8352 | -27769670.6833 | -93645906.5648 | -39408229.415 | -1906708.4189 | 0 | 0 | 0 | 0 | 0 | 0 | 0 | 0 | 0 | 0 | 0 | 114558557.342 |  | 4091377.0479 | 12 | 114558557.342
| Option 5 | VIC property/land access/easements | $ | -28408639.7103 | 0 | 0 | 0 | -29022807.515 | -24039392.485 | 0 | 0 | 0 | 0 | 0 | 0 | 0 | 0 | 0 | 0 | 0 | 0 | 0 | 0 | 0 | 0 | 0 | 0 | 0 | 0 | 0 | 0 | 53062200 |  | 0 | 12 | 53062200
| Option 5 | VIC biodiversity offset costs | $ | -6842839.0783 | 0 | 0 | 0 | 0 | -7567201.8141 | -4884798.1859 | 0 | 0 | 0 | 0 | 0 | 0 | 0 | 0 | 0 | 0 | 0 | 0 | 0 | 0 | 0 | 0 | 0 | 0 | 0 | 0 | 0 | 9463520 |  | 249040 | 12 | 9463520
| Option 5 | VIC WRL Option C2 incremental - substation works | $ | -22923971.6556 | -367600 | -367600 | -6249200 | -20953200 | -8822400 | -367600 | 0 | 0 | 0 | 0 | 0 | 0 | 0 | 0 | 0 | 0 | 0 | 0 | 0 | 0 | 0 | 0 | 0 | 0 | 0 | 0 | 0 | 25732000 |  | 919000 | 12 | 25732000
| Option 5 | VIC WRL Option C2 incremental - lines works | $ | -160137045.8102 | -2621000 | -2621000 | -52420000 | -133671000 | -70767000 | -2621000 | 0 | 0 | 0 | 0 | 0 | 0 | 0 | 0 | 0 | 0 | 0 | 0 | 0 | 0 | 0 | 0 | 0 | 0 | 0 | 0 | 0 | 199196000 |  | 5242000 | 12 | 199196000
| Option 5 | VIC WRL Option C2 incremental - power flow control and repeater site | $ | 0 | 0 | 0 | 0 | 0 | 0 | 0 | 0 | 0 | 0 | 0 | 0 | 0 | 0 | 0 | 0 | 0 | 0 | 0 | 0 | 0 | 0 | 0 | 0 | 0 | 0 | 0 | 0 | 0 |  | 0 | 12 | 0
| Option 5 | VIC WRL Option C2 incremental - land/access/easements | $ | -17668660.6752 | -8696636.0137 | -8696636.0137 | -7203363.9863 | 0 | 0 | 0 | 0 | 0 | 0 | 0 | 0 | 0 | 0 | 0 | 0 | 0 | 0 | 0 | 0 | 0 | 0 | 0 | 0 | 0 | 0 | 0 | 0 | 15900000 |  | 0 | 12 | 15900000
| Option 5 | VIC WRL Option C2 incremental - biodiversity offset costs | $ | 0 | 0 | 0 | 0 | 0 | 0 | 0 | 0 | 0 | 0 | 0 | 0 | 0 | 0 | 0 | 0 | 0 | 0 | 0 | 0 | 0 | 0 | 0 | 0 | 0 | 0 | 0 | 0 | 0 |  | 0 | 12 | 0
| Option 5A | NSW early works | $ | -48413531.5029 | -22833651.9091 | -17032647.9874 | -20032627.8933 | -3797808.4782 | -3145698.7248 | 0 | 0 | 0 | 0 | 0 | 0 | 0 | 0 | 0 | 0 | 0 | 0 | 0 | 0 | 0 | 0 | 0 | 0 | 0 | 0 | 0 | 0 | 37625597.4 |  | 990147.3 | 12 | 37625597.4
| Option 5A | NSW 500kV substation works | $ | -105603867.2904 | 0 | 0 | 0 | 0 | 0 | 0 | 0 | 0 | 0 | 0 | 0 | -2001563.1449 | -60117611.0456 | -202730822.8133 | -85313529.101 | -4127767.8952 | 0 | 0 | 0 | 0 | 0 | 0 | 0 | 0 | 0 | 0 | 0 | 248003905.8 |  | 8857282.35 | 12 | 248003905.8
| Option 5A | NSW 500kV line works | $ | -237152394.5715 | 0 | 0 | 0 | 0 | 0 | 0 | 0 | 0 | 0 | 0 | 0 | -5627621.954 | -169027486.6432 | -421076503.469 | -223321535.0058 | -11605687.928 | 0 | 0 | 0 | 0 | 0 | 0 | 0 | 0 | 0 | 0 | 0 | 631300714.6 |  | 16613176.7 | 12 | 631300714.6
| Option 5A | NSW 500kV PEC Enhanced Line Works (Dinawan to Wagga) | $ | -116546982.0773 | 0 | 0 | -163350000 | -18150000 | 0 | 0 | 0 | 0 | 0 | 0 | 0 | 0 | 0 | 0 | 0 | 0 | 0 | 0 | 0 | 0 | 0 | 0 | 0 | 0 | 0 | 0 | 0 | 137940000 |  | 3630000 | 12 | 137940000
| Option 5A | NSW power flow control and repeater site | $ | -54575642.0198 | 0 | 0 | 0 | 0 | 0 | 0 | 0 | 0 | 0 | 0 | 0 | -1034399.5583 | -31068532.8454 | -104770451.0841 | -44089679.1294 | -2133213.3829 | 0 | 0 | 0 | 0 | 0 | 0 | 0 | 0 | 0 | 0 | 0 | 128167393.2 |  | 4577406.9 | 12 | 128167393.2
| Option 5A | NSW property/land access/easements | $ | -38463983.9077 | 0 | 0 | 0 | -39295538.7022 | -32548225.2978 | 0 | 0 | 0 | 0 | 0 | 0 | 0 | 0 | 0 | 0 | 0 | 0 | 0 | 0 | 0 | 0 | 0 | 0 | 0 | 0 | 0 | 0 | 71843764 |  | 0 | 12 | 71843764
| Option 5A | NSW biodiversity offset costs | $ | -41327571.8528 | 0 | 0 | 0 | 0 | -73227867 | 0 | 0 | 0 | 0 | 0 | 0 | 0 | 0 | 0 | 0 | 0 | 0 | 0 | 0 | 0 | 0 | 0 | 0 | 0 | 0 | 0 | 0 | 55653178.92 |  | 1464557.34 | 12 | 55653178.92
| Option 5A | VIC early works | $ | -58885702.4514 | -27772723.6675 | -20716923.7651 | -24365819.4067 | -4619299.8749 | -3826134.4166 | 0 | 0 | 0 | 0 | 0 | 0 | 0 | 0 | 0 | 0 | 0 | 0 | 0 | 0 | 0 | 0 | 0 | 0 | 0 | 0 | 0 | 0 | 45764265.9866 |  | 1204322.7891 | 12 | 45764265.9866
| Option 5A | VIC 500kV substation works | $ | -112879978.4327 | 0 | 0 | 0 | 0 | 0 | 0 | 0 | 0 | 0 | 0 | 0 | -2139470.9344 | -64259717.1143 | -216698985.5011 | -91191635.0418 | -4412171.2863 | 0 | 0 | 0 | 0 | 0 | 0 | 0 | 0 | 0 | 0 | 0 | 265091385.9145 |  | 9467549.4969 | 12 | 265091385.9145
| Option 5A | VIC 500kV line works | $ | -220415860.7865 | 0 | 0 | 0 | 0 | 0 | 0 | 0 | 0 | 0 | 0 | 0 | -5230464.3156 | -157098725.6205 | -391359910.7307 | -207561085.1806 | -10786640.7981 | 0 | 0 | 0 | 0 | 0 | 0 | 0 | 0 | 0 | 0 | 0 | 586747988.2506 |  | 15440736.5329 | 12 | 586747988.2506
| Option 5A | VIC power flow control and repeater site | $ | -48780790.9617 | 0 | 0 | 0 | 0 | 0 | 0 | 0 | 0 | 0 | 0 | 0 | -924566.8352 | -27769670.6833 | -93645906.5648 | -39408229.415 | -1906708.4189 | 0 | 0 | 0 | 0 | 0 | 0 | 0 | 0 | 0 | 0 | 0 | 114558557.342 |  | 4091377.0479 | 12 | 114558557.342
| Option 5A | VIC property/land access/easements | $ | -28408639.7103 | 0 | 0 | 0 | -29022807.515 | -24039392.485 | 0 | 0 | 0 | 0 | 0 | 0 | 0 | 0 | 0 | 0 | 0 | 0 | 0 | 0 | 0 | 0 | 0 | 0 | 0 | 0 | 0 | 0 | 53062200 |  | 0 | 12 | 53062200
| Option 5A | VIC biodiversity offset costs | $ | -6842839.0783 | 0 | 0 | 0 | 0 | -7567201.8141 | -4884798.1859 | 0 | 0 | 0 | 0 | 0 | 0 | 0 | 0 | 0 | 0 | 0 | 0 | 0 | 0 | 0 | 0 | 0 | 0 | 0 | 0 | 0 | 9463520 |  | 249040 | 12 | 9463520
| Option 5A | VIC WRL Option C2 incremental - substation works | $ | -22923971.6556 | -367600 | -367600 | -6249200 | -20953200 | -8822400 | -367600 | 0 | 0 | 0 | 0 | 0 | 0 | 0 | 0 | 0 | 0 | 0 | 0 | 0 | 0 | 0 | 0 | 0 | 0 | 0 | 0 | 0 | 25732000 |  | 919000 | 12 | 25732000
| Option 5A | VIC WRL Option C2 incremental - lines works | $ | -160137045.8102 | -2621000 | -2621000 | -52420000 | -133671000 | -70767000 | -2621000 | 0 | 0 | 0 | 0 | 0 | 0 | 0 | 0 | 0 | 0 | 0 | 0 | 0 | 0 | 0 | 0 | 0 | 0 | 0 | 0 | 0 | 199196000 |  | 5242000 | 12 | 199196000
| Option 5A | VIC WRL Option C2 incremental - power flow control and repeater site | $ | 0 | 0 | 0 | 0 | 0 | 0 | 0 | 0 | 0 | 0 | 0 | 0 | 0 | 0 | 0 | 0 | 0 | 0 | 0 | 0 | 0 | 0 | 0 | 0 | 0 | 0 | 0 | 0 | 0 |  | 0 | 12 | 0
| Option 5A | VIC WRL Option C2 incremental - land/access/easements | $ | -17668660.6752 | -8696636.0137 | -8696636.0137 | -7203363.9863 | 0 | 0 | 0 | 0 | 0 | 0 | 0 | 0 | 0 | 0 | 0 | 0 | 0 | 0 | 0 | 0 | 0 | 0 | 0 | 0 | 0 | 0 | 0 | 0 | 15900000 |  | 0 | 12 | 15900000
| Option 5A | VIC WRL Option C2 incremental - biodiversity offset costs | $ | 0 | 0 | 0 | 0 | 0 | 0 | 0 | 0 | 0 | 0 | 0 | 0 | 0 | 0 | 0 | 0 | 0 | 0 | 0 | 0 | 0 | 0 | 0 | 0 | 0 | 0 | 0 | 0 | 0 |  | 0 | 12 | 0
Capital cost (network)
| Option name |  | Units | PV | 2023 | 2024 | 2025 | 2026 | 2027 | 2028 | 2029 | 2030 | 2031 | 2032 | 2033 | 2034 | 2035 | 2036 | 2037 | 2038 | 2039 | 2040 | 2041 | 2042 | 2043 | 2044 | 2045 | 2046 | 2047 | 2048 | 2049 | 2050
| Option 5 | VNIW (via Bulgana and Kerang) crossing the Murray River near Echuca (Yorta Yorta Country) | $ | -1289039409.9344 | -62291611.7972 | -49434807.9206 | -273621011.4678 | -246122621.86 | -214389906.1224 | -7873398.1859 | 0 | 0 | 0 | 0 | 0 | -16415524.0736 | -493045694.7524 | -1389686322.3981 | -669355119.3907 | -33853277.8376 | 0 | 0 | 0 | 0 | 0 | 0 | 0 | 0 | 0 | 0 | 0 | 2553864969.4083
| Option 5A | VNIW (via Bulgana and Kerang) crossing the Murray River north of Kerang (Wamba Wamba Country) | $ | -1319027462.7843 | -62291611.5903 | -49434807.7662 | -273621011.2863 | -249509654.5703 | -223943919.7383 | -7873398.1859 | 0 | 0 | 0 | 0 | 0 | -16958086.7424 | -509341743.9522 | -1430282580.163 | -690885692.8736 | -34972189.7095 | 0 | 0 | 0 | 0 | 0 | 0 | 0 | 0 | 0 | 0 | 0 | 2626050471.4138
Operating expenditure
| Option name |  | Units | PV | 2023 | 2024 | 2025 | 2026 | 2027 | 2028 | 2029 | 2030 | 2031 | 2032 | 2033 | 2034 | 2035 | 2036 | 2037 | 2038 | 2039 | 2040 | 2041 | 2042 | 2043 | 2044 | 2045 | 2046 | 2047 | 2048 | 2049 | 2050 | 2051 | 2052 | 2053 | 2054 | 2055 | 2056 | 2057 | 2058 | 2059 | 2060 | 2061 | 2062 | 2063 | 2064 | 2065 | 2066 | 2067 | 2068 | 2069 | 2070 | 2071 | 2072 | 2073 | 2074 | 2075 | 2076 | 2077 | 2078 | 2079 | 2080 | 2081 | 2082 | 2083 | 2084 | 2085 | 2086 | 2087 | 2088
| Option 5 | VNIW (via Bulgana and Kerang) crossing the Murray River near Echuca (Yorta Yorta Country) | $ | -127294579.3083 | 0 | 0 | 0 | 0 | 0 | 0 | 0 | 0 | 0 | 0 | 0 | 0 | 0 | 0 | 0 | 0 | -36700259.7914 | -36700259.7914 | -36700259.7914 | -36700259.7914 | -36700259.7914 | -36700259.7914 | -36700259.7914 | -36700259.7914 | -36700259.7914 | -36700259.7914 | -36700259.7914 | -36700259.7914 | -36700259.7914 | -36700259.7914 | -36700259.7914 | -36700259.7914 | -36700259.7914 | -36700259.7914 | -36700259.7914 | -36700259.7914 | -36700259.7914 | -36700259.7914 | -36700259.7914 | -36700259.7914 | -36700259.7914 | -36700259.7914 | -36700259.7914 | -36700259.7914 | -36700259.7914 | -36700259.7914 | -36700259.7914 | -36700259.7914 | -36700259.7914 | -36700259.7914 | -36700259.7914 | -36700259.7914 | -36700259.7914 | -36700259.7914 | -36700259.7914 | -36700259.7914 | -36700259.7914 | -36700259.7914 | -36700259.7914 | -36700259.7914 | -36700259.7914 | -36700259.7914 | -36700259.7914 | -36700259.7914 | -36700259.7914 | -36700259.7914
| Option 5A | VNIW (via Bulgana and Kerang) crossing the Murray River north of Kerang (Wamba Wamba Country) | $ | -130605011.946 | 0 | 0 | 0 | 0 | 0 | 0 | 0 | 0 | 0 | 0 | 0 | 0 | 0 | 0 | 0 | 0 | -37654689.5753 | -37654689.5753 | -37654689.5753 | -37654689.5753 | -37654689.5753 | -37654689.5753 | -37654689.5753 | -37654689.5753 | -37654689.5753 | -37654689.5753 | -37654689.5753 | -37654689.5753 | -37654689.5753 | -37654689.5753 | -37654689.5753 | -37654689.5753 | -37654689.5753 | -37654689.5753 | -37654689.5753 | -37654689.5753 | -37654689.5753 | -37654689.5753 | -37654689.5753 | -37654689.5753 | -37654689.5753 | -37654689.5753 | -37654689.5753 | -37654689.5753 | -37654689.5753 | -37654689.5753 | -37654689.5753 | -37654689.5753 | -37654689.5753 | -37654689.5753 | -37654689.5753 | -37654689.5753 | -37654689.5753 | -37654689.5753 | -37654689.5753 | -37654689.5753 | -37654689.5753 | -37654689.5753 | -37654689.5753 | -37654689.5753 | -37654689.5753 | -37654689.5753 | -37654689.5753 | -37654689.5753 | -37654689.5753 | -37654689.5753
Incremental 'market benefits' calculation | bar: 2023 to 2050
Avoided involuntary load shedding | bar: 2023 to 2050
| Option name |  | Units | PV | 2023 | 2024 | 2025 | 2026 | 2027 | 2028 | 2029 | 2030 | 2031 | 2032 | 2033 | 2034 | 2035 | 2036 | 2037 | 2038 | 2039 | 2040 | 2041 | 2042 | 2043 | 2044 | 2045 | 2046 | 2047 | 2048 | 2049 | 2050
| Option 5 | VNIW (via Bulgana and Kerang) crossing the Murray River near Echuca (Yorta Yorta Country) | $ | 5554884.9724 | 0 | -36.7239 | -33.9802 | -37.5221 | -43.029 | 22220.6623 | 956702.3577 | -50.2279 | -85492.7222 | -56.7762 | 247575.7713 | 4860765.1021 | 4588076.759 | -224596.7062 | -73.996 | 858932.8576 | -82.0189 | -86.1805 | -90.6637 | -96.4052 | -101.8071 | -107.3038 | -113.2282 | -119.3411 | -125.8321 | -133.31 | -140.3008 | -147.2145
| Option 5A | VNIW (via Bulgana and Kerang) crossing the Murray River north of Kerang (Wamba Wamba Country) | $ | 5342901.3898 | 0 | -30.7239 | -28.9802 | -29.5221 | -36.029 | 22943.6623 | 945466.3577 | -42.2279 | -85703.7222 | -47.7762 | 247683.7713 | 4849618.1021 | 4577463.759 | -218218.7062 | -61.996 | 368256.8576 | -69.0189 | -73.1805 | -76.6637 | -81.4052 | -85.8071 | -90.3038 | -95.2282 | -100.3411 | -105.8321 | -112.31 | -118.3008 | -124.2145
Avoided unrelated TNSP expenditure
| Option name |  | Units | PV | 2023 | 2024 | 2025 | 2026 | 2027 | 2028 | 2029 | 2030 | 2031 | 2032 | 2033 | 2034 | 2035 | 2036 | 2037 | 2038 | 2039 | 2040 | 2041 | 2042 | 2043 | 2044 | 2045 | 2046 | 2047 | 2048 | 2049 | 2050
| Option 5 | VNIW (via Bulgana and Kerang) crossing the Murray River near Echuca (Yorta Yorta Country) | $ | 180581256.0549 | 0 | 0.20919 | -9.469 | -16.5101 | -11.81 | -12.4964 | -14.3219 | -14.0666 | -16.0437 | -16.9958 | -20.6626 | 1643364.4467 | 2138179.5822 | 4770728.1782 | 22079854.2012 | 30089653.6053 | 32024758.0908 | 34232810.6842 | 23884663.0938 | 31328264.7161 | 32780008.9704 | 60747629.2285 | 62262050.7165 | 59897827.602 | 44172837.0488 | 40951765.4695 | 44709603.5665 | 98277537.2298
| Option 5A | VNIW (via Bulgana and Kerang) crossing the Murray River north of Kerang (Wamba Wamba Country) | $ | 192442041.8595 | 0 | 0.20919 | -6.469 | -6.5101 | -6.81 | -7.4964 | -8.3219 | -8.0666 | -10.0437 | -9.9958 | -12.6626 | 1642238.4467 | 2127502.5822 | 4718305.1782 | 22028797.2012 | 30721837.6053 | 32610610.0908 | 34837886.6842 | 25947662.0938 | 33400781.7161 | 33529450.9704 | 64020303.2285 | 65290189.7165 | 64596720.602 | 52020573.0488 | 48962286.4695 | 54649834.5665 | 100737487.2298
Avoided fuel consumption from generation dispatch
| Option name |  | Units | PV | 2023 | 2024 | 2025 | 2026 | 2027 | 2028 | 2029 | 2030 | 2031 | 2032 | 2033 | 2034 | 2035 | 2036 | 2037 | 2038 | 2039 | 2040 | 2041 | 2042 | 2043 | 2044 | 2045 | 2046 | 2047 | 2048 | 2049 | 2050
| Option 5 | VNIW (via Bulgana and Kerang) crossing the Murray River near Echuca (Yorta Yorta Country) | $ | 575170085.9638 | 0 | 308138.8251 | 311736.5535 | 292729.5252 | -7859.8269 | 2804724.2874 | 2828901.9701 | 3514150.1258 | 3569618.0429 | 6549202.1516 | 5633573.1855 | -9856732.208 | -19275058.6071 | -2112082.695 | 15090490.1116 | -15171550.3714 | 171598175.0749 | 141945921.9148 | 46641947.9394 | 186879680.1556 | 158366949.1911 | 53124282.145 | 99746280.8159 | 107649735.584 | 143693391.5331 | 320850678.323 | 489496066.5447 | 190268297.8751
| Option 5A | VNIW (via Bulgana and Kerang) crossing the Murray River north of Kerang (Wamba Wamba Country) | $ | 581601150.7856 | 0 | 308055.8251 | 311803.5535 | 292509.5252 | -7741.8269 | 2806148.2874 | 2831992.9701 | 3515270.1258 | 3571210.0429 | 6549996.1516 | 5589293.1855 | -10029957.208 | -19173773.6071 | -1853242.695 | 15255906.1116 | -16613359.3714 | 170067812.0749 | 142345833.9148 | 42561795.9394 | 182633611.1556 | 157701093.1911 | 52326133.145 | 97852582.8159 | 106992685.584 | 152086934.5331 | 330757789.323 | 507768326.5447 | 203174816.8751
Avoided voluntary load curtailment
| Option name |  | Units | PV | 2023 | 2024 | 2025 | 2026 | 2027 | 2028 | 2029 | 2030 | 2031 | 2032 | 2033 | 2034 | 2035 | 2036 | 2037 | 2038 | 2039 | 2040 | 2041 | 2042 | 2043 | 2044 | 2045 | 2046 | 2047 | 2048 | 2049 | 2050
| Option 5 | VNIW (via Bulgana and Kerang) crossing the Murray River near Echuca (Yorta Yorta Country) | $ | -7481006.7391 | 0 | -149.1961 | -153.2262 | -178.2703 | -174.1728 | -24359.0944 | -7488.0656 | -205.8672 | -366.518 | -103649.4893 | 184215.1141 | -121927.3413 | 638744.3957 | -9736397.3322 | -5033542.369 | 1316057.3692 | 1135086.6396 | 4118317.7166 | -444297.9003 | -14612552.8899 | 2383952.5644 | -2786358.6701 | 2466885.5712 | 122052.7871 | 1797678.3945 | 319793.5273 | -846356.0389 | 1126948.1592
| Option 5A | VNIW (via Bulgana and Kerang) crossing the Murray River north of Kerang (Wamba Wamba Country) | $ | -7530334.9465 | 0 | -135.1961 | -139.2262 | -162.2703 | -158.1728 | -23259.0944 | -7602.0656 | -185.8672 | -449.518 | -103757.4893 | 184240.1141 | -125870.3413 | 642475.3957 | -9949457.3322 | -5231862.369 | 1232212.3692 | 1135118.6396 | 4095308.7166 | -421959.9003 | -14340360.8899 | 2342607.5644 | -2780702.6701 | 2455557.5712 | 238045.7871 | 1890348.3945 | 323886.5273 | -551437.0389 | 984159.1592
Avoided costs for non RIT-T proponent parties
| Option name |  | Units | PV | 2023 | 2024 | 2025 | 2026 | 2027 | 2028 | 2029 | 2030 | 2031 | 2032 | 2033 | 2034 | 2035 | 2036 | 2037 | 2038 | 2039 | 2040 | 2041 | 2042 | 2043 | 2044 | 2045 | 2046 | 2047 | 2048 | 2049 | 2050
| Option 5 | VNIW (via Bulgana and Kerang) crossing the Murray River near Echuca (Yorta Yorta Country) | $ | 866329272.5961 | 0 | -127055.0683 | -114056.8346 | -102191.8586 | 20460.0699 | 1135789.0407 | 1379481.0157 | 1682260.3531 | 1814691.8214 | 2392679.4211 | 1269715.5192 | 13910153.6966 | 22937352.4854 | 39042768.0863 | 21967916.3982 | 45337316.3941 | -12442790.6022 | 91896132.4236 | 252454494.4516 | 152648133.258 | 214856673.6687 | 280869445.1158 | 283841773.1383 | 304894374.0093 | 359699242.585 | 302356554.8419 | 197599528.512 | 576319736.5295
| Option 5A | VNIW (via Bulgana and Kerang) crossing the Murray River north of Kerang (Wamba Wamba Country) | $ | 864478377.1807 | 0 | -127004.0683 | -113983.8346 | -102104.8586 | 20356.0699 | 1133153.0407 | 1379247.0157 | 1684565.3531 | 1815192.8214 | 2392979.4211 | 1253639.5192 | 14063404.6966 | 22735030.4854 | 37956786.0863 | 21333252.3982 | 47471881.3941 | -11436005.6022 | 90629258.4236 | 254837061.4516 | 155130396.258 | 217596614.6687 | 285550034.1158 | 286723938.1383 | 307978423.0093 | 348091837.585 | 298236297.8419 | 180035492.512 | 578620763.5295
|  | PV market benefits over time |  |  | 2023: Option 5
[5 empty] | 2023 | 2024 | 2025 | 2026 | 2027 | 2028 | 2029 | 2030 | 2031 | 2032 | 2033 | 2034 | 2035 | 2036 | 2037 | 2038 | 2039 | 2040 | 2041 | 2042 | 2043 | 2044 | 2045 | 2046 | 2047 | 2048 | 2049 | 2050
|  | Discount factor | Factor |  | 1.113 | 1.1742 | 1.2388 | 1.307 | 1.3788 | 1.4547 | 1.5347 | 1.6191 | 1.7081 | 1.8021 | 1.9012 | 2.0058 | 2.1161 | 2.2325 | 2.3553 | 2.4848 | 2.6215 | 2.7656 | 2.9178 | 3.0782 | 3.2475 | 3.4262 | 3.6146 | 3.8134 | 4.0231 | 4.2444 | 4.4778 | 4.7241
|  | Annual PV | Units | PV | 2023 | 2024 | 2025 | 2026 | 2027 | 2028 | 2029 | 2030 | 2031 | 2032 | 2033 | 2034 | 2035 | 2036 | 2037 | 2038 | 2039 | 2040 | 2041 | 2042 | 2043 | 2044 | 2045 | 2046 | 2047 | 2048 | 2049 | 2050
|  | Avoided unserved energy | $ | 5.5549 | 0 | -3.1275e-05 | -2.7429e-05 | -2.8709e-05 | -3.1207e-05 | 0.015275 | 0.62339 | -3.1022e-05 | -0.05005 | -3.1506e-05 | 0.13022 | 2.4234 | 2.1682 | -0.1006 | -3.1417e-05 | 0.34567 | -3.1287e-05 | -3.1161e-05 | -3.1073e-05 | -3.1318e-05 | -3.1349e-05 | -3.1319e-05 | -3.1325e-05 | -3.1295e-05 | -3.1277e-05 | -3.1408e-05 | -3.1332e-05 | -3.1162e-05
|  | Avoided REZ transmission capex | $ | 180.5813 | 0 | 1.7815e-07 | -7.6435e-06 | -1.2632e-05 | -8.5652e-06 | -8.5905e-06 | -9.3321e-06 | -8.6879e-06 | -9.3925e-06 | -9.4311e-06 | -1.0868e-05 | 0.81932 | 1.0104 | 2.137 | 9.3747 | 12.1095 | 12.2164 | 12.3779 | 8.186 | 10.1773 | 10.0938 | 17.7306 | 17.2252 | 15.7072 | 10.9797 | 9.6484 | 9.9846 | 20.8033
|  | Avoided fuel costs | $ | 575.1701 | 0 | 0.26242 | 0.25164 | 0.22398 | -0.0057003 | 1.9281 | 1.8433 | 2.1704 | 2.0898 | 3.6342 | 2.9632 | -4.9142 | -9.1088 | -0.94607 | 6.4071 | -6.1057 | 65.4589 | 51.3247 | 15.9855 | 60.71 | 48.7652 | 15.5055 | 27.5955 | 28.2294 | 35.7168 | 75.5939 | 109.3151 | 40.2759
|  | Avoided voluntary load curtailment | $ | -7.481 | 0 | -0.00012706 | -0.00012369 | -0.0001364 | -0.00012632 | -0.016745 | -0.0048792 | -0.00012715 | -0.00021457 | -0.057516 | 0.096894 | -0.060788 | 0.30185 | -4.3613 | -2.1371 | 0.52964 | 0.433 | 1.4891 | -0.15227 | -4.7471 | 0.73408 | -0.81326 | 0.68248 | 0.032006 | 0.44684 | 0.075345 | -0.18901 | 0.23855
|  | Avoided generation/storage costs (excl fuel costs) | $ | 866.3293 | 0 | -0.1082 | -0.092069 | -0.078191 | 0.014839 | 0.78078 | 0.89887 | 1.039 | 1.0624 | 1.3277 | 0.66785 | 6.9351 | 10.8395 | 17.4885 | 9.3272 | 18.2458 | -4.7465 | 33.2277 | 86.5235 | 49.5895 | 66.1599 | 81.9781 | 78.5267 | 79.9536 | 89.4078 | 71.2366 | 44.1283 | 121.995
|  | Cumulative PV | Units | CHECK | 2023 | 2024 | 2025 | 2026 | 2027 | 2028 | 2029 | 2030 | 2031 | 2032 | 2033 | 2034 | 2035 | 2036 | 2037 | 2038 | 2039 | 2040 | 2041 | 2042 | 2043 | 2044 | 2045 | 2046 | 2047 | 2048 | 2049 | 2050
|  | Avoided unserved energy | $ | TRUE | 0 | -3.1275e-05 | -5.8704e-05 | -8.7413e-05 | -0.00011862 | 0.015157 | 0.63854 | 0.63851 | 0.58846 | 0.58843 | 0.71865 | 3.142 | 5.3102 | 5.2096 | 5.2096 | 5.5553 | 5.5552 | 5.5552 | 5.5552 | 5.5551 | 5.5551 | 5.5551 | 5.555 | 5.555 | 5.555 | 5.5549 | 5.5549 | 5.5549
|  | Avoided REZ transmission capex | $ | TRUE | 0 | 1.7815e-07 | -7.4654e-06 | -2.0098e-05 | -2.8663e-05 | -3.7253e-05 | -4.6586e-05 | -5.5273e-05 | -6.4666e-05 | -7.4097e-05 | -8.4965e-05 | 0.81923 | 1.8297 | 3.9666 | 13.3413 | 25.4508 | 37.6672 | 50.045 | 58.231 | 68.4083 | 78.5021 | 96.2327 | 113.4579 | 129.1652 | 140.1449 | 149.7933 | 159.7779 | 180.5813
|  | Avoided fuel costs | $ | TRUE | 0 | 0.26242 | 0.51405 | 0.73803 | 0.73233 | 2.6604 | 4.5037 | 6.6742 | 8.7639 | 12.3981 | 15.3613 | 10.4471 | 1.3383 | 0.39224 | 6.7994 | 0.69364 | 66.1525 | 117.4772 | 133.4627 | 194.1727 | 242.938 | 258.4435 | 286.039 | 314.2684 | 349.9852 | 425.5791 | 534.8942 | 575.1701
|  | Avoided voluntary load curtailment | $ | TRUE | 0 | -0.00012706 | -0.00025074 | -0.00038714 | -0.00051346 | -0.017259 | -0.022138 | -0.022265 | -0.02248 | -0.079996 | 0.016898 | -0.04389 | 0.25796 | -4.1033 | -6.2404 | -5.7108 | -5.2778 | -3.7887 | -3.941 | -8.688 | -7.954 | -8.7672 | -8.0847 | -8.0527 | -7.6059 | -7.5305 | -7.7196 | -7.481
|  | Avoided generation/storage costs (excl fuel costs) | $ | TRUE | 0 | -0.1082 | -0.20027 | -0.27846 | -0.26362 | 0.51716 | 1.416 | 2.455 | 3.5174 | 4.8451 | 5.513 | 12.448 | 23.2875 | 40.7761 | 50.1032 | 68.3491 | 63.6026 | 96.8303 | 183.3538 | 232.9433 | 299.1032 | 381.0813 | 459.608 | 539.5616 | 628.9694 | 700.206 | 744.3342 | 866.3293
|  | PV market benefits over time |  |  | 2023: Option 5A
[5 empty] | 2023 | 2024 | 2025 | 2026 | 2027 | 2028 | 2029 | 2030 | 2031 | 2032 | 2033 | 2034 | 2035 | 2036 | 2037 | 2038 | 2039 | 2040 | 2041 | 2042 | 2043 | 2044 | 2045 | 2046 | 2047 | 2048 | 2049 | 2050
|  | Discount factor | Factor |  | 1.113 | 1.1742 | 1.2388 | 1.307 | 1.3788 | 1.4547 | 1.5347 | 1.6191 | 1.7081 | 1.8021 | 1.9012 | 2.0058 | 2.1161 | 2.2325 | 2.3553 | 2.4848 | 2.6215 | 2.7656 | 2.9178 | 3.0782 | 3.2475 | 3.4262 | 3.6146 | 3.8134 | 4.0231 | 4.2444 | 4.4778 | 4.7241
|  | Annual PV | Units | PV | 2023 | 2024 | 2025 | 2026 | 2027 | 2028 | 2029 | 2030 | 2031 | 2032 | 2033 | 2034 | 2035 | 2036 | 2037 | 2038 | 2039 | 2040 | 2041 | 2042 | 2043 | 2044 | 2045 | 2046 | 2047 | 2048 | 2049 | 2050
|  | Avoided unserved energy | $ | 5.3429 | 0 | -2.6165e-05 | -2.3393e-05 | -2.2588e-05 | -2.613e-05 | 0.015772 | 0.61606 | -2.6081e-05 | -0.050174 | -2.6512e-05 | 0.13028 | 2.4178 | 2.1632 | -0.097747 | -2.6322e-05 | 0.1482 | -2.6328e-05 | -2.6461e-05 | -2.6275e-05 | -2.6445e-05 | -2.6422e-05 | -2.6357e-05 | -2.6346e-05 | -2.6313e-05 | -2.6306e-05 | -2.6461e-05 | -2.6419e-05 | -2.6294e-05
|  | Avoided REZ transmission capex | $ | 192.442 | 0 | 1.7815e-07 | -5.2219e-06 | -4.9811e-06 | -4.9389e-06 | -5.1533e-06 | -5.4225e-06 | -4.9822e-06 | -5.8799e-06 | -5.5468e-06 | -6.6603e-06 | 0.81876 | 1.0054 | 2.1135 | 9.353 | 12.3639 | 12.4398 | 12.5967 | 8.893 | 10.8506 | 10.3246 | 18.6858 | 18.063 | 16.9394 | 12.9304 | 11.5357 | 12.2045 | 21.3241
|  | Avoided fuel costs | $ | 581.6012 | 0 | 0.26234 | 0.25169 | 0.22381 | -0.0056147 | 1.929 | 1.8453 | 2.1711 | 2.0907 | 3.6347 | 2.9399 | -5.0005 | -9.0609 | -0.83013 | 6.4774 | -6.686 | 64.8751 | 51.4693 | 14.5872 | 59.3306 | 48.5602 | 15.2726 | 27.0716 | 28.0571 | 37.8031 | 77.928 | 113.3957 | 43.0079
|  | Avoided voluntary load curtailment | $ | -7.5303 | 0 | -0.00011513 | -0.00011239 | -0.00012416 | -0.00011471 | -0.015989 | -0.0049535 | -0.0001148 | -0.00026316 | -0.057576 | 0.096907 | -0.062754 | 0.30361 | -4.4567 | -2.2213 | 0.4959 | 0.43301 | 1.4808 | -0.14462 | -4.6586 | 0.72135 | -0.81161 | 0.67935 | 0.062424 | 0.46987 | 0.076309 | -0.12315 | 0.20833
|  | Avoided generation/storage costs (excl fuel costs) | $ | 864.4784 | 0 | -0.10816 | -0.09201 | -0.078124 | 0.014763 | 0.77897 | 0.89872 | 1.0404 | 1.0627 | 1.3279 | 0.65939 | 7.0115 | 10.7439 | 17.0021 | 9.0577 | 19.1049 | -4.3624 | 32.7696 | 87.34 | 50.3959 | 67.0036 | 83.3443 | 79.3241 | 80.7623 | 86.5227 | 70.2658 | 40.2059 | 122.4821
|  | Cumulative PV | Units | CHECK | 2023 | 2024 | 2025 | 2026 | 2027 | 2028 | 2029 | 2030 | 2031 | 2032 | 2033 | 2034 | 2035 | 2036 | 2037 | 2038 | 2039 | 2040 | 2041 | 2042 | 2043 | 2044 | 2045 | 2046 | 2047 | 2048 | 2049 | 2050
|  | Avoided unserved energy | $ | TRUE | 0 | -2.6165e-05 | -4.9558e-05 | -7.2147e-05 | -9.8276e-05 | 0.015674 | 0.63174 | 0.63171 | 0.58154 | 0.58151 | 0.71179 | 3.1296 | 5.2928 | 5.195 | 5.195 | 5.3432 | 5.3432 | 5.3432 | 5.3431 | 5.3431 | 5.3431 | 5.3431 | 5.343 | 5.343 | 5.343 | 5.343 | 5.3429 | 5.3429
|  | Avoided REZ transmission capex | $ | TRUE | 0 | 1.7815e-07 | -5.0437e-06 | -1.0025e-05 | -1.4964e-05 | -2.0117e-05 | -2.554e-05 | -3.0522e-05 | -3.6402e-05 | -4.1948e-05 | -4.8609e-05 | 0.81871 | 1.8241 | 3.9376 | 13.2906 | 25.6545 | 38.0943 | 50.691 | 59.584 | 70.4346 | 80.7592 | 99.445 | 117.5079 | 134.4474 | 147.3778 | 158.9135 | 171.118 | 192.442
|  | Avoided fuel costs | $ | TRUE | 0 | 0.26234 | 0.51404 | 0.73785 | 0.73223 | 2.6613 | 4.5066 | 6.6777 | 8.7684 | 12.4031 | 15.343 | 10.3424 | 1.2815 | 0.45135 | 6.9287 | 0.24273 | 65.1178 | 116.5871 | 131.1742 | 190.5049 | 239.0651 | 254.3377 | 281.4092 | 309.4663 | 347.2695 | 425.1975 | 538.5932 | 581.6012
|  | Avoided voluntary load curtailment | $ | TRUE | 0 | -0.00011513 | -0.00022752 | -0.00035168 | -0.00046639 | -0.016456 | -0.021409 | -0.021524 | -0.021787 | -0.079363 | 0.017544 | -0.04521 | 0.2584 | -4.1983 | -6.4196 | -5.9237 | -5.4907 | -4.01 | -4.1546 | -8.8132 | -8.0919 | -8.9035 | -8.2241 | -8.1617 | -7.6918 | -7.6155 | -7.7387 | -7.5303
|  | Avoided generation/storage costs (excl fuel costs) | $ | TRUE | 0 | -0.10816 | -0.20017 | -0.27829 | -0.26353 | 0.51544 | 1.4142 | 2.4546 | 3.5173 | 4.8452 | 5.5045 | 12.516 | 23.2599 | 40.262 | 49.3197 | 68.4246 | 64.0621 | 96.8318 | 184.1718 | 234.5677 | 301.5713 | 384.9155 | 464.2396 | 545.0019 | 631.5246 | 701.7904 | 741.9963 | 864.4784
Payback with matching of annual benefits and opex
|  | Payback for | Option 5
|  | Capital costs | Units | PV | 2023 | 2024 | 2025 | 2026 | 2027 | 2028 | 2029 | 2030 | 2031 | 2032 | 2033 | 2034 | 2035 | 2036 | 2037 | 2038 | 2039 | 2040 | 2041 | 2042 | 2043 | 2044 | 2045 | 2046 | 2047 | 2048 | 2049 | 2050
|  | Capital costs excluding terminal value | $ | 1829.6401 | -62.2916 | -49.4348 | -273.621 | -246.1226 | -214.3899 | -7.8734 | 0 | 0 | 0 | 0 | 0 | -16.4155 | -493.0457 | -1389.6863 | -669.3551 | -33.8533 | 0 | 0 | 0 | 0 | 0 | 0 | 0 | 0 | 0 | 0 | 0
|  | Payback | Units |  | 2023 | 2024 | 2025 | 2026 | 2027 | 2028 | 2029 | 2030 | 2031 | 2032 | 2033 | 2034 | 2035 | 2036 | 2037 | 2038 | 2039 | 2040 | 2041 | 2042 | 2043 | 2044 | 2045 | 2046 | 2047 | 2048 | 2049 | 2050
|  | Annual net operating benefits | $, PV |  | 0 | 0.15406 | 0.15941 | 0.14561 | 0.0089722 | 2.7074 | 3.3607 | 3.2093 | 3.1019 | 4.9044 | 3.8581 | 5.2028 | 5.2112 | 14.2176 | 22.9718 | 25.1249 | 59.3618 | 85.1493 | 97.9644 | 103.8073 | 114.452 | 103.6891 | 113.8764 | 114.2981 | 127.4289 | 147.9074 | 155.043 | 175.5441
|  | Cumulative benefits (net of opex) | $, PV |  | 0 | 0.15406 | 0.31347 | 0.45908 | 0.46805 | 3.1754 | 6.5361 | 9.7454 | 12.8473 | 17.7516 | 21.6097 | 26.8125 | 32.0237 | 46.2413 | 69.2131 | 94.338 | 153.6998 | 238.849 | 336.8135 | 440.6208 | 555.0728 | 658.7619 | 772.6384 | 886.9365 | 1014.3654 | 1162.2728 | 1317.3158 | 1492.8599
|  | Capital costs | $, PV |  | 1829.6401 | 1829.6401 | 1829.6401 | 1829.6401 | 1829.6401 | 1829.6401 | 1829.6401 | 1829.6401 | 1829.6401 | 1829.6401 | 1829.6401 | 1829.6401 | 1829.6401 | 1829.6401 | 1829.6401 | 1829.6401 | 1829.6401 | 1829.6401 | 1829.6401 | 1829.6401 | 1829.6401 | 1829.6401 | 1829.6401 | 1829.6401 | 1829.6401 | 1829.6401 | 1829.6401 | 1829.6401
|  | Difference | $, PV |  | -1829.6401 | -1829.4861 | -1829.3266 | -1829.181 | -1829.1721 | -1826.4647 | -1823.104 | -1819.8947 | -1816.7929 | -1811.8885 | -1808.0304 | -1802.8276 | -1797.6164 | -1783.3988 | -1760.427 | -1735.3021 | -1675.9403 | -1590.7911 | -1492.8266 | -1389.0193 | -1274.5673 | -1170.8782 | -1057.0017 | -942.7036 | -815.2747 | -667.3673 | -512.3243 | -336.7802
[5 empty] | 0 | 0 | 0 | 0 | 0 | 0 | 0 | 0 | 0 | 0 | 0 | 0 | 0 | 0 | 0 | 0 | 0 | 0 | 0 | 0 | 0 | 0 | 0 | 0 | 0 | 0 | 0 | 0
|  | Payback year | Year |  | 2023: 0
|  |  | $, PV |  | 0 | 0 | 0 | 0 | 0 | 0 | 0 | 0 | 0 | 0 | 0 | 0 | 0 | 0 | 0 | 0 | 0 | 0 | 0 | 0 | 0 | 0 | 0 | 0 | 0 | 0 | 0 | 0
|  | Payback for | Option 5A
|  | Capital costs | Units | PV | 2023 | 2024 | 2025 | 2026 | 2027 | 2028 | 2029 | 2030 | 2031 | 2032 | 2033 | 2034 | 2035 | 2036 | 2037 | 2038 | 2039 | 2040 | 2041 | 2042 | 2043 | 2044 | 2045 | 2046 | 2047 | 2048 | 2049 | 2050
|  | Capital costs excluding terminal value | $ | 1874.9083 | -62.2916 | -49.4348 | -273.621 | -249.5097 | -223.9439 | -7.8734 | 0 | 0 | 0 | 0 | 0 | -16.9581 | -509.3417 | -1430.2826 | -690.8857 | -34.9722 | 0 | 0 | 0 | 0 | 0 | 0 | 0 | 0 | 0 | 0 | 0
|  | Payback | Units |  | 2023 | 2024 | 2025 | 2026 | 2027 | 2028 | 2029 | 2030 | 2031 | 2032 | 2033 | 2034 | 2035 | 2036 | 2037 | 2038 | 2039 | 2040 | 2041 | 2042 | 2043 | 2044 | 2045 | 2046 | 2047 | 2048 | 2049 | 2050
|  | Annual net operating benefits | $, PV |  | 0 | 0.15405 | 0.15954 | 0.14553 | 0.0090026 | 2.7078 | 3.3551 | 3.2114 | 3.1029 | 4.9049 | 3.8264 | 5.1847 | 5.1551 | 13.731 | 22.6667 | 25.4269 | 59.0215 | 84.7012 | 97.7702 | 103.686 | 115.0149 | 105.5006 | 114.7205 | 115.9469 | 128.3665 | 150.9342 | 157.2738 | 179.0517
|  | Cumulative benefits (net of opex) | $, PV |  | 0 | 0.15405 | 0.31359 | 0.45912 | 0.46812 | 3.1759 | 6.5311 | 9.7425 | 12.8454 | 17.7504 | 21.5768 | 26.7615 | 31.9167 | 45.6477 | 68.3144 | 93.7413 | 152.7627 | 237.4639 | 335.2341 | 438.9201 | 553.9349 | 659.4355 | 774.156 | 890.1029 | 1018.4694 | 1169.4036 | 1326.6774 | 1505.7291
|  | Capital costs | $, PV |  | 1874.9083 | 1874.9083 | 1874.9083 | 1874.9083 | 1874.9083 | 1874.9083 | 1874.9083 | 1874.9083 | 1874.9083 | 1874.9083 | 1874.9083 | 1874.9083 | 1874.9083 | 1874.9083 | 1874.9083 | 1874.9083 | 1874.9083 | 1874.9083 | 1874.9083 | 1874.9083 | 1874.9083 | 1874.9083 | 1874.9083 | 1874.9083 | 1874.9083 | 1874.9083 | 1874.9083 | 1874.9083
|  | Difference | $, PV |  | -1874.9083 | -1874.7543 | -1874.5948 | -1874.4492 | -1874.4402 | -1871.7324 | -1868.3773 | -1865.1659 | -1862.0629 | -1857.158 | -1853.3316 | -1848.1468 | -1842.9917 | -1829.2607 | -1806.594 | -1781.1671 | -1722.1456 | -1637.4444 | -1539.6742 | -1435.9883 | -1320.9734 | -1215.4728 | -1100.7523 | -984.8054 | -856.4389 | -705.5047 | -548.2309 | -369.1792
[5 empty] | 0 | 0 | 0 | 0 | 0 | 0 | 0 | 0 | 0 | 0 | 0 | 0 | 0 | 0 | 0 | 0 | 0 | 0 | 0 | 0 | 0 | 0 | 0 | 0 | 0 | 0 | 0 | 0
|  | Payback year | Year |  | 2023: 0
|  |  | $, PV |  | 0 | 0 | 0 | 0 | 0 | 0 | 0 | 0 | 0 | 0 | 0 | 0 | 0 | 0 | 0 | 0 | 0 | 0 | 0 | 0 | 0 | 0 | 0 | 0 | 0 | 0 | 0 | 0
Payback with asset lifetime opex and capex
|  | Payback for | Option 5
[21 empty] | 1 | 2 | 3 | 4 | 5 | 6 | 7 | 8 | 9 | 10 | 11 | 12 | 13 | 14 | 15 | 16 | 17 | 18 | 19 | 20 | 21 | 22 | 23 | 24 | 25 | 26 | 27 | 28 | 29 | 30 | 31 | 32 | 33 | 34 | 35 | 36 | 37 | 38 | 39 | 40 | 41 | 42 | 43 | 44 | 45 | 46 | 47 | 48 | 49 | 50
|  | Costs | Units | PV | 2023 | 2024 | 2025 | 2026 | 2027 | 2028 | 2029 | 2030 | 2031 | 2032 | 2033 | 2034 | 2035 | 2036 | 2037 | 2038 | 2039 | 2040 | 2041 | 2042 | 2043 | 2044 | 2045 | 2046 | 2047 | 2048 | 2049 | 2050 | 2051 | 2052 | 2053 | 2054 | 2055 | 2056 | 2057 | 2058 | 2059 | 2060 | 2061 | 2062 | 2063 | 2064 | 2065 | 2066 | 2067 | 2068 | 2069 | 2070 | 2071 | 2072 | 2073 | 2074 | 2075 | 2076 | 2077 | 2078 | 2079 | 2080 | 2081 | 2082 | 2083 | 2084 | 2085 | 2086 | 2087 | 2088
|  | Capital costs excluding terminal value | $ | 1829.6401 | 2023: -62.2916; 2024: -49.4348; 2025: -273.621; 2026: -246.1226; 2027: -214.3899; 2028: -7.8734; 2029: 0; 2030: 0; 2031: 0; 2032: 0; 2033: 0; 2034: -16.4155; 2035: -493.0457; 2036: -1389.6863; 2037: -669.3551; 2038: -33.8533; 1 2039: 0; 2 2040: 0; 3 2041: 0; 4 2042: 0; 5 2043: 0; 6 2044: 0; 7 2045: 0; 8 2046: 0; 9 2047: 0; 10 2048: 0; 11 2049: 0
|  | Opex | $ | 250.0767 | 0 | 0 | 0 | 0 | 0 | 0 | 0 | 0 | 0 | 0 | 0 | 0 | 0 | 0 | 0 | 0 | -36.7003 | -36.7003 | -36.7003 | -36.7003 | -36.7003 | -36.7003 | -36.7003 | -36.7003 | -36.7003 | -36.7003 | -36.7003 | -36.7003 | -36.7003 | -36.7003 | -36.7003 | -36.7003 | -36.7003 | -36.7003 | -36.7003 | -36.7003 | -36.7003 | -36.7003 | -36.7003 | -36.7003 | -36.7003 | -36.7003 | -36.7003 | -36.7003 | -36.7003 | -36.7003 | -36.7003 | -36.7003 | -36.7003 | -36.7003 | -36.7003 | -36.7003 | -36.7003 | -36.7003 | -36.7003 | -36.7003 | -36.7003 | -36.7003 | -36.7003 | -36.7003 | -36.7003 | -36.7003 | -36.7003 | -36.7003 | -36.7003 | -36.7003
|  | Payback | Units |  | 2023 | 2024 | 2025 | 2026 | 2027 | 2028 | 2029 | 2030 | 2031 | 2032 | 2033 | 2034 | 2035 | 2036 | 2037 | 2038 | 2039 | 2040 | 2041 | 2042 | 2043 | 2044 | 2045 | 2046 | 2047 | 2048 | 2049 | 2050
|  | Annual benefits | $, PV |  | 0 | 0.15406 | 0.15941 | 0.14561 | 0.0089722 | 2.7074 | 3.3607 | 3.2093 | 3.1019 | 4.9044 | 3.8581 | 5.2028 | 5.2112 | 14.2176 | 22.9718 | 25.1249 | 73.3617 | 98.4193 | 110.5427 | 115.7298 | 125.753 | 114.4009 | 124.0298 | 123.9222 | 136.5512 | 156.5542 | 163.239 | 183.3128
|  | Cumulative benefits | $, PV |  | 0 | 0.15406 | 0.31347 | 0.45908 | 0.46805 | 3.1754 | 6.5361 | 9.7454 | 12.8473 | 17.7516 | 21.6097 | 26.8125 | 32.0237 | 46.2413 | 69.2131 | 94.338 | 167.6997 | 266.119 | 376.6617 | 492.3915 | 618.1444 | 732.5454 | 856.5752 | 980.4973 | 1117.0485 | 1273.6027 | 1436.8417 | 1620.1545
|  | Costs (capex and opex for the life of the asset) | $, PV |  | 2079.7168 | 2079.7168 | 2079.7168 | 2079.7168 | 2079.7168 | 2079.7168 | 2079.7168 | 2079.7168 | 2079.7168 | 2079.7168 | 2079.7168 | 2079.7168 | 2079.7168 | 2079.7168 | 2079.7168 | 2079.7168 | 2079.7168 | 2079.7168 | 2079.7168 | 2079.7168 | 2079.7168 | 2079.7168 | 2079.7168 | 2079.7168 | 2079.7168 | 2079.7168 | 2079.7168 | 2079.7168
|  | Difference | $, PV |  | -2079.7168 | -2079.5627 | -2079.4033 | -2079.2577 | -2079.2488 | -2076.5414 | -2073.1807 | -2069.9714 | -2066.8695 | -2061.9652 | -2058.1071 | -2052.9043 | -2047.6931 | -2033.4755 | -2010.5037 | -1985.3788 | -1912.0171 | -1813.5978 | -1703.0551 | -1587.3253 | -1461.5724 | -1347.1714 | -1223.1416 | -1099.2195 | -962.6683 | -806.1141 | -642.8751 | -459.5623
[5 empty] | 0 | 0 | 0 | 0 | 0 | 0 | 0 | 0 | 0 | 0 | 0 | 0 | 0 | 0 | 0 | 0 | 0 | 0 | 0 | 0 | 0 | 0 | 0 | 0 | 0 | 0 | 0 | 0
|  | Payback year | Year |  | 2023: 0
|  |  | $, PV |  | 0 | 0 | 0 | 0 | 0 | 0 | 0 | 0 | 0 | 0 | 0 | 0 | 0 | 0 | 0 | 0 | 0 | 0 | 0 | 0 | 0 | 0 | 0 | 0 | 0 | 0 | 0 | 0
|  | Payback for | Option 5A
[21 empty] | 1 | 2 | 3 | 4 | 5 | 6 | 7 | 8 | 9 | 10 | 11 | 12 | 13 | 14 | 15 | 16 | 17 | 18 | 19 | 20 | 21 | 22 | 23 | 24 | 25 | 26 | 27 | 28 | 29 | 30 | 31 | 32 | 33 | 34 | 35 | 36 | 37 | 38 | 39 | 40 | 41 | 42 | 43 | 44 | 45 | 46 | 47 | 48 | 49 | 50
|  | Costs | Units | PV | 2023 | 2024 | 2025 | 2026 | 2027 | 2028 | 2029 | 2030 | 2031 | 2032 | 2033 | 2034 | 2035 | 2036 | 2037 | 2038 | 2039 | 2040 | 2041 | 2042 | 2043 | 2044 | 2045 | 2046 | 2047 | 2048 | 2049 | 2050 | 2051 | 2052 | 2053 | 2054 | 2055 | 2056 | 2057 | 2058 | 2059 | 2060 | 2061 | 2062 | 2063 | 2064 | 2065 | 2066 | 2067 | 2068 | 2069 | 2070 | 2071 | 2072 | 2073 | 2074 | 2075 | 2076 | 2077 | 2078 | 2079 | 2080 | 2081 | 2082 | 2083 | 2084 | 2085 | 2086 | 2087 | 2088
|  | Capital costs excluding terminal value | $ | 1874.9083 | 2023: -62.2916; 2024: -49.4348; 2025: -273.621; 2026: -249.5097; 2027: -223.9439; 2028: -7.8734; 2029: 0; 2030: 0; 2031: 0; 2032: 0; 2033: 0; 2034: -16.9581; 2035: -509.3417; 2036: -1430.2826; 2037: -690.8857; 2038: -34.9722; 1 2039: 0; 2 2040: 0; 3 2041: 0; 4 2042: 0; 5 2043: 0; 6 2044: 0; 7 2045: 0; 8 2046: 0; 9 2047: 0; 10 2048: 0; 11 2049: 0
|  | Opex | $ | 256.5802 | 0 | 0 | 0 | 0 | 0 | 0 | 0 | 0 | 0 | 0 | 0 | 0 | 0 | 0 | 0 | 0 | -37.6547 | -37.6547 | -37.6547 | -37.6547 | -37.6547 | -37.6547 | -37.6547 | -37.6547 | -37.6547 | -37.6547 | -37.6547 | -37.6547 | -37.6547 | -37.6547 | -37.6547 | -37.6547 | -37.6547 | -37.6547 | -37.6547 | -37.6547 | -37.6547 | -37.6547 | -37.6547 | -37.6547 | -37.6547 | -37.6547 | -37.6547 | -37.6547 | -37.6547 | -37.6547 | -37.6547 | -37.6547 | -37.6547 | -37.6547 | -37.6547 | -37.6547 | -37.6547 | -37.6547 | -37.6547 | -37.6547 | -37.6547 | -37.6547 | -37.6547 | -37.6547 | -37.6547 | -37.6547 | -37.6547 | -37.6547 | -37.6547 | -37.6547
|  | Payback | Units |  | 2023 | 2024 | 2025 | 2026 | 2027 | 2028 | 2029 | 2030 | 2031 | 2032 | 2033 | 2034 | 2035 | 2036 | 2037 | 2038 | 2039 | 2040 | 2041 | 2042 | 2043 | 2044 | 2045 | 2046 | 2047 | 2048 | 2049 | 2050
|  | Annual benefits | $, PV |  | 0 | 0.15405 | 0.15954 | 0.14553 | 0.0090026 | 2.7078 | 3.3551 | 3.2114 | 3.1029 | 4.9049 | 3.8264 | 5.1847 | 5.1551 | 13.731 | 22.6667 | 25.4269 | 73.3854 | 98.3163 | 110.6756 | 115.9185 | 126.6097 | 116.491 | 125.1379 | 125.8212 | 137.726 | 159.8059 | 165.6829 | 187.0224
|  | Cumulative benefits | $, PV |  | 0 | 0.15405 | 0.31359 | 0.45912 | 0.46812 | 3.1759 | 6.5311 | 9.7425 | 12.8454 | 17.7504 | 21.5768 | 26.7615 | 31.9167 | 45.6477 | 68.3144 | 93.7413 | 167.1267 | 265.443 | 376.1186 | 492.0371 | 618.6468 | 735.1378 | 860.2757 | 986.0969 | 1123.823 | 1283.6288 | 1449.3117 | 1636.3341
|  | Costs (capex and opex for the life of the asset) | $, PV |  | 2131.4886 | 2131.4886 | 2131.4886 | 2131.4886 | 2131.4886 | 2131.4886 | 2131.4886 | 2131.4886 | 2131.4886 | 2131.4886 | 2131.4886 | 2131.4886 | 2131.4886 | 2131.4886 | 2131.4886 | 2131.4886 | 2131.4886 | 2131.4886 | 2131.4886 | 2131.4886 | 2131.4886 | 2131.4886 | 2131.4886 | 2131.4886 | 2131.4886 | 2131.4886 | 2131.4886 | 2131.4886
|  | Difference | $, PV |  | -2131.4886 | -2131.3345 | -2131.175 | -2131.0294 | -2131.0204 | -2128.3126 | -2124.9575 | -2121.7461 | -2118.6431 | -2113.7382 | -2109.9118 | -2104.727 | -2099.5719 | -2085.8409 | -2063.1742 | -2037.7473 | -1964.3618 | -1866.0455 | -1755.3699 | -1639.4514 | -1512.8417 | -1396.3508 | -1271.2129 | -1145.3916 | -1007.6656 | -847.8597 | -682.1768 | -495.1544
[5 empty] | 0 | 0 | 0 | 0 | 0 | 0 | 0 | 0 | 0 | 0 | 0 | 0 | 0 | 0 | 0 | 0 | 0 | 0 | 0 | 0 | 0 | 0 | 0 | 0 | 0 | 0 | 0 | 0
|  | Payback year | Year |  | 2023: 0
|  |  | $, PV |  | 0 | 0 | 0 | 0 | 0 | 0 | 0 | 0 | 0 | 0 | 0 | 0 | 0 | 0 | 0 | 0 | 0 | 0 | 0 | 0 | 0 | 0 | 0 | 0 | 0 | 0 | 0 | 0

## S3
S3 | Hydrogen
Calculating costs, benefits and NPV for each option
Parameters for S3
Parameters
| General parameters |  |  | Unit | Active | Scenario
| Commercial discount rate |  |  | Percent | 5.5% | 5.5%
| Cost parameters |  |  | Unit | Active | Scenario
| Capital cost (network) |  |  | Factor | 1 | 1
| Capital cost (battery) |  |  | Factor | 1 | 1
| Operating expenditure |  |  | Factor | 1 | 1
| Benefit parameters |  |  | Unit | Active | Scenario
| Avoided involuntary load shedding |  |  | Factor | 1 | 1
| Avoided unrelated TNSP expenditure |  |  | Factor | 1 | 1
| Avoided fuel consumption from generation dispatch |  |  | Factor | 1 | 1
| Avoided voluntary load curtailment |  |  | Factor | 1 | 1
| Avoided costs for non RIT-T proponent parties |  |  | Factor | 1 | 1
Incremental net present value calculation
| Net present value for each option |  |  |  | 1 | 1 | 1 | 1 | 1 | 1 | 1 | 1 | 1 | 1 | 1 | 1 | 1 | 1 | 1 | 1 | 1 | 1 | 1 | 1 | 1 | 1 | 1 | 1 | 1 | 1 | 1 | 1
| Option name |  | Units | NPV | 2023 | 2024 | 2025 | 2026 | 2027 | 2028 | 2029 | 2030 | 2031 | 2032 | 2033 | 2034 | 2035 | 2036 | 2037 | 2038 | 2039 | 2040 | 2041 | 2042 | 2043 | 2044 | 2045 | 2046 | 2047 | 2048 | 2049 | 2050
| Option 5 | VNIW (via Bulgana and Kerang) crossing the Murray River near Echuca (Yorta Yorta Country) | $ | 2016046015.9899 | -25043347.8355 | -56450204.2897 | -274057247.9818 | -275503224.1259 | -702373201.8591 | -1336853417.4759 | -667945750.5135 | 41543530.3371 | 341184190.2901 | 360685753.8363 | 361675440.644 | 394404701.625 | 473556058.0741 | 579247622.0982 | 542956252.0975 | 649926334.0867 | 579143114.3403 | 541409824.006 | 578933823.8157 | 534454846.0771 | 694184722.4227 | 587461626.9508 | 700909531.14 | 677389229.6716 | 681368216.039 | 693420010.69 | 680496428.4577 | 2665880612.2426
| Option 5A | VNIW (via Bulgana and Kerang) crossing the Murray River north of Kerang (Wamba Wamba Country) | $ | 2025284839.067 | -25043347.7332 | -56184216.1354 | -273513854.8003 | -279533692.5049 | -730723680.6748 | -1378536626.2409 | -687666951.9965 | 38000527.4653 | 338892823.5061 | 361360616.0524 | 364485180.86 | 398666916.841 | 482131433.2902 | 584272936.3143 | 547737825.3135 | 660681906.3028 | 587945378.5564 | 560055789.222 | 588122717.0317 | 550402940.2932 | 707226662.6388 | 601031908.1668 | 711694834.3561 | 689602326.8876 | 697892366.2551 | 711752970.9061 | 696267215.6737 | 2741806058.5154
Present value of market benefits for each option
| Option name |  | Units | PV | 2023 | 2024 | 2025 | 2026 | 2027 | 2028 | 2029 | 2030 | 2031 | 2032 | 2033 | 2034 | 2035 | 2036 | 2037 | 2038 | 2039 | 2040 | 2041 | 2042 | 2043 | 2044 | 2045 | 2046 | 2047 | 2048 | 2049 | 2050
| Option 5 | VNIW (via Bulgana and Kerang) crossing the Murray River near Echuca (Yorta Yorta Country) | $ | 4283783793.69 | 0 | -7015396.3692 | -436236.514 | -12965078.1922 | 5062399.0157 | 60706303.1081 | 1409368.8771 | 75396808.1747 | 377884450.0814 | 397386013.6277 | 398375700.4353 | 431104961.4163 | 510256317.8655 | 615947881.8896 | 579656511.8888 | 686626593.8781 | 615843374.1317 | 578110083.7973 | 615634083.607 | 571155105.8685 | 730884982.214 | 624161886.7421 | 737609790.9314 | 714089489.4629 | 718068475.8304 | 730120270.4814 | 717196688.249 | 716795408.3322
| Option 5A | VNIW (via Bulgana and Kerang) crossing the Murray River north of Kerang (Wamba Wamba Country) | $ | 4352109955.8669 | 0 | -6749408.3692 | 107156.486 | -13065951.1922 | 2561983.0157 | 59619352.1081 | 3218740.8771 | 72972717.1747 | 376547513.0814 | 399015305.6277 | 402139870.4353 | 436321606.4163 | 519786122.8655 | 621927625.8896 | 585392514.8888 | 698336595.8781 | 625600068.1317 | 597710478.7973 | 625777406.607 | 588057629.8685 | 744881352.214 | 638686597.7421 | 749349523.9314 | 727257016.4629 | 735547055.8304 | 749407660.4814 | 733921905.249 | 735383048.3322
Present value of costs for each option
| Option name |  | Units | PV | 2023 | 2024 | 2025 | 2026 | 2027 | 2028 | 2029 | 2030 | 2031 | 2032 | 2033 | 2034 | 2035 | 2036 | 2037 | 2038 | 2039 | 2040 | 2041 | 2042 | 2043 | 2044 | 2045 | 2046 | 2047 | 2048 | 2049 | 2050
| Option 5 | VNIW (via Bulgana and Kerang) crossing the Murray River near Echuca (Yorta Yorta Country) | $ | -2267737777.7001 | -25043347.8355 | -49434807.9206 | -273621011.4678 | -262538145.9337 | -707435600.8748 | -1397559720.584 | -669355119.3907 | -33853277.8376 | -36700259.7914 | -36700259.7914 | -36700259.7914 | -36700259.7914 | -36700259.7914 | -36700259.7914 | -36700259.7914 | -36700259.7914 | -36700259.7914 | -36700259.7914 | -36700259.7914 | -36700259.7914 | -36700259.7914 | -36700259.7914 | -36700259.7914 | -36700259.7914 | -36700259.7914 | -36700259.7914 | -36700259.7914 | 1949085203.9105
| Option 5A | VNIW (via Bulgana and Kerang) crossing the Murray River north of Kerang (Wamba Wamba Country) | $ | -2326825116.7999 | -25043347.7332 | -49434807.7662 | -273621011.2863 | -266467741.3126 | -733285663.6905 | -1438155978.349 | -690885692.8736 | -34972189.7095 | -37654689.5753 | -37654689.5753 | -37654689.5753 | -37654689.5753 | -37654689.5753 | -37654689.5753 | -37654689.5753 | -37654689.5753 | -37654689.5753 | -37654689.5753 | -37654689.5753 | -37654689.5753 | -37654689.5753 | -37654689.5753 | -37654689.5753 | -37654689.5753 | -37654689.5753 | -37654689.5753 | -37654689.5753 | 2006423010.1832
Incremental cost calculation | bar: 2023 to 2050
| Capital outflow | Commission in 2031/32 |  | 2031
| Option name | Capex component | Units | PV | 2023 | 2024 | 2025 | 2026 | 2027 | 2028 | 2029 | 2030 | 2031 | 2032 | 2033 | 2034 | 2035 | 2036 | 2037 | 2038 | 2039 | 2040 | 2041 | 2042 | 2043 | 2044 | 2045 | 2046 | 2047 | 2048 | 2049 | 2050 |  | Annual depreciation | Years in analysis | Terminal value
| Option 5 | NSW early works | $ | -39727472.9181 | -11299585.9404 | -17032648.1417 | -20032628.0748 | -3797808.5126 | -3145698.7533 | 0 | 0 | 0 | 0 | 0 | 0 | 0 | 0 | 0 | 0 | 0 | 0 | 0 | 0 | 0 | 0 | 0 | 0 | 0 | 0 | 0 | 0 | 29704419.2692 |  | 990147.309 | 20 | 29704419.2692
| Option 5 | NSW 500kV substation works | $ | -205137680.1974 | 0 | 0 | 0 | -2001563.1451 | -60117611.0504 | -202730822.8294 | -85313529.1078 | -4127767.8955 | 0 | 0 | 0 | 0 | 0 | 0 | 0 | 0 | 0 | 0 | 0 | 0 | 0 | 0 | 0 | 0 | 0 | 0 | 0 | 177145647.0141 |  | 8857282.3507 | 20 | 177145647.0141
| Option 5 | NSW 500kV line works | $ | -418849710.5708 | 0 | 0 | 0 | -5085059.2852 | -152731437.4414 | -380480245.6974 | -201790961.52 | -10486776.056 | 0 | 0 | 0 | 0 | 0 | 0 | 0 | 0 | 0 | 0 | 0 | 0 | 0 | 0 | 0 | 0 | 0 | 0 | 0 | 450344688 |  | 15011489.6 | 20 | 450344688
| Option 5 | NSW 500kV PEC Enhanced Line Works (Dinawan to Wagga) | $ | -122694152.9117 | 0 | 0 | -163350000 | -18150000 | 0 | 0 | 0 | 0 | 0 | 0 | 0 | 0 | 0 | 0 | 0 | 0 | 0 | 0 | 0 | 0 | 0 | 0 | 0 | 0 | 0 | 0 | 0 | 108900000 |  | 3630000 | 20 | 108900000
| Option 5 | NSW power flow control and repeater site | $ | -106014305.0116 | 0 | 0 | 0 | -1034399.5582 | -31068532.8426 | -104770451.0746 | -44089679.1255 | -2133213.3827 | 0 | 0 | 0 | 0 | 0 | 0 | 0 | 0 | 0 | 0 | 0 | 0 | 0 | 0 | 0 | 0 | 0 | 0 | 0 | 91548137.9918 |  | 4577406.8996 | 20 | 91548137.9918
| Option 5 | NSW property/land access/easements | $ | -35148626.0506 | 0 | 0 | 0 | -35908505.9575 | -29742769.2968 | 0 | 0 | 0 | 0 | 0 | 0 | 0 | 0 | 0 | 0 | 0 | 0 | 0 | 0 | 0 | 0 | 0 | 0 | 0 | 0 | 0 | 0 | 65651275.2543 |  | 0 | 20 | 65651275.2543
| Option 5 | NSW biodiversity offset costs | $ | -39770460.4493 | 0 | 0 | 0 | 0 | -66479309.3566 | 0 | 0 | 0 | 0 | 0 | 0 | 0 | 0 | 0 | 0 | 0 | 0 | 0 | 0 | 0 | 0 | 0 | 0 | 0 | 0 | 0 | 0 | 39887585.614 |  | 1329586.1871 | 20 | 39887585.614
| Option 5 | VIC early works | $ | -48320790.8115 | -13743761.8952 | -20716923.7651 | -24365819.4067 | -4619299.8749 | -3826134.4166 | 0 | 0 | 0 | 0 | 0 | 0 | 0 | 0 | 0 | 0 | 0 | 0 | 0 | 0 | 0 | 0 | 0 | 0 | 0 | 0 | 0 | 0 | 36129683.6736 |  | 1204322.7891 | 20 | 36129683.6736
| Option 5 | VIC 500kV substation works | $ | -219271675.4484 | 0 | 0 | 0 | -2139470.9344 | -64259717.1143 | -216698985.5011 | -91191635.0418 | -4412171.2863 | 0 | 0 | 0 | 0 | 0 | 0 | 0 | 0 | 0 | 0 | 0 | 0 | 0 | 0 | 0 | 0 | 0 | 0 | 0 | 189350989.939 |  | 9467549.4969 | 20 | 189350989.939
| Option 5 | VIC 500kV line works | $ | -430826533.5513 | 0 | 0 | 0 | -5230464.3156 | -157098725.6205 | -391359910.7307 | -207561085.1806 | -10786640.7981 | 0 | 0 | 0 | 0 | 0 | 0 | 0 | 0 | 0 | 0 | 0 | 0 | 0 | 0 | 0 | 0 | 0 | 0 | 0 | 463222095.9873 |  | 15440736.5329 | 20 | 463222095.9873
| Option 5 | VIC power flow control and repeater site | $ | -94757687.8769 | 0 | 0 | 0 | -924566.8352 | -27769670.6833 | -93645906.5648 | -39408229.415 | -1906708.4189 | 0 | 0 | 0 | 0 | 0 | 0 | 0 | 0 | 0 | 0 | 0 | 0 | 0 | 0 | 0 | 0 | 0 | 0 | 0 | 81827540.9586 |  | 4091377.0479 | 20 | 81827540.9586
| Option 5 | VIC property/land access/easements | $ | -28408639.7103 | 0 | 0 | 0 | -29022807.515 | -24039392.485 | 0 | 0 | 0 | 0 | 0 | 0 | 0 | 0 | 0 | 0 | 0 | 0 | 0 | 0 | 0 | 0 | 0 | 0 | 0 | 0 | 0 | 0 | 53062200 |  | 0 | 20 | 53062200
| Option 5 | VIC biodiversity offset costs | $ | -7264572.2531 | 0 | 0 | 0 | 0 | -7567201.8141 | -4884798.1859 | 0 | 0 | 0 | 0 | 0 | 0 | 0 | 0 | 0 | 0 | 0 | 0 | 0 | 0 | 0 | 0 | 0 | 0 | 0 | 0 | 0 | 7471200 |  | 249040 | 20 | 7471200
| Option 5 | VIC WRL Option C2 incremental - substation works | $ | -24149967.7643 | 0 | -367600 | -6249200 | -20953200 | -8822400 | -367600 | 0 | 0 | 0 | 0 | 0 | 0 | 0 | 0 | 0 | 0 | 0 | 0 | 0 | 0 | 0 | 0 | 0 | 0 | 0 | 0 | 0 | 18380000 |  | 919000 | 20 | 18380000
| Option 5 | VIC WRL Option C2 incremental - lines works | $ | -166659190.8754 | 0 | -2621000 | -52420000 | -133671000 | -70767000 | -2621000 | 0 | 0 | 0 | 0 | 0 | 0 | 0 | 0 | 0 | 0 | 0 | 0 | 0 | 0 | 0 | 0 | 0 | 0 | 0 | 0 | 0 | 157260000 |  | 5242000 | 20 | 157260000
| Option 5 | VIC WRL Option C2 incremental - power flow control and repeater site | $ | 0 | 0 | 0 | 0 | 0 | 0 | 0 | 0 | 0 | 0 | 0 | 0 | 0 | 0 | 0 | 0 | 0 | 0 | 0 | 0 | 0 | 0 | 0 | 0 | 0 | 0 | 0 | 0 | 0 |  | 0 | 20 | 0
| Option 5 | VIC WRL Option C2 incremental - land/access/easements | $ | -9855147.0401 | 0 | -8696636.0137 | -7203363.9863 | 0 | 0 | 0 | 0 | 0 | 0 | 0 | 0 | 0 | 0 | 0 | 0 | 0 | 0 | 0 | 0 | 0 | 0 | 0 | 0 | 0 | 0 | 0 | 0 | 15900000 |  | 0 | 20 | 15900000
| Option 5 | VIC WRL Option C2 incremental - biodiversity offset costs | $ | 0 | 0 | 0 | 0 | 0 | 0 | 0 | 0 | 0 | 0 | 0 | 0 | 0 | 0 | 0 | 0 | 0 | 0 | 0 | 0 | 0 | 0 | 0 | 0 | 0 | 0 | 0 | 0 | 0 |  | 0 | 20 | 0
| Option 5A | NSW early works | $ | -39727472.5581 | -11299585.838 | -17032647.9874 | -20032627.8933 | -3797808.4782 | -3145698.7248 | 0 | 0 | 0 | 0 | 0 | 0 | 0 | 0 | 0 | 0 | 0 | 0 | 0 | 0 | 0 | 0 | 0 | 0 | 0 | 0 | 0 | 0 | 29704419 |  | 990147.3 | 20 | 29704419
| Option 5A | NSW 500kV substation works | $ | -205137680.1811 | 0 | 0 | 0 | -2001563.1449 | -60117611.0456 | -202730822.8133 | -85313529.101 | -4127767.8952 | 0 | 0 | 0 | 0 | 0 | 0 | 0 | 0 | 0 | 0 | 0 | 0 | 0 | 0 | 0 | 0 | 0 | 0 | 0 | 177145647 |  | 8857282.35 | 20 | 177145647
| Option 5A | NSW 500kV line works | $ | -463539890.9684 | 0 | 0 | 0 | -5627621.954 | -169027486.6432 | -421076503.469 | -223321535.0058 | -11605687.928 | 0 | 0 | 0 | 0 | 0 | 0 | 0 | 0 | 0 | 0 | 0 | 0 | 0 | 0 | 0 | 0 | 0 | 0 | 0 | 498395301 |  | 16613176.7 | 20 | 498395301
| Option 5A | NSW 500kV PEC Enhanced Line Works (Dinawan to Wagga) | $ | -122694152.9117 | 0 | 0 | -163350000 | -18150000 | 0 | 0 | 0 | 0 | 0 | 0 | 0 | 0 | 0 | 0 | 0 | 0 | 0 | 0 | 0 | 0 | 0 | 0 | 0 | 0 | 0 | 0 | 0 | 108900000 |  | 3630000 | 20 | 108900000
| Option 5A | NSW power flow control and repeater site | $ | -106014305.0211 | 0 | 0 | 0 | -1034399.5583 | -31068532.8454 | -104770451.0841 | -44089679.1294 | -2133213.3829 | 0 | 0 | 0 | 0 | 0 | 0 | 0 | 0 | 0 | 0 | 0 | 0 | 0 | 0 | 0 | 0 | 0 | 0 | 0 | 91548138 |  | 4577406.9 | 20 | 91548138
| Option 5A | NSW property/land access/easements | $ | -38463983.9077 | 0 | 0 | 0 | -39295538.7022 | -32548225.2978 | 0 | 0 | 0 | 0 | 0 | 0 | 0 | 0 | 0 | 0 | 0 | 0 | 0 | 0 | 0 | 0 | 0 | 0 | 0 | 0 | 0 | 0 | 71843764 |  | 0 | 20 | 71843764
| Option 5A | NSW biodiversity offset costs | $ | -43807705.2318 | 0 | 0 | 0 | 0 | -73227867 | 0 | 0 | 0 | 0 | 0 | 0 | 0 | 0 | 0 | 0 | 0 | 0 | 0 | 0 | 0 | 0 | 0 | 0 | 0 | 0 | 0 | 0 | 43936720.2 |  | 1464557.34 | 20 | 43936720.2
| Option 5A | VIC early works | $ | -48320790.8115 | -13743761.8952 | -20716923.7651 | -24365819.4067 | -4619299.8749 | -3826134.4166 | 0 | 0 | 0 | 0 | 0 | 0 | 0 | 0 | 0 | 0 | 0 | 0 | 0 | 0 | 0 | 0 | 0 | 0 | 0 | 0 | 0 | 0 | 36129683.6736 |  | 1204322.7891 | 20 | 36129683.6736
| Option 5A | VIC 500kV substation works | $ | -219271675.4484 | 0 | 0 | 0 | -2139470.9344 | -64259717.1143 | -216698985.5011 | -91191635.0418 | -4412171.2863 | 0 | 0 | 0 | 0 | 0 | 0 | 0 | 0 | 0 | 0 | 0 | 0 | 0 | 0 | 0 | 0 | 0 | 0 | 0 | 189350989.939 |  | 9467549.4969 | 20 | 189350989.939
| Option 5A | VIC 500kV line works | $ | -430826533.5513 | 0 | 0 | 0 | -5230464.3156 | -157098725.6205 | -391359910.7307 | -207561085.1806 | -10786640.7981 | 0 | 0 | 0 | 0 | 0 | 0 | 0 | 0 | 0 | 0 | 0 | 0 | 0 | 0 | 0 | 0 | 0 | 0 | 0 | 463222095.9873 |  | 15440736.5329 | 20 | 463222095.9873
| Option 5A | VIC power flow control and repeater site | $ | -94757687.8769 | 0 | 0 | 0 | -924566.8352 | -27769670.6833 | -93645906.5648 | -39408229.415 | -1906708.4189 | 0 | 0 | 0 | 0 | 0 | 0 | 0 | 0 | 0 | 0 | 0 | 0 | 0 | 0 | 0 | 0 | 0 | 0 | 0 | 81827540.9586 |  | 4091377.0479 | 20 | 81827540.9586
| Option 5A | VIC property/land access/easements | $ | -28408639.7103 | 0 | 0 | 0 | -29022807.515 | -24039392.485 | 0 | 0 | 0 | 0 | 0 | 0 | 0 | 0 | 0 | 0 | 0 | 0 | 0 | 0 | 0 | 0 | 0 | 0 | 0 | 0 | 0 | 0 | 53062200 |  | 0 | 20 | 53062200
| Option 5A | VIC biodiversity offset costs | $ | -7264572.2531 | 0 | 0 | 0 | 0 | -7567201.8141 | -4884798.1859 | 0 | 0 | 0 | 0 | 0 | 0 | 0 | 0 | 0 | 0 | 0 | 0 | 0 | 0 | 0 | 0 | 0 | 0 | 0 | 0 | 0 | 7471200 |  | 249040 | 20 | 7471200
| Option 5A | VIC WRL Option C2 incremental - substation works | $ | -24149967.7643 | 0 | -367600 | -6249200 | -20953200 | -8822400 | -367600 | 0 | 0 | 0 | 0 | 0 | 0 | 0 | 0 | 0 | 0 | 0 | 0 | 0 | 0 | 0 | 0 | 0 | 0 | 0 | 0 | 0 | 18380000 |  | 919000 | 20 | 18380000
| Option 5A | VIC WRL Option C2 incremental - lines works | $ | -166659190.8754 | 0 | -2621000 | -52420000 | -133671000 | -70767000 | -2621000 | 0 | 0 | 0 | 0 | 0 | 0 | 0 | 0 | 0 | 0 | 0 | 0 | 0 | 0 | 0 | 0 | 0 | 0 | 0 | 0 | 0 | 157260000 |  | 5242000 | 20 | 157260000
| Option 5A | VIC WRL Option C2 incremental - power flow control and repeater site | $ | 0 | 0 | 0 | 0 | 0 | 0 | 0 | 0 | 0 | 0 | 0 | 0 | 0 | 0 | 0 | 0 | 0 | 0 | 0 | 0 | 0 | 0 | 0 | 0 | 0 | 0 | 0 | 0 | 0 |  | 0 | 20 | 0
| Option 5A | VIC WRL Option C2 incremental - land/access/easements | $ | -9855147.0401 | 0 | -8696636.0137 | -7203363.9863 | 0 | 0 | 0 | 0 | 0 | 0 | 0 | 0 | 0 | 0 | 0 | 0 | 0 | 0 | 0 | 0 | 0 | 0 | 0 | 0 | 0 | 0 | 0 | 0 | 15900000 |  | 0 | 20 | 15900000
| Option 5A | VIC WRL Option C2 incremental - biodiversity offset costs | $ | 0 | 0 | 0 | 0 | 0 | 0 | 0 | 0 | 0 | 0 | 0 | 0 | 0 | 0 | 0 | 0 | 0 | 0 | 0 | 0 | 0 | 0 | 0 | 0 | 0 | 0 | 0 | 0 | 0 |  | 0 | 20 | 0
Capital cost (network)
| Option name |  | Units | PV | 2023 | 2024 | 2025 | 2026 | 2027 | 2028 | 2029 | 2030 | 2031 | 2032 | 2033 | 2034 | 2035 | 2036 | 2037 | 2038 | 2039 | 2040 | 2041 | 2042 | 2043 | 2044 | 2045 | 2046 | 2047 | 2048 | 2049 | 2050
| Option 5 | VNIW (via Bulgana and Kerang) crossing the Murray River near Echuca (Yorta Yorta Country) | $ | -1996856613.4406 | -25043347.8355 | -49434807.9206 | -273621011.4678 | -262538145.9337 | -707435600.8748 | -1397559720.584 | -669355119.3907 | -33853277.8376 | 0 | 0 | 0 | 0 | 0 | 0 | 0 | 0 | 0 | 0 | 0 | 0 | 0 | 0 | 0 | 0 | 0 | 0 | 0 | 1985785463.7018
| Option 5A | VNIW (via Bulgana and Kerang) crossing the Murray River north of Kerang (Wamba Wamba Country) | $ | -2048899396.111 | -25043347.7332 | -49434807.7662 | -273621011.2863 | -266467741.3126 | -733285663.6905 | -1438155978.349 | -690885692.8736 | -34972189.7095 | 0 | 0 | 0 | 0 | 0 | 0 | 0 | 0 | 0 | 0 | 0 | 0 | 0 | 0 | 0 | 0 | 0 | 0 | 0 | 2044077699.7585
Operating expenditure
| Option name |  | Units | PV | 2023 | 2024 | 2025 | 2026 | 2027 | 2028 | 2029 | 2030 | 2031 | 2032 | 2033 | 2034 | 2035 | 2036 | 2037 | 2038 | 2039 | 2040 | 2041 | 2042 | 2043 | 2044 | 2045 | 2046 | 2047 | 2048 | 2049 | 2050 | 2051 | 2052 | 2053 | 2054 | 2055 | 2056 | 2057 | 2058 | 2059 | 2060 | 2061 | 2062 | 2063 | 2064 | 2065 | 2066 | 2067 | 2068 | 2069 | 2070 | 2071 | 2072 | 2073 | 2074 | 2075 | 2076 | 2077 | 2078 | 2079 | 2080
| Option 5 | VNIW (via Bulgana and Kerang) crossing the Murray River near Echuca (Yorta Yorta Country) | $ | -270881164.2595 | 0 | 0 | 0 | 0 | 0 | 0 | 0 | 0 | -36700259.7914 | -36700259.7914 | -36700259.7914 | -36700259.7914 | -36700259.7914 | -36700259.7914 | -36700259.7914 | -36700259.7914 | -36700259.7914 | -36700259.7914 | -36700259.7914 | -36700259.7914 | -36700259.7914 | -36700259.7914 | -36700259.7914 | -36700259.7914 | -36700259.7914 | -36700259.7914 | -36700259.7914 | -36700259.7914 | -36700259.7914 | -36700259.7914 | -36700259.7914 | -36700259.7914 | -36700259.7914 | -36700259.7914 | -36700259.7914 | -36700259.7914 | -36700259.7914 | -36700259.7914 | -36700259.7914 | -36700259.7914 | -36700259.7914 | -36700259.7914 | -36700259.7914 | -36700259.7914 | -36700259.7914 | -36700259.7914 | -36700259.7914 | -36700259.7914 | -36700259.7914 | -36700259.7914 | -36700259.7914 | -36700259.7914 | -36700259.7914 | -36700259.7914 | -36700259.7914 | -36700259.7914 | -36700259.7914 | -36700259.7914
| Option 5A | VNIW (via Bulgana and Kerang) crossing the Murray River north of Kerang (Wamba Wamba Country) | $ | -277925720.6889 | 0 | 0 | 0 | 0 | 0 | 0 | 0 | 0 | -37654689.5753 | -37654689.5753 | -37654689.5753 | -37654689.5753 | -37654689.5753 | -37654689.5753 | -37654689.5753 | -37654689.5753 | -37654689.5753 | -37654689.5753 | -37654689.5753 | -37654689.5753 | -37654689.5753 | -37654689.5753 | -37654689.5753 | -37654689.5753 | -37654689.5753 | -37654689.5753 | -37654689.5753 | -37654689.5753 | -37654689.5753 | -37654689.5753 | -37654689.5753 | -37654689.5753 | -37654689.5753 | -37654689.5753 | -37654689.5753 | -37654689.5753 | -37654689.5753 | -37654689.5753 | -37654689.5753 | -37654689.5753 | -37654689.5753 | -37654689.5753 | -37654689.5753 | -37654689.5753 | -37654689.5753 | -37654689.5753 | -37654689.5753 | -37654689.5753 | -37654689.5753 | -37654689.5753 | -37654689.5753 | -37654689.5753 | -37654689.5753 | -37654689.5753 | -37654689.5753 | -37654689.5753 | -37654689.5753 | -37654689.5753
Incremental 'market benefits' calculation | bar: 2023 to 2050
Avoided involuntary load shedding | bar: 2023 to 2050
| Option name |  | Units | PV | 2023 | 2024 | 2025 | 2026 | 2027 | 2028 | 2029 | 2030 | 2031 | 2032 | 2033 | 2034 | 2035 | 2036 | 2037 | 2038 | 2039 | 2040 | 2041 | 2042 | 2043 | 2044 | 2045 | 2046 | 2047 | 2048 | 2049 | 2050
| Option 5 | VNIW (via Bulgana and Kerang) crossing the Murray River near Echuca (Yorta Yorta Country) | $ | -1411560.2731 | 0 | -24.8975 | 276820.1319 | -1742266.3643 | -1750051.6081 | -27.9696 | 1485136.4026 | -30.5915 | -33.0256 | -34.1214 | -36.3786 | -38.2148 | -40.8154 | -42.9285 | -45.3278 | -47.13 | -49.7261 | -52.6775 | -55.9555 | -58.554 | -61.8344 | -65.3086 | -69.1738 | -73.3583 | -76.9592 | -81.7096 | -85.8823 | -90.1102
| Option 5A | VNIW (via Bulgana and Kerang) crossing the Murray River north of Kerang (Wamba Wamba Country) | $ | -1160063.1308 | 0 | -4.8975 | 276827.1319 | -1744439.3643 | -1575646.6081 | -6.9696 | 1679019.4026 | -7.5915 | -8.0256 | -8.1214 | -9.3786 | -9.2148 | -9.8154 | -10.9285 | -11.3278 | -12.13 | -12.7261 | -12.6775 | -13.9555 | -14.554 | -14.8344 | -16.3086 | -17.1738 | -18.3583 | -18.9592 | -19.7096 | -20.8823 | -22.1102
Avoided unrelated TNSP expenditure
| Option name |  | Units | PV | 2023 | 2024 | 2025 | 2026 | 2027 | 2028 | 2029 | 2030 | 2031 | 2032 | 2033 | 2034 | 2035 | 2036 | 2037 | 2038 | 2039 | 2040 | 2041 | 2042 | 2043 | 2044 | 2045 | 2046 | 2047 | 2048 | 2049 | 2050
| Option 5 | VNIW (via Bulgana and Kerang) crossing the Murray River near Echuca (Yorta Yorta Country) | $ | 382783193.2585 | 0 | -10397.2307 | 2631691.5779 | 475201.5763 | 5735451.0433 | 8487605.6276 | 10311199.9348 | 20192845.5036 | 23537642.1638 | 27779979.7656 | 26393750.4283 | 41150472.4185 | 55670649.2669 | 35964464.3345 | 59486095.4471 | 74823235.0059 | 45992405.4775 | 37044900.4351 | 34093139.8106 | 25988086.0392 | 34317339.3478 | 79112674.3014 | 66846414.4068 | 73132266.4318 | 79840387.7919 | 74312238.1714 | 65555417.8737 | 72512599.5737
| Option 5A | VNIW (via Bulgana and Kerang) crossing the Murray River north of Kerang (Wamba Wamba Country) | $ | 399212605.7261 | 0 | -10397.2307 | 2660938.5779 | 414130.5763 | 5584919.0433 | 8320628.6276 | 10210514.9348 | 20041117.5036 | 24353088.1638 | 28598944.7656 | 26851386.4283 | 42447119.4185 | 59101733.2669 | 39090433.3345 | 62202183.4471 | 77115572.0059 | 47792463.4775 | 37453162.4351 | 34528488.8106 | 27518317.0392 | 35178325.3478 | 82022776.3014 | 75034193.4068 | 77928328.4318 | 83391483.7919 | 78189037.1714 | 69226316.8737 | 78113365.5737
Avoided fuel consumption from generation dispatch
| Option name |  | Units | PV | 2023 | 2024 | 2025 | 2026 | 2027 | 2028 | 2029 | 2030 | 2031 | 2032 | 2033 | 2034 | 2035 | 2036 | 2037 | 2038 | 2039 | 2040 | 2041 | 2042 | 2043 | 2044 | 2045 | 2046 | 2047 | 2048 | 2049 | 2050
| Option 5 | VNIW (via Bulgana and Kerang) crossing the Murray River near Echuca (Yorta Yorta Country) | $ | 837122599.6273 | 0 | -6482987.2203 | -3998448.651 | -7727334.704 | -2271815.4103 | -20192721.2609 | -16862483.2686 | -4807098.0935 | 186045448.1879 | 29470860.6917 | 79616640.1552 | 72675788.0963 | -30881566.7807 | -42771811.4838 | 39369487.3955 | 33924509.7144 | 225603938.2071 | 155863009.7684 | 316653638.4047 | 436734300.4053 | 490818106.4604 | 132956972.9921 | 113817810.0241 | 209986744.7378 | 38219200.9696 | 14088812.1357 | -5368413.7895 | 1581575.3502
| Option 5A | VNIW (via Bulgana and Kerang) crossing the Murray River north of Kerang (Wamba Wamba Country) | $ | 851977770.7992 | 0 | -6233673.2203 | -3895843.651 | -7673098.704 | -1529843.4103 | -18824068.2609 | -16688887.2686 | -4308187.0935 | 185704840.1879 | 29824178.6917 | 77981151.1552 | 72902811.0963 | -29454488.7807 | -42003220.4838 | 38702557.3955 | 38670766.7144 | 229450579.2071 | 156078221.7684 | 320327338.4047 | 437295874.4053 | 490943556.4604 | 134111345.9921 | 115478490.0241 | 210200562.7378 | 52557232.9696 | 28505059.1357 | -5691954.7895 | 1379054.3502
Avoided voluntary load curtailment
| Option name |  | Units | PV | 2023 | 2024 | 2025 | 2026 | 2027 | 2028 | 2029 | 2030 | 2031 | 2032 | 2033 | 2034 | 2035 | 2036 | 2037 | 2038 | 2039 | 2040 | 2041 | 2042 | 2043 | 2044 | 2045 | 2046 | 2047 | 2048 | 2049 | 2050
| Option 5 | VNIW (via Bulgana and Kerang) crossing the Murray River near Echuca (Yorta Yorta Country) | $ | 13364029.1919 | 0 | -117.6244 | 188591.7279 | -580538.8794 | 410220.3446 | -1282055.0001 | -44041952.2774 | 628769.3683 | 26345365.4673 | 771981.1813 | 60265.422 | 12080.7488 | 2043849.4373 | 3835243.5867 | -67592.4272 | 20726175.3937 | -257.1801 | 5354174.6815 | -1678220.9759 | 9755995.445 | 62.44 | 10187974.0086 | 29191061.0158 | -368.6837 | -322.194 | 38361.8253 | 335432.5456 | 840.3362
| Option 5A | VNIW (via Bulgana and Kerang) crossing the Murray River north of Kerang (Wamba Wamba Country) | $ | 15537205.491 | 0 | -29.6244 | 188436.7279 | -575996.8794 | 457929.3446 | -1094027.0001 | -40976729.2774 | 652122.3683 | 26001403.4673 | 773897.1813 | 66386.422 | 12231.7488 | 2043153.4373 | 3934977.5867 | -65196.4272 | 20934378.3937 | -59.1801 | 5683038.6815 | -1678000.9759 | 9754709.445 | 196.44 | 10000136.0086 | 29185237.0158 | -88.6837 | -924.194 | 37115.8253 | 335768.5456 | 1192.3362
Avoided costs for non RIT-T proponent parties
| Option name |  | Units | PV | 2023 | 2024 | 2025 | 2026 | 2027 | 2028 | 2029 | 2030 | 2031 | 2032 | 2033 | 2034 | 2035 | 2036 | 2037 | 2038 | 2039 | 2040 | 2041 | 2042 | 2043 | 2044 | 2045 | 2046 | 2047 | 2048 | 2049 | 2050
| Option 5 | VNIW (via Bulgana and Kerang) crossing the Murray River near Echuca (Yorta Yorta Country) | $ | 3051925531.8855 | 0 | -521869.3963 | 465108.6993 | -3390139.8208 | 2938594.6463 | 73693501.711 | 50517468.0857 | 59382321.9878 | 141956027.288 | 339363226.1104 | 292305080.8085 | 317266658.3675 | 483423426.7574 | 618920028.3808 | 480868566.8013 | 557152720.8941 | 344247337.3533 | 379848051.5898 | 266565582.3231 | 98676782.533 | 205749535.8002 | 401904330.7487 | 527754574.6584 | 430970920.3354 | 600009286.222 | 641680940.0586 | 656674337.5016 | 642700483.1822
| Option 5A | VNIW (via Bulgana and Kerang) crossing the Murray River north of Kerang (Wamba Wamba Country) | $ | 3086542436.9814 | 0 | -505303.3963 | 876797.6993 | -3486546.8208 | -375375.3537 | 71216825.711 | 48994823.0857 | 56587671.9878 | 140488189.288 | 339818293.1104 | 297240955.8085 | 320959453.3675 | 488095734.7574 | 620905446.3808 | 484552981.8013 | 561615890.8941 | 348357097.3533 | 398496068.5898 | 272599594.3231 | 113488743.533 | 218759288.8002 | 412552355.7487 | 529651620.6584 | 439128232.3354 | 599599282.222 | 642676468.0586 | 670051795.5016 | 655889458.1822
|  | PV market benefits over time |  |  | 2023: Option 5
[5 empty] | 2023 | 2024 | 2025 | 2026 | 2027 | 2028 | 2029 | 2030 | 2031 | 2032 | 2033 | 2034 | 2035 | 2036 | 2037 | 2038 | 2039 | 2040 | 2041 | 2042 | 2043 | 2044 | 2045 | 2046 | 2047 | 2048 | 2049 | 2050
|  | Discount factor | Factor |  | 1.113 | 1.1742 | 1.2388 | 1.307 | 1.3788 | 1.4547 | 1.5347 | 1.6191 | 1.7081 | 1.8021 | 1.9012 | 2.0058 | 2.1161 | 2.2325 | 2.3553 | 2.4848 | 2.6215 | 2.7656 | 2.9178 | 3.0782 | 3.2475 | 3.4262 | 3.6146 | 3.8134 | 4.0231 | 4.2444 | 4.4778 | 4.7241
|  | Annual PV | Units | PV | 2023 | 2024 | 2025 | 2026 | 2027 | 2028 | 2029 | 2030 | 2031 | 2032 | 2033 | 2034 | 2035 | 2036 | 2037 | 2038 | 2039 | 2040 | 2041 | 2042 | 2043 | 2044 | 2045 | 2046 | 2047 | 2048 | 2049 | 2050
|  | Avoided unserved energy | $ | -1.4116 | 0 | -2.1203e-05 | 0.22345 | -1.3331 | -1.2692 | -1.9227e-05 | 0.96771 | -1.8894e-05 | -1.9334e-05 | -1.8934e-05 | -1.9134e-05 | -1.9052e-05 | -1.9288e-05 | -1.9229e-05 | -1.9245e-05 | -1.8967e-05 | -1.8969e-05 | -1.9047e-05 | -1.9178e-05 | -1.9022e-05 | -1.904e-05 | -1.9062e-05 | -1.9137e-05 | -1.9237e-05 | -1.9129e-05 | -1.9251e-05 | -1.9179e-05 | -1.9074e-05
|  | Avoided REZ transmission capex | $ | 382.7832 | 0 | -0.0088544 | 2.1243 | 0.36359 | 4.1596 | 5.8347 | 6.7188 | 12.4717 | 13.7797 | 15.4154 | 13.8826 | 20.516 | 26.3082 | 16.1097 | 25.2567 | 30.1124 | 17.5445 | 13.3947 | 11.6847 | 8.4425 | 10.5672 | 23.0908 | 18.4935 | 19.1777 | 19.8453 | 17.5083 | 14.64 | 15.3494
|  | Avoided fuel costs | $ | 837.1226 | 0 | -5.521 | -3.2276 | -5.9124 | -1.6476 | -13.8812 | -10.9876 | -2.969 | 108.9167 | 16.3537 | 41.8769 | 36.2333 | -14.5937 | -19.1589 | 16.7155 | 13.6528 | 86.0602 | 56.3568 | 108.5264 | 141.8782 | 151.1355 | 38.8065 | 31.4884 | 55.0656 | 9.4999 | 3.3194 | -1.1989 | 0.33479
|  | Avoided voluntary load curtailment | $ | 13.364 | 0 | -0.00010017 | 0.15223 | -0.44419 | 0.29751 | -0.88133 | -28.6977 | 0.38835 | 15.4234 | 0.42838 | 0.031698 | 0.006023 | 0.96586 | 1.7179 | -0.028698 | 8.3412 | -9.8105e-05 | 1.936 | -0.57517 | 3.1693 | 1.9227e-05 | 2.9736 | 8.0759 | -9.6681e-05 | -8.0085e-05 | 0.0090382 | 0.074909 | 0.00017788
|  | Avoided generation/storage costs (excl fuel costs) | $ | 3051.9255 | 0 | -0.44443 | 0.37544 | -2.5939 | 2.1312 | 50.6596 | 32.9171 | 36.6763 | 83.1054 | 188.3162 | 153.7471 | 158.1767 | 228.4511 | 277.2347 | 204.1677 | 224.2242 | 131.3186 | 137.3451 | 91.3597 | 32.0563 | 63.3556 | 117.3049 | 146.0068 | 113.0151 | 149.14 | 151.1829 | 146.6497 | 136.0465
|  | Cumulative PV | Units | CHECK | 2023 | 2024 | 2025 | 2026 | 2027 | 2028 | 2029 | 2030 | 2031 | 2032 | 2033 | 2034 | 2035 | 2036 | 2037 | 2038 | 2039 | 2040 | 2041 | 2042 | 2043 | 2044 | 2045 | 2046 | 2047 | 2048 | 2049 | 2050
|  | Avoided unserved energy | $ | TRUE | 0 | -2.1203e-05 | 0.22343 | -1.1096 | -2.3789 | -2.3789 | -1.4112 | -1.4112 | -1.4112 | -1.4112 | -1.4112 | -1.4113 | -1.4113 | -1.4113 | -1.4113 | -1.4113 | -1.4113 | -1.4114 | -1.4114 | -1.4114 | -1.4114 | -1.4114 | -1.4115 | -1.4115 | -1.4115 | -1.4115 | -1.4115 | -1.4116
|  | Avoided REZ transmission capex | $ | TRUE | 0 | -0.0088544 | 2.1155 | 2.4791 | 6.6387 | 12.4734 | 19.1922 | 31.6638 | 45.4435 | 60.8589 | 74.7415 | 95.2575 | 121.5658 | 137.6755 | 162.9321 | 193.0445 | 210.589 | 223.9837 | 235.6684 | 244.1109 | 254.6781 | 277.7689 | 296.2624 | 315.4402 | 335.2855 | 352.7938 | 367.4338 | 382.7832
|  | Avoided fuel costs | $ | TRUE | 0 | -5.521 | -8.7486 | -14.6611 | -16.3087 | -30.1899 | -41.1775 | -44.1465 | 64.7702 | 81.1239 | 123.0008 | 159.2341 | 144.6404 | 125.4815 | 142.197 | 155.8498 | 241.91 | 298.2668 | 406.7932 | 548.6714 | 699.8069 | 738.6134 | 770.1018 | 825.1674 | 834.6673 | 837.9867 | 836.7878 | 837.1226
|  | Avoided voluntary load curtailment | $ | TRUE | 0 | -0.00010017 | 0.15213 | -0.29206 | 0.0054546 | -0.87588 | -29.5736 | -29.1852 | -13.7618 | -13.3335 | -13.3018 | -13.2957 | -12.3299 | -10.6119 | -10.6406 | -2.2995 | -2.2996 | -0.3636 | -0.93878 | 2.2306 | 2.2306 | 5.2042 | 13.2801 | 13.28 | 13.2799 | 13.2889 | 13.3639 | 13.364
|  | Avoided generation/storage costs (excl fuel costs) | $ | TRUE | 0 | -0.44443 | -0.068988 | -2.6629 | -0.5317 | 50.1279 | 83.0451 | 119.7213 | 202.8267 | 391.1429 | 544.89 | 703.0667 | 931.5178 | 1208.7525 | 1412.9202 | 1637.1444 | 1768.463 | 1905.8081 | 1997.1679 | 2029.2242 | 2092.5797 | 2209.8846 | 2355.8914 | 2468.9065 | 2618.0464 | 2769.2294 | 2915.8791 | 3051.9255
|  | PV market benefits over time |  |  | 2023: Option 5A
[5 empty] | 2023 | 2024 | 2025 | 2026 | 2027 | 2028 | 2029 | 2030 | 2031 | 2032 | 2033 | 2034 | 2035 | 2036 | 2037 | 2038 | 2039 | 2040 | 2041 | 2042 | 2043 | 2044 | 2045 | 2046 | 2047 | 2048 | 2049 | 2050
|  | Discount factor | Factor |  | 1.113 | 1.1742 | 1.2388 | 1.307 | 1.3788 | 1.4547 | 1.5347 | 1.6191 | 1.7081 | 1.8021 | 1.9012 | 2.0058 | 2.1161 | 2.2325 | 2.3553 | 2.4848 | 2.6215 | 2.7656 | 2.9178 | 3.0782 | 3.2475 | 3.4262 | 3.6146 | 3.8134 | 4.0231 | 4.2444 | 4.4778 | 4.7241
|  | Annual PV | Units | PV | 2023 | 2024 | 2025 | 2026 | 2027 | 2028 | 2029 | 2030 | 2031 | 2032 | 2033 | 2034 | 2035 | 2036 | 2037 | 2038 | 2039 | 2040 | 2041 | 2042 | 2043 | 2044 | 2045 | 2046 | 2047 | 2048 | 2049 | 2050
|  | Avoided unserved energy | $ | -1.1601 | 0 | -4.1707e-06 | 0.22346 | -1.3347 | -1.1427 | -4.7911e-06 | 1.094 | -4.6887e-06 | -4.6984e-06 | -4.5066e-06 | -4.933e-06 | -4.5941e-06 | -4.6385e-06 | -4.8952e-06 | -4.8096e-06 | -4.8817e-06 | -4.8546e-06 | -4.5839e-06 | -4.783e-06 | -4.728e-06 | -4.5679e-06 | -4.76e-06 | -4.7512e-06 | -4.8142e-06 | -4.7125e-06 | -4.6437e-06 | -4.6635e-06 | -4.6803e-06
|  | Avoided REZ transmission capex | $ | 399.2126 | 0 | -0.0088544 | 2.148 | 0.31687 | 4.0504 | 5.7199 | 6.6532 | 12.378 | 14.257 | 15.8699 | 14.1233 | 21.1625 | 27.9297 | 17.5099 | 26.4099 | 31.0349 | 18.2312 | 13.5423 | 11.8339 | 8.9396 | 10.8323 | 23.9402 | 20.7587 | 20.4354 | 20.728 | 18.4217 | 15.4597 | 16.535
|  | Avoided fuel costs | $ | 851.9778 | 0 | -5.3087 | -3.1448 | -5.871 | -1.1095 | -12.9404 | -10.8745 | -2.6609 | 108.7173 | 16.5497 | 41.0166 | 36.3465 | -13.9193 | -18.8146 | 16.4324 | 15.5629 | 87.5276 | 56.4346 | 109.7855 | 142.0606 | 151.1741 | 39.1434 | 31.9479 | 55.1217 | 13.0638 | 6.7159 | -1.2711 | 0.29192
|  | Avoided voluntary load curtailment | $ | 15.5372 | 0 | -2.5229e-05 | 0.15211 | -0.44072 | 0.33211 | -0.75207 | -26.7004 | 0.40277 | 15.222 | 0.42944 | 0.034918 | 0.0060983 | 0.96553 | 1.7626 | -0.027681 | 8.425 | -2.2575e-05 | 2.0549 | -0.5751 | 3.1689 | 6.0489e-05 | 2.9188 | 8.0743 | -2.3256e-05 | -0.00022972 | 0.0087447 | 0.074984 | 0.00025239
|  | Avoided generation/storage costs (excl fuel costs) | $ | 3086.5424 | 0 | -0.43032 | 0.70777 | -2.6677 | -0.27224 | 48.9571 | 31.925 | 34.9502 | 82.2461 | 188.5687 | 156.3432 | 160.0178 | 230.6591 | 278.1241 | 205.732 | 226.0204 | 132.8864 | 144.0878 | 93.4278 | 36.8681 | 67.3616 | 120.4128 | 146.5316 | 115.1542 | 149.038 | 151.4175 | 149.6372 | 138.8383
|  | Cumulative PV | Units | CHECK | 2023 | 2024 | 2025 | 2026 | 2027 | 2028 | 2029 | 2030 | 2031 | 2032 | 2033 | 2034 | 2035 | 2036 | 2037 | 2038 | 2039 | 2040 | 2041 | 2042 | 2043 | 2044 | 2045 | 2046 | 2047 | 2048 | 2049 | 2050
|  | Avoided unserved energy | $ | TRUE | 0 | -4.1707e-06 | 0.22346 | -1.1113 | -2.254 | -2.254 | -1.16 | -1.16 | -1.16 | -1.16 | -1.16 | -1.16 | -1.16 | -1.16 | -1.16 | -1.16 | -1.16 | -1.16 | -1.16 | -1.16 | -1.16 | -1.16 | -1.16 | -1.16 | -1.16 | -1.1601 | -1.1601 | -1.1601
|  | Avoided REZ transmission capex | $ | TRUE | 0 | -0.0088544 | 2.1391 | 2.456 | 6.5064 | 12.2263 | 18.8795 | 31.2575 | 45.5145 | 61.3843 | 75.5077 | 96.6701 | 124.5998 | 142.1097 | 168.5196 | 199.5545 | 217.7857 | 231.328 | 243.1619 | 252.1015 | 262.9338 | 286.874 | 307.6327 | 328.0682 | 348.7962 | 367.2179 | 382.6776 | 399.2126
|  | Avoided fuel costs | $ | TRUE | 0 | -5.3087 | -8.4535 | -14.3244 | -15.4339 | -28.3743 | -39.2488 | -41.9096 | 66.8077 | 83.3574 | 124.3741 | 160.7205 | 146.8013 | 127.9866 | 144.419 | 159.9819 | 247.5095 | 303.9441 | 413.7296 | 555.7902 | 706.9643 | 746.1077 | 778.0556 | 833.1773 | 846.2411 | 852.957 | 851.6859 | 851.9778
|  | Avoided voluntary load curtailment | $ | TRUE | 0 | -2.5229e-05 | 0.15208 | -0.28863 | 0.04348 | -0.70859 | -27.409 | -27.0062 | -11.7842 | -11.3548 | -11.3198 | -11.3137 | -10.3482 | -8.5856 | -8.6133 | -0.18831 | -0.18834 | 1.8665 | 1.2914 | 4.4604 | 4.4604 | 7.3792 | 15.4535 | 15.4535 | 15.4532 | 15.462 | 15.537 | 15.5372
|  | Avoided generation/storage costs (excl fuel costs) | $ | TRUE | 0 | -0.43032 | 0.27744 | -2.3902 | -2.6625 | 46.2946 | 78.2196 | 113.1698 | 195.4158 | 383.9846 | 540.3278 | 700.3456 | 931.0047 | 1209.1288 | 1414.8608 | 1640.8812 | 1773.7675 | 1917.8553 | 2011.2831 | 2048.1513 | 2115.5129 | 2235.9256 | 2382.4572 | 2497.6114 | 2646.6495 | 2798.0669 | 2947.7041 | 3086.5424
Payback with matching of annual benefits and opex
|  | Payback for | Option 5
|  | Capital costs | Units | PV | 2023 | 2024 | 2025 | 2026 | 2027 | 2028 | 2029 | 2030 | 2031 | 2032 | 2033 | 2034 | 2035 | 2036 | 2037 | 2038 | 2039 | 2040 | 2041 | 2042 | 2043 | 2044 | 2045 | 2046 | 2047 | 2048 | 2049 | 2050
|  | Capital costs excluding terminal value | $ | 2417.2066 | -25.0433 | -49.4348 | -273.621 | -262.5381 | -707.4356 | -1397.5597 | -669.3551 | -33.8533 | 0 | 0 | 0 | 0 | 0 | 0 | 0 | 0 | 0 | 0 | 0 | 0 | 0 | 0 | 0 | 0 | 0 | 0 | 0
|  | Payback | Units |  | 2023 | 2024 | 2025 | 2026 | 2027 | 2028 | 2029 | 2030 | 2031 | 2032 | 2033 | 2034 | 2035 | 2036 | 2037 | 2038 | 2039 | 2040 | 2041 | 2042 | 2043 | 2044 | 2045 | 2046 | 2047 | 2048 | 2049 | 2050
|  | Annual net operating benefits | $, PV |  | 0 | -5.9744 | -0.35214 | -9.92 | 3.6715 | 41.7317 | 0.91834 | 46.5673 | 199.7397 | 200.1483 | 190.2346 | 196.6347 | 223.7881 | 259.4642 | 230.529 | 261.5606 | 220.9234 | 195.7625 | 198.4174 | 173.6238 | 213.7573 | 171.464 | 193.9112 | 177.6343 | 169.3628 | 163.3729 | 151.9697 | 143.9622
|  | Cumulative benefits (net of opex) | $, PV |  | 0 | -5.9744 | -6.3265 | -16.2466 | -12.5751 | 29.1567 | 30.075 | 76.6423 | 276.3819 | 476.5302 | 666.7648 | 863.3995 | 1087.1876 | 1346.6518 | 1577.1807 | 1838.7413 | 2059.6647 | 2255.4271 | 2453.8445 | 2627.4684 | 2841.2256 | 3012.6896 | 3206.6009 | 3384.2351 | 3553.5979 | 3716.9708 | 3868.9405 | 4012.9026
|  | Capital costs | $, PV |  | 2417.2066 | 2417.2066 | 2417.2066 | 2417.2066 | 2417.2066 | 2417.2066 | 2417.2066 | 2417.2066 | 2417.2066 | 2417.2066 | 2417.2066 | 2417.2066 | 2417.2066 | 2417.2066 | 2417.2066 | 2417.2066 | 2417.2066 | 2417.2066 | 2417.2066 | 2417.2066 | 2417.2066 | 2417.2066 | 2417.2066 | 2417.2066 | 2417.2066 | 2417.2066 | 2417.2066 | 2417.2066
|  | Difference | $, PV |  | -2417.2066 | -2423.181 | -2423.5331 | -2433.4531 | -2429.7816 | -2388.0499 | -2387.1316 | -2340.5643 | -2140.8246 | -1940.6763 | -1750.4417 | -1553.807 | -1330.019 | -1070.5548 | -840.0258 | -578.4652 | -357.5419 | -161.7794 | 36.6379 | 210.2618 | 424.0191 | 595.4831 | 789.3943 | 967.0286 | 1136.3913 | 1299.7642 | 1451.7339 | 1595.6961
[5 empty] | 0 | 0 | 0 | 0 | 0 | 0 | 0 | 0 | 0 | 0 | 0 | 0 | 0 | 0 | 0 | 0 | 0 | 0 | 2041 | 0 | 0 | 0 | 0 | 0 | 0 | 0 | 0 | 0
|  | Payback year | Year |  | 2023: 2041
|  |  | $, PV |  | 0 | 0 | 0 | 0 | 0 | 0 | 0 | 0 | 0 | 0 | 0 | 0 | 0 | 0 | 0 | 0 | 0 | 0 | 4012.9026 | 0 | 0 | 0 | 0 | 0 | 0 | 0 | 0 | 0
|  | Payback for | Option 5A
|  | Capital costs | Units | PV | 2023 | 2024 | 2025 | 2026 | 2027 | 2028 | 2029 | 2030 | 2031 | 2032 | 2033 | 2034 | 2035 | 2036 | 2037 | 2038 | 2039 | 2040 | 2041 | 2042 | 2043 | 2044 | 2045 | 2046 | 2047 | 2048 | 2049 | 2050
|  | Capital costs excluding terminal value | $ | 2481.5886 | -25.0433 | -49.4348 | -273.621 | -266.4677 | -733.2857 | -1438.156 | -690.8857 | -34.9722 | 0 | 0 | 0 | 0 | 0 | 0 | 0 | 0 | 0 | 0 | 0 | 0 | 0 | 0 | 0 | 0 | 0 | 0 | 0
|  | Payback | Units |  | 2023 | 2024 | 2025 | 2026 | 2027 | 2028 | 2029 | 2030 | 2031 | 2032 | 2033 | 2034 | 2035 | 2036 | 2037 | 2038 | 2039 | 2040 | 2041 | 2042 | 2043 | 2044 | 2045 | 2046 | 2047 | 2048 | 2049 | 2050
|  | Annual net operating benefits | $, PV |  | 0 | -5.7479 | 0.086499 | -9.9972 | 1.8581 | 40.9845 | 2.0973 | 45.0701 | 198.3982 | 200.5228 | 191.7125 | 198.7596 | 227.8405 | 261.7152 | 232.5591 | 265.8891 | 224.2811 | 202.5044 | 201.5667 | 178.8048 | 217.7732 | 175.4248 | 196.895 | 180.837 | 173.47 | 167.6922 | 155.4917 | 147.6947
|  | Cumulative benefits (net of opex) | $, PV |  | 0 | -5.7479 | -5.6614 | -15.6586 | -13.8005 | 27.184 | 29.2813 | 74.3514 | 272.7496 | 473.2724 | 664.9849 | 863.7446 | 1091.5851 | 1353.3003 | 1585.8594 | 1851.7485 | 2076.0296 | 2278.5341 | 2480.1008 | 2658.9055 | 2876.6788 | 3052.1036 | 3248.9986 | 3429.8356 | 3603.3056 | 3770.9978 | 3926.4895 | 4074.1842
|  | Capital costs | $, PV |  | 2481.5886 | 2481.5886 | 2481.5886 | 2481.5886 | 2481.5886 | 2481.5886 | 2481.5886 | 2481.5886 | 2481.5886 | 2481.5886 | 2481.5886 | 2481.5886 | 2481.5886 | 2481.5886 | 2481.5886 | 2481.5886 | 2481.5886 | 2481.5886 | 2481.5886 | 2481.5886 | 2481.5886 | 2481.5886 | 2481.5886 | 2481.5886 | 2481.5886 | 2481.5886 | 2481.5886 | 2481.5886
|  | Difference | $, PV |  | -2481.5886 | -2487.3365 | -2487.25 | -2497.2472 | -2495.3891 | -2454.4046 | -2452.3073 | -2407.2372 | -2208.839 | -2008.3162 | -1816.6037 | -1617.8441 | -1390.0035 | -1128.2883 | -895.7292 | -629.8401 | -405.559 | -203.0545 | -1.4878 | 177.3169 | 395.0902 | 570.515 | 767.41 | 948.247 | 1121.717 | 1289.4092 | 1444.9009 | 1592.5956
[5 empty] | 0 | 0 | 0 | 0 | 0 | 0 | 0 | 0 | 0 | 0 | 0 | 0 | 0 | 0 | 0 | 0 | 0 | 0 | 0 | 2042 | 0 | 0 | 0 | 0 | 0 | 0 | 0 | 0
|  | Payback year | Year |  | 2023: 2042
|  |  | $, PV |  | 0 | 0 | 0 | 0 | 0 | 0 | 0 | 0 | 0 | 0 | 0 | 0 | 0 | 0 | 0 | 0 | 0 | 0 | 0 | 4074.1842 | 0 | 0 | 0 | 0 | 0 | 0 | 0 | 0
Payback with asset lifetime opex and capex
|  | Payback for | Option 5
[13 empty] | 1 | 2 | 3 | 4 | 5 | 6 | 7 | 8 | 9 | 10 | 11 | 12 | 13 | 14 | 15 | 16 | 17 | 18 | 19 | 20 | 21 | 22 | 23 | 24 | 25 | 26 | 27 | 28 | 29 | 30 | 31 | 32 | 33 | 34 | 35 | 36 | 37 | 38 | 39 | 40 | 41 | 42 | 43 | 44 | 45 | 46 | 47 | 48 | 49 | 50
|  | Capital costs | Units | PV | 2023 | 2024 | 2025 | 2026 | 2027 | 2028 | 2029 | 2030 | 2031 | 2032 | 2033 | 2034 | 2035 | 2036 | 2037 | 2038 | 2039 | 2040 | 2041 | 2042 | 2043 | 2044 | 2045 | 2046 | 2047 | 2048 | 2049 | 2050 | 2051 | 2052 | 2053 | 2054 | 2055 | 2056 | 2057 | 2058 | 2059 | 2060 | 2061 | 2062 | 2063 | 2064 | 2065 | 2066 | 2067 | 2068 | 2069 | 2070 | 2071 | 2072 | 2073 | 2074 | 2075 | 2076 | 2077 | 2078 | 2079 | 2080
|  | Capital costs excluding terminal value | $ | 2417.2066 | 2023: -25.0433; 2024: -49.4348; 2025: -273.621; 2026: -262.5381; 2027: -707.4356; 2028: -1397.5597; 2029: -669.3551; 2030: -33.8533; 1 2031: 0; 2 2032: 0; 3 2033: 0; 4 2034: 0; 5 2035: 0; 6 2036: 0; 7 2037: 0; 8 2038: 0; 9 2039: 0; 10 2040: 0; 11 2041: 0; 12 2042: 0; 13 2043: 0; 14 2044: 0; 15 2045: 0; 16 2046: 0; 17 2047: 0; 18 2048: 0; 19 2049: 0
|  | Opex | $ | 383.7893 | 0 | 0 | 0 | 0 | 0 | 0 | 0 | 0 | -36.7003 | -36.7003 | -36.7003 | -36.7003 | -36.7003 | -36.7003 | -36.7003 | -36.7003 | -36.7003 | -36.7003 | -36.7003 | -36.7003 | -36.7003 | -36.7003 | -36.7003 | -36.7003 | -36.7003 | -36.7003 | -36.7003 | -36.7003 | -36.7003 | -36.7003 | -36.7003 | -36.7003 | -36.7003 | -36.7003 | -36.7003 | -36.7003 | -36.7003 | -36.7003 | -36.7003 | -36.7003 | -36.7003 | -36.7003 | -36.7003 | -36.7003 | -36.7003 | -36.7003 | -36.7003 | -36.7003 | -36.7003 | -36.7003 | -36.7003 | -36.7003 | -36.7003 | -36.7003 | -36.7003 | -36.7003 | -36.7003 | -36.7003
|  | Payback | Units |  | 2023 | 2024 | 2025 | 2026 | 2027 | 2028 | 2029 | 2030 | 2031 | 2032 | 2033 | 2034 | 2035 | 2036 | 2037 | 2038 | 2039 | 2040 | 2041 | 2042 | 2043 | 2044 | 2045 | 2046 | 2047 | 2048 | 2049 | 2050
|  | Annual benefits | $, PV |  | 0 | -5.9744 | -0.35214 | -9.92 | 3.6715 | 41.7317 | 0.91834 | 46.5673 | 221.2251 | 220.5137 | 209.5383 | 214.932 | 241.1315 | 275.9034 | 246.1112 | 276.3305 | 234.9232 | 209.0325 | 210.9956 | 185.5463 | 225.0582 | 182.1758 | 204.0646 | 187.2583 | 178.4851 | 172.0196 | 160.1657 | 151.7308
|  | Cumulative benefits | $, PV |  | 0 | -5.9744 | -6.3265 | -16.2466 | -12.5751 | 29.1567 | 30.075 | 76.6423 | 297.8674 | 518.3811 | 727.9193 | 942.8513 | 1183.9828 | 1459.8862 | 1705.9974 | 1982.3279 | 2217.2511 | 2426.2836 | 2637.2793 | 2822.8256 | 3047.8839 | 3230.0597 | 3434.1243 | 3621.3826 | 3799.8677 | 3971.8873 | 4132.0529 | 4283.7838
|  | Costs (capex and opex for the life of the asset) | $, PV |  | 2800.9959 | 2800.9959 | 2800.9959 | 2800.9959 | 2800.9959 | 2800.9959 | 2800.9959 | 2800.9959 | 2800.9959 | 2800.9959 | 2800.9959 | 2800.9959 | 2800.9959 | 2800.9959 | 2800.9959 | 2800.9959 | 2800.9959 | 2800.9959 | 2800.9959 | 2800.9959 | 2800.9959 | 2800.9959 | 2800.9959 | 2800.9959 | 2800.9959 | 2800.9959 | 2800.9959 | 2800.9959
|  | Difference | $, PV |  | -2800.9959 | -2806.9703 | -2807.3224 | -2817.2425 | -2813.571 | -2771.8392 | -2770.9209 | -2724.3536 | -2503.1285 | -2282.6148 | -2073.0766 | -1858.1446 | -1617.0131 | -1341.1097 | -1094.9985 | -818.668 | -583.7447 | -374.7122 | -163.7166 | 21.8297 | 246.888 | 429.0638 | 633.1284 | 820.3867 | 998.8718 | 1170.8914 | 1331.0571 | 1482.7879
[5 empty] | 0 | 0 | 0 | 0 | 0 | 0 | 0 | 0 | 0 | 0 | 0 | 0 | 0 | 0 | 0 | 0 | 0 | 0 | 0 | 2042 | 0 | 0 | 0 | 0 | 0 | 0 | 0 | 0
|  | Payback year | Year |  | 2023: 2042
|  |  | $, PV |  | 0 | 0 | 0 | 0 | 0 | 0 | 0 | 0 | 0 | 0 | 0 | 0 | 0 | 0 | 0 | 0 | 0 | 0 | 0 | 4283.7838 | 0 | 0 | 0 | 0 | 0 | 0 | 0 | 0
|  | Payback for | Option 5A
[13 empty] | 1 | 2 | 3 | 4 | 5 | 6 | 7 | 8 | 9 | 10 | 11 | 12 | 13 | 14 | 15 | 16 | 17 | 18 | 19 | 20 | 21 | 22 | 23 | 24 | 25 | 26 | 27 | 28 | 29 | 30 | 31 | 32 | 33 | 34 | 35 | 36 | 37 | 38 | 39 | 40 | 41 | 42 | 43 | 44 | 45 | 46 | 47 | 48 | 49 | 50
|  | Capital costs | Units | PV | 2023 | 2024 | 2025 | 2026 | 2027 | 2028 | 2029 | 2030 | 2031 | 2032 | 2033 | 2034 | 2035 | 2036 | 2037 | 2038 | 2039 | 2040 | 2041 | 2042 | 2043 | 2044 | 2045 | 2046 | 2047 | 2048 | 2049 | 2050 | 2051 | 2052 | 2053 | 2054 | 2055 | 2056 | 2057 | 2058 | 2059 | 2060 | 2061 | 2062 | 2063 | 2064 | 2065 | 2066 | 2067 | 2068 | 2069 | 2070 | 2071 | 2072 | 2073 | 2074 | 2075 | 2076 | 2077 | 2078 | 2079 | 2080
|  | Capital costs excluding terminal value | $ | 2481.5886 | 2023: -25.0433; 2024: -49.4348; 2025: -273.621; 2026: -266.4677; 2027: -733.2857; 2028: -1438.156; 2029: -690.8857; 2030: -34.9722; 1 2031: 0; 2 2032: 0; 3 2033: 0; 4 2034: 0; 5 2035: 0; 6 2036: 0; 7 2037: 0; 8 2038: 0; 9 2039: 0; 10 2040: 0; 11 2041: 0; 12 2042: 0; 13 2043: 0; 14 2044: 0; 15 2045: 0; 16 2046: 0; 17 2047: 0; 18 2048: 0; 19 2049: 0
|  | Opex | $ | 393.7702 | 0 | 0 | 0 | 0 | 0 | 0 | 0 | 0 | -37.6547 | -37.6547 | -37.6547 | -37.6547 | -37.6547 | -37.6547 | -37.6547 | -37.6547 | -37.6547 | -37.6547 | -37.6547 | -37.6547 | -37.6547 | -37.6547 | -37.6547 | -37.6547 | -37.6547 | -37.6547 | -37.6547 | -37.6547 | -37.6547 | -37.6547 | -37.6547 | -37.6547 | -37.6547 | -37.6547 | -37.6547 | -37.6547 | -37.6547 | -37.6547 | -37.6547 | -37.6547 | -37.6547 | -37.6547 | -37.6547 | -37.6547 | -37.6547 | -37.6547 | -37.6547 | -37.6547 | -37.6547 | -37.6547 | -37.6547 | -37.6547 | -37.6547 | -37.6547 | -37.6547 | -37.6547 | -37.6547 | -37.6547
|  | Payback | Units |  | 2023 | 2024 | 2025 | 2026 | 2027 | 2028 | 2029 | 2030 | 2031 | 2032 | 2033 | 2034 | 2035 | 2036 | 2037 | 2038 | 2039 | 2040 | 2041 | 2042 | 2043 | 2044 | 2045 | 2046 | 2047 | 2048 | 2049 | 2050
|  | Annual benefits | $ |  | 0 | -5.7479 | 0.086499 | -9.9972 | 1.8581 | 40.9845 | 2.0973 | 45.0701 | 220.4424 | 221.4178 | 211.5181 | 217.5328 | 245.635 | 278.5819 | 248.5466 | 281.0431 | 238.6451 | 216.1196 | 214.472 | 191.0373 | 229.3681 | 186.4152 | 207.3125 | 190.7113 | 182.8296 | 176.5638 | 163.9008 | 155.6655
|  | Cumulative benefits | $ |  | 0 | -5.7479 | -5.6614 | -15.6586 | -13.8005 | 27.184 | 29.2813 | 74.3514 | 294.7938 | 516.2116 | 727.7298 | 945.2626 | 1190.8976 | 1469.4795 | 1718.0261 | 1999.0692 | 2237.7143 | 2453.8339 | 2668.306 | 2859.3433 | 3088.7114 | 3275.1265 | 3482.439 | 3673.1503 | 3855.9799 | 4032.5437 | 4196.4445 | 4352.11
|  | Costs (capex and opex for the life of the asset) | $ |  | 2875.3588 | 2875.3588 | 2875.3588 | 2875.3588 | 2875.3588 | 2875.3588 | 2875.3588 | 2875.3588 | 2875.3588 | 2875.3588 | 2875.3588 | 2875.3588 | 2875.3588 | 2875.3588 | 2875.3588 | 2875.3588 | 2875.3588 | 2875.3588 | 2875.3588 | 2875.3588 | 2875.3588 | 2875.3588 | 2875.3588 | 2875.3588 | 2875.3588 | 2875.3588 | 2875.3588 | 2875.3588
|  | Difference | $ |  | -2875.3588 | -2881.1067 | -2881.0202 | -2891.0174 | -2889.1593 | -2848.1748 | -2846.0775 | -2801.0074 | -2580.5649 | -2359.1472 | -2147.629 | -1930.0962 | -1684.4612 | -1405.8793 | -1157.3327 | -876.2896 | -637.6445 | -421.5249 | -207.0528 | -16.0155 | 213.3526 | 399.7677 | 607.0802 | 797.7915 | 980.6211 | 1157.1849 | 1321.0857 | 1476.7512
[5 empty] | 0 | 0 | 0 | 0 | 0 | 0 | 0 | 0 | 0 | 0 | 0 | 0 | 0 | 0 | 0 | 0 | 0 | 0 | 0 | 0 | 2043 | 0 | 0 | 0 | 0 | 0 | 0 | 0
|  | Payback year | Year |  | 2023: 2043
|  |  | $ |  | 0 | 0 | 0 | 0 | 0 | 0 | 0 | 0 | 0 | 0 | 0 | 0 | 0 | 0 | 0 | 0 | 0 | 0 | 0 | 0 | 4352.11 | 0 | 0 | 0 | 0 | 0 | 0 | 0

## Weighted
Weighted
Calculating costs, benefits and NPV for each option
Parameters for Weighted
Parameters
| General parameters |  | Unit | Step | Progressive | Hydrogen
| Scenario weighting |  | % | 52% | 30% | 18%
Incremental net present value calculation
Net present value for each option
| Option name |  | Units | NPV | 2023 | 2024 | 2025 | 2026 | 2027 | 2028 | 2029 | 2030 | 2031 | 2032 | 2033 | 2034 | 2035 | 2036 | 2037 | 2038 | 2039 | 2040 | 2041 | 2042 | 2043 | 2044 | 2045 | 2046 | 2047 | 2048 | 2049 | 2050
| Option 5 | VNIW (via Bulgana and Kerang) crossing the Murray River near Echuca (Yorta Yorta Country) | $ | 1374002649.4773 | -55586924.2841 | -167136896.1258 | -260436958.3927 | -235898185.1358 | -201367923.809 | -485514757.2017 | -817543007.522 | -298506998.7452 | 119788397.6246 | 174507319.7192 | 179986550.0919 | 216917579.0607 | 61076468.5138 | -132904987.3253 | 82973636.0013 | 257874274.5551 | 316473915.3956 | 393766461.4534 | 473740331.8487 | 523772045.099 | 667614376.4972 | 583022491.414 | 611644403.496 | 705653469.3631 | 873784758.405 | 945560720.7732 | 1006012325.263 | 3238407559.0742
| Option 5A | VNIW (via Bulgana and Kerang) crossing the Murray River north of Kerang (Wamba Wamba Country) | $ | 1370767001.5152 | -55586924.096 | -167091963.3574 | -262385126.6949 | -242891223.2374 | -209929108.9883 | -501102113.8433 | -842674628.7667 | -310826467.4532 | 118374421.4501 | 174357568.7905 | 179535515.1831 | 216874476.5913 | 58036463.0851 | -145385368.4035 | 76667372.9476 | 260038279.9648 | 317469336.5917 | 401757908.4094 | 479814934.6848 | 530463233.9151 | 680431090.3532 | 603020487.5901 | 623799535.852 | 723171815.7991 | 888316459.821 | 962830096.9692 | 1019906099.1791 | 3325864157.5382
Present value of market benefits for each option
| Option name |  | Units | PV | 2023 | 2024 | 2025 | 2026 | 2027 | 2028 | 2029 | 2030 | 2031 | 2032 | 2033 | 2034 | 2035 | 2036 | 2037 | 2038 | 2039 | 2040 | 2041 | 2042 | 2043 | 2044 | 2045 | 2046 | 2047 | 2048 | 2049 | 2050
| Option 5 | VNIW (via Bulgana and Kerang) crossing the Murray River near Echuca (Yorta Yorta Country) | $ | 3330823202.8537 | 0 | -1125262.3607 | -1115109.5209 | -3321781.1261 | 2917695.7602 | 24791773.2304 | 25577801.6153 | 55651253.3488 | 143998148.8626 | 200197501.5732 | 205676731.9458 | 247532418.1367 | 234680358.7935 | 309691091.2481 | 309470353.6724 | 293720439.7603 | 353174175.187 | 430466721.2447 | 510440591.6401 | 560472304.8904 | 704314636.2885 | 619722751.2054 | 648344663.2873 | 742353729.1544 | 910485018.1963 | 982260980.5645 | 1042712585.0544 | 1081973335.5809
| Option 5A | VNIW (via Bulgana and Kerang) crossing the Murray River north of Kerang (Wamba Wamba Country) | $ | 3377241573.6619 | 0 | -1080329.7607 | -1302020.9009 | -3623295.1661 | 2157858.5602 | 24985688.5704 | 25431737.6353 | 54729086.9888 | 143337804.2226 | 200715851.4932 | 205893797.8858 | 248320185.3167 | 237197268.9735 | 310057688.3481 | 310291363.5124 | 296888219.5803 | 355124026.167 | 439412597.9847 | 517469624.2601 | 568117923.4904 | 718085779.9285 | 640675177.1654 | 661454225.4273 | 760826505.3744 | 925971149.3963 | 1000484786.5445 | 1057560788.7544 | 1107021085.7009
Present value of costs for each option
| Option name |  | Units | PV | 2023 | 2024 | 2025 | 2026 | 2027 | 2028 | 2029 | 2030 | 2031 | 2032 | 2033 | 2034 | 2035 | 2036 | 2037 | 2038 | 2039 | 2040 | 2041 | 2042 | 2043 | 2044 | 2045 | 2046 | 2047 | 2048 | 2049 | 2050
| Option 5 | VNIW (via Bulgana and Kerang) crossing the Murray River near Echuca (Yorta Yorta Country) | $ | -1956820553.3763 | -55586924.2841 | -166011633.7651 | -259321848.8718 | -232576404.0097 | -204285619.5692 | -510306530.4321 | -843120809.1373 | -354158252.0939 | -24209751.238 | -25690181.854 | -25690181.854 | -30614839.076 | -173603890.2797 | -442596078.5734 | -226496717.6712 | -35846165.2052 | -36700259.7914 | -36700259.7914 | -36700259.7914 | -36700259.7914 | -36700259.7914 | -36700259.7914 | -36700259.7914 | -36700259.7914 | -36700259.7914 | -36700259.7914 | -36700259.7914 | 2156434223.4933
| Option 5A | VNIW (via Bulgana and Kerang) crossing the Murray River north of Kerang (Wamba Wamba Country) | $ | -2006474572.1467 | -55586924.096 | -166011633.5966 | -261083105.794 | -239267928.0713 | -212086967.5485 | -526087802.4137 | -868106366.402 | -365555554.442 | -24963382.7725 | -26358282.7027 | -26358282.7027 | -31445708.7254 | -179160805.8884 | -455443056.7516 | -233623990.5648 | -36849939.6155 | -37654689.5753 | -37654689.5753 | -37654689.5753 | -37654689.5753 | -37654689.5753 | -37654689.5753 | -37654689.5753 | -37654689.5753 | -37654689.5753 | -37654689.5753 | -37654689.5753 | 2218843071.8374
Incremental cost calculation
Capital cost (network)
| Option name |  | Units | PV | 2023 | 2024 | 2025 | 2026 | 2027 | 2028 | 2029 | 2030 | 2031 | 2032 | 2033 | 2034 | 2035 | 2036 | 2037 | 2038 | 2039 | 2040 | 2041 | 2042 | 2043 | 2044 | 2045 | 2046 | 2047 | 2048 | 2049 | 2050
| Option 5 | VNIW (via Bulgana and Kerang) crossing the Murray River near Echuca (Yorta Yorta Country) | $ | -1740187800.8667 | -55586924.2841 | -166011633.7651 | -259321848.8718 | -232576404.0097 | -204285619.5692 | -510306530.4321 | -843120809.1373 | -354158252.0939 | -17603704.4756 | 0 | 0 | -4924657.2221 | -147913708.4257 | -416905896.7194 | -200806535.8172 | -10155983.3513 | 0 | 0 | 0 | 0 | 0 | 0 | 0 | 0 | 0 | 0 | 0 | 2193134483.2847
| Option 5A | VNIW (via Bulgana and Kerang) crossing the Murray River north of Kerang (Wamba Wamba Country) | $ | -1784208051.5835 | -55586924.096 | -166011633.5966 | -261083105.794 | -239267928.0713 | -212086967.5485 | -526087802.4137 | -868106366.402 | -365555554.442 | -18185538.6489 | 0 | 0 | -5087426.0227 | -152802523.1857 | -429084774.0489 | -207265707.8621 | -10491656.9128 | 0 | 0 | 0 | 0 | 0 | 0 | 0 | 0 | 0 | 0 | 0 | 2256497761.4127
Operating expenditure
| Option name |  | Units | PV | 2023 | 2024 | 2025 | 2026 | 2027 | 2028 | 2029 | 2030 | 2031 | 2032 | 2033 | 2034 | 2035 | 2036 | 2037 | 2038 | 2039 | 2040 | 2041 | 2042 | 2043 | 2044 | 2045 | 2046 | 2047 | 2048 | 2049 | 2050 | 2051 | 2052 | 2053 | 2054 | 2055 | 2056 | 2057 | 2058 | 2059 | 2060 | 2061 | 2062 | 2063 | 2064 | 2065 | 2066 | 2067 | 2068 | 2069 | 2070 | 2071 | 2072 | 2073 | 2074 | 2075 | 2076 | 2077 | 2078 | 2079 | 2080 | 2081 | 2082 | 2083 | 2084 | 2085 | 2086 | 2087 | 2088
| Option 5 | VNIW (via Bulgana and Kerang) crossing the Murray River near Echuca (Yorta Yorta Country) | $ | -216632752.5097 | 0 | 0 | 0 | 0 | 0 | 0 | 0 | 0 | -6606046.7624 | -25690181.854 | -25690181.854 | -25690181.854 | -25690181.854 | -25690181.854 | -25690181.854 | -25690181.854 | -36700259.7914 | -36700259.7914 | -36700259.7914 | -36700259.7914 | -36700259.7914 | -36700259.7914 | -36700259.7914 | -36700259.7914 | -36700259.7914 | -36700259.7914 | -36700259.7914 | -36700259.7914 | -36700259.7914 | -36700259.7914 | -36700259.7914 | -36700259.7914 | -36700259.7914 | -36700259.7914 | -36700259.7914 | -36700259.7914 | -36700259.7914 | -36700259.7914 | -36700259.7914 | -36700259.7914 | -36700259.7914 | -36700259.7914 | -36700259.7914 | -36700259.7914 | -36700259.7914 | -36700259.7914 | -36700259.7914 | -36700259.7914 | -36700259.7914 | -36700259.7914 | -36700259.7914 | -36700259.7914 | -36700259.7914 | -36700259.7914 | -36700259.7914 | -36700259.7914 | -36700259.7914 | -36700259.7914 | -30094213.0289 | -11010077.9374 | -11010077.9374 | -11010077.9374 | -11010077.9374 | -11010077.9374 | -11010077.9374 | -11010077.9374
| Option 5A | VNIW (via Bulgana and Kerang) crossing the Murray River north of Kerang (Wamba Wamba Country) | $ | -222266520.5632 | 0 | 0 | 0 | 0 | 0 | 0 | 0 | 0 | -6777844.1236 | -26358282.7027 | -26358282.7027 | -26358282.7027 | -26358282.7027 | -26358282.7027 | -26358282.7027 | -26358282.7027 | -37654689.5753 | -37654689.5753 | -37654689.5753 | -37654689.5753 | -37654689.5753 | -37654689.5753 | -37654689.5753 | -37654689.5753 | -37654689.5753 | -37654689.5753 | -37654689.5753 | -37654689.5753 | -37654689.5753 | -37654689.5753 | -37654689.5753 | -37654689.5753 | -37654689.5753 | -37654689.5753 | -37654689.5753 | -37654689.5753 | -37654689.5753 | -37654689.5753 | -37654689.5753 | -37654689.5753 | -37654689.5753 | -37654689.5753 | -37654689.5753 | -37654689.5753 | -37654689.5753 | -37654689.5753 | -37654689.5753 | -37654689.5753 | -37654689.5753 | -37654689.5753 | -37654689.5753 | -37654689.5753 | -37654689.5753 | -37654689.5753 | -37654689.5753 | -37654689.5753 | -37654689.5753 | -37654689.5753 | -30876845.4517 | -11296406.8726 | -11296406.8726 | -11296406.8726 | -11296406.8726 | -11296406.8726 | -11296406.8726 | -11296406.8726
Incremental 'market benefits' calculation | bar: 2023 to 2050
Avoided involuntary load shedding | bar: 2023 to 2050
| Option name |  | Units | PV | 2023 | 2024 | 2025 | 2026 | 2027 | 2028 | 2029 | 2030 | 2031 | 2032 | 2033 | 2034 | 2035 | 2036 | 2037 | 2038 | 2039 | 2040 | 2041 | 2042 | 2043 | 2044 | 2045 | 2046 | 2047 | 2048 | 2049 | 2050
| Option 5 | VNIW (via Bulgana and Kerang) crossing the Murray River near Echuca (Yorta Yorta Country) | $ | 1332864.8799 | 0 | -58.9484 | -182279.2027 | -349204.3691 | -644114.0204 | 6609.6148 | 1129151.2453 | -77.8983 | -25714.4575 | -86.9578 | 74198.6716 | 1458151.7334 | 1376340.5111 | -67465.7868 | -114.0043 | 257583.0843 | -126.3411 | -133.6496 | -140.8134 | -148.2725 | -156.9804 | -165.6489 | -174.3388 | -184.1198 | -193.9728 | -205.7598 | -216.0264 | -227.6338
| Option 5A | VNIW (via Bulgana and Kerang) crossing the Murray River north of Kerang (Wamba Wamba Country) | $ | 1346609.6048 | 0 | -51.9884 | -167586.9627 | -347857.3491 | -612725.7804 | 6831.8548 | 1189630.9053 | -69.7983 | -25771.1775 | -78.0178 | 74238.0116 | 1454814.9334 | 1373164.7911 | -65544.5468 | -101.6843 | 110389.7043 | -113.1811 | -119.4296 | -125.9334 | -132.7325 | -140.0804 | -148.0889 | -155.9388 | -164.3598 | -173.3728 | -183.6198 | -193.0464 | -203.8138
Avoided unrelated TNSP expenditure
| Option name |  | Units | PV | 2023 | 2024 | 2025 | 2026 | 2027 | 2028 | 2029 | 2030 | 2031 | 2032 | 2033 | 2034 | 2035 | 2036 | 2037 | 2038 | 2039 | 2040 | 2041 | 2042 | 2043 | 2044 | 2045 | 2046 | 2047 | 2048 | 2049 | 2050
| Option 5 | VNIW (via Bulgana and Kerang) crossing the Murray River near Echuca (Yorta Yorta Country) | $ | 270452908.0174 | 0 | -1871.6222 | 475742.125 | 90860.5282 | 1211588.9568 | 4000827.6927 | 5210643.069 | 6930427.5124 | 12869989.0638 | 14173218.9934 | 9518711.4798 | 11511279.016 | 12706245.9422 | 9971295.5253 | 18748029.9858 | 38428628.0779 | 31196273.3046 | 31250178.5027 | 49174351.6762 | 44589575.4371 | 58338595.9233 | 82739185.1629 | 79181228.0855 | 79312593.4712 | 49908157.975 | 53036053.5081 | 59269828.6836 | 99967935.0083
| Option 5A | VNIW (via Bulgana and Kerang) crossing the Murray River north of Kerang (Wamba Wamba Country) | $ | 291012726.1512 | 0 | -1872.1422 | 481006.445 | 79275.3482 | 1173420.2568 | 4102304.7327 | 5307594.969 | 7020649.1924 | 13157162.3038 | 14445154.5134 | 9849890.1598 | 12016519.196 | 13792667.9622 | 11023959.6853 | 19706636.6458 | 40657226.8179 | 33341012.0246 | 33419294.9427 | 52045955.7162 | 47256502.6771 | 62454367.8433 | 89668975.1229 | 86778315.4855 | 87324337.0112 | 56532296.815 | 61407239.8681 | 66002360.4436 | 106116285.8483
Avoided fuel consumption from generation dispatch
| Option name |  | Units | PV | 2023 | 2024 | 2025 | 2026 | 2027 | 2028 | 2029 | 2030 | 2031 | 2032 | 2033 | 2034 | 2035 | 2036 | 2037 | 2038 | 2039 | 2040 | 2041 | 2042 | 2043 | 2044 | 2045 | 2046 | 2047 | 2048 | 2049 | 2050
| Option 5 | VNIW (via Bulgana and Kerang) crossing the Murray River near Echuca (Yorta Yorta Country) | $ | 624204571.6454 | 0 | -973201.7874 | -1621383.8695 | -3077469.1429 | -5771250.6332 | 217044.1276 | 1681302.6757 | -1077317.9379 | 4733182.5831 | 18670575.9505 | 87284833.7364 | 58695617.0565 | 52329098.3309 | 63039431.786 | 109393323.1522 | 108656626.6154 | 188789108.1135 | 137707690.6393 | 65989043.2144 | 170029279.1858 | 130689471.6182 | 81057982.8649 | 93494785.0884 | 116221815.804 | 84839455.423 | 75560676.2289 | 164173357.1998 | 25497051.5339
| Option 5A | VNIW (via Bulgana and Kerang) crossing the Murray River north of Kerang (Wamba Wamba Country) | $ | 631354414.8477 | 0 | -931015.1674 | -1565304.5895 | -3045019.0229 | -5635419.5932 | 519620.7076 | 1771251.3357 | -959743.2779 | 4686890.9831 | 18299392.3905 | 85995494.7964 | 59012885.3765 | 53455354.4709 | 62849824.966 | 109241537.7122 | 111803509.6954 | 191071654.7935 | 136468035.5593 | 64624738.7344 | 166803112.7658 | 128234435.2982 | 80715919.6249 | 92371281.2484 | 116783995.404 | 94895741.443 | 83612509.2689 | 175426712.8198 | 29807443.4539
Avoided voluntary load curtailment
| Option name |  | Units | PV | 2023 | 2024 | 2025 | 2026 | 2027 | 2028 | 2029 | 2030 | 2031 | 2032 | 2033 | 2034 | 2035 | 2036 | 2037 | 2038 | 2039 | 2040 | 2041 | 2042 | 2043 | 2044 | 2045 | 2046 | 2047 | 2048 | 2049 | 2050
| Option 5 | VNIW (via Bulgana and Kerang) crossing the Murray River near Echuca (Yorta Yorta Country) | $ | 70719158.7443 | 0 | -249.2131 | 33662.1801 | -172985.5439 | -872699.4047 | -108380.2796 | -7930076.0249 | 606394.5353 | 4712048.2681 | -294091.95 | -279965.7288 | 8959848.1456 | 986867.1594 | -4337017.7822 | -2262614.889 | -6493126.349 | 343541.8064 | 7474389.7651 | 19628335.6909 | 19468518.9665 | 50966931.3109 | 51467677.1943 | 41510662.1198 | 18763064.7797 | 15067743.4352 | 8880695.0583 | 13224884.2169 | 12578919.4598
| Option 5A | VNIW (via Bulgana and Kerang) crossing the Murray River north of Kerang (Wamba Wamba Country) | $ | 75002148.2302 | 0 | -220.8531 | 33654.0801 | -162123.5439 | -861564.7047 | -70457.5996 | -7378373.7249 | 610652.9553 | 4692830.2881 | -287582.63 | -278841.8888 | 9022052.8656 | 1026111.3394 | -4299638.5822 | -2283868.849 | -6483435.029 | 343607.3264 | 7388162.9051 | 21101334.7309 | 20353577.0065 | 51476362.5709 | 52879164.2743 | 41943080.3998 | 21471839.3997 | 16307413.5952 | 10135490.4383 | 17156283.8369 | 13441146.3198
Avoided costs for non RIT-T proponent parties
| Option name |  | Units | PV | 2023 | 2024 | 2025 | 2026 | 2027 | 2028 | 2029 | 2030 | 2031 | 2032 | 2033 | 2034 | 2035 | 2036 | 2037 | 2038 | 2039 | 2040 | 2041 | 2042 | 2043 | 2044 | 2045 | 2046 | 2047 | 2048 | 2049 | 2050
| Option 5 | VNIW (via Bulgana and Kerang) crossing the Murray River near Echuca (Yorta Yorta Country) | $ | 2364113699.5667 | 0 | -149880.7895 | 179149.2462 | 187017.4017 | 8994170.8618 | 20675672.0748 | 25486780.6501 | 49191827.1373 | 121708643.4052 | 167647885.537 | 109078953.7868 | 166907522.1852 | 167281806.8499 | 241084847.5058 | 183591729.4277 | 152870728.3317 | 132845378.3036 | 254034595.9873 | 375649001.8719 | 326385079.5734 | 464319794.4164 | 404458071.6322 | 434158162.3324 | 528056439.2194 | 760669855.336 | 844783761.5289 | 806044730.9804 | 943929657.2126
| Option 5A | VNIW (via Bulgana and Kerang) crossing the Murray River north of Kerang (Wamba Wamba Country) | $ | 2378525674.8279 | 0 | -147169.6095 | -83789.8738 | -147570.5983 | 8094148.3818 | 20427388.8748 | 24541634.1501 | 48057597.9173 | 120826691.8252 | 168258965.237 | 110253016.8068 | 166813912.9452 | 167549970.4099 | 240549086.8258 | 183627159.6877 | 150800528.3917 | 130367865.2036 | 262137224.0073 | 379697721.0119 | 333704863.7734 | 475920754.2964 | 417411266.2322 | 440361704.2324 | 535246497.9194 | 758235870.916 | 845329730.5889 | 798975624.7004 | 957656413.8926
Payback with matching of annual benefits and opex
Payback for Option 5
|  | Payback | Units |  | 2023 | 2024 | 2025 | 2026 | 2027 | 2028 | 2029 | 2030 | 2031 | 2032 | 2033 | 2034 | 2035 | 2036 | 2037 | 2038 | 2039 | 2040 | 2041 | 2042 | 2043 | 2044 | 2045 | 2046 | 2047 | 2048 | 2049 | 2050
|  | Cumulative benefits (net of opex) | $, PV |  | 0 | -0.95829 | -1.8584 | -4.4 | -2.284 | 14.7588 | 31.4253 | 65.7971 | 146.2306 | 243.0666 | 337.7362 | 448.338 | 547.1004 | 674.3137 | 794.8014 | 902.6693 | 1023.3933 | 1165.771 | 1328.1355 | 1498.2889 | 1703.8645 | 1874.0329 | 2043.2483 | 2228.2944 | 2445.4848 | 2668.2631 | 2892.9276 | 3114.1905
|  | Capital costs | $, PV |  | 2204.4293 | 2204.4293 | 2204.4293 | 2204.4293 | 2204.4293 | 2204.4293 | 2204.4293 | 2204.4293 | 2204.4293 | 2204.4293 | 2204.4293 | 2204.4293 | 2204.4293 | 2204.4293 | 2204.4293 | 2204.4293 | 2204.4293 | 2204.4293 | 2204.4293 | 2204.4293 | 2204.4293 | 2204.4293 | 2204.4293 | 2204.4293 | 2204.4293 | 2204.4293 | 2204.4293 | 2204.4293
|  | Difference | $, PV |  | -2204.4293 | -2205.3876 | -2206.2877 | -2208.8293 | -2206.7133 | -2189.6705 | -2173.004 | -2138.6322 | -2058.1986 | -1961.3627 | -1866.6931 | -1756.0913 | -1657.3289 | -1530.1155 | -1409.6278 | -1301.76 | -1181.036 | -1038.6583 | -876.2937 | -706.1403 | -500.5647 | -330.3964 | -161.181 | 23.8652 | 241.0555 | 463.8339 | 688.4984 | 909.7612
[5 empty] | 0 | 0 | 0 | 0 | 0 | 0 | 0 | 0 | 0 | 0 | 0 | 0 | 0 | 0 | 0 | 0 | 0 | 0 | 0 | 0 | 0 | 0 | 0 | 2046 | 0 | 0 | 0 | 0
|  | Payback year | Year |  | 2023: 2046
|  |  | $, PV |  | 0 | 0 | 0 | 0 | 0 | 0 | 0 | 0 | 0 | 0 | 0 | 0 | 0 | 0 | 0 | 0 | 0 | 0 | 0 | 0 | 0 | 0 | 0 | 3114.1905 | 0 | 0 | 0 | 0
Payback for Option 5A
|  | Payback | Units |  | 2023 | 2024 | 2025 | 2026 | 2027 | 2028 | 2029 | 2030 | 2031 | 2032 | 2033 | 2034 | 2035 | 2036 | 2037 | 2038 | 2039 | 2040 | 2041 | 2042 | 2043 | 2044 | 2045 | 2046 | 2047 | 2048 | 2049 | 2050
|  | Cumulative benefits (net of opex) | $, PV |  | 0 | -0.92002 | -1.971 | -4.7433 | -3.1784 | 13.9977 | 30.569 | 64.3713 | 144.3177 | 241.0705 | 335.5029 | 446.1644 | 545.8004 | 672.8787 | 793.4314 | 902.3052 | 1023.4089 | 1168.6762 | 1333.1226 | 1505.4498 | 1714.972 | 1890.9772 | 2063.5554 | 2253.1954 | 2473.9978 | 2700.8449 | 2928.6122 | 3154.9751
|  | Capital costs | $, PV |  | 2261.8622 | 2261.8622 | 2261.8622 | 2261.8622 | 2261.8622 | 2261.8622 | 2261.8622 | 2261.8622 | 2261.8622 | 2261.8622 | 2261.8622 | 2261.8622 | 2261.8622 | 2261.8622 | 2261.8622 | 2261.8622 | 2261.8622 | 2261.8622 | 2261.8622 | 2261.8622 | 2261.8622 | 2261.8622 | 2261.8622 | 2261.8622 | 2261.8622 | 2261.8622 | 2261.8622 | 2261.8622
|  | Difference | $, PV |  | -2261.8622 | -2262.7822 | -2263.8333 | -2266.6056 | -2265.0406 | -2247.8645 | -2231.2932 | -2197.4909 | -2117.5446 | -2020.7917 | -1926.3593 | -1815.6979 | -1716.0618 | -1588.9835 | -1468.4309 | -1359.557 | -1238.4533 | -1093.1861 | -928.7396 | -756.4125 | -546.8903 | -370.8851 | -198.3068 | -8.6668 | 212.1356 | 438.9827 | 666.75 | 893.1128
[5 empty] | 0 | 0 | 0 | 0 | 0 | 0 | 0 | 0 | 0 | 0 | 0 | 0 | 0 | 0 | 0 | 0 | 0 | 0 | 0 | 0 | 0 | 0 | 0 | 0 | 2047 | 0 | 0 | 0
|  | Payback year | Year |  | 2023: 2047
|  |  | $, PV |  | 0 | 0 | 0 | 0 | 0 | 0 | 0 | 0 | 0 | 0 | 0 | 0 | 0 | 0 | 0 | 0 | 0 | 0 | 0 | 0 | 0 | 0 | 0 | 0 | 3154.9751 | 0 | 0 | 0
Payback with asset lifetime opex and capex
Payback for Option 5
|  | Payback | Units |  | 2023 | 2024 | 2025 | 2026 | 2027 | 2028 | 2029 | 2030 | 2031 | 2032 | 2033 | 2034 | 2035 | 2036 | 2037 | 2038 | 2039 | 2040 | 2041 | 2042 | 2043 | 2044 | 2045 | 2046 | 2047 | 2048 | 2049 | 2050
|  | Cumulative benefits | $, PV |  | 0 | -0.95829 | -1.8584 | -4.4 | -2.284 | 14.7588 | 31.4253 | 65.7971 | 150.098 | 261.1897 | 369.3719 | 492.7818 | 603.6846 | 742.4054 | 873.8007 | 992.0075 | 1126.7314 | 1282.3791 | 1457.3219 | 1639.3978 | 1856.2744 | 2037.1545 | 2216.5233 | 2411.1935 | 2637.5061 | 2868.9312 | 3101.7917 | 3330.8232
|  | Costs | $, PV |  | 2537.7007 | 2537.7007 | 2537.7007 | 2537.7007 | 2537.7007 | 2537.7007 | 2537.7007 | 2537.7007 | 2537.7007 | 2537.7007 | 2537.7007 | 2537.7007 | 2537.7007 | 2537.7007 | 2537.7007 | 2537.7007 | 2537.7007 | 2537.7007 | 2537.7007 | 2537.7007 | 2537.7007 | 2537.7007 | 2537.7007 | 2537.7007 | 2537.7007 | 2537.7007 | 2537.7007 | 2537.7007
|  | Difference | $, PV |  | -2537.7007 | -2538.659 | -2539.5591 | -2542.1007 | -2539.9847 | -2522.9419 | -2506.2754 | -2471.9036 | -2387.6026 | -2276.5109 | -2168.3288 | -2044.9189 | -1934.0161 | -1795.2952 | -1663.9 | -1545.6932 | -1410.9693 | -1255.3215 | -1080.3788 | -898.3029 | -681.4263 | -500.5462 | -321.1774 | -126.5072 | 99.8055 | 331.2306 | 564.091 | 793.1225
[5 empty] | 0 | 0 | 0 | 0 | 0 | 0 | 0 | 0 | 0 | 0 | 0 | 0 | 0 | 0 | 0 | 0 | 0 | 0 | 0 | 0 | 0 | 0 | 0 | 0 | 2047 | 0 | 0 | 0
|  | Payback year | Year |  | 2023: 2047
|  |  | $, PV |  | 0 | 0 | 0 | 0 | 0 | 0 | 0 | 0 | 0 | 0 | 0 | 0 | 0 | 0 | 0 | 0 | 0 | 0 | 0 | 0 | 0 | 0 | 0 | 0 | 3330.8232 | 0 | 0 | 0
Payback for Option 5A
|  | Payback | Units |  | 2023 | 2024 | 2025 | 2026 | 2027 | 2028 | 2029 | 2030 | 2031 | 2032 | 2033 | 2034 | 2035 | 2036 | 2037 | 2038 | 2039 | 2040 | 2041 | 2042 | 2043 | 2044 | 2045 | 2046 | 2047 | 2048 | 2049 | 2050
|  | Cumulative benefits | $, PV |  | 0 | -0.92002 | -1.971 | -4.7433 | -3.1784 | 13.9977 | 30.569 | 64.3713 | 148.2856 | 259.665 | 367.9613 | 491.764 | 603.8561 | 742.7412 | 874.4851 | 993.9667 | 1129.4344 | 1288.3168 | 1465.6686 | 1650.2283 | 1871.3454 | 2058.3409 | 2241.3366 | 2440.8509 | 2671.0129 | 2906.7316 | 3142.908 | 3377.2416
|  | Costs | $, PV |  | 2603.8007 | 2603.8007 | 2603.8007 | 2603.8007 | 2603.8007 | 2603.8007 | 2603.8007 | 2603.8007 | 2603.8007 | 2603.8007 | 2603.8007 | 2603.8007 | 2603.8007 | 2603.8007 | 2603.8007 | 2603.8007 | 2603.8007 | 2603.8007 | 2603.8007 | 2603.8007 | 2603.8007 | 2603.8007 | 2603.8007 | 2603.8007 | 2603.8007 | 2603.8007 | 2603.8007 | 2603.8007
|  | Difference | $, PV |  | -2603.8007 | -2604.7207 | -2605.7717 | -2608.544 | -2606.9791 | -2589.803 | -2573.2317 | -2539.4294 | -2455.5151 | -2344.1357 | -2235.8394 | -2112.0367 | -1999.9446 | -1861.0595 | -1729.3156 | -1609.834 | -1474.3663 | -1315.4839 | -1138.1321 | -953.5724 | -732.4553 | -545.4598 | -362.4641 | -162.9498 | 67.2122 | 302.9309 | 539.1073 | 773.4409
[5 empty] | 0 | 0 | 0 | 0 | 0 | 0 | 0 | 0 | 0 | 0 | 0 | 0 | 0 | 0 | 0 | 0 | 0 | 0 | 0 | 0 | 0 | 0 | 0 | 0 | 2047 | 0 | 0 | 0
|  | Payback year | Year |  | 2023: 2047
|  |  | $, PV |  | 0 | 0 | 0 | 0 | 0 | 0 | 0 | 0 | 0 | 0 | 0 | 0 | 0 | 0 | 0 | 0 | 0 | 0 | 0 | 0 | 0 | 0 | 0 | 0 | 3377.2416 | 0 | 0 | 0